## Overview
Q:\SeventhPlan\Conservation Analysis\Com\[Com_Master_7P.xlsm]FILES
Version Date | 2015-02-06
This page not yet updated for 7P
Sheet Name | Contents
Overview | Overview of model structure
Update Log | Update Log: Log for updates to Draft 6th Plan Assessment
MLIST | Master List of measure bundles
FILES | List and links to measure-level files. Plus housekeeping and administrative functions.
APPLIC | Applicability factor for the measure bundle. Fraction of stock the measure applies to.
BASE | Baseline penetration of measure bundles. Estimated fraction of stock where the measure is already in place.
STOCK | Vintage cohort for measure bundles.
TURN | Turnover rate for stock to which measure applies.
ACHIEVE | Achievable rate of acquisition for measure bundles by year
CODE | Tables developed to estimate regional baseline penetration for various elements of energy codes by jurisdiction
CHAR | Key characteristics for stock by vintage cohort and building subtype. Used to develop regional application of measures.
FLOOR | Floor area forecast summary used to develop data in CHAR
VARS | List of variables and definitions used in the CHAR tab and elsewhere in the files.
Labels | Map of building types labels from different sources.
Lookup | Lookup table for vintage cohort
EUI | Reference EUI from various sources including CBECS & CBSA.
Measure Workbooks: These workbooks contain the detailed analysis for all the measures. Generally there is one workbook for each bundle of similar or related measures.
Naming convention starts with COM(For example: COM-ECM-VAV-7P_v1.xls means the Commercial sector workbook for the measure Electronically Commutated Motors on VAV systems, 7th Plan, Version1)
The files contain the supporting analysis of measure cost and savings as well as links to data used to support the analysis. They also contain supply curves for the measure bundle.
Basic layout as follows:
7PSourceSummary: Summarizes key input assumptions, sources and calculation methodology.
SC worksheets: Calculates supply curve total savings potential by cost bin by year. Uses output data from MData worksheets along with unit forecasts from floor space sheet and achievability rates from ComMaster. Usually there are several SC worksheets for new, retrofit and natural-replacement applications since cost and savings and units are different for each application.
MData worksheets: Measure data sheets. Measure level inputs and outputs for ProCost. Normalized to floor area with one to several hundred permutations of costs and savings. At least two permutations of the MData tab exist in each sheet. One is for the "measure" level which represent costs and savings for an individual measure. This provides the cost and savings estimates for individual measures regardless of the measure's applicability. The other is the "regional" level which includes costs and savings weighted for applicability across the region. ProCost output by measure ends up here too and is passed to the supply curve sheets to develop supply curves. Inputs to MData are usually harvested from MMap tab.
MMap worksheet: Measure Map. Used to assign costs and savings inputs to each application and permutation of the measure. Feeds MData worksheets.
Notes and Sources worksheet Contains notes, savings calculations and links to sources.
Supporting worksheets: A variety of supporting worksheets, documentation and administrative notes are also included.
ComMaster
Contains measure list, links to all supporting files and sheets for other administrative functions.
Contains key characteristics common among measures used to calculate savings estimates. Includes measure applicability (APPLIC), baseline penetration (BASE), applicable vintage cohort (STOCK), achievability rates (ACHIEV), fuel saturations, equipment saturations and other key characteristics (CHAR) used in the analysis by building occupancy type and application (New, Retro or Natural Replacement (NR)) . Also includes common variables, labels (VAR & Labels) and other administrative functions.
ComFloorAreaForecast.xls (or similar name)
Output from regional forecast model. Supply curve estimates are driven primarily by floor space estimates, equipment count or population. File contains stock estimates relevant to the measures by building occupancy type, state and vintage.
MC_AND_ LOADSHAPE
Contains avoided cost and shape of savings data. Called by ProCost.
SUPPLYCURVEBUNDLER
Bundles all measures into supply curves by cost bin and year for input to portfolio model.

## MLIST
MLIST | Master Measure List, Bundled Measures
1 | 2 | 3 | 4 | 5 | 6 | 7
See "Files" tab for more info-updates on 7P status
Red measures are new for 7P
Black text - Standar 7P measures
Measure Sources and Stauts
End Use (BPA Taxonomy) | Base Measure Name | VCohort | Measure Index Name | Unit of Savings | Measure Bundle Description | Number of Measures in Bundle | Descriptive Name | Segment | Savings Sources | 7P Technical Savings (aMW) | Baseline | Baseline Saturation | Baseline Notes | Cost Source | Cost Notes | New from 6P | 6P Vintage | Status | Status notes | Category | TAP_Name
Compressed Air | Compressed Air | Retro | Compressed Air-Retro | kWh per HP BT | Compressed Air Controls | 1 | Compressed Air Controls | Some |  |  | CBSA 2014 |  |  |  |  | x | N/A |  |  | Compressed Air System Controls |  | Compressed Air
Compressed Air | Compressed Air | NR | Compressed Air-NR | kWh per HP BT | Compressed Air Improvements | 1 | Compressed Air Improvements | Some |  |  | CBSA 2014 |  |  |  |  | x | N/A |  |  | Compressed Air System Improvements |  | Electronics
Electronics | Network PC Power Management | Retro | Network PC Power Management-Retro | Count | Control of a networked computer's advanced energy management systems | 1 | Network PC Power Management | All |  |  | CBSA 2014 | [5 empty] | N/A |  |  | Computer Technologies |  | Food Preparation
Electronics | Laptop | NR | Laptop-NR | Count | ENERGY STAR Laptops | 1 | ENERGY STAR Laptops | All |  |  | CBSA 2014 | [5 empty] | N/A |  |  | Computer Technologies |  | HVAC
Electronics | Smart Plug Power Strips | Retro | Smart Plug Power Strips-Retro | Count | Smart Plug Power Strips | 1 | Smart Plug Power Strips | All |  |  | CBSA 2014 |  |  |  |  | x | N/A |  |  | Plug Load |  | Lighting
Electronics | Data Centers | NR | Data Centers-NR | Count | Data Centers; Virtualization, efficient servers, network gear, power supplies, and other measures at NR | 22 | Data Centers | All |  |  | CBSA 2014 |  |  |  |  | x | N/A |  |  | Computer Technologies |  | Refrigeration
Electronics | Monitor | NR | Monitor-NR | Count | Commercial Computer Monitor | 1 | ENERGY STAR Monitor | All |  |  | Std Monitor | [5 empty] | N/A |  |  | Computer Technologies |  | Water Heating
Electronics | Desktop | NR | Desktop-NR | Count | Commercial Computer Desktop | 1 | ENERGY STAR Desktop | All |  |  | Std Computer | [5 empty] | N/A |  |  | Computer Technologies
Food Preparation | Pre-Rinse Spray Valve | Retro | Pre-Rinse Spray Valve-Retro | Count | Low-flow pre-rinse spray valves for restaurant kitchens, cafeterias, and food-serving | 1 | Pre-Rinse Spray Valve | Some |  |  | CBSA 2014 | [5 empty] | N/A |  |  | Water Using Devices
Food Preparation | Cooking Equipment | NR | Cooking Equipment-NR | Count | Efficient cooking equipment such as hot food holders, steamers and ovens | 4 | Cooking Equipment | All |  |  | CBSA 2014 | [5 empty] | N/A |  |  | Cooking
HVAC | DHP | New | DHP-New | kWh per KSF BT |  | 4 |  | All |  |  | CBSA 2014 | [5 empty] | PRE/POST 2006 |  |  | HVAC System Improvements
HVAC | DHP | Retro | DHP-Retro | kWh per KSF BT |  | 4 |  | All |  |  | CBSA 2014 | [5 empty] | PRE/POST 2006 |  |  | HVAC System Improvements
HVAC | Glass | New | Glass-New | kWh per KSF BT | Windows and glazing more efficiecnt that code or standard practice | 39 | Windows | All |  |  | CBSA 2014 | [5 empty] | PRE1987/PRE2002/POST2006 |  |  | Envelope
HVAC | Glass | NR | Glass-NR | kWh per KSF BT | Windows and glazing more efficiecnt that code or standard practice | 39 | Windows | All |  |  | CBSA 2014 | [5 empty] | PRE1987/PRE2002/POST2007 |  |  | Envelope
HVAC | ControllerLite | Retro | ControllerLite-Retro | kWh per KSF BT | Small Commercial Building HVAC Controls | 3 | HVAC Controls | All |  |  | CBSA 2014 | [5 empty] | PRE1987/PRE2002/POST2008 |  |  | Envelope
HVAC | Advanced Rooftop Controller | New | Advanced Rooftop Controller-New | kWh per KSF BT | Suite of measures and control strategies for buildings served by package roof top HVAC units | 3 | Advanced Rooftop Controller | Most |  |  | CBSA 2014 | [5 empty] | PRE/POST 2006 |  |  | HVAC System Improvements
HVAC | Advanced Rooftop Controller | NR | Advanced Rooftop Controller-NR | kWh per KSF BT | Suite of measures and control strategies for buildings served by package roof top HVAC units | 2 | Advanced Rooftop Controller | Most |  |  | CBSA 2014 | [5 empty] | PRE/POST 2006 |  |  | HVAC System Improvements
HVAC | Advanced Rooftop Controller | Retro | Advanced Rooftop Controller-Retro | kWh per KSF BT | Suite of measures and control strategies for buildings served by package roof top HVAC units | 3 | Advanced Rooftop Controller | Most |  |  | CBSA 2014 | [5 empty] | PRE/POST 2006 |  |  | HVAC System Improvements
HVAC | Variable Speed Chiller | New | Variable Speed Chiller-New | kWh per KSF BT | Variable speed chillers | 1 | Variable Speed Chiller | Some |  |  | CBSA 2014 | [5 empty] | PRE/POST 2006 |  |  | Envelope
HVAC | Variable Speed Chiller | NR | Variable Speed Chiller-NR | kWh per KSF BT | Variable speed chillers | 1 | Variable Speed Chiller | Some |  |  | CBSA 2014 | [5 empty] | PRE/POST 2006 |  |  | Envelope
HVAC | Commercial EM | New | Commercial EM-New | kWh per KSF BT | Commercial Energy Management | 1 | Commercial Energy Management For Complex systems | All |  |  | CBSA 2014 | [5 empty] | PRE/POST 2006 |  |  | Whole Bldg/Meter Level System Improvements
HVAC | Commercial EM | NR | Commercial EM-NR | kWh per KSF BT | Commercial Energy Management | 1 | Commercial Energy Management For Complex systems | All |  |  | CBSA 2014 | [5 empty] | PRE/POST 2006 |  |  | Whole Bldg/Meter Level System Improvements
HVAC | Commercial EM | Retro | Commercial EM-Retro | kWh per KSF BT | Commercial Energy Management | 20 | Commercial Energy Management For Complex systems | All |  |  | CBSA 2014 | [5 empty] | PRE/POST 2006 |  |  | Whole Bldg/Meter Level System Improvements
HVAC | Evaporative Assist Cooling | New | Evaporative Assist Cooling-New | kWh per KSF BT | Evaporative Assist Cooling | 1 | Evaporative Assist Cooling | Some |  |  | CBSA 2014 | [5 empty] | PRE/POST 2006 |  |  | HVAC System Improvements
HVAC | Evaporative Assist Cooling | NR | Evaporative Assist Cooling-NR | kWh per KSF BT | Evaporative Assist Cooling | 1 | Evaporative Assist Cooling | Some |  |  | CBSA 2014 | [5 empty] | PRE/POST 2006 |  |  | HVAC System Improvements
HVAC | Economizer | Retro | Economizer-Retro | kWh per KSF BT | Economizer Improvements | 2 | Economizer maintenance and repair | Some |  |  | CBSA 2014 | [5 empty] | POST 2006 |  |  | HVAC System Improvements
HVAC | Demand Control Ventilation | New | Demand Control Ventilation-New | kWh per KSF BT | Fan control strategies, DCV and Fleet Strategy DOAS with heat recovery in simple HVAC systems | 2 | Demand Control Ventilation | All |  |  | CBSA 2014 | [5 empty] | PRE/POST 2006 |  |  | HVAC System Controls
HVAC | Demand Control Ventilation | NR | Demand Control Ventilation-NR | kWh per KSF BT | Fan control strategies, DCV and Fleet Strategy DOAS with heat recovery in simple HVAC systems | 1 | Demand Control Ventilation | All |  |  | CBSA 2014 | [5 empty] | PRE/POST 2006 |  |  | HVAC System Controls
HVAC | Demand Control Ventilation | Retro | Demand Control Ventilation-Retro | kWh per KSF BT | Fan control strategies, DCV and Fleet Strategy DOAS with heat recovery in simple HVAC systems | 2 | Demand Control Ventilation | All |  |  | CBSA 2014 | [5 empty] | PRE/POST 2006 |  |  | HVAC System Controls
HVAC | Premium Fume Hood | NR | Premium Fume Hood-NR | Count | Effiicient fume hoods in labs | 1 | Premium Fume Hood | Some |  |  | CBSA 2014 | [5 empty] | N/A |  |  | Pumps and Fans
HVAC | DCV Restaurant Hood | Retro | DCV Restaurant Hood-Retro | Count | Demand control ventilation systems for large restaurant hoods | 1 | DCV Restaurant Hood | Restaurant |  |  | CBSA 2014 | [5 empty] | N/A |  |  | Pumps and Fans
HVAC | DCV Parking Garage | Retro | DCV Parking Garage-Retro | kWh per kSF BT | Demand control ventilation systems for parking garages | 1 | DCV Parking Garage | All |  |  | CBSA 2014 |  |  |  |  | x | N/A |  |  | Pumps and Fans
HVAC | Weatherization - School | Retro | Weatherization - School-Retro | kWh per KSF BT | School building weatherization | 1 | Weatherization - School | K-12 |  |  | CBSA 2014 |  |  |  |  | x | N/A |  |  | Envelope
HVAC | Energy Recovery Ventilator | NR | Energy Recovery Ventilator-NR | Count | Heat Recovery Ventilation | 1 | Heat Recovery Ventilation | All |  |  | CBSA 20154 | [5 empty] | N/A |  |  | Computer Technologies
HVAC | AC Heat Recovery for Water Heating | NR | AC Heat Recovery for Water Heating-NR | Count | AC Heat Recovery for Water Heating | 1 | AC Heat Recovery for Water Heating | All |  |  | CBSA 2014 |  |  |  |  | x | N/A |  |  | Heat Recovery
HVAC | Room Occupancy Sensors in Lodging | Retro | Room Occupancy Sensors in Lodging-Retro | Count | Room Occupancy Sensors in Lodging | 1 | Room Occupancy Sensors in Lodging | Lodging |  |  | CBSA 2014 |  |  |  |  | x | N/A |  |  | Whole Bldg/Meter Level System Improvements
HVAC | Chiller - chilled water retrofit | Retro | Chiller - chilled water retrofit-Retro | kWh per KSF BT | Chiller system improvements | 1 | Chiller - chilled water retrofit | Some |  |  | CBSA 2014 |  |  |  |  | x | N/A |  |  | HVAC System Improvements
HVAC | Chiller - equip retrofits | Retro | Chiller - equip retrofits-Retro | kWh per KSF BT | Chiller equipment improvements | 1 | Chiller - equip retrofits | Some |  |  | CBSA 2014 |  |  |  |  | x | N/A |  |  | HVAC System Improvements
HVAC | Pool Blankets | Retro | Pool Blankets-Retro | Count | Pool Blankets | 1 | Pool Blankets | Some |  |  | CBSA 2014 |  |  |  |  | x | N/A |  |  | Pool System Improvements
HVAC | Web-Enabled Thermostats | Retro | Web-Enabled Thermostats-Retro | kWh per KSF BT | Web-Enabled Thermostats | 1 | Web-Enabled Thermostats | Some |  |  | CBSA 2014 |  |  |  |  | x | N/A |  |  | HVAC System Controls
HVAC | Garage CO2 ventilation | Retro | Garage CO2 ventilation-Retro | Count | Garage CO2 ventilation | 1 | Garage CO2 ventilation | Some |  |  | CBSA 2014 |  |  |  |  | x | N/A |  |  | HVAC System Controls
HVAC | Circ Pump ECM and drive | Retro | Circ Pump ECM and drive-Retro | Count | Circulation Pump ECM and drive | 1 | Circ Pump ECM and drive | Some |  |  | CBSA 2014 |  |  |  |  | x | N/A |  |  | Pumps and Fans
HVAC | VRF | New | VRF-New | kWh per KSF BT | Variable Refrigerant Flow | 1 | Variable Refrigerant Flow | Some |  |  | CBSA 2014 |  |  |  |  | x |  |  |  | HVAC System Improvements
HVAC | VRF | Retro | VRF-Retro | kWh per KSF BT | Variable Refrigerant Flow | 1 | Variable Refrigerant Flow | Some |  |  | CBSA 2014 |  |  |  |  | x | N/A |  |  | Envelope
HVAC | Evaporator Roof Top HVAC | Retro | Evaporator Roof Top HVAC-Retro | kWh per KSF BT | Evaporator Roof Top HVAC | 1 | Evaporator Roof Top HVAC | Some |  |  | CBSA 2014 |  |  |  |  | x | N/A |  |  | HVAC System Improvements
HVAC | Secondary Glazing Systems | Retro | Secondary Glazing Systems-Retro | kWh per KSF BT | Secondary Glazing Systems | 1 | Secondary Glazing Systems | All |  |  | CBSA 2014 |  |  |  |  | x | N/A |  |  | Envelope
Lighting | LPD Package | New | LPD Package-New | kWh per KSF BT | Lamp, ballast and fixture improvements to lighting power density | 8 | Lighting Power Density | All |  |  | CBSA 2014 | [5 empty] | PRE/POST 2006 |  |  | Lamps/Ballasts/Fixtures
Lighting | LPD Package | NR | LPD Package-NR | kWh per KSF BT | Lamp, ballast and fixture improvements to lighting power density | 12 | Lighting Power Density | All |  |  | CBSA 2014 | [5 empty] | PRE/POST 2006 |  |  | Lamps/Ballasts/Fixtures
Lighting | LPD Package | Retro | LPD Package-Retro | kWh per KSF BT | Lamp, ballast and fixture improvements to lighting power density | 22 | Lighting Power Density | All |  |  | CBSA 2014 | [5 empty] | PRE/POST 2006 |  |  | Lamps/Ballasts/Fixtures
Lighting | Top Daylighting | New | Top Daylighting-New | kWh per KSF BT | Skylights with lighting controls | 6 | Daylighting with Skylights | All |  |  | CBSA 2014 | [5 empty] | POST 2006 |  |  | Lighting Controls
Lighting | Perimeter Daylighting Controls Advanced | New | Perimeter Daylighting Controls Advanced-New | kWh per KSF BT | Perimeter daylighting controls | 6 | Daylighting with Windows | All |  |  | CBSA 2014 | [5 empty] | PRE/POST 2006 |  |  | Lighting Controls
Lighting | Perimeter Daylighting Controls Advanced | NR | Perimeter Daylighting Controls Advanced-NR | kWh per KSF BT | Perimeter daylighting controls | 6 | Daylighting with Windows | All |  |  | CBSA 2014 | [5 empty] | PRE/POST 2006 |  |  | Lighting Controls
Lighting | Lighting Controls Interior | New | Lighting Controls Interior-New | kWh per KSF BT | Occupancy controls for lighting areas not required by code such as warehouse aisle, classrooms | 6 | Lighting Controls Interior | All |  |  | CBSA 2014 | [5 empty] | PRE/POST 2006 |  |  | Lighting Controls
Lighting | Lighting Controls Interior | NR | Lighting Controls Interior-NR | kWh per KSF BT | Occupancy controls for lighting areas not required by code such as warehouse aisle, classrooms | 6 | Lighting Controls Interior | All |  |  | CBSA 2014 | [5 empty] | PRE/POST 2006 |  |  | Lighting Controls
Lighting | Exterior Building Lighting | New | Exterior Building Lighting-New | kWh per KSF BT | Effiicient façade, walkway, area and decorative exterior lighting, such as LED | 4 | Exterior Building Lighting | All |  |  | CBSA 2014 | [8 empty] | Lamps/Ballasts/Fixtures
Lighting | Exterior Building Lighting | NR | Exterior Building Lighting-NR | kWh per KSF BT | Effiicient façade, walkway, area and decorative exterior lighting, such as LED | 4 | Exterior Building Lighting | All |  |  | CBSA 2014 | [5 empty] | N/A |  |  | Lamps/Ballasts/Fixtures
Lighting | Street and Roadway Lighting | New | Street and Roadway Lighting-New | Count | Efficient street and roadway lighting, LED and induction | 6 | Street and Roadway Lighting | Non-Building |  |  | Navigant 2014 | [8 empty] | Lamps/Ballasts/Fixtures
Lighting | Street and Roadway Lighting | NR | Street and Roadway Lighting-NR | Count | Efficient street and roadway lighting, LED and induction | 6 | Street and Roadway Lighting | Non-Building |  |  | Survey 2014 | [5 empty] | N/A |  |  | Lamps/Ballasts/Fixtures
Lighting | Parking Lighting | New | Parking Lighting-New | kWh per KSF BT | Efficient parking lot and garage lighting and controls | 2 | Parking Lighting | All |  |  | CBSA 2014 | [8 empty] | Lamps/Ballasts/Fixtures | Lamps/Ballasts/Fixtures w/Controls
Lighting | Parking Lighting | NR | Parking Lighting-NR | kWh per KSF BT | Efficient parking lot and garage lighting and controls | 2 | Parking Lighting | All |  |  | CBSA 2014 | [5 empty] | N/A |  |  | Lamps/Ballasts/Fixtures | Lamps/Ballasts/Fixtures w/Controls
Lighting | Bi-Level Stairwell Lighting | NR | Bi-Level Stairwell Lighting-NR | kWh per KSF BT | Bi-Level occupancy sensor control on stairwell | 1 | Bi-Level Stairwell | All |  |  | CBSA 2014 | [5 empty] | N/A |  |  | Lighting Controls
Lighting | Low Power LF Lamps | NR | Low Power LF Lamps-NR | lamp | Shift mix of 32W, 28W and 25W lamps towards low watt lamps | 2 | High Performance Low Power Fluorescent Lamps | All |  |  | Federal GSFL 2014 |  |  |  |  | x | N/A |  |  | Lamps/Ballasts/Fixtures
Lighting | LEC Exit Sign | New | LEC Exit Sign-New | sign | Light Emiting Capacitor Exit Sign |  | LEC Exit Sign | All |  |  | EPAct 2005
Lighting | LEC Exit Sign | NR | LEC Exit Sign-NR | sign | Light Emiting Capacitor Exit Sign |  | LEC Exit Sign | All |  |  | EPAct 2005
Motors/Drives | ECM-VAV | New | ECM-VAV-New | kWh per KSF BT | Electically Commutated Motors on Variable Air Volume Boxes | 1 | ECM Motors on Variable Air Volume Boxes | All |  |  | CBSA 2014 | [5 empty] | PRE/POST 2006 |  |  | Motors
Motors/Drives | ECM-VAV | NR | ECM-VAV-NR | kWh per KSF BT | Electically Commutated Motors on Variable Air Volume Boxes | 1 | ECM Motors on Variable Air Volume Boxes | All |  |  | CBSA 2014 | [5 empty] | PRE/POST 2006 |  |  | Motors
Motors/Drives | Pool pumps | Retro | Pool pumps-Retro | Count | Pool pumps | 1 | Pool pumps | Some |  |  | CBSA 2014 |  |  |  |  | x | N/A |  |  | Pool System Improvements
Motors/Drives | MotorsRewind | New | MotorsRewind-New | Count | Motors - Rewind | 1 | Motors - Rewind | All |  |  | CBSA 2014 |  |  |  |  | x | N/A |  |  | Motors
Motors/Drives | MotorsRewind | NR | MotorsRewind-NR | Count | Motors - Rewind | 1 | Motors - Rewind | All |  |  | CBSA 2014 |  |  |  |  | x | N/A |  |  | Motors
Process Loads | Municipal Sewage Treatment | Retro | Municipal Sewage Treatment-Retro | MGD Flow | Suite of measures for sewage treatment | 10 | Municipal Sewage Treatment | Non-Building | BACGEN |  | 2013 EPA Flow rates | Achievements |  | 6P+ETO data |  |  | N/A | V1 | More data coming from NEEA | Process Loads System Improvements
Process Loads | Municipal Water Supply | Retro | Municipal Water Supply-Retro | MGD Flow | Suite of measures for water supply systems | 5 | Municipal Water Supply | Non-Building | BACGEN |  | 2013 EPA Flow rates | Achievements |  | 6P+ETO data |  |  | N/A | V1 | More data coming from NEEA | Process Loads System Improvements
Process Loads | Engine Generator Block Heaters | Retro | Engine Generator Block Heaters-Retro | Count | Engine Generator Block Heaters (for standby generators) | 1 | Engine Generator Block Heaters | All |  |  | No Control |  |  |  |  | x | N/A |  |  | Process Loads System Controls
Refrigeration | Grocery Refrigeration Bundle | Retro | Grocery Refrigeration Bundle-Retro | kWh per KSF BT | Grocery store refrigeration measures | 12 | Grocery Refrigeration Bundle | Grocery |  |  | CBSA 2014 | [5 empty] | N/A |  |  | Refrigeration System Improvements
Refrigeration | Packaged Refrigeration Equipment | New | Packaged Refrigeration Equipment-New | Count | Efficient refrigerators and freezers, beverage merchandizers, ice makers and vending machines | 20 | Packaged Refrigeration Equipment | Grocery |  |  | CBSA 2014 | [5 empty] | N/A |  |  | Packaged Refrigeration
Refrigeration | Appliances - Freezers | NR | Appliances - Freezers-NR | Count | Residential freezers in commercial buildings | 1 | Appliances - Freezers | All |  |  | Fed Std 2014 |  |  |  |  | x | N/A |  |  | Refrigeration System Improvements
Refrigeration | Appliances - Refrigerators | NR | Appliances - Refrigerators-NR | Count | Residential refrigerators in commercial buildings | 1 | Appliances - Refrigerators | All |  |  | Fed Std 2014 |  |  |  |  | x | N/A |  |  | Refrigeration System Improvements
Refrigeration | Water Cooler Controls | NR | Water Cooler Controls-NR | Count | Water Cooler Controls | 1 | Water Cooler Controls | Some |  |  | Uncontrolled |  |  |  |  | x | N/A |  |  | Refrigeration System Controls
Water Heating | WHTanks | New | WHTanks-New | Count | Clotheswashers more efficient than federal standard |  | DHW - Efficient Tanks | Some |  |  | CBSA 2014 | [5 empty] | N/A |  |  | Water Using Devices
Water Heating | WHTanks | NR | WHTanks-NR | Count | Efficient Residential water heaters in commercial buildings | 1 | DHW - Efficient Tanks | All |  |  | CBSA 2014 |  |  |  |  | x | N/A |  |  | Water Heaters
Water Heating | Appliances - Clothes Washers | NR | Appliances - Clothes Washers-NR | Count | Efficient residential clothes washers in commercial buildings | 1 | Appliances - Clothes Washers | Some |  |  | CBSA 2014 |  |  |  |  | x | N/A |  |  | Water Using Devices
Water Heating | Showerheads | Retro | Showerheads-Retro | Count | Efficient showerheads | 1 | DHW - Showerheads | Some |  |  | 2.5 GPM |  |  |  |  | x | N/A |  |  | Water Using Devices
Water Heating | Water Heating - GFHX | New | Water Heating - GFHX-New | Count | Drain water heat recovery in new mulitfaimly applications | 1 | Water Heating - GFHX | All |  |  | No Heat Recovery |  |  |  |  | x | N/A |  |  | Water Using Devices
Water Heating | Demand Control Circulating system DHW | Retro | Demand Control Circulating system DHW-Retro | kWh per KSF BT | Demand Control Circulating system DHW | 1 | Demand Control Circulating system DHW | Some |  |  | CBSA 2014 |  |  |  |  | x | N/A |  |  | Water Using Devices
Water Heating | Central HPWH MF | Retro | Central HPWH MF-Retro | Count | Central HPWH MF | 1 | Central HPWH MF | Multifamily |  |  | CBSA 2014 |  |  |  |  | x | N/A |  |  | Water Heaters
Whole Bldg/Meter Level | Ultra Low Energy Building | New | Ultra Low Energy Building-New | kWh per KSF BT | Multiple measures applied in integrated design practice | 13 | Ultra Low Energy Building | Some |  |  | Code | [5 empty] | POST2006 |  |  | Whole Bldg/Meter Level System Improvements
BPA Taxonomy EndUse_Name | Category_Name | TAP_Name
Compressed Air | Compressed Air System Controls | Compressed Air Control Improvements (non-VFD)
Electronics | Compressed Air System Improvements | Compressed Air Control Improvements (VFD)
Food Preparation | Computer Technologies | Compressed Air System Compressor Improvements (non-VFD)
HVAC | Cooking | Compressed Air System Compressor Improvements (VFD)
Lighting | Delamping | Compressed Air System Demand Side Improvements
Motors/Drives | Elevators | Compressed Air System Dryer Improvements
Process Loads | Envelope | Compressed Air System Regulation Improvements
Refrigeration | Escalators | Compressed Air System Storage Improvements
Water Heating | Heat Recovery | Compressed Air System Supply Side Improvements
Whole Bldg/Meter Level | HVAC System Controls | Compressors
| HVAC System Improvements | Heat Recovery Improvements
| Lamps/Ballasts/Fixtures | Network Computer Power Management
| Lighting Controls | Power Supplies
| Motors | Server Virtualization/Load Reduction
| Motors/Drives Controls | Servers
| Packaged Refrigeration | Power Strips
| Plug Load | Cooking Equipment
| Pool System Improvements | Electric Combination Ovens
| Process Loads System Controls | Electric Commercial Steam Cookers
| Process Loads System Improvements | Electric Convection Ovens
| Pumps and Fans | Electric Fryers
| Refrigeration System Controls | Hot Food Holding Cabinets
| Refrigeration System Improvements | Air Sealing
| Signs and Signals | Insulation
| System Efficiency Improvements | Windows
| Water Heaters | Humidification/Dehumidification Improvements
| Water Heating Controls | Energy Management Systems/System Controls
| Water Using Devices | HVAC Control Improvements (non-VFD)
| Whole Bldg/Meter Level System Improvements | HVAC Control Improvements (VFD)
Pneumatic to DDC Control Improvements
Thermostats
Air-Source Heat Pumps
Building Commissioning Improvements
Centrifugal Chiller Improvements
Duct Insulation
Ductless Heat Pumps
Economizer System Improvements
Interactive HVAC System Improvements
Reciprocating Chiller Improvements
Rooftop Units
Rotary Screw Chiller Improvements
Scroll Chiller Improvements
Storage Tank Insulation Improvements
Variable Refrigerant Flow System Improvements
Ventilation System Improvements
Water-Source Heat Pumps
Delamping
Lamps/Ballasts
Lamps/Ballasts w/Controls
Lamps/Ballasts w/Delamping
Lamps/Ballasts w/Delamping and Controls
Lamps/Ballasts/Fixtures
Lamps/Ballasts/Fixtures w/Controls
Lamps/Ballasts/Fixtures w/Delamping
Lamps/Ballasts/Fixtures w/Delamping and Controls
Control Panels
Daylighting
Occupancy Sensors
Photocells
Timers
LED Exit Signs
LED Traffic Signals
Motor Rewind
Motors
Electronically Commutated Motor (ECM)
Motors/Drives Control Improvements (non-VFD)
Motors/Drives Control Improvements (VFD)
Motors/Drives Installation on Fan System
Motors/Drives Installation on Vacuum Pumps
Elevators
Escalators
Process Loads Control Improvements (non-VFD)
Process Loads Control Improvements (VFD)
Interactive Process Loads System Improvements
Centrifugal Pump System Improvements
Fan System Improvements
Pump System Improvements
Turbine Pump System Improvements
Vacuum Pump System Improvements
Freezer Decommissioning
Freezers
Ice Makers
Packaged Refrigeration System Improvements
Refrigerator Decommissioning
Refrigerators
Vending Machines
Condensor Fan System Improvements
Evaporator Coil Fan System Improvements
Evaporator Fan System Improvements
Defrost Control Improvements
Multiplex
Refrigeration Control Improvements (non-VFD)
Refrigeration Control Improvements (VFD)
Auto Closers
Case Lighting
Case Lighting Delamping
Cases
Chiller Improvements
Condensors
Doors
Gasket Replacement
Insulation
Interactive Refrigeration System Improvements
Motion Sensors
Multiplex
Night Covers
Strip Curtains
Suction Line Insulation
Pool Blankets
Pool System Improvements
Water Heaters
Water Heating Control Improvements (non-VFD)
Water Heating Control Improvements (VFD)
Aerators
Clothes Washers
Dishwashers
Pre Rinse Spray Valves
Showerheads
Interactive Whole Bldg/Meter Level System Improvements
Small Office Package
Note on A11: Kevin Smit: Use dropdown list. These are BPA end-uses

## FILES
FILES | Map to Supporting Files
Forecast File | [6 empty] | Report Year |  | 6P Potential for Comparison
ComMaster Version | [6 empty] | 2035 | [5 empty] | 186.9479 | aMW New Buildings
[9 empty] | 1467 | 1467 |  |  | 1637663548.583 | kWh
[6 empty] | Total 7P Commercial Technical Achievable Potential thus far: | 1738.7301 |  | 0 | 1460.0885 |  |  | 1.7878 | kWh/sf for New Building Measures - Not including plug load & Equipment
| 1 | 2 | 3 | 4 | 5 | 6 | 7 | 8 | 9 | 10 | 11 | 12 | 13 | 14 | 15 | 16 | 17 | 18 | 19 | 20 | 21 | 22 | 23 | 24 | 25 | 26 | 27
End-Use | Measure Index Name | File Link | Supply Curve Worksheet | Lost Opp | Descriptive Name | Most Recent Substantive Update | Cumulative Technically Achievable Savings in 2035 in MWa | aMW in New Building Non Plug Load |  | Comparable Estimate for 6th Plan (Pasted Values) | Final Check for Draft Plan |  |  | Analyst | Comments Reviewed & Updates Complete | Run ProCost with Final Inputs (Gas) | Check/Repair RPM Links | SC Curve to Auto High/Low Forecast | SC Curve measure references linked to MList | Check Linked Files and Range Names. Correct link to ComMaster
Compressed Air | Compressed Air-Retro | COM-CompressedAir-7P_V3.xlsm |  |  | Compressed Air Controls |  | 3.2238 | 0 | [5 empty] | ks
Compressed Air | Compressed Air-NR | COM-CompressedAir-7P_V3.xlsm |  |  | Compressed Air Improvements |  | 1.0196 | 0 | [5 empty] | ks
Electronics | Network PC Power Management-Retro | dropped for 7p |  |  | Network PC Power Management |  |  |  |  | 72.7175
Electronics | Laptop-NR | COM-Computers-7P_V2.xlsx |  |  | ENERGY STAR Laptops |  | 3.9941 | 0 |  | 129.9796 |  |  |  | tj
Electronics | Smart Plug Power Strips-Retro | COM-PowerStrips-7P_V4.xlsm |  |  | Smart Plug Power Strips |  | 46.6722 | 0 | [5 empty] | ks
Electronics | Data Centers-NR | Com-DataCenters-7P_V4.xlsx |  |  | Data Centers | 2015-03-08 | 261.3184 | 0 | [5 empty] | cg |  |  | 2015-03-06 |  | 2015-03-06
Electronics | Monitor-NR | COM-Computers-7P_V2.xlsx |  |  | ENERGY STAR Monitor |  | 24.3369 | 0 | [5 empty] | tj
Electronics | Desktop-NR | COM-Computers-7P_V2.xlsx |  |  | ENERGY STAR Desktop |  | 55.8193 | 0 | [5 empty] | tj
Food Preparation | Pre-Rinse Spray Valve-Retro | COM-PreRinseSpray-7P_V3.xlsm |  |  | Pre-Rinse Spray Valve |  | 0.97672 | 0 |  | 1.802 |  |  |  | ks
Food Preparation | Cooking Equipment-NR | COM-Cooking-7P_V5.xlsm |  |  | Cooking Equipment |  | 62.5974 | 0 |  | 31.8367 |  |  |  | ks
HVAC | DHP-New |  |  |  | 0 |  | 0 |  |  | 7.3599
HVAC | DHP-Retro |  |  |  | 0 |  | 0 |  |  | 28.4379
HVAC | Glass-New | dropped for 7p - codes |  |  | Windows |  |  |  |  | 3.1359
HVAC | Glass-NR | dropped for 7p - codes |  |  | Windows |  |  |  |  | 7.2056
HVAC | ControllerLite-Retro |  |  |  | HVAC Controls |  |  |  |  | 20.8893
HVAC | Advanced Rooftop Controller-New |  |  |  | Advanced Rooftop Controller | [8 empty] | ks
HVAC | Advanced Rooftop Controller-NR |  |  |  | Advanced Rooftop Controller | [8 empty] | ks
HVAC | Advanced Rooftop Controller-Retro | Com-RooftopController-7P_V5.xlsm |  |  | Advanced Rooftop Controller |  | 119.3728 | 0 | [5 empty] | ks
HVAC | Variable Speed Chiller-New |  |  |  | Variable Speed Chiller |  |  |  |  | 1.1126
HVAC | Variable Speed Chiller-NR |  |  |  | Variable Speed Chiller |  |  |  |  | 12.2874
HVAC | Commercial EM-New |  |  |  | Commercial Energy Management For Complex systems |  |  |  |  | 9.3003
HVAC | Commercial EM-NR |  |  |  | Commercial Energy Management For Complex systems |  |  |  |  | 0 |  |  |  | ks
HVAC | Commercial EM-Retro | Com-EM-7P_V4.xlsm |  |  | Commercial Energy Management For Complex systems |  | 76.9869 | 11.548 |  | 120.3308 |  |  |  | ks
HVAC | Evaporative Assist Cooling-New | dropped for 7p - no data |  |  | Evaporative Assist Cooling |  |  |  |  | 0
HVAC | Evaporative Assist Cooling-NR | dropped for 7p - no data |  |  | Evaporative Assist Cooling |  |  |  |  | 0
HVAC | Economizer-Retro | COM-Economizer-7P_v1.xlsm |  |  | Economizer maintenance and repair |  | 26.4262 |  |  | 5.9129
HVAC | Demand Control Ventilation-New |  |  |  | Demand Control Ventilation |  |  |  |  | 3.7807 |  |  |  | ks
HVAC | Demand Control Ventilation-NR |  |  |  | Demand Control Ventilation |  |  |  |  | 3.1208 |  |  |  | ks
HVAC | Demand Control Ventilation-Retro | Com-DCV-7P_V3.xlsm |  |  | Demand Control Ventilation |  | 21.2282 | 0 |  | 18.587 |  |  |  | ks
HVAC | Premium Fume Hood-NR | COM-FumeHood-7P_V2.xlsm |  |  | Premium Fume Hood |  | 3.8879 | 0 |  | 19.6258 |  |  |  | ks
HVAC | DCV Restaurant Hood-Retro |  |  |  | DCV Restaurant Hood |  |  |  |  | 5.2084 |  |  |  | ks
HVAC | DCV Parking Garage-Retro | COM-DCV-Garage-7P_V3.xlsm |  |  | DCV Parking Garage |  | 12.8883 |  |  | 0 |  |  |  | ks
HVAC | Weatherization - School-Retro |  |  |  | Weatherization - School
HVAC | Energy Recovery Ventilator-NR | dropped for 7p - too expensive |  |  | Heat Recovery Ventilation
HVAC | AC Heat Recovery for Water Heating-NR | dropped for 7p |  |  | AC Heat Recovery for Water Heating
HVAC | Room Occupancy Sensors in Lodging-Retro | dropped for 7p |  |  | Room Occupancy Sensors in Lodging
HVAC | Chiller - chilled water retrofit-Retro | dropped for 7p - no data |  |  | Chiller - chilled water retrofit
HVAC | Chiller - equip retrofits-Retro | dropped for 7p - no data |  |  | Chiller - equip retrofits
HVAC | Pool Blankets-Retro | dropped for 7p |  |  | Pool Blankets
HVAC | Web-Enabled Thermostats-Retro | dropped for 7p |  |  | Web-Enabled Thermostats
HVAC | Garage CO2 ventilation-Retro | see com-dcv-garage |  |  | Garage CO2 ventilation | [8 empty] | ks
HVAC | Circ Pump ECM and drive-Retro |  |  |  | Circ Pump ECM and drive
HVAC | VRF-New | COM-VRF-7P_V5.xlsm |  |  | Variable Refrigerant Flow |  | 61.089 | 61.089 | [5 empty] | ks
HVAC | VRF-Retro | COM-VRF-7P_V5.xlsm |  |  | Variable Refrigerant Flow |  | 31.3952 | [6 empty] | ks
HVAC | Evaporator Roof Top HVAC-Retro | dropped for 7p |  |  | Evaporator Roof Top HVAC
HVAC | Secondary Glazing Systems-Retro | Com-WindowSGS-7P_V4.xlsx |  |  | Secondary Glazing Systems | 2015-03-08 | 40.3908 | [6 empty] | cg |  |  | 2015-03-06 |  | 2015-03-06
Lighting | LPD Package-New | Com-LightingInterior-7P_v36.xlsx |  |  | Lighting Power Density | 2015-03-08 | 77.1813 | 77.1813 |  | 43.4258 |  |  |  | cg | 2015-03-07 | 2015-03-07 | 2015-03-06 |  | 2015-03-06 | 2015-03-07
Lighting | LPD Package-NR | Com-LightingInterior-7P_v36.xlsx |  |  | Lighting Power Density | 2015-03-08 | 209.6234 |  |  | 288.6408 |  |  |  | cg | 2015-03-07 | 2015-03-07 | 2015-03-06 |  | 2015-03-06 | 2015-03-07
Lighting | LPD Package-Retro | Com-LightingInterior-7P_v36.xlsx |  |  | Lighting Power Density | 2015-03-08 | 108.9319 |  |  | 32.2156 |  |  |  | cg | 2015-03-07 | 2015-03-07 | 2015-03-06 |  | 2015-03-06 | 2015-03-07
Lighting | Top Daylighting-New | dropped for 7p - codes |  |  | Daylighting with Skylights |  |  |  |  | 17.425 |  |  |  | cg |  |  | 2015-03-06 |  | 2015-03-06
Lighting | Perimeter Daylighting Controls Advanced-New | dropped for 7p - codes |  |  | Daylighting with Windows |  |  |  |  | 3.1007 |  |  |  | cg |  |  | 2015-03-06 |  | 2015-03-06
Lighting | Perimeter Daylighting Controls Advanced-NR |  |  |  | Daylighting with Windows |  |  |  |  | 11.8668 |  |  |  | cg |  |  | 2015-03-06 |  | 2015-03-06
Lighting | Lighting Controls Interior-New | Com-InteriorLightingControls-7P_V5.xlsx |  |  | Lighting Controls Interior | 2015-03-08 | 10.9503 | 10.9503 |  | 5.4535 |  |  |  | cg |  |  | 2015-03-06 |  | 2015-03-06
Lighting | Lighting Controls Interior-NR | Com-InteriorLightingControls-7P_V5.xlsx |  |  | Lighting Controls Interior | 2015-03-08 | 26.3139 |  |  | 53.5509 |  |  |  | cg |  |  | 2015-03-06 |  | 2015-03-06
Lighting | Exterior Building Lighting-New | Com-ExteriorLighting-7P_V13.xlsx |  |  | Exterior Building Lighting | 2015-03-07 | 18.6957 | 18.6957 |  | 23.2182 |  |  |  | cg | 2015-03-06 | 2015-03-06 | 2015-03-06 |  | 2015-03-06 | 2015-03-06
Lighting | Exterior Building Lighting-NR | Com-ExteriorLighting-7P_V13.xlsx |  |  | Exterior Building Lighting | 2015-03-07 | 123.7245 |  |  | 65.1524 |  |  |  | cg | 2015-03-06 | 2015-03-06 | 2015-03-06 |  | 2015-03-06 | 2015-03-06
Lighting | Street and Roadway Lighting-New | Com-Streetlight-7P_V9.xlsx |  |  | Street and Roadway Lighting | 2015-03-07 | 6.6186 |  |  | 8.0478 |  |  |  | cg | 2015-03-06 | 2015-03-06 | 2015-03-06 |  | 2015-03-06 | 2015-03-06
Lighting | Street and Roadway Lighting-NR | Com-Streetlight-7P_V9.xlsx |  |  | Street and Roadway Lighting | 2015-03-07 | 54.2147 |  |  | 35.7682 |  |  |  | cg | 2015-03-06 | 2015-03-06 | 2015-03-06 |  | 2015-03-06 | 2015-03-06
Lighting | Parking Lighting-New | Com-ParkingGarageLighting-7P_v6.xlsx |  |  | Parking Lighting |  |  | 0 |  | 8.3763 |  |  |  | cg |  |  | 2015-03-06 |  | 2015-03-06
Lighting | Parking Lighting-NR | Com-ParkingGarageLighting-7P_v6.xlsx |  |  | Parking Lighting | 2015-03-18 | 8.4134 |  |  | 45.8166 |  |  |  | cg |  |  | 2015-03-06 |  | 2015-03-06
Lighting | Bi-Level Stairwell Lighting-NR | Com-Bi-Level Stairwell-7P_V2.xlsx |  |  | Bi-Level Stairwell | 2015-03-18 | 11.8583 | [6 empty] | cg |  |  | 2015-03-06 |  | 2015-03-06
Lighting | Low Power LF Lamps-NR | Com-HPLowPowerGSFL-7P_V5.xlsx |  |  | High Perf Low Power Fluorescent Lamp PPA | 2015-02-22 | 40.4797 | [6 empty] | cg | 2015-03-07 | 2015-03-07 | 2015-03-06 |  | 2015-03-06 | 2015-03-07
Lighting | LEC Exit Sign-New | Com-ExitSign-7P_V2.xlsx |  |  | LEC Exit Sign | 2015-03-23 | 3.3823
Lighting | LEC Exit Sign-NR | Com-ExitSign-7P_V2.xlsx |  |  | LEC Exit Sign | 2015-03-23 | 15.9492
Motors/Drives | ECM-VAV-New | COM-ECM-VAV-7P_V3.xlsm |  |  | ECM Motors on Variable Air Volume Boxes |  | 6.3908 | 6.3908 |  | 2.5095 |  |  |  | ks
Motors/Drives | ECM-VAV-NR | COM-ECM-VAV-7P_V3.xlsm |  |  | ECM Motors on Variable Air Volume Boxes |  | 27.2297 |  |  | 8.5068 |  |  |  | ks
Motors/Drives | Pool pumps-Retro | dropped for 7p |  |  | Pool pumps
Motors/Drives | MotorsRewind-New | COM-MotorsRewind-7P_v2.xlsm |  |  | Motors - Rewind |  | 0.59897 | 0.59897 | [5 empty] | ks
Motors/Drives | MotorsRewind-NR | COM-MotorsRewind-7P_v2.xlsm |  |  | Motors - Rewind |  | 2.608 | [6 empty] | ks
Process Loads | Municipal Sewage Treatment-Retro | COM-Wastewater-7P_V5.xlsm | SC_Retro | Retro | Municipal Sewage Treatment |  | 35.2927 |  |  | 35.6395 |  |  |  | ks
Process Loads | Municipal Water Supply-Retro | COM-WaterSupply-7P_V5.xlsm | SC_Retro | Retro | Municipal Water Supply |  | 14.0423 |  |  | 13.7869 |  |  |  | ks
Process Loads | Engine Generator Block Heaters-Retro | dropped for 7p |  |  | Engine Generator Block Heaters
Refrigeration | Grocery Refrigeration Bundle-Retro | Com-Grocery-7P_V6.xlsx |  |  | Grocery Refrigeration Bundle | 2015-03-18 | 63.1663 |  |  | 85.641 |  |  |  | cg |  |  | 2015-03-06 |  | 2015-03-06
Refrigeration | Packaged Refrigeration Equipment-New | dropped for 7p - stds |  |  | Packaged Refrigeration Equipment |  |  |  |  | 49.4319
Refrigeration | Appliances - Freezers-NR |  |  |  | Appliances - Freezers
Refrigeration | Appliances - Refrigerators-NR |  |  |  | Appliances - Refrigerators
Refrigeration | Water Cooler Controls-NR | Com-WaterCooler-7P_V4.xlsx |  |  | Water Cooler Controls | 2015-03-18 | 13.1804 | [6 empty] | cg |  |  | 2015-03-06 |  | 2015-03-06
Water Heating | WHTanks-New | COM-WHTanks-7p_v5.xlsm |  |  | DHW - Efficient Tanks |  | 0.4937 | 0.4937 |  | 0 |  |  |  | ks
Water Heating | WHTanks-NR | COM-WHTanks-7p_v5.xlsm |  |  | DHW - Efficient Tanks |  | 2.0447 | [6 empty] | ks
Water Heating | Appliances - Clothes Washers-NR |  |  |  | Appliances - Clothes Washers
Water Heating | Showerheads-Retro | COM-Showerhead-7P_v3.xlsm |  |  | DHW - Showerheads |  | 3.7217 | [6 empty] | ks
Water Heating | Water Heating - GFHX-New | dropped for 7p |  |  | Water Heating - GFHX
Water Heating | Demand Control Circulating system DHW-Retro | dropped for 7p |  |  | Demand Control Circulating system DHW
Water Heating | Central HPWH MF-Retro |  |  |  | Central HPWH MF
Whole Bldg/Meter Level | Ultra Low Energy Building-New |  |  |  | Ultra Low Energy Building |  |  |  |  | 57.0127 |  |  |  | cg |  |  | 2015-03-06 |  | 2015-03-06
From 6P not in 7P
| Signage-New | dropped for 7p | [7 empty] | 1.1088
| Signage-NR | dropped for 7p | [7 empty] | 5.6761
| Exit Signs-NR | dropped for 7p |  |  |  |  | 741 |  |  | 4.8879
| Roof Insulation-NR | dropped for 7p | [7 empty] | 24.7939
| Package Roof Top Optimization and Repair-New | See Economizer Measure | [7 empty] | 4.3297
| Package Roof Top Optimization and Repair-NR | See Economizer Measure | [7 empty] | 8.0799
| Package Roof Top Optimization and Repair-Retro | See Economizer Measure | [7 empty] | 13.9938
| Computer Servers and IT-Retro | See data centers
| Low Pressure Distribution Complex HVAC-New |  |  |  | Low Pressure Distribution Complex HVAC
| Premium HVAC Equipment-New | dropped for 7p Stds
| Premium HVAC Equipment-NR | dropped for 7p Stds
Considered by not included in 7P
| Energy Recovery Ventilator-NR | dropped for 7p - too expensive
| AC Heat Recovery for Water Heating-NR | dropped for 7p
| Room Occupancy Sensors in Lodging-Retro | dropped for 7p | dropped for 7p | dropped for 7p | dropped for 7p
| Commercial Clothes Washers-New | dropped for 7p | dropped for 7p | dropped for 7p | dropped for 7p
| Switched Reluctance/Permanent Magnet Motors-Retro | see ecm-vav - could be expanded to other applications |  |  | Switched Reluctance/Permanent Magnet Motors | [5 empty] | power supplies
[5 empty] | 0 | [5 empty] | Computers (in ICE)
Monitors (in ICE)
| Glass-New | dropped for 7p - codes |  |  | Windows
| Glass-NR | dropped for 7p - codes |  |  | Windows
| Glass-Retro | see secondary glazing |  |  | Windows

## APPLIC
APPLIC | Fraction of floorspace that measure is applicable to. |  | Q:\SeventhPlan\Conservation Analysis\Com\[Com_Master_7P.xlsm]FILES
Note that some measures have the applicability built into the workbook.
[23 empty] | 1 | 2 | 3 | 4 | 5 | 6 | 7 | 8 | 9 | 10 | 11 | 12 | 13 | 14 | 15 | 16 | 17 | 18 | 19
[20 empty] | 20 | 21 | 22 | 23 | 24 | 25 | 26 | 27 | 28 | 29 | 30 | 31 | 32 | 33 | 34 | 35 | 36 | 37 | 38 | 39 | 40 | 41
| 1 | 2 | 3 | 4 | 5 | 6 | 7 | 8 | 9 | 10 | 11 | 12 | 13 | 14 | 15 | 16 | 17 | 18 | 19 | 20: 20; 1 23: Factor One: Technical Achievability
|  | Office |  |  | Retail |  |  |  | School |  | Warehouse | Grocery |  | Restaurant | Lodging | Health |  | Assembly | Other |  |  |  | Office | 0 | 0 | Retail | 0 | 0 | 0 | School | 0 | Warehouse | Grocery | 0 | Restaurant | Lodging | Health | 0 | Assembly | Other | 0
End Use | Measure Index Name | Large Off | Medium Off | Small Off | Xlarge Ret | Large Ret | Medium Ret | Small Ret | School K-12 | University | Warehouse | Supermarket | MiniMart | Restaurant | Lodging | Hospital | Residential Care | Assembly | Other | Non-Building Stock | Source |  | Large Off | Medium Off | Small Off | Xlarge Ret | Large Ret | Medium Ret | Small Ret | School K-12 | University | Warehouse | Supermarket | MiniMart | Restaurant | Lodging | Hospital | Residential Care | Assembly | Other | Non-Building Stock | Source
Compressed Air | Compressed Air-Retro | 1% | 1% | 1% | 1% | 1% | 1% | 1% | 1% | 1% | 1% | 1% | 1% | 1% | 1% | 1% | 1% | 1% | 1% | bar: 1 23 to 19 41
Compressed Air | Compressed Air-NR | 0.99% | 0.99% | 0.99% | 0.99% | 0.99% | 0.99% | 0.99% | 0.99% | 0.99% | 0.99% | 0.99% | 0.99% | 0.99% | 0.99% | 0.99% | 0.99% | 0.99% | 0.99% | bar: 1 23 to 19 41
Electronics | Network PC Power Management-Retro | 0% | 0% | 0% | 0% | 0% | 0% | 0% | 0% | 0% | 0% | 0% | 0% | 0% | 0% | 0% | 0% | 0% | 0% | bar: 1 23 to 19 41
Electronics | Laptop-NR | 0% | 0% | 0% | 0% | 0% | 0% | 0% | 0% | 0% | 0% | 0% | 0% | 0% | 0% | 0% | 0% | 0% | 0% | 10% |  |  | 0% | 0% | 0% | 0% | 0% | 0% | 0% | 0% | 0% | 0% | 0% | 0% | 0% | 0% | 0% | 0% | 0% | 0% | 100%
Electronics | Smart Plug Power Strips-Retro | 1% | 1% | 1% | 1% | 1% | 1% | 1% | 1% | 1% | 1% | 1% | 1% | 1% | 1% | 1% | 1% | 1% | 1% | 60% |  |  | 1% | 1% | 1% | 1% | 1% | 1% | 1% | 1% | 1% | 1% | 1% | 1% | 1% | 1% | 1% | 1% | 1% | 1% | 100%
Electronics | Data Centers-NR | 1% | 1% | 1% | 1% | 1% | 1% | 1% | 1% | 1% | 1% | 1% | 1% | 1% | 1% | 1% | 1% | 1% | 1% | 80% |  |  | 1% | 1% | 1% | 1% | 1% | 1% | 1% | 1% | 1% | 1% | 1% | 1% | 1% | 1% | 1% | 1% | 1% | 1% | 100%
Electronics | Monitor-NR | 1% | 1% | 1% | 1% | 1% | 1% | 1% | 1% | 1% | 1% | 1% | 1% | 1% | 1% | 1% | 1% | 1% | 1% | 45% |  |  | 1% | 1% | 1% | 1% | 1% | 1% | 1% | 1% | 1% | 1% | 1% | 1% | 1% | 1% | 1% | 1% | 1% | 1% | 100%
Electronics | Desktop-NR | 1% | 1% | 1% | 1% | 1% | 1% | 1% | 1% | 1% | 1% | 1% | 1% | 1% | 1% | 1% | 1% | 1% | 1% | 25% |  |  | 1% | 1% | 1% | 1% | 1% | 1% | 1% | 1% | 1% | 1% | 1% | 1% | 1% | 1% | 1% | 1% | 1% | 1% | 100%
Food Preparation | Pre-Rinse Spray Valve-Retro | 0% | 0% | 0% | 0% | 0% | 0% | 0% | 0% | 0% | 0% | 0% | 0% | 0% | 0% | 0% | 0% | 0% | 0% | 74% |  |  | 0% | 0% | 0% | 0% | 0% | 0% | 0% | 0% | 0% | 0% | 0% | 0% | 0% | 0% | 0% | 0% | 0% | 0% | 100%
Food Preparation | Cooking Equipment-NR | 0% | 0% | 0% | 0% | 0% | 0% | 0% | 0% | 0% | 0% | 0% | 0% | 0% | 0% | 0% | 0% | 0% | 0% | 54.9% |  |  | 0% | 0% | 0% | 0% | 0% | 0% | 0% | 0% | 0% | 0% | 0% | 0% | 0% | 0% | 0% | 0% | 0% | 0% | 90%
HVAC | DHP-New | 0% | 9.367% | 18.09% | 0% | 0% | 18.46% | 23.28% | 0.03752% | 0% | 0.4085% | 0% | 5.475% | 2.935% | 4.351% | 0% | 6.916% | 6.638% | 3.744% |  |  |  | 100% | 100% | 100% | 100% | 100% | 100% | 100% | 100% | 100% | 100% | 100% | 100% | 100% | 100% | 100% | 100% | 100% | 100% | 0%
HVAC | DHP-Retro | 0% | 9.367% | 18.09% | 0% | 0% | 18.46% | 23.28% | 0.03752% | 0% | 0.4085% | 0% | 5.475% | 2.935% | 4.351% | 0% | 6.916% | 6.638% | 3.744% |  |  |  | 0% | 9.367% | 18.09% | 0% | 0% | 18.46% | 23.28% | 0.03752% | 0% | 0.4085% | 0% | 5.475% | 2.935% | 4.351% | 0% | 6.916% | 6.638% | 3.744% | 0%
HVAC | Glass-New | 0% | 0% | 0% | 0% | 0% | 0% | 0% | 0% | 0% | 0% | 0% | 0% | 0% | 0% | 0% | 0% | 0% | 0% | bar: 1 23 to 19 41
HVAC | Glass-NR | 0% | 0% | 0% | 0% | 0% | 0% | 0% | 0% | 0% | 0% | 0% | 0% | 0% | 0% | 0% | 0% | 0% | 0% | bar: 1 23 to 19 41
HVAC | ControllerLite-Retro | 0% | 0% | 100% | 0% | 0% | 0% | 100% | 1.458% | 0% | 3.523% | 0% | 100% | 51.8% | 0.4738% | 0% | 0.4935% | 3.914% | 8.241% |  |  |  | 0% | 0% | 100% | 0% | 0% | 0% | 100% | 1.458% | 0% | 3.523% | 0% | 100% | 51.8% | 0.4738% | 0% | 0.4935% | 3.914% | 8.241% | 0% |  | 0%
HVAC | Advanced Rooftop Controller-New | 0% | 0% | 0% | 0% | 0% | 0% | 0% | 0% | 0% | 0% | 0% | 0% | 0% | 0% | 0% | 0% | 0% | 0% | [23 empty] | 0% | bar: 1 23 to 19 41
HVAC | Advanced Rooftop Controller-NR | 0% | 0% | 0% | 0% | 0% | 0% | 0% | 0% | 0% | 0% | 0% | 0% | 0% | 0% | 0% | 0% | 0% | 0% | [23 empty] | 100% | bar: 1 23 to 19 41
HVAC | Advanced Rooftop Controller-Retro | 0% | 0% | 0% | 0% | 0% | 0% | 0% | 0% | 0% | 0% | 0% | 0% | 0% | 0% | 0% | 0% | 0% | 0% | [23 empty] | 0% | bar: 1 23 to 19 41
HVAC | Variable Speed Chiller-New | 0% | 0% | 0% | 0% | 0% | 0% | 0% | 0% | 0% | 0% | 0% | 0% | 0% | 0% | 0% | 0% | 0% | 0% | [23 empty] | 0% | bar: 1 23 to 19 41
HVAC | Variable Speed Chiller-NR | 0% | 0% | 0% | 0% | 0% | 0% | 0% | 0% | 0% | 0% | 0% | 0% | 0% | 0% | 0% | 0% | 0% | 0% | [23 empty] | 0% | bar: 1 23 to 19 41
HVAC | Commercial EM-New | 100% | 100% | 100% | 100% | 100% | 100% | 100% | 100% | 100% | 100% | 100% | 100% | 100% | 100% | 100% | 100% | 100% | 100% |  |  |  | 100% | 100% | 100% | 100% | 100% | 100% | 100% | 100% | 100% | 100% | 100% | 100% | 100% | 100% | 100% | 100% | 100% | 100% | 0% |  | 100%
HVAC | Commercial EM-NR | 100% | 100% | 100% | 100% | 100% | 100% | 100% | 100% | 100% | 100% | 100% | 100% | 100% | 100% | 100% | 100% | 100% | 100% |  |  |  | 100% | 100% | 100% | 100% | 100% | 100% | 100% | 100% | 100% | 100% | 100% | 100% | 100% | 100% | 100% | 100% | 100% | 100% | 0% |  | 1.458%
HVAC | Commercial EM-Retro | 81.42% | 81.42% | 81.42% | 81.42% | 81.42% | 81.42% | 81.42% | 81.42% | 81.42% | 81.42% | 81.42% | 81.42% | 81.42% | 81.42% | 81.42% | 81.42% | 81.42% | 81.42% |  |  |  | 100% | 100% | 100% | 100% | 100% | 100% | 100% | 100% | 100% | 100% | 100% | 100% | 100% | 100% | 100% | 100% | 100% | 100% | 1% |  | 0%
HVAC | Evaporative Assist Cooling-New | 0% | 0% | 0% | 0% | 0% | 0% | 0% | 0% | 0% | 0% | 0% | 0% | 0% | 0% | 0% | 0% | 0% | 0% | [23 empty] | 3.523% | bar: 1 23 to 19 41
HVAC | Evaporative Assist Cooling-NR | 0% | 0% | 0% | 0% | 0% | 0% | 0% | 0% | 0% | 0% | 0% | 0% | 0% | 0% | 0% | 0% | 0% | 0% | [23 empty] | 0% | bar: 1 23 to 19 41
HVAC | Economizer-Retro | 37.77% | 23.83% | 5.552% | 35.31% | 19.91% | 15.51% | 1.02% | 28.09% | 28.09% | 11.12% | 31.36% | 15.26% | 24.65% | 7.818% | 34.12% | 5.905% | 29.89% | 31.49% |  |  |  | 62.96% | 31.77% | 7.403% | 58.85% | 26.54% | 20.68% | 1.36% | 46.81% | 46.81% | 14.83% | 52.27% | 20.35% | 32.87% | 10.42% | 56.87% | 7.873% | 39.86% | 41.99% | 0% |  | 100%
HVAC | Demand Control Ventilation-New | 0% | 0% | 0% | 0% | 0% | 0% | 0% | 0% | 0% | 0% | 0% | 0% | 0% | 0% | 0% | 0% | 0% | 0% | [23 empty] | 51.8% | bar: 1 23 to 19 41
HVAC | Demand Control Ventilation-NR | 0% | 0% | 0% | 0% | 0% | 0% | 0% | 0% | 0% | 0% | 0% | 0% | 0% | 0% | 0% | 0% | 0% | 0% | [23 empty] | 0.4738% | bar: 1 23 to 19 41
HVAC | Demand Control Ventilation-Retro | 10.33% | 62.21% | 71.76% | 64.94% | 37.55% | 51.86% | 42.25% | 32.31% | 19.21% | 21.14% | 43.39% | 57.5% | 45.02% | 24.21% | 12.66% | 32.26% | 47.07% | 34.67% |  |  |  | 14.63% | 74.59% | 73.51% | 83.57% | 46.78% | 54.18% | 42.83% | 47.98% | 22.24% | 24.08% | 44.05% | 66.64% | 52.17% | 25.17% | 14.66% | 35.55% | 60.71% | 48.07% | 48.96% | From CBSA | 0%
HVAC | Premium Fume Hood-NR | 0% | 0% | 0% | 0% | 0% | 0% | 0% | 0% | 0% | 0% | 0% | 0% | 0% | 0% | 0% | 0% | 0% | 0% | 90% |  |  | 0% | 0% | 0% | 0% | 0% | 0% | 0% | 0% | 0% | 0% | 0% | 0% | 0% | 0% | 0% | 0% | 0% | 0% | 100% |  | 0.4935%
HVAC | DCV Restaurant Hood-Retro | 0% | 0% | 0% | 0% | 0% | 0% | 0% | 0% | 0% | 0% | 0% | 0% | 0% | 0% | 0% | 0% | 0% | 0% | [23 empty] | 3.914% | bar: 1 23 to 18 40
HVAC | DCV Parking Garage-Retro | 0% | 0% | 0% | 0% | 0% | 0% | 0% | 0% | 0% | 0% | 0% | 0% | 0% | 0% | 0% | 0% | 0% | 0% | [23 empty] | 8.241% | bar: 1 23 to 19 41
HVAC | Weatherization - School-Retro | 1% | 1% | 1% | 1% | 1% | 1% | 1% | 1% | 1% | 1% | 1% | 1% | 1% | 1% | 1% | 1% | 1% | 1% | bar: 1 23 to 19 41
HVAC | Energy Recovery Ventilator-NR | 1% | 1% | 1% | 1% | 1% | 1% | 1% | 1% | 1% | 1% | 1% | 1% | 1% | 1% | 1% | 1% | 1% | 1% | 10% |  |  | 1% | 1% | 1% | 1% | 1% | 1% | 1% | 1% | 1% | 1% | 1% | 1% | 1% | 1% | 1% | 1% | 1% | 1% | 100%
HVAC | AC Heat Recovery for Water Heating-NR | 1% | 1% | 1% | 1% | 1% | 1% | 1% | 1% | 1% | 1% | 1% | 1% | 1% | 1% | 1% | 1% | 1% | 1% | bar: 1 23 to 19 41
HVAC | Room Occupancy Sensors in Lodging-Retro | 1% | 1% | 1% | 1% | 1% | 1% | 1% | 1% | 1% | 1% | 1% | 1% | 1% | 1% | 1% | 1% | 1% | 1% | bar: 1 23 to 19 41
HVAC | Chiller - chilled water retrofit-Retro | 1% | 1% | 1% | 1% | 1% | 1% | 1% | 1% | 1% | 1% | 1% | 1% | 1% | 1% | 1% | 1% | 1% | 1% | bar: 1 23 to 19 41
HVAC | Chiller - equip retrofits-Retro | 1% | 1% | 1% | 1% | 1% | 1% | 1% | 1% | 1% | 1% | 1% | 1% | 1% | 1% | 1% | 1% | 1% | 1% | bar: 1 23 to 19 41
HVAC | Pool Blankets-Retro | 1% | 1% | 1% | 1% | 1% | 1% | 1% | 1% | 1% | 1% | 1% | 1% | 1% | 1% | 1% | 1% | 1% | 1% | bar: 1 23 to 19 41
HVAC | Web-Enabled Thermostats-Retro | 1% | 1% | 1% | 1% | 1% | 1% | 1% | 1% | 1% | 1% | 1% | 1% | 1% | 1% | 1% | 1% | 1% | 1% | bar: 1 23 to 19 41
HVAC | Garage CO2 ventilation-Retro | 1% | 1% | 1% | 1% | 1% | 1% | 1% | 1% | 1% | 1% | 1% | 1% | 1% | 1% | 1% | 1% | 1% | 1% | bar: 1 23 to 19 41
HVAC | Circ Pump ECM and drive-Retro | 1% | 1% | 1% | 1% | 1% | 1% | 1% | 1% | 1% | 1% | 1% | 1% | 1% | 1% | 1% | 1% | 1% | 1% | bar: 1 23 to 19 41
HVAC | VRF-New | 4.9% | 78.4% | 78.4% | 24.5% | 24.5% | 24.5% | 24.5% | 78.4% | 78.4% | 0.98% | 4.9% | 4.9% | 24.5% | 68.6% | 4.9% | 78.4% | 24.5% | 78.4% |  |  |  | 5% | 80% | 80% | 25% | 25% | 25% | 25% | 80% | 80% | 1% | 5% | 5% | 25% | 70% | 5% | 80% | 25% | 80% | 0%
HVAC | VRF-Retro | 2.482% | 6.95% | 6.95% | 0.495% | 6.93% | 6.93% | 2.475% | 2.475% | 2.475% | 2.475% | 6.93% | 6.93% | 0.099% | 0.495% | 0.495% | 2.475% | 6.93% | 0.495% |  |  |  | 2.482% | 6.95% | 6.95% | 0.495% | 6.93% | 6.93% | 2.475% | 2.475% | 2.475% | 2.475% | 6.93% | 6.93% | 0.099% | 0.495% | 0.495% | 2.475% | 6.93% | 0.495% | 1%
HVAC | Evaporator Roof Top HVAC-Retro | 1% | 1% | 1% | 1% | 1% | 1% | 1% | 1% | 1% | 1% | 1% | 1% | 1% | 1% | 1% | 1% | 1% | 1% | bar: 1 23 to 19 41
HVAC | Secondary Glazing Systems-Retro | 0% | 0% | 0% | 0% | 0% | 0% | 0% | 0% | 0% | 0% | 0% | 0% | 0% | 0% | 0% | 0% | 0% | 0% | [22 empty] | Technical Achievability in measure workbook. Multiple measures | bar: 1 23 to 19 41
Lighting | LPD Package-New | 0% | 0% | 0% | 0% | 0% | 0% | 0% | 0% | 0% | 0% | 0% | 0% | 0% | 0% | 0% | 0% | 0% | 0% | [22 empty] | Technical Achievability in measure workbook. Multiple measures | bar: 1 23 to 19 41
Lighting | LPD Package-NR | 0% | 0% | 0% | 0% | 0% | 0% | 0% | 0% | 0% | 0% | 0% | 0% | 0% | 0% | 0% | 0% | 0% | 0% | [22 empty] | Technical Achievability in measure workbook. Multiple measures | bar: 1 23 to 19 41
Lighting | LPD Package-Retro | 0% | 0% | 0% | 0% | 0% | 0% | 0% | 0% | 0% | 0% | 0% | 0% | 0% | 0% | 0% | 0% | 0% | 0% | [22 empty] | Technical Achievability in measure workbook. Multiple measures | bar: 1 23 to 19 41
Lighting | Top Daylighting-New | 0% | 0% | 0% | 0% | 0% | 0% | 0% | 0% | 0% | 0% | 0% | 0% | 0% | 0% | 0% | 0% | 0% | 0% | bar: 1 23 to 19 41
Lighting | Perimeter Daylighting Controls Advanced-New | 0% | 0% | 0% | 0% | 0% | 0% | 0% | 0% | 0% | 0% | 0% | 0% | 0% | 0% | 0% | 0% | 0% | 0% | bar: 1 23 to 19 41
Lighting | Perimeter Daylighting Controls Advanced-NR | 0% | 0% | 0% | 0% | 0% | 0% | 0% | 0% | 0% | 0% | 0% | 0% | 0% | 0% | 0% | 0% | 0% | 0% | bar: 1 23 to 19 41
Lighting | Lighting Controls Interior-New | 0% | 0% | 0% | 0% | 0% | 0% | 0% | 0% | 0% | 0% | 0% | 0% | 0% | 0% | 0% | 0% | 0% | 0% | bar: 1 23 to 19 41
Lighting | Lighting Controls Interior-NR | 0% | 0% | 0% | 0% | 0% | 0% | 0% | 0% | 0% | 0% | 0% | 0% | 0% | 0% | 0% | 0% | 0% | 0% | bar: 1 23 to 19 41
Lighting | Exterior Building Lighting-New | 0% | 0% | 0% | 0% | 0% | 0% | 0% | 0% | 0% | 0% | 0% | 0% | 0% | 0% | 0% | 0% | 0% | 0% | [22 empty] | Technical Achievability in measure workbook. Multiple measures | bar: 1 23 to 19 41
Lighting | Exterior Building Lighting-NR | 0% | 0% | 0% | 0% | 0% | 0% | 0% | 0% | 0% | 0% | 0% | 0% | 0% | 0% | 0% | 0% | 0% | 0% | [22 empty] | Technical Achievability in measure workbook. Multiple measures | bar: 1 23 to 19 41
Lighting | Street and Roadway Lighting-New | 0% | 0% | 0% | 0% | 0% | 0% | 0% | 0% | 0% | 0% | 0% | 0% | 0% | 0% | 0% | 0% | 0% | 0% | 60% |  |  | 0% | 0% | 0% | 0% | 0% | 0% | 0% | 0% | 0% | 0% | 0% | 0% | 0% | 0% | 0% | 0% | 0% | 0% | 0% | Technical Achievability in measure workbook. Multiple measures
Lighting | Street and Roadway Lighting-NR | 0% | 0% | 0% | 0% | 0% | 0% | 0% | 0% | 0% | 0% | 0% | 0% | 0% | 0% | 0% | 0% | 0% | 0% | 50% |  |  | 0% | 0% | 0% | 0% | 0% | 0% | 0% | 0% | 0% | 0% | 0% | 0% | 0% | 0% | 0% | 0% | 0% | 0% | 0% | Technical Achievability in measure workbook. Multiple measures
Lighting | Parking Lighting-New | 0% | 0% | 0% | 0% | 0% | 0% | 0% | 0% | 0% | 0% | 0% | 0% | 0% | 0% | 0% | 0% | 0% | 0% | bar: 1 23 to 19 41
Lighting | Parking Lighting-NR | 0% | 0% | 0% | 0% | 0% | 0% | 0% | 0% | 0% | 0% | 0% | 0% | 0% | 0% | 0% | 0% | 0% | 0% | [22 empty] | Technical Achievability in measure workbook. Multiple measures | bar: 1 23 to 19 41
Lighting | Bi-Level Stairwell Lighting-NR | 1% | 1% | 1% | 1% | 1% | 1% | 1% | 1% | 1% | 1% | 1% | 1% | 1% | 1% | 1% | 1% | 1% | 1% | bar: 1 23 to 19 41
Lighting | Low Power LF Lamps-NR | 100% | 100% | 100% | 100% | 100% | 100% | 100% | 100% | 100% | 100% | 100% | 100% | 100% | 100% | 100% | 100% | 100% | 100% |  |  |  | 100% | 100% | 100% | 100% | 100% | 100% | 100% | 100% | 100% | 100% | 100% | 100% | 100% | 100% | 100% | 100% | 100% | 100%
Lighting | LEC Exit Sign-New
Lighting | LEC Exit Sign-NR
Motors/Drives | ECM-VAV-New | 60% | 70% | 90% | 90% | 90% | 90% | 60% | 90% | 60% | 90% | 90% | 90% | 90% | 90% | 60% | 90% | 90% | 60% |  |  |  | 100% | 100% | 100% | 100% | 100% | 100% | 100% | 100% | 100% | 100% | 100% | 100% | 100% | 100% | 100% | 100% | 100% | 100% | 0% | Applicability built into savings values; see measure workbook
Motors/Drives | ECM-VAV-NR | 80% | 80% | 90% | 90% | 90% | 90% | 80% | 90% | 80% | 90% | 90% | 90% | 90% | 90% | 80% | 90% | 90% | 80% |  |  |  | 100% | 100% | 100% | 100% | 100% | 100% | 100% | 100% | 100% | 100% | 100% | 100% | 100% | 100% | 100% | 100% | 100% | 100% | 0%
Motors/Drives | Pool pumps-Retro | 1% | 1% | 1% | 1% | 1% | 1% | 1% | 1% | 1% | 1% | 1% | 1% | 1% | 1% | 1% | 1% | 1% | 1% | bar: 1 23 to 19 41
Motors/Drives | MotorsRewind-New | 1% | 1% | 1% | 1% | 1% | 1% | 1% | 1% | 1% | 1% | 1% | 1% | 1% | 1% | 1% | 1% | 1% | 1% | bar: 1 23 to 19 41
Motors/Drives | MotorsRewind-NR | 1% | 1% | 1% | 1% | 1% | 1% | 1% | 1% | 1% | 1% | 1% | 1% | 1% | 1% | 1% | 1% | 1% | 1% | bar: 1 23 to 19 41
Process Loads | Municipal Sewage Treatment-Retro | 0% | 0% | 0% | 0% | 0% | 0% | 0% | 0% | 0% | 0% | 0% | 0% | 0% | 0% | 0% | 0% | 0% | 0% | 100% |  |  | 0% | 0% | 0% | 0% | 0% | 0% | 0% | 0% | 0% | 0% | 0% | 0% | 0% | 0% | 0% | 0% | 0% | 0% | 100%
Process Loads | Municipal Water Supply-Retro | 0% | 0% | 0% | 0% | 0% | 0% | 0% | 0% | 0% | 0% | 0% | 0% | 0% | 0% | 0% | 0% | 0% | 0% | 100% |  |  | 0% | 0% | 0% | 0% | 0% | 0% | 0% | 0% | 0% | 0% | 0% | 0% | 0% | 0% | 0% | 0% | 0% | 0% | 100%
Process Loads | Engine Generator Block Heaters-Retro | 1% | 1% | 1% | 1% | 1% | 1% | 1% | 1% | 1% | 1% | 1% | 1% | 1% | 1% | 1% | 1% | 1% | 1% | bar: 1 23 to 19 41
Refrigeration | Grocery Refrigeration Bundle-Retro | 0% | 0% | 0% | 0% | 0% | 0% | 0% | 0% | 0% | 0% | 0% | 0% | 0% | 0% | 0% | 0% | 0% | 0% | bar: 20; 1 23 to 19 41
Refrigeration | Packaged Refrigeration Equipment-New | 0% | 0% | 0% | 0% | 0% | 0% | 0% | 0% | 0% | 0% | 0% | 0% | 0% | 0% | 0% | 0% | 0% | 0% | bar: 20; 1 23 to 19 41
Refrigeration | Appliances - Freezers-NR | 1% | 1% | 1% | 1% | 1% | 1% | 1% | 1% | 1% | 1% | 1% | 1% | 1% | 1% | 1% | 1% | 1% | 1% | #VALUE! |  |  | 1% | 1% | 1% | 1% | 1% | 1% | 1% | 1% | 1% | 1% | 1% | 1% | 1% | 1% | 1% | 1% | 1% | 1% | 1%
Refrigeration | Appliances - Refrigerators-NR | 1% | 1% | 1% | 1% | 1% | 1% | 1% | 1% | 1% | 1% | 1% | 1% | 1% | 1% | 1% | 1% | 1% | 1% | #VALUE! |  |  | 1% | 1% | 1% | 1% | 1% | 1% | 1% | 1% | 1% | 1% | 1% | 1% | 1% | 1% | 1% | 1% | 1% | 1% | 1%
Refrigeration | Water Cooler Controls-NR | 0% | 0% | 0% | 0% | 0% | 0% | 0% | 0% | 0% | 0% | 0% | 0% | 0% | 0% | 0% | 0% | 0% | 0% | [22 empty] | Technical Achievability in measure workbook. Multiple measures | bar: 20; 1 23 to 19 41
Water Heating | WHTanks-New | 100% | 100% | 100% | 100% | 100% | 100% | 100% | 100% | 100% | 100% | 100% | 100% | 100% | 100% | 100% | 100% | 100% | 100% | 0% |  |  | 100% | 100% | 100% | 100% | 100% | 100% | 100% | 100% | 100% | 100% | 100% | 100% | 100% | 100% | 100% | 100% | 100% | 100% | 0% | Applicability handled in the measure workbook
Water Heating | WHTanks-NR | 100% | 100% | 100% | 100% | 100% | 100% | 100% | 100% | 100% | 100% | 100% | 100% | 100% | 100% | 100% | 100% | 100% | 100% | #VALUE! |  |  | 100% | 100% | 100% | 100% | 100% | 100% | 100% | 100% | 100% | 100% | 100% | 100% | 100% | 100% | 100% | 100% | 100% | 100% | 0% | Applicability handled in the measure workbook
Water Heating | Appliances - Clothes Washers-NR | 1% | 1% | 1% | 1% | 1% | 1% | 1% | 1% | 1% | 1% | 1% | 1% | 1% | 1% | 1% | 1% | 1% | 1% | #VALUE! |  |  | 1% | 1% | 1% | 1% | 1% | 1% | 1% | 1% | 1% | 1% | 1% | 1% | 1% | 1% | 1% | 1% | 1% | 1% | 1%
Water Heating | Showerheads-Retro | 80% | 80% | 80% | 80% | 80% | 80% | 80% | 80% | 80% | 80% | 80% | 80% | 80% | 80% | 80% | 80% | 80% | 80% | #VALUE! |  |  | 100% | 100% | 100% | 100% | 100% | 100% | 100% | 100% | 100% | 100% | 100% | 100% | 100% | 100% | 100% | 100% | 100% | 100% | 0%
Water Heating | Water Heating - GFHX-New | 1% | 1% | 1% | 1% | 1% | 1% | 1% | 1% | 1% | 1% | 1% | 1% | 1% | 1% | 1% | 1% | 1% | 1% | #VALUE! |  |  | 1% | 1% | 1% | 1% | 1% | 1% | 1% | 1% | 1% | 1% | 1% | 1% | 1% | 1% | 1% | 1% | 1% | 1% | 1%
Water Heating | Demand Control Circulating system DHW-Retro | 1% | 1% | 1% | 1% | 1% | 1% | 1% | 1% | 1% | 1% | 1% | 1% | 1% | 1% | 1% | 1% | 1% | 1% | #VALUE! |  |  | 1% | 1% | 1% | 1% | 1% | 1% | 1% | 1% | 1% | 1% | 1% | 1% | 1% | 1% | 1% | 1% | 1% | 1% | 1%
Water Heating | Central HPWH MF-Retro | 1% | 1% | 1% | 1% | 1% | 1% | 1% | 1% | 1% | 1% | 1% | 1% | 1% | 1% | 1% | 1% | 1% | 1% | #VALUE! |  |  | 1% | 1% | 1% | 1% | 1% | 1% | 1% | 1% | 1% | 1% | 1% | 1% | 1% | 1% | 1% | 1% | 1% | 1% | 1%
Whole Bldg/Meter Level | Ultra Low Energy Building-New | 0% | 0% | 0% | 0% | 0% | 0% | 0% | 0% | 0% | 0% | 0% | 0% | 0% | 0% | 0% | 0% | 0% | 0% | bar: 1 23 to 19 41
Note on AP104: Charlie Grist: Only Applies to Hoods over 2hp
Note on AP105: Charlie Grist: Primarily for existing parking structures. Measure is in code for new parking structures. Enclosed parking, estimates from CBECS as fraction of other: 2% of total floor area in 1992 was parking garages. Assume half are venilated.

## BASE
BASE | Baseline fraction of floorspace that is assumed to adopt measure in forecast.
|  | 2 | 3 | 4 | 5 | 6 | 7 | 8 | 9 | 10 | 11 | 12 | 13 | 14 | 15 | 16 | 17 | 18 | 19 | 20
|  | Office |  |  | Retail |  |  |  | School |  | Warehouse | Grocery |  | Restaurant | Lodging | Health |  | Assembly | Other
MEAS ID | Measure Index Name | Large Off | Medium Off | Small Off | Xlarge Ret | Large Ret | Medium Ret | Small Ret | School K-12 | University | Warehouse | Supermarket | MiniMart | Restaurant | Lodging | Hospital | Residential Care | Assembly | Other | Non-Building Stock | Source | Lookup Value
Compressed Air-Retro | bar: 2 to 19
Compressed Air-NR | bar: 2 to 19
| Network PC Power Management-Retro | 0% | 0% | 0% | 0% | 0% | 0% | 0% | 0% | 0% | 0% | 0% | 0% | 0% | 0% | 0% | 0% | 0% | 0% | 10%
| Laptop-NR | 0% | 0% | 0% | 0% | 0% | 0% | 0% | 0% | 0% | 0% | 0% | 0% | 0% | 0% | 0% | 0% | 0% | 0% | 90% | NEEA Sales data
| Smart Plug Power Strips-Retro | 0% | 0% | 0% | 0% | 0% | 0% | 0% | 0% | 0% | 0% | 0% | 0% | 0% | 0% | 0% | 0% | 0% | 0% | 40%
| Data Centers-NR | 0% | 0% | 0% | 0% | 0% | 0% | 0% | 0% | 0% | 0% | 0% | 0% | 0% | 0% | 0% | 0% | 0% | 0% | 20% | ESTAR Server 9% (+), Virtualization 20%
| Monitor-NR | 0% | 0% | 0% | 0% | 0% | 0% | 0% | 0% | 0% | 0% | 0% | 0% | 0% | 0% | 0% | 0% | 0% | 0% | 55% | ENERGY STAR USD Summary Report _2013
| Desktop-NR | 0% | 0% | 0% | 0% | 0% | 0% | 0% | 0% | 0% | 0% | 0% | 0% | 0% | 0% | 0% | 0% | 0% | 0% | 75% | NEEA Sales data
| Pre-Rinse Spray Valve-Retro | 0% | 0% | 0% | 0% | 0% | 0% | 0% | 0% | 0% | 0% | 0% | 0% | 0% | 0% | 0% | 0% | 0% | 0% | 26% | 6 going on 7 plus CBSA
| Cooking Equipment-NR | 0% | 0% | 0% | 0% | 0% | 0% | 0% | 0% | 0% | 0% | 0% | 0% | 0% | 0% | 0% | 0% | 0% | 0% | 39% | EPA Energy Star 2011
DHP-New | bar: 2 to 20
DHP-Retro | bar: 2 to 20
| Glass-New | 30.4% | 21.04% | 21.76% | 38.24% | 38.18% | 21.68% | 45.62% | 14.34% | 20.8% | 47.24% | 21.21% | 22.06% | 22.5% | 25.22% | 19.74% | 25.85% | 20% | 23.14% | 0%
| Glass-NR | 30.4% | 21.04% | 21.76% | 38.24% | 38.18% | 21.68% | 45.62% | 14.34% | 20.8% | 47.24% | 21.21% | 22.06% | 22.5% | 25.22% | 19.74% | 25.85% | 20% | 23.14% | 0%
ControllerLite-Retro | bar: 2 to 20
Advanced Rooftop Controller-New | bar: 2 to 20
Advanced Rooftop Controller-NR | bar: 2 to 20
Advanced Rooftop Controller-Retro | bar: 2 to 20
| Variable Speed Chiller-New | 10% | 10% | 10% | 10% | 10% | 10% | 10% | 10% | 10% | 10% | 10% | 10% | 10% | 10% | 10% | 10% | 10% | 10% | 0%
| Variable Speed Chiller-NR | 10% | 10% | 10% | 10% | 10% | 10% | 10% | 10% | 10% | 10% | 10% | 10% | 10% | 10% | 10% | 10% | 10% | 10% | 0%
| Commercial EM-New | [19 empty] | Baseline saturation in measure workbook-eui adjustment | bar: 2 to 19
Commercial EM-NR | bar: 2 to 19
| Commercial EM-Retro | 18.58% | 18.58% | 18.58% | 18.58% | 18.58% | 18.58% | 18.58% | 18.58% | 18.58% | 18.58% | 18.58% | 18.58% | 18.58% | 18.58% | 18.58% | 18.58% | 18.58% | 18.58% |  | From 6 going on 7. See Com-EM workbook
Evaporative Assist Cooling-New | bar: 2 to 20
Evaporative Assist Cooling-NR | bar: 2 to 20
| Economizer-Retro | 40% | 25% | 25% | 40% | 25% | 25% | 25% | 40% | 40% | 25% | 40% | 25% | 25% | 25% | 40% | 25% | 25% | 25% | 0%
| Demand Control Ventilation-New | 0% | 0% | 0% | 20% | 0% | 0% | 0% | 0% | 0% | 0% | 0% | 0% | 0% | 0% | 0% | 0% | 0% | 0% | 0%
Demand Control Ventilation-NR | bar: 2 to 20
| Demand Control Ventilation-Retro | 29.42% | 16.6% | 2.374% | 22.3% | 19.74% | 4.274% | 1.36% | 32.66% | 13.62% | 12.18% | 1.504% | 13.72% | 13.71% | 3.813% | 13.62% | 9.238% | 22.46% | 27.87% | 0%
| Premium Fume Hood-NR | 0% | 0% | 0% | 0% | 0% | 0% | 0% | 0% | 0% | 0% | 0% | 0% | 0% | 0% | 0% | 0% | 0% | 0% | 10% |  | 29.42%
| DCV Restaurant Hood-Retro | [20 empty] | 16.6% | bar: 2 to 20
| DCV Parking Garage-Retro | 0% | 0% | 0% | 0% | 0% | 0% | 0% | 0% | 0% | 0% | 0% | 0% | 0% | 0% | 0% | 0% | 0% | 0% | 40% |  | 2.374%
| Weatherization - School-Retro | [20 empty] | 22.3% | bar: 2 to 19
| Energy Recovery Ventilator-NR | 0% | 0% | 0% | 0% | 0% | 0% | 0% | 0% | 0% | 0% | 0% | 0% | 0% | 0% | 0% | 0% | 0% | 0% | 90% | NEEA Sales data | 19.74%
| AC Heat Recovery for Water Heating-NR | [20 empty] | 4.274% | bar: 2 to 19
| Room Occupancy Sensors in Lodging-Retro | [20 empty] | 1.36% | bar: 2 to 19
| Chiller - chilled water retrofit-Retro | [20 empty] | 32.66% | bar: 2 to 19
| Chiller - equip retrofits-Retro | [20 empty] | 13.62% | bar: 2 to 19
| Pool Blankets-Retro | [20 empty] | 12.18% | bar: 2 to 19
| Web-Enabled Thermostats-Retro | [20 empty] | 1.504% | bar: 2 to 19
| Garage CO2 ventilation-Retro | [20 empty] | 13.72% | bar: 2 to 19
| Circ Pump ECM and drive-Retro | [20 empty] | 13.71% | bar: 2 to 19
| VRF-New | [19 empty] | US saturation 2% | 3.813% | bar: 2 to 19
| VRF-Retro | [20 empty] | 13.62% | bar: 2 to 19
| Evaporator Roof Top HVAC-Retro | [20 empty] | 9.238% | bar: 2 to 19
| Secondary Glazing Systems-Retro | [19 empty] | Baseline saturation in measure workbook. Multiple measures | 22.46% | bar: 2 to 20
| LPD Package-New | [19 empty] | Baseline saturation in measure workbook. Multiple measures | 27.87% | bar: 2 to 20
| LPD Package-NR | [19 empty] | Baseline saturation in measure workbook. Multiple measures | 0.22301 | bar: 2 to 20
| LPD Package-Retro | [19 empty] | Baseline saturation in measure workbook. Multiple measures | 0.3266 | bar: 2 to 20
| Top Daylighting-New | 0% | 2% | 3% | 30% | 10% | 0% | 0% | 20% | 10% | 10% | 10% | 0% | 0% | 0% | 0% | 2% | 0% | 2% | 0% |  | 0.12181
| Perimeter Daylighting Controls Advanced-New | 20% | 20% | 10% | 0% | 0% | 0% | 0% | 70% | 20% | 0% | 0% | 0% | 0% | 0% | 0% | 5% | 5% | 5% | 0% |  | 0.17489
| Perimeter Daylighting Controls Advanced-NR | 10% | 10% | 5% | 0% | 0% | 0% | 0% | 30% | 20% | 0% | 0% | 0% | 0% | 0% | 0% | 5% | 5% | 5% | 0%
| Lighting Controls Interior-New | 10% | 5% | 3% | 70% | 50% | 30% | 50% | 20% | 20% | 20% | 70% | 50% | 5% | 5% | 20% | 20% | 10% | 10% | 0%
| Lighting Controls Interior-NR | 10% | 5% | 3% | 50% | 30% | 20% | 30% | 20% | 20% | 10% | 50% | 30% | 5% | 5% | 10% | 10% | 10% | 10% | 0%
| Exterior Building Lighting-New | [19 empty] | Baseline saturation in measure workbook. Source (DOE 2014) | bar: 2 to 20
| Exterior Building Lighting-NR | [19 empty] | Baseline saturation in measure workbook. Source (DOE 2014) | bar: 2 to 20
| Street and Roadway Lighting-New | 0% | 0% | 0% | 0% | 0% | 0% | 0% | 0% | 0% | 0% | 0% | 0% | 0% | 0% | 0% | 0% | 0% | 0% | 40% | Baseline saturation in measure workbook. Source (DOE 2014)
| Street and Roadway Lighting-NR | [19 empty] | Baseline saturation in measure workbook. Source (DOE 2014) | bar: 2 to 20
| Parking Lighting-New | 20% | 20% | 20% | 20% | 20% | 20% | 20% | 20% | 20% | 20% | 20% | 20% | 20% | 20% | 20% | 20% | 20% | 20%
Parking Lighting-NR | bar: 2 to 20
Bi-Level Stairwell Lighting-NR | bar: 2 to 19
| Low Power LF Lamps-NR | [19 empty] | In workbook. Uses market average mix of lpow watt from sales data | bar: 2 to 19
LEC Exit Sign-New
LEC Exit Sign-NR
| ECM-VAV-New | 40% | 30% | 10% | 10% | 10% | 10% | 40% | 10% | 40% | 10% | 10% | 10% | 10% | 10% | 40% | 10% | 10% | 40% | 0%
| ECM-VAV-NR | 20% | 20% | 10% | 10% | 10% | 10% | 20% | 10% | 20% | 10% | 10% | 10% | 10% | 10% | 20% | 10% | 10% | 20% | 0%
Pool pumps-Retro | bar: 2 to 19
MotorsRewind-New | bar: 2 to 19
MotorsRewind-NR | bar: 2 to 19
| Municipal Sewage Treatment-Retro | [19 empty] | Baseline saturation in measure workbook | bar: 2 to 20
| Municipal Water Supply-Retro | [19 empty] | Baseline saturation in measure workbook | bar: 2 to 20
Engine Generator Block Heaters-Retro | bar: 2 to 19
Grocery Refrigeration Bundle-Retro | bar: 2 to 20
Packaged Refrigeration Equipment-New | bar: 2 to 20
Appliances - Freezers-NR | bar: 2 to 19
Appliances - Refrigerators-NR | bar: 2 to 19
| Water Cooler Controls-NR | [19 empty] | Baseline saturation in measure workbook. Multiple measures | bar: 2 to 20
| WHTanks-New | 0% | 0% | 0% | 0% | 0% | 0% | 0% | 0% | 0% | 0% | 0% | 0% | 0% | 0% | 0% | 0% | 0% | 0% | 10%
WHTanks-NR | bar: 2 to 19
Appliances - Clothes Washers-NR | bar: 2 to 19
| Showerheads-Retro | 20% | 20% | 20% | 20% | 20% | 20% | 20% | 20% | 20% | 20% | 20% | 20% | 20% | 20% | 20% | 20% | 20% | 20%
Water Heating - GFHX-New | bar: 2 to 19
Demand Control Circulating system DHW-Retro | bar: 2 to 19
Central HPWH MF-Retro | bar: 2 to 19
| Ultra Low Energy Building-New | 8% | 4% | 0% | 8% | 0% | 0% | 2% | 30% | 15% | 0% | 0% | 0% | 0% | 2% | 10% | 5% | 2% | 2% | 0%
Note on B1: Charlie Grist: Fraction of floorspace that is assumed to adopt measure in forecast, or Current penetration of measure/practice, or Penetration of new code/standard. Future measure adoption rate absent programatic intervention.
Note on J12: Charlie Grist: Signif portion due to WA Sustainable Schools Protocol. Verify with NBI.

## STOCK
STOCK | Vintage Cohort for floorspace stock to which measure characteristics are applicable
NEED TO LINE UP DATA WITH NEW MEASURE LIST - VALUES ARE WRONG
|  | Office |  |  | Retail |  |  |  | School |  | Warehouse | Grocery |  | Restaurant | Lodging | Health |  | Assembly | Other
M BUNDLE ID | Measure Index Name | Large Off | Medium Off | Small Off | Xlarge Ret | Large Ret | Medium Ret | Small Ret | School K-12 | University | Warehouse | Supermarket | MiniMart | Restaurant | Lodging | Hospital | Residential Care | Assembly | Other | Non-Building Stock
| Compressed Air-Retro | _PRE2013 | _PRE2013 | _PRE2013 | _PRE2013 | _PRE2013 | _PRE2013 | _PRE2013 | _PRE2013 | _PRE2013 | _PRE2013 | _PRE2013 | _PRE2013 | _PRE2013 | _PRE2013 | _PRE2013 | _PRE2013 | _PRE2013 | _PRE2013 |  | _PRE2013 | Retro | _PRE2013
| Compressed Air-NR | _PRE2013 | _PRE2013 | _PRE2013 | _PRE2013 | _PRE2013 | _PRE2013 | _PRE2013 | _PRE2013 | _PRE2013 | _PRE2013 | _PRE2013 | _PRE2013 | _PRE2013 | _PRE2013 | _PRE2013 | _PRE2013 | _PRE2013 | _PRE2013 |  | _PRE2013 | NR | POST2013
| Network PC Power Management-Retro | _PRE2013 | _PRE2013 | _PRE2013 | _PRE2013 | _PRE2013 | _PRE2013 | _PRE2013 | _PRE2013 | _PRE2013 | _PRE2013 | _PRE2013 | _PRE2013 | _PRE2013 | _PRE2013 | _PRE2013 | _PRE2013 | _PRE2013 | _PRE2013 |  | _PRE2013 | Retro | _PRE2013
| Laptop-NR | _PRE2013 | _PRE2013 | _PRE2013 | _PRE2013 | _PRE2013 | _PRE2013 | _PRE2013 | _PRE2013 | _PRE2013 | _PRE2013 | _PRE2013 | _PRE2013 | _PRE2013 | _PRE2013 | _PRE2013 | _PRE2013 | _PRE2013 | _PRE2013 |  | _PRE2013 | NR | POST2013
| Smart Plug Power Strips-Retro | _PRE2013 | _PRE2013 | _PRE2013 | _PRE2013 | _PRE2013 | _PRE2013 | _PRE2013 | _PRE2013 | _PRE2013 | _PRE2013 | _PRE2013 | _PRE2013 | _PRE2013 | _PRE2013 | _PRE2013 | _PRE2013 | _PRE2013 | _PRE2013 |  | _PRE2013 | Retro | _PRE2013
| Data Centers-NR | _PRE2013 | _PRE2013 | _PRE2013 | _PRE2013 | _PRE2013 | _PRE2013 | _PRE2013 | _PRE2013 | _PRE2013 | _PRE2013 | _PRE2013 | _PRE2013 | _PRE2013 | _PRE2013 | _PRE2013 | _PRE2013 | _PRE2013 | _PRE2013 |  | _PRE2013 | NR | POST2013
| Monitor-NR | _PRE2013 | _PRE2013 | _PRE2013 | _PRE2013 | _PRE2013 | _PRE2013 | _PRE2013 | _PRE2013 | _PRE2013 | _PRE2013 | _PRE2013 | _PRE2013 | _PRE2013 | _PRE2013 | _PRE2013 | _PRE2013 | _PRE2013 | _PRE2013 |  | _PRE2013 | NR | POST2013
| Desktop-NR | _PRE2013 | _PRE2013 | _PRE2013 | _PRE2013 | _PRE2013 | _PRE2013 | _PRE2013 | _PRE2013 | _PRE2013 | _PRE2013 | _PRE2013 | _PRE2013 | _PRE2013 | _PRE2013 | _PRE2013 | _PRE2013 | _PRE2013 | _PRE2013 |  | _PRE2013 | NR | POST2013
| Pre-Rinse Spray Valve-Retro | _PRE2013 | _PRE2013 | _PRE2013 | _PRE2013 | _PRE2013 | _PRE2013 | _PRE2013 | _PRE2013 | _PRE2013 | _PRE2013 | _PRE2013 | _PRE2013 | _PRE2013 | _PRE2013 | _PRE2013 | _PRE2013 | _PRE2013 | _PRE2013 |  | _PRE2013 | Retro | _PRE2013
| Cooking Equipment-NR | POST2013 | POST2013 | POST2013 | POST2013 | POST2013 | POST2013 | POST2013 | POST2013 | POST2013 | POST2013 | POST2013 | POST2013 | POST2013 | POST2013 | POST2013 | POST2013 | POST2013 | POST2013 |  | POST2013 | NR | POST2013
| DHP-New | POST2013 | POST2013 | POST2013 | POST2013 | POST2013 | POST2013 | POST2013 | POST2013 | POST2013 | POST2013 | POST2013 | POST2013 | POST2013 | POST2013 | POST2013 | POST2013 | POST2013 | POST2013 |  | POST2013 | New | POST2013
| DHP-Retro | POST2013 | POST2013 | POST2013 | POST2013 | POST2013 | POST2013 | POST2013 | POST2013 | POST2013 | POST2013 | POST2013 | POST2013 | POST2013 | POST2013 | POST2013 | POST2013 | POST2013 | POST2013 |  | POST2013 | Retro | _PRE2013
| Glass-New | POST2013 | POST2013 | POST2013 | POST2013 | POST2013 | POST2013 | POST2013 | POST2013 | POST2013 | POST2013 | POST2013 | POST2013 | POST2013 | POST2013 | POST2013 | POST2013 | POST2013 | POST2013 |  | POST2013 | New | POST2013
| Glass-NR | POST2013 | POST2013 | POST2013 | POST2013 | POST2013 | POST2013 | POST2013 | POST2013 | POST2013 | POST2013 | POST2013 | POST2013 | POST2013 | POST2013 | POST2013 | POST2013 | POST2013 | POST2013 |  | POST2013 | NR | POST2013
| ControllerLite-Retro | _PRE2013 | _PRE2013 | _PRE2013 | _PRE2013 | _PRE2013 | _PRE2013 | _PRE2013 | _PRE2013 | _PRE2013 | _PRE2013 | _PRE2013 | _PRE2013 | _PRE2013 | _PRE2013 | _PRE2013 | _PRE2013 | _PRE2013 | _PRE2013 |  | _PRE2013 | Retro | _PRE2013
| Advanced Rooftop Controller-New | POST2013 | POST2013 | POST2013 | POST2013 | POST2013 | POST2013 | POST2013 | POST2013 | POST2013 | POST2013 | POST2013 | POST2013 | POST2013 | POST2013 | POST2013 | POST2013 | POST2013 | POST2013 |  | POST2013 | New | POST2013
| Advanced Rooftop Controller-NR | POST2013 | POST2013 | POST2013 | POST2013 | POST2013 | POST2013 | POST2013 | POST2013 | POST2013 | POST2013 | POST2013 | POST2013 | POST2013 | POST2013 | POST2013 | POST2013 | POST2013 | POST2013 |  | POST2013 | NR | POST2013
| Advanced Rooftop Controller-Retro | _PRE2013 | _PRE2013 | _PRE2013 | _PRE2013 | _PRE2013 | _PRE2013 | _PRE2013 | _PRE2013 | _PRE2013 | _PRE2013 | _PRE2013 | _PRE2013 | _PRE2013 | _PRE2013 | _PRE2013 | _PRE2013 | _PRE2013 | _PRE2013 |  | _PRE2013 | Retro | _PRE2013
| Variable Speed Chiller-New | POST2013 | POST2013 | POST2013 | POST2013 | POST2013 | POST2013 | POST2013 | POST2013 | POST2013 | POST2013 | POST2013 | POST2013 | POST2013 | POST2013 | POST2013 | POST2013 | POST2013 | POST2013 |  | POST2013 | New | POST2013
| Variable Speed Chiller-NR | POST2013 | POST2013 | POST2013 | POST2013 | POST2013 | POST2013 | POST2013 | POST2013 | POST2013 | POST2013 | POST2013 | POST2013 | POST2013 | POST2013 | POST2013 | POST2013 | POST2013 | POST2013 |  | POST2013 | NR | POST2013
| Commercial EM-New | POST2013 | POST2013 | POST2013 | POST2013 | POST2013 | POST2013 | POST2013 | POST2013 | POST2013 | POST2013 | POST2013 | POST2013 | POST2013 | POST2013 | POST2013 | POST2013 | POST2013 | POST2013 |  | POST2013 | New | POST2013
| Commercial EM-NR | POST2013 | POST2013 | POST2013 | POST2013 | POST2013 | POST2013 | POST2013 | POST2013 | POST2013 | POST2013 | POST2013 | POST2013 | POST2013 | POST2013 | POST2013 | POST2013 | POST2013 | POST2013 |  | POST2013 | NR | POST2013
| Commercial EM-Retro | _PRE2013 | _PRE2013 | _PRE2013 | _PRE2013 | _PRE2013 | _PRE2013 | _PRE2013 | _PRE2013 | _PRE2013 | _PRE2013 | _PRE2013 | _PRE2013 | _PRE2013 | _PRE2013 | _PRE2013 | _PRE2013 | _PRE2013 | _PRE2013 |  | _PRE2013 | Retro | _PRE2013
| Evaporative Assist Cooling-New | POST2013 | POST2013 | POST2013 | POST2013 | POST2013 | POST2013 | POST2013 | POST2013 | POST2013 | POST2013 | POST2013 | POST2013 | POST2013 | POST2013 | POST2013 | POST2013 | POST2013 | POST2013 |  | POST2013 | New | POST2013
| Evaporative Assist Cooling-NR | POST2013 | POST2013 | POST2013 | POST2013 | POST2013 | POST2013 | POST2013 | POST2013 | POST2013 | POST2013 | POST2013 | POST2013 | POST2013 | POST2013 | POST2013 | POST2013 | POST2013 | POST2013 |  | POST2013 | NR | POST2013
| Economizer-Retro | POST2013 | POST2013 | POST2013 | POST2013 | POST2013 | POST2013 | POST2013 | POST2013 | POST2013 | POST2013 | POST2013 | POST2013 | POST2013 | POST2013 | POST2013 | POST2013 | POST2013 | POST2013 |  | POST2013 | Retro | _PRE2013
| Demand Control Ventilation-New | POST2013 | POST2013 | POST2013 | POST2013 | POST2013 | POST2013 | POST2013 | POST2013 | POST2013 | POST2013 | POST2013 | POST2013 | POST2013 | POST2013 | POST2013 | POST2013 | POST2013 | POST2013 |  | POST2013 | New | POST2013
| Demand Control Ventilation-NR | POST2013 | POST2013 | POST2013 | POST2013 | POST2013 | POST2013 | POST2013 | POST2013 | POST2013 | POST2013 | POST2013 | POST2013 | POST2013 | POST2013 | POST2013 | POST2013 | POST2013 | POST2013 |  | POST2013 | NR | POST2013
| Demand Control Ventilation-Retro | _PRE2013 | _PRE2013 | _PRE2013 | _PRE2013 | _PRE2013 | _PRE2013 | _PRE2013 | _PRE2013 | _PRE2013 | _PRE2013 | _PRE2013 | _PRE2013 | _PRE2013 | _PRE2013 | _PRE2013 | _PRE2013 | _PRE2013 | _PRE2013 |  | _PRE2013 | Retro | _PRE2013
| Premium Fume Hood-NR | POST2013 | POST2013 | POST2013 | POST2013 | POST2013 | POST2013 | POST2013 | POST2013 | POST2013 | POST2013 | POST2013 | POST2013 | POST2013 | POST2013 | POST2013 | POST2013 | POST2013 | POST2013 |  | POST2013 | NR | POST2013
| DCV Restaurant Hood-Retro | _PRE2013 | _PRE2013 | _PRE2013 | _PRE2013 | _PRE2013 | _PRE2013 | _PRE2013 | _PRE2013 | _PRE2013 | _PRE2013 | _PRE2013 | _PRE2013 | _PRE2013 | _PRE2013 | _PRE2013 | _PRE2013 | _PRE2013 | _PRE2013 |  | _PRE2013 | Retro | _PRE2013
| DCV Parking Garage-Retro | _PRE2013 | _PRE2013 | _PRE2013 | _PRE2013 | _PRE2013 | _PRE2013 | _PRE2013 | _PRE2013 | _PRE2013 | _PRE2013 | _PRE2013 | _PRE2013 | _PRE2013 | _PRE2013 | _PRE2013 | _PRE2013 | _PRE2013 | _PRE2013 |  | _PRE2013 | Retro | _PRE2013
| Weatherization - School-Retro | _PRE2013 | _PRE2013 | _PRE2013 | _PRE2013 | _PRE2013 | _PRE2013 | _PRE2013 | _PRE2013 | _PRE2013 | _PRE2013 | _PRE2013 | _PRE2013 | _PRE2013 | _PRE2013 | _PRE2013 | _PRE2013 | _PRE2013 | _PRE2013 |  | _PRE2013 | Retro | _PRE2013
| Energy Recovery Ventilator-NR | POST2013 | POST2013 | POST2013 | POST2013 | POST2013 | POST2013 | POST2013 | POST2013 | POST2013 | POST2013 | POST2013 | POST2013 | POST2013 | POST2013 | POST2013 | POST2013 | POST2013 | POST2013 |  | POST2013 | NR | POST2013
| AC Heat Recovery for Water Heating-NR | POST2013 | POST2013 | POST2013 | POST2013 | POST2013 | POST2013 | POST2013 | POST2013 | POST2013 | POST2013 | POST2013 | POST2013 | POST2013 | POST2013 | POST2013 | POST2013 | POST2013 | POST2013 |  | POST2013 | NR | POST2013
| Room Occupancy Sensors in Lodging-Retro | _PRE2013 | _PRE2013 | _PRE2013 | _PRE2013 | _PRE2013 | _PRE2013 | _PRE2013 | _PRE2013 | _PRE2013 | _PRE2013 | _PRE2013 | _PRE2013 | _PRE2013 | _PRE2013 | _PRE2013 | _PRE2013 | _PRE2013 | _PRE2013 |  | _PRE2013 | Retro | _PRE2013
| Chiller - chilled water retrofit-Retro | _PRE2013 | _PRE2013 | _PRE2013 | _PRE2013 | _PRE2013 | _PRE2013 | _PRE2013 | _PRE2013 | _PRE2013 | _PRE2013 | _PRE2013 | _PRE2013 | _PRE2013 | _PRE2013 | _PRE2013 | _PRE2013 | _PRE2013 | _PRE2013 |  | _PRE2013 | Retro | _PRE2013
| Chiller - equip retrofits-Retro | _PRE2013 | _PRE2013 | _PRE2013 | _PRE2013 | _PRE2013 | _PRE2013 | _PRE2013 | _PRE2013 | _PRE2013 | _PRE2013 | _PRE2013 | _PRE2013 | _PRE2013 | _PRE2013 | _PRE2013 | _PRE2013 | _PRE2013 | _PRE2013 |  | _PRE2013 | Retro | _PRE2013
| Pool Blankets-Retro | _PRE2013 | _PRE2013 | _PRE2013 | _PRE2013 | _PRE2013 | _PRE2013 | _PRE2013 | _PRE2013 | _PRE2013 | _PRE2013 | _PRE2013 | _PRE2013 | _PRE2013 | _PRE2013 | _PRE2013 | _PRE2013 | _PRE2013 | _PRE2013 |  | _PRE2013 | Retro | _PRE2013
| Web-Enabled Thermostats-Retro | _PRE2013 | _PRE2013 | _PRE2013 | _PRE2013 | _PRE2013 | _PRE2013 | _PRE2013 | _PRE2013 | _PRE2013 | _PRE2013 | _PRE2013 | _PRE2013 | _PRE2013 | _PRE2013 | _PRE2013 | _PRE2013 | _PRE2013 | _PRE2013 |  | _PRE2013 | Retro | _PRE2013
| Garage CO2 ventilation-Retro | _PRE2013 | _PRE2013 | _PRE2013 | _PRE2013 | _PRE2013 | _PRE2013 | _PRE2013 | _PRE2013 | _PRE2013 | _PRE2013 | _PRE2013 | _PRE2013 | _PRE2013 | _PRE2013 | _PRE2013 | _PRE2013 | _PRE2013 | _PRE2013 |  | _PRE2013 | Retro | _PRE2013
| Circ Pump ECM and drive-Retro | _PRE2013 | _PRE2013 | _PRE2013 | _PRE2013 | _PRE2013 | _PRE2013 | _PRE2013 | _PRE2013 | _PRE2013 | _PRE2013 | _PRE2013 | _PRE2013 | _PRE2013 | _PRE2013 | _PRE2013 | _PRE2013 | _PRE2013 | _PRE2013 |  | _PRE2013 | Retro | _PRE2013
| VRF-New | _PRE2013 | _PRE2013 | _PRE2013 | _PRE2013 | _PRE2013 | _PRE2013 | _PRE2013 | _PRE2013 | _PRE2013 | _PRE2013 | _PRE2013 | _PRE2013 | _PRE2013 | _PRE2013 | _PRE2013 | _PRE2013 | _PRE2013 | _PRE2013 |  | _PRE2013 | New | POST2013
| VRF-Retro | _PRE2013 | _PRE2013 | _PRE2013 | _PRE2013 | _PRE2013 | _PRE2013 | _PRE2013 | _PRE2013 | _PRE2013 | _PRE2013 | _PRE2013 | _PRE2013 | _PRE2013 | _PRE2013 | _PRE2013 | _PRE2013 | _PRE2013 | _PRE2013 |  | _PRE2013 | Retro | _PRE2013
| Evaporator Roof Top HVAC-Retro | _PRE2013 | _PRE2013 | _PRE2013 | _PRE2013 | _PRE2013 | _PRE2013 | _PRE2013 | _PRE2013 | _PRE2013 | _PRE2013 | _PRE2013 | _PRE2013 | _PRE2013 | _PRE2013 | _PRE2013 | _PRE2013 | _PRE2013 | _PRE2013 |  | _PRE2013 | Retro | _PRE2013
| Secondary Glazing Systems-Retro | _PRE2013 | _PRE2013 | _PRE2013 | _PRE2013 | _PRE2013 | _PRE2013 | _PRE2013 | _PRE2013 | _PRE2013 | _PRE2013 | _PRE2013 | _PRE2013 | _PRE2013 | _PRE2013 | _PRE2013 | _PRE2013 | _PRE2013 | _PRE2013 |  | _PRE2013 | Retro | _PRE2013
| LPD Package-New | POST2013 | POST2013 | POST2013 | POST2013 | POST2013 | POST2013 | POST2013 | POST2013 | POST2013 | POST2013 | POST2013 | POST2013 | POST2013 | POST2013 | POST2013 | POST2013 | POST2013 | POST2013 |  | POST2013 | New | POST2013
| LPD Package-NR | _PRE2013 | _PRE2013 | _PRE2013 | _PRE2013 | _PRE2013 | _PRE2013 | _PRE2013 | _PRE2013 | _PRE2013 | _PRE2013 | _PRE2013 | _PRE2013 | _PRE2013 | _PRE2013 | _PRE2013 | _PRE2013 | _PRE2013 | _PRE2013 |  | _PRE2013 | NR | _PRE2013
| LPD Package-Retro | _PRE2013 | _PRE2013 | _PRE2013 | _PRE2013 | _PRE2013 | _PRE2013 | _PRE2013 | _PRE2013 | _PRE2013 | _PRE2013 | _PRE2013 | _PRE2013 | _PRE2013 | _PRE2013 | _PRE2013 | _PRE2013 | _PRE2013 | _PRE2013 |  | _PRE2013 | Retro | _PRE2013
| Top Daylighting-New | POST2013 | POST2013 | POST2013 | POST2013 | POST2013 | POST2013 | POST2013 | POST2013 | POST2013 | POST2013 | POST2013 | POST2013 | POST2013 | POST2013 | POST2013 | POST2013 | POST2013 | POST2013 |  | POST2013 | New | POST2013
| Perimeter Daylighting Controls Advanced-New | POST2013 | POST2013 | POST2013 | POST2013 | POST2013 | POST2013 | POST2013 | POST2013 | POST2013 | POST2013 | POST2013 | POST2013 | POST2013 | POST2013 | POST2013 | POST2013 | POST2013 | POST2013 |  | POST2013 | New | POST2013
| Perimeter Daylighting Controls Advanced-NR | POST2013 | POST2013 | POST2013 | POST2013 | POST2013 | POST2013 | POST2013 | POST2013 | POST2013 | POST2013 | POST2013 | POST2013 | POST2013 | POST2013 | POST2013 | POST2013 | POST2013 | POST2013 |  | POST2013 | NR | POST2013
| Lighting Controls Interior-New | POST2013 | POST2013 | POST2013 | POST2013 | POST2013 | POST2013 | POST2013 | POST2013 | POST2013 | POST2013 | POST2013 | POST2013 | POST2013 | POST2013 | POST2013 | POST2013 | POST2013 | POST2013 |  | POST2013 | New | POST2013
| Lighting Controls Interior-NR | _PRE2013 | _PRE2013 | _PRE2013 | _PRE2013 | _PRE2013 | _PRE2013 | _PRE2013 | _PRE2013 | _PRE2013 | _PRE2013 | _PRE2013 | _PRE2013 | _PRE2013 | _PRE2013 | _PRE2013 | _PRE2013 | _PRE2013 | _PRE2013 |  | _PRE2013 | NR | _PRE2013
| Exterior Building Lighting-New | POST2013 | POST2013 | POST2013 | POST2013 | POST2013 | POST2013 | POST2013 | POST2013 | POST2013 | POST2013 | POST2013 | POST2013 | POST2013 | POST2013 | POST2013 | POST2013 | POST2013 | POST2013 |  | POST2013 | New | POST2013
| Exterior Building Lighting-NR | POST2013 | POST2013 | POST2013 | POST2013 | POST2013 | POST2013 | POST2013 | POST2013 | POST2013 | POST2013 | POST2013 | POST2013 | POST2013 | POST2013 | POST2013 | POST2013 | POST2013 | POST2013 |  | POST2013 | NR | POST2013
| Street and Roadway Lighting-New | POST2013 | POST2013 | POST2013 | POST2013 | POST2013 | POST2013 | POST2013 | POST2013 | POST2013 | POST2013 | POST2013 | POST2013 | POST2013 | POST2013 | POST2013 | POST2013 | POST2013 | POST2013 |  | POST2013 | New | POST2013
| Street and Roadway Lighting-NR | POST2013 | POST2013 | POST2013 | POST2013 | POST2013 | POST2013 | POST2013 | POST2013 | POST2013 | POST2013 | POST2013 | POST2013 | POST2013 | POST2013 | POST2013 | POST2013 | POST2013 | POST2013 |  | POST2013 | NR | POST2013
| Parking Lighting-New | POST2013 | POST2013 | POST2013 | POST2013 | POST2013 | POST2013 | POST2013 | POST2013 | POST2013 | POST2013 | POST2013 | POST2013 | POST2013 | POST2013 | POST2013 | POST2013 | POST2013 | POST2013 |  | POST2013 | New | POST2013
| Parking Lighting-NR | POST2013 | POST2013 | POST2013 | POST2013 | POST2013 | POST2013 | POST2013 | POST2013 | POST2013 | POST2013 | POST2013 | POST2013 | POST2013 | POST2013 | POST2013 | POST2013 | POST2013 | POST2013 |  | POST2013 | NR | POST2013
| Low Power LF Lamps-NR | _PRE2013 | _PRE2013 | [17 empty] | _PRE2013 | Retro | _PRE2013
| LEC Exit Sign-New | POST2013 | POST2013 | [17 empty] | POST2013 | NR | POST2013
| LEC Exit Sign-NR | POST2013 | POST2013 | [17 empty] | POST2013 | New | POST2013
| Bi-Level Stairwell Lighting-NR | _PRE2013 | _PRE2013 | _PRE2013 | _PRE2013 | _PRE2013 | _PRE2013 | _PRE2013 | _PRE2013 | _PRE2013 | _PRE2013 | _PRE2013 | _PRE2013 | _PRE2013 | _PRE2013 | _PRE2013 | _PRE2013 | _PRE2013 | _PRE2013 |  | _PRE2013 | NR | POST2013
| ECM-VAV-New | POST2013 | POST2013 | POST2013 | POST2013 | POST2013 | POST2013 | POST2013 | POST2013 | POST2013 | POST2013 | POST2013 | POST2013 | POST2013 | POST2013 | POST2013 | POST2013 | POST2013 | POST2013 |  | POST2013 | New | POST2013
| ECM-VAV-NR | POST2013 | POST2013 | POST2013 | POST2013 | POST2013 | POST2013 | POST2013 | POST2013 | POST2013 | POST2013 | POST2013 | POST2013 | POST2013 | POST2013 | POST2013 | POST2013 | POST2013 | POST2013 |  | POST2013 | NR | POST2013
| Pool pumps-Retro | _PRE2013 | _PRE2013 | _PRE2013 | _PRE2013 | _PRE2013 | _PRE2013 | _PRE2013 | _PRE2013 | _PRE2013 | _PRE2013 | _PRE2013 | _PRE2013 | _PRE2013 | _PRE2013 | _PRE2013 | _PRE2013 | _PRE2013 | _PRE2013 |  | _PRE2013 | Retro | _PRE2013
| MotorsRewind-New | _PRE2013 | _PRE2013 | _PRE2013 | _PRE2013 | _PRE2013 | _PRE2013 | _PRE2013 | _PRE2013 | _PRE2013 | _PRE2013 | _PRE2013 | _PRE2013 | _PRE2013 | _PRE2013 | _PRE2013 | _PRE2013 | _PRE2013 | _PRE2013 |  | _PRE2013 | New | POST2013
| MotorsRewind-NR | POST2013 | POST2013 | POST2013 | POST2013 | POST2013 | POST2013 | POST2013 | POST2013 | POST2013 | POST2013 | POST2013 | POST2013 | POST2013 | POST2013 | POST2013 | POST2013 | POST2013 | POST2013 |  | POST2013 | NR | POST2013
| Municipal Sewage Treatment-Retro | _PRE2013 | _PRE2013 | _PRE2013 | _PRE2013 | _PRE2013 | _PRE2013 | _PRE2013 | _PRE2013 | _PRE2013 | _PRE2013 | _PRE2013 | _PRE2013 | _PRE2013 | _PRE2013 | _PRE2013 | _PRE2013 | _PRE2013 | _PRE2013 |  | _PRE2013 | Retro | _PRE2013
| Municipal Water Supply-Retro | _PRE2013 | _PRE2013 | _PRE2013 | _PRE2013 | _PRE2013 | _PRE2013 | _PRE2013 | _PRE2013 | _PRE2013 | _PRE2013 | _PRE2013 | _PRE2013 | _PRE2013 | _PRE2013 | _PRE2013 | _PRE2013 | _PRE2013 | _PRE2013 |  | _PRE2013 | Retro | _PRE2013
| Engine Generator Block Heaters-Retro | _PRE2013 | _PRE2013 | _PRE2013 | _PRE2013 | _PRE2013 | _PRE2013 | _PRE2013 | _PRE2013 | _PRE2013 | _PRE2013 | _PRE2013 | _PRE2013 | _PRE2013 | _PRE2013 | _PRE2013 | _PRE2013 | _PRE2013 | _PRE2013 |  | _PRE2013 | Retro | _PRE2013
| Grocery Refrigeration Bundle-Retro | _PRE2013 | _PRE2013 | _PRE2013 | _PRE2013 | _PRE2013 | _PRE2013 | _PRE2013 | _PRE2013 | _PRE2013 | _PRE2013 | _PRE2013 | _PRE2013 | _PRE2013 | _PRE2013 | _PRE2013 | _PRE2013 | _PRE2013 | _PRE2013 |  | _PRE2013 | Retro | _PRE2013
| Packaged Refrigeration Equipment-New | POST2013 | POST2013 | POST2013 | POST2013 | POST2013 | POST2013 | POST2013 | POST2013 | POST2013 | POST2013 | POST2013 | POST2013 | POST2013 | POST2013 | POST2013 | POST2013 | POST2013 | POST2013 |  | POST2013 | New | POST2013
| Appliances - Freezers-NR | POST2013 | POST2013 | POST2013 | POST2013 | POST2013 | POST2013 | POST2013 | POST2013 | POST2013 | POST2013 | POST2013 | POST2013 | POST2013 | POST2013 | POST2013 | POST2013 | POST2013 | POST2013 |  | POST2013 | NR | POST2013
| Appliances - Refrigerators-NR | POST2013 | POST2013 | POST2013 | POST2013 | POST2013 | POST2013 | POST2013 | POST2013 | POST2013 | POST2013 | POST2013 | POST2013 | POST2013 | POST2013 | POST2013 | POST2013 | POST2013 | POST2013 |  | POST2013 | NR | POST2013
| Water Cooler Controls-NR | _PRE2013 | _PRE2013 | _PRE2013 | _PRE2013 | _PRE2013 | _PRE2013 | _PRE2013 | _PRE2013 | _PRE2013 | _PRE2013 | _PRE2013 | _PRE2013 | _PRE2013 | _PRE2013 | _PRE2013 | _PRE2013 | _PRE2013 | _PRE2013 |  | _PRE2013 | NR | POST2013
| WHTanks-New | POST2013 | POST2013 | POST2013 | POST2013 | POST2013 | POST2013 | POST2013 | POST2013 | POST2013 | POST2013 | POST2013 | POST2013 | POST2013 | POST2013 | POST2013 | POST2013 | POST2013 | POST2013 |  | POST2013 | New | POST2013
| WHTanks-NR | _PRE2013 | _PRE2013 | _PRE2013 | _PRE2013 | _PRE2013 | _PRE2013 | _PRE2013 | _PRE2013 | _PRE2013 | _PRE2013 | _PRE2013 | _PRE2013 | _PRE2013 | _PRE2013 | _PRE2013 | _PRE2013 | _PRE2013 | _PRE2013 |  | _PRE2013 | NR | POST2013
| Appliances - Clothes Washers-NR | POST2013 | POST2013 | POST2013 | POST2013 | POST2013 | POST2013 | POST2013 | POST2013 | POST2013 | POST2013 | POST2013 | POST2013 | POST2013 | POST2013 | POST2013 | POST2013 | POST2013 | POST2013 |  | POST2013 | NR | POST2013
| Showerheads-Retro | _PRE2013 | _PRE2013 | _PRE2013 | _PRE2013 | _PRE2013 | _PRE2013 | _PRE2013 | _PRE2013 | _PRE2013 | _PRE2013 | _PRE2013 | _PRE2013 | _PRE2013 | _PRE2013 | _PRE2013 | _PRE2013 | _PRE2013 | _PRE2013 |  | _PRE2013 | Retro | _PRE2013
| Water Heating - GFHX-New | POST2013 | POST2013 | POST2013 | POST2013 | POST2013 | POST2013 | POST2013 | POST2013 | POST2013 | POST2013 | POST2013 | POST2013 | POST2013 | POST2013 | POST2013 | POST2013 | POST2013 | POST2013 |  | POST2013 | New | POST2013
| Demand Control Circulating system DHW-Retro | _PRE2013 | _PRE2013 | _PRE2013 | _PRE2013 | _PRE2013 | _PRE2013 | _PRE2013 | _PRE2013 | _PRE2013 | _PRE2013 | _PRE2013 | _PRE2013 | _PRE2013 | _PRE2013 | _PRE2013 | _PRE2013 | _PRE2013 | _PRE2013 |  | _PRE2013 | Retro | _PRE2013
| Central HPWH MF-Retro | _PRE2013 | _PRE2013 | _PRE2013 | _PRE2013 | _PRE2013 | _PRE2013 | _PRE2013 | _PRE2013 | _PRE2013 | _PRE2013 | _PRE2013 | _PRE2013 | _PRE2013 | _PRE2013 | _PRE2013 | _PRE2013 | _PRE2013 | _PRE2013 |  | _PRE2013 | Retro | _PRE2013
| Ultra Low Energy Building-New | POST2013 | POST2013 | POST2013 | POST2013 | POST2013 | POST2013 | POST2013 | POST2013 | POST2013 | POST2013 | POST2013 | POST2013 | POST2013 | POST2013 | POST2013 | POST2013 | POST2013 | POST2013 |  | POST2013 | New | POST2013

## TURN
TURN | Natural Replacement (NR) Rate, Fraction of Applicable Measure-Specific Equipment in Existing Stock that is Replaced Annually, making the measure applicable at incremental costs and savings similar to New applications.
1 | 2 | 3 | 4 | 5 | 6 | 7 | 8 | 9 | 10 | 11 | 12 | 13 | 14 | 15 | 16 | 17 | 18 | 19 | 20 | 21
|  | 9.804% | 3.709% | 4.977% | 3.14% | 8.553% | 2.138% | 4.377% | 8.385% | 4.214% | 11.8% | 2.221% | 0.6474% | 1.694% | 6.043% | 2.233% | 4.792% | 7.165% | 14.11%
|  | Office |  |  | Retail |  |  |  | School |  | Warehouse | Grocery |  | Restaurant | Lodging | Health |  | Assembly | Other | Non-Building Applications
M BUNDLE ID | Measure Index Name | Large Off | Medium Off | Small Off | Xlarge Ret | Large Ret | Medium Ret | Small Ret | School K-12 | University | Warehouse | Supermarket | MiniMart | Restaurant | Lodging | Hospital | Residential Care | Assembly | Other | Non-Building Stock | Data Source
Compressed Air-Retro
0% | Compressed Air-NR
Network PC Power Management-Retro
| Laptop-NR | [18 empty] | 25%
| Smart Plug Power Strips-Retro | [18 empty] | 20%
| Data Centers-NR | [18 empty] | 20%
| Monitor-NR | [18 empty] | 20%
| Desktop-NR | [18 empty] | 25%
| Pre-Rinse Spray Valve-Retro | [18 empty] | 20%
| Cooking Equipment-NR | [18 empty] | 8%
| DHP-New | 3.333% | 4% | 5% | 5% | 5% | 5% | 3.333% | 3.333% | 3.333% | 5% | 5% | 5% | 5% | 5% | 4% | 4% | 4% | 4% |  | 20, 25 or 30 year equipment life
| DHP-Retro | 3.333% | 4% | 5% | 5% | 5% | 5% | 3.333% | 3.333% | 3.333% | 5% | 5% | 5% | 5% | 5% | 4% | 4% | 4% | 4% |  | 20, 25 or 30 year equipment life
Glass-New
Glass-NR
ControllerLite-Retro
| Advanced Rooftop Controller-New | 6.667% | 6.667% | 6.667% | 6.667% | 6.667% | 6.667% | 6.667% | 6.667% | 6.667% | 6.667% | 6.667% | 6.667% | 6.667% | 6.667% | 6.667% | 6.667% | 6.667% | 6.667%
| Advanced Rooftop Controller-NR | 6.667% | 6.667% | 6.667% | 6.667% | 6.667% | 6.667% | 6.667% | 6.667% | 6.667% | 6.667% | 6.667% | 6.667% | 6.667% | 6.667% | 6.667% | 6.667% | 6.667% | 6.667%
| Advanced Rooftop Controller-Retro | 6.667% | 6.667% | 6.667% | 6.667% | 6.667% | 6.667% | 6.667% | 6.667% | 6.667% | 6.667% | 6.667% | 6.667% | 6.667% | 6.667% | 6.667% | 6.667% | 6.667% | 6.667%
Variable Speed Chiller-New
Variable Speed Chiller-NR
| Commercial EM-New | 15% | 15% | 15% | 15% | 15% | 15% | 15% | 15% | 15% | 15% | 15% | 15% | 15% | 15% | 15% | 15% | 15% | 15%
| Commercial EM-NR | 15% | 15% | 15% | 15% | 15% | 15% | 15% | 15% | 15% | 15% | 15% | 15% | 15% | 15% | 15% | 15% | 15% | 15%
| Commercial EM-Retro | 15% | 15% | 15% | 15% | 15% | 15% | 15% | 15% | 15% | 15% | 15% | 15% | 15% | 15% | 15% | 15% | 15% | 15%
Evaporative Assist Cooling-New
Evaporative Assist Cooling-NR
Economizer-Retro
Demand Control Ventilation-New
Demand Control Ventilation-NR
Demand Control Ventilation-Retro
| Premium Fume Hood-NR | 6% | 6% | 6% | 6% | 6% | 6% | 6% | 6% | 6% | 6% | 6% | 6% | 6% | 6% | 6% | 6% | 6% | 6% | 6%
DCV Restaurant Hood-Retro
DCV Parking Garage-Retro
Weatherization - School-Retro
| Energy Recovery Ventilator-NR | [18 empty] | 25%
AC Heat Recovery for Water Heating-NR
Room Occupancy Sensors in Lodging-Retro
Chiller - chilled water retrofit-Retro
Chiller - equip retrofits-Retro
Pool Blankets-Retro
Web-Enabled Thermostats-Retro
Garage CO2 ventilation-Retro
Circ Pump ECM and drive-Retro
VRF-New
VRF-Retro
Evaporator Roof Top HVAC-Retro
Secondary Glazing Systems-Retro
LPD Package-New
LPD Package-NR
LPD Package-Retro
Top Daylighting-New
Perimeter Daylighting Controls Advanced-New
Perimeter Daylighting Controls Advanced-NR
Lighting Controls Interior-New
| Lighting Controls Interior-NR | 6% | 6% | 6% | 6% | 6% | 6% | 6% | 6% | 6% | 6% | 6% | 6% | 6% | 6% | 6% | 6% | 6% | 6% |  | Fixture or Ballast Replacement Cycle
| Exterior Building Lighting-New | [18 empty] | 20% | 5-year cycle (lamp cycle) for luminiares requiring bucket truck.
| Exterior Building Lighting-NR | [18 empty] | 20% | 20-Year Fixture Life from CBSA REN RATE
| Street and Roadway Lighting-New | [18 empty] | 20% | Five year cycle for streetlight relamp (DOE & Tarioffs)
| Street and Roadway Lighting-NR | [18 empty] | 20% | Five year cycle for streetlight relamp (DOE & Tarioffs)
Parking Lighting-New
Parking Lighting-NR
Bi-Level Stairwell Lighting-NR
Low Power LF Lamps-NR
LEC Exit Sign-New
LEC Exit Sign-NR
ECM-VAV-New
ECM-VAV-NR
Pool pumps-Retro
MotorsRewind-New
MotorsRewind-NR
| Municipal Sewage Treatment-Retro | 0% | 0% | 0% | 0% | 0% | 0% | 0% | 0% | 0% | 0% | 0% | 0% | 0% | 0% | 0% | 0% | 0% | 0%
| Municipal Water Supply-Retro | 0% | 0% | 0% | 0% | 0% | 0% | 0% | 0% | 0% | 0% | 0% | 0% | 0% | 0% | 0% | 0% | 0% | 0%
Engine Generator Block Heaters-Retro
Grocery Refrigeration Bundle-Retro
Packaged Refrigeration Equipment-New
Appliances - Freezers-NR
Appliances - Refrigerators-NR
Water Cooler Controls-NR
WHTanks-New
WHTanks-NR
Appliances - Clothes Washers-NR
Showerheads-Retro
Water Heating - GFHX-New
Demand Control Circulating system DHW-Retro
Central HPWH MF-Retro
Ultra Low Energy Building-New

## ACHIEV
ACHIEV | Fraction of Applicable Measure Available by Year | Retro12Med | 10.94% | 10.94% | 10.94% | 10.94% | 10.94% | 9.844% | 7.875% | 6.3% | 5.04% | 4.032% | 3.226% | 2.58% | 2.064% | 1.652% | 1.321% | 1.057% | 0.007209% | 0.002575% | 0.0008778% | 0.0002862% | 99.69% | 100% | 4.984%
2035 |  | Retro5Med | 4.3% | 5.28% | 6.461% | 7.5% | 8.555% | 10% | 10.97% | 11.21% | 10.56% | 9.079% | 7.026% | 4.822% | 2.885% | 1.477% | 0.6339% | 0.2227% | 0.06247% | 0.01362% | 0.002238% | 0.0002686% | 101.1% | 101.4% | 5.053%
|  | Retro1Slow | 0.2564% | 0.5126% | 0.9102% | 1.48% | 2.247% | 3.218% | 4.378% | 5.675% | 7.02% | 8.278% | 9.287% | 9.88% | 9.921% | 9.352% | 8.223% | 6.693% | 5.003% | 3.402% | 2.085% | 1% | 98.82% | 99.13% | 4.941%
Retrofit Ramp rates are incremental |  | Retro50Fast | 45% | 21% | 14% | 9% | 5.954% | 2.977% | 1.323% | 0.5292% | 0.1925% | 0.06415% | 0.01974% | 0.00564% | 0.001504% | 0.000376% | 8.847e-05% | 1.966e-05% | 4.139e-06% | 8.277e-07% | 1.577e-07% | 2.867e-08% | 100.1% | 100.4% | 5.003%
LO Ramp rates are cumulative |  | Retro20Fast | 22.12% | 15.5% | 10.73% | 8.359% | 7.324% | 6.337% | 5.429% | 4.613% | 3.892% | 3.264% | 2.724% | 2.121% | 1.652% | 1.287% | 1.002% | 0.7803% | 0.6077% | 0.4733% | 0.3686% | 0.2871%
|  | RetroEven20 | 5% | 5% | 5% | 5% | 5% | 5% | 5% | 5% | 5% | 5% | 5% | 5% | 5% | 5% | 5% | 5% | 5% | 5% | 5% | 5%
|  | RetroMax60 | 1% | 1.98% | 2.911% | 3.764% | 4.517% | 4.864% | 4.588% | 4.328% | 4.083% | 3.851% | 3.633% | 3.427% | 3.233% | 3.05% | 2.877% | 2.714% | 2.56% | 2.415% | 2.278% | 2.149%
|  | Retro3Slow | 0.5532% | 0.8696% | 1.739% | 3.044% | 4.734% | 6.628% | 8.436% | 9.842% | 10.6% | 10.6% | 9.892% | 8.656% | 7.128% | 5.544% | 4.085% | 2.86% | 1.906% | 1.213% | 0.7385% | 0.4308%
|  | LO12Med | 10.94% | 21.87% | 32.81% | 43.75% | 54.69% | 64.53% | 72.41% | 78.71% | 83.75% | 87.78% | 91% | 93.58% | 95.65% | 97.3% | 98.62% | 99.68% | 99.69% | 99.69% | 99.69% | 99.69%
|  | LO5Med | 4.3% | 9.58% | 16.04% | 23.54% | 32.1% | 42.1% | 53.07% | 64.28% | 74.84% | 83.92% | 90.95% | 95.77% | 98.65% | 100.1% | 100.8% | 101% | 101% | 101.1% | 101.1% | 101.1% |  |  |  | Fraction of Annual Applicable Measure Stock Achievable
|  | LO1Slow | 0.2564% | 0.769% | 1.679% | 3.16% | 5.407% | 8.625% | 13% | 18.68% | 25.7% | 33.98% | 43.26% | 53.14% | 63.06% | 72.42% | 80.64% | 87.33% | 92.33% | 95.74% | 97.82% | 98.82%
|  | LO50Fast | 45% | 66% | 80% | 89% | 94.95% | 97.93% | 99.25% | 99.78% | 99.98% | 100% | 100.1% | 100.1% | 100.1% | 100.1% | 100.1% | 100.1% | 100.1% | 100.1% | 100.1% | 100.1%
|  | LO20Fast | 22.12% | 37.62% | 48.36% | 56.72% | 64.04% | 70.38% | 75.81% | 80.42% | 84.31% | 87.58% | 90.3% | 92.42% | 94.07% | 95.36% | 96.36% | 97.14% | 97.75% | 98.22% | 98.59% | 98.88%
|  | LOEven20 | 5% | 10% | 15% | 20% | 25% | 30% | 35% | 40% | 45% | 50% | 55% | 60% | 65% | 70% | 75% | 80% | 85% | 90% | 95% | 100%
|  | LOMax60 | 1% | 2.98% | 5.891% | 9.655% | 14.17% | 19.04% | 23.62% | 27.95% | 32.03% | 35.89% | 39.52% | 42.95% | 46.18% | 49.23% | 52.11% | 54.82% | 57.38% | 59.8% | 62.07% | 64.22%
|  | LO3Slow | 0.5532% | 1.423% | 3.162% | 6.206% | 10.94% | 17.57% | 26% | 35.85% | 46.44% | 57.04% | 66.94% | 75.59% | 82.72% | 88.26% | 92.35% | 95.21% | 97.12% | 98.33% | 99.07% | 99.5%
End Use | Measure Index Name | Ramp | 2016 | 2017 | 2018 | 2019 | 2020 | 2021 | 2022 | 2023 | 2024 | 2025 | 2026 | 2027 | 2028 | 2029 | 2030 | 2031 | 2032 | 2033 | 2034 | 2035 |  |  | Data Source
Compressed Air | Compressed Air-Retro | RetroEven20 | 5% | 5% | 5% | 5% | 5% | 5% | 5% | 5% | 5% | 5% | 5% | 5% | 5% | 5% | 5% | 5% | 5% | 5% | 5% | 5%
Compressed Air | Compressed Air-NR | LOEven20 | 5% | 10% | 15% | 20% | 25% | 30% | 35% | 40% | 45% | 50% | 55% | 60% | 65% | 70% | 75% | 80% | 85% | 90% | 95% | 100%
Electronics | Network PC Power Management-Retro | Retro20Fast | 22.12% | 15.5% | 10.73% | 8.359% | 7.324% | 6.337% | 5.429% | 4.613% | 3.892% | 3.264% | 2.724% | 2.121% | 1.652% | 1.287% | 1.002% | 0.7803% | 0.6077% | 0.4733% | 0.3686% | 0.2871%
Electronics | Laptop-NR | LO5Med | 4.3% | 9.58% | 16.04% | 23.54% | 32.1% | 42.1% | 53.07% | 64.28% | 74.84% | 83.92% | 90.95% | 95.77% | 98.65% | 100.1% | 100.8% | 101% | 101% | 101.1% | 101.1% | 101.1%
Electronics | Smart Plug Power Strips-Retro | Retro12Med | 10.94% | 10.94% | 10.94% | 10.94% | 10.94% | 9.844% | 7.875% | 6.3% | 5.04% | 4.032% | 3.226% | 2.58% | 2.064% | 1.652% | 1.321% | 1.057% | 0.007209% | 0.002575% | 0.0008778% | 0.0002862%
Electronics | Data Centers-NR | LO5Med | 4.3% | 9.58% | 16.04% | 23.54% | 32.1% | 42.1% | 53.07% | 64.28% | 74.84% | 83.92% | 90.95% | 95.77% | 98.65% | 100.1% | 100.8% | 101% | 101% | 101.1% | 101.1% | 101.1%
Electronics | Monitor-NR | LO50Fast | 45% | 66% | 80% | 89% | 94.95% | 97.93% | 99.25% | 99.78% | 99.98% | 100% | 100.1% | 100.1% | 100.1% | 100.1% | 100.1% | 100.1% | 100.1% | 100.1% | 100.1% | 100.1%
Electronics | Desktop-NR | LO50Fast | 45% | 66% | 80% | 89% | 94.95% | 97.93% | 99.25% | 99.78% | 99.98% | 100% | 100.1% | 100.1% | 100.1% | 100.1% | 100.1% | 100.1% | 100.1% | 100.1% | 100.1% | 100.1%
Food Preparation | Pre-Rinse Spray Valve-Retro | Retro12Med | 10.94% | 10.94% | 10.94% | 10.94% | 10.94% | 9.844% | 7.875% | 6.3% | 5.04% | 4.032% | 3.226% | 2.58% | 2.064% | 1.652% | 1.321% | 1.057% | 0.007209% | 0.002575% | 0.0008778% | 0.0002862%
Food Preparation | Cooking Equipment-NR | LO5Med | 4.3% | 9.58% | 16.04% | 23.54% | 32.1% | 42.1% | 53.07% | 64.28% | 74.84% | 83.92% | 90.95% | 95.77% | 98.65% | 100.1% | 100.8% | 101% | 101% | 101.1% | 101.1% | 101.1%
HVAC | DHP-New | LOEven20 | 5% | 10% | 15% | 20% | 25% | 30% | 35% | 40% | 45% | 50% | 55% | 60% | 65% | 70% | 75% | 80% | 85% | 90% | 95% | 100%
HVAC | DHP-Retro | Retro5Med | 4.3% | 5.28% | 6.461% | 7.5% | 8.555% | 10% | 10.97% | 11.21% | 10.56% | 9.079% | 7.026% | 4.822% | 2.885% | 1.477% | 0.6339% | 0.2227% | 0.06247% | 0.01362% | 0.002238% | 0.0002686%
HVAC | Glass-New | LO5Med | 4.3% | 9.58% | 16.04% | 23.54% | 32.1% | 42.1% | 53.07% | 64.28% | 74.84% | 83.92% | 90.95% | 95.77% | 98.65% | 100.1% | 100.8% | 101% | 101% | 101.1% | 101.1% | 101.1%
HVAC | Glass-NR | LO5Med | 4.3% | 9.58% | 16.04% | 23.54% | 32.1% | 42.1% | 53.07% | 64.28% | 74.84% | 83.92% | 90.95% | 95.77% | 98.65% | 100.1% | 100.8% | 101% | 101% | 101.1% | 101.1% | 101.1%
HVAC | ControllerLite-Retro | Retro5Med | 4.3% | 5.28% | 6.461% | 7.5% | 8.555% | 10% | 10.97% | 11.21% | 10.56% | 9.079% | 7.026% | 4.822% | 2.885% | 1.477% | 0.6339% | 0.2227% | 0.06247% | 0.01362% | 0.002238% | 0.0002686%
HVAC | Advanced Rooftop Controller-New | LO3Slow | 0.5532% | 1.423% | 3.162% | 6.206% | 10.94% | 17.57% | 26% | 35.85% | 46.44% | 57.04% | 66.94% | 75.59% | 82.72% | 88.26% | 92.35% | 95.21% | 97.12% | 98.33% | 99.07% | 99.5%
HVAC | Advanced Rooftop Controller-NR | LO3Slow | 0.5532% | 1.423% | 3.162% | 6.206% | 10.94% | 17.57% | 26% | 35.85% | 46.44% | 57.04% | 66.94% | 75.59% | 82.72% | 88.26% | 92.35% | 95.21% | 97.12% | 98.33% | 99.07% | 99.5%
HVAC | Advanced Rooftop Controller-Retro | Retro3Slow | 0.5532% | 0.8696% | 1.739% | 3.044% | 4.734% | 6.628% | 8.436% | 9.842% | 10.6% | 10.6% | 9.892% | 8.656% | 7.128% | 5.544% | 4.085% | 2.86% | 1.906% | 1.213% | 0.7385% | 0.4308%
HVAC | Variable Speed Chiller-New | LO50Fast | 45% | 66% | 80% | 89% | 94.95% | 97.93% | 99.25% | 99.78% | 99.98% | 100% | 100.1% | 100.1% | 100.1% | 100.1% | 100.1% | 100.1% | 100.1% | 100.1% | 100.1% | 100.1%
HVAC | Variable Speed Chiller-NR | LO50Fast | 45% | 66% | 80% | 89% | 94.95% | 97.93% | 99.25% | 99.78% | 99.98% | 100% | 100.1% | 100.1% | 100.1% | 100.1% | 100.1% | 100.1% | 100.1% | 100.1% | 100.1% | 100.1%
HVAC | Commercial EM-New | LO1Slow | 0.2564% | 0.769% | 1.679% | 3.16% | 5.407% | 8.625% | 13% | 18.68% | 25.7% | 33.98% | 43.26% | 53.14% | 63.06% | 72.42% | 80.64% | 87.33% | 92.33% | 95.74% | 97.82% | 98.82%
HVAC | Commercial EM-NR | LO12Med | 10.94% | 21.87% | 32.81% | 43.75% | 54.69% | 64.53% | 72.41% | 78.71% | 83.75% | 87.78% | 91% | 93.58% | 95.65% | 97.3% | 98.62% | 99.68% | 99.69% | 99.69% | 99.69% | 99.69%
HVAC | Commercial EM-Retro | Retro12Med | 10.94% | 10.94% | 10.94% | 10.94% | 10.94% | 9.844% | 7.875% | 6.3% | 5.04% | 4.032% | 3.226% | 2.58% | 2.064% | 1.652% | 1.321% | 1.057% | 0.007209% | 0.002575% | 0.0008778% | 0.0002862%
HVAC | Evaporative Assist Cooling-New | LO1Slow | 0.2564% | 0.769% | 1.679% | 3.16% | 5.407% | 8.625% | 13% | 18.68% | 25.7% | 33.98% | 43.26% | 53.14% | 63.06% | 72.42% | 80.64% | 87.33% | 92.33% | 95.74% | 97.82% | 98.82%
HVAC | Evaporative Assist Cooling-NR | LO1Slow | 0.2564% | 0.769% | 1.679% | 3.16% | 5.407% | 8.625% | 13% | 18.68% | 25.7% | 33.98% | 43.26% | 53.14% | 63.06% | 72.42% | 80.64% | 87.33% | 92.33% | 95.74% | 97.82% | 98.82%
HVAC | Economizer-Retro | Retro12Med | 10.94% | 10.94% | 10.94% | 10.94% | 10.94% | 9.844% | 7.875% | 6.3% | 5.04% | 4.032% | 3.226% | 2.58% | 2.064% | 1.652% | 1.321% | 1.057% | 0.007209% | 0.002575% | 0.0008778% | 0.0002862%
HVAC | Demand Control Ventilation-New | LOEven20 | 5% | 10% | 15% | 20% | 25% | 30% | 35% | 40% | 45% | 50% | 55% | 60% | 65% | 70% | 75% | 80% | 85% | 90% | 95% | 100%
HVAC | Demand Control Ventilation-NR | LOEven20 | 5% | 10% | 15% | 20% | 25% | 30% | 35% | 40% | 45% | 50% | 55% | 60% | 65% | 70% | 75% | 80% | 85% | 90% | 95% | 100%
HVAC | Demand Control Ventilation-Retro | Retro12Med | 10.94% | 10.94% | 10.94% | 10.94% | 10.94% | 9.844% | 7.875% | 6.3% | 5.04% | 4.032% | 3.226% | 2.58% | 2.064% | 1.652% | 1.321% | 1.057% | 0.007209% | 0.002575% | 0.0008778% | 0.0002862%
HVAC | Premium Fume Hood-NR | LOEven20 | 5% | 10% | 15% | 20% | 25% | 30% | 35% | 40% | 45% | 50% | 55% | 60% | 65% | 70% | 75% | 80% | 85% | 90% | 95% | 100%
HVAC | DCV Restaurant Hood-Retro | Retro20Fast | 22.12% | 15.5% | 10.73% | 8.359% | 7.324% | 6.337% | 5.429% | 4.613% | 3.892% | 3.264% | 2.724% | 2.121% | 1.652% | 1.287% | 1.002% | 0.7803% | 0.6077% | 0.4733% | 0.3686% | 0.2871%
HVAC | DCV Parking Garage-Retro | Retro12Med | 10.94% | 10.94% | 10.94% | 10.94% | 10.94% | 9.844% | 7.875% | 6.3% | 5.04% | 4.032% | 3.226% | 2.58% | 2.064% | 1.652% | 1.321% | 1.057% | 0.007209% | 0.002575% | 0.0008778% | 0.0002862%
HVAC | Weatherization - School-Retro | RetroEven20 | 5% | 5% | 5% | 5% | 5% | 5% | 5% | 5% | 5% | 5% | 5% | 5% | 5% | 5% | 5% | 5% | 5% | 5% | 5% | 5%
HVAC | Energy Recovery Ventilator-NR | LO5Med | 4.3% | 9.58% | 16.04% | 23.54% | 32.1% | 42.1% | 53.07% | 64.28% | 74.84% | 83.92% | 90.95% | 95.77% | 98.65% | 100.1% | 100.8% | 101% | 101% | 101.1% | 101.1% | 101.1%
HVAC | AC Heat Recovery for Water Heating-NR | LO5Med | 4.3% | 9.58% | 16.04% | 23.54% | 32.1% | 42.1% | 53.07% | 64.28% | 74.84% | 83.92% | 90.95% | 95.77% | 98.65% | 100.1% | 100.8% | 101% | 101% | 101.1% | 101.1% | 101.1%
HVAC | Room Occupancy Sensors in Lodging-Retro | LO5Med | 4.3% | 9.58% | 16.04% | 23.54% | 32.1% | 42.1% | 53.07% | 64.28% | 74.84% | 83.92% | 90.95% | 95.77% | 98.65% | 100.1% | 100.8% | 101% | 101% | 101.1% | 101.1% | 101.1%
HVAC | Chiller - chilled water retrofit-Retro | Retro12Med | 10.94% | 10.94% | 10.94% | 10.94% | 10.94% | 9.844% | 7.875% | 6.3% | 5.04% | 4.032% | 3.226% | 2.58% | 2.064% | 1.652% | 1.321% | 1.057% | 0.007209% | 0.002575% | 0.0008778% | 0.0002862%
HVAC | Chiller - equip retrofits-Retro | Retro12Med | 10.94% | 10.94% | 10.94% | 10.94% | 10.94% | 9.844% | 7.875% | 6.3% | 5.04% | 4.032% | 3.226% | 2.58% | 2.064% | 1.652% | 1.321% | 1.057% | 0.007209% | 0.002575% | 0.0008778% | 0.0002862%
HVAC | Pool Blankets-Retro | Retro20Fast | 22.12% | 15.5% | 10.73% | 8.359% | 7.324% | 6.337% | 5.429% | 4.613% | 3.892% | 3.264% | 2.724% | 2.121% | 1.652% | 1.287% | 1.002% | 0.7803% | 0.6077% | 0.4733% | 0.3686% | 0.2871%
HVAC | Web-Enabled Thermostats-Retro | Retro20Fast | 22.12% | 15.5% | 10.73% | 8.359% | 7.324% | 6.337% | 5.429% | 4.613% | 3.892% | 3.264% | 2.724% | 2.121% | 1.652% | 1.287% | 1.002% | 0.7803% | 0.6077% | 0.4733% | 0.3686% | 0.2871%
HVAC | Garage CO2 ventilation-Retro | Retro20Fast | 22.12% | 15.5% | 10.73% | 8.359% | 7.324% | 6.337% | 5.429% | 4.613% | 3.892% | 3.264% | 2.724% | 2.121% | 1.652% | 1.287% | 1.002% | 0.7803% | 0.6077% | 0.4733% | 0.3686% | 0.2871%
HVAC | Circ Pump ECM and drive-Retro | Retro20Fast | 22.12% | 15.5% | 10.73% | 8.359% | 7.324% | 6.337% | 5.429% | 4.613% | 3.892% | 3.264% | 2.724% | 2.121% | 1.652% | 1.287% | 1.002% | 0.7803% | 0.6077% | 0.4733% | 0.3686% | 0.2871%
HVAC | VRF-New | LO1Slow | 0.2564% | 0.769% | 1.679% | 3.16% | 5.407% | 8.625% | 13% | 18.68% | 25.7% | 33.98% | 43.26% | 53.14% | 63.06% | 72.42% | 80.64% | 87.33% | 92.33% | 95.74% | 97.82% | 98.82%
HVAC | VRF-Retro | Retro3Slow | 0.5532% | 0.8696% | 1.739% | 3.044% | 4.734% | 6.628% | 8.436% | 9.842% | 10.6% | 10.6% | 9.892% | 8.656% | 7.128% | 5.544% | 4.085% | 2.86% | 1.906% | 1.213% | 0.7385% | 0.4308%
HVAC | Evaporator Roof Top HVAC-Retro | RetroEven20 | 5% | 5% | 5% | 5% | 5% | 5% | 5% | 5% | 5% | 5% | 5% | 5% | 5% | 5% | 5% | 5% | 5% | 5% | 5% | 5%
HVAC | Secondary Glazing Systems-Retro | Retro1Slow | 0.2564% | 0.5126% | 0.9102% | 1.48% | 2.247% | 3.218% | 4.378% | 5.675% | 7.02% | 8.278% | 9.287% | 9.88% | 9.921% | 9.352% | 8.223% | 6.693% | 5.003% | 3.402% | 2.085% | 1%
Lighting | LPD Package-New | LO20Fast | 22.12% | 37.62% | 48.36% | 56.72% | 64.04% | 70.38% | 75.81% | 80.42% | 84.31% | 87.58% | 90.3% | 92.42% | 94.07% | 95.36% | 96.36% | 97.14% | 97.75% | 98.22% | 98.59% | 98.88%
Lighting | LPD Package-NR | LO20Fast | 22.12% | 37.62% | 48.36% | 56.72% | 64.04% | 70.38% | 75.81% | 80.42% | 84.31% | 87.58% | 90.3% | 92.42% | 94.07% | 95.36% | 96.36% | 97.14% | 97.75% | 98.22% | 98.59% | 98.88%
Lighting | LPD Package-Retro | Retro12Med | 10.94% | 10.94% | 10.94% | 10.94% | 10.94% | 9.844% | 7.875% | 6.3% | 5.04% | 4.032% | 3.226% | 2.58% | 2.064% | 1.652% | 1.321% | 1.057% | 0.007209% | 0.002575% | 0.0008778% | 0.0002862%
Lighting | Top Daylighting-New | LO12Med | 10.94% | 21.87% | 32.81% | 43.75% | 54.69% | 64.53% | 72.41% | 78.71% | 83.75% | 87.78% | 91% | 93.58% | 95.65% | 97.3% | 98.62% | 99.68% | 99.69% | 99.69% | 99.69% | 99.69%
Lighting | Perimeter Daylighting Controls Advanced-New | LO5Med | 4.3% | 9.58% | 16.04% | 23.54% | 32.1% | 42.1% | 53.07% | 64.28% | 74.84% | 83.92% | 90.95% | 95.77% | 98.65% | 100.1% | 100.8% | 101% | 101% | 101.1% | 101.1% | 101.1%
Lighting | Perimeter Daylighting Controls Advanced-NR | LO5Med | 4.3% | 9.58% | 16.04% | 23.54% | 32.1% | 42.1% | 53.07% | 64.28% | 74.84% | 83.92% | 90.95% | 95.77% | 98.65% | 100.1% | 100.8% | 101% | 101% | 101.1% | 101.1% | 101.1%
Lighting | Lighting Controls Interior-New | LO20Fast | 22.12% | 37.62% | 48.36% | 56.72% | 64.04% | 70.38% | 75.81% | 80.42% | 84.31% | 87.58% | 90.3% | 92.42% | 94.07% | 95.36% | 96.36% | 97.14% | 97.75% | 98.22% | 98.59% | 98.88%
Lighting | Lighting Controls Interior-NR | LO20Fast | 22.12% | 37.62% | 48.36% | 56.72% | 64.04% | 70.38% | 75.81% | 80.42% | 84.31% | 87.58% | 90.3% | 92.42% | 94.07% | 95.36% | 96.36% | 97.14% | 97.75% | 98.22% | 98.59% | 98.88%
Lighting | Exterior Building Lighting-New | LO20Fast | 22.12% | 37.62% | 48.36% | 56.72% | 64.04% | 70.38% | 75.81% | 80.42% | 84.31% | 87.58% | 90.3% | 92.42% | 94.07% | 95.36% | 96.36% | 97.14% | 97.75% | 98.22% | 98.59% | 98.88%
Lighting | Exterior Building Lighting-NR | LO20Fast | 22.12% | 37.62% | 48.36% | 56.72% | 64.04% | 70.38% | 75.81% | 80.42% | 84.31% | 87.58% | 90.3% | 92.42% | 94.07% | 95.36% | 96.36% | 97.14% | 97.75% | 98.22% | 98.59% | 98.88%
Lighting | Street and Roadway Lighting-New | LO50Fast | 45% | 66% | 80% | 89% | 94.95% | 97.93% | 99.25% | 99.78% | 99.98% | 100% | 100.1% | 100.1% | 100.1% | 100.1% | 100.1% | 100.1% | 100.1% | 100.1% | 100.1% | 100.1%
Lighting | Street and Roadway Lighting-NR | LO50Fast | 45% | 66% | 80% | 89% | 94.95% | 97.93% | 99.25% | 99.78% | 99.98% | 100% | 100.1% | 100.1% | 100.1% | 100.1% | 100.1% | 100.1% | 100.1% | 100.1% | 100.1% | 100.1%
Lighting | Parking Lighting-New | LO50Fast | 45% | 66% | 80% | 89% | 94.95% | 97.93% | 99.25% | 99.78% | 99.98% | 100% | 100.1% | 100.1% | 100.1% | 100.1% | 100.1% | 100.1% | 100.1% | 100.1% | 100.1% | 100.1%
Lighting | Parking Lighting-NR | LO12Med | 10.94% | 21.87% | 32.81% | 43.75% | 54.69% | 64.53% | 72.41% | 78.71% | 83.75% | 87.78% | 91% | 93.58% | 95.65% | 97.3% | 98.62% | 99.68% | 99.69% | 99.69% | 99.69% | 99.69%
Lighting | Bi-Level Stairwell Lighting-NR | LO12Med | 10.94% | 21.87% | 32.81% | 43.75% | 54.69% | 64.53% | 72.41% | 78.71% | 83.75% | 87.78% | 91% | 93.58% | 95.65% | 97.3% | 98.62% | 99.68% | 99.69% | 99.69% | 99.69% | 99.69%
Lighting | Low Power LF Lamps-NR | LO12Med | 10.94% | 21.87% | 32.81% | 43.75% | 54.69% | 64.53% | 72.41% | 78.71% | 83.75% | 87.78% | 91% | 93.58% | 95.65% | 97.3% | 98.62% | 99.68% | 99.69% | 99.69% | 99.69% | 99.69%
Lighting | LEC Exit Sign-New | LO20Fast | 22.12% | 37.62% | 48.36% | 56.72% | 64.04% | 70.38% | 75.81% | 80.42% | 84.31% | 87.58% | 90.3% | 92.42% | 94.07% | 95.36% | 96.36% | 97.14% | 97.75% | 98.22% | 98.59% | 98.88%
Lighting | LEC Exit Sign-NR | LO20Fast | 22.12% | 37.62% | 48.36% | 56.72% | 64.04% | 70.38% | 75.81% | 80.42% | 84.31% | 87.58% | 90.3% | 92.42% | 94.07% | 95.36% | 96.36% | 97.14% | 97.75% | 98.22% | 98.59% | 98.88%
Motors/Drives | ECM-VAV-New | LO12Med | 10.94% | 21.87% | 32.81% | 43.75% | 54.69% | 64.53% | 72.41% | 78.71% | 83.75% | 87.78% | 91% | 93.58% | 95.65% | 97.3% | 98.62% | 99.68% | 99.69% | 99.69% | 99.69% | 99.69%
Motors/Drives | ECM-VAV-NR | LO12Med | 10.94% | 21.87% | 32.81% | 43.75% | 54.69% | 64.53% | 72.41% | 78.71% | 83.75% | 87.78% | 91% | 93.58% | 95.65% | 97.3% | 98.62% | 99.68% | 99.69% | 99.69% | 99.69% | 99.69%
Motors/Drives | Pool pumps-Retro | Retro20Fast | 22.12% | 15.5% | 10.73% | 8.359% | 7.324% | 6.337% | 5.429% | 4.613% | 3.892% | 3.264% | 2.724% | 2.121% | 1.652% | 1.287% | 1.002% | 0.7803% | 0.6077% | 0.4733% | 0.3686% | 0.2871%
Motors/Drives | MotorsRewind-New | LO12Med | 10.94% | 21.87% | 32.81% | 43.75% | 54.69% | 64.53% | 72.41% | 78.71% | 83.75% | 87.78% | 91% | 93.58% | 95.65% | 97.3% | 98.62% | 99.68% | 99.69% | 99.69% | 99.69% | 99.69%
Motors/Drives | MotorsRewind-NR | LO12Med | 10.94% | 21.87% | 32.81% | 43.75% | 54.69% | 64.53% | 72.41% | 78.71% | 83.75% | 87.78% | 91% | 93.58% | 95.65% | 97.3% | 98.62% | 99.68% | 99.69% | 99.69% | 99.69% | 99.69%
Process Loads | Municipal Sewage Treatment-Retro | Retro5Med | 4.3% | 5.28% | 6.461% | 7.5% | 8.555% | 10% | 10.97% | 11.21% | 10.56% | 9.079% | 7.026% | 4.822% | 2.885% | 1.477% | 0.6339% | 0.2227% | 0.06247% | 0.01362% | 0.002238% | 0.0002686%
Process Loads | Municipal Water Supply-Retro | Retro5Med | 4.3% | 5.28% | 6.461% | 7.5% | 8.555% | 10% | 10.97% | 11.21% | 10.56% | 9.079% | 7.026% | 4.822% | 2.885% | 1.477% | 0.6339% | 0.2227% | 0.06247% | 0.01362% | 0.002238% | 0.0002686%
Process Loads | Engine Generator Block Heaters-Retro | Retro20Fast | 22.12% | 15.5% | 10.73% | 8.359% | 7.324% | 6.337% | 5.429% | 4.613% | 3.892% | 3.264% | 2.724% | 2.121% | 1.652% | 1.287% | 1.002% | 0.7803% | 0.6077% | 0.4733% | 0.3686% | 0.2871%
Refrigeration | Grocery Refrigeration Bundle-Retro | Retro12Med | 10.94% | 10.94% | 10.94% | 10.94% | 10.94% | 9.844% | 7.875% | 6.3% | 5.04% | 4.032% | 3.226% | 2.58% | 2.064% | 1.652% | 1.321% | 1.057% | 0.007209% | 0.002575% | 0.0008778% | 0.0002862%
Refrigeration | Packaged Refrigeration Equipment-New | LOEven20 | 5% | 10% | 15% | 20% | 25% | 30% | 35% | 40% | 45% | 50% | 55% | 60% | 65% | 70% | 75% | 80% | 85% | 90% | 95% | 100%
Refrigeration | Appliances - Freezers-NR | LO5Med | 4.3% | 9.58% | 16.04% | 23.54% | 32.1% | 42.1% | 53.07% | 64.28% | 74.84% | 83.92% | 90.95% | 95.77% | 98.65% | 100.1% | 100.8% | 101% | 101% | 101.1% | 101.1% | 101.1%
Refrigeration | Appliances - Refrigerators-NR | LO5Med | 4.3% | 9.58% | 16.04% | 23.54% | 32.1% | 42.1% | 53.07% | 64.28% | 74.84% | 83.92% | 90.95% | 95.77% | 98.65% | 100.1% | 100.8% | 101% | 101% | 101.1% | 101.1% | 101.1%
Refrigeration | Water Cooler Controls-NR | LO5Med | 4.3% | 9.58% | 16.04% | 23.54% | 32.1% | 42.1% | 53.07% | 64.28% | 74.84% | 83.92% | 90.95% | 95.77% | 98.65% | 100.1% | 100.8% | 101% | 101% | 101.1% | 101.1% | 101.1%
Water Heating | WHTanks-New | LO12Med | 10.94% | 21.87% | 32.81% | 43.75% | 54.69% | 64.53% | 72.41% | 78.71% | 83.75% | 87.78% | 91% | 93.58% | 95.65% | 97.3% | 98.62% | 99.68% | 99.69% | 99.69% | 99.69% | 99.69%
Water Heating | WHTanks-NR | LO12Med | 10.94% | 21.87% | 32.81% | 43.75% | 54.69% | 64.53% | 72.41% | 78.71% | 83.75% | 87.78% | 91% | 93.58% | 95.65% | 97.3% | 98.62% | 99.68% | 99.69% | 99.69% | 99.69% | 99.69%
Water Heating | Appliances - Clothes Washers-NR | Retro20Fast | 22.12% | 15.5% | 10.73% | 8.359% | 7.324% | 6.337% | 5.429% | 4.613% | 3.892% | 3.264% | 2.724% | 2.121% | 1.652% | 1.287% | 1.002% | 0.7803% | 0.6077% | 0.4733% | 0.3686% | 0.2871%
Water Heating | Showerheads-Retro | Retro20Fast | 22.12% | 15.5% | 10.73% | 8.359% | 7.324% | 6.337% | 5.429% | 4.613% | 3.892% | 3.264% | 2.724% | 2.121% | 1.652% | 1.287% | 1.002% | 0.7803% | 0.6077% | 0.4733% | 0.3686% | 0.2871%
Water Heating | Water Heating - GFHX-New | Retro20Fast | 22.12% | 15.5% | 10.73% | 8.359% | 7.324% | 6.337% | 5.429% | 4.613% | 3.892% | 3.264% | 2.724% | 2.121% | 1.652% | 1.287% | 1.002% | 0.7803% | 0.6077% | 0.4733% | 0.3686% | 0.2871%
Water Heating | Demand Control Circulating system DHW-Retro | RetroEven20 | 5% | 5% | 5% | 5% | 5% | 5% | 5% | 5% | 5% | 5% | 5% | 5% | 5% | 5% | 5% | 5% | 5% | 5% | 5% | 5%
Water Heating | Central HPWH MF-Retro | Retro20Fast | 22.12% | 15.5% | 10.73% | 8.359% | 7.324% | 6.337% | 5.429% | 4.613% | 3.892% | 3.264% | 2.724% | 2.121% | 1.652% | 1.287% | 1.002% | 0.7803% | 0.6077% | 0.4733% | 0.3686% | 0.2871%
Whole Bldg/Meter Level | Ultra Low Energy Building-New | LO1Slow | 0.2564% | 0.769% | 1.679% | 3.16% | 5.407% | 8.625% | 13% | 18.68% | 25.7% | 33.98% | 43.26% | 53.14% | 63.06% | 72.42% | 80.64% | 87.33% | 92.33% | 95.74% | 97.82% | 98.82%

## FEAS
FEAS
[20 empty] | 20 | 21
| 1 | 2 | 3 | 4 | 5 | 6 | 7 | 8 | 9 | 10 | 11 | 12 | 13 | 14 | 15 | 16 | 17 | 18 | 19 | 20
|  | Office |  |  | Retail |  |  |  | School |  | Warehouse | Grocery |  | Restaurant | Lodging | Health |  | Assembly | Other
End Use | Measure Index Name | Large Off | Medium Off | Small Off | Xlarge Ret | Large Ret | Medium Ret | Small Ret | School K-12 | University | Warehouse | Supermarket | MiniMart | Restaurant | Lodging | Hospital | Residential Care | Assembly | Other | Non-Building Stock | Source | New Construction | Assumption: Either VRF + Lighting is applied to new buildings, OR the Ultra Low Energy Building Measure is applies. Use these to eliminate overlap
Compressed Air | Compressed Air-Retro | [20 empty] | Applicability Matrix |  | VRF | Lighting | ULEB
Compressed Air | Compressed Air-NR | [21 empty] | Large Off | 5% |  | 95%
Electronics | Network PC Power Management-Retro | [21 empty] | Medium Off | 80% |  | 20%
Electronics | Laptop-NR | [21 empty] | Small Off | 80% |  | 20%
Electronics | Smart Plug Power Strips-Retro | [21 empty] | Xlarge Ret | 25% |  | 75%
Electronics | Data Centers-NR | [21 empty] | Large Ret | 25% |  | 75%
Electronics | Monitor-NR | [21 empty] | Medium Ret | 25% |  | 75%
Electronics | Desktop-NR | [21 empty] | Small Ret | 25% |  | 75%
Food Preparation | Pre-Rinse Spray Valve-Retro | [21 empty] | School K-12 | 80% |  | 20%
Food Preparation | Cooking Equipment-NR | [21 empty] | University | 80% |  | 20%
HVAC | DHP-New | [21 empty] | Warehouse | 1% |  | 99%
HVAC | DHP-Retro | [21 empty] | Supermarket | 5% |  | 95%
HVAC | Glass-New | [21 empty] | MiniMart | 5% |  | 95%
HVAC | Glass-NR | [21 empty] | Restaurant | 25% |  | 75%
HVAC | ControllerLite-Retro | [21 empty] | Lodging | 70% |  | 30%
HVAC | Advanced Rooftop Controller-New | [21 empty] | Hospital | 5% |  | 95%
HVAC | Advanced Rooftop Controller-NR | [21 empty] | Residential Care | 80% |  | 20%
HVAC | Advanced Rooftop Controller-Retro | [21 empty] | Assembly | 25% |  | 75%
HVAC | Variable Speed Chiller-New | [21 empty] | Other | 80% |  | 20%
HVAC | Variable Speed Chiller-NR
HVAC | Commercial EM-New | [21 empty] | Retrofit Applicability
HVAC | Commercial EM-NR | [21 empty] | 30% of buildings in CBSA have undergone HVAC retrofit. Assume 1/3 of this is major enough to warrant VRF:
HVAC | Commercial EM-Retro | [21 empty] | 9.9%
HVAC | Evaporative Assist Cooling-New | [20 empty] | Large Off | 0.495%
HVAC | Evaporative Assist Cooling-NR | [20 empty] | Medium Off | 6.93%
HVAC | Economizer-Retro | [20 empty] | Small Off | 6.93%
HVAC | Demand Control Ventilation-New | [20 empty] | Xlarge Ret | 2.475%
HVAC | Demand Control Ventilation-NR | [20 empty] | Large Ret | 2.475%
HVAC | Demand Control Ventilation-Retro | [20 empty] | Medium Ret | 2.475%
HVAC | Premium Fume Hood-NR | [20 empty] | Small Ret | 2.475%
HVAC | DCV Restaurant Hood-Retro | [20 empty] | School K-12 | 6.93%
HVAC | DCV Parking Garage-Retro | [20 empty] | University | 6.93%
HVAC | Weatherization - School-Retro | [20 empty] | Warehouse | 0.099%
HVAC | Energy Recovery Ventilator-NR | [20 empty] | Supermarket | 0.495%
HVAC | AC Heat Recovery for Water Heating-NR | [20 empty] | MiniMart | 0.495%
HVAC | Room Occupancy Sensors in Lodging-Retro | [20 empty] | Restaurant | 2.475%
HVAC | Chiller - chilled water retrofit-Retro | [20 empty] | Lodging | 6.93%
HVAC | Chiller - equip retrofits-Retro | [20 empty] | Hospital | 0.495%
HVAC | Pool Blankets-Retro | [20 empty] | Residential Care | 6.93%
HVAC | Web-Enabled Thermostats-Retro | [20 empty] | Assembly | 2.475%
HVAC | Garage CO2 ventilation-Retro | [20 empty] | Other | 6.93%
HVAC | Circ Pump ECM and drive-Retro
HVAC | VRF-New | 5% | 80% | 80% | 25% | 25% | 25% | 25% | 80% | 80% | 1% | 5% | 5% | 25% | 70% | 5% | 80% | 25% | 80%
HVAC | VRF-Retro | 0.495% | 6.93% | 6.93% | 2.475% | 2.475% | 2.475% | 2.475% | 6.93% | 6.93% | 0.099% | 0.495% | 0.495% | 2.475% | 6.93% | 0.495% | 6.93% | 2.475% | 6.93%
HVAC | Evaporator Roof Top HVAC-Retro
HVAC | Secondary Glazing Systems-Retro
Lighting | LPD Package-New | [19 empty] | Feas in Lighting Workbook due to multiple measures
Lighting | LPD Package-NR | [19 empty] | Feas in Lighting Workbook due to multiple measures
Lighting | LPD Package-Retro | [19 empty] | Feas in Lighting Workbook due to multiple measures
Lighting | Top Daylighting-New
Lighting | Perimeter Daylighting Controls Advanced-New
Lighting | Perimeter Daylighting Controls Advanced-NR
Lighting | Lighting Controls Interior-New
Lighting | Lighting Controls Interior-NR
Lighting | Exterior Building Lighting-New
Lighting | Exterior Building Lighting-NR
Lighting | Street and Roadway Lighting-New
Lighting | Street and Roadway Lighting-NR
Lighting | Parking Lighting-New
Lighting | Parking Lighting-NR
Lighting | Low Power LF Lamps-NR
Lighting | LEC Exit Sign-New
Lighting | LEC Exit Sign-NR
Lighting | Bi-Level Stairwell Lighting-NR
Motors/Drives | ECM-VAV-New
Motors/Drives | ECM-VAV-NR
Motors/Drives | Pool pumps-Retro
Motors/Drives | MotorsRewind-New
Motors/Drives | MotorsRewind-NR
Process Loads | Municipal Sewage Treatment-Retro
Process Loads | Municipal Water Supply-Retro
Process Loads | Engine Generator Block Heaters-Retro
Refrigeration | Grocery Refrigeration Bundle-Retro
Refrigeration | Packaged Refrigeration Equipment-New
Refrigeration | Appliances - Freezers-NR
Refrigeration | Appliances - Refrigerators-NR
Refrigeration | Water Cooler Controls-NR
Water Heating | WHTanks-New
Water Heating | WHTanks-NR
Water Heating | Appliances - Clothes Washers-NR
Water Heating | Showerheads-Retro
Water Heating | Water Heating - GFHX-New
Water Heating | Demand Control Circulating system DHW-Retro
Water Heating | Central HPWH MF-Retro
Whole Bldg/Meter Level | Ultra Low Energy Building-New | 95% | 20% | 20% | 75% | 75% | 75% | 75% | 20% | 20% | 99% | 95% | 95% | 75% | 30% | 95% | 20% | 75% | 20%

## RAMP
| Year | 2016 | 2017 | 2018 | 2019 | 2020 | 2021 | 2022 | 2023 | 2024 | 2025 | 2026 | 2027 | 2028 | 2029 | 2030 | 2031 | 2032 | 2033 | 2034 | 2035
Retro | Retro12Med | 10.94% | 10.94% | 10.94% | 10.94% | 10.94% | 9.844% | 7.875% | 6.3% | 5.04% | 4.032% | 3.226% | 2.58% | 2.064% | 1.652% | 1.321% | 1.057% | 0.007209% | 0.002575% | 0.0008778% | 0.0002862%
| Retro5Med | 4.3% | 5.28% | 6.461% | 7.5% | 8.555% | 10% | 10.97% | 11.21% | 10.56% | 9.079% | 7.026% | 4.822% | 2.885% | 1.477% | 0.6339% | 0.2227% | 0.06247% | 0.01362% | 0.002238% | 0.0002686%
| Retro1Slow | 0.2564% | 0.5126% | 0.9102% | 1.48% | 2.247% | 3.218% | 4.378% | 5.675% | 7.02% | 8.278% | 9.287% | 9.88% | 9.921% | 9.352% | 8.223% | 6.693% | 5.003% | 3.402% | 2.085% | 1%
| Retro50Fast | 45% | 21% | 14% | 9% | 5.954% | 2.977% | 1.323% | 0.5292% | 0.1925% | 0.06415% | 0.01974% | 0.00564% | 0.001504% | 0.000376% | 8.847e-05% | 1.966e-05% | 4.139e-06% | 8.277e-07% | 1.577e-07% | 2.867e-08%
| Retro20Fast | 22.12% | 15.5% | 10.73% | 8.359% | 7.324% | 6.337% | 5.429% | 4.613% | 3.892% | 3.264% | 2.724% | 2.121% | 1.652% | 1.287% | 1.002% | 0.7803% | 0.6077% | 0.4733% | 0.3686% | 0.2871%
| RetroEven20 | 5% | 5% | 5% | 5% | 5% | 5% | 5% | 5% | 5% | 5% | 5% | 5% | 5% | 5% | 5% | 5% | 5% | 5% | 5% | 5%
| RetroMax60 | 1% | 1.98% | 2.911% | 3.764% | 4.517% | 4.864% | 4.588% | 4.328% | 4.083% | 3.851% | 3.633% | 3.427% | 3.233% | 3.05% | 2.877% | 2.714% | 2.56% | 2.415% | 2.278% | 2.149%
| Retro3Slow | 0.5532% | 0.8696% | 1.739% | 3.044% | 4.734% | 6.628% | 8.436% | 9.842% | 10.6% | 10.6% | 9.892% | 8.656% | 7.128% | 5.544% | 4.085% | 2.86% | 1.906% | 1.213% | 0.7385% | 0.4308%
LO | LO12Med | 10.94% | 21.87% | 32.81% | 43.75% | 54.69% | 64.53% | 72.41% | 78.71% | 83.75% | 87.78% | 91% | 93.58% | 95.65% | 97.3% | 98.62% | 99.68% | 99.69% | 99.69% | 99.69% | 99.69%
| LO5Med | 4.3% | 9.58% | 16.04% | 23.54% | 32.1% | 42.1% | 53.07% | 64.28% | 74.84% | 83.92% | 90.95% | 95.77% | 98.65% | 100.1% | 100.8% | 101% | 101% | 101.1% | 101.1% | 101.1%
| LO1Slow | 0.2564% | 0.769% | 1.679% | 3.16% | 5.407% | 8.625% | 13% | 18.68% | 25.7% | 33.98% | 43.26% | 53.14% | 63.06% | 72.42% | 80.64% | 87.33% | 92.33% | 95.74% | 97.82% | 98.82%
| LO50Fast | 45% | 66% | 80% | 89% | 94.95% | 97.93% | 99.25% | 99.78% | 99.98% | 100% | 100.1% | 100.1% | 100.1% | 100.1% | 100.1% | 100.1% | 100.1% | 100.1% | 100.1% | 100.1%
| LO20Fast | 22.12% | 37.62% | 48.36% | 56.72% | 64.04% | 70.38% | 75.81% | 80.42% | 84.31% | 87.58% | 90.3% | 92.42% | 94.07% | 95.36% | 96.36% | 97.14% | 97.75% | 98.22% | 98.59% | 98.88%
| LOEven20 | 5% | 10% | 15% | 20% | 25% | 30% | 35% | 40% | 45% | 50% | 55% | 60% | 65% | 70% | 75% | 80% | 85% | 90% | 95% | 100%
| LOMax60 | 1% | 2.98% | 5.891% | 9.655% | 14.17% | 19.04% | 23.62% | 27.95% | 32.03% | 35.89% | 39.52% | 42.95% | 46.18% | 49.23% | 52.11% | 54.82% | 57.38% | 59.8% | 62.07% | 64.22%
| LO3Slow | 0.5532% | 1.423% | 3.162% | 6.206% | 10.94% | 17.57% | 26% | 35.85% | 46.44% | 57.04% | 66.94% | 75.59% | 82.72% | 88.26% | 92.35% | 95.21% | 97.12% | 98.33% | 99.07% | 99.5%

## CODE
CODE | Adjustments Made to Conservation Assessment for Code conditions
[5 empty] | Office |  |  | Retail |  |  |  | School |  | Warehouse | Grocery |  | Restaurant | Lodging | Health |  | Assembly | Other
M BUNDLE ID | Measure Index Name | Adjustments Made to Conservation Assessment for Code conditions |  |  | Large Off | Medium Off | Small Off | Xlarge Ret | Large Ret | Medium Ret | Small Ret | School K-12 | University | Warehouse | Supermarket | MiniMart | Restaurant | Lodging | Hospital | Residential Care | Assembly | Other
| Compressed Air-Retro |  | Glass-NR | FloorA%REG | 15.07% | 12.01% | 3.154% | 2.682% | 1.084% | 4.089% | 1.302% | 3.089% | 2.233% | 10.09% | 0.6168% | 0.2548% | 1.169% | 2.396% | 4.497% | 5.828% | 9.098% | 21.33%
| Compressed Air-NR | LPD baseline to minimum of code or 1995-2001 practice.
| Network PC Power Management-Retro | LPD baseline to minimum of code or 1995-2001 practice |  | OR FloorA%REG | 22% | 22% | 22% | 33% | 33% | 33% | 33% | 15% | 15% | 42% | 17% | 17% | 35% | 38% | 25% | 24% | 24% | 21%
| Laptop-NR | Assume code ballasts in baseline retrofit |  | Frac Floor w >30% ww ratio | 50% | 50% | 50% | 0% | 0% | 50% | 0% | 40% | 40% | 0% | 5% | 0% | 50% | 50% | 50% | 50% | 50% | 20%
| Smart Plug Power Strips-Retro |  |  | OR FloorA Exceed Code | 11% | 11% | 11% | 33% | 33% | 16.5% | 33% | 9% | 9% | 42% | 16.15% | 17% | 17.5% | 19% | 12.5% | 12% | 12% | 16.8%
| #REF! | Account for smoke hatch in baseline
| #REF! |  |  | WA FloorA%REG | 72% | 72% | 72% | 61% | 61% | 61% | 61% | 68% | 68% | 49% | 62% | 62% | 56% | 49% | 56% | 59% | 60% | 67%
| Data Centers-NR | Only fraction beyond switching in code baseline OR |  | Fraction with ElecHt | 9.379% | 5.714% | 6.354% | 52.11% | 64.09% | 56.16% | 19.95% | 22.29% | 15.89% | 52.11% | 1.538% | 0% | 5.521% | 34.34% | 10.31% | 0.5608% | 0.5608% | 24.03%
| Monitor-NR | Only fraction beyond switching in code baseline OR |  | Frac Meet Elec Ht Code | 50% | 50% | 50% | 90% | 90% | 90% | 50% | 50% | 50% | 90% | 90% | 90% | 90% | 90% | 50% | 50% | 50% | 90%
| #REF! |  |  | WA Floor A Exceed Code | 3.376% | 2.057% | 2.287% | 3.179% | 3.91% | 3.426% | 6.086% | 7.577% | 5.401% | 2.554% | 0.09534% | 0% | 0.3092% | 1.683% | 2.887% | 0.1654% | 0.1683% | 1.61%
Desktop-NR
| Pre-Rinse Spray Valve-Retro |  |  | Region Wide Frac Exceed Target | 5% | 5% | 5% | 5% | 5% | 5% | 5% | 5% | 5% | 5% | 5% | 5% | 5% | 5% | 5% | 5% | 5% | 5%
#REF!
| Cooking Equipment-NR | Not applicable in Seattle due to code requirement
| DHP-New | Not applicable in Seattle due to code requirement |  | Baseline Exceed Code New | 19.38% | 18.06% | 18.29% | 41.18% | 41.91% | 24.93% | 44.09% | 21.58% | 19.4% | 49.55% | 21.25% | 22% | 22.81% | 25.68% | 20.39% | 17.17% | 17.17% | 23.41%
#REF!
| DHP-Retro | Baseline adjusted to reflect codes |  | Fract Excced Target CBSA New 2002-2004 | 45% | 45% | 45% | 20% | 20% | 20% | 20% | 45% | 90% | 20% | 10% | 10% | 25% | 50% | 75% | 25% | 20% | 30%
| Glass-New | Baseline adjusted to reflect codes
#REF!
| Glass-NR | Baseline adjusted to reflect codes. Measure baseline excludes 50% of WA=ElecHt, OR>30%glass.
| ControllerLite-Retro | Baseline adjusted to reflect codes
| Advanced Rooftop Controller-New | Single Glazed Fraction from CBSA
Advanced Rooftop Controller-NR
Advanced Rooftop Controller-Retro
| Variable Speed Chiller-New | Assumes marginally-effective economizer in baseline
| Variable Speed Chiller-NR | Baseline assumes historic mix of chiller types and modular chiller control
| Commercial EM-New | Baseline assumes historic mix of chiller types and modular chiller control
| #REF! | Baseline at code and modular deployment
| Commercial EM-NR | Baseline assume partial penetration of measure
Commercial EM-Retro
Evaporative Assist Cooling-New
| Evaporative Assist Cooling-NR | Assumes marginally-effective economizer in baseline
| Economizer-Retro | Assumes marginally-effective economizer in baseline
#REF!
| Demand Control Ventilation-New | Measure not in any code baseline
| #REF! | Measure not in any code baseline
#REF!
| Demand Control Ventilation-NR | Measure dropped due to code
| Demand Control Ventilation-Retro | Measure dropped due to code
Premium Fume Hood-NR
#REF!
#REF!
#REF!
#REF!
#REF!
#REF!
#REF!
#REF!
#REF!
#REF!
#REF!
DCV Restaurant Hood-Retro
#REF!
#REF!
#REF!
#REF!
#REF!
#REF!
#REF!
#REF!
#REF!
#REF!
DCV Parking Garage-Retro
Weatherization - School-Retro
#REF!
Energy Recovery Ventilator-NR
AC Heat Recovery for Water Heating-NR
Room Occupancy Sensors in Lodging-Retro
Chiller - chilled water retrofit-Retro
| Office Equipment | New
| Computer Servers and IT | New
#REF!
Pool Blankets-Retro
#REF!
#REF!
Web-Enabled Thermostats-Retro
#REF!
#REF!
Garage CO2 ventilation-Retro
#REF!
#REF!
#REF!
#REF!
#REF!
Circ Pump ECM and drive-Retro
VRF-New
0
0
0
0
0
0
0
0
0
0
Note on F12: Charlie Grist: From weights2
Note on F16: Charlie Grist: From weights2. This column also used by the commissioning measures.

## CHAR
Two vintages: Pre2013 and Post 2013 (includes 2013)
Note: Items in Gray are from 6P. For 7P as we use new data we update to black text with light blue background.
Stock characteristics by activity type and building type
Enter New Characteristics on the "VARS" tab.
Update values as needed. Values in gray text are from 6P
V_Post2013
POST2013 | FORECAST
ACTIVITY TYPE | POST2013 | Office |  |  | Retail |  |  |  | School |  | Warehouse | Grocery |  | Restaurant | Lodging | Health |  | Assembly | Other |  |  | From Draft 7P Forecast |  | 7P Forecasts D2.xlsx
POST2013 | FloorA%ACT | 23.37% |  |  | 16.38% |  |  |  | 8.864% |  | 9.627% | 2.043% |  | 1.255% | 5.579% | 7.399% |  | 12.95% | 12.27% |  |  | Share on New Construction by Btype Over 20-Year Forecast Period
BLDGTYPE | POST2013 | Large Off | Medium Off | Small Off | Xlarge Ret | Large Ret | Medium Ret | Small Ret | School K-12 | University | Warehouse | Supermarket | MiniMart | Restaurant | Lodging | Hospital | Residential Care | Assembly | Other |  |  | Btype | SUM New SF | Percent Region
| FloorA%TYP | 49.84% | 39.73% | 10.43% | 29.29% | 11.84% | 44.66% | 14.21% | 58.04% | 41.96% | 100% | 70.77% | 29.23% | 100% | 100% | 100% | 100% | 100% | 100% |  |  | Large Off | 138.0726 | 15.07%
| FloorA%REG | 15.07% | 12.01% | 3.154% | 2.682% | 1.084% | 4.089% | 1.302% | 3.089% | 2.233% | 10.09% | 0.6168% | 0.2548% | 1.169% | 2.396% | 4.497% | 5.828% | 9.098% | 21.33% |  |  | Medium Off | 110.0425 | 12.01%
| ElecHt%TYP | 9.379% | 5.714% | 6.354% | 52.11% | 64.09% | 56.16% | 19.95% | 22.29% | 15.89% | 52.11% | 1.538% | 0% | 5.521% | 34.34% | 10.31% | 0.5608% | 0.5608% | 24.03% |  |  | Small Off | 28.8897 | 3.154%
| GasHt%TYP | 80.87% | 93.11% | 65.88% | 30.36% | 20.98% | 42.42% | 44.75% | 53.09% | 73.04% | 30.36% | 88.46% | 99.62% | 88.37% | 53.62% | 74.19% | 98.58% | 98.58% | 67.84% |  |  | XLarge Ret | 24.5682 | 2.682%
| HtPmpHt%TYP | 9.748% | 1.177% | 27.77% | 17.52% | 14.93% | 1.418% | 35.3% | 24.62% | 11.08% | 17.52% | 10.01% | 0.3792% | 6.112% | 12.04% | 15.5% | 0.8634% | 0.8634% | 8.133% |  |  | Large Ret | 9.9292 | 1.084%
| CoolSat%TYP | 95.13% | 97.67% | 91.12% | 98.61% | 77.18% | 90.53% | 53.67% | 96.13% | 75% | 18.16% | 92.15% | 83.87% | 100% | 94.44% | 95% | 84.23% | 91.18% | 87.72% |  |  | Medium Ret | 37.4592 | 4.089%
| CoolSat%ACT | 95.72% |  |  | 86.08% |  |  |  | 87.26% |  | 18.16% | 89.73% |  | 100% | 94.44% | 89.62% |  | 91.18% | 87.72% |  |  | Small Ret | 11.9229 | 1.302%
| PackRT%TYP | 15% | 75% | 95% | 95% | 90% | 90% | 30% | 30% | 50% | 35% | 90% | 90% | 95% | 50% | 10% | 60% | 50% | 50% |  |  | School K-12 | 28.2926 | 3.089%
| PackRT%ACT | 50.03% |  |  | 78.46% |  |  |  | 36.95% |  | 35% | 90% |  | 95% | 50% | 45.83% |  | 50% | 50% |  |  | University | 20.4506 | 2.233%
| BuiltUp%TYP | 85% | 35% | 2.901% | 3.916% | 25.78% | 2.757% | 10.15% | 29.52% | 77.76% | 13.08% | 7.145% | 0% | 2.353% | 7.935% | 85.34% | 7.623% | 16.85% | 20.05% | Use for Com-EM |  | Warehouse | 92.3995 | 10.09%
| BuiltUp%ACT | 52.25% |  |  | 6.218% |  |  |  | 75.66% |  | 10.31% | 11.56% |  | 11.56% | 32.38% | 83.35% |  | 30% | 47.13% |  |  | Supermarket | 5.6495 | 0.6168%
| VAV%TYP | 60% | 20% | 0% | 1% | 0% | 0% | 0% | 25% | 40% | 0% | 0% | 0% | 0% | 0% | 50% | 40% | 10% | 30% |  |  | MiniMart | 2.3338 | 0.2548%
| VAV%ACT | 34.87% |  |  | 0.2381% |  |  |  | 30.21% |  | 0% | 0% |  | 0% | 0% | 42.83% |  | 10% | 30% |  |  | Restaurant | 10.7114 | 1.169%
| LSYieldElecHt&AC | 92.46% | 92.74% | 70.31% | 85.74% | 70.89% | 71.86% | 75.98% | 61.61% | 67.25% | 61% | 85.37% | 72.74% | 43% | 69.44% | 28.95% | 68.42% | 92.03% | 91.65% |  |  | Lodging | 21.9452 | 2.396%
| LSYieldHtPmpHt&AC | 102% | 102% | 95.5% | 102.5% | 96.5% | 92.5% | 97.5% | 86% | 95.5% | 80.5% | 97% | 94.5% | 72.5% | 90% | 65% | 90% | 102% | 102% |  |  | Hospital | 41.1884 | 4.497%
| LSYieldGasHt&AC | 108.8% | 109.1% | 112.9% | 115.7% | 109.9% | 107.2% | 104.1% | 105.1% | 109.9% | 96.36% | 105.3% | 108.1% | 96.49% | 105.7% | 94.23% | 104.7% | 108.3% | 108% |  |  | Residential Care | 53.3826 | 5.828%
| LSYieldElecHt | 82% | 82% | 53% | 67% | 57% | 61% | 69% | 52% | 53% | 61% | 78% | 61% | 41% | 60% | 28% | 60% | 82% | 82% |  |  | Assembly | 83.3424 | 9.098%
| LSYieldGasHt | 98.32% | 98.32% | 95.61% | 96.92% | 95.99% | 96.36% | 97.11% | 95.52% | 95.61% | 96.36% | 97.95% | 96.36% | 94.49% | 96.27% | 93.28% | 96.27% | 98.32% | 98.32% |  |  | Other | 195.4277 | 21.33%
| LSYieldThermsGasHt | -0.0081888 | -0.0081888 | -0.021382 | -0.015013 | -0.019562 | -0.017742 | -0.014103 | -0.021837 | -0.021382 | -0.017742 | -0.010009 | -0.017742 | -0.026841 | -0.018197 | -0.032755 | -0.018197 | -0.0081888 | -0.0081888
| LSYieldThermsGasHt&AC | -0.0081888 | -0.0081888 | -0.021382 | -0.015013 | -0.019562 | -0.017742 | -0.014103 | -0.021837 | -0.021382 | -0.017742 | -0.010009 | -0.017742 | -0.026841 | -0.018197 | -0.032755 | -0.018197 | -0.0081888 | -0.0081888
| LPDAdjust | 100% | 100% | 100% | 100% | 100% | 100% | 100% | 100% | 100% | 100% | 100% | 100% | 100% | 100% | 100% | 100% | 100% | 100%
| Chiller%TYP | 60% | 10% | 0% | 5% | 0% | 0% | 40% | 40% | 60% | 3% | 0% | 0% | 0% | 15% | 75% | 20% | 10% | 30%
| HOURSLght | 3300 | 2800 | 2600 | 6200 | 3800 | 3800 | 2800 | 2700 | 3600 | 2700 | 7300 | 6800 | 5400 | 3000 | 6400 | 5700 | 3000 | 4100
| UnCondArea%TYP | 12% | 7% | 5% | 3% | 13% | 10% | 12% | 1% | 10% | 31% | 4% | 4% | 13% | 5% | 12% | 3% | 15% | 15%
| RTEcono%TYP | 100% | 100% | 77.5% | 100% | 77.5% | 95% | 82.5% | 100% | 100% | 72.5% | 85% | 85% | 85% | 85% | 100% | 85% | 60% | 60%
| FloorA%PRE2002 | 0% | 0% | 0% | 0% | 0% | 0% | 0% | 0% | 0% | 0% | 0% | 0% | 0% | 0% | 0% | 0% | 0% | 0%
| FloorA%PRE2006 | 0% | 0% | 0% | 0% | 0% | 0% | 0% | 0% | 0% | 0% | 0% | 0% | 0% | 0% | 0% | 0% | 0% | 0%
| ElecHtComplex%TYP | 61.68% | 61.68% | 61.68% | 84.28% | 3.79% | 3.79% | 3.79% | 0.61% | 17.94% | 37.84% | 5.34% | 5.34% | 5.34% | 0.77% | 8.11% | 35.41% | 5% | 31.14%
| GasHtComplex%TYP | 25.32% | 25.32% | 25.32% | 15.72% | 31.93% | 31.93% | 31.93% | 83.33% | 82.07% | 62.16% | 94.66% | 94.66% | 94.66% | 56.86% | 91.89% | 57.33% | 55% | 67.43%
| HtPmpHtComplex%TYP | 13.01% | 13.01% | 13.01% | 0% | 64.28% | 64.28% | 64.28% | 16.05% | 0% | 0% | 0% | 0% | 0% | 42.38% | 0% | 7.27% | 40% | 1.42%
| ElecHtSimple%TYP | 5% | 5% | 5% | 2.53% | 2.47% | 2.47% | 2.47% | 2.41% | 18.96% | 10.13% | 1.03% | 1.03% | 1.03% | 37.49% | 18.15% | 0.57% | 10% | 8.34%
| GasHtSimple%TYP | 85% | 85% | 85% | 96.69% | 83.26% | 83.26% | 83.26% | 92.97% | 73.62% | 86.06% | 98.72% | 98.72% | 98.72% | 37.86% | 78.3% | 99.43% | 80% | 85.33%
| HtPmpHtSimple%TYP | 10% | 10% | 10% | 0.78% | 14.27% | 14.27% | 14.27% | 4.62% | 7.42% | 3.81% | 0.25% | 0.25% | 0.25% | 24.66% | 3.54% | 0% | 10% | 6.32%
| ChillerAir%TYP | 50% | 80% | 80% | 80% | 80% | 80% | 80% | 80% | 80% | 90% | 100% | 100% | 100% | 20% | 20% | 60% | 60% | 20%
| ChillerWater%TYP | 50% | 20% | 20% | 20% | 20% | 20% | 20% | 20% | 20% | 10% | 0% | 0% | 0% | 80% | 80% | 40% | 40% | 80%
| WinFloorRatio%TYP | 16% | 16% | 16% | 2% | 16% | 16% | 4% | 7% | 12% | 3% | 4% | 15% | 18% | 11% | 11% | 12% | 8% | 10%
| ElecHTDHP%TYP | 0% | 9.367% | 18.09% | 0% | 0% | 18.46% | 23.28% | 0.03752% | 0% | 0.4085% | 0% | 5.475% | 2.935% | 4.351% | 0% | 6.916% | 6.638% | 3.744%
From 6P | CoolSat%TYP | 82% | 90% | 95% | 88% | 88% | 88% | 88% | 83% | 75% | 24% | 94% | 94% | 100% | 88% | 95% | 95% | 95% | 70%
V_Pre2013
_PRE2013 |  | Office | Office | Office | Retail/Service | Retail/Service | Retail/Service | Retail/Service |  |  |  | Grocery | Grocery | [7 empty] | Average of msf.pnw.frac | Column Labels
ACTIVITY TYPE | _PRE2013 | Office |  |  | Retail/Service |  |  |  | School |  | Warehouse | Grocery |  | Restaurant | Lodging | Health |  | Assembly | Other |  | Row Labels | % Cooled | % Heated | % Refrigerated | % Unconditioned | Grand Total |  | 43.66%
_PRE2013 | FloorA%ACT | 21.93% |  |  | 17.05% |  |  |  | 11.03% |  | 13.2% | 2.303% |  | 1.584% | 5.107% | 6.835% |  | 11.01% | 9.955% |  | Assembly | 79% | 98% | 0% | 2% | 45% |  | 43.87%
BLDGTYPE | _PRE2013 | Large Off | Medium Off | Small Off | Xlarge Ret | Large Ret | Medium Ret | Small Ret | School K-12 | University | Warehouse | Supermarket | MiniMart | Restaurant | Lodging | Hospital | Residential Care | Assembly | Other |  | Food | 96% | 95% | 1% | 4% | 49% |  | 61.43%
| FloorA%TYP | 43.94% | 43.06% | 13% | 23.46% | 5.526% | 60.64% | 10.37% | 66.43% | 33.57% | 100% | 84.84% | 15.16% | 100% | 100% | 100% | 100% | 100% | 100% |  | Service | [6 empty] | 8.817%
| FloorA%REG | 9.634% | 9.442% | 2.85% | 3.999% | 0.942% | 10.34% | 1.768% | 7.326% | 3.702% | 13.2% | 1.954% | 0.3491% | 1.584% | 5.107% | 3.098% | 3.737% | 11.01% | 9.955% |  | Grocery | 87% | 96% | 1% | 3% | 47% |  | 0%
| ElecHt%TYP | 20.94% | 22.13% | 30.64% | 5.3% | 1.059% | 12.01% | 27.33% | 5.837% | 10% | 0.6393% | 3.918% | 0.9894% | 3.005% | 44.68% | 8% | 33.99% | 10.64% | 16.94% |  | Lodging | 88% | 99% | 0% | 0% | 47% |  | 13.36%
| GasHt%TYP | 54.04% | 51.43% | 32.75% | 91.61% | 98.32% | 80.99% | 56.72% | 84.78% | 80% | 98.7% | 46.96% | 86.61% | 79.37% | 24.94% | 91% | 40.56% | 77.82% | 72.57% |  | Office | 96% | 99% | 0% | 1% | 49% |  | 29.81%
| HtPmpHt%TYP | 25.02% | 26.44% | 36.6% | 3.094% | 0.6184% | 7.009% | 15.95% | 9.385% | 10% | 0.6603% | 6.235% | 1.574% | 17.63% | 30.38% | 1% | 25.46% | 11.54% | 10.49% |  | Other | 82% | 96% | 0% | 3% | 45% |  | 13.05%
| CoolSat%TYP | 76.89% | 91.57% | 85.58% | 95.16% | 98.53% | 65.23% | 66.01% | 69.62% | 75% | 23% | 89.44% | 91.39% | 95.81% | 82.64% | 95% | 82.65% | 77.18% | 71.31% |  | Residential Care | 85% | 99% | 0% | 1% | 46%
| CoolSat%ACT | 84.34% |  |  | 74.18% |  |  |  | 71.42% |  | 23% | 89.74% |  | 96% | 88% | 88.82% |  | 77.18% | 71.31% |  | Retail | 74% | 94% | 0% | 7% | 43% |  | 12.72%
| PackRT%TYP | 15% | 75% | 95% | 90.88% | 72.39% | 72.39% | 21.13% | 38.62% | 24.17% | 31.05% | 90% | 90% | 76.72% | 41.3% | 10% | 68.52% | 50% | 50% |  | School | 71% | 100% | 0% | 0% | 43% |  | 11.18%
| PackRT%ACT | 48.58% |  |  | 63.26% |  |  |  | 33.75% |  | 31.05% | 90% |  | 76.72% | 41.3% | 49.9% |  | 50% | 50% |  | Warehouse | 23% | 53% | 2% | 46% | 31% |  | 48.58%
| BuiltUp%TYP | 63.01% | 9.396% | 2.901% | 3.916% | 25.78% | 2.757% | 10.15% | 29.52% | 77.76% | 13.08% | 7.145% | 0% | 2.353% | 7.935% | 85.34% | 7.623% | 16.85% | 20.05% | See com-EM workbook | Grand Total | 78% | 93% | 0% | 7% | 44% |  | 19.79%
| BuiltUp%ACT | 32.11% |  |  | 5.068% |  |  |  | 45.71% |  | 5.654% | 8.737% |  | 5.746% | 39.5% | 56.13% |  | 16.26% | 43.95% | [8 empty] | 81.63%
| VAV%TYP | 51.26% | 4.15% | 0% | 2.689% | 0% | 0% | 0% | 10.98% | 33% | 0% | 0% | 0% | 0% | 3.199% | 33% | 2.519% | 15.38% | 18.08% | 0.13302
| VAV%ACT | 35% |  |  | 1% |  |  |  | 11% |  | 0% | 0% |  | 0% | 4% | 21.53% |  | 17% | 20% | See ECM-VAV workbook | [7 empty] | 69.84%
| LSYieldElecHt&AC | 90.46% | 92.07% | 69.26% | 85.08% | 74.73% | 68.83% | 77.58% | 58.96% | 67.25% | 61% | 85.16% | 73.79% | 42.92% | 68.26% | 28.95% | 68.26% | 90.49% | 89.84% | [8 empty] | 17.55%
| LSYieldHtPmpHt&AC | 102% | 102% | 95.5% | 102.5% | 96.5% | 92.5% | 97.5% | 86% | 95.5% | 80.5% | 97% | 94.5% | 72.5% | 90% | 65% | 90% | 102% | 102% |  |  | Values | [5 empty] | 37.22%
| LSYieldGasHt&AC | 106.8% | 108.4% | 111.9% | 115% | 113.7% | 104.2% | 105.7% | 102.5% | 109.9% | 96.36% | 105.1% | 109.2% | 96.41% | 104.5% | 94.23% | 104.5% | 106.8% | 106.2% |  | Row Labels | Sum of Sf_PNW_Cooled | Sum of Sf_PNW_Heated | Sum of Sf_PNW
| LSYieldElecHt | 82% | 82% | 53% | 67% | 57% | 61% | 69% | 52% | 53% | 61% | 78% | 61% | 41% | 60% | 28% | 60% | 82% | 82% |  | Assembly | 284711740.6579 | 353067968.2001 | 368872052 | 77.18% | 95.72%
| LSYieldGasHt | 98.32% | 98.32% | 95.61% | 96.92% | 95.99% | 96.36% | 97.11% | 95.52% | 95.61% | 96.36% | 97.95% | 96.36% | 94.49% | 96.27% | 93.28% | 96.27% | 98.32% | 98.32% |  | <5,001 | 5896555.781 | 13328614.316 | 14436299.7851 | 40.85% | 92.33%
| LSYieldThermsGasHt | -0.0081888 | -0.0081888 | -0.021382 | -0.015013 | -0.019562 | -0.017742 | -0.014103 | -0.021837 | -0.021382 | -0.017742 | -0.010009 | -0.017742 | -0.026841 | -0.018197 | -0.032755 | -0.018197 | -0.0081888 | -0.0081888 |  | 5,001-20,000 | 114235602.295 | 146512429.2873 | 147586110.2149 | 77.4% | 99.27%
| LSYieldThermsGasHt&AC | -0.0081888 | -0.0081888 | -0.021382 | -0.015013 | -0.019562 | -0.017742 | -0.014103 | -0.021837 | -0.021382 | -0.017742 | -0.010009 | -0.017742 | -0.026841 | -0.018197 | -0.032755 | -0.018197 | -0.0081888 | -0.0081888 |  | 20,001-50,000 | 60266713.0127 | 77902099.4077 | 80094222.7497 | 75.24% | 97.26%
| LPDAdjust | 100% | 100% | 100% | 100% | 100% | 100% | 100% | 100% | 100% | 100% | 100% | 100% | 100% | 100% | 100% | 100% | 100% | 100% |  | 50,001-100,000 | 50643755.7597 | 57116363.1531 | 60145976.2503 | 84.2% | 94.96%
| Chiller%TYP | 58.5% | 8.782% | 0% | 9% | 0% | 0% | 0% | 43.48% | 56.01% | 0% | 15.65% | 0% | 0% | 15.65% | 40.1% | 6.789% | 17.47% | 16.56% |  | 100,001+ | 53669113.8096 | 58208462.0361 | 66609443 | 80.57% | 87.39%
| HOURSLght | 3300 | 2800 | 2600 | 6200 | 3800 | 3800 | 2800 | 2700 | 3600 | 2700 | 7300 | 6800 | 5400 | 3000 | 6400 | 5700 | 3000 | 4100 |  | Grocery | 67168593.5699 | 73695582.6483 | 77120838 | 87.1% | 95.56%
| UnCondArea%TYP | 9.792% | 2.242% | 7.027% | 1.993% | 96.02% | 1.683% | 24.05% | 0.9397% | 9.335% | 23.15% | 3.418% | 5.72% | 11.22% | 4.432% | 7.266% | 3.247% | 8.131% | 17.83% |  | <5,001 | 10140779.2484 | 10684723.7508 | 11691088 | 86.74% | 91.39%
| RTEcono%TYP | 62.96% | 31.77% | 7.403% | 58.85% | 26.54% | 20.68% | 1.36% | 46.81% | 46.81% | 14.83% | 52.27% | 20.35% | 32.87% | 10.42% | 56.87% | 7.873% | 39.86% | 41.99% |  | 5,001-20,000 | 13680847.0866 | 18222277.8834 | 20538489.2162 | 66.61% | 88.72%
| DCV%TYP | 0% | 0% | 0% | 0% | 0% | 0% | 0% | 0% | 0% | 0% | 0% | 0% | 0% | 0% | 0% | 0% | 0% | 0% |  | 20,001-50,000 | 24771827.12 | 26213440.8992 | 26316120.6689 | 94.13% | 99.61%
| FloorA%PRE2006 | 100% | 100% | 100% | 100% | 100% | 100% | 100% | 100% | 100% | 100% | 100% | 100% | 100% | 100% | 100% | 100% | 100% | 100% |  | 50,001-100,000 | 18575140.1149 | 18575140.1149 | 18575140.1149 | 100% | 100% | 89.44%
| ElecHtComplex%TYP | 50.33% | 19.75% | 86.68% | 55.99% | 27.99% | 0.6378% | 7.595% | 0.5732% | 16.75% | 28.26% | 4.562% | 7.636% | 4.609% | 0.6825% | 4.91% | 38.33% | 2.71% | 37.02% |  | Lodging | 141356075.6279 | 161076205.0582 | 171040928 | 82.64% | 94.17%
| GasHtComplex%TYP | 20.66% | 8.109% | 35.58% | 10.44% | 235.8% | 5.373% | 63.98% | 78.3% | 76.61% | 46.42% | 80.88% | 135.4% | 81.7% | 50.4% | 55.64% | 62.06% | 29.81% | 80.16% |  | <5,001 | 250447.4511 | 789958.8782 | 810397.9217 | 30.9% | 97.48%
| HtPmpHtComplex%TYP | 10.62% | 4.167% | 18.28% | 0% | 474.8% | 10.82% | 128.8% | 15.08% | 0% | 0% | 0% | 0% | 0% | 37.56% | 0% | 7.87% | 21.68% | 1.688% |  | 5,001-20,000 | 7530496.8357 | 10025413.1421 | 10851231.0818 | 69.4% | 92.39%
| ElecHtSimple%TYP | 4.08% | 7.671% | 34.63% | 0.9431% | 69.06% | 1.573% | 2.544% | 22.06% | 18.45% | 8.543% | 16.53% | 25.45% | 12.26% | 17.02% | 7.653% | 8.48% | 5.42% | 20.16% |  | 20,001-50,000 | 32442333.4218 | 44717968.4337 | 46451649.3525 | 69.84% | 96.27%
| GasHtSimple%TYP | 59.65% | 17.51% | 75.29% | 64.86% | 565.8% | 12.89% | 191% | 52.94% | 62.51% | 58.47% | 61.04% | 105.4% | 61.91% | 45.91% | 45.32% | 90.61% | 43.36% | 74.8% |  | 50,001-100,000 | 64609487.8091 | 68010067.1428 | 71066756.644 | 90.91% | 95.7%
| HtPmpHtSimple%TYP | 17.87% | 6.845% | 30.62% | 0.5181% | 105.4% | 2.401% | 6.88% | 18.97% | 12.4% | 7.657% | 7.872% | 13.18% | 12.14% | 25.71% | 7.576% | 9.158% | 5.42% | 23.93% |  | 100,001+ | 36523310.1102 | 37532797.4614 | 41860893 | 87.25% | 89.66%
| ChillerAir%TYP | 50% | 80% | 80% | 80% | 80% | 80% | 80% | 80% | 80% | 90% | 100% | 100% | 100% | 20% | 20% | 60% | 60% | 20% |  | Office | 618645852.7044 | 646136320.8006 | 734358126 | 84.24% | 87.99%
| ChillerWater%TYP | 50% | 20% | 20% | 20% | 20% | 20% | 20% | 20% | 20% | 10% | 0% | 0% | 0% | 80% | 80% | 40% | 40% | 80% |  | <5,001 | 81692274.7597 | 95458311.5269 | 95458311.5269 | 85.58% | 100% | 85.58%
| WinFloorRatio%TYP | 11.11% | 4.396% | 19.17% | 1.329% | 118.2% | 2.693% | 8.016% | 6.578% | 11.2% | 2.24% | 3.418% | 21.45% | 15.53% | 9.749% | 6.66% | 12.99% | 4.336% | 11.89% |  | 5,001-20,000 | 171253689.4874 | 176792008.2641 | 179770297.4731 | 95.26% | 98.34%
| ElecHTDHP%TYP | 0% | 9.367% | 18.09% | 0% | 0% | 18.46% | 23.28% | 0.03752% | 0% | 0.4085% | 0% | 5.475% | 2.935% | 4.351% | 0% | 6.916% | 6.638% | 3.744% | Applicability for DHP, from CBSA | 20,001-50,000 | 117614076.7323 | 118969476.4635 | 136471707.7598 | 86.18% | 87.18% | 91.57%
[21 empty] | 50,001-100,000 | 93515556.4488 | 93515556.4488 | 121007363.2402 | 77.28% | 77.28%
[21 empty] | 100,001+ | 154570255.2761 | 161400968.0973 | 201650446 | 76.65% | 80.04% | 76.89%
[21 empty] | Other | 237772374.065 | 286169314.0189 | 333434465 | 71.31% | 85.82%
[21 empty] | <5,001 | 2535945.7142 | 11615593.3767 | 27479196.48 | 9.229% | 42.27%
[21 empty] | 5,001-20,000 | 74289856.0978 | 90672063.3524 | 106153928.52 | 69.98% | 85.42%
[21 empty] | 20,001-50,000 | 58374418.4469 | 67981139.2795 | 71274131.1234 | 81.9% | 95.38%
[21 empty] | 50,001-100,000 | 38161939.5206 | 48422078.2224 | 49052865.8766 | 77.8% | 98.71%
[21 empty] | 100,001+ | 64410214.2857 | 67478439.788 | 79474343 | 81.05% | 84.91%
[21 empty] | Residential Care | 103443313.4711 | 120189956.9803 | 125160636 | 82.65% | 96.03%
[21 empty] | <5,001 | 435717.6738 | 617607.6783 | 617607.6783 | 70.55% | 100%
[21 empty] | 5,001-20,000 | 21292448.2704 | 23441564.1812 | 23943702.4114 | 88.93% | 97.9%
[21 empty] | 20,001-50,000 | 42854401.027 | 45870170.9103 | 45870170.9103 | 93.43% | 100%
[21 empty] | 50,001-100,000 | 16473485.4211 | 20207205.0451 | 22184338.546 | 74.26% | 91.09%
[21 empty] | 100,001+ | 22387261.0788 | 30053409.1655 | 32544816.454 | 68.79% | 92.34%
[21 empty] | Restaurant | 50814798.8327 | 50145382.2924 | 53036739 | 95.81% | 94.55%
[21 empty] | <5,001 | 26258163.66 | 25588747.1197 | 27474535.1771 | 95.57% | 93.14%
[21 empty] | 5,001-20,000 | 24556635.1727 | 24556635.1727 | 25562203.8229 | 96.07% | 96.07%
[21 empty] | Retail/Service | 414543040.0819 | 528018097.0657 | 570929488 | 72.61% | 92.48% | 72.61%
[21 empty] | <5,001 | 39096656.0517 | 54800804.7296 | 59224380.5544 | 66.01% | 92.53% | 66.01%
[21 empty] | 5,001-20,000 | 94873430.8179 | 154249970.5017 | 186496889.4456 | 50.87% | 82.71%
[21 empty] | 20,001-50,000 | 122016946.6395 | 156486203.5088 | 159704133.0892 | 76.4% | 97.99% | 65.23%
[21 empty] | 50,001-100,000 | 31086013.9556 | 31342144.8126 | 31550759.9108 | 98.53% | 99.34% | 98.53%
[21 empty] | 100,001+ | 127469992.6173 | 131138973.5129 | 133953325 | 95.16% | 97.9% | 95.16%
[21 empty] | School K-12 | 170810721.1264 | 241410438.1352 | 245353161 | 69.62% | 98.39%
[21 empty] | <5,001 | 2441470.9724 | 3576965.5741 | 3576965.5741 | 68.26% | 100%
[21 empty] | 5,001-20,000 | 6956853.0325 | 8579794.2721 | 8579794.2721 | 81.08% | 100%
[21 empty] | 20,001-50,000 | 54204423.6171 | 87157982.2473 | 89420077.1538 | 60.62% | 97.47%
[21 empty] | 50,001-100,000 | 46500992.6461 | 60784036.8749 | 61178403.7992 | 76.01% | 99.36%
[21 empty] | 100,001+ | 60706980.8583 | 81311659.1668 | 82597920.2008 | 73.5% | 98.44%
[21 empty] | Warehouse | 99872298.4085 | 232930353.2584 | 442224054 | 22.58% | 52.67%
[21 empty] | <5,001 | 3270578.6155 | 10598190.4039 | 15579781.7607 | 20.99% | 68.03%
[21 empty] | 5,001-20,000 | 31349551.8362 | 61418420.6269 | 103627930.866 | 30.25% | 59.27%
[21 empty] | 20,001-50,000 | 47026207.022 | 108586443.3088 | 156871588.3644 | 29.98% | 69.22%
[21 empty] | 50,001-100,000 | 13613979.1637 | 23502412.8493 | 137319866.9392 | 9.914% | 17.12%
[21 empty] | 100,001+ | 4611981.7711 | 28824886.0697 | 28824886.0697 | 16% | 100%
[21 empty] | Grand Total | 2189138808.5457 | 2692839618.4582 | 3121530487 | 70.13% | 86.27%
Elect Ht, SZ, <20,000 sf, No Existing HP
[22 empty] | Share of Sf by BT | SF by BT | Cool Saturation | Cooled SF |  |  | DHP Share
[21 empty] | Large Off | 9.634% | 322657806 | 76.89% | 248089692.1169 |  | Assembly | 6.638% | See COM-DHP workbook for details
[21 empty] | Medium Off | 9.442% | 316242004 | 91.57% | 289568057.5646 |  | MiniMart | 5.475%
[21 empty] | Small Off | 2.85% | 95458311.6 | 85.58% | 81692274.8223 |  | Grocery | 2.651%
[21 empty] | XLarge Ret | 3.999% | 133953324 | 95.16% | 127469991.6657 |  | Lodging | 4.351%
[21 empty] | Large Ret | 0.942% | 31550760 | 98.53% | 31086014.0435 |  | Small Off | 18.09%
[21 empty] | Medium Ret | 10.34% | 346199530 | 65.23% | 225840327.0601 |  | Medium Off | 9.367%
[21 empty] | Small Ret | 1.768% | 59225870.6 | 66.01% | 39097639.6973 |  | Other | 3.744%
[21 empty] | School K-12 | 7.326% | 245353164.3 | 69.62% | 170810723.4238 |  | Residential Care | 6.916%
[21 empty] | University | 3.702% | 123989124 | 75% | 92991843 |  | Restaurant | 2.935%
[21 empty] | Warehouse | 13.2% | 442224054.3 | 23% | 101711532.489 |  | Small Ret | 23.28%
[21 empty] | Supermarket | 1.954% | 65429751.4 | 89.44% | 58520986.7655 |  | Medium Ret | 18.46%
[21 empty] | MiniMart | 0.3491% | 11691088.1 | 91.39% | 10684723.8422 |  | School K-12 | 0.03752%
[21 empty] | Restaurant | 1.584% | 53036741.8 | 95.81% | 50814801.5154 |  | Warehouse | 0.4085%
[21 empty] | Lodging | 5.107% | 171040924.8 | 82.64% | 141356072.9832
[21 empty] | Hospital | 3.098% | 103754035.3 | 95% | 98566333.535
[21 empty] | Residential Care | 3.737% | 125160636.3 | 82.65% | 103443313.7191
[21 empty] | Assembly | 11.01% | 368872053.6 | 77.18% | 284711741.8928
[21 empty] | Other | 9.955% | 333434468.4 | 71.31% | 237772376.4896
[22 empty] | 100% | 3349273648.5 | 71.49% | 2394228446.6259
CBSA 2013
Values
[21 empty] | Row Labels | Sum of Sf_PNW
[21 empty] | Assembly | 368872053.6
[21 empty] | Grocery | 77120839.5
[21 empty] | Hospital | 103754035.3
[21 empty] | Lodging | 171040924.8
[21 empty] | Office | 734358121.6
[21 empty] | Other | 333434468.4
[21 empty] | Residential Care | 125160636.3
[21 empty] | Restaurant | 53036741.8
[21 empty] | Retail/Service | 570929484.6
[21 empty] | School K-12 | 245353164.3
[21 empty] | University | 123989124
[21 empty] | Warehouse | 442224054.3
[21 empty] | Grand Total | 3349273648.5
Note on K22: Kevin Smit: From 6P
Note on Q22: Kevin Smit: From 6P
Note on B26: Kevin Smit: Used for the Com-EM measure
Note on B30: Charlie Grist: These are weighted for fraction of cooled floor area.
Note on B31: Charlie Grist: These are weighted for fraction of cooled floor area.
Note on B32: Charlie Grist: These are weighted for fraction of cooled floor area.
Note on B39: Charlie Grist: Source CBSA 2014, All vintages, all sizes, urban & rural
Note on K67: Charlie Grist: No data from CBSA. Use 6P Values.
Note on Q67: Charlie Grist: No data from CBSA. Use 6P Values.
Note on K68: Charlie Grist: No data from CBSA. Use 6P Values.
Note on Q68: Charlie Grist: No data from CBSA. Use 6P Values.
Note on K69: Charlie Grist: No data from CBSA. Use 6P Values.
Note on Q69: Charlie Grist: No data from CBSA. Use 6P Values.
Note on K70: Kevin Smit: From 6P
Note on Q70: Kevin Smit: from 6P
Note on Q71: Kevin Smit: This category may no longer be used
Note on B74: Kevin Smit: Used for the Com-EM measure. This is the share of conditioned sf.
Note on B78: Charlie Grist: These are weighted for fraction of cooled floor area.
Note on B79: Charlie Grist: These are weighted for fraction of cooled floor area.
Note on B80: Charlie Grist: These are weighted for fraction of cooled floor area.
Note on B87: Charlie Grist: Source CBSA 2014, All vintages, urban & rura, by size class specifiedl
Note on B101: Kevin Smit: Applicability for DHP from CBSA. Buildings <20K sf, no existing HP, electric heat, single zone

## Floor
| This needs to be reviewed for usefulness. Move 2013 CBSA lookup to CHAR if that's the only link. |  |  | 2013 CBSA data
|  | These Data are Linked to Massoud's Commercial File | Commercial square footage Sept 2008.xls | Million SF
|  |  |  | SumArea | Percent
| BTYPE |  |  | 0 | _PRE2013
Large Off | Large Off |  |  | 322.6578 | 9.634% | Large Off | 322657806 | 9.634%
Medium Off | Medium Off |  |  | 316.242 | 9.442% | Medium Off | 316242004 | 9.442%
Small Off | Small Off |  |  | 95.4583 | 2.85% | Small Off | 95458311.6 | 2.85%
Xlarge Ret | Xlarge Ret |  |  | 133.9533 | 3.999% | Xlarge Ret | 133953324 | 3.999%
Large Ret | Large Ret |  |  | 31.5508 | 0.942% | Large Ret | 31550760 | 0.942%
Medium Ret | Medium Ret |  |  | 346.1995 | 10.34% | Medium Ret | 346199530 | 10.34%
Small Ret | Small Ret |  |  | 59.2259 | 1.768% | Small Ret | 59225870.6 | 1.768%
School K-12 | School K-12 |  |  | 245.3532 | 7.326% | School K-12 | 245353164.3 | 7.326%
University | University |  |  | 123.9891 | 3.702% | University | 123989124 | 3.702%
Warehouse | Warehouse |  |  | 442.2241 | 13.2% | Warehouse | 442224054.3 | 13.2%
Supermarket | Supermarket |  |  | 65.4298 | 1.954% | Supermarket | 65429751.4 | 1.954%
MiniMart | MiniMart |  |  | 11.6911 | 0.3491% | MiniMart | 11691088.1 | 0.3491%
Restaurant | Restaurant |  |  | 53.0367 | 1.584% | Restaurant | 53036741.8 | 1.584%
Lodging | Lodging |  |  | 171.0409 | 5.107% | Lodging | 171040924.8 | 5.107%
Hospital | Hospital |  |  | 103.754 | 3.098% | Hospital | 103754035.3 | 3.098%
Residential Care | Residential Care |  |  | 125.1606 | 3.737% | Residential Care | 125160636.3 | 3.737%
Assembly | Assembly |  |  | 368.8721 | 11.01% | Assembly | 368872053.6 | 11.01%
Other | Other |  |  | 333.4345 | 9.955% | Other | 333434468.4 | 9.955%
[7 empty] | 3349273648.5 | 100%
|  |  |  | 3349.2736 | 100%

## Vars
VARS | Variable Names used in Characteristics data
This hasn't been updated yet for 7P, but the variables are likely the same
Variable Name | Definition | Row
FloorA%ACT | Floor Area of Activity Type as percent of Region | 1
FloorA%TYP | Floor Area of Building Type as percent of Activity Type | 2
FloorA%REG | Floor Area of Buiding Type as percent of Region | 3
ElecHt%TYP | Floor Area of Electric Space Heat as percent for Building Type | 4
GasHt%TYP | Floor Area of Fossil Fuel Space Heat as percent for Building Type, includes gas, oil, steam, propane | 5
HtPmpHt%TYP | Floor Area of HEat Pump Space Heat as percent for Building Type | 6
CoolSat%TYP | Cooling Saturation as percent of Floor Area in Building Type | 7
CoolSat%ACT | Cooling Saturation as percent of Floor Area in Activity Type | 8
PackRT%TYP | Package Roof Top Units as percentage of Building Type | 9
PackRT%ACT | Package Roof Top Units as percentage of Activity Type | 10
BuiltUp%TYP | Built-Up Systems as percentage of Building Type | 11
BuiltUp%ACT | Built-Up Systems as percentage of Activity Type | 12
VAV%TYP | Multi-Zone VAV System as percentage of Building Type | 13
VAV%ACT | Multi-Zone VAV System as percentage of Activity Type | 14
LSYieldElecHt&AC | Lighting savings yield for electric heat buildings with cooling weighted for cooling saturation | 15
LSYieldHtPmpHt&AC | Lighting savings yield for heat pump heat buildings with cooling weighted for cooling saturation | 16
LSYieldGasHt&AC | Lighting savings yield for gas or fossil heat buildings with cooling weighted for cooling saturation | 17
LSYieldElecHt | Lighting savings yield for electric heat buildings with NO cooling | 18
LSYieldGasHt | Lighting savings yield for gas or fossil heat buildings with NO cooling | 19
LSYieldThermsGasHt | Lighting savings yield IN THERMS for gas or fossil heat buildings with NO cooling | 20
LSYieldThermsGasHt&AC | Lighting savings yield IN THERMS for gas or fossil heat buildings with cooling | 21
LPDAdjust | Adjustment to LPD to reflect fraction of lights actually on during operating Hours (Effective on-hours LPD) | 22
Chiller%TYP | Chiller system as percentage of Building Type | 23
HOURSLght | Annaul hours of lighting system operation by Building Type | 24
UnCondArea%TYP | Floor area not thermally conditioned by Building Type | 25
RTEcono%TYP | Fraction of package roof-top units with economizers | 26
FloorA%PRE2002 | Floor Area for Vintage Cohort of PRE2002 Stock | 27
FloorA%PRE2006 | Floor Area for Vintage Cohort of PRE2006 Stock | 28
ElecHtComplex%TYP | Floor Area of Electric Space Heat for Complex HVAC Systems as percent for Building Type | 29
GasHtComplex%TYP | Floor Area of Fossil Fuel Space Heat for Complex HVAC Systems as percent for Building Type, includes gas, oil, steam, propane | 30
HtPmpHtComplex%TYP | Floor Area of Heat Pump Space Heat for Complex HVAC Systems as percent for Building Type | 31
ElecHtSimple%TYP | Floor Area of Electric Space Heat for Simple HVAC Systems as percent for Building Type | 32
GasHtSimple%TYP | Floor Area of Fossil Fuel Space Heat for Simple HVAC Systems as percent for Building Type, includes gas, oil, steam, propane | 33
HtPmpHtSimple%TYP | Floor Area of Heat Pump Space Heat for Simple HVAC Systems as percent for Building Type | 34
ChillerAir%TYP | Fraction of Chiller-Served Cooling Capacity that is served by Air-Cooled Chiller for HVAC system | 35
ChillerWater%TYP | Fraction of Chiller-Served Cooling Capacity that is served by Water-Cooled Chiller for HVAC system | 36
WinFloorRatio%TYP | Ratio of window area to floor area by Btype | 37
Note on A12: Charlie Grist: Includes derate for uncooled area

## Labels
| Seventh Plan Building Types | [6 empty] | Sixth Plan
| Primary Activity | 7P Building Type | Name Used in Models | Gross Floor Area in Square Feet | 6P Building Type | Gross Floor Area in Square Feet | Number of Stories
| Office | Large Office | Large Off | >50,000 | Large Office | > 100,000 | Any
| Office | Medium Office | Medium Off | 5,000 to 50,000 | Medium Office | 20,000 to 100,000 | Any
| Office | Small Office | Small Off | <5,000 | Small Office | < 20,000 | Any
| Retail | Extra Large Retail | Xlarge Ret | >100,000 | Big Box | > 50,000 | 1
| Retail | Large Retail | Large Ret | 50,000 - 100,000 | Small Box | <50,000 | 1
| Retail | Medium Retail | Medium Ret | 5000 - 50,000 | High End | < 20,000 | 1
| Retail | Small Retail | Small Ret | <5000 | Anchor | > 50,000 | >1
| School | School K-12 | School K-12 | Any | K-12 | Any | Any
| School | University | University | Any | University | Any | Any
| Warehouse | Warehouse | Warehouse | Any | Warehouse | Any | Any
| Retail Food Sales | Supermarket | Supermarket | > 5000 | Supermarket | > 5000 | Any
| Retail Food Sales | MiniMart | MiniMart | < 5000 | MiniMart | < 5000 | Any
| Restaurant | Restaurant | Restaurant | Any | Restaurant | Any | Any
| Lodging | Lodging | Lodging | Any | Lodging | Any | Any
| Health Care | Hospital | Hospital | Any | Hospital | Any | Any
| Health Care | Residential Care | Residential Care | Any | OtherHealth | Any | Any
| Assembly | Assembly | Assembly | Any | Assembly | Any | Any
| Other | Other | Other | Any | Other | Any | Any
| Bldg_Type | Office |  | CBSA Data
| HeatSys_Primary_PrimFuel | (All)
Values
| Row Labels | Count of Bldg_Name | Sum of Sf_PNW (New Data) | Sum of Chiller_Qty | Average of LPD_Ind | WT Average of LPD_Ind |  | WT Average of Annual Hrs_Light |  | Average of HeatSys_ Electricity_Pct | WT Average of HeatSys_ Electricity_Pct | Average of Hrs_Occupied | New EUIs
| <5,001 | 32 | 95458311.5269 | 0 | 1.446 | 1.4196 |  | 2605.1532 | 2605.1532 | 55.871 | 62.6416 | 51.0781 | 15.4141
| 5,001-20,000 | 21 | 179770297.4731 | 1 | 1.1349 | 1.1353 | 1.1271 | 2621.0311 | 2810.532 | 54.0655 | 52.1289 | 53.381 | 12.556
| 20,001-50,000 | 29 | 136471707.7598 | 4 | 1.1522 | 1.1212 |  | 3060.1561 |  | 37.1817 | 34.7355 | 59.1379 | 16.7639
| 50,001-100,000 | 10 | 121007363.2402 | 13 | 0.82889 | 0.8373 | 0.86082 | 3222.7884 | 3295.5284 | 33.8061 | 24.2234 | 61.1 | 22.9924
| 100,001+ | 24 | 201650446 | 35 | 0.88098 | 0.87062 |  | 3339.1785 |  | 49.7901 | 55.116 | 61.9583 | 14.575
| Grand Total | 116 | 734358126 | 53 | 1.1461 | 1.0478 |  | 2996.9298 |  | 47.762 | 46.485 | 56.625
| Bldg_Type | Retail/Service
| HeatSys_Primary_PrimFuel | (All)
Values
| Row Labels | Count of Bldg_Name | Sum of Sf_PNW (New Data) | Sum of Chiller_Qty | Average of LPD_Ind | WT Average of LPD_Ind |  | WT Average of Annual Hrs_Light |  | Average of HeatSys_Electricity_Pct | WT Average of HeatSys_ Electricity_Pct | Average of Hrs_Occupied | New EUIs
| <5,001 | 30 | 59224380.5544 | 0 | 1.5273 | 1.437 |  | 2762.1188 |  | 43.7857 | 33.0516 | 55.1 | 12.8754
| 5,001-20,000 | 25 | 186496889.4456 | 0 | 1.2664 | 1.2388 |  | 3795.0045 |  | 37.4078 | 23.1583 | 76.34 | 12.3331
| 20,001-50,000 | 34 | 159704133.0892 | 0 | 1.0958 | 1.0865 | 1.0778 | 3667.5346 | 3692.2255 | 13.0374 | 11.6463 | 72.3235 | 10.1756
| 50,001-100,000 | 4 | 31550759.9108 | 0 | 0.98225 | 1.0043 |  | 3817.2063 |  | 1.8511 | 1.5704 | 77.25 | 10.1511
| 100,001+ | 34 | 133953325 | 6 | 1.1931 | 1.1905 |  | 6230.7046 |  | 12.3759 | 8.4571 | 128.5929 | 17.0098
| Grand Total | 127 | 570929488 | 6 | 1.2533 | 1.1925 |  | 4224.9019 |  | 24.0474 | 16.3221 | 84.6113
6P Labels
Labels | Map to building occupancy codes for various sources
| Ecotope Building Type | NPPC BUILDTYPE |  | NPPC to Ecotope | NPPC Ten |  | VCohort | [5 empty] | Characteristics
| Assembly | Large Off |  | Office - Large | Large Off |  | New | Apples to new floor area in year |  |  | Primary Activity | Council Building Type | Gross Floor Area in Square Feet | Number of Stories | Other
| College | Medium Off |  | Office - Large | Medium Off |  | Retrofit | Applies to existing floor area in year taking account of demolition, NR, and baseline measure penetration. |  |  | Office | Large Office | > 100,000 | Any
| Grocery | Small Off |  | Office - Small | Small Off |  | NR | Applies at natural replacement of system or component. Replace on Burn Out |  |  | Office | Medium Office | 20,000 to 100,000 | Any
| Hospital | Big Box |  | Retail - Large | Big Box | [5 empty] | Office | Small Office | < 20,000 | Any
| Hotel | Small Box |  | Retail - Small | Small Box | [5 empty] | Retail | Big Box | > 50,000 | 1 | Includes some Grocery
| Lab | High End |  | Retail - Small | High End | [5 empty] | Retail | Small Box | <50,000 | 1
| Laundry | Anchor |  | Retail - Large | Anchor | [5 empty] | Retail | High End | < 20,000 | 1 | High lighting density
| Motel | K-12 |  | School - Primary | K-13 | [5 empty] | Retail | Anchor | > 50,000 | >1
| Office - Large | University |  | College | University | [5 empty] | School | K-12 | Any | Any
| Office - Small | Warehouse |  | Warehouse | Warehouse | [5 empty] | School | University | Any | Any
| Rest-Fast Food | Supermarket |  | Grocery | Supermarket | [5 empty] | Warehouse | Warehouse | Any | Any
| Rest-Full Serve | MIniMart |  | Grocery | MIniMart | [5 empty] | Retail Food Sales | Supermarket | > 5000 | Any
| Retail - Large | Restaurant |  | Rest-Fast Food | Restaurant | [5 empty] | Retail Food Sales | MiniMart | < 5000 | Any
| Retail - Small | Lodging |  | Motel | Lodging | [5 empty] | Restaurant | Restaurant | Any | Any
| Retirement | Hospital |  | Hospital | Hospital | [5 empty] | Lodging | Lodging | Any | Any
| School - Primary | OtherHealth |  | Skilled Nursing | OtherHealth | [5 empty] | Health Care | Hospital | Any | Any
| School - Secondary | Assembly |  | Assembly | [6 empty] | Health Care | OtherHealth | Any | Any
| Workshop | Other |  | Other | Other | [5 empty] | Other | Other | Any | Any
Skilled Nursing
Warehouse
Other
Characteristics
|  | NPPC BUILDTYPE |  | Primary Activity | Gross Floor Area | Number of Stories | Other | Note
|  | Large Off |  | Office | > 100,000 | Any
|  | Medium Off |  | Office | 20,000 to 100,000 | Any
|  | Small Off |  | Office | < 20,000 | Any
|  | Big Box |  | Retail | > 50,000 | 1 |  | Includes some stores that have groceries inside
|  | Small Box |  | Retail | <50,000 | 1
|  | High End |  | Retail | < 20,000 | 1 | and LPD > 2.0 w/sf
|  | Anchor |  | Retail | > 50,000 | >1
|  | K-12 |  | School | Any | Any
|  | University |  | School | Any | Any
|  | Warehouse |  | Warehouse | Any | Any
|  | Supermarket |  | Retail Food | > 5000 | Any
|  | MIniMart |  | Retail Food | <= 5000 | Any
|  | Restaurant |  | Retail Food | Any | Any
|  | Lodging |  | Lodging | Any | Any
|  | Hospital |  | Health Care | Any | Any
|  | OtherHealth |  | Health Care | Any | Any
|  | Other |  | Other | Any | Any

## Lookup
Lookup | Look up table for vintage cohort group
Will need to update this with new vintages from CBSA
|  | STOCK NAME | LINK | Use this Syntax for lookup
|  | PRE2002 | Com_Master_7P.xlsm!_PRE2002 | INDIRECT(VLOOKUP(ref,VSTOCK,2,FALSE)
|  | PRE1987 | Com_Master_7P.xlsm!PRE1987
|  | POST2002 | Com_Master_7P.xlsm!POST2002
|  | V1987_2001 | Com_Master_7P.xlsm!V1987_2001
|  | V1987_1994 | Com_Master_7P.xlsm!V1987_1994
|  | V1995_2001 | Com_Master_7P.xlsm!V1995_2001
|  | V2002_2006 | Com_Master_7P.xlsm!V2002_2006
|  | POST2013 | Com_Master_7P.xlsm!POST2013
|  | _PRE2013 | Com_Master_7P.xlsm!_PRE2013

## EUI
This is old, but we could update with 7P data. It is not being used.
EUI | ESTIMATE OF 2002 ELECTRIC EUI BY BUILDING TYPE AND SPACE HEAT FUEL.
| USE FOR ROUGH APPROXIMATION ONLY. UPDATED 3-25-2004 BY CHARLIE GRIST | [7 empty] | DATA WERE USED IN 5th PLAN HVAC CONTROLS OPTIMIZATION AND COMMISSIONING ESTIMATES. HERE ONLY AS REFERENCE.
#REF!
#REF! | #REF! | #REF! |  |  | #REF! |  |  |  | #REF! |  | #REF! | #REF! |  | #REF! | #REF! | #REF! |  | Assembly | #REF! | #REF!
#REF! | #REF! | #REF! |  |  | #REF! |  |  |  | #REF! |  | #REF! | #REF! |  | #REF! | #REF! | #REF! |  | #REF! | #REF! | #REF!
#REF! | #REF! | #REF! | #REF! | #REF! | #REF! | #REF! | #REF! | #REF! | #REF! | #REF! | #REF! | #REF! | #REF! | #REF! | #REF! | #REF! | #REF! | Assembly | #REF! | #REF!
#REF! | #REF! | #REF! | #REF! | #REF! | #REF! | #REF! | #REF! | #REF! | #REF! | #REF! | #REF! | #REF! | #REF! | #REF! | #REF! | #REF! | #REF! | #REF! | #REF! | #REF!
#REF! | #REF! | #REF! | #REF! | #REF! | #REF! | #REF! | #REF! | #REF! | #REF! | #REF! | #REF! | #REF! | #REF! | #REF! | #REF! | #REF! | #REF! | #REF! | #REF! | #REF!
#REF! | #REF! | #REF! | #REF! | #REF! | #REF! | #REF! | #REF! | #REF! | #REF! | #REF! | #REF! | #REF! | #REF! | #REF! | #REF! | #REF! | #REF! | #REF! | #REF! | #REF!
#REF! | #REF! | #REF! | #REF! | #REF! | #REF! | #REF! | #REF! | #REF! | #REF! | #REF! | #REF! | #REF! | #REF! | #REF! | #REF! | #REF! | #REF! | #REF! | #REF! | #REF!
#REF! | #REF! | #REF! | #REF! | #REF! | #REF! | #REF! | #REF! | #REF! | #REF! | #REF! | #REF! | #REF! | #REF! | #REF! | #REF! | #REF! | #REF! | #REF! | #REF! | #REF!
#REF! | #REF! | #REF! | #REF! | #REF! | #REF! | #REF! | #REF! | #REF! | #REF! | #REF! | #REF! | #REF! | #REF! | #REF! | #REF! | #REF! | #REF! | #REF! | #REF! | #REF!
#REF! | #REF! | #REF! |  |  | #REF! |  |  |  | #REF! |  | #REF! | #REF! |  | #REF! | #REF! | #REF! |  | #REF! | #REF! | #REF!
#REF! | #REF! | #REF! | #REF! | #REF! | #REF! | #REF! | #REF! | #REF! | #REF! | #REF! | #REF! | #REF! | #REF! | #REF! | #REF! | #REF! | #REF! | #REF! | #REF! | #REF!
#REF! | #REF! | #REF! |  |  | #REF! |  |  |  | #REF! |  | #REF! | #REF! |  | #REF! | #REF! | #REF! |  | #REF! | #REF! | #REF!
#REF! |  | #REF! | #REF! | #REF! | #REF! | #REF! | #REF! | #REF! | #REF! | #REF! | #REF! | #REF! | #REF! | #REF! | #REF! | #REF! | #REF! | #REF! | #REF!
| E_EUITYP | #REF! | #REF! | #REF! | #REF! | #REF! | #REF! | #REF! | #REF! | #REF! | #REF! | #REF! | #REF! | #REF! | #REF! | #REF! | #REF! | #REF! | #REF!
| E_EUIREG | #REF! |  |  | #REF! |  |  |  | #REF! |  | #REF! | #REF! |  | #REF! | #REF! | #REF! |  | #REF! | #REF!
| ElecHtEUITYPHeat | 2 | 2 | 2 | 2 | 2.2 | 3 | 3 | 3 | 4 | 2 | 5 | 4 | 4 | 4 | 6 | 5 | 4 | 4
| GasHtEUITYPHeat | 0.1 | 0.1 | 0.1 | 0.1 | 0.1 | 0.1 | 0.1 | 0.1 | 0.1 | 0.1 | 0.1 | 0.1 | 0.1 | 0.1 | 0.2 | 0.1 | 0.1 | 0.1
| HtPmpHtEUITYPHeat | 1 | 1 | 1 | 1 | 1.1 | 1.5 | 1.5 | 1.5 | 2 | 1 | 2.5 | 2 | 2 | 2 | 3 | 2.5 | 2 | 2
| ThermsTYPHeat | 0.27 | 0.27 | 0.27 | 0.29 | 0.29 | 0.29 | 0.29 | 0.29 | 0.29 | 0.17 | 0.5 | 0.5 | 0.5 | 0.3 | 0.5 | 0.5 | 0.4 | 0.6
#REF! | EUITYPCool | 2.5 | 1.8 | 1 | 1.2 | 2.5 | 3.5 | 4 | 0.7 | 3 | 0.5 | 4 | 6 | 5 | 2.5 | 2 | 3 | 2.5 | 2.5
#REF! | EUITYPVent | #REF! | #REF! | #REF! | #REF! | 2 | 2.8 | 2.6 | 2.3 | 2 | 0.5 | 3.5 | 4 | 5 | 2.5 | 7 | 4.7 | 2 | 2
#REF! | EUITYPWater | 0.5 | 0.5 | 0.5 | 0.1 | 0.1 | 0.1 | 0.1 | 0.1 | 1 | 0.1 | 1 | 1 | 1 | 1 | 0.7 | 0.5 | 0.1 | 0.1
#REF! | EUITYPCook | 0.2 | 0.1 | 0 | 1 | 0.2 | 0 | 0 | 0.5 | 1 | 0 | 4 | 8 | 10 | 1.5 | 0.7 | 0 | 0.1 | 0.1
#REF! | EUITYPRefr | 0.03 | 0.03 | 0.03 | 15 | 0.2 | 0.03 | 0.03 | 0.5 | 1 | 0.03 | 26 | 36 | 11 | 1.5 | 1 | 0.5 | 2 | 2
#REF! | EUITYPLght | #REF! | #REF! | #REF! | #REF! | #REF! | #REF! | #REF! | #REF! | #REF! | #REF! | #REF! | #REF! | #REF! | #REF! | #REF! | #REF! | #REF! | #REF!
#REF! | EUITYPMisc | 5 | 5 | 4 | 4 | 2 | 2 | 2 | 1 | 6 | 1.2 | 2 | 3 | 3 | 3.5 | 6 | 3 | 5 | 5
#REF! | ElecHtEUITYPTotal | #REF! | #REF! | #REF! | #REF! | #REF! | #REF! | #REF! | #REF! | #REF! | #REF! | #REF! | #REF! | #REF! | #REF! | #REF! | #REF! | #REF! | #REF!
#REF! | GasHtEUITYPTotal | #REF! | #REF! | #REF! | #REF! | #REF! | #REF! | #REF! | #REF! | #REF! | #REF! | #REF! | #REF! | #REF! | #REF! | #REF! | #REF! | #REF! | #REF!
#REF! | HtPmpHtEUITYPTotal | #REF! | #REF! | #REF! | #REF! | #REF! | #REF! | #REF! | #REF! | #REF! | #REF! | #REF! | #REF! | #REF! | #REF! | #REF! | #REF! | #REF! | #REF!
#REF! |  | #REF! | #REF! | #REF! | #REF! | #REF! | #REF! | #REF! | #REF! | #REF! | #REF! | #REF! | #REF! | #REF! | #REF! | #REF! | #REF! | #REF! | #REF!
| EUITYP Space Heat Weigheted Elec EUI by Type | #REF! | #REF! | #REF! | #REF! | #REF! | #REF! | #REF! | #REF! | #REF! | #REF! | #REF! | #REF! | #REF! | #REF! | #REF! | #REF! | #REF! | #REF!
#REF! | LPD | 1.1 | 1.3 | 1.6 | 1.5 | 1.5 | 2 | 1.5 | 1.1 | 1.2 | 0.9 | 1.6 | 1.4 | 1.3 | 1.4 | 1.2 | 1.3 | 1 | 1
#REF! | HOURSLght | #REF! | #REF! | #REF! | #REF! | #REF! | #REF! | #REF! | #REF! | #REF! | #REF! | #REF! | #REF! | #REF! | #REF! | #REF! | #REF! | #REF! | #REF!
#REF! | LPDAdjust | #REF! | #REF! | #REF! | #REF! | #REF! | #REF! | #REF! | #REF! | #REF! | #REF! | #REF! | #REF! | #REF! | #REF! | #REF! | #REF! | #REF! | #REF!
#REF! | KWHLght | #REF! | #REF! | #REF! | #REF! | #REF! | #REF! | #REF! | #REF! | #REF! | #REF! | #REF! | #REF! | #REF! | #REF! | #REF! | #REF! | #REF! | #REF!
#REF! | VPD | 0.6 | 0.6 | 0.6 | 0.6 | 0.6 | 0.6 | 0.6 | 0.8 | 0.6 | 0.6 | 1.8 | 1.6 | 2.6 | 1.3 | 1.3 | 1.3 | 1.3 | 1.3
#REF! | KWHVent | #REF! | #REF! | #REF! | #REF! | #REF! | #REF! | #REF! | #REF! | #REF! | #REF! | #REF! | #REF! | #REF! | #REF! | #REF! | #REF! | #REF! | #REF!
#REF! | HVACElecHt | #REF! | #REF! | #REF! | #REF! | 6.7 | 9.3 | 9.6 | 6 | 9 | 3 | 12.5 | 14 | 14 | 9 | 15 | 12.7 | 8.5 | 8.5
#REF! | HVACGasHt | #REF! | #REF! | #REF! | #REF! | 4.6 | 6.4 | 6.7 | 3.1 | 5.1 | 1.1 | 7.6 | 10.1 | 10.1 | 5.1 | 9.2 | 7.8 | 4.6 | 4.6
#REF! | HVACHtPmpHt | #REF! | #REF! | #REF! | #REF! | 5.6 | 7.8 | 8.1 | 4.5 | 7 | 2 | 10 | 12 | 12 | 7 | 12 | 10.2 | 6.5 | 6.5
| Elec HVAC EUI All Fuel Weighted Btype | #REF! | #REF! | #REF! | #REF! | #REF! | #REF! | #REF! | #REF! | #REF! | #REF! | #REF! | #REF! | #REF! | #REF! | #REF! | #REF! | #REF! | #REF!
| Elec HVAC EUI All Fuel Weighted Act | #REF! |  |  | #REF! |  |  |  | #REF! |  |  | #REF!
| CBSA2001 e-EUI Raw - GasHt | 16 | 15 | 13 | 29 | 11 | 16 | 15 | 6.2 | 34 | 12.6 | 52 |  | 40 | 17 | Q |  |  | 16
| CBSA2001 e-EUI Corrected - GasHt |  |  |  | 35 | [5 empty] | 6.8 |  |  |  |  | Q
| CBSA2001 e-EUI Raw - GasHt - %ACT | 15 |  |  | 18.5 | [10 empty] | Q
| CBSA2001 g-EUI Raw - Gas Ht (kBtu/sf) | [7 empty] | 29 |  | 17 | 73 |  | 281 | 120 | Q |  |  | 50
|  | 27 |  |  | 29
| CBSA2001 e-EUI Raw - ElecHt | 20 | 23 | 15 | Q | 10 | 28 | 22 | 17 | Q | 6.6 | 38 | 71 | 45 | 20 | Q |  |  | 13
| CBSA2001 e-EUI Corrected - ElectHt |  |  |  |  | 12 | 30 | 22 | [7 empty] | Q
| CBSA2001 e-EUI Raw - ElecHt - %ACT | 19 |  |  | 17 | [10 empty] | Q
| CBECS1999 - West - AllHt - Mean | 17.6 |  |  | 17.9 |  |  |  | 8.2 |  | 5.4 | Q |  | Q | 10.9 | 25.6 | 15.9 |  | Q
CBECS1999 - West - AllHt - 95%CI
| CBECS1999 - US - AllHt - Mean | 18.7 |  |  | 14.7 |  |  |  | 8.7 |  | 6.5 | 49 |  | 34 | 12.7 | 27 | 16.7 |  | 24.4 | 2.7
| CBECS1999 - US - AllHt - 95%CI | 17 - 21 |  |  | 12 - 19 |  |  |  | 7.8 - 9.6 |  | 5.3 - 7.7 | 37 - 60 |  | 25 - 43 | 11 - 14 | 25 - 29 | 14 - 19 |  | 18 - 31 | 1 - 4.4
| CBECS2003 Mean US in kWh/sf | 17.3 |  |  | 19.2 |  |  |  | 11 |  | 7.6 | 49.4 |  | 38.4 | 13.5 | 27.5 | 16.1 | 12.5 | 22.5
| CBECS2003 Mean US in therms/sf | 0.281 |  |  | 0.335 |  |  |  | 0.381 |  | 0.241 | 0.517 |  | 1.45 | 0.504 | 1.13 | 0.518 | 0.375 | 0.697
| CBSA 2002-2004 New Bldg Elec in kWh/sf | 17.8 |  |  | 21.6 |  |  |  | 9.6 | 12.7 | 15.1 | 46.6 |  | 86.2 | 10.6 | 25.3 | 14.3 | 13.3 | 18.3
| CBSA 2002-2004 New Bldg Gas in therms/sf | 0.11 |  |  | 0.21 |  |  |  | 0.3 | 0.18 | 0.18 | 0.61 |  | 1.57 | 0.23 | 1.07 | 0.69 | 0.37 | 0.22
| CBSA 2002-2004 New Bldg All Fuel kBtu/sf | 71.7 |  |  | 95.5 |  |  |  | 61.4 | 62.2 | 70.5 | 219.8 |  | 451 | 64 | 193.5 | 111.8 | 83.1 | 102.5
| CBSA 2002-2004 New Bldg Elec in kBtu/sf | 60.7336 |  |  | 73.6992
| CBSA 2002-2004 New Bldg Gas in kBtu/sf | 11 |  |  | 21
Electricity Energy Intensity (kWh/square foot)
| CBECS2003 | Total | Space Heat- ing | Cool- ing | Venti- lation | Water Heat- ing | Light- ing | Cook- ing | Refrig- eration | Office Equip- ment | Com- puters | Other |  | Sum EQ, COMP, OTH | HVAC EUI
Principal Building Activity
| Education .................... | 11 | 0.5 | 2.2 | 2.5 | 0.3 | 3.4 | (*) | 0.5 | 0.1 | 1 | 0.6 |  | 1.7 | 5.2
| Food Sales ................... | 49.4 | 1.5 | 2.9 | 1.8 | Q | 10.9 | 0.6 | 28.2 | 0.5 | 0.4 | 2.4 |  | 3.3 | 6.2
| Food Service ................. | 38.4 | 1.8 | 5 | 4.3 | 1.8 | 7.5 | 2.4 | 12.3 | 0.3 | 0.3 | 2.6 |  | 3.2 | 11.1
| Health Care .................. | 22.9 | 0.5 | 3.1 | 3.9 | 0.2 | 9.7 | 0.1 | 0.8 | 0.3 | 0.9 | 3.3 |  | 4.5 | 7.5
| Inpatient .................. | 27.5 | 0.5 | 3.8 | 5.9 | 0.3 | 11.7 | 0.1 | 0.6 | 0.3 | 1 | 3.2 |  | 4.5 | 10.2
| Outpatient ................. | 16.1 | 0.7 | 2.1 | 1 | 0.1 | 6.6 | (*) | 1 | 0.4 | 0.8 | 3.5 |  | 4.7 | 3.8
| Lodging ...................... | 13.5 | 0.8 | 1.4 | 0.8 | 0.7 | 7.1 | 0.1 | 0.7 | Q | 0.4 | 1.4 |  | 1.8 | 3
| Mercantile ................... | 19.2 | 1.5 | 2.9 | 1.8 | 1 | 8.1 | 0.1 | 1.3 | 0.2 | 0.3 | 2.2 |  | 2.7 | 6.2
| Retail (Other Than Mall) ... | 14.3 | 0.4 | 1.7 | 1.1 | 0.1 | 7.5 | (*) | 1.5 | 0.2 | 0.3 | 1.5 |  | 2 | 3.2
| Enclosed and Strip Malls ... | 22.3 | 2.2 | 3.6 | 2.2 | 1.5 | 8.4 | 0.1 | 1.2 | 0.2 | 0.3 | 2.6 |  | 3.1 | 8
| Office ....................... | 17.3 | 0.8 | 2.4 | 1.5 | 0.2 | 6.8 | (*) | 0.8 | 0.8 | 1.8 | 2.2 |  | 4.8 | 4.7
| Public Assembly .............. | 12.5 | 0.4 | 2.6 | 4.7 | (*) | 2 | (*) | 0.7 | Q | 0.2 | 1.7 |  | 1.9 | 7.7
| Public Order and Safety ...... | 15.3 | 0.5 | 2.1 | 2.8 | 0.9 | 4.8 | (*) | 0.9 | 0.2 | 0.4 | 2.7 |  | 3.3 | 5.4
| Religious Worship ............ | 4.9 | 0.2 | 0.8 | 0.4 | (*) | 1.3 | (*) | 0.5 | (*) | 0.1 | 1.4 |  | 1.5 | 1.4
| Service ...................... | 11 | 0.4 | 1.1 | 1.8 | (*) | 4.6 | Q | 0.6 | 0.1 | 0.2 | 2.1 |  | 2.4 | 3.3
| Warehouse and Storage ........ | 7.6 | 0.2 | 0.4 | 0.6 | 0.1 | 4.1 | Q | 1.1 | 0.1 | 0.1 | 0.9 |  | 1.1 | 1.2
| Other ........................ | 22.5 | 0.4 | 2.7 | 1.8 | 0.1 | 10.1 | Q | 1.8 | Q | 0.9 | 3.7 |  | 4.6 | 4.9
| Vacant ....................... | 2.4 | 0.1 | 0.2 | 0.2 | Q | 0.7 | Q | 0.1 | Q | (*) | 1.1 |  | 1.1 | 0.5
|  | Total Natural Gas Consumption (trillion Btu) |  |  |  |  | Natural Gas Energy Intensity (thousand Btu/square foot) | [6 empty] | 70% | 2
| CBECS2003 | Total | Space Heating | Water Heating | Cook- ing | Other | Total | Space Heating | Water Heating | Cook- ing | Other |  |  | Space Heating Elec Equiv | Heating HP Equiv |  | CBSA 2002-2004 New Bldg Gas (kBtu/SF Heat) | CBSA 2002-2004 New Bldg Heat Elec Equiv | NEEA Heat HP Equiv | CEUS Gas (kBtu/SF Heat) | CEUS Heat Elec Equiv | CEUS Heat HP Equiv
Principal Building Activity
| Education .................... | 268 | 207 | 37 | 5 | 19 | 38.1 | 29.5 | 5.2 | 0.7 | 2.7 |  | Educ | 6.0522 | 3.0261 |  | 23.2 | 4.7597 | 2.3798 | 24 | 4.9238
| Food Sales ................... | 39 | 27 | 2 | 8 | Q | 51.7 | 35.6 | 3.2 | 11.2 | Q |  | Groc | 7.3036 | 3.6518 |  | 40.3 | 8.2679 | 4.1339 | 21.8 | 4.4725
| Food Service ................. | 203 | 54 | 56 | 91 | Q | 145.6 | 39 | 40 | 65.4 | Q |  | Restau | 8.0012 | 4.0006
| Health Care .................. | 243 | 136 | 74 | 10 | 23 | 95.3 | 53.6 | 28.9 | 3.8 | 9.1 |  | Health | 10.9965 | 5.4982
| Inpatient .................. | 204 | 103 | 71 | 9 | 21 | 113.2 | 56.8 | 39.4 | 5.2 | 11.9 |  | Hosp | 11.653 | 5.8265 |  | 39.3 | 8.0627 | 4.0314 | 35 | 7.1805
| Outpatient ................. | 38 | 34 | 3 | Q | Q | 51.8 | 45.6 | 3.5 | Q | Q |  | Oth Heal | 9.3552 | 4.6776 |  | 16.4 | 3.3646 | 1.6823
| Lodging ...................... | 215 | 64 | 124 | 14 | Q | 50.4 | 15 | 29.2 | 3.3 | Q |  | Lodg | 3.0774 | 1.5387 |  | 21 | 4.3083 | 2.1542 | 10.8 | 2.2157
| Mercantile ................... | 264 | 188 | 19 | 24 | 33 | 33.5 | 23.9 | 2.4 | 3.1 | 4.1 |  | Retail | 4.9033 | 2.4516 |  | 17.5 | 3.5903 | 1.7951 | 1.1 | 0.22567
| Retail (Other Than Mall) ... | 91 | 84 | 3 | 3 | 2 | 31.9 | 29.3 | 1 | 0.9 | 0.7 |  | Retail Oth | 6.0111 | 3.0056
| Enclosed and Strip Malls ... | 172 | 104 | 16 | 22 | 31 | 34.4 | 20.9 | 3.1 | 4.3 | 6.1 |  | Retail Strip | 4.2878 | 2.1439
| Office ....................... | 269 | 230 | 13 | 3 | 23 | 32.8 | 28.1 | 1.6 | 0.3 | 2.8 |  | Office | 5.7649 | 2.8825 |  | 10.7 | 2.1952 | 1.0976 | 8 | 1.6413
| Public Assembly .............. | 102 | 92 | 2 | 3 | Q | 37.5 | 33.8 | 0.9 | 1 | Q |  | Public Ass | 6.9343 | 3.4672 |  | 22.8 | 4.6776 | 2.3388
| Public Order and Safety ...... | 29 | 15 | 10 | Q | Q | 45 | 24.1 | 15.1 | Q | Q |  | Public Order | 4.9443 | 2.4722 |  | 11.8 | 2.4209 | 1.2104
| Religious Worship ............ | 82 | 77 | 2 | 3 | Q | 31.2 | 29.1 | 0.9 | 1 | Q |  | Religious | 5.9701 | 2.9851
| Service ...................... | 139 | 119 | 2 | Q | 17 | 55.8 | 47.8 | 0.9 | Q | Q |  | Service | 9.8066 | 4.9033
| Warehouse and Storage ........ | 132 | 111 | 4 | Q | Q | 24.1 | 20.2 | 0.7 | Q | Q |  | Warehouse | 4.1442 | 2.0721 |  | 9.6 | 1.9695 | 0.98476 | 2.1 | 0.43083
| Other ........................ | 87 | 72 | 2 | Q | 12 | 69.7 | 57.9 | 1.7 | Q | 9.4 |  | Other | 11.8787 | 5.9393 |  | 21.9 | 4.493 | 2.2465 | 5.1 | 1.0463
| Vacant ....................... | 28 | 26 | Q | Q | Q | 23.7 | 22 | Q | Q | Q |  | Vacant | 4.5135 | 2.2567
[17 empty] | 8 | 1.6413
DO NOT Use These Data
as Representative EUIs
Note on A2: Charlie Grist: End use estimates are judgments based on data from CBSA, CBECS, DOE 2.2e simulations by Kennedy, energy audits and other sources. Represents 2002 stock. CBSA, CBECS data areused to control totals. DOE2 model, audit data, and CBSA lighting power density data used to estimates end use. These are stock average estimates and do not represent individual buildings. The range within buildings types is tremendous. EUIs by vintage show considerable range not represented here.
Note on F31: Charlie Grist: Half the Big Box are 50% grocery. Take Grocery refrigeration EUI for 50% of floor.
Note on B64: Charlie Grist: These data based on the BSA data set submitted 21 November 2003.
Note on B65: Charlie Grist: These data based on the BSA data set submitted 21 November 2003.
Note on B66: Charlie Grist: These data based on the BSA data set submitted 21 November 2003.
Note on B67: Charlie Grist: These data based on the BSA data set submitted 21 November 2003.
Note on B70: Charlie Grist: These data based on the BSA data set submitted 21 November 2003.
Note on B71: Charlie Grist: These data based on the BSA data set submitted 21 November 2003.
Note on B72: Charlie Grist: These data based on the BSA data set submitted 21 November 2003.

## Measure Name List
End Use | Category Name | Measure Name | Measure Details | Baseline | Segment | Vintage | LO/Retro | New from 6P?
Compressed Air | Compressed Air System Controls | Compressed Air | Compressed Air Controls | CBSA 2014 | Some |  | Retro | x
Compressed Air | Compressed Air System Controls | Compressed Air | Compressed Air Controls | CBSA 2014 | Some |  | Retro | x
Electronics | Computer Technologies | Network PC Power Management | Network PC Power Management | CBSA 2014 | All |  | Retro | 0
#N/A | #N/A | Commercial Computer Laptop | #N/A | #N/A | #N/A |  | #N/A | #N/A
Electronics | Plug Load | Smart Plug Power Strips | Smart Plug Power Strips | CBSA 2014 | All |  | Retro | x
Electronics | Computer Technologies | Data Centers | Data Centers | CBSA 2014 | All |  | NR | x
#N/A | #N/A | Commercial Computer Monitor | #N/A | #N/A | #N/A |  | #N/A | #N/A
#N/A | #N/A | Commercial Computer Desktop | #N/A | #N/A | #N/A |  | #N/A | #N/A
Food Preparation | Water Using Devices | Pre-Rinse Spray Valve | Pre-Rinse Spray Valve | CBSA 2014 | Some |  | Retro | 0
Food Preparation | Cooking | Cooking Equipment | Cooking Equipment | CBSA 2014 | All |  | NR | 0
#N/A | #N/A | Premium HVAC Equipment | #N/A | #N/A | #N/A |  | #N/A | #N/A
#N/A | #N/A | Premium HVAC Equipment | #N/A | #N/A | #N/A |  | #N/A | #N/A
HVAC | Envelope | Glass | Windows | CBSA 2014 | All |  | New | 0
HVAC | Envelope | Glass | Windows | CBSA 2014 | All |  | New | 0
HVAC | Envelope | Glass | Windows | CBSA 2014 | All |  | New | 0
HVAC | HVAC System Improvements | Advanced Rooftop Controller | Advanced Rooftop Controller | CBSA 2014 | Most |  | New | 0
HVAC | HVAC System Improvements | Advanced Rooftop Controller | Advanced Rooftop Controller | CBSA 2014 | Most |  | New | 0
HVAC | HVAC System Improvements | Advanced Rooftop Controller | Advanced Rooftop Controller | CBSA 2014 | Most |  | New | 0
HVAC | Envelope | Variable Speed Chiller | Variable Speed Chiller | CBSA 2014 | Some |  | New | 0
HVAC | Envelope | Variable Speed Chiller | Variable Speed Chiller | CBSA 2014 | Some |  | New | 0
HVAC | Whole Bldg/Meter Level System Improvements | Commercial EM | Commercial Energy Management For Complex systems | CBSA 2014 | All |  | New | 0
HVAC | Whole Bldg/Meter Level System Improvements | Commercial EM | Commercial Energy Management For Complex systems | CBSA 2014 | All |  | New | 0
HVAC | Whole Bldg/Meter Level System Improvements | Commercial EM | Commercial Energy Management For Complex systems | CBSA 2014 | All |  | New | 0
HVAC | HVAC System Improvements | Evaporative Assist Cooling | Evaporative Assist Cooling | CBSA 2014 | Some |  | New | 0
HVAC | HVAC System Improvements | Evaporative Assist Cooling | Evaporative Assist Cooling | CBSA 2014 | Some |  | New | 0
#N/A | #N/A | Low Pressure Distribution Complex HVAC | #N/A | #N/A | #N/A |  | #N/A | #N/A
HVAC | HVAC System Controls | Demand Control Ventilation | Demand Control Ventilation | CBSA 2014 | All |  | New | 0
HVAC | HVAC System Controls | Demand Control Ventilation | Demand Control Ventilation | CBSA 2014 | All |  | New | 0
HVAC | HVAC System Controls | Demand Control Ventilation | Demand Control Ventilation | CBSA 2014 | All |  | New | 0
HVAC | Pumps and Fans | Premium Fume Hood | Premium Fume Hood | CBSA 2014 | Some |  | NR | 0
HVAC | Pumps and Fans | DCV Restaurant Hood | DCV Restaurant Hood | CBSA 2014 | Restaurant |  | Retro | 0
HVAC | Pumps and Fans | DCV Parking Garage | DCV Parking Garage | CBSA 2014 | All |  | Retro | x
HVAC | Envelope | Weatherization - School | Weatherization - School | CBSA 2014 | K-12 |  | Retro | x
HVAC | Computer Technologies | Energy Recovery Ventilator | Heat Recovery Ventilation | CBSA 20154 | All |  | NR | 0
HVAC | Heat Recovery | AC Heat Recovery for Water Heating | AC Heat Recovery for Water Heating | CBSA 2014 | All |  | NR | x
HVAC | Whole Bldg/Meter Level System Improvements | Room Occupancy Sensors in Lodging | Room Occupancy Sensors in Lodging | CBSA 2014 | Lodging |  | Retro | x
HVAC | HVAC System Improvements | Chiller - chilled water retrofit | Chiller - chilled water retrofit | CBSA 2014 | Some |  | Retro | x
HVAC | HVAC System Improvements | Chiller - equip retrofits | Chiller - equip retrofits | CBSA 2014 | Some |  | Retro | x
HVAC | Pool System Improvements | Pool Blankets | Pool Blankets | CBSA 2014 | Some |  | Retro | x
HVAC | HVAC System Controls | Web-Enabled Thermostats | Web-Enabled Thermostats | CBSA 2014 | Some |  | Retro | x
HVAC | HVAC System Controls | Garage CO2 ventilation | Garage CO2 ventilation | CBSA 2014 | Some |  | Retro | x
HVAC | Pumps and Fans | Circ Pump ECM and drive | Circ Pump ECM and drive | CBSA 2014 | Some |  | Retro | x
HVAC | HVAC System Improvements | VRF | Variable Refrigerant Flow | CBSA 2014 | Some |  | New | x
HVAC | HVAC System Improvements | VRF | Variable Refrigerant Flow | CBSA 2014 | Some |  | New | x
HVAC | HVAC System Improvements | Evaporator Roof Top HVAC | Evaporator Roof Top HVAC | CBSA 2014 | Some |  | Retro | x
HVAC | Envelope | Secondary Glazing Systems | Secondary Glazing Systems | CBSA 2014 | All |  | Retro | x
Lighting | Lamps/Ballasts/Fixtures | LPD Package | Lighting Power Density | CBSA 2014 | All |  | New | 0
Lighting | Lamps/Ballasts/Fixtures | LPD Package | Lighting Power Density | CBSA 2014 | All |  | New | 0
Lighting | Lamps/Ballasts/Fixtures | LPD Package | Lighting Power Density | CBSA 2014 | All |  | New | 0
Lighting | Lighting Controls | Top Daylighting | Daylighting with Skylights | CBSA 2014 | All |  | New | 0
Lighting | Lighting Controls | Perimeter Daylighting Controls Advanced | Daylighting with Windows | CBSA 2014 | All |  | New | 0
Lighting | Lighting Controls | Perimeter Daylighting Controls Advanced | Daylighting with Windows | CBSA 2014 | All |  | New | 0
Lighting | Lighting Controls | Lighting Controls Interior | Lighting Controls Interior | CBSA 2014 | All |  | New | 0
Lighting | Lighting Controls | Lighting Controls Interior | Lighting Controls Interior | CBSA 2014 | All |  | New | 0
Lighting | Lamps/Ballasts/Fixtures | Exterior Building Lighting | Exterior Building Lighting | CBSA 2014 | All |  | New | 0
Lighting | Lamps/Ballasts/Fixtures | Exterior Building Lighting | Exterior Building Lighting | CBSA 2014 | All |  | New | 0
Lighting | Lamps/Ballasts/Fixtures | Street and Roadway Lighting | Street and Roadway Lighting | Navigant 2014 | Non-Building |  | New | 0
Lighting | Lamps/Ballasts/Fixtures | Street and Roadway Lighting | Street and Roadway Lighting | Navigant 2014 | Non-Building |  | New | 0
Lighting | Lamps/Ballasts/Fixtures | Parking Lighting | Parking Lighting | CBSA 2014 | All |  | New | 0
Lighting | Lamps/Ballasts/Fixtures | Parking Lighting | Parking Lighting | CBSA 2014 | All |  | New | 0
#N/A | #N/A | Bi-Level Stiarwell Lighting | #N/A | #N/A | #N/A |  | #N/A | #N/A
Motors/Drives | Motors | ECM-VAV | ECM Motors on Variable Air Volume Boxes | CBSA 2014 | All |  | New | 0
Motors/Drives | Motors | ECM-VAV | ECM Motors on Variable Air Volume Boxes | CBSA 2014 | All |  | New | 0
Motors/Drives | Pool System Improvements | Pool pumps | Pool pumps | CBSA 2014 | Some |  | Retro | x
Motors/Drives | Motors | MotorsRewind | Motors - Rewind | CBSA 2014 | All |  | New | x
Motors/Drives | Motors | MotorsRewind | Motors - Rewind | CBSA 2014 | All |  | New | x
Process Loads | Process Loads System Improvements | Municipal Sewage Treatment | Municipal Sewage Treatment | 2013 EPA Flow rates | Non-Building |  | Retro | 0
Process Loads | Process Loads System Improvements | Municipal Water Supply | Municipal Water Supply | 2013 EPA Flow rates | Non-Building |  | Retro | 0
Process Loads | Process Loads System Controls | Engine Generator Block Heaters | Engine Generator Block Heaters | No Control | All |  | Retro | x
Refrigeration | Refrigeration System Improvements | Grocery Refrigeration Bundle | Grocery Refrigeration Bundle | CBSA 2014 | Grocery |  | Retro | 0
Refrigeration | Packaged Refrigeration | Packaged Refrigeration Equipment | Packaged Refrigeration Equipment | CBSA 2014 | Grocery |  | New | 0
Refrigeration | Refrigeration System Improvements | Appliances - Freezers | Appliances - Freezers | Fed Std 2014 | All |  | NR | x
Refrigeration | Refrigeration System Improvements | Appliances - Refrigerators | Appliances - Refrigerators | Fed Std 2014 | All |  | NR | x
Refrigeration | Refrigeration System Controls | Water Cooler Controls | Water Cooler Controls | Uncontrolled | Some |  | NR | x
Water Heating | Water Using Devices | WHTanks | DHW - Efficient Tanks | CBSA 2014 | Some |  | New | 0
Water Heating | Water Using Devices | WHTanks | DHW - Efficient Tanks | CBSA 2014 | Some |  | New | 0
Water Heating | Water Using Devices | Appliances - Clothes Washers | Appliances - Clothes Washers | CBSA 2014 | Some |  | NR | x
Water Heating | Water Using Devices | Showerheads | DHW - Showerheads | 2.5 GPM | Some |  | Retro | x
Water Heating | Water Using Devices | Water Heating - GFHX | Water Heating - GFHX | No Heat Recovery | All |  | New | x
Water Heating | Water Using Devices | Demand Control Circulating system DHW | Demand Control Circulating system DHW | CBSA 2014 | Some |  | Retro | x
Water Heating | Water Heaters | Central HPWH MF | Central HPWH MF | CBSA 2014 | Multifamily |  | Retro | x
Whole Bldg/Meter Level | Whole Bldg/Meter Level System Improvements | Ultra Low Energy Building | Ultra Low Energy Building | Code | Some |  | New | 0
#N/A | #N/A | HPLowPowerGSFL | #N/A | #N/A | #N/A |  | #N/A | #N/A

## CBSA Data
Some of the data used in developing the CHAR file. Needs cleanup |  | Office
| These data used in Char | Office | Office | Office | Retail/Service | Retail/Service | Retail/Service | Retail/Service | School K-12 | University | Warehouse | Grocery | Grocery | Restaurant | Lodging | Hospital | Residential Care | Assembly | Other
|  | Large Off | Medium Off | Small Off | Xlarge Ret | Large Ret | Medium Ret | Small Ret | School K-12 | University | Warehouse | Supermarket | MiniMart | Restaurant | Lodging | Hospital | Residential Care | Assembly | Other
| Electric | 20.94% | 22.13% | 30.64% | 5.3% | 1.059% | 12.01% | 27.33% | 5.837% | 5.837% | 0.6393% | 3.918% | 0.9894% | 3.005% | 44.68% | 33.99% | 33.99% | 10.64% | 16.94%
| Gas | 54.04% | 51.43% | 32.75% | 91.61% | 98.32% | 80.99% | 56.72% | 84.78% | 84.78% | 98.7% | 46.96% | 86.61% | 79.37% | 24.94% | 40.56% | 40.56% | 77.82% | 72.57%
| HP | 25.02% | 26.44% | 36.6% | 3.094% | 0.6184% | 7.009% | 15.95% | 9.385% | 9.385% | 0.6603% | 6.235% | 1.574% | 17.63% | 30.38% | 25.46% | 25.46% | 11.54% | 10.49%
| Sum of Sf_PNW_Heated_Heat_Frac | Column Labels |  |  |  |  | Share by electric heat type
| Row Labels | Electricity | Natural Gas | Grand Total |  |  | Electric | HP |  |  | Electric | Gas | HP | Total
| Assembly | 22.18% | 77.82% | 100% |  | Assembly | 47.96% | 52.04% | 100% |  | 10.64% | 77.82% | 11.54% | 100%
| Grocery | 19.14% | 80.86% | 100% |  | Grocery | 38.59% | 61.41% | 100% |  | 7.387% | 80.86% | 11.75% | 100%
| Lodging | 75.06% | 24.94% | 100% |  | Lodging | 59.53% | 40.47% | 100% |  | 44.68% | 24.94% | 30.38% | 100%
| Office | 51.64% | 48.36% | 100% |  | Office | 45.57% | 54.43% | 100% |  | 23.53% | 48.36% | 28.11% | 100%
| Other | 27.43% | 72.57% | 100% |  | Other | 61.76% | 38.24% | 100% |  | 16.94% | 72.57% | 10.49% | 100%
| Residential Care | 59.44% | 40.56% | 100% |  | Residential Care | 57.17% | 42.83% | 100% |  | 33.99% | 40.56% | 25.46% | 100%
| Restaurant | 20.63% | 79.37% | 100% |  | Restaurant | 14.56% | 85.44% | 100% |  | 3.005% | 79.37% | 17.63% | 100%
| Retail/Service | 17.52% | 82.48% | 100% |  | Retail/Service | 63.14% | 36.86% | 100% |  | 11.06% | 82.48% | 6.456% | 100%
| School K-12 | 15.22% | 84.78% | 100% |  | School K-12 | 38.34% | 61.66% | 100% |  | 5.837% | 84.78% | 9.385% | 100%
| Warehouse | 1.3% | 98.7% | 100% |  | Warehouse | 49.19% | 50.81% | 100% |  | 0.6393% | 98.7% | 0.6603% | 100%
| Grand Total | 31.55% | 68.45% | 100% |  | Grand Total | 51.59% | 48.41% | 100% |  | 16.28% | 68.45% | 15.27% | 100%
Built-up share - for Com_Master -CHAR
See COM-EM measure file for these data
| Multizone Systems Only | Everything But SZ ducted systems |  |  |  | Custom work in this table |  |  |  | Electric | Gas | HP | Total |  | Everything But SZ Ducted
Assembly | 13.91% | 27.38% |  |  |  | Not all formulas are the same |  | Large Off | >50,000 | 20.94% | 54.04% | 25.02% | 100% |  | 72.98%
Grocery | 0% | 20.66% |  |  |  | Pulling from different parts of this worksheet |  | Medium Off | 5,000 to 50,000 | 22.13% | 51.43% | 26.44% | 100% |  | 46.64%
Hospital | 53% | 53% | [5 empty] | Small Off | <5,000 | 30.64% | 32.75% | 36.6% | 100% |  | 18.01%
Lodging | 5.692% | 68.48% | [5 empty] | Xlarge Ret | >100,000 | 5.3% | 91.61% | 3.094% | 100% |  | 25.31%
Office | 25.51% | 37.83% | [5 empty] | Large Ret | 50,000 - 100,000 | 1.059% | 98.32% | 0.6184% | 100% |  | 25.31%
Other | 16.72% | 46.12% | [5 empty] | Medium Ret | 5000 - 50,000 | 12.01% | 80.99% | 7.009% | 100% |  | 25.31%
Residential Care | 2.835% | 52.27% | [5 empty] | Small Ret | <5000 | 27.33% | 56.72% | 15.95% | 100% |  | 25.31%
Restaurant | 0% | 5.861% | [5 empty] | School K-12 | Any | 5.837% | 84.78% | 9.385% | 100% |  | 45.49%
Retail/Service | 1.904% | 25.31% | [5 empty] | University | Any | 5.837% | 84.78% | 9.385% | 100% |  | 45.49%
School K-12 | 21.39% | 45.49% | [5 empty] | Warehouse | Any | 0.6393% | 98.7% | 0.6603% | 100% |  | 68.36%
University | 72% | 72% | [5 empty] | Supermarket | > 5000 | 3.918% | 46.96% | 6.235% | 57.11% |  | 20.66%
Warehouse | 0% | 68.36% | [5 empty] | MiniMart | < 5000 | 0.9894% | 86.61% | 1.574% | 89.17% |  | 20.66%
[8 empty] | Restaurant | Any | 3.005% | 79.37% | 17.63% | 100% |  | 5.861%
[8 empty] | Lodging | Any | 44.68% | 24.94% | 30.38% | 100% |  | 68.48%
[8 empty] | Hospital | Any | 33.99% | 40.56% | 25.46% | 100% |  | 53%
[8 empty] | Residential Care | Any | 33.99% | 40.56% | 25.46% | 100% |  | 53%
[8 empty] | Assembly | Any | 10.64% | 77.82% | 11.54% | 100% |  | 27.38%
[8 empty] | Other | Any | 16.94% | 72.57% | 10.49% | 100% |  | 46.12%
| Site_ID | (All)
| Fan_Ctr | (All)
| DistSys | (All)
| Equip_Type | (All)
| DistSys_Detail | (All)
| Sum of Heat_Frac_Sf_PNW_Heated |  | Column Labels
| Row Labels | Size_Group | Electricity | Natural Gas | Grand Total | SF
| Assembly | <5,001 | 28.97% | 71.03% | 100% | 10791889.4181
|  | 100,001+ | 18.44% | 81.56% | 100% | 47585686.4827
|  | 20,001-50,000 | 20.16% | 79.84% | 100% | 75093057.6555
|  | 5,001-20,000 | 28.32% | 71.68% | 100% | 133312634.7773
|  | 50,001-100,000 | 12.31% | 87.69% | 100% | 56800309.5571 | [7 empty] | Electric | Gas
| Grocery | <5,001 | 53.04% | 46.96% | 100% | 9815889.4471 |  | <5,001 | 53.04% | 46.96% | 100% | 9815889.4471 | > 5000 | 53.04% | 46.96%
|  | 20,001-50,000 | 3.514% | 96.49% | 100% | 23241500.1379 |  | 20,001-50,000 | 3.514% | 96.49% | 100% | 23241500.1379 | < 5000 | 13.39% | 86.61%
|  | 5,001-20,000 | 24.11% | 75.89% | 100% | 16084444.9057 |  | 5,001-20,000 | 24.11% | 75.89% | 100% | 16084444.9057
|  | 50,001-100,000 | 16.48% | 83.52% | 100% | 18575140.1149 |  | 50,001-100,000 | 16.48% | 83.52% | 100% | 18575140.1149
| Lodging | <5,001 | 100% | 0% | 100% | 771154.9582
|  | 100,001+ | 66.93% | 33.07% | 100% | 37478802.6458
|  | 20,001-50,000 | 80.94% | 19.06% | 100% | 44511439.8693
|  | 5,001-20,000 | 70.82% | 29.18% | 100% | 8867151.9691
ducted |  | 50,001-100,000 | 75.97% | 24.03% | 100% | 67217799.6661 | [7 empty] | Electric | Gas |  |  |  | SZ Ducted |  | SZ Ducted | Everything but | Multizone systems
86.74% | Office | <5,001 | 67.25% | 32.75% | 100% | 88922415.7705 |  | 100,001+ | 56.34% | 43.66% | 100% | 161400968.0973 | >50,000 | 45.96% | 54.04% |  |  | 100,001+ | 20.32% | >50,000 | 27.02% | 72.98% | <5,001 | 0% | 2.901% | 2.901%
20.32% |  | 100,001+ | 56.34% | 43.66% | 100% | 161400968.0973 |  | 50,001-100,000 | 25.81% | 74.19% | 100% | 83126914.2299 | 5,000 to 50,000 | 48.57% | 51.43% |  |  | 50,001-100,000 | 40.04% | 5,000 to 50,000 | 53.36% | 46.64% | 100,001+ | 6.221% | 64.03% | 70.25%
79.24% |  | 20,001-50,000 | 34.61% | 65.39% | 100% | 121088778.6513 |  | 20,001-50,000 | 34.61% | 65.39% | 100% | 121088778.6513 | <5,000 | 67.25% | 32.75% |  |  | 20,001-50,000 | 79.24% | <5,000 | 81.99% | 18.01% | 20,001-50,000 | 0% | 9.924% | 9.924%
87.33% |  | 5,001-20,000 | 59.54% | 40.46% | 100% | 154110090.4632 |  | 5,001-20,000 | 59.54% | 40.46% | 100% | 154110090.4632 | [5 empty] | 5,001-20,000 | 87.33% |  |  |  | 5,001-20,000 | 0% | 1.682% | 1.682%
40.04% |  | 50,001-100,000 | 25.81% | 74.19% | 100% | 83126914.2299 |  | <5,001 | 67.25% | 32.75% | 100% | 88922415.7705 | [5 empty] | <5,001 | 86.74% |  |  |  | 50,001-100,000 | 12.48% | 19.3% | 31.78%
| Other | <5,001 | 36.96% | 63.04% | 100% | 11401400.4747
|  | 100,001+ | 11.93% | 88.07% | 100% | 60024943.8035
|  | 20,001-50,000 | 28.97% | 71.03% | 100% | 67056749.2301
|  | 5,001-20,000 | 19.67% | 80.33% | 100% | 90016986.9641
|  | 50,001-100,000 | 58.01% | 41.99% | 100% | 46335023.2367
| Residential Care | <5,001 | 1.368% | 98.63% | 100% | 617607.6783
|  | 100,001+ | 65.21% | 34.79% | 100% | 29481393.869
|  | 20,001-50,000 | 58.94% | 41.06% | 100% | 45870170.9103
|  | 5,001-20,000 | 43.47% | 56.53% | 100% | 21950482.4713
|  | 50,001-100,000 | 71.59% | 28.41% | 100% | 19712054.2507
| Restaurant | <5,001 | 22.24% | 77.76% | 100% | 23327830.4838
|  | 5,001-20,000 | 19.08% | 80.92% | 100% | 24104129.2801 | [7 empty] | Electric | Gas
| Retail/Service | <5,001 | 43.28% | 56.72% | 100% | 45229806.5433 | 1% | 100,001+ | 8.393% | 91.61% | 100% | 124562026.1369 | >100,000 | 8.393% | 91.61%
|  | 100,001+ | 8.393% | 91.61% | 100% | 124562026.1369 | 2% | 50,001-100,000 | 1.678% | 98.32% | 100% | 29532449.3021 | 50,000 - 100,000 | 1.678% | 98.32%
|  | 20,001-50,000 | 12.3% | 87.7% | 100% | 150479652.532 | 3% | 20,001-50,000 | 12.3% | 87.7% | 100% | 150479652.532 | 5000 - 50,000 | 19.01% | 80.99%
|  | 5,001-20,000 | 26.11% | 73.89% | 100% | 142334439.4755 | 4% | 5,001-20,000 | 26.11% | 73.89% | 100% | 142334439.4755 | <5000 | 43.28% | 56.72%
|  | 50,001-100,000 | 1.678% | 98.32% | 100% | 29532449.3021 | 5% | <5,001 | 43.28% | 56.72% | 100% | 45229806.5433
| School K-12 | <5,001 | 6.826% | 93.17% | 100% | 2868722.4249
|  | 100,001+ | 16.03% | 83.97% | 100% | 70407779.6875
|  | 20,001-50,000 | 14.16% | 85.84% | 100% | 84555158.1387
|  | 5,001-20,000 | 24.05% | 75.95% | 100% | 8452418.6873
|  | 50,001-100,000 | 14.93% | 85.07% | 100% | 60468543.3355
| Warehouse | <5,001 | 12.84% | 87.16% | 100% | 8938801.4813
|  | 100,001+ | 0% | 100% | 100% | 28824886.0697
|  | 20,001-50,000 | 0.5144% | 99.49% | 100% | 99863887.2125
|  | 5,001-20,000 | 1.449% | 98.55% | 100% | 49025622.2899
|  | 50,001-100,000 | 1.818% | 98.18% | 100% | 10409150.5184
| Grand Total |  | 31.34% | 68.66% | 100% | 2514648185.305
Shares of Electric Heat
| Site_ID | (All)
| Fan_Ctr | (All)
| DistSys | (All)
| DistSys_Detail | (All)
| HeatSys_PrimFuel | Electricity
| Equip_Type | (All)
| Sum of Heat_Frac_Sf_PNW_Heated | Column Labels
| Row Labels | CE | HP | HWC | NA | OT | SC | SE | Grand Total | Elect- Non-HP | Elect-HP
| Assembly | 2.193% | 52.04% | 8.487% | 37.28% | 0% | 0% | 0% | 100% | 47.96% | 52.04%
| Grocery | 0% | 61.41% | 0% | 38.59% | 0% | 0% | 0% | 100% | 38.59% | 61.41%
| Lodging | 0% | 40.47% | 1.91% | 56.64% | 0% | 0% | 0.9785% | 100% | 59.53% | 40.47%
| Office | 0% | 54.43% | 1.316% | 29.98% | 0.5699% | 1.855% | 11.85% | 100% | 45.57% | 54.43%
| Other | 1.866% | 38.24% | 3.472% | 39.77% | 0% | 0% | 16.65% | 100% | 61.76% | 38.24%
| Residential Care | 0% | 42.83% | 0% | 57.17% | 0% | 0% | 0% | 100% | 57.17% | 42.83%
| Restaurant | 0% | 85.44% | 0% | 14.56% | 0% | 0% | 0% | 100% | 14.56% | 85.44%
| Retail/Service | 0% | 36.86% | 0% | 63.14% | 0% | 0% | 0% | 100% | 63.14% | 36.86%
| School K-12 | 0% | 61.66% | 0% | 35.88% | 0% | 0% | 2.467% | 100% | 38.34% | 61.66%
| Warehouse | 0% | 50.81% | 0% | 49.19% | 0% | 0% | 0% | 100% | 49.19% | 50.81%
| Grand Total | 0.3782% | 48.41% | 1.905% | 41.92% | 0.2211% | 0.72% | 6.445% | 100% | 51.59% | 48.41%
| year | bt_09 | elec.eui.n.mean | n | eb |  |  |  |  | EUI |  | Ratio
| 2009 | All | 15.9808 | 1869 | 0.56181 | 2014 | All | 14.1483 | 806 | 0.82003 |  | 0.88533
| 2009 | Dry Goods Retail | 16.6425 | 366 | 0.90247 | 2014 | Dry Goods Retail | 13.1636 | 114 | 1.2161 |  | 0.79097
| 2009 | Grocery | 42.3755 | 151 | 2.9553 | 2014 | Grocery | 56.9718 | 74 | 4.2597 |  | 1.3445
| 2009 | Hotel/Motel | 17.7315 | 70 | 2.1268 | 2014 | Hotel/Motel | 14.5786 | 135 | 1.1205 |  | 0.82219
| 2009 | Office | 16.4832 | 400 | 0.90734 | 2014 | Office | 15.0013 | 92 | 1.5678 |  | 0.9101
| 2009 | Other Health | 18.8909 | 94 | 1.8615 | 2014 | Other Health | 18.6259 | 19 | 4.7031 |  | 0.98597
| 2009 | Restaurant | 44.2412 | 130 | 4.5047 | 2014 | Restaurant | 47.6258 | 37 | 7.1691 |  | 1.0765
| 2009 | School | 9.6578 | 211 | 0.66371 | 2014 | School | 9.6624 | 80 | 0.77421 |  | 1.0005
| 2009 | Warehouse | 9.4026 | 182 | 1.5564 | 2014 | Warehouse | 6.0495 | 43 | 2.287 |  | 0.64339
| 2009 | Other | 12.5873 | 265 | 1.4407 | 2014 | Other | 13.4472 | 212 | 1.6833 |  | 1.0683

## CBSA Data New
New Construction Data - Assume 2004 2013 is representative.
Vintage | 2004-2013
Row Labels | Sum of Sf_PNW
Assembly | 12.95%
Grocery | 2.043%
Hospital | 3.186%
Lodging | 5.579%
Office | 23.37%
Other | 12.27%
Residential Care | 4.212%
Restaurant | 1.255%
Retail/Service | 16.38%
School K-12 | 8.864% | [11 empty] | Data tables from CBSA
University | 0.259%
Warehouse | 9.627% | [11 empty] | Site_ID | (All)
Grand Total | 100% | [11 empty] | Fan_Ctr | (All)
Health | 7.399% | [11 empty] | DistSys | (All)
[13 empty] | Equip_Type | (All)
[13 empty] | DistSys_Detail | (All)
[13 empty] | Vintage | 2004-2013
Vintage | 2004-2013 | [6 empty] | To CHAR | [10 empty] | Vintage | 2004-2013
Values
Row Labels | Sum of Sf_PNW |  |  | SF | SF Share | Cool Frac |  |  | SF | SF Share | Cool Frac |  | Row Labels | Size_Group | Sum of Heat_Frac_Sf_PNW_Heated | Sum of Cool_Frac_Sf_PNW |  | Share | Row Labels | Sum of Sf_PNW
Assembly | 165907691.6 |  | Assembly | 165907691.6 | 12.95% | 91.18% |  | Large Off | 165907691.6 | 12.95% | 95.13% |  | Assembly |  | 162680832.5587 | 151270045.3844 | 165907691.6 | 91.18% | Assembly | 165907691.6
Grocery | 26180915.4 |  | Supermarket | 22661825.4 | 1.769% | 92.15% |  | Medium Off | 22661825.4 | 1.769% | 97.67% |  | Grocery | <5,001 | 3007817.5991 | 2951425.5438 | 3519090 | 83.87% | Grocery | 26180915.4
<5,001 | 3519090 |  | Minimart | 3519090 | 0.2747% | 83.87% |  | Small Off | 3519090 | 0.2747% | 91.12% |  |  | 5,001-20,000 | 3986446.8768 | 3879036.8424 | 4873991.4 | 79.59% | <5,001 | 3519090
5,001-20,000 | 4873991.4 |  | Hospital | 40823878 | 3.186% |  |  | Xlarge Ret | 40823878 | 3.186% | 98.61% |  |  | 20,001-50,000 | 11467754.2742 | 10683291.0206 | 11467755 | 93.16% | 5,001-20,000 | 4873991.4
20,001-50,000 | 11467755 |  | Lodging | 71484167.2 | 5.579% | 94.44% |  | Large Ret | 71484167.2 | 5.579% | 77.18% |  |  | 50,001-100,000 | 6320078.5305 | 6320078.5305 | 6320079 | 100% | 20,001-50,000 | 11467755
50,001-100,000 | 6320079 |  | Large Off | 148846158 | 11.62% | 95.13% |  | Medium Ret | 148846158 | 11.62% | 90.53% |  | Lodging |  | 67358224.8072 | 67508831.9268 | 71484167.2 | 94.44% | 50,001-100,000 | 6320079
Hospital | 40823878 |  | Medium Off | 127597664 | 9.959% | 97.67% |  | Small Ret | 127597664 | 9.959% | 53.67% |  | Office | <5,001 | 23029482.2142 | 20985065.4327 | 23029482.6 | 91.12% | Hospital | 40823878
Lodging | 71484167.2 |  | Small Off | 23029482.6 | 1.797% | 91.12% |  | School K-12 | 23029482.6 | 1.797% | 96.13% |  |  | 5,001-20,000 | 80784182.5744 | 82746734.5768 | 85725024 | 96.53% | Lodging | 71484167.2
Office | 299473304.6 |  | Other | 157213913 | 12.27% | 87.72% |  | University | 157213913 | 12.27% | 0% |  |  | 20,001-50,000 | 34539301.8574 | 41872639.9012 | 41872640 | 100% | Office | 299473304.6
<5,001 | 23029482.6 |  | residential care | 53966740.1 | 4.212% | 84.23% |  | Warehouse | 53966740.1 | 4.212% | 18.16% |  |  | 50,001-100,000 | 43034153.2168 | 63253424.7252 | 63929821 | 98.94% | <5,001 | 23029482.6
5,001-20,000 | 85725024 |  | Restaurant | 16079931.4 | 1.255% | 100% |  | Supermarket | 16079931.4 | 1.255% | 92.15% |  |  | 100,001+ | 64636550.2501 | 78341982.7653 | 84916337 | 92.26% | 5,001-20,000 | 85725024
20,001-50,000 | 41872640 |  | Xlarge Ret | 59225697 | 4.623% | 98.61% |  | MiniMart | 59225697 | 4.623% | 83.87% |  | Other |  | 153654082.3247 | 137904509.7026 | 157213913 | 87.72% | 20,001-50,000 | 41872640
50,001-100,000 | 63929821 |  | Large Ret | 72646954 | 5.67% | 77.18% |  | Restaurant | 72646954 | 5.67% | 100% |  | Residential Care |  | 49714392.7773 | 45458271.543 | 53966740.1 | 84.23% | 50,001-100,000 | 63929821
100,001+ | 84916337 |  | Medium Ret | 68116174 | 5.317% | 90.53% |  | Lodging | 68116174 | 5.317% | 94.44% |  | Restaurant |  | 15578466.928 | 16079931 | 16079931.4 | 100% | 100,001+ | 84916337
Other | 157213913 |  | Small Ret | 9866053.7 | 0.7701% | 53.67% |  | Hospital | 9866053.7 | 0.7701% | 0% |  | Retail/Service | <5,001 | 9866053.8742 | 5294934.9849 | 9866053.7 | 53.67% | Other | 157213913
Residential Care | 53966740.1 |  | School K-12 | 113565709.8 | 8.864% | 96.13% |  | Residential Care | 113565709.8 | 8.864% | 84.23% |  |  | 5,001-20,000 | 62095801.8891 | 61663893.6238 | 68116174 | 90.53% | Residential Care | 53966740.1
Restaurant | 16079931.4 |  | University | 3318939.8 | 0.259% |  |  | Assembly | 3318939.8 | 0.259% | 91.18% |  |  | 20,001-50,000 | 72646954 | 56070017.0559 | 72646954 | 77.18% | Restaurant | 16079931.4
<5,001 | 4744164.2 |  | Warehouse | 123337986.3 | 9.627% | 18.16% |  | Other | 123337986.3 | 9.627% | 87.72% |  |  | 100,001+ | 59225697 | 58401573.749 | 59225697 | 98.61% | <5,001 | 4744164.2
5,001-20,000 | 11335767.2 |  |  | 1281208055.9 |  |  |  |  | 1281208055.9 | 100% |  |  | School K-12 |  | 110527499.1452 | 109169053.2957 | 113565709.8 | 96.13% | 5,001-20,000 | 11335767.2
Retail/Service | 209854878.7 | [11 empty] | Warehouse |  | 84732711.9038 | 22400979.7507 | 123337986.3 | 18.16% | Retail/Service | 209854878.7
<5,001 | 9866053.7 | [11 empty] | Grand Total |  | 1118886484.6018 | 1042255721.3554 | 1281208055.9 | 81.35% | <5,001 | 9866053.7
5,001-20,000 | 68116174 | [17 empty] | 5,001-20,000 | 68116174
20,001-50,000 | 72646954 | [17 empty] | 20,001-50,000 | 72646954
100,001+ | 59225697 | [17 empty] | 100,001+ | 59225697
School K-12 | 113565709.8 | [17 empty] | School K-12 | 113565709.8
University | 3318939.8 | [17 empty] | University | 3318939.8
Warehouse | 123337986.3 | [17 empty] | Warehouse | 123337986.3
Grand Total | 1281208055.9 | [17 empty] | Grand Total | 1281208055.9
Heat Type Calcs
Site_ID | (All)
Fan_Ctr | (All)
DistSys | (All)
DistSys_Detail | (All)
Vintage | 2004-2013
HeatSys_PrimFuel | Electricity
Sum of Heat_Frac_Sf_PNW_Heated |  | Column Labels |  |  | HP
Row Labels | Size_Group | 1 | 3 | 4 | 5 | 6 | 8 | 9 | 10 | 11 | 12 | 13 | (blank) | Grand Total | SF | HP | Elect
Assembly |  | 3.653% | 9.607% | 0% | 50.97% | 3.196% | 0% | 0% | 0.355% | 0.05804% | 0% | 0% | 32.17% | 100% | 323583577.8907 | 50.97% | 49.03%
Grocery | <5,001 | 0% | 0% | 18.62% | 81.38% | 0% | 0% | 0% | 0% | 0% | 0% | 0% | 0% | 100% | 9815889.4471 | 81.38% | 18.62%
| 5,001-20,000 | 81.2% | 3.397% | 0% | 15.4% | 0% | 0% | 0% | 0% | 0% | 0% | 0% | 0% | 100% | 16084444.9057 | 15.4% | 84.6%
| 20,001-50,000 | 0% | 0% | 0% | 18.25% | 0% | 0% | 81.75% | 0% | 0% | 0% | 0% | 0% | 100% | 23241500.1379 | 18.25% | 81.75%
Lodging |  | 2.683% | 1.365% | 2.8% | 18.89% | 57.87% | 0% | 0% | 0.7523% | 10.95% | 0% | 0% | 4.695% | 100% | 158846349.1085 | 18.89% | 81.11%
Office | <5,001 | 0% | 17.66% | 0% | 52.49% | 0% | 0% | 0% | 1.979% | 0% | 0% | 0% | 27.87% | 100% | 88922415.7705 | 52.49% | 47.51%
| 5,001-20,000 | 0% | 0% | 4.323% | 75.61% | 0% | 0% | 0% | 0% | 0% | 3.069% | 0% | 17% | 100% | 154110090.4632 | 75.61% | 24.39%
| 20,001-50,000 | 27.16% | 16.11% | 0% | 48.97% | 0.04212% | 0% | 0% | 0% | 0% | 0% | 0% | 7.723% | 100% | 121088778.6513 | 48.97% | 51.03%
| 50,001-100,000 | 0% | 0% | 0% | 0% | 0% | 0% | 0% | 0% | 0% | 0% | 0% | 100% | 100% | 83126914.2299 | 0% | 100%
| 100,001+ | 0% | 9.025% | 0% | 3.73% | 0% | 0% | 0% | 0.06109% | 0% | 0% | 0% | 87.18% | 100% | 161400968.0973 | 3.73% | 96.27%
Other |  | 3.036% | 7.902% | 2.392% | 41.08% | 5.485% | 0.5323% | 9.148% | 0.8734% | 0% | 0% | 0% | 29.55% | 100% | 274835103.7091 | 41.08% | 58.92%
Residential Care |  | 4.849% | 0% | 0.7279% | 25.16% | 31.25% | 0% | 0% | 18.36% | 17.78% | 0% | 0.01383% | 1.863% | 100% | 117631709.1796 | 25.16% | 74.84%
Restaurant |  | 0% | 0% | 8.499% | 86.68% | 0% | 0% | 0% | 4.822% | 0% | 0% | 0% | 0% | 100% | 47431959.7638 | 86.68% | 13.32%
Retail/Service | <5,001 | 0% | 30.23% | 0% | 60.04% | 0% | 0% | 0% | 3.954% | 5.773% | 0% | 0% | 0% | 100% | 45229806.5433 | 60.04% | 39.96%
| 5,001-20,000 | 67.42% | 0% | 0% | 25.96% | 0% | 0% | 6.62% | 0% | 0% | 0% | 0% | 0% | 100% | 142334439.4755 | 25.96% | 74.04%
| 20,001-50,000 | 44.46% | 0% | 0% | 52.54% | 0% | 0% | 0% | 3.004% | 0% | 0% | 0% | 0% | 100% | 150479652.532 | 52.54% | 47.46%
| 100,001+ | 0% | 0% | 0% | 100% | 0% | 0% | 0% | 0% | 0% | 0% | 0% | 0% | 100% | 29532449.3021 | 100% | 0%
School K-12 |  | 0% | 0% | 0% | 60.62% | 0% | 0% | 0% | 0% | 0% | 7.801% | 0% | 31.58% | 100% | 124562026.1369 | 60.62% | 39.38%
Warehouse |  | 0% | 0% | 0% | 25.28% | 9.16% | 5.043% | 0% | 60.09% | 0.4255% | 0% | 0% | 0% | 100% | 226752622.2738 | 25.28% | 74.72%
Grand Total |  | 9.138% | 4.358% | 1.565% | 36.75% | 12.68% | 0.07924% | 1.69% | 2.425% | 3.426% | 0.745% | 0.001353% | 27.14% | 100% | 197062347.5718 | 36.75% | 63.25%
Site_ID | (All)
Fan_Ctr | (All)
DistSys | (All)
Equip_Type | (All)
DistSys_Detail | (All)
Vintage | 2004-2013
Sum of Heat_Frac_Sf_PNW_Heated |  | Column Labels | [11 empty] | Heat Type Final
Row Labels | Size_Group | Electricity | Natural Gas | Grand Total | Total SF
Assembly |  | 19.13% | 80.87% | 100% | 323583577.8907 |  |  |  | Elect Share | NG Share | HP | Elect |  |  | NG | Elect | HP
Grocery | <5,001 | 34.12% | 65.88% | 100% | 9815889.4471 |  |  | Assembly | 19.13% | 80.87% | 50.97% | 49.03% |  | Large Off | 80.87% | 9.379% | 9.748%
| 5,001-20,000 | 20.55% | 79.45% | 100% | 16084444.9057 |  |  | Supermarket | 6.891% | 93.11% | 17.08% | 82.92% |  | Medium Off | 93.11% | 5.714% | 1.177%
| 20,001-50,000 | 2.945% | 97.06% | 100% | 23241500.1379 |  |  | Minimart | 34.12% | 65.88% | 81.38% | 18.62% |  | Small Off | 65.88% | 6.354% | 27.77%
| 50,001-100,000 | 0% | 100% | 100% | 18575140.1149 |  |  | Hospital | 69.64% | 30.36% | 25.16% | 74.84% |  | Xlarge Ret | 30.36% | 52.11% | 17.52%
Lodging |  | 79.02% | 20.98% | 100% | 158846349.1085 |  |  | Lodging | 79.02% | 20.98% | 18.89% | 81.11% |  | Large Ret | 20.98% | 64.09% | 14.93%
Office | <5,001 | 46.91% | 53.09% | 100% | 88922415.7705 |  |  | Large Off | 57.58% | 42.42% | 2.462% | 97.54% |  | Medium Ret | 42.42% | 56.16% | 1.418%
| 5,001-20,000 | 71.33% | 28.67% | 100% | 154110090.4632 |  |  | Medium Off | 55.25% | 44.75% | 63.89% | 36.11% |  | Small Ret | 44.75% | 19.95% | 35.3%
| 20,001-50,000 | 34.79% | 65.21% | 100% | 121088778.6513 |  |  | Small Off | 46.91% | 53.09% | 52.49% | 47.51% |  | School K-12 | 53.09% | 22.29% | 24.62%
| 50,001-100,000 | 33.11% | 66.89% | 100% | 83126914.2299 |  |  | Other | 26.96% | 73.04% | 41.08% | 58.92% |  | University | 73.04% | 15.89% | 11.08%
| 100,001+ | 70.18% | 29.82% | 100% | 161400968.0973 |  |  | residential care | 69.64% | 30.36% | 25.16% | 74.84% |  | Warehouse | 30.36% | 52.11% | 17.52%
Other |  | 26.96% | 73.04% | 100% | 274835103.7091 |  |  | Restaurant | 11.54% | 88.46% | 86.68% | 13.32% |  | Supermarket | 88.46% | 1.538% | 10.01%
Residential Care |  | 69.64% | 30.36% | 100% | 117631709.1796 |  |  | Xlarge Ret | 0.3792% | 99.62% | 100% | 0% |  | MiniMart | 99.62% | 0% | 0.3792%
Restaurant |  | 11.54% | 88.46% | 100% | 47431959.7638 |  |  | Large Ret | 11.63% | 88.37% | 52.54% | 47.46% |  | Restaurant | 88.37% | 5.521% | 6.112%
Retail/Service | <5,001 | 25.81% | 74.19% | 100% | 45229806.5433 |  |  | Medium Ret | 46.38% | 53.62% | 25.96% | 74.04% |  | Lodging | 53.62% | 34.34% | 12.04%
| 5,001-20,000 | 46.38% | 53.62% | 100% | 142334439.4755 |  |  | Small Ret | 25.81% | 74.19% | 60.04% | 39.96% |  | Hospital | 74.19% | 10.31% | 15.5%
| 20,001-50,000 | 11.63% | 88.37% | 100% | 150479652.532 |  |  | School K-12 | 1.424% | 98.58% | 60.62% | 39.38% |  | Residential Care | 98.58% | 0.5608% | 0.8634%
| 100,001+ | 0.3792% | 99.62% | 100% | 29532449.3021 |  |  | University | 1.424% | 98.58% | 60.62% | 39.38% |  | Assembly | 98.58% | 0.5608% | 0.8634%
School K-12 |  | 10.15% | 89.85% | 100% | 124562026.1369 |  |  | Warehouse | 32.16% | 67.84% | 25.28% | 74.72% |  | Other | 67.84% | 24.03% | 8.133%
Warehouse |  | 1.424% | 98.58% | 100% | 226752622.2738 |  |  |  | 12.0411
Grand Total |  | 32.16% | 67.84% | 100% | 197062347.5718

## BPA Taxonomy
Sector_Name | EndUse_Name | Category_Name | TAP_Name
Agricultural | Compressed Air | Compressed Air System Controls | Compressed Air Control Improvements (non-VFD)
Agricultural | Compressed Air | Compressed Air System Controls | Compressed Air Control Improvements (VFD)
Agricultural | Compressed Air | Compressed Air System Improvements | Compressed Air System Compressor Improvements (non-VFD)
Agricultural | Compressed Air | Compressed Air System Improvements | Compressed Air System Compressor Improvements (VFD)
Agricultural | Compressed Air | Compressed Air System Improvements | Compressed Air System Demand Side Improvements
Agricultural | Compressed Air | Compressed Air System Improvements | Compressed Air System Dryer Improvements
Agricultural | Compressed Air | Compressed Air System Improvements | Compressed Air System Regulation Improvements
Agricultural | Compressed Air | Compressed Air System Improvements | Compressed Air System Storage Improvements
Agricultural | Compressed Air | Compressed Air System Improvements | Compressed Air System Supply Side Improvements
Agricultural | Compressed Air | Compressed Air System Improvements | Compressors
Agricultural | Compressed Air | Compressed Air System Improvements | Interactive Compressed Air System Supply/Demand Improvements
Agricultural | Compressed Air | Heat Recovery | Heat Recovery Improvements
Agricultural | HVAC | HVAC System Improvements | Interactive HVAC System Improvements
Agricultural | Irrigation | Center Pivot System and Equipment | Center Pivot Conversions
Agricultural | Irrigation | Center Pivot System and Equipment | Reduce System Friction Head
Agricultural | Irrigation | Center Pivot System and Equipment | Reduce System Friction Head
Agricultural | Irrigation | Center Pivot System and Equipment | Reduce System Leakage
Agricultural | Irrigation | Center Pivot System and Equipment | Reduce System Lift
Agricultural | Irrigation | Center Pivot System and Equipment | System Water Delivery Improvements
Agricultural | Irrigation | Discharge Fitting Equipment | Drop Installation for Spray Heads and Pressure Regulators
Agricultural | Irrigation | Discharge Fitting Equipment | Flow Control Nozzles and Diffuser
Agricultural | Irrigation | Discharge Fitting Equipment | Impact Sprinkler Heads
Agricultural | Irrigation | Discharge Fitting Equipment | Low Angle Heads
Agricultural | Irrigation | Discharge Fitting Equipment | Low Pressure End guns/Big guns
Agricultural | Irrigation | Discharge Fitting Equipment | Nozzle Replacement
Agricultural | Irrigation | Discharge Fitting Equipment | Spray Heads
Agricultural | Irrigation | Handmove and Sideroll System and Equipment | Reduce System Friction Head
Agricultural | Irrigation | Handmove and Sideroll System and Equipment | Reduce System Leakage
Agricultural | Irrigation | Handmove and Sideroll System and Equipment | Reduce System Lift
Agricultural | Irrigation | Handmove and Sideroll System and Equipment | System Water Delivery Improvements
Agricultural | Irrigation | Hardware | Drain Replacement
Agricultural | Irrigation | Hardware | Drop Tube/Hose Extension
Agricultural | Irrigation | Hardware | Gasket Replacement
Agricultural | Irrigation | Hardware | Goose Necks
Agricultural | Irrigation | Hardware | Hub Replacement
Agricultural | Irrigation | Hardware | Leveler Rebuild
Agricultural | Irrigation | Hardware | Line Repairs
Agricultural | Irrigation | Hardware | Multi-Trajectory Sprays
Agricultural | Irrigation | Hardware | Nozzle Replacement
Agricultural | Irrigation | Hardware | Pipe Repair
Agricultural | Irrigation | Hardware | Regulator Replacement
Agricultural | Irrigation | Hardware | Sprinkler Replacements
Agricultural | Irrigation | Irrigation System Improvements | Change in Water Source
Agricultural | Irrigation | Irrigation System Improvements | Irrigation System Improvements
Agricultural | Irrigation | Irrigation System Improvements | Reduce Delivery System Leakage
Agricultural | Irrigation | Mainline System and Equipment | Interactive Mainline System and Equipment Improvements
Agricultural | Irrigation | Mainline System and Equipment | Mainline System Pump Improvements
Agricultural | Irrigation | Mainline System and Equipment | Reduce Friction Loss
Agricultural | Irrigation | Mainline System and Equipment | Reduce System Friction Head
Agricultural | Irrigation | Mainline System and Equipment | Reduce System Leakage
Agricultural | Irrigation | Mainline System and Equipment | Reduce System Lift
Agricultural | Irrigation | Mainline System and Equipment | System Water Delivery Improvements
Agricultural | Irrigation | Pumps and Fans | Centrifugal Pump System Improvements
Agricultural | Irrigation | Pumps and Fans | Pump Testing Service
Agricultural | Irrigation | Pumps and Fans | Turbine Pump System Improvements
Agricultural | Irrigation | Pumps and Fans | Vacuum Pump System Improvements
Agricultural | Irrigation | Suction Fittings Equipment | Reduce Cavitation
Agricultural | Irrigation | Suction Fittings Equipment | Reduce System Friction Head
Agricultural | Irrigation | Suction Fittings Equipment | Reduce System Leakage
Agricultural | Irrigation | Suction Fittings Equipment | Reduce System Lift
Agricultural | Irrigation | Water Management | Scientific Irrigation Scheduling
Agricultural | Lighting | Delamping | Delamping
Agricultural | Lighting | Lamps/Ballasts/Fixtures | Lamps/Ballasts
Agricultural | Lighting | Lamps/Ballasts/Fixtures | Lamps/Ballasts w/Controls
Agricultural | Lighting | Lamps/Ballasts/Fixtures | Lamps/Ballasts w/Delamping
Agricultural | Lighting | Lamps/Ballasts/Fixtures | Lamps/Ballasts w/Delamping and Controls
Agricultural | Lighting | Lamps/Ballasts/Fixtures | Lamps/Ballasts/Fixtures
Agricultural | Lighting | Lamps/Ballasts/Fixtures | Lamps/Ballasts/Fixtures w/Controls
Agricultural | Lighting | Lamps/Ballasts/Fixtures | Lamps/Ballasts/Fixtures w/Delamping
Agricultural | Lighting | Lamps/Ballasts/Fixtures | Lamps/Ballasts/Fixtures w/Delamping and Controls
Agricultural | Lighting | Lamps/Ballasts/Fixtures | Stall Lighting
Agricultural | Lighting | Lighting Controls | Control Panels
Agricultural | Lighting | Lighting Controls | Daylighting
Agricultural | Lighting | Lighting Controls | Occupancy Sensors
Agricultural | Lighting | Lighting Controls | Photocells
Agricultural | Lighting | Lighting Controls | Timers
Agricultural | Lighting | Signs and Signals | LED Exit Signs
Agricultural | Motors/Drives | Compressed Air System Improvements | Motors/Drives Installation on Compressed Air System
Agricultural | Motors/Drives | Motors | Motor Rewind
Agricultural | Motors/Drives | Motors | Motors
Agricultural | Motors/Drives | Motors/Drives Controls | Dairy Milking Machine Control Improvements (VFD)
Agricultural | Motors/Drives | Motors/Drives Controls | Electronically Commutated Motor (ECM)
Agricultural | Motors/Drives | Motors/Drives Controls | Energy Management Systems/System Controls
Agricultural | Motors/Drives | Motors/Drives Controls | Motors/Drives Control Improvements (non-VFD)
Agricultural | Motors/Drives | Motors/Drives Controls | Motors/Drives Control Improvements (VFD)
Agricultural | Motors/Drives | Pumps and Fans | Motors/Drives Installation on Fan System
Agricultural | Motors/Drives | Pumps and Fans | Motors/Drives Installation on Pump System
Agricultural | Motors/Drives | Pumps and Fans | Motors/Drives Installation on Vacuum Pumps
Agricultural | Process Loads | Livestock Tanks | Freeze Resistant Stock Tanks
Agricultural | Process Loads | Process Loads System Improvements | Interactive Process Loads System Improvements
Agricultural | Process Loads | Pumps and Fans | Centrifugal Pump System Improvements
Agricultural | Process Loads | Pumps and Fans | Fan System Improvements
Agricultural | Process Loads | Pumps and Fans | Pump System Improvements
Agricultural | Process Loads | Pumps and Fans | Turbine Pump System Improvements
Agricultural | Process Loads | Pumps and Fans | Vacuum Pump System Improvements
Agricultural | Refrigeration | Dairy System Improvements | Heat Recovery Improvements
Agricultural | Refrigeration | Dairy System Improvements | Plate Milk Pre-cooler
Agricultural | Refrigeration | Heat Recovery | Heat Recovery Improvements
Agricultural | Refrigeration | Packaged Refrigeration | Packaged Refrigeration System Improvements
Agricultural | Refrigeration | Pumps and Fans | Condensor Fan System Improvements
Agricultural | Refrigeration | Pumps and Fans | Evaporator Coil Fan System Improvements
Agricultural | Refrigeration | Pumps and Fans | Evaporator Fan System Improvements
Agricultural | Refrigeration | Refrigeration System Controls | Defrost Control Improvements
Agricultural | Refrigeration | Refrigeration System Controls | Refrigeration Control Improvements (non-VFD)
Agricultural | Refrigeration | Refrigeration System Controls | Refrigeration Control Improvements (VFD)
Agricultural | Refrigeration | Refrigeration System Improvements | Chiller Improvements
Agricultural | Refrigeration | Refrigeration System Improvements | Insulation
Agricultural | Refrigeration | Refrigeration System Improvements | Interactive Refrigeration System Improvements
Agricultural | Utility Distribution System | Transformers | De-Energization
Agricultural | Water Heating | Heat Recovery | Heat Recovery Improvements
Agricultural | Water Heating | System Efficiency Improvements | Insulation
Agricultural | Water Heating | Water Heaters | Water Heaters
Agricultural | Whole Bldg/Meter Level | Whole Bldg/Meter Level System Improvements | Interactive Whole Bldg/Meter Level System Improvements
Commercial | Compressed Air | Compressed Air System Controls | Compressed Air Control Improvements (non-VFD)
Commercial | Compressed Air | Compressed Air System Controls | Compressed Air Control Improvements (VFD)
Commercial | Compressed Air | Compressed Air System Improvements | Compressed Air System Compressor Improvements (non-VFD)
Commercial | Compressed Air | Compressed Air System Improvements | Compressed Air System Compressor Improvements (VFD)
Commercial | Compressed Air | Compressed Air System Improvements | Compressed Air System Demand Side Improvements
Commercial | Compressed Air | Compressed Air System Improvements | Compressed Air System Dryer Improvements
Commercial | Compressed Air | Compressed Air System Improvements | Compressed Air System Regulation Improvements
Commercial | Compressed Air | Compressed Air System Improvements | Compressed Air System Storage Improvements
Commercial | Compressed Air | Compressed Air System Improvements | Compressed Air System Supply Side Improvements
Commercial | Compressed Air | Compressed Air System Improvements | Compressors
Commercial | Compressed Air | Heat Recovery | Heat Recovery Improvements
Commercial | Electronics | Computer Technologies | Network Computer Power Management
Commercial | Electronics | Computer Technologies | Power Supplies
Commercial | Electronics | Computer Technologies | Server Virtualization/Load Reduction
Commercial | Electronics | Computer Technologies | Servers
Commercial | Electronics | Plug Load | Power Strips
Commercial | Food Preparation | Cooking | Cooking Equipment
Commercial | Food Preparation | Cooking | Electric Combination Ovens
Commercial | Food Preparation | Cooking | Electric Commercial Steam Cookers
Commercial | Food Preparation | Cooking | Electric Convection Ovens
Commercial | Food Preparation | Cooking | Electric Fryers
Commercial | Food Preparation | Cooking | Hot Food Holding Cabinets
Commercial | HVAC | Envelope | Air Sealing
Commercial | HVAC | Envelope | Insulation
Commercial | HVAC | Envelope | Windows
Commercial | HVAC | Heat Recovery | Heat Recovery Improvements
Commercial | HVAC | Heat Recovery | Humidification/Dehumidification Improvements
Commercial | HVAC | HVAC System Controls | Energy Management Systems/System Controls
Commercial | HVAC | HVAC System Controls | HVAC Control Improvements (non-VFD)
Commercial | HVAC | HVAC System Controls | HVAC Control Improvements (VFD)
Commercial | HVAC | HVAC System Controls | Pneumatic to DDC Control Improvements
Commercial | HVAC | HVAC System Controls | Thermostats
Commercial | HVAC | HVAC System Improvements | Air-Source Heat Pumps
Commercial | HVAC | HVAC System Improvements | Building Commissioning Improvements
Commercial | HVAC | HVAC System Improvements | Centrifugal Chiller Improvements
Commercial | HVAC | HVAC System Improvements | Duct Insulation
Commercial | HVAC | HVAC System Improvements | Ductless Heat Pumps
Commercial | HVAC | HVAC System Improvements | Economizer System Improvements
Commercial | HVAC | HVAC System Improvements | Interactive HVAC System Improvements
Commercial | HVAC | HVAC System Improvements | Reciprocating Chiller Improvements
Commercial | HVAC | HVAC System Improvements | Rooftop Units
Commercial | HVAC | HVAC System Improvements | Rotary Screw Chiller Improvements
Commercial | HVAC | HVAC System Improvements | Scroll Chiller Improvements
Commercial | HVAC | HVAC System Improvements | Storage Tank Insulation Improvements
Commercial | HVAC | HVAC System Improvements | Variable Refrigerant Flow System Improvements
Commercial | HVAC | HVAC System Improvements | Ventilation System Improvements
Commercial | HVAC | HVAC System Improvements | Water-Source Heat Pumps
Commercial | Lighting | Delamping | Delamping
Commercial | Lighting | Lamps/Ballasts/Fixtures | Lamps/Ballasts
Commercial | Lighting | Lamps/Ballasts/Fixtures | Lamps/Ballasts w/Controls
Commercial | Lighting | Lamps/Ballasts/Fixtures | Lamps/Ballasts w/Delamping
Commercial | Lighting | Lamps/Ballasts/Fixtures | Lamps/Ballasts w/Delamping and Controls
Commercial | Lighting | Lamps/Ballasts/Fixtures | Lamps/Ballasts/Fixtures
Commercial | Lighting | Lamps/Ballasts/Fixtures | Lamps/Ballasts/Fixtures w/Controls
Commercial | Lighting | Lamps/Ballasts/Fixtures | Lamps/Ballasts/Fixtures w/Delamping
Commercial | Lighting | Lamps/Ballasts/Fixtures | Lamps/Ballasts/Fixtures w/Delamping and Controls
Commercial | Lighting | Lighting Controls | Control Panels
Commercial | Lighting | Lighting Controls | Daylighting
Commercial | Lighting | Lighting Controls | Occupancy Sensors
Commercial | Lighting | Lighting Controls | Photocells
Commercial | Lighting | Lighting Controls | Timers
Commercial | Lighting | Signs and Signals | LED Exit Signs
Commercial | Lighting | Signs and Signals | LED Traffic Signals
Commercial | Motors/Drives | Motors | Motor Rewind
Commercial | Motors/Drives | Motors | Motors
Commercial | Motors/Drives | Motors/Drives Controls | Electronically Commutated Motor (ECM)
Commercial | Motors/Drives | Motors/Drives Controls | Energy Management Systems/System Controls
Commercial | Motors/Drives | Motors/Drives Controls | Motors/Drives Control Improvements (non-VFD)
Commercial | Motors/Drives | Motors/Drives Controls | Motors/Drives Control Improvements (VFD)
Commercial | Motors/Drives | Pumps and Fans | Motors/Drives Installation on Fan System
Commercial | Motors/Drives | Pumps and Fans | Motors/Drives Installation on Vacuum Pumps
Commercial | Process Loads | Elevators | Elevators
Commercial | Process Loads | Escalators | Escalators
Commercial | Process Loads | Heat Recovery | Heat Recovery Improvements
Commercial | Process Loads | Process Loads System Controls | Process Loads Control Improvements (non-VFD)
Commercial | Process Loads | Process Loads System Controls | Process Loads Control Improvements (VFD)
Commercial | Process Loads | Process Loads System Improvements | Interactive Process Loads System Improvements
Commercial | Process Loads | Pumps and Fans | Centrifugal Pump System Improvements
Commercial | Process Loads | Pumps and Fans | Fan System Improvements
Commercial | Process Loads | Pumps and Fans | Pump System Improvements
Commercial | Process Loads | Pumps and Fans | Turbine Pump System Improvements
Commercial | Process Loads | Pumps and Fans | Vacuum Pump System Improvements
Commercial | Refrigeration | Heat Recovery | Heat Recovery Improvements
Commercial | Refrigeration | Packaged Refrigeration | Freezer Decommissioning
Commercial | Refrigeration | Packaged Refrigeration | Freezers
Commercial | Refrigeration | Packaged Refrigeration | Ice Makers
Commercial | Refrigeration | Packaged Refrigeration | Packaged Refrigeration System Improvements
Commercial | Refrigeration | Packaged Refrigeration | Refrigerator Decommissioning
Commercial | Refrigeration | Packaged Refrigeration | Refrigerators
Commercial | Refrigeration | Packaged Refrigeration | Vending Machines
Commercial | Refrigeration | Pumps and Fans | Condensor Fan System Improvements
Commercial | Refrigeration | Pumps and Fans | Evaporator Coil Fan System Improvements
Commercial | Refrigeration | Pumps and Fans | Evaporator Fan System Improvements
Commercial | Refrigeration | Refrigeration System Controls | Defrost Control Improvements
Commercial | Refrigeration | Refrigeration System Controls | Multiplex
Commercial | Refrigeration | Refrigeration System Controls | Refrigeration Control Improvements (non-VFD)
Commercial | Refrigeration | Refrigeration System Controls | Refrigeration Control Improvements (VFD)
Commercial | Refrigeration | Refrigeration System Improvements | Auto Closers
Commercial | Refrigeration | Refrigeration System Improvements | Building Commissioning Improvements
Commercial | Refrigeration | Refrigeration System Improvements | Case Lighting
Commercial | Refrigeration | Refrigeration System Improvements | Case Lighting Delamping
Commercial | Refrigeration | Refrigeration System Improvements | Cases
Commercial | Refrigeration | Refrigeration System Improvements | Chiller Improvements
Commercial | Refrigeration | Refrigeration System Improvements | Compressors
Commercial | Refrigeration | Refrigeration System Improvements | Condensors
Commercial | Refrigeration | Refrigeration System Improvements | Doors
Commercial | Refrigeration | Refrigeration System Improvements | Gasket Replacement
Commercial | Refrigeration | Refrigeration System Improvements | Insulation
Commercial | Refrigeration | Refrigeration System Improvements | Interactive Refrigeration System Improvements
Commercial | Refrigeration | Refrigeration System Improvements | Lamps/Ballasts
Commercial | Refrigeration | Refrigeration System Improvements | Motion Sensors
Commercial | Refrigeration | Refrigeration System Improvements | Motors
Commercial | Refrigeration | Refrigeration System Improvements | Multiplex
Commercial | Refrigeration | Refrigeration System Improvements | Night Covers
Commercial | Refrigeration | Refrigeration System Improvements | Strip Curtains
Commercial | Refrigeration | Refrigeration System Improvements | Suction Line Insulation
Commercial | Water Heating | Heat Recovery | Heat Recovery Improvements
Commercial | Water Heating | Pool System Improvements | Pool Blankets
Commercial | Water Heating | Pool System Improvements | Pool System Improvements
Commercial | Water Heating | System Efficiency Improvements | Insulation
Commercial | Water Heating | Water Heaters | Water Heaters
Commercial | Water Heating | Water Heating Controls | Energy Management Systems/System Controls
Commercial | Water Heating | Water Heating Controls | Water Heating Control Improvements (non-VFD)
Commercial | Water Heating | Water Heating Controls | Water Heating Control Improvements (VFD)
Commercial | Water Heating | Water Using Devices | Aerators
Commercial | Water Heating | Water Using Devices | Clothes Washers
Commercial | Water Heating | Water Using Devices | Dishwashers
Commercial | Water Heating | Water Using Devices | Pre Rinse Spray Valves
Commercial | Water Heating | Water Using Devices | Showerheads
Commercial | Whole Bldg/Meter Level | Whole Bldg/Meter Level System Improvements | Interactive Whole Bldg/Meter Level System Improvements
Commercial | Whole Bldg/Meter Level | Whole Bldg/Meter Level System Improvements | Small Office Package
Industrial | Compressed Air | Compressed Air System Controls | Compressed Air Control Improvements (non-VFD)
Industrial | Compressed Air | Compressed Air System Controls | Compressed Air Control Improvements (VFD)
Industrial | Compressed Air | Compressed Air System Improvements | Compressed Air System Compressor Improvements (non-VFD)
Industrial | Compressed Air | Compressed Air System Improvements | Compressed Air System Compressor Improvements (VFD)
Industrial | Compressed Air | Compressed Air System Improvements | Compressed Air System Demand Side Improvements
Industrial | Compressed Air | Compressed Air System Improvements | Compressed Air System Dryer Improvements
Industrial | Compressed Air | Compressed Air System Improvements | Compressed Air System Regulation Improvements
Industrial | Compressed Air | Compressed Air System Improvements | Compressed Air System Storage Improvements
Industrial | Compressed Air | Compressed Air System Improvements | Compressed Air System Supply Side Improvements
Industrial | Compressed Air | Compressed Air System Improvements | Compressors
Industrial | Compressed Air | Heat Recovery | Heat Recovery Improvements
Industrial | Facility Distribution System | Capacitors | Fixed and Switched Shunt Capacitor
Industrial | Facility Distribution System | Conductors | Service Conductor Replacement
Industrial | Facility Distribution System | Power Factor Improvements | VAR Management/Controls
Industrial | Facility Distribution System | Transformers | De-Energization
Industrial | Facility Distribution System | Transformers | Transformers (NEMA TP-1 or Higher)
Industrial | Facility Distribution System | Voltage Management | Conservation Voltage Reduction (CVR)
Industrial | HVAC | Envelope | Air Sealing
Industrial | HVAC | Envelope | Insulation
Industrial | HVAC | Envelope | Windows
Industrial | HVAC | Heat Recovery | Heat Recovery Improvements
Industrial | HVAC | Heat Recovery | Humidification/Dehumidification Improvements
Industrial | HVAC | HVAC System Controls | Energy Management Systems/System Controls
Industrial | HVAC | HVAC System Controls | HVAC Control Improvements (non-VFD)
Industrial | HVAC | HVAC System Controls | HVAC Control Improvements (VFD)
Industrial | HVAC | HVAC System Controls | Pneumatic to DDC Control Improvements
Industrial | HVAC | HVAC System Controls | Thermostats
Industrial | HVAC | HVAC System Improvements | Air-Source Heat Pumps
Industrial | HVAC | HVAC System Improvements | Building Commissioning Improvements
Industrial | HVAC | HVAC System Improvements | Centrifugal Chiller Improvements
Industrial | HVAC | HVAC System Improvements | Duct Insulation
Industrial | HVAC | HVAC System Improvements | Ductless Heat Pumps
Industrial | HVAC | HVAC System Improvements | Economizer System Improvements
Industrial | HVAC | HVAC System Improvements | Interactive HVAC System Improvements
Industrial | HVAC | HVAC System Improvements | Rooftop Units
Industrial | HVAC | HVAC System Improvements | Rotary Screw Chiller Improvements
Industrial | HVAC | HVAC System Improvements | Scroll Chiller Improvements
Industrial | HVAC | HVAC System Improvements | Storage Tank Insulation Improvements
Industrial | HVAC | HVAC System Improvements | Variable Refrigerant Flow System Improvements
Industrial | HVAC | HVAC System Improvements | Ventilation System Improvements
Industrial | HVAC | HVAC System Improvements | Water-Source Heat Pumps
Industrial | Lighting | Delamping | Delamping
Industrial | Lighting | Lamps/Ballasts/Fixtures | Lamps/Ballasts
Industrial | Lighting | Lamps/Ballasts/Fixtures | Lamps/Ballasts w/Controls
Industrial | Lighting | Lamps/Ballasts/Fixtures | Lamps/Ballasts w/Delamping
Industrial | Lighting | Lamps/Ballasts/Fixtures | Lamps/Ballasts w/Delamping and Controls
Industrial | Lighting | Lamps/Ballasts/Fixtures | Lamps/Ballasts/Fixtures
Industrial | Lighting | Lamps/Ballasts/Fixtures | Lamps/Ballasts/Fixtures w/Controls
Industrial | Lighting | Lamps/Ballasts/Fixtures | Lamps/Ballasts/Fixtures w/Delamping
Industrial | Lighting | Lamps/Ballasts/Fixtures | Lamps/Ballasts/Fixtures w/Delamping and Controls
Industrial | Lighting | Lighting Controls | Control Panels
Industrial | Lighting | Lighting Controls | Daylighting
Industrial | Lighting | Lighting Controls | Occupancy Sensors
Industrial | Lighting | Lighting Controls | Photocells
Industrial | Lighting | Lighting Controls | Timers
Industrial | Lighting | Signs and Signals | LED Exit Signs
Industrial | Motors/Drives | Motors | Motor Rewind
Industrial | Motors/Drives | Motors | Motors
Industrial | Motors/Drives | Motors/Drives Controls | Electronically Commutated Motor (ECM)
Industrial | Motors/Drives | Motors/Drives Controls | Energy Management Systems/System Controls
Industrial | Motors/Drives | Motors/Drives Controls | Motors/Drives Control Improvements (non-VFD)
Industrial | Motors/Drives | Motors/Drives Controls | Motors/Drives Control Improvements (VFD)
Industrial | Motors/Drives | Pumps and Fans | Motors/Drives Installation on Blower System
Industrial | Motors/Drives | Pumps and Fans | Motors/Drives Installation on Fan System
Industrial | Motors/Drives | Pumps and Fans | Motors/Drives Installation on Vacuum Pumps
Industrial | Process Loads | Heat Recovery | Heat Recovery Improvements
Industrial | Process Loads | Process Loads System Controls | Process Loads Control Improvements (non-VFD)
Industrial | Process Loads | Process Loads System Controls | Process Loads Control Improvements (VFD)
Industrial | Process Loads | Process Loads System Improvements | Interactive Process Loads System Improvements
Industrial | Process Loads | Pumps and Fans | Blower System Improvements
Industrial | Process Loads | Pumps and Fans | Centrifugal Pump System Improvements
Industrial | Process Loads | Pumps and Fans | Fan System Improvements
Industrial | Process Loads | Pumps and Fans | Pump System Improvements
Industrial | Process Loads | Pumps and Fans | Turbine Pump System Improvements
Industrial | Process Loads | Pumps and Fans | Vacuum Pump System Improvements
Industrial | Process Loads | Wastewater System Improvements | Interactive Wastewater System Improvements
Industrial | Refrigeration | Heat Recovery | Heat Recovery Improvements
Industrial | Refrigeration | Packaged Refrigeration | Packaged Refrigeration System Improvements
Industrial | Refrigeration | Pumps and Fans | Condensor Fan System Improvements
Industrial | Refrigeration | Pumps and Fans | Evaporator Coil Fan System Improvements
Industrial | Refrigeration | Pumps and Fans | Evaporator Fan System Improvements
Industrial | Refrigeration | Refrigeration System Controls | Defrost Control Improvements
Industrial | Refrigeration | Refrigeration System Controls | Refrigeration Control Improvements (non-VFD)
Industrial | Refrigeration | Refrigeration System Controls | Refrigeration Control Improvements (VFD)
Industrial | Refrigeration | Refrigeration System Improvements | Building Commissioning Improvements
Industrial | Refrigeration | Refrigeration System Improvements | Chiller Improvements
Industrial | Refrigeration | Refrigeration System Improvements | Fast Acting Doors
Industrial | Refrigeration | Refrigeration System Improvements | Insulation
Industrial | Refrigeration | Refrigeration System Improvements | Interactive Refrigeration System Improvements
Industrial | Water Heating | Heat Recovery | Heat Recovery Improvements
Industrial | Water Heating | Pipe Insulation | Pipe Insulation
Industrial | Water Heating | System Efficiency Improvements | Insulation
Industrial | Water Heating | Water Heating Controls | Energy Management Systems/System Controls
Industrial | Water Heating | Water Heating Controls | Water Heating Control Improvements (non-VFD)
Industrial | Water Heating | Water Heating Controls | Water Heating Control Improvements (VFD)
Industrial | Whole Bldg/Meter Level | Whole Bldg/Meter Level System Improvements | Interactive Whole Bldg/Meter Level System Improvements
Residential | Electronics | Computer Technologies | Network Computer Power Management
Residential | Electronics | Entertainment | Set Top Boxes
Residential | Electronics | Entertainment | Televisions
Residential | Electronics | Plug Load | Power Strips
Residential | Food Preparation | Cooking | Bi-Radient Oven
Residential | HVAC | Envelope | Air Sealing
Residential | HVAC | Envelope | Air Sealing
Residential | HVAC | Envelope | Insulation
Residential | HVAC | Envelope | Insulation
Residential | HVAC | Envelope | Windows
Residential | HVAC | Envelope | Windows
Residential | HVAC | Heat Recovery | Heat Recovery Improvements
Residential | HVAC | HVAC System | Air Conditioners
Residential | HVAC | HVAC System | Air-Source Heat Pumps w/Duct Sealing
Residential | HVAC | HVAC System | Air-Source Heat Pumps w/Duct Sealing
Residential | HVAC | HVAC System | Air-Source Heat Pumps w/o Duct Sealing
Residential | HVAC | HVAC System | Air-Source Heat Pumps w/o Duct Sealing
Residential | HVAC | HVAC System | Commissioning Controls Sizing
Residential | HVAC | HVAC System | Duct Sealing
Residential | HVAC | HVAC System | Ductless Heat Pumps
Residential | HVAC | HVAC system | Ground-source Heat Pump
Residential | HVAC | HVAC system | Ground-source Heat Pump
Residential | HVAC | HVAC System | Ground-Source Heat Pumps w/ Duct Sealing
Residential | HVAC | HVAC System | Ground-Source Heat Pumps w/ Duct Sealing
Residential | HVAC | HVAC System | Ground-Source Heat Pumps w/o Duct Sealing
Residential | HVAC | HVAC System | Ground-Source Heat Pumps w/o Duct Sealing
Residential | HVAC | HVAC System | Interactive HVAC System Improvements
Residential | HVAC | HVAC system | Sealing and Commissioning
Residential | HVAC | HVAC system | Sealing Commissioning and Controls
Residential | HVAC | HVAC System | Thermostats
Residential | HVAC | HVAC system | Variable Speed Heat Pumps w/o Duct Sealing
Residential | HVAC | HVAC system | Variable Speed Heat Pumps w/o Duct Sealing
Residential | Lighting | Lamps/Fixtures | Fixtures
Residential | Lighting | Lamps/Fixtures | Lamps
Residential | Lighting | Lighting Controls | Lighting Controls
Residential | Refrigeration | Freezers | Freezer Decommissioning
Residential | Refrigeration | Freezers | Freezers
Residential | Refrigeration | Refrigerators | Refrigerator Decommissioning
Residential | Refrigeration | Refrigerators | Refrigerators
Residential | Water Heating | Heat Recovery | Water Heat Recovery
Residential | Water Heating | Pipe Insulation | Pipe Insulation
Residential | Water Heating | Water Heaters | Heat Pump Water Heaters
Residential | Water Heating | Water Heaters | Water Heaters
Residential | Water Heating | Water Using Devices | Clothes Washers
Residential | Water Heating | Water Using Devices | Dishwashers
Residential | Water Heating | Water Using Devices | Showerheads
Residential | Whole Bldg/Meter Level | Homes | Built Green Home
Residential | Whole Bldg/Meter Level | Homes | EcoRated Home
Residential | Whole Bldg/Meter Level | Homes | Energy Star Home
Residential | Whole Bldg/Meter Level | Homes | Montana House
Residential | Whole Bldg/Meter Level | Homes | NEEM Certified Home
Residential | Whole Bldg/Meter Level | Whole Bldg/Meter Level System Improvements | Behavioral
Utility System Efficiency | Utility Distribution System | Capacitors | Fixed and Switched Shunt Capacitor
Utility System Efficiency | Utility Distribution System | Conductors | Service Conductor Replacement
Utility System Efficiency | Utility Distribution System | Insulators | Insulators
Utility System Efficiency | Utility Distribution System | Power Factor Improvements | Operation System Improvements
Utility System Efficiency | Utility Distribution System | Power Factor Improvements | VAR management/Controls
Utility System Efficiency | Utility Distribution System | Transformers | Transformer Load Management
Utility System Efficiency | Utility Distribution System | Transformers | Transformers (NEMA TP-1 or Higher)
Utility System Efficiency | Utility Distribution System | Utility Station Service Loads | Utility Remote Feedback
Utility System Efficiency | Utility Distribution System | Utility Station Service Loads | Utility Service Connection Standards
Utility System Efficiency | Utility Generation System | Utility Station Service Loads | Service Station System Improvements
Utility System Efficiency | Utility Transmission System | Operation | Fixed and Swtiched Shunt Capacitor
Utility System Efficiency | Utility Transmission System | Capacitors | Fixed and Swtiched Shunt Capacitor
Utility System Efficiency | Utility Transmission System | Conductors | Service Conductor Replacement
Utility System Efficiency | Utility Transmission System | Insulators | Fixed and Swtiched Shunt Capacitor
Utility System Efficiency | Utility Transmission System | Power Factor Improvements | VAR management/Controls
Utility System Efficiency | Utility Transmission System | Transformers | Transformer Load Management
Utility System Efficiency | Utility Transmission System | Transformers | Transformers (NEMA TP-1 or Higher)
Utility System Efficiency | Utility Transmission System | Voltage Management | Conservation Voltage Reduction (CVR)