## Please Read this first
Version: April 2015 model runs
This workbook is the companion document for appendix A,B,C,D,H and N of the 7th Power Plan
The Price-Effect forecast is the official forecast for the 7th power plan.
The workbook provided here shows regional and state level details on economic drivers, fuel prices, demand and load forecast used for the Price-effect Seventh Power Plan.
The worksheets on commercial and industrial demand also includes an EUI estimate.
The state level forecasts for peak, and minimum loads should be considered "at best" an estimate.
We have also provided the assumptions on inflation rate, fuel price and wholesale price of electricity.
In this document, any reference to Demand indicates consumption at the Customer's site
In this document, any reference to Load indicates consumption at the generator's site.
This color coordinated hyperlinked mapping of the tabs may be useful to you as a guide to the information in this workbook.
Information on Key Assumptions
Economic Scenarios'!A1 | this worksheet includes the assumption on number of homes, square footage requirement of commercial buildings, and industrial output in the region
Residential units'!A1 | Additional data on residential units (new and existing) and commercial units (new and existing is presented)
Inflation Rate'!A1 | this worksheet shows the past and future forecast of inflation rates and the inflation index for converting 2006 dollars to current dollars.
Retail Fuel Prices'!A1 | this worksheet contains Council's forecast of retail price of gas and electricity
Natural Gas and Oil Prices'!A1 | thie worksheet contains assumptions and Council's forecast of wholesale price of Natural gas, Oil and Coal
Wholesale Elec Prices'!A1 | this worksheet shows Council's forecast of wholesale prices at Mid C in constant 2006 dollars.
Loads outside NW'!A1 | this worksheet shows assumed loads outside of Northwest.
List of Standards '!A1 | This worksheet shows listing of federal standards (history and near term)
Impact of Fed Standards'!A1 | This worksheet shows impact of standards by sector, enduse and year
Rooftop Solar PV'!A1 | This worksheet shows assumptions and impact of market driven solar rooftop installations
Electric Vehicles'!A1 | This worksheet shows assumptions and impact of Electric vehicles (EV or PHEV)
Information on Loads Before Conservation
Annual Regional Load Forecasts'!A1 | Regional Annual historic and forecasted loads (energy and single hour peak)
Demand Forecasts '!A1 | this worksheet shows the forecast of Demand, at Customer site, by sector and state for three scenarios. Price-effect (basecase), High and Low growth.
regional Peak & Avg Load Frcst'!A1 | This worksheet contains regional (Average, Peak and Minimum) load Forecasts and sales by subsector for the Price-effect
Price-Effect Load -Oregon'!A1 | This worksheet contains Council's (Average, Peak and Minimum) load and sales forecast by subsector for Oregon
Price-effect Load -Washington'!A1 | This worksheet contains Council's (Average, Peak and Minimum) load and sales forecast by subsector for Washington
Price-Effect Load -Montana'!A1 | This worksheet contains Council's (Average, Peak and Minimum) load and sales forecast by subsector for Western Montana
Price-Effect Load -Idaho'!A1 | This worksheet contains Council's (Average, Peak and Minimum) load and sales forecast by subsector for Idaho
Information on Loads After Conservation
Regional Forecast Net Conservation | In this worksheet we present regional load forecast after conservation targets are netted out of load
Idaho forecast Net Conservation | In this worksheet we present Idaho load forecast after conservation targets are netted out of load
WMT forecast net conservation | In this worksheet we present Western Montana load forecast after conservation targets are netted out of load
Oregon forecast net conservation | In this worksheet we present Oregon load forecast after conservation targets are netted out of load
Washington forecast net of conservation | In this worksheet we present Washington load forecast after conservation targets are netted out of load
Conservation Targets'! | This worksheet shows the target reductions in Load due to conservation targets by year, and sector.
DR targets | This worksheet shows the DR targets (MW of load) that are expected to lower peak loads.
Information on Sector and enduse level details
Res-NW'!A1 | Residential sector consumption by enduse by scenario
Com-NW'!A1 | Commercial Sector demand by building type, enduse and as well as EUIs for Oregon
Manufacturing-NW '!A1 | Industrial sector demnd by industry
Streetlighting '!A1 | Street Lighting Load Forecast
transprtation '!A1 | Transportation Load Forecast
Res. Misc. enduses'!A1 | Residential Miscellaneous enduses - History and Forecast
Contribution to peak | Sector and enduse level contribution to system peak by month and year
Historic Actl & wther nrm Load'!A1 | Histroic actual and weathernormalized Loads
Climate Change Sensitivity'!A1 | Climate Change Sensitivity Scenario - Assumptions and range of load forecast
Cooling and Heating degree days'!A1 | Cooling and Heating degree days
If you can not find the needed information or if you have any question or need additional details, please contact:
Massoud Jourabchi
Manager, Economic Analysis
Mjourabchi@nwcouncil.org
or call
503-222-5161
x313

## Population
Following shows our assumptions regarding Population (historic and projected) for the four Northwest states and for the nation.
Charts area
Base Case
Base Case Growth Rate | 1985-2014 | 2015-2035
Idaho | 0.7724% | 0.5265%
Montana | 1.369% | 0.7828%
Oregon | 1.638% | 0.8553%
Washington | 1.497% | 0.8645%
4 States
Data area
Population (Thous.) | [57 empty] | 2010 | 2011 | 2012 | 2013 | 2014 | 2015 | 2016 | 2017 | 2018 | 2019 | 2020 | 2021 | 2022 | 2023 | 2024 | 2025 | 2026 | 2027 | 2028 | 2029 | 2030 | 2031 | 2032 | 2033 | 2034 | 2035 | 2036 | 2037 | 2038 | 2039 | 2040 | 2041 | 2042
BaseCase | 1985 | 1986 | 1987 | 1988 | 1989 | 1990 | 1991 | 1992 | 1993 | 1994 | 1995 | 1996 | 1997 | 1998 | 1999 | 2000 | 2001 | 2002 | 2003 | 2004 | 2005 | 2006 | 2007 | 2008 | 2009 | 2010 | 2011 | 2012 | 2013 | 2014 | 2015 | 2016 | 2017 | 2018 | 2019 | 2020 | 2021 | 2022 | 2023 | 2024 | 2025 | 2026 | 2027 | 2028 | 2029 | 2030 | 2031 | 2032 | 2033 | 2034 | 2035 | Base Case Growth Rate | 1985-2014 | 2015-2035 |  | Births (Thous.) | XXBTTID | 0.0024731 | -0.0012054 | -0.015971 | -0.046847 | -0.059128 | -0.056716 | -0.047759 | -0.030567 | -0.012396 | -0.012945 | -0.014611 | -0.015938 | -0.017042 | -0.01803 | -0.018972 | -0.019832 | -0.020621 | -0.021367 | -0.02204 | -0.022639 | -0.023197 | -0.023684 | -0.024132 | -0.024509 | -0.024819 | -0.025124 | -0.025364 | -0.025563 | -0.025786 | -0.025984 | -0.026154 | -0.026318 | -0.026447
Idaho | 993.132 | 989.48 | 985.447 | 987.258 | 997.223 | 1016.634 | 1045.135 | 1076.651 | 1113.176 | 1148.825 | 1180.089 | 1206.2 | 1231.357 | 1255.185 | 1278.776 | 1301.894 | 1322.481 | 1343.382 | 1367.23 | 1396.793 | 1433.46 | 1472.899 | 1508.254 | 1536.239 | 1556.479 | 1572.429 | 1585.286 | 1597.952 | 1614.381 | 1633.102 | 1653.616 | 1675.266 | 1698.166 | 1722.016 | 1746.183 | 1770.418 | 1794.69 | 1818.997 | 1843.36 | 1867.77 | 1892.215 | 1916.695 | 1941.206 | 1965.741 | 1990.236 | 2014.665 | 2039.031 | 2063.33 | 2087.564 | 2111.745 | 2135.948 | Idaho | 1.73% | 1.288% |  | Population (Thous.) | POPID | -1.2719e-06 | 6.9393e-05 | 0.00027731 | 0.00093746 | 0.00040982 | -0.0011308 | -0.0032314 | -0.0053156 | -0.0069037 | -0.0078551 | -0.0083086 | -0.0084345 | -0.0083162 | -0.0081784 | -0.0081055 | -0.0080698 | -0.0080995 | -0.0081992 | -0.0083669 | -0.0085993 | -0.0088895 | -0.0092345 | -0.00963 | -0.010072 | -0.010553 | -0.011068 | -0.011614 | -0.012191 | -0.012795 | -0.01342 | -0.014051 | -0.014687 | -0.015327
Montana | 820.617 | 812.641 | 804.69 | 800.397 | 799.776 | 801.939 | 812.085 | 828.294 | 846.649 | 863.109 | 877.407 | 886.321 | 890.12 | 893.221 | 898.362 | 903.977 | 907.643 | 912.862 | 921.07 | 931.244 | 941.82 | 954.146 | 966.139 | 977.095 | 984.866 | 991.576 | 998.635 | 1006.807 | 1016.352 | 1025.776 | 1034.779 | 1043.723 | 1052.69 | 1061.392 | 1069.571 | 1077.162 | 1084.187 | 1090.642 | 1096.522 | 1101.83 | 1106.683 | 1111.384 | 1115.998 | 1120.511 | 1124.91 | 1129.198 | 1133.386 | 1137.485 | 1141.509 | 1145.469 | 1149.357 | Montana | 0.7724% | 0.5265% |  | Population (Thous.) | POPMT | -0.00013008 | 3.0041e-06 | 0.00070072 | 0.0024332 | 0.003732 | 0.0043668 | 0.0047391 | 0.0050468 | 0.0054584 | 0.0059024 | 0.0063323 | 0.0067704 | 0.0071372 | 0.0072384 | 0.0070698 | 0.0067436 | 0.0064003 | 0.0060544 | 0.0057057 | 0.0053588 | 0.0050126 | 0.0046706 | 0.0043317 | 0.0040001 | 0.0036748 | 0.0033557 | 0.0030453 | 0.0027418 | 0.0024466 | 0.0021602 | 0.001887 | 0.0016283 | 0.0013815
Oregon | 2674.306 | 2686.115 | 2707.425 | 2747.957 | 2800.471 | 2868.659 | 2935.996 | 3000.55 | 3067.395 | 3129.193 | 3192.093 | 3253.831 | 3309.7 | 3357.176 | 3398.232 | 3434.807 | 3474.034 | 3516.915 | 3549.38 | 3576.251 | 3621.221 | 3676.88 | 3727.835 | 3773.288 | 3811.718 | 3841.436 | 3871.977 | 3903.465 | 3934.049 | 3966.883 | 4002.799 | 4039.994 | 4078.125 | 4116.609 | 4154.674 | 4192.078 | 4228.743 | 4264.649 | 4299.792 | 4334.171 | 4367.733 | 4400.434 | 4432.582 | 4464.352 | 4495.773 | 4526.873 | 4557.693 | 4588.266 | 4618.621 | 4648.692 | 4678.362 | Oregon | 1.369% | 0.7828% | Oregon Total Population Thousands, Interpolated IHS Global Insight April 2013 Forecast Source: Bureau of Census, Current Population Reports End of Historical Data 2012Q2 | Population (Thous.) | POPOR | -0.00016111 | -5.1134e-05 | -3.9707e-05 | -0.0012731 | -0.0031763 | -0.0052402 | -0.0074042 | -0.0095799 | -0.011784 | -0.014003 | -0.016002 | -0.017569 | -0.018741 | -0.019623 | -0.020402 | -0.021151 | -0.022017 | -0.022972 | -0.023976 | -0.025024 | -0.026111 | -0.027229 | -0.028374 | -0.029541 | -0.030709 | -0.031835 | -0.032916 | -0.033953 | -0.034945 | -0.035893 | -0.036795 | -0.03765 | -0.038462
Washington | 4406.385 | 4464.19 | 4547.031 | 4652.907 | 4768.715 | 4915.946 | 5043.033 | 5174.222 | 5289.364 | 5388.837 | 5490.92 | 5583.754 | 5685.831 | 5777.237 | 5850.909 | 5920.504 | 5993.451 | 6057.85 | 6114.794 | 6188.66 | 6273.525 | 6380.576 | 6474.665 | 6575.537 | 6675.091 | 6752.683 | 6830.331 | 6904.906 | 6981 | 7058.001 | 7134.885 | 7210.499 | 7285.516 | 7360.073 | 7433.764 | 7506.323 | 7577.296 | 7646.607 | 7714.268 | 7780.437 | 7845.489 | 7909.703 | 7973.172 | 8035.917 | 8097.988 | 8159.444 | 8220.335 | 8280.726 | 8340.664 | 8400.272 | 8459.811 | Washington | 1.638% | 0.8553% | Washington Total Population Thousands, Interpolated IHS Global Insight April 2013 Forecast Source: Bureau of Census, Current Population Reports End of Historical Data 2012Q2 | Population (Thous.) | POPWA | -0.0001645 | -0.00025512 | -0.000268 | -0.00077379 | -0.0020441 | -0.0039578 | -0.0062525 | -0.0084967 | -0.010232 | -0.011453 | -0.012201 | -0.012549 | -0.012575 | -0.012513 | -0.012376 | -0.012153 | -0.011946 | -0.011783 | -0.011654 | -0.011538 | -0.01143 | -0.011327 | -0.011228 | -0.011132 | -0.011043 | -0.010948 | -0.010837 | -0.010708 | -0.010555 | -0.010386 | -0.010202 | -0.010006 | -0.0097971
4 states | 8894.44 | 8952.426 | 9044.593 | 9188.519 | 9366.185 | 9603.178 | 9836.249 | 10079.717 | 10316.584 | 10529.964 | 10740.509 | 10930.106 | 11117.008 | 11282.819 | 11426.279 | 11561.182 | 11697.609 | 11831.009 | 11952.474 | 12092.948 | 12270.026 | 12484.501 | 12676.893 | 12862.159 | 13028.154 | 13158.124 | 13286.229 | 13413.13 | 13545.782 | 13683.762 | 13826.079 | 13969.482 | 14114.497 | 14260.09 | 14404.192 | 14545.981 | 14684.916 | 14820.895 | 14953.942 | 15084.208 | 15212.12 | 15338.216 | 15462.958 | 15586.521 | 15708.907 | 15830.18 | 15950.445 | 16069.807 | 16188.358 | 16306.178 | 16423.478 | 4 States | 1.497% | 0.8645%
High Case | 1985 | 1986 | 1987 | 1988 | 1989 | 1990 | 1991 | 1992 | 1993 | 1994 | 1995 | 1996 | 1997 | 1998 | 1999 | 2000 | 2001 | 2002 | 2003 | 2004 | 2005 | 2006 | 2007 | 2008 | 2009 | 2010 | 2011 | 2012 | 2013 | 2014 | 2015 | 2016 | 2017 | 2018 | 2019 | 2020 | 2021 | 2022 | 2023 | 2024 | 2025 | 2026 | 2027 | 2028 | 2029 | 2030 | 2031 | 2032 | 2033 | 2034 | 2035
Idaho | 993.132 | 989.48 | 985.447 | 987.258 | 997.223 | 1016.634 | 1045.135 | 1076.651 | 1113.176 | 1148.825 | 1180.089 | 1206.2 | 1231.357 | 1255.185 | 1278.776 | 1301.894 | 1322.481 | 1343.382 | 1367.23 | 1396.793 | 1433.46 | 1472.899 | 1508.254 | 1536.239 | 1556.479 | 1572.429 | 1585.286 | 1597.952 | 1614.381 | 1633.102 | 1654.1936 | 1676.3779 | 1699.951 | 1724.631 | 1749.7803 | 1775.1632 | 1800.757 | 1826.5557 | 1852.5909 | 1878.8507 | 1905.3368 | 1932.0433 | 1958.9755 | 1986.1326 | 2013.435 | 2040.8983 | 2068.4438 | 2095.958 | 2123.4645 | 2150.9634 | 2178.5292 | Idaho | 1.73% | 1.386%
Montana | 820.617 | 812.641 | 804.69 | 800.397 | 799.776 | 801.939 | 812.085 | 828.294 | 846.649 | 863.109 | 877.407 | 886.321 | 890.12 | 893.221 | 898.362 | 903.977 | 907.643 | 912.862 | 921.07 | 931.244 | 941.82 | 954.146 | 966.139 | 977.095 | 984.866 | 991.576 | 998.635 | 1006.807 | 1016.352 | 1025.776 | 1035.1404 | 1044.4158 | 1053.7965 | 1063.0038 | 1071.7744 | 1080.0491 | 1087.8521 | 1095.1741 | 1102.013 | 1108.3667 | 1114.3575 | 1120.2836 | 1126.2137 | 1132.1346 | 1138.0224 | 1143.9015 | 1149.7349 | 1155.4723 | 1161.1399 | 1166.7422 | 1172.27 | Montana | 0.7724% | 0.624%
Oregon | 2674.306 | 2686.115 | 2707.425 | 2747.957 | 2800.471 | 2868.659 | 2935.996 | 3000.55 | 3067.395 | 3129.193 | 3192.093 | 3253.831 | 3309.7 | 3357.176 | 3398.232 | 3434.807 | 3474.034 | 3516.915 | 3549.38 | 3576.251 | 3621.221 | 3676.88 | 3727.835 | 3773.288 | 3811.718 | 3841.436 | 3871.977 | 3903.465 | 3934.049 | 3966.883 | 4004.197 | 4042.6755 | 4082.4117 | 4122.8605 | 4163.2331 | 4203.3139 | 4243.0383 | 4282.3704 | 4321.3239 | 4359.8839 | 4398.0217 | 4435.6713 | 4473.1571 | 4510.6629 | 4548.1776 | 4585.8182 | 4623.4371 | 4660.8214 | 4698.0489 | 4735.0255 | 4771.6276 | Oregon | 1.369% | 0.8806%
Washington | 4406.385 | 4464.19 | 4547.031 | 4652.907 | 4768.715 | 4915.946 | 5043.033 | 5174.222 | 5289.364 | 5388.837 | 5490.92 | 5583.754 | 5685.831 | 5777.237 | 5850.909 | 5920.504 | 5993.451 | 6057.85 | 6114.794 | 6188.66 | 6273.525 | 6380.576 | 6474.665 | 6575.537 | 6675.091 | 6752.683 | 6830.331 | 6904.906 | 6981 | 7058.001 | 7137.377 | 7215.2849 | 7293.1741 | 7371.25 | 7449.0785 | 7526.4419 | 7602.9111 | 7678.3819 | 7752.8985 | 7826.5952 | 7899.8947 | 7973.0414 | 8046.157 | 8119.2774 | 8192.3815 | 8265.6895 | 8338.9122 | 8411.6712 | 8484.1011 | 8556.2782 | 8628.4617 | Washington | 1.638% | 0.9531%
4 states | 8894.44 | 8952.426 | 9044.593 | 9188.519 | 9366.185 | 9603.178 | 9836.249 | 10079.717 | 10316.584 | 10529.964 | 10740.509 | 10930.106 | 11117.008 | 11282.819 | 11426.279 | 11561.182 | 11697.609 | 11831.009 | 11952.474 | 12092.948 | 12270.026 | 12484.501 | 12676.893 | 12862.159 | 13028.154 | 13158.124 | 13286.229 | 13413.13 | 13545.782 | 13683.762 | 13830.908 | 13978.7542 | 14129.3333 | 14281.7453 | 14433.8664 | 14584.9681 | 14734.5584 | 14882.4822 | 15028.8263 | 15173.6965 | 15317.6106 | 15461.0396 | 15604.5033 | 15748.2075 | 15892.0166 | 16036.3075 | 16180.528 | 16323.9229 | 16466.7545 | 16609.0093 | 16750.8885 | 4 States | 1.497% | 0.9623%
Low Case | 1985 | 1986 | 1987 | 1988 | 1989 | 1990 | 1991 | 1992 | 1993 | 1994 | 1995 | 1996 | 1997 | 1998 | 1999 | 2000 | 2001 | 2002 | 2003 | 2004 | 2005 | 2006 | 2007 | 2008 | 2009 | 2010 | 2011 | 2012 | 2013 | 2014 | 2015 | 2016 | 2017 | 2018 | 2019 | 2020 | 2021 | 2022 | 2023 | 2024 | 2025 | 2026 | 2027 | 2028 | 2029 | 2030 | 2031 | 2032 | 2033 | 2034 | 2035
Idaho | 993.132 | 989.48 | 985.447 | 987.258 | 997.223 | 1016.634 | 1045.135 | 1076.651 | 1113.176 | 1148.825 | 1180.089 | 1206.2 | 1231.357 | 1255.185 | 1278.776 | 1301.894 | 1322.481 | 1343.382 | 1367.23 | 1396.793 | 1433.46 | 1472.899 | 1508.254 | 1536.239 | 1556.479 | 1572.429 | 1585.286 | 1597.952 | 1614.381 | 1633.102 | 1652.8912 | 1673.9364 | 1696.0928 | 1719.0681 | 1742.2149 | 1765.2877 | 1788.2542 | 1811.0997 | 1833.8461 | 1856.4723 | 1878.9713 | 1901.3283 | 1923.5404 | 1945.597 | 1967.4184 | 1988.9894 | 2010.4288 | 2031.753 | 2052.9604 | 2074.0559 | 2095.108 | Idaho | 1.73% | 1.192%
Montana | 820.617 | 812.641 | 804.69 | 800.397 | 799.776 | 801.939 | 812.085 | 828.294 | 846.649 | 863.109 | 877.407 | 886.321 | 890.12 | 893.221 | 898.362 | 903.977 | 907.643 | 912.862 | 921.07 | 931.244 | 941.82 | 954.146 | 966.139 | 977.095 | 984.866 | 991.576 | 998.635 | 1006.807 | 1016.352 | 1025.776 | 1034.3255 | 1042.8947 | 1051.4048 | 1059.575 | 1067.1405 | 1074.0406 | 1080.2991 | 1085.9069 | 1090.8627 | 1095.1653 | 1098.9373 | 1102.4737 | 1105.8421 | 1109.0285 | 1112.0132 | 1114.8071 | 1117.4876 | 1120.077 | 1122.5873 | 1125.0254 | 1127.3809 | Montana | 0.7724% | 0.4317%
Oregon | 2674.306 | 2686.115 | 2707.425 | 2747.957 | 2800.471 | 2868.659 | 2935.996 | 3000.55 | 3067.395 | 3129.193 | 3192.093 | 3253.831 | 3309.7 | 3357.176 | 3398.232 | 3434.807 | 3474.034 | 3516.915 | 3549.38 | 3576.251 | 3621.221 | 3676.88 | 3727.835 | 3773.288 | 3811.718 | 3841.436 | 3871.977 | 3903.465 | 3934.049 | 3966.883 | 4001.0446 | 4036.7877 | 4073.1463 | 4109.5618 | 4145.2327 | 4179.9303 | 4213.5787 | 4246.1338 | 4277.6 | 4307.9546 | 4337.163 | 4365.1545 | 4392.2441 | 4418.6033 | 4444.23 | 4469.1808 | 4493.7606 | 4518.0476 | 4542.0625 | 4565.725 | 4588.9103 | Oregon | 1.369% | 0.6878%
Washington | 4406.385 | 4464.19 | 4547.031 | 4652.907 | 4768.715 | 4915.946 | 5043.033 | 5174.222 | 5289.364 | 5388.837 | 5490.92 | 5583.754 | 5685.831 | 5777.237 | 5850.909 | 5920.504 | 5993.451 | 6057.85 | 6114.794 | 6188.66 | 6273.525 | 6380.576 | 6474.665 | 6575.537 | 6675.091 | 6752.683 | 6830.331 | 6904.906 | 6981 | 7058.001 | 7131.7578 | 7204.7765 | 7276.6215 | 7347.4734 | 7416.8711 | 7484.5713 | 7550.1238 | 7613.4088 | 7674.4533 | 7733.3748 | 7790.5779 | 7846.2886 | 7900.6136 | 7953.5685 | 8005.1464 | 8055.457 | 8105.0255 | 8153.9985 | 8202.4087 | 8250.3491 | 8298.0568 | Washington | 1.638% | 0.7602%
4 states | 8894.44 | 8952.426 | 9044.593 | 9188.519 | 9366.185 | 9603.178 | 9836.249 | 10079.717 | 10316.584 | 10529.964 | 10740.509 | 10930.106 | 11117.008 | 11282.819 | 11426.279 | 11561.182 | 11697.609 | 11831.009 | 11952.474 | 12092.948 | 12270.026 | 12484.501 | 12676.893 | 12862.159 | 13028.154 | 13158.124 | 13286.229 | 13413.13 | 13545.782 | 13683.762 | 13820.0191 | 13958.3953 | 14097.2654 | 14235.6784 | 14371.4592 | 14503.8299 | 14632.2559 | 14756.5492 | 14876.762 | 14992.9669 | 15105.6494 | 15215.2451 | 15322.2402 | 15426.7974 | 15528.8079 | 15628.4342 | 15726.7025 | 15823.8761 | 15920.0189 | 16015.1554 | 16109.456 | 4 States | 1.497% | 0.7694%
| 1985 | 1986 | 1987 | 1988 | 1989 | 1990 | 1991 | 1992 | 1993 | 1994 | 1995 | 1996 | 1997 | 1998 | 1999 | 2000 | 2001 | 2002 | 2003 | 2004 | 2005 | 2006 | 2007 | 2008 | 2009 | 2010 | 2011 | 2012 | 2013 | 2014 | 2015 | 2016 | 2017 | 2018 | 2019 | 2020 | 2021 | 2022 | 2023 | 2024 | 2025 | 2026 | 2027 | 2028 | 2029 | 2030 | 2031 | 2032 | 2033 | 2034 | 2035
USA Population Basecase | 238743 | 240918 | 243085 | 245318 | 247690 | 250596 | 253946 | 257357 | 260688 | 263853 | 266980 | 270115 | 273368 | 276553 | 279731 | 282790 | 285684 | 288436 | 291116 | 293758 | 296460 | 299282 | 302227 | 304948 | 307580 | 310064 | 312324 | 314581 | 317008 | 319464 | 321937 | 324424 | 326925 | 329435 | 331953 | 334474 | 336993 | 339507 | 342011 | 344503 | 346978 | 349435 | 351870 | 354280 | 356666 | 359025 | 361341 | 363614 | 365845 | 368037 | 370192 | USA Population Basecase | 1.009% | 0.7008%
USA Population High Case | 238743.3125 | 240918.125 | 243085.125 | 245317.625 | 247690.3392 | 250595.8555 | 253946.169 | 257356.6088 | 260687.9485 | 263852.918 | 266979.782 | 270115.42 | 273368.379 | 276553.1385 | 279731.2217 | 282789.582 | 285684.2049 | 288436.461 | 291115.6554 | 293758.4232 | 296459.8256 | 299281.6364 | 302226.6813 | 304947.7797 | 307580.1967 | 310064.258 | 312323.7742 | 314581.2897 | 317008.4679 | 319499.6286 | 322049.4419 | 324639.3346 | 327268.6435 | 329935.2787 | 332636.8635 | 335370.479 | 338132.2066 | 340917.7975 | 343723.6767 | 346546.7969 | 349384.1687 | 352233.1655 | 355090.9577 | 357955.1168 | 360823.4482 | 363699.9267 | 366553.2958 | 369363.9191 | 372136.5556 | 374872.0251 | 377571.9681 | USA Population High Case | 1.01% | 0.7985%
USA Population Low Case | 238743.3125 | 240918.125 | 243085.125 | 245317.625 | 247690.3392 | 250595.8555 | 253946.169 | 257356.6088 | 260687.9485 | 263852.918 | 266979.782 | 270115.42 | 273368.379 | 276553.1385 | 279731.2217 | 282789.582 | 285684.2049 | 288436.461 | 291115.6554 | 293758.4232 | 296459.8256 | 299281.6364 | 302226.6813 | 304947.7797 | 307580.1967 | 310064.258 | 312323.7742 | 314581.2897 | 317008.4679 | 319416.5042 | 321795.896 | 324166.5257 | 326525.876 | 328871.0456 | 331198.6524 | 333504.7658 | 335784.5437 | 338033.0105 | 340245.8202 | 342419.1772 | 344549.4791 | 346633.4789 | 348667.8722 | 350649.4982 | 352576.904 | 354449.4508 | 356272.3431 | 358049.2828 | 359780.7326 | 361468.5032 | 363113.8149 | USA Population Low Case | 1.009% | 0.6058%
| 1985 | 1986 | 1987 | 1988 | 1989 | 1990 | 1991 | 1992 | 1993 | 1994 | 1995 | 1996 | 1997 | 1998 | 1999 | 2000 | 2001 | 2002 | 2003 | 2004 | 2005 | 2006 | 2007 | 2008 | 2009 | 2010 | 2011 | 2012 | 2013 | 2014 | 2015 | 2016 | 2017 | 2018 | 2019 | 2020 | 2021 | 2022 | 2023 | 2024 | 2025 | 2026 | 2027 | 2028 | 2029 | 2030 | 2031 | 2032 | 2033 | 2034 | 2035
4 states as % of USA | 3.726% | 3.716% | 3.721% | 3.746% | 3.781% | 3.832% | 3.873% | 3.917% | 3.957% | 3.991% | 4.023% | 4.046% | 4.067% | 4.08% | 4.085% | 4.088% | 4.095% | 4.102% | 4.106% | 4.117% | 4.139% | 4.171% | 4.194% | 4.218% | 4.236% | 4.244% | 4.254% | 4.264% | 4.273% | 4.283% | 4.295% | 4.306% | 4.317% | 4.329% | 4.339% | 4.349% | 4.358% | 4.365% | 4.372% | 4.379% | 4.384% | 4.389% | 4.395% | 4.399% | 4.404% | 4.409% | 4.414% | 4.419% | 4.425% | 4.431% | 4.436%
Idaho | 1985 | 1986 | 1987 | 1988 | 1989 | 1990 | 1991 | 1992 | 1993 | 1994 | 1995 | 1996 | 1997 | 1998 | 1999 | 2000 | 2001 | 2002 | 2003 | 2004 | 2005 | 2006 | 2007 | 2008 | 2009 | 2010 | 2011 | 2012 | 2013 | 2014 | 2015 | 2016 | 2017 | 2018 | 2019 | 2020 | 2021 | 2022 | 2023 | 2024 | 2025 | 2026 | 2027 | 2028 | 2029 | 2030 | 2031 | 2032 | 2033 | 2034 | 2035
Population (Thous.) | 993.132 | 989.48 | 985.447 | 987.258 | 997.223 | 1016.634 | 1045.135 | 1076.651 | 1113.176 | 1148.825 | 1180.089 | 1206.2 | 1231.357 | 1255.185 | 1278.776 | 1301.894 | 1322.481 | 1343.382 | 1367.23 | 1396.793 | 1433.46 | 1472.899 | 1508.254 | 1536.239 | 1556.479 | 1572.429 | 1585.286 | 1597.952 | 1614.381 | 1633.102 | 1653.616 | 1675.266 | 1698.166 | 1722.016 | 1746.183 | 1770.418 | 1794.69 | 1818.997 | 1843.36 | 1867.77 | 1892.215 | 1916.695 | 1941.206 | 1965.741 | 1990.236 | 2014.665 | 2039.031 | 2063.33 | 2087.564 | 2111.745 | 2135.948
Population, Age 0 thru 4 (Thous.) | 91.99 | 88.586 | 84.954 | 82.339 | 81.574 | 82.297 | 84.005 | 85.942 | 88.241 | 90.43 | 92.238 | 93.61 | 94.881 | 96.021 | 97.118 | 98.036 | 99.769 | 101.987 | 104.521 | 107.445 | 111.262 | 115.036 | 118.922 | 121.522 | 121.722 | 121.19 | 118.569 | 115.608 | 113.434 | 113.721 | 115.269 | 117.318 | 120.155 | 123.436 | 126.512 | 129.214 | 131.602 | 133.726 | 135.629 | 137.344 | 138.906 | 140.367 | 141.757 | 143.084 | 144.356 | 145.583 | 146.774 | 147.934 | 149.068 | 150.181 | 151.334
Population, Age 5 thru 9 (Thous.) | 93.055 | 93.564 | 92.747 | 91.873 | 90.776 | 90.622 | 91.916 | 93.464 | 95.37 | 97.12 | 98.423 | 99.23 | 99.901 | 100.409 | 100.843 | 100.349 | 100.69 | 100.853 | 101.627 | 103.23 | 106.617 | 109.956 | 113.576 | 116.711 | 119.678 | 121.199 | 121.641 | 122.455 | 123.072 | 122.312 | 121.331 | 120.83 | 120.822 | 121.353 | 122.386 | 123.775 | 125.392 | 127.142 | 128.96 | 130.794 | 132.608 | 134.38 | 136.104 | 137.775 | 139.392 | 140.956 | 142.47 | 143.936 | 145.357 | 146.738 | 148.085
Population, Age 10 thru 14 (Thous.) | 81.83 | 80.915 | 81.845 | 84.078 | 87.52 | 90.492 | 92.308 | 94.184 | 96.441 | 98.562 | 100.25 | 101.452 | 102.53 | 103.457 | 104.323 | 105.317 | 106.418 | 107.866 | 109.009 | 109.131 | 110.043 | 111.524 | 112.795 | 113.97 | 115.909 | 117.325 | 118.888 | 119.89 | 121.335 | 122.412 | 123.059 | 123.458 | 123.721 | 123.975 | 124.328 | 124.847 | 125.56 | 126.467 | 127.558 | 128.808 | 130.189 | 131.672 | 133.229 | 134.837 | 136.48 | 138.14 | 139.806 | 141.467 | 143.116 | 144.747 | 146.358
Population, Age 15 thru 19 (Thous.) | 79.059 | 79.422 | 79.048 | 79.007 | 79.705 | 81.613 | 84.46 | 87.597 | 91.179 | 94.728 | 97.953 | 100.781 | 103.558 | 106.249 | 108.947 | 111.493 | 111.703 | 111.024 | 110.287 | 110.864 | 112.479 | 113.988 | 115.351 | 116.194 | 115.891 | 114.993 | 114.105 | 113.464 | 113.78 | 115.208 | 117.02 | 118.627 | 120.016 | 121.217 | 122.266 | 123.212 | 124.108 | 124.997 | 125.92 | 126.902 | 127.962 | 129.106 | 130.337 | 131.65 | 133.04 | 134.497 | 136.011 | 137.573 | 139.172 | 140.799 | 142.446
Population, Age 20 thru 24 (Thous.) | 79.002 | 74.448 | 70.236 | 67.278 | 65.973 | 66.644 | 69.174 | 72.043 | 75.297 | 78.544 | 81.54 | 84.221 | 86.874 | 89.468 | 92.08 | 94.942 | 98.325 | 101.237 | 104.511 | 106.472 | 107.625 | 108.479 | 108.561 | 108.457 | 108.263 | 108.784 | 110.106 | 111.34 | 112.048 | 112.196 | 112.465 | 113.178 | 114.184 | 115.304 | 116.433 | 117.537 | 118.609 | 119.648 | 120.664 | 121.668 | 122.675 | 123.7 | 124.754 | 125.849 | 126.99 | 128.183 | 129.43 | 130.73 | 132.082 | 133.482 | 134.926
Population, Age 25 thru 29 (Thous.) | 80.507 | 79.241 | 77.379 | 75.29 | 73.464 | 72.815 | 74.136 | 75.747 | 77.671 | 79.493 | 80.972 | 82.065 | 83.062 | 83.942 | 84.778 | 84.272 | 83.524 | 84.778 | 86.894 | 90.751 | 94.937 | 99.805 | 103.948 | 106.538 | 106.947 | 106.712 | 105.811 | 105.035 | 105.221 | 107.495 | 110.299 | 112.663 | 114.768 | 116.727 | 118.564 | 120.296 | 121.936 | 123.499 | 125.009 | 126.471 | 127.893 | 129.282 | 130.646 | 131.997 | 133.346 | 134.702 | 136.074 | 137.467 | 138.887 | 140.338 | 141.826
Population, Age 30 thru 34 (Thous.) | 81.514 | 81.288 | 80.796 | 80.34 | 80.427 | 81.396 | 82.168 | 83.011 | 84.137 | 85.088 | 85.614 | 85.677 | 85.595 | 85.347 | 85.01 | 84.465 | 86.3 | 87.605 | 88.542 | 89.803 | 91.202 | 92.07 | 95.106 | 97.704 | 100.916 | 103.005 | 104.716 | 105.938 | 107.351 | 107.555 | 107.686 | 108.307 | 109.232 | 110.363 | 111.639 | 113.012 | 114.445 | 115.911 | 117.392 | 118.875 | 120.352 | 121.817 | 123.267 | 124.7 | 126.117 | 127.522 | 128.919 | 130.312 | 131.707 | 133.109 | 134.522
Population, Age 35 thru 39 (Thous.) | 72.444 | 75.105 | 75.333 | 76.556 | 78.169 | 80.146 | 81.884 | 83.747 | 85.961 | 88.067 | 89.8 | 91.108 | 92.315 | 93.394 | 94.43 | 94.195 | 92.246 | 89.97 | 88.584 | 88.946 | 90.578 | 93.86 | 95.96 | 97.217 | 97.158 | 96.305 | 95.993 | 97.261 | 99.322 | 101.255 | 102.907 | 104.349 | 105.652 | 106.888 | 108.117 | 109.366 | 110.648 | 111.966 | 113.324 | 114.717 | 116.138 | 117.581 | 119.038 | 120.504 | 121.975 | 123.447 | 124.917 | 126.386 | 127.852 | 129.316 | 130.782
Population, Age 40 thru 44 (Thous.) | 57.354 | 58.376 | 61.553 | 63.713 | 66.703 | 70.046 | 72.834 | 75.77 | 79.104 | 82.426 | 85.479 | 88.198 | 90.883 | 93.504 | 96.139 | 98.623 | 99.776 | 99.708 | 99.893 | 99.927 | 99.038 | 98.167 | 96.788 | 95.105 | 94.492 | 95.172 | 96.756 | 97.488 | 97.798 | 98.43 | 99.492 | 100.756 | 102.096 | 103.472 | 104.845 | 106.209 | 107.57 | 108.932 | 110.306 | 111.697 | 113.108 | 114.54 | 115.991 | 117.462 | 118.948 | 120.449 | 121.961 | 123.481 | 125.007 | 126.538 | 128.073
Population, Age 45 thru 49 (Thous.) | 46.293 | 47.229 | 48.463 | 50.654 | 52.676 | 54.82 | 58.138 | 61.785 | 65.839 | 69.967 | 73.946 | 77.703 | 81.488 | 85.272 | 89.124 | 93.423 | 95.371 | 97.257 | 98.844 | 100.077 | 102.104 | 104.138 | 104.899 | 105.129 | 104.708 | 102.697 | 99.72 | 97.015 | 95.005 | 95.245 | 96.474 | 97.692 | 98.953 | 100.268 | 101.614 | 102.981 | 104.364 | 105.755 | 107.159 | 108.576 | 110.007 | 111.454 | 112.917 | 114.396 | 115.893 | 117.406 | 118.934 | 120.477 | 122.032 | 123.6 | 125.178
Population, Age 50 thru 54 (Thous.) | 40.634 | 40.54 | 40.902 | 42.019 | 43.411 | 45.054 | 47.949 | 51.15 | 54.699 | 58.322 | 61.832 | 65.165 | 68.53 | 71.902 | 75.337 | 79.794 | 83.891 | 86.224 | 88.88 | 92.378 | 96.188 | 99.246 | 101.938 | 103.5 | 104.28 | 105.346 | 106.101 | 105.788 | 105.228 | 103.956 | 102.796 | 102.113 | 101.823 | 101.862 | 102.155 | 102.655 | 103.326 | 104.138 | 105.071 | 106.106 | 107.226 | 108.419 | 109.674 | 110.982 | 112.337 | 113.732 | 115.163 | 116.626 | 118.117 | 119.633 | 121.173
Population, Age 55 thru 59 (Thous.) | 40.177 | 39.881 | 39.316 | 38.759 | 38.884 | 39.737 | 41.578 | 43.634 | 45.943 | 48.269 | 50.461 | 52.475 | 54.486 | 56.475 | 58.488 | 60.869 | 63.622 | 68.532 | 72.662 | 77.183 | 82.372 | 87.504 | 90.009 | 92.692 | 95.25 | 97.866 | 99.942 | 101.916 | 103.24 | 104.062 | 104.392 | 104.477 | 104.466 | 104.447 | 104.445 | 104.491 | 104.611 | 104.82 | 105.137 | 105.558 | 106.079 | 106.696 | 107.402 | 108.192 | 109.055 | 109.984 | 110.974 | 112.017 | 113.108 | 114.242 | 115.415
Population, Age 60 thru 64 (Thous.) | 40.323 | 39.371 | 38.594 | 38.443 | 38.523 | 39.023 | 39.935 | 40.957 | 42.159 | 43.315 | 44.295 | 45.072 | 45.804 | 46.479 | 47.137 | 48.348 | 50.542 | 53.109 | 56.442 | 59.663 | 63.263 | 67.034 | 72.222 | 76.64 | 80.458 | 84.913 | 89.263 | 90.883 | 93.121 | 94.728 | 95.912 | 96.931 | 97.771 | 98.457 | 99.021 | 99.491 | 99.896 | 100.261 | 100.614 | 100.976 | 101.363 | 101.788 | 102.261 | 102.788 | 103.371 | 104.01 | 104.706 | 105.459 | 106.268 | 107.129 | 108.04
Population, Age 65 thru 69 (Thous.) | 36.133 | 36.65 | 37.1 | 37.284 | 37.682 | 38.162 | 38.572 | 39.024 | 39.612 | 40.121 | 40.434 | 40.532 | 40.563 | 40.519 | 40.435 | 40.72 | 41.797 | 43.195 | 44.776 | 46.86 | 49.015 | 52.065 | 55.23 | 58.824 | 61.69 | 64.226 | 66.907 | 72.219 | 76.115 | 78.769 | 80.857 | 82.808 | 84.555 | 86.102 | 87.48 | 88.705 | 89.792 | 90.756 | 91.618 | 92.395 | 93.106 | 93.767 | 94.394 | 95.004 | 95.602 | 96.197 | 96.801 | 97.422 | 98.064 | 98.735 | 99.437
Population, Age 70 thru 74 (Thous.) | 29.571 | 29.982 | 30.556 | 31.155 | 31.505 | 31.937 | 32.449 | 33.017 | 33.714 | 34.356 | 34.841 | 35.153 | 35.417 | 35.624 | 35.807 | 35.813 | 36.255 | 36.578 | 36.885 | 37.613 | 38.737 | 40.138 | 41.519 | 43.301 | 45.12 | 46.865 | 49.264 | 52.108 | 55.884 | 58.977 | 61.708 | 64.364 | 66.851 | 69.158 | 71.305 | 73.298 | 75.142 | 76.842 | 78.405 | 79.842 | 81.161 | 82.373 | 83.491 | 84.527 | 85.485 | 86.373 | 87.206 | 87.994 | 88.749 | 89.482 | 90.201
Population, Age 75 thru 79 (Thous.) | 21.039 | 21.791 | 22.617 | 23.413 | 24.123 | 24.744 | 25.367 | 26.042 | 26.832 | 27.595 | 28.247 | 28.771 | 29.268 | 29.729 | 30.18 | 30.877 | 30.848 | 30.928 | 31.276 | 31.763 | 32.178 | 32.742 | 33.072 | 33.391 | 33.736 | 34.53 | 35.501 | 36.639 | 38.294 | 40.631 | 43.286 | 45.985 | 48.672 | 51.317 | 53.894 | 56.39 | 58.795 | 61.101 | 63.299 | 65.391 | 67.378 | 69.258 | 71.035 | 72.714 | 74.287 | 75.757 | 77.132 | 78.421 | 79.632 | 80.776 | 81.861
Population, Age 80 thru 84 (Thous.) | 12.381 | 12.946 | 13.619 | 14.399 | 15.076 | 15.668 | 16.242 | 16.857 | 17.559 | 18.255 | 18.889 | 19.448 | 19.997 | 20.53 | 21.065 | 21.947 | 22.688 | 23.249 | 23.575 | 24.101 | 24.534 | 24.829 | 25.206 | 25.424 | 25.52 | 25.741 | 25.942 | 26.291 | 26.909 | 28.194 | 29.869 | 31.713 | 33.681 | 35.744 | 37.885 | 40.079 | 42.304 | 44.535 | 46.753 | 48.944 | 51.094 | 53.193 | 55.23 | 57.202 | 59.089 | 60.884 | 62.586 | 64.196 | 65.715 | 67.147 | 68.497
Population, Age 85 and older (Thous.) | 9.825 | 10.147 | 10.388 | 10.66 | 11.034 | 11.42 | 12.019 | 12.68 | 13.418 | 14.165 | 14.877 | 15.54 | 16.204 | 16.865 | 17.536 | 18.409 | 18.717 | 19.281 | 20.022 | 20.586 | 21.287 | 22.32 | 23.152 | 23.922 | 24.742 | 25.559 | 26.062 | 26.615 | 27.221 | 27.958 | 28.794 | 29.695 | 30.746 | 31.923 | 33.292 | 34.858 | 36.593 | 38.499 | 40.543 | 42.707 | 44.97 | 47.302 | 49.678 | 52.079 | 54.475 | 56.842 | 59.166 | 61.433 | 63.63 | 65.752 | 67.793
Montana | 1985 | 1986 | 1987 | 1988 | 1989 | 1990 | 1991 | 1992 | 1993 | 1994 | 1995 | 1996 | 1997 | 1998 | 1999 | 2000 | 2001 | 2002 | 2003 | 2004 | 2005 | 2006 | 2007 | 2008 | 2009 | 2010 | 2011 | 2012 | 2013 | 2014 | 2015 | 2016 | 2017 | 2018 | 2019 | 2020 | 2021 | 2022 | 2023 | 2024 | 2025 | 2026 | 2027 | 2028 | 2029 | 2030 | 2031 | 2032 | 2033 | 2034 | 2035
Population (Thous.) | 820.617 | 812.641 | 804.69 | 800.397 | 799.776 | 801.939 | 812.085 | 828.294 | 846.649 | 863.109 | 877.407 | 886.321 | 890.12 | 893.221 | 898.362 | 903.977 | 907.643 | 912.862 | 921.07 | 931.244 | 941.82 | 954.146 | 966.139 | 977.095 | 984.866 | 991.576 | 998.635 | 1006.807 | 1016.352 | 1025.776 | 1034.779 | 1043.723 | 1052.69 | 1061.392 | 1069.571 | 1077.162 | 1084.187 | 1090.642 | 1096.522 | 1101.83 | 1106.683 | 1111.384 | 1115.998 | 1120.511 | 1124.91 | 1129.198 | 1133.386 | 1137.485 | 1141.509 | 1145.469 | 1149.357
Population, Age 0 thru 4 (Thous.) | 70.553 | 68.381 | 65.709 | 63.256 | 61.464 | 60.335 | 59.905 | 59.892 | 59.983 | 59.89 | 59.602 | 58.915 | 57.869 | 56.766 | 55.782 | 54.823 | 54.486 | 54.501 | 55.159 | 56.105 | 57.057 | 58.102 | 59.157 | 60.816 | 61.839 | 62.258 | 61.899 | 61.48 | 61.322 | 61.942 | 62.872 | 63.891 | 65.155 | 66.55 | 67.849 | 68.998 | 70.022 | 70.938 | 71.762 | 72.507 | 73.193 | 73.864 | 74.545 | 75.236 | 75.933 | 76.636 | 77.343 | 78.053 | 78.764 | 79.477 | 80.17
Population, Age 5 thru 9 (Thous.) | 65.728 | 66.179 | 66.341 | 66.419 | 66.011 | 65.268 | 65.053 | 65.285 | 65.641 | 65.806 | 65.767 | 65.295 | 64.429 | 63.503 | 62.712 | 61.216 | 59.505 | 58.294 | 57.768 | 57.43 | 57.466 | 58.39 | 59.083 | 59.908 | 60.373 | 60.803 | 61.503 | 62.432 | 63.32 | 63.414 | 63.327 | 63.417 | 63.644 | 64.031 | 64.589 | 65.272 | 66.029 | 66.826 | 67.638 | 68.447 | 69.238 | 70.008 | 70.761 | 71.501 | 72.232 | 72.957 | 73.678 | 74.397 | 75.114 | 75.83 | 76.545
Population, Age 10 thru 14 (Thous.) | 62.144 | 60.217 | 59.829 | 60.626 | 62.055 | 62.881 | 63.597 | 64.726 | 66.017 | 67.155 | 68.119 | 68.661 | 68.805 | 68.894 | 69.139 | 69.08 | 68.515 | 67.715 | 66.694 | 65.804 | 64.26 | 63.142 | 62.579 | 62.116 | 61.483 | 61.103 | 61.23 | 61.387 | 61.772 | 62.242 | 62.687 | 63.07 | 63.404 | 63.715 | 64.042 | 64.41 | 64.832 | 65.31 | 65.839 | 66.412 | 67.02 | 67.661 | 68.326 | 69.006 | 69.698 | 70.396 | 71.1 | 71.807 | 72.516 | 73.227 | 73.94
Population, Age 15 thru 19 (Thous.) | 62.912 | 62.089 | 60.623 | 59.104 | 57.796 | 57.404 | 58.666 | 60.472 | 62.461 | 64.337 | 66.075 | 67.425 | 68.396 | 69.319 | 70.407 | 71.767 | 72.699 | 72.127 | 71.892 | 71.389 | 70.64 | 70.139 | 69.779 | 68.813 | 67.554 | 66.515 | 66.056 | 64.935 | 64.218 | 63.769 | 63.479 | 63.307 | 63.269 | 63.33 | 63.442 | 63.595 | 63.79 | 64.03 | 64.316 | 64.647 | 65.024 | 65.446 | 65.911 | 66.414 | 66.95 | 67.516 | 68.106 | 68.717 | 69.346 | 69.989 | 70.644
Population, Age 20 thru 24 (Thous.) | 65.12 | 60.573 | 55.998 | 51.941 | 49.268 | 48.16 | 49.045 | 50.427 | 51.956 | 53.386 | 54.697 | 55.683 | 56.355 | 56.986 | 57.751 | 58.919 | 60.433 | 63.285 | 66.105 | 68.177 | 69.865 | 70.278 | 68.939 | 68.481 | 67.44 | 67.714 | 69.571 | 72.03 | 73.731 | 73.4 | 72.209 | 71.195 | 70.399 | 69.785 | 69.274 | 68.844 | 68.491 | 68.21 | 67.996 | 67.848 | 67.77 | 67.777 | 67.865 | 68.024 | 68.249 | 68.533 | 68.87 | 69.254 | 69.681 | 70.145 | 70.643
Population, Age 25 thru 29 (Thous.) | 66.945 | 64.628 | 62.228 | 60.043 | 57.99 | 56.331 | 55.876 | 55.855 | 55.933 | 55.837 | 55.56 | 54.911 | 53.926 | 52.89 | 51.963 | 50.298 | 48.795 | 48.299 | 49.047 | 50.358 | 52.209 | 55.321 | 58.913 | 61.778 | 63.12 | 64.146 | 63.745 | 63.112 | 63.149 | 64.795 | 66.635 | 67.873 | 68.673 | 69.154 | 69.42 | 69.531 | 69.53 | 69.455 | 69.334 | 69.189 | 69.039 | 68.906 | 68.803 | 68.739 | 68.719 | 68.747 | 68.823 | 68.949 | 69.124 | 69.346 | 69.613
Population, Age 30 thru 34 (Thous.) | 70.388 | 69.682 | 68.915 | 68.054 | 67.427 | 66.99 | 65.826 | 64.971 | 64.194 | 63.182 | 61.933 | 60.242 | 58.17 | 56.034 | 54.004 | 52.42 | 52.74 | 53.04 | 53.558 | 53.732 | 53.71 | 53.323 | 54.192 | 55.418 | 57.607 | 59.348 | 61.234 | 62.919 | 64.461 | 64.579 | 64.346 | 64.399 | 64.573 | 64.765 | 64.956 | 65.119 | 65.236 | 65.294 | 65.289 | 65.226 | 65.12 | 65.001 | 64.879 | 64.759 | 64.648 | 64.551 | 64.474 | 64.422 | 64.401 | 64.411 | 64.456
Population, Age 35 thru 39 (Thous.) | 61.717 | 64.172 | 64.507 | 65.7 | 66.924 | 67.807 | 67.89 | 68.33 | 68.909 | 69.296 | 69.475 | 69.202 | 68.516 | 67.768 | 67.166 | 65.577 | 62.325 | 59.138 | 56.207 | 54.779 | 54.967 | 55.813 | 56.261 | 56.303 | 55.93 | 55.131 | 54.75 | 55.684 | 57.228 | 58.723 | 59.945 | 60.906 | 61.652 | 62.238 | 62.736 | 63.169 | 63.542 | 63.858 | 64.117 | 64.318 | 64.464 | 64.561 | 64.617 | 64.64 | 64.636 | 64.612 | 64.576 | 64.532 | 64.488 | 64.45 | 64.422
Population, Age 40 thru 44 (Thous.) | 48.843 | 49.553 | 52.093 | 53.773 | 56.548 | 58.924 | 60.596 | 62.638 | 64.876 | 67.005 | 68.996 | 70.587 | 71.783 | 72.931 | 74.253 | 75.323 | 74.704 | 73.646 | 72.013 | 70.484 | 67.937 | 65.213 | 62.357 | 59.962 | 57.898 | 57.421 | 57.766 | 57.787 | 57.709 | 57.717 | 58.091 | 58.743 | 59.505 | 60.29 | 61.023 | 61.69 | 62.293 | 62.832 | 63.307 | 63.718 | 64.073 | 64.382 | 64.647 | 64.868 | 65.048 | 65.188 | 65.292 | 65.367 | 65.415 | 65.443 | 65.455
Population, Age 45 thru 49 (Thous.) | 40.558 | 40.967 | 41.62 | 43.127 | 44.127 | 45.16 | 47.71 | 50.773 | 54.054 | 57.303 | 60.486 | 63.357 | 65.895 | 68.4 | 71.082 | 74.168 | 75.298 | 75.768 | 76.199 | 76.405 | 76.877 | 76.785 | 75.873 | 74.648 | 72.687 | 69.987 | 66.245 | 63.001 | 60.328 | 59.874 | 60.286 | 60.678 | 61.161 | 61.714 | 62.272 | 62.815 | 63.338 | 63.83 | 64.286 | 64.703 | 65.086 | 65.455 | 65.806 | 66.133 | 66.432 | 66.7 | 66.935 | 67.137 | 67.307 | 67.446 | 67.555
Population, Age 50 thru 54 (Thous.) | 35.943 | 35.637 | 35.738 | 36.3 | 36.918 | 37.62 | 39.779 | 42.383 | 45.173 | 47.937 | 50.647 | 53.098 | 55.27 | 57.415 | 59.708 | 63.003 | 66.267 | 68.128 | 70.906 | 73.3 | 75.021 | 76.526 | 77.798 | 78.508 | 78.61 | 78.649 | 77.464 | 75.906 | 74.158 | 72.411 | 70.9 | 69.728 | 68.908 | 68.361 | 67.97 | 67.693 | 67.512 | 67.406 | 67.359 | 67.357 | 67.395 | 67.486 | 67.621 | 67.788 | 67.975 | 68.173 | 68.374 | 68.571 | 68.76 | 68.935 | 69.094
Population, Age 55 thru 59 (Thous.) | 36.776 | 36.284 | 35.491 | 34.49 | 33.934 | 34.109 | 35.296 | 36.824 | 38.482 | 40.089 | 41.625 | 42.929 | 43.998 | 45.04 | 46.193 | 47.826 | 49.615 | 53.339 | 55.964 | 59.73 | 63.901 | 68.029 | 70.695 | 72.823 | 74.954 | 76.382 | 77.225 | 77.918 | 78.107 | 77.92 | 77.288 | 76.451 | 75.581 | 74.727 | 73.873 | 73.037 | 72.243 | 71.503 | 70.83 | 70.226 | 69.696 | 69.251 | 68.888 | 68.599 | 68.375 | 68.207 | 68.087 | 68.007 | 67.958 | 67.933 | 67.926
Population, Age 60 thru 64 (Thous.) | 35.73 | 35.047 | 34.38 | 34.259 | 34.239 | 34.435 | 34.811 | 35.431 | 36.139 | 36.763 | 37.293 | 37.591 | 37.671 | 37.721 | 37.857 | 38.143 | 39.473 | 41.486 | 44.024 | 46.232 | 47.832 | 49.942 | 53.92 | 57.012 | 60.674 | 64.174 | 67.759 | 69.202 | 71.203 | 72.203 | 72.471 | 72.482 | 72.318 | 72.016 | 71.611 | 71.123 | 70.574 | 69.982 | 69.366 | 68.741 | 68.125 | 67.539 | 66.993 | 66.492 | 66.039 | 65.636 | 65.282 | 64.976 | 64.714 | 64.494 | 64.31
Population, Age 65 thru 69 (Thous.) | 32.522 | 32.665 | 32.703 | 32.533 | 32.508 | 32.524 | 32.587 | 32.858 | 33.199 | 33.45 | 33.603 | 33.539 | 33.276 | 32.984 | 32.763 | 32.414 | 33.051 | 33.927 | 34.79 | 35.977 | 37.288 | 38.96 | 40.891 | 43.333 | 45.546 | 46.997 | 48.752 | 52.581 | 55.175 | 57.312 | 59.055 | 60.449 | 61.473 | 62.159 | 62.611 | 62.873 | 62.97 | 62.922 | 62.747 | 62.466 | 62.107 | 61.707 | 61.284 | 60.849 | 60.409 | 59.974 | 59.552 | 59.15 | 58.77 | 58.417 | 58.092
Population, Age 70 thru 74 (Thous.) | 25.71 | 26.111 | 26.679 | 27.427 | 27.975 | 28.385 | 28.602 | 28.987 | 29.439 | 29.818 | 30.115 | 30.222 | 30.152 | 30.056 | 30.028 | 29.948 | 30.183 | 30.104 | 29.968 | 29.816 | 29.95 | 30.395 | 31.302 | 32.32 | 33.637 | 34.619 | 36.061 | 37.754 | 40.242 | 42.35 | 44.261 | 46.084 | 47.689 | 49.043 | 50.212 | 51.211 | 52.043 | 52.712 | 53.222 | 53.584 | 53.816 | 53.946 | 53.989 | 53.958 | 53.865 | 53.721 | 53.539 | 53.329 | 53.099 | 52.859 | 52.615
Population, Age 75 thru 79 (Thous.) | 18.494 | 19.264 | 19.896 | 20.539 | 21.038 | 21.404 | 21.748 | 22.239 | 22.789 | 23.29 | 23.735 | 24.037 | 24.2 | 24.345 | 24.546 | 24.743 | 24.914 | 24.92 | 25.048 | 25.26 | 25.938 | 25.971 | 25.819 | 25.708 | 25.682 | 25.729 | 26.285 | 27.08 | 28.071 | 29.732 | 31.744 | 33.804 | 35.808 | 37.697 | 39.441 | 41.037 | 42.484 | 43.778 | 44.915 | 45.894 | 46.73 | 47.449 | 48.059 | 48.563 | 48.967 | 49.277 | 49.504 | 49.656 | 49.743 | 49.774 | 49.758
Population, Age 80 thru 84 (Thous.) | 10.972 | 11.456 | 11.994 | 12.553 | 13.109 | 13.565 | 14.031 | 14.601 | 15.221 | 15.819 | 16.388 | 16.865 | 17.248 | 17.621 | 18.037 | 18.664 | 18.605 | 18.757 | 18.963 | 19.068 | 19.185 | 19.545 | 19.664 | 19.933 | 20.119 | 20.391 | 20.484 | 20.521 | 20.53 | 21.207 | 22.278 | 23.505 | 24.825 | 26.194 | 27.595 | 29.001 | 30.386 | 31.723 | 32.991 | 34.177 | 35.273 | 36.281 | 37.2 | 38.027 | 38.759 | 39.398 | 39.947 | 40.41 | 40.792 | 41.098 | 41.335
Population, Age 85 and older (Thous.) | 9.561 | 9.736 | 9.946 | 10.255 | 10.446 | 10.636 | 11.068 | 11.604 | 12.182 | 12.747 | 13.291 | 13.763 | 14.16 | 14.548 | 14.973 | 15.646 | 16.034 | 16.387 | 16.764 | 17.199 | 17.717 | 18.27 | 18.918 | 19.215 | 19.713 | 20.209 | 20.604 | 21.079 | 21.627 | 22.186 | 22.904 | 23.741 | 24.654 | 25.622 | 26.655 | 27.743 | 28.87 | 30.034 | 31.208 | 32.37 | 33.514 | 34.663 | 35.804 | 36.915 | 37.976 | 38.975 | 39.903 | 40.751 | 41.516 | 42.194 | 42.784
Oregon | 1985 | 1986 | 1987 | 1988 | 1989 | 1990 | 1991 | 1992 | 1993 | 1994 | 1995 | 1996 | 1997 | 1998 | 1999 | 2000 | 2001 | 2002 | 2003 | 2004 | 2005 | 2006 | 2007 | 2008 | 2009 | 2010 | 2011 | 2012 | 2013 | 2014 | 2015 | 2016 | 2017 | 2018 | 2019 | 2020 | 2021 | 2022 | 2023 | 2024 | 2025 | 2026 | 2027 | 2028 | 2029 | 2030 | 2031 | 2032 | 2033 | 2034 | 2035
Population (Thous.) | 2674.306 | 2686.115 | 2707.425 | 2747.957 | 2800.471 | 2868.659 | 2935.996 | 3000.55 | 3067.395 | 3129.193 | 3192.093 | 3253.831 | 3309.7 | 3357.176 | 3398.232 | 3434.807 | 3474.034 | 3516.915 | 3549.38 | 3576.251 | 3621.221 | 3676.88 | 3727.835 | 3773.288 | 3811.718 | 3841.436 | 3871.977 | 3903.465 | 3934.049 | 3966.883 | 4002.799 | 4039.994 | 4078.125 | 4116.609 | 4154.674 | 4192.078 | 4228.743 | 4264.649 | 4299.792 | 4334.171 | 4367.733 | 4400.434 | 4432.582 | 4464.352 | 4495.773 | 4526.873 | 4557.693 | 4588.266 | 4618.621 | 4648.692 | 4678.362
Population, Age 0 thru 4 (Thous.) | 199.257 | 196.154 | 194.488 | 195.986 | 201.293 | 207.074 | 210.056 | 212.522 | 215.057 | 217.145 | 219.22 | 221.126 | 222.55 | 223.334 | 223.628 | 222.868 | 224.176 | 224.924 | 225.442 | 225.314 | 226.682 | 229.558 | 233.734 | 236.46 | 237.669 | 236.892 | 234.638 | 231.91 | 229.916 | 229.576 | 230.198 | 231.293 | 233.105 | 235.354 | 237.474 | 239.325 | 240.948 | 242.377 | 243.638 | 244.751 | 245.74 | 246.68 | 247.629 | 248.584 | 249.54 | 250.496 | 251.45 | 252.399 | 253.343 | 254.28 | 255.238
Population, Age 5 thru 9 (Thous.) | 198.203 | 201.413 | 202.865 | 204.352 | 207.034 | 210.661 | 214.148 | 217.366 | 220.686 | 223.578 | 226.487 | 229.252 | 231.546 | 233.2 | 234.365 | 232.768 | 230.343 | 228.681 | 227.074 | 226.482 | 227.02 | 229.895 | 231.61 | 234.619 | 236.16 | 237.025 | 237.492 | 239.13 | 240.029 | 239.565 | 238.901 | 238.562 | 238.486 | 238.737 | 239.353 | 240.242 | 241.308 | 242.48 | 243.708 | 244.95 | 246.176 | 247.368 | 248.537 | 249.691 | 250.835 | 251.971 | 253.101 | 254.226 | 255.346 | 256.458 | 257.559
Population, Age 10 thru 14 (Thous.) | 185.339 | 180.643 | 181.507 | 186.093 | 194.324 | 202.366 | 207.406 | 212.007 | 216.771 | 221.18 | 225.669 | 230.077 | 234.072 | 237.474 | 240.424 | 243.324 | 246.276 | 248.274 | 248.2 | 245.664 | 243.224 | 241.951 | 241.598 | 241.349 | 241.766 | 242.491 | 242.286 | 241.187 | 240.514 | 240.866 | 241.67 | 242.332 | 242.809 | 243.169 | 243.541 | 243.997 | 244.564 | 245.25 | 246.051 | 246.953 | 247.935 | 248.976 | 250.067 | 251.199 | 252.362 | 253.551 | 254.758 | 255.981 | 257.216 | 258.457 | 259.695
Population, Age 15 thru 19 (Thous.) | 196.035 | 196.269 | 194.68 | 193.271 | 191.747 | 193.317 | 198.767 | 204.402 | 210.249 | 215.805 | 221.489 | 227.144 | 232.44 | 237.19 | 241.523 | 245.168 | 246.087 | 246.567 | 247.175 | 248.84 | 252.076 | 255.593 | 258.175 | 258.459 | 256.422 | 253.238 | 248.714 | 247.118 | 245.904 | 245.708 | 246.263 | 246.926 | 247.548 | 248.085 | 248.596 | 249.11 | 249.643 | 250.213 | 250.836 | 251.524 | 252.28 | 253.101 | 253.996 | 254.964 | 256.001 | 257.1 | 258.253 | 259.456 | 260.701 | 261.981 | 263.281
Population, Age 20 thru 24 (Thous.) | 204.487 | 197.073 | 190.741 | 187.501 | 187.316 | 191.65 | 196.302 | 200.781 | 205.421 | 209.73 | 214.12 | 218.439 | 222.37 | 225.743 | 228.689 | 233.283 | 239.826 | 246.777 | 249.889 | 249.618 | 249.829 | 250.076 | 250.269 | 251.559 | 252.861 | 255.124 | 261.713 | 266.655 | 268.36 | 266.578 | 263.745 | 261.492 | 259.724 | 258.348 | 257.324 | 256.598 | 256.115 | 255.835 | 255.729 | 255.777 | 255.961 | 256.267 | 256.691 | 257.229 | 257.873 | 258.617 | 259.453 | 260.376 | 261.377 | 262.448 | 263.576
Population, Age 25 thru 29 (Thous.) | 227.259 | 223.012 | 218.951 | 216.681 | 214.045 | 214.112 | 217.043 | 219.93 | 222.903 | 225.428 | 227.953 | 230.318 | 232.194 | 233.416 | 234.135 | 231.731 | 229.952 | 231.087 | 232.948 | 235.129 | 240.657 | 248.984 | 256.419 | 261.874 | 265.123 | 265.12 | 263.708 | 261.81 | 262.113 | 267.57 | 274.263 | 279.655 | 284.175 | 287.922 | 290.88 | 293.208 | 295.061 | 296.549 | 297.77 | 298.8 | 299.687 | 300.46 | 301.209 | 301.989 | 302.816 | 303.701 | 304.656 | 305.686 | 306.793 | 307.959 | 309.151
Population, Age 30 thru 34 (Thous.) | 246.604 | 246.106 | 245.491 | 243.842 | 240.958 | 241.449 | 242.615 | 243.414 | 244.201 | 244.392 | 244.481 | 244.292 | 243.486 | 241.905 | 239.729 | 238.491 | 243.825 | 247.475 | 247.998 | 245.3 | 242.32 | 241.81 | 244.205 | 249.432 | 255.56 | 261.093 | 266.288 | 270.855 | 274.198 | 273.277 | 271.621 | 271.291 | 271.907 | 273.162 | 274.808 | 276.639 | 278.512 | 280.342 | 282.081 | 283.706 | 285.207 | 286.578 | 287.833 | 288.998 | 290.098 | 291.153 | 292.184 | 293.209 | 294.244 | 295.297 | 296.372
Population, Age 35 thru 39 (Thous.) | 219.362 | 229.934 | 232.717 | 239.627 | 246.209 | 251.805 | 254.072 | 255.673 | 257.294 | 258.322 | 259.274 | 259.967 | 260.035 | 259.307 | 257.965 | 253.671 | 248.116 | 243.698 | 240.328 | 240.019 | 245.61 | 251.749 | 255.431 | 255.773 | 253.643 | 249.63 | 248.113 | 250.168 | 254.458 | 259.539 | 264.198 | 267.908 | 270.857 | 273.296 | 275.528 | 277.676 | 279.779 | 281.847 | 283.882 | 285.871 | 287.798 | 289.645 | 291.418 | 293.117 | 294.741 | 296.294 | 297.782 | 299.214 | 300.599 | 301.943 | 303.248
Population, Age 40 thru 44 (Thous.) | 166.326 | 173.15 | 188.048 | 199.756 | 212.97 | 225.115 | 231.079 | 236.313 | 241.733 | 246.763 | 251.885 | 256.923 | 261.502 | 265.424 | 268.843 | 271.46 | 271.179 | 269.306 | 266.45 | 263.317 | 259.297 | 254.198 | 249.807 | 246.711 | 246.593 | 249.615 | 255.047 | 257.645 | 257.954 | 258.304 | 259.638 | 261.746 | 264.199 | 266.778 | 269.341 | 271.853 | 274.313 | 276.723 | 279.083 | 281.394 | 283.653 | 285.853 | 287.999 | 290.093 | 292.131 | 294.108 | 296.024 | 297.879 | 299.673 | 301.407 | 303.076
Population, Age 45 thru 49 (Thous.) | 129.096 | 134.178 | 141.248 | 151.236 | 159.908 | 168.231 | 178.197 | 188.406 | 199.034 | 209.604 | 220.509 | 231.595 | 242.509 | 253.024 | 263.242 | 272.94 | 275.312 | 277.383 | 276.275 | 273.371 | 273.09 | 273.17 | 271.464 | 269.079 | 266.045 | 260.689 | 254.127 | 248.568 | 244.831 | 246.462 | 250.315 | 253.882 | 257.324 | 260.687 | 263.95 | 267.119 | 270.201 | 273.197 | 276.109 | 278.944 | 281.703 | 284.385 | 287.006 | 289.577 | 292.097 | 294.564 | 296.978 | 299.337 | 301.639 | 303.878 | 306.042
Population, Age 50 thru 54 (Thous.) | 113.322 | 113.001 | 115.179 | 120.222 | 125.543 | 131.223 | 140.891 | 151.07 | 161.673 | 172.314 | 183.31 | 194.533 | 205.681 | 216.552 | 227.218 | 240.764 | 252.307 | 256.227 | 262.819 | 268.894 | 273.309 | 276.95 | 279.197 | 279.016 | 276.956 | 276.138 | 274.341 | 271.173 | 268.128 | 265.414 | 264.108 | 264.055 | 264.933 | 266.491 | 268.439 | 270.659 | 273.086 | 275.663 | 278.342 | 281.092 | 283.88 | 286.679 | 289.494 | 292.326 | 295.163 | 297.996 | 300.816 | 303.617 | 306.391 | 309.125 | 311.797
Population, Age 55 thru 59 (Thous.) | 117.251 | 115.901 | 114.377 | 113.423 | 113.996 | 116.989 | 122.464 | 128.151 | 134.067 | 139.89 | 145.888 | 151.956 | 157.867 | 163.481 | 168.871 | 175.5 | 183.954 | 200.743 | 212.813 | 225.304 | 240.443 | 254.069 | 258.364 | 264.395 | 270.9 | 274.797 | 276.464 | 277.543 | 276.774 | 276.811 | 277.094 | 277.295 | 277.711 | 278.403 | 279.202 | 280.099 | 281.108 | 282.23 | 283.469 | 284.827 | 286.287 | 287.828 | 289.455 | 291.162 | 292.934 | 294.756 | 296.613 | 298.494 | 300.384 | 302.269 | 304.129
Population, Age 60 thru 64 (Thous.) | 122.309 | 120.97 | 119.97 | 120.531 | 120.729 | 121.736 | 123.341 | 124.832 | 126.365 | 127.638 | 128.905 | 130.075 | 130.962 | 131.475 | 131.701 | 133.087 | 139.143 | 146.941 | 156.883 | 166.492 | 175.433 | 185.231 | 202.044 | 214.473 | 227.014 | 240.472 | 252.335 | 255.275 | 260.3 | 261.763 | 261.2 | 260.485 | 259.833 | 259.338 | 259.064 | 258.995 | 259.107 | 259.388 | 259.831 | 260.43 | 261.175 | 262.048 | 263.046 | 264.163 | 265.39 | 266.716 | 268.129 | 269.618 | 271.171 | 272.774 | 274.411
Population, Age 65 thru 69 (Thous.) | 113.424 | 115.74 | 117.659 | 118.849 | 121.014 | 122.955 | 123.012 | 122.678 | 122.306 | 121.601 | 120.813 | 119.856 | 118.563 | 116.865 | 114.853 | 112.443 | 113.968 | 116.596 | 120.535 | 125.443 | 130.654 | 137.586 | 145.453 | 155.378 | 164.61 | 172.24 | 181.252 | 197.73 | 208.788 | 215.624 | 219.994 | 223.368 | 225.768 | 227.409 | 228.617 | 229.547 | 230.287 | 230.912 | 231.477 | 232.029 | 232.597 | 233.199 | 233.858 | 234.588 | 235.398 | 236.29 | 237.267 | 238.325 | 239.461 | 240.67 | 241.939
Population, Age 70 thru 74 (Thous.) | 93.711 | 95.212 | 96.693 | 98.713 | 100.51 | 102.314 | 103.43 | 104.34 | 105.27 | 105.968 | 106.647 | 107.231 | 107.568 | 107.585 | 107.356 | 106.919 | 106.043 | 105.262 | 104.699 | 104.659 | 106.076 | 108.041 | 110.351 | 113.686 | 117.832 | 122.086 | 128.306 | 136.13 | 146.409 | 155.379 | 163.263 | 170.352 | 176.393 | 181.434 | 185.69 | 189.284 | 192.31 | 194.856 | 197.002 | 198.823 | 200.387 | 201.75 | 202.962 | 204.066 | 205.099 | 206.09 | 207.063 | 208.037 | 209.026 | 210.041 | 211.089
Population, Age 75 thru 79 (Thous.) | 67.394 | 69.782 | 72.61 | 75.038 | 77.072 | 78.946 | 80.869 | 82.728 | 84.654 | 86.444 | 88.268 | 90.064 | 91.7 | 93.106 | 94.337 | 95.055 | 94.796 | 94.767 | 94.572 | 93.8 | 93.423 | 92.851 | 91.993 | 91.399 | 91.415 | 91.907 | 93.213 | 95.63 | 99.316 | 105.636 | 113.142 | 120.636 | 127.907 | 134.789 | 141.192 | 147.095 | 152.503 | 157.431 | 161.892 | 165.916 | 169.535 | 172.786 | 175.729 | 178.416 | 180.885 | 183.173 | 185.314 | 187.339 | 189.277 | 191.142 | 192.943
Population, Age 80 thru 84 (Thous.) | 40.676 | 42.277 | 44.053 | 45.859 | 47.98 | 49.904 | 51.678 | 53.42 | 55.228 | 56.972 | 58.761 | 60.554 | 62.261 | 63.831 | 65.298 | 67.311 | 69.358 | 71.483 | 72.795 | 74.347 | 75.546 | 75.866 | 75.892 | 75.48 | 74.629 | 74.095 | 73.493 | 73.152 | 73.162 | 75.365 | 78.925 | 83.123 | 87.857 | 92.933 | 98.16 | 103.419 | 108.627 | 113.706 | 118.596 | 123.254 | 127.654 | 131.776 | 135.633 | 139.242 | 142.614 | 145.765 | 148.714 | 151.482 | 154.088 | 156.548 | 158.868
Population, Age 85 and older (Thous.) | 34.251 | 35.3 | 36.149 | 36.976 | 37.821 | 38.811 | 40.626 | 42.517 | 44.483 | 46.419 | 48.412 | 50.43 | 52.395 | 54.262 | 56.054 | 58.024 | 59.374 | 60.725 | 62.486 | 64.259 | 66.53 | 69.304 | 71.827 | 74.145 | 76.518 | 78.785 | 80.445 | 81.785 | 82.894 | 83.445 | 84.26 | 85.593 | 87.589 | 90.275 | 93.515 | 97.215 | 101.271 | 105.651 | 110.294 | 115.13 | 120.078 | 125.053 | 130.02 | 134.947 | 139.795 | 144.532 | 149.137 | 153.593 | 157.89 | 162.014 | 165.948
Washington | 1985 | 1986 | 1987 | 1988 | 1989 | 1990 | 1991 | 1992 | 1993 | 1994 | 1995 | 1996 | 1997 | 1998 | 1999 | 2000 | 2001 | 2002 | 2003 | 2004 | 2005 | 2006 | 2007 | 2008 | 2009 | 2010 | 2011 | 2012 | 2013 | 2014 | 2015 | 2016 | 2017 | 2018 | 2019 | 2020 | 2021 | 2022 | 2023 | 2024 | 2025 | 2026 | 2027 | 2028 | 2029 | 2030 | 2031 | 2032 | 2033 | 2034 | 2035
Population (Thous.) | 4406.385 | 4464.19 | 4547.031 | 4652.907 | 4768.715 | 4915.946 | 5043.033 | 5174.222 | 5289.364 | 5388.837 | 5490.92 | 5583.754 | 5685.831 | 5777.237 | 5850.909 | 5920.504 | 5993.451 | 6057.85 | 6114.794 | 6188.66 | 6273.525 | 6380.576 | 6474.665 | 6575.537 | 6675.091 | 6752.683 | 6830.331 | 6904.906 | 6981 | 7058.001 | 7134.885 | 7210.499 | 7285.516 | 7360.073 | 7433.764 | 7506.323 | 7577.296 | 7646.607 | 7714.268 | 7780.437 | 7845.489 | 7909.703 | 7973.172 | 8035.917 | 8097.988 | 8159.444 | 8220.335 | 8280.726 | 8340.664 | 8400.272 | 8459.811
Population, Age 0 thru 4 (Thous.) | 341.478 | 343.445 | 347.529 | 354.639 | 365.598 | 376.858 | 381.948 | 386.73 | 390.069 | 392.036 | 393.994 | 395.092 | 396.651 | 397.274 | 396.512 | 394.561 | 396.716 | 397.642 | 398.648 | 401.935 | 404.447 | 410.956 | 420.829 | 429.761 | 436.969 | 440.318 | 443.618 | 444.384 | 444.698 | 445.522 | 446.753 | 448.512 | 451.028 | 454.02 | 457.049 | 460.002 | 462.872 | 465.649 | 468.324 | 470.897 | 473.38 | 475.907 | 478.575 | 481.357 | 484.228 | 487.168 | 490.161 | 493.197 | 496.27 | 499.374 | 502.501
Population, Age 5 thru 9 (Thous.) | 317.676 | 327.883 | 338.937 | 350.794 | 361.614 | 373.542 | 381.478 | 389.43 | 396.079 | 401.474 | 406.986 | 411.737 | 417.096 | 421.6 | 424.746 | 422.316 | 415.489 | 408.95 | 404.521 | 404.419 | 405.702 | 410.789 | 414.882 | 419.68 | 426.427 | 430.371 | 434.223 | 440.686 | 446.959 | 449.872 | 451.209 | 452.391 | 453.499 | 454.724 | 456.255 | 458.061 | 460.07 | 462.23 | 464.507 | 466.865 | 469.279 | 471.733 | 474.239 | 476.81 | 479.455 | 482.176 | 484.97 | 487.834 | 490.763 | 493.752 | 496.801
Population, Age 10 thru 14 (Thous.) | 299.484 | 292.509 | 296.923 | 307.85 | 323.194 | 339.454 | 350.918 | 362.49 | 373.054 | 382.615 | 392.457 | 401.73 | 411.76 | 421.107 | 429.241 | 437.376 | 441.29 | 445.231 | 446.815 | 445.351 | 440.32 | 436.996 | 433.948 | 433.225 | 435.95 | 438.598 | 439.333 | 438.355 | 437.977 | 440.878 | 445.201 | 449.179 | 452.75 | 456.002 | 458.975 | 461.759 | 464.413 | 466.992 | 469.53 | 472.06 | 474.615 | 477.208 | 479.839 | 482.511 | 485.23 | 488.004 | 490.835 | 493.729 | 496.687 | 499.713 | 502.816
Population, Age 15 thru 19 (Thous.) | 328.229 | 330.92 | 330.911 | 329.044 | 325.842 | 329.568 | 340.311 | 352.154 | 363.047 | 372.99 | 383.229 | 392.936 | 403.406 | 413.23 | 421.882 | 430.087 | 433.345 | 434.841 | 437.863 | 442.971 | 449.46 | 455.579 | 460.911 | 464.938 | 464.692 | 458.946 | 448.17 | 441.713 | 439.428 | 439.688 | 441.509 | 443.765 | 446.32 | 449.069 | 451.918 | 454.803 | 457.677 | 460.518 | 463.318 | 466.085 | 468.834 | 471.579 | 474.327 | 477.085 | 479.86 | 482.658 | 485.486 | 488.35 | 491.254 | 494.206 | 497.215
Population, Age 20 thru 24 (Thous.) | 369.625 | 359.16 | 351.892 | 348.148 | 348.553 | 356.924 | 362.973 | 369.048 | 373.819 | 377.341 | 380.916 | 383.722 | 387.036 | 389.499 | 390.658 | 397.297 | 416.95 | 432.5 | 440.607 | 443.476 | 447.887 | 451.529 | 450.791 | 457.216 | 461.727 | 467.27 | 482.667 | 490.089 | 493.681 | 490.027 | 483.925 | 479.206 | 475.964 | 474.038 | 473.079 | 472.883 | 473.293 | 474.184 | 475.456 | 477.04 | 478.895 | 480.982 | 483.256 | 485.684 | 488.242 | 490.91 | 493.675 | 496.526 | 499.454 | 502.458 | 505.546
Population, Age 25 thru 29 (Thous.) | 413.341 | 412.67 | 411.143 | 411.686 | 411.334 | 414.991 | 417.514 | 420.033 | 420.853 | 420.079 | 419.184 | 417.266 | 415.727 | 413.097 | 408.931 | 398.98 | 393.18 | 392.521 | 396.936 | 407.725 | 422.914 | 442.822 | 457.642 | 471.996 | 479.902 | 483.226 | 489.454 | 492.939 | 500.205 | 510.629 | 519.546 | 525.517 | 529.863 | 533.24 | 535.797 | 537.743 | 539.213 | 540.399 | 541.472 | 542.558 | 543.781 | 545.203 | 546.823 | 548.635 | 550.634 | 552.812 | 555.157 | 557.661 | 560.31 | 563.103 | 566.07
Population, Age 30 thru 34 (Thous.) | 408.099 | 416.998 | 426.451 | 434.016 | 439.13 | 446.954 | 450.168 | 453.107 | 454.225 | 453.631 | 452.917 | 451.106 | 449.713 | 447.15 | 442.934 | 439.219 | 444.7 | 444.605 | 437.312 | 428.696 | 419.289 | 415.944 | 419.012 | 429.759 | 444.35 | 458.321 | 472.484 | 485.65 | 497.644 | 500.882 | 501.095 | 502.438 | 504.454 | 506.789 | 509.224 | 511.611 | 513.846 | 515.88 | 517.72 | 519.401 | 520.974 | 522.489 | 523.991 | 525.517 | 527.099 | 528.761 | 530.521 | 532.39 | 534.376 | 536.485 | 538.729
Population, Age 35 thru 39 (Thous.) | 362.541 | 380.653 | 386.85 | 399.502 | 413.412 | 428.663 | 437.5 | 446.173 | 453.334 | 459.039 | 464.861 | 469.797 | 475.41 | 480.029 | 483.089 | 480.192 | 470.134 | 458.481 | 448.302 | 445.149 | 450.57 | 459.338 | 463.425 | 460.589 | 454.288 | 445.362 | 439.273 | 441.767 | 448.79 | 459.643 | 470.89 | 480.432 | 488.51 | 495.487 | 501.632 | 507.1 | 511.97 | 516.326 | 520.231 | 523.746 | 526.937 | 529.859 | 532.549 | 535.049 | 537.399 | 539.64 | 541.806 | 543.931 | 546.041 | 548.165 | 550.336
Population, Age 40 thru 44 (Thous.) | 277.887 | 291.812 | 318.637 | 338.542 | 359.042 | 379.544 | 392.929 | 406.307 | 418.574 | 429.733 | 441.223 | 452.089 | 463.822 | 474.802 | 484.426 | 493.09 | 496.448 | 495.05 | 493.226 | 491.327 | 485.045 | 475.593 | 466.381 | 459.457 | 457.561 | 461.617 | 468.158 | 469.317 | 465.656 | 463.991 | 465.538 | 469.146 | 473.998 | 479.605 | 485.485 | 491.403 | 497.215 | 502.83 | 508.186 | 513.255 | 518.039 | 522.542 | 526.766 | 530.721 | 534.423 | 537.894 | 541.158 | 544.241 | 547.17 | 549.975 | 552.692
Population, Age 45 thru 49 (Thous.) | 213.783 | 221.952 | 234.305 | 252.401 | 269.309 | 285.786 | 302.733 | 320.538 | 337.821 | 354.518 | 371.772 | 388.776 | 406.797 | 424.423 | 441.065 | 458.49 | 468.068 | 478.315 | 484.478 | 488.651 | 492.77 | 497.299 | 498.175 | 497.694 | 496.435 | 488.793 | 475.793 | 465.363 | 456.46 | 457.387 | 462.192 | 466.473 | 470.853 | 475.561 | 480.542 | 485.748 | 491.105 | 496.541 | 502.001 | 507.441 | 512.835 | 518.154 | 523.357 | 528.412 | 533.297 | 537.999 | 542.509 | 546.825 | 550.95 | 554.896 | 558.688
Population, Age 50 thru 54 (Thous.) | 189.097 | 189.928 | 194.233 | 202.187 | 210.442 | 220.302 | 236.509 | 254.068 | 271.379 | 288.363 | 305.93 | 323.413 | 341.86 | 360.089 | 377.578 | 399.744 | 416.765 | 421.327 | 432.254 | 445.03 | 457.5 | 469.582 | 480.884 | 487.944 | 492.33 | 496.212 | 497.045 | 496.168 | 494.15 | 489.783 | 486.007 | 483.878 | 483.088 | 483.44 | 484.669 | 486.629 | 489.195 | 492.27 | 495.771 | 499.631 | 503.801 | 508.224 | 512.836 | 517.579 | 522.4 | 527.253 | 532.099 | 536.903 | 541.638 | 546.284 | 550.838
Population, Age 55 thru 59 (Thous.) | 189.849 | 188.963 | 188.315 | 187.776 | 188.956 | 193.746 | 202.979 | 213.034 | 222.654 | 231.815 | 241.274 | 250.507 | 260.334 | 269.85 | 278.691 | 289.854 | 305.288 | 333.001 | 352.27 | 373.399 | 396.444 | 416.105 | 422.096 | 433.276 | 445.529 | 456.837 | 465.917 | 474.873 | 479.942 | 484.474 | 487.867 | 490.14 | 491.842 | 493.332 | 494.57 | 495.666 | 496.722 | 497.833 | 499.094 | 500.566 | 502.299 | 504.309 | 506.584 | 509.102 | 511.838 | 514.76 | 517.836 | 521.029 | 524.306 | 527.636 | 530.996
Population, Age 60 thru 64 (Thous.) | 190.657 | 187.939 | 186.085 | 187.078 | 188.214 | 191.167 | 194.449 | 197.906 | 200.673 | 202.779 | 204.922 | 206.658 | 208.676 | 210.243 | 211.114 | 213.979 | 222.937 | 235.416 | 251.76 | 268.206 | 283.637 | 301.125 | 328.637 | 347.688 | 368.301 | 388.746 | 405.624 | 410.278 | 418.956 | 426.038 | 431.312 | 435.545 | 438.997 | 441.808 | 444.243 | 446.382 | 448.261 | 449.941 | 451.484 | 452.962 | 454.446 | 455.981 | 457.602 | 459.34 | 461.215 | 463.239 | 465.415 | 467.738 | 470.197 | 472.782 | 475.483
Population, Age 65 thru 69 (Thous.) | 170.152 | 174.867 | 178.983 | 181.327 | 184.341 | 187.31 | 188.052 | 188.634 | 188.426 | 187.481 | 186.458 | 184.959 | 183.603 | 181.743 | 179.187 | 176.528 | 178.695 | 182.584 | 189.124 | 196.64 | 205.305 | 215.813 | 228.202 | 244.679 | 260.983 | 274.916 | 290.451 | 316.327 | 333.701 | 345.054 | 353.445 | 360.882 | 367.08 | 372.116 | 376.505 | 380.408 | 383.864 | 386.929 | 389.649 | 392.085 | 394.306 | 396.358 | 398.283 | 400.127 | 401.929 | 403.728 | 405.551 | 407.423 | 409.36 | 411.376 | 413.487
Population, Age 70 thru 74 (Thous.) | 133.43 | 135.911 | 139.415 | 143.612 | 147.125 | 150.525 | 152.755 | 154.988 | 156.659 | 157.792 | 158.935 | 159.743 | 160.751 | 161.393 | 161.483 | 161.215 | 160.755 | 160.489 | 159.966 | 160.535 | 162.504 | 165.257 | 169.218 | 175.311 | 182.158 | 189.828 | 199.184 | 211.356 | 227.793 | 242.952 | 256.727 | 269.321 | 280.431 | 290.094 | 298.632 | 306.218 | 312.965 | 318.968 | 324.309 | 329.066 | 333.317 | 337.13 | 340.566 | 343.685 | 346.541 | 349.182 | 351.656 | 354.002 | 356.259 | 358.458 | 360.627
Population, Age 75 thru 79 (Thous.) | 94.15 | 97.948 | 101.975 | 105.619 | 109.521 | 113.097 | 116.601 | 120.27 | 123.597 | 126.584 | 129.657 | 132.536 | 135.658 | 138.549 | 141.036 | 142.965 | 142.051 | 140.96 | 140.378 | 139.778 | 139.758 | 140.472 | 140.481 | 140.358 | 141.243 | 142.799 | 145.093 | 149.02 | 154.998 | 165.236 | 177.384 | 189.534 | 201.409 | 212.815 | 223.67 | 233.924 | 243.537 | 252.501 | 260.814 | 268.505 | 275.627 | 282.225 | 288.334 | 293.993 | 299.244 | 304.131 | 308.696 | 312.98 | 317.022 | 320.867 | 324.564
Population, Age 80 thru 84 (Thous.) | 58.111 | 60.467 | 63.021 | 65.936 | 68.623 | 71.213 | 74.116 | 77.188 | 80.075 | 82.772 | 85.555 | 88.236 | 91.106 | 93.848 | 96.339 | 99.811 | 103.654 | 106.842 | 108.528 | 110.698 | 111.483 | 112.139 | 111.981 | 111.201 | 111.241 | 111.745 | 112.485 | 112.834 | 113.499 | 117.158 | 122.756 | 129.316 | 136.707 | 144.696 | 153.035 | 161.544 | 170.07 | 178.491 | 186.707 | 194.653 | 202.298 | 209.62 | 216.598 | 223.224 | 229.498 | 235.429 | 241.031 | 246.321 | 251.32 | 256.054 | 260.558
Population, Age 85 and older (Thous.) | 48.796 | 50.164 | 51.425 | 52.75 | 54.464 | 56.302 | 59.103 | 62.125 | 65.024 | 67.793 | 70.653 | 73.45 | 76.424 | 79.31 | 82 | 84.8 | 86.985 | 89.096 | 91.807 | 94.672 | 98.491 | 103.237 | 107.169 | 110.765 | 115.005 | 118.775 | 121.358 | 123.786 | 126.46 | 128.788 | 131.528 | 134.825 | 138.723 | 143.238 | 148.483 | 154.439 | 161.005 | 168.125 | 175.695 | 183.622 | 191.827 | 200.201 | 208.647 | 217.086 | 225.454 | 233.698 | 241.774 | 249.646 | 257.288 | 264.689 | 271.863

## Economic Drivers
go back | In this tab you will find the key economic drivers for each sector, building type, state and year for the historic and forecast period.
Note the values stated for Montana is for the whole state not Western Montana. Western montana has about 57% of commercial square footage in the whole state.
Note that in residential sector we are using both square footage and count of homes. Use of square footage is for space conditioning enduses, AC and space heating, where square footage of the condition space is a determining factor for demand for space conditioning energy.
assumed square footage per housing unit type is shown, starting in Row 356 in this worksheet.
Please note that in the conservation assessment workbook, name of retail segments is modified
| Name in the Conservation tables | Name in the Forecast model (below)
| Xlarge Ret | Big Box-Retail
| Large Ret | Small Box-Retail
| Medium Ret | High End-Retail | Note Commercial sector is work-in-progress.
| Small Ret | Anchor-Retail | Double check industrial values they seem to be in 1985 not 2012 dollars. | [56 empty] | Average Annual Growth Rate
[56 empty] | Actual | Base | Low | High
Northwest Economic Drivers |  | 1985 | 1986 | 1987 | 1988 | 1989 | 1990 | 1991 | 1992 | 1993 | 1994 | 1995 | 1996 | 1997 | 1998 | 1999 | 2000 | 2001 | 2002 | 2003 | 2004 | 2005 | 2006 | 2007 | 2008 | 2009 | 2010 | 2011 | 2012 | 2013 | 2014 | 2015 | 2016 | 2017 | 2018 | 2019 | 2020 | 2021 | 2022 | 2023 | 2024 | 2025 | 2026 | 2027 | 2028 | 2029 | 2030 | 2031 | 2032 | 2033 | 2034 | 2035 | 1985-2012 | 2013-2035 |  | 1985-2012 | 2013-2035 | 2013-2035 | 2013-2035
Northwest | Single Family - Million Sq Ft | 5590.875 | 5651.861 | 5718.215 | 5789.907 | 5878.486 | 5979.113 | 6073.738 | 6198.308 | 6330.858 | 6471.086 | 6592.956 | 6721.085 | 6848.011 | 6984.587 | 7114.897 | 7235.096 | 7361.583 | 7505.287 | 7669.675 | 7852.884 | 8062.895 | 8241.057 | 8379.383 | 8462.093 | 8520.072 | 8579.92 | 8636.109 | 8707.031 | 8785.253 | 8879.899 | 9005.225 | 9139.795 | 9268.787 | 9389.855 | 9507.968 | 9620.331 | 9730.915 | 9836.763 | 9942.443 | 10046.36 | 10151.68 | 10259.34 | 10364 | 10468.38 | 10570.79 | 10673.98 | 10777.74 | 10877.44 | 10976.59 | 11078.92 | 11178.95 | 1.781% | 1.101% | Single Family - Million Sq Ft | 1.781% | 1.101% | 0.7172% | 1.52%
Northwest | Multi Family - Million Sq Ft | 397.5051 | 411.7377 | 426.4595 | 444.5963 | 467.3071 | 488.4235 | 498.7659 | 509.2849 | 520.7486 | 536.4238 | 553.8171 | 573.7575 | 592.8155 | 611.4106 | 628.6608 | 642.6176 | 656.6324 | 669.2396 | 682.6783 | 697.0704 | 711.476 | 727.0709 | 742.2962 | 753.8583 | 758.9458 | 764.2054 | 773.0135 | 786.5264 | 804.8636 | 823.8082 | 848.0361 | 872.6094 | 896.0336 | 920.3464 | 944.4556 | 967.0265 | 988.0903 | 1009.301 | 1029.938 | 1050.888 | 1072.24 | 1094.155 | 1117.156 | 1138.912 | 1160.139 | 1181.9 | 1203.498 | 1224.739 | 1245.268 | 1265.884 | 1286.485 | 2.846% | 2.155% | Multi Family - Million Sq Ft | 2.846% | 2.155% | 1.821% | 2.76%
Northwest | Other Family - Million Sq Ft | 369.4489 | 378.95 | 388.1122 | 398.9172 | 411.1565 | 426.1519 | 441.5128 | 459.9507 | 483.9486 | 512.7797 | 541.3707 | 566.7845 | 592.885 | 620.8801 | 644.2521 | 659.9364 | 671.969 | 684.8604 | 696.8925 | 708.6968 | 720.87 | 731.1846 | 739.5157 | 745.2694 | 748.8512 | 751.7543 | 754.2964 | 756.7697 | 760.0156 | 763.0123 | 765.4691 | 768.4351 | 770.8245 | 773.653 | 776.4766 | 779.1113 | 782.0015 | 784.5178 | 787.3447 | 789.8129 | 792.9034 | 795.436 | 798.1859 | 800.717 | 803.7168 | 806.2622 | 809.0071 | 811.6272 | 814.5517 | 817.0822 | 819.8387 | 2.735% | 0.345% | Other Family - Million Sq Ft | 2.735% | 0.345% | 0.2345% | 0.5721%
Northwest | Large Office - Million Sq Ft | 189.911 | 183.934 | 177.957 | 180.381 | 183.656 | 187.553 | 190.26 | 192.402 | 194.341 | 197.417 | 201.212 | 205.612 | 210.35 | 217.147 | 225.245 | 233.866 | 239.669 | 243.704 | 247.431 | 251.782 | 254.7 | 260.48 | 264.646 | 268.972 | 272.972 | 276.905 | 281.03 | 283.825 | 288.761 | 297.665 | 305.491 | 313.385 | 319.382 | 325.314 | 332.263 | 338.969 | 344.419 | 351.421 | 357.531 | 363.456 | 370.136 | 376.826 | 384.144 | 392.164 | 399.505 | 407.524 | 415.383 | 423.107 | 430.356 | 437.526 | 445.049 | 1.776% | 1.986% | Large Office - Million Sq Ft | 1.776% | 1.986% | 1.813% | 2.222%
Northwest | Medium Office - Million Sq Ft | 49.259 | 64.718 | 80.177 | 81.269 | 82.744 | 84.5 | 85.72 | 86.684 | 87.559 | 88.944 | 90.654 | 92.638 | 94.772 | 97.834 | 101.483 | 105.368 | 107.981 | 109.799 | 111.478 | 113.438 | 115.995 | 120.433 | 123.832 | 127.389 | 130.688 | 133.968 | 137.409 | 140.92 | 144.888 | 151.831 | 158.054 | 164.642 | 169.405 | 174.222 | 179.949 | 185.434 | 189.562 | 195.408 | 200.504 | 205.342 | 210.925 | 216.508 | 222.493 | 228.918 | 234.961 | 241.708 | 248.104 | 254.662 | 260.43 | 266.219 | 272.482 | 4.413% | 2.913% | Medium Office - Million Sq Ft | 4.413% | 2.913% | 2.738% | 3.151%
Northwest | Small Office - Million Sq Ft | 89.857 | 91.968 | 94.079 | 95.36 | 97.089 | 99.15 | 100.582 | 101.712 | 102.738 | 104.365 | 106.372 | 108.698 | 111.202 | 114.795 | 119.076 | 123.634 | 126.702 | 128.835 | 130.805 | 133.105 | 133.771 | 134.92 | 135.804 | 136.731 | 137.59 | 138.446 | 139.343 | 140.203 | 141.244 | 143.064 | 144.699 | 146.432 | 147.687 | 148.965 | 150.471 | 151.924 | 153.012 | 154.55 | 155.895 | 157.17 | 158.633 | 160.098 | 161.671 | 163.362 | 164.947 | 166.723 | 168.399 | 170.106 | 171.624 | 173.151 | 174.792 | 1.78% | 0.9734% | Small Office - Million Sq Ft | 1.78% | 0.9734% | 0.8019% | 1.208%
Northwest | Big Box-Retail - Million Sq Ft | 19.572 | 52.213 | 84.853 | 86.695 | 88.325 | 89.633 | 90.633 | 91.936 | 93.863 | 96.419 | 98.733 | 100.012 | 101.61 | 103.823 | 106.607 | 109.052 | 111.203 | 112.972 | 114.688 | 116.491 | 119.567 | 123.583 | 126.935 | 130.067 | 133.105 | 136.278 | 139.608 | 145.476 | 147.136 | 148.781 | 149.706 | 151.585 | 153.13 | 154.069 | 155.026 | 155.916 | 156.679 | 157.437 | 158.174 | 159.104 | 160.183 | 161.329 | 163.005 | 164.902 | 166.59 | 168.251 | 169.852 | 171.21 | 172.588 | 173.889 | 175.298 | 7.827% | 0.7992% | Big Box-Retail - Million Sq Ft | 7.827% | 0.7992% | 0.6057% | 1.032%
Northwest | Small Box-Retail - Million Sq Ft | 177.439 | 167.08 | 156.723 | 160.124 | 163.136 | 165.551 | 167.399 | 169.802 | 173.363 | 178.085 | 182.36 | 184.722 | 187.671 | 191.762 | 196.902 | 201.416 | 205.39 | 208.659 | 211.826 | 215.156 | 216.386 | 218.008 | 219.357 | 220.611 | 221.833 | 223.107 | 224.444 | 227.169 | 227.822 | 228.459 | 228.833 | 229.592 | 230.218 | 230.604 | 231.001 | 231.364 | 231.673 | 231.979 | 232.275 | 232.657 | 233.106 | 233.581 | 234.263 | 235.032 | 235.719 | 236.397 | 237.051 | 237.606 | 238.169 | 238.7 | 239.274 | 0.9465% | 0.2232% | Small Box-Retail - Million Sq Ft | 0.9465% | 0.2232% | 0.03075% | 0.4544%
Northwest | High End-Retail - Million Sq Ft | 44.359 | 41.771 | 39.181 | 40.031 | 40.784 | 41.387 | 41.849 | 42.45 | 43.341 | 44.521 | 45.59 | 46.181 | 46.918 | 47.94 | 49.225 | 50.354 | 51.347 | 52.164 | 52.956 | 53.789 | 58.287 | 64.363 | 69.374 | 74.025 | 78.549 | 83.272 | 88.229 | 97.66 | 100.112 | 102.475 | 103.924 | 106.897 | 109.319 | 110.831 | 112.383 | 113.805 | 115.005 | 116.172 | 117.304 | 118.78 | 120.532 | 122.385 | 125.014 | 128 | 130.652 | 133.287 | 135.818 | 138.004 | 140.211 | 142.28 | 144.514 | 3.203% | 1.683% | High End-Retail - Million Sq Ft | 3.203% | 1.683% | 1.487% | 1.917%
Northwest | Anchor-Retail - Million Sq Ft | 98.396 | 87.021 | 75.646 | 77.288 | 78.741 | 79.908 | 80.8 | 81.96 | 83.679 | 85.958 | 88.022 | 89.162 | 90.585 | 92.559 | 95.041 | 97.219 | 99.136 | 100.715 | 102.244 | 103.85 | 105.267 | 107.172 | 108.743 | 110.196 | 111.612 | 113.089 | 114.638 | 117.574 | 118.334 | 119.058 | 119.516 | 120.46 | 121.229 | 121.711 | 122.205 | 122.657 | 123.032 | 123.395 | 123.748 | 124.22 | 124.785 | 125.384 | 126.223 | 127.173 | 128.02 | 128.862 | 129.672 | 130.374 | 131.081 | 131.745 | 132.465 | 0.7228% | 0.5141% | Anchor-Retail - Million Sq Ft | 0.7228% | 0.5141% | 0.3211% | 0.746%
Northwest | K-12 - Million Sq Ft | 154.927 | 157.295 | 159.664 | 161.832 | 164.719 | 168.542 | 172.501 | 177.108 | 181.011 | 184.947 | 189.976 | 193.525 | 197.818 | 201.621 | 206.204 | 210.344 | 215.113 | 221.012 | 227.568 | 231.944 | 237.203 | 242.131 | 247.636 | 253.568 | 259.224 | 264.691 | 270.012 | 271.573 | 272.117 | 272.636 | 273.148 | 273.652 | 274.765 | 275.724 | 276.45 | 277.204 | 278.065 | 279.065 | 280.576 | 282.455 | 284.109 | 285.792 | 287.596 | 289.468 | 291.224 | 293.029 | 294.657 | 296.487 | 298.129 | 299.92 | 301.617 | 2.122% | 0.4689% | K-12 - Million Sq Ft | 2.122% | 0.4689% | 0.1974% | 0.7207%
Northwest | University - Million Sq Ft | 77.102 | 78.322 | 79.542 | 80.659 | 82.146 | 84.116 | 86.155 | 88.528 | 90.538 | 92.566 | 95.157 | 96.986 | 99.198 | 101.156 | 103.517 | 105.65 | 108.106 | 110.929 | 114.258 | 116.014 | 118.338 | 120.462 | 122.831 | 125.381 | 127.781 | 130.111 | 132.399 | 133.958 | 134.876 | 135.665 | 136.314 | 136.603 | 136.909 | 137.499 | 138.339 | 139.014 | 139.759 | 140.41 | 141.391 | 142.581 | 143.768 | 145.071 | 146.402 | 147.833 | 149.281 | 150.583 | 151.769 | 153.122 | 154.356 | 155.62 | 156.932 | 2.133% | 0.6908% | University - Million Sq Ft | 2.133% | 0.6908% | 0.4187% | 0.9431%
Northwest | Warehouse - Million Sq Ft | 170.346 | 178.186 | 186.027 | 192.247 | 198.613 | 205.246 | 210.847 | 216.132 | 220.63 | 226.808 | 236.702 | 247.982 | 259.431 | 271.447 | 282.545 | 292.174 | 302.703 | 308.651 | 315.56 | 321.785 | 331.044 | 339.619 | 347.724 | 355.433 | 362.901 | 370.74 | 379.062 | 379.075 | 386.148 | 393.287 | 401.449 | 409.269 | 417.065 | 423.042 | 427.93 | 431.643 | 434.858 | 439.038 | 443.797 | 448.838 | 453.764 | 458.777 | 463.442 | 467.441 | 471.592 | 475.736 | 480.345 | 484.789 | 489.022 | 493.318 | 497.119 | 3.226% | 1.155% | Warehouse - Million Sq Ft | 3.226% | 1.155% | 0.7796% | 1.384%
Northwest | Supermarket - Million Sq Ft | 45.303 | 41.686 | 38.069 | 38.982 | 39.794 | 40.464 | 40.925 | 41.713 | 42.767 | 44.123 | 45.298 | 46.048 | 46.93 | 48.216 | 49.855 | 51.236 | 52.383 | 53.035 | 53.685 | 54.368 | 54.882 | 55.39 | 55.918 | 56.504 | 57.013 | 57.536 | 58.085 | 60.675 | 61.601 | 62.521 | 62.833 | 63.233 | 63.588 | 63.899 | 64.207 | 64.513 | 64.813 | 65.111 | 65.402 | 65.69 | 65.975 | 66.255 | 66.533 | 66.808 | 67.069 | 67.344 | 67.617 | 67.887 | 68.156 | 68.423 | 68.689 | 1.219% | 0.4963% | Supermarket - Million Sq Ft | 1.219% | 0.4963% | 0.3019% | 0.7316%
Northwest | MiniMart - Million Sq Ft | 5.438 | 10.421 | 15.405 | 15.775 | 16.103 | 16.375 | 16.56 | 16.879 | 17.306 | 17.853 | 18.33 | 18.634 | 18.991 | 19.51 | 20.173 | 20.732 | 21.196 | 21.461 | 21.724 | 22.001 | 22.513 | 23.023 | 23.55 | 24.135 | 24.646 | 25.168 | 25.716 | 25.716 | 25.884 | 26.109 | 26.267 | 26.472 | 26.664 | 26.763 | 26.866 | 26.956 | 27.025 | 27.083 | 27.139 | 27.215 | 27.31 | 27.417 | 27.572 | 27.735 | 27.884 | 28.042 | 28.187 | 28.309 | 28.433 | 28.552 | 28.676 | 6.006% | 0.4667% | MiniMart - Million Sq Ft | 6.006% | 0.4667% | 0.2724% | 0.7019%
Northwest | Restaurant - Million Sq Ft | 35.746 | 36.096 | 36.445 | 36.765 | 37.203 | 37.629 | 38.117 | 38.512 | 38.942 | 39.444 | 39.974 | 40.435 | 41.161 | 41.753 | 42.385 | 43.03 | 43.465 | 44.812 | 46.157 | 47.568 | 57.787 | 71.407 | 82.692 | 93.181 | 103.382 | 114.028 | 125.2 | 125.219 | 126.129 | 127.444 | 128.135 | 128.638 | 129.148 | 129.635 | 130.119 | 130.603 | 131.082 | 131.559 | 132.032 | 132.503 | 132.971 | 133.441 | 134.066 | 134.772 | 135.465 | 136.182 | 136.934 | 137.616 | 138.3 | 138.922 | 139.609 | 4.842% | 0.4626% | Restaurant - Million Sq Ft | 4.842% | 0.4626% | 0.2435% | 0.6865%
Northwest | Lodging - Million Sq Ft | 115.54 | 116.814 | 118.089 | 121.391 | 123.683 | 125.88 | 127.367 | 128.315 | 129.733 | 131.302 | 133.709 | 136.555 | 141.405 | 145.915 | 149.346 | 152.848 | 155.018 | 156.101 | 157.799 | 159.736 | 162.166 | 165.391 | 168.523 | 171.161 | 173.546 | 176.256 | 179.102 | 180.146 | 182.346 | 185.369 | 186.938 | 188.075 | 189.187 | 189.997 | 190.834 | 191.52 | 192.174 | 192.814 | 193.448 | 194.125 | 194.846 | 195.672 | 197.11 | 198.799 | 200.516 | 202.264 | 204.113 | 205.692 | 207.218 | 208.646 | 210.178 | 1.798% | 0.6478% | Lodging - Million Sq Ft | 1.798% | 0.6478% | 0.4259% | 0.8738%
Northwest | Hospital - Million Sq Ft | 38.939 | 39.722 | 40.505 | 41.292 | 42.36 | 43.197 | 43.896 | 45.144 | 46.134 | 47.102 | 48.027 | 48.834 | 50.061 | 51.469 | 53.664 | 55.649 | 57.282 | 58.348 | 59.417 | 60.577 | 68.427 | 73.103 | 77.679 | 82.332 | 87.278 | 92.557 | 97.919 | 98.691 | 100.236 | 103.206 | 106.338 | 110.678 | 114.419 | 117.769 | 120.54 | 122.497 | 124.198 | 125.769 | 127.137 | 128.508 | 129.968 | 131.719 | 133.806 | 136.204 | 138.353 | 140.413 | 142.43 | 144.289 | 146.025 | 147.625 | 149.243 | 3.791% | 1.826% | Hospital - Million Sq Ft | 3.791% | 1.826% | 1.574% | 2.069%
Northwest | OtherHealth - Million Sq Ft | 84.526 | 86.191 | 87.856 | 89.552 | 91.79 | 93.544 | 95.022 | 97.615 | 99.754 | 101.784 | 103.708 | 105.427 | 108.014 | 110.921 | 115.425 | 119.526 | 122.941 | 126.258 | 129.603 | 133.057 | 140.907 | 145.582 | 150.16 | 154.811 | 159.76 | 165.037 | 170.399 | 171.826 | 173.071 | 175.738 | 178.798 | 183.417 | 187.607 | 191.293 | 194.419 | 196.784 | 198.976 | 201.01 | 202.875 | 204.832 | 206.905 | 209.273 | 212.153 | 215.307 | 218.131 | 221.019 | 223.827 | 226.404 | 228.921 | 231.333 | 233.711 | 2.814% | 1.375% | OtherHealth - Million Sq Ft | 2.814% | 1.375% | 1.124% | 1.617%
Northwest | Assembly - Million Sq Ft | 123.494 | 125.574 | 127.654 | 130.095 | 131.743 | 134.075 | 137.008 | 139.652 | 142.492 | 144.998 | 148.495 | 153.27 | 158.418 | 164.679 | 171.621 | 178.44 | 183.804 | 188.541 | 192.707 | 198.425 | 201.814 | 206.071 | 210.333 | 214.343 | 218.617 | 223.011 | 227.223 | 229.473 | 236.847 | 245.821 | 250.185 | 253.472 | 256.734 | 259.048 | 261.73 | 264.15 | 266.44 | 267.976 | 269.639 | 272.125 | 275.52 | 279.391 | 283.99 | 290.099 | 296.813 | 303.936 | 311.038 | 317.699 | 324.269 | 330.811 | 336.99 | 2.649% | 1.616% | Assembly - Million Sq Ft | 2.649% | 1.616% | 1.377% | 1.853%
Northwest | Other - Million Sq Ft | 239.726 | 243.762 | 247.799 | 252.938 | 256.353 | 261.045 | 266.881 | 272.229 | 278.175 | 283.334 | 290.326 | 299.989 | 310.351 | 323.048 | 337.077 | 351.015 | 361.903 | 369.205 | 378.811 | 387.67 | 391.367 | 395.467 | 399.86 | 404.564 | 409.107 | 413.561 | 417.86 | 424.45 | 431.518 | 439.289 | 448.864 | 462.222 | 473.231 | 483.589 | 493.408 | 501.024 | 509.384 | 517.578 | 526.531 | 536.182 | 545.595 | 556.104 | 567.226 | 578.647 | 589.293 | 600.66 | 611.008 | 621.672 | 631.951 | 641.571 | 651.017 | 2.35% | 1.887% | Other - Million Sq Ft | 2.35% | 1.887% | 1.509% | 2.117%
Northwest | Food & Tobacco - 2012 B$ | 8.5908 | 8.6234 | 9.2279 | 9.7384 | 9.7813 | 9.0482 | 9.6955 | 9.9467 | 10.3285 | 11.1862 | 11.9989 | 11.6885 | 12.0071 | 12.3154 | 12.6238 | 12.8729 | 12.2541 | 12.1623 | 12.1092 | 12.15 | 12.7463 | 13.171 | 13.7142 | 13.7509 | 13.6345 | 13.7959 | 14.5412 | 15.0088 | 15.3989 | 15.4213 | 15.9948 | 16.5683 | 17.1419 | 17.7154 | 18.2889 | 18.8624 | 19.4359 | 20.0094 | 20.583 | 21.1565 | 21.73 | 22.3035 | 22.877 | 23.4505 | 24.024 | 24.5976 | 25.1711 | 25.7446 | 26.3181 | 26.8916 | 27.4651 | 2.329% | 2.665% | Food & Tobacco - 2012 B$ | 2.329% | 2.665% | 2.348% | 2.785%
Northwest | Textiles - 2012 B$ | 0.2022 | 0.2022 | 0.2328 | 0.2675 | 0.2941 | 0.3308 | 0.3328 | 0.3328 | 0.3369 | 0.3247 | 0.3002 | 0.3165 | 0.4431 | 0.4145 | 0.486 | 0.5228 | 0.5268 | 0.4064 | 0.4309 | 0.4002 | 0.4758 | 0.5554 | 0.5799 | 0.533 | 0.5146 | 0.5718 | 0.6351 | 0.7188 | 0.7474 | 0.7739 | 0.7792 | 0.7844 | 0.7897 | 0.7949 | 0.8002 | 0.8054 | 0.8107 | 0.8159 | 0.8212 | 0.8264 | 0.8317 | 0.8369 | 0.8422 | 0.8474 | 0.8527 | 0.8579 | 0.8632 | 0.8684 | 0.8737 | 0.8789 | 0.8842 | 5.123% | 0.7669% | Textiles - 2012 B$ | 5.123% | 0.7669% | 0.3147% | 0.8628%
Northwest | Apparel - 2012 B$ | 0.6289 | 0.6289 | 0.5983 | 0.6534 | 0.7208 | 0.6392 | 0.6249 | 0.7167 | 0.876 | 0.8719 | 0.8046 | 0.7617 | 0.4513 | 0.4166 | 0.3819 | 0.3716 | 0.3635 | 0.3635 | 0.3186 | 0.3492 | 0.4084 | 0.3921 | 0.3308 | 0.2736 | 0.2205 | 0.2226 | 0.2328 | 0.2287 | 0.2287 | 0.2246 | 0.2227 | 0.2207 | 0.2188 | 0.2168 | 0.2149 | 0.213 | 0.211 | 0.2091 | 0.2071 | 0.2052 | 0.2032 | 0.2013 | 0.1993 | 0.1974 | 0.1955 | 0.1935 | 0.1916 | 0.1896 | 0.1877 | 0.1857 | 0.1838 | -3.772% | -0.9885% | Apparel - 2012 B$ | -3.772% | -0.9885% | -1.352% | -0.8462%
Northwest | Lumber - 2012 B$ | 19.0112 | 20.5652 | 22.5643 | 21.9006 | 23.2627 | 18.5252 | 16.1585 | 17.2918 | 19.2685 | 17.6512 | 17.7227 | 15.115 | 9.4239 | 9.1625 | 9.1115 | 9.5342 | 9.0564 | 9.0849 | 9.0033 | 9.185 | 10.1447 | 10.3694 | 9.5444 | 8.2334 | 6.3752 | 7.0041 | 7.2553 | 7.4207 | 8.0844 | 9.428 | 9.2299 | 9.0318 | 8.8338 | 8.6357 | 8.4376 | 8.2395 | 8.0415 | 7.8434 | 7.6453 | 7.4472 | 7.2492 | 7.0511 | 6.853 | 6.6549 | 6.4569 | 6.2588 | 6.0607 | 5.8626 | 5.6646 | 5.4665 | 5.2684 | -2.641% | -1.928% | Lumber - 2012 B$ | -2.641% | -1.928% | -2.192% | -1.795%
Northwest | Furniture - 2012 B$ | 0.5779 | 0.5309 | 0.5656 | 0.6718 | 0.7862 | 0.8658 | 0.7413 | 0.7576 | 0.7882 | 0.8515 | 0.876 | 0.9005 | 1.5642 | 1.6642 | 1.8051 | 1.9317 | 2.0155 | 2.1747 | 2.1666 | 2.3218 | 2.4872 | 2.6955 | 2.7812 | 2.2646 | 1.6009 | 1.4825 | 1.5458 | 1.5826 | 1.4988 | 1.4743 | 1.5556 | 1.6369 | 1.7182 | 1.7995 | 1.8808 | 1.9621 | 2.0434 | 2.1247 | 2.206 | 2.2873 | 2.3685 | 2.4498 | 2.5311 | 2.6124 | 2.6937 | 2.775 | 2.8563 | 2.9376 | 3.0189 | 3.1002 | 3.1815 | 3.736% | 3.481% | Furniture - 2012 B$ | 3.736% | 3.481% | 3.371% | 3.67%
Northwest | Paper - 2012 B$ | 5.4951 | 6.0791 | 6.9755 | 8.1334 | 8.0884 | 7.0429 | 6.3793 | 5.7136 | 6.0709 | 6.559 | 7.3411 | 6.0668 | 6.3017 | 6.2139 | 6.5447 | 6.3058 | 6.2567 | 6.4569 | 6.3507 | 6.3262 | 6.4099 | 6.4589 | 6.2486 | 5.9831 | 5.6401 | 5.3971 | 5.2725 | 4.909 | 4.7028 | 4.6926 | 4.8832 | 5.0739 | 5.2646 | 5.4553 | 5.646 | 5.8367 | 6.0274 | 6.218 | 6.4087 | 6.5994 | 6.7901 | 6.9808 | 7.1715 | 7.3622 | 7.5528 | 7.7435 | 7.9342 | 8.1249 | 8.3156 | 8.5063 | 8.697 | -0.4363% | 2.834% | Paper - 2012 B$ | -0.4363% | 2.834% | 2.594% | 2.969%
Northwest | Printing - 2012 B$ | 3.7553 | 4.0738 | 4.082 | 4.1616 | 4.6272 | 4.7028 | 4.9356 | 4.8437 | 5.0989 | 5.0969 | 4.9825 | 5.2194 | 2.1196 | 2.1094 | 2.0584 | 2.0767 | 1.9767 | 1.8664 | 1.7194 | 1.6724 | 1.6806 | 1.7133 | 1.6765 | 1.5213 | 1.2661 | 1.2885 | 1.2599 | 1.1885 | 1.1313 | 1.1129 | 1.128 | 1.143 | 1.1581 | 1.1732 | 1.1883 | 1.2033 | 1.2184 | 1.2335 | 1.2485 | 1.2636 | 1.2787 | 1.2938 | 1.3088 | 1.3239 | 1.339 | 1.3541 | 1.3691 | 1.3842 | 1.3993 | 1.4143 | 1.4294 | -4.357% | 1.069% | Printing - 2012 B$ | -4.357% | 1.069% | 0.8354% | 1.199%
Northwest | Chemicals - 2012 B$ | 0.9843 | 1.7153 | 1.5948 | 1.6561 | 2.0726 | 2.3544 | 0.9536 | 1.3232 | 1.7133 | 1.8766 | 1.2558 | 1.6071 | 2.7853 | 2.8997 | 2.8241 | 2.9936 | 2.6505 | 2.7404 | 2.8404 | 2.818 | 3.1263 | 3.5021 | 3.7532 | 3.7246 | 3.4612 | 3.7696 | 3.9921 | 4.1902 | 4.3352 | 4.4251 | 4.8415 | 5.258 | 5.6745 | 6.091 | 6.5074 | 6.81 | 7.1809 | 7.5792 | 7.9884 | 8.4019 | 8.8172 | 9.2332 | 9.6495 | 10.0659 | 10.4824 | 10.8988 | 11.3153 | 11.7318 | 12.1483 | 12.5647 | 12.9812 | 6.078% | 5.112% | Chemicals - 2012 B$ | 6.078% | 5.112% | 4.913% | 5.275%
Northwest | Petroleum Products - 2012 B$ | 3.2162 | 3.2734 | 3.2856 | 3.7267 | 3.5674 | 3.7696 | 2.4668 | 2.3953 | 2.5362 | 2.624 | 2.4606 | 2.5729 | 4.3352 | 5.0662 | 5.054 | 4.0534 | 4.5823 | 5.6482 | 5.2643 | 5.2235 | 5.542 | 5.2235 | 5.3746 | 5.4685 | 5.1479 | 5.3358 | 5.6952 | 5.8647 | 5.8831 | 5.9892 | 6.1474 | 6.3055 | 6.4636 | 6.6217 | 6.7798 | 6.9379 | 7.096 | 7.2541 | 7.4122 | 7.5703 | 7.7285 | 7.8866 | 8.0447 | 8.2028 | 8.3609 | 8.519 | 8.6771 | 8.8352 | 8.9933 | 9.1514 | 9.3096 | 2.428% | 2.108% | Petroleum Products - 2012 B$ | 2.428% | 2.108% | 1.91% | 2.264%
Northwest | Rubber - 2012 B$ | 0.9495 | 1.0496 | 1.1088 | 1.0578 | 1.2497 | 1.2048 | 1.215 | 1.3375 | 1.456 | 1.6214 | 1.7602 | 1.9951 | 1.9501 | 1.9256 | 1.9542 | 1.9522 | 1.9379 | 2.0788 | 2.0481 | 2.1707 | 2.3687 | 2.4994 | 2.5096 | 2.2564 | 1.8542 | 2.0114 | 2.234 | 2.285 | 2.2871 | 2.2993 | 2.4278 | 2.5562 | 2.6847 | 2.8131 | 2.9416 | 3.07 | 3.1985 | 3.3269 | 3.4554 | 3.5838 | 3.7123 | 3.8407 | 3.9692 | 4.0977 | 4.2261 | 4.3546 | 4.483 | 4.6115 | 4.7399 | 4.8684 | 4.9968 | 3.538% | 3.616% | Rubber - 2012 B$ | 3.538% | 3.616% | 3.455% | 3.79%
Northwest | Leather - 2012 B$ | 0.0796 | 0.0776 | 0.0796 | 0.0776 | 0.0858 | 0.0939 | 0.0939 | 0.1041 | 0.1062 | 0.1205 | 0.1082 | 0.0919 | 0.1001 | 0.0898 | 0.0898 | 0.1164 | 0.1082 | 0.0878 | 0.0756 | 0.0858 | 0.0939 | 0.0837 | 0.0796 | 0.0796 | 0.0735 | 0.0898 | 0.1062 | 0.1103 | 0.1041 | 0.098 | 0.0971 | 0.0963 | 0.0954 | 0.0945 | 0.0936 | 0.0928 | 0.0919 | 0.091 | 0.0901 | 0.0893 | 0.0884 | 0.0875 | 0.0866 | 0.0858 | 0.0849 | 0.084 | 0.0831 | 0.0823 | 0.0814 | 0.0805 | 0.0796 | 0.7387% | -1.212% | Leather - 2012 B$ | 0.7387% | -1.212% | -1.576% | -1.068%
Northwest | Stone, Clay, etc. - 2012 B$ | 1.409 | 1.5213 | 1.4845 | 1.7112 | 1.7766 | 1.8092 | 1.7786 | 1.8419 | 1.699 | 2.0686 | 2.1482 | 2.136 | 2.4831 | 2.5668 | 2.6138 | 2.6526 | 2.4933 | 2.5627 | 2.6934 | 3.0181 | 3.2305 | 3.3693 | 3.4592 | 3.0161 | 2.3851 | 2.5444 | 2.6669 | 2.7302 | 2.7343 | 2.9344 | 3.0906 | 3.2469 | 3.4032 | 3.5594 | 3.7157 | 3.8287 | 3.9677 | 4.117 | 4.2705 | 4.4257 | 4.5815 | 4.7376 | 4.8938 | 5.05 | 5.2062 | 5.3625 | 5.5188 | 5.675 | 5.8313 | 5.9876 | 6.1438 | 2.952% | 3.748% | Stone, Clay, etc. - 2012 B$ | 2.952% | 3.748% | 3.474% | 3.896%
Northwest | Aluminum - 2012 B$ | 0.9475 | 1.0761 | 1.1129 | 1.946 | 1.8358 | 1.6152 | 1.458 | 1.3804 | 1.0353 | 1.1252 | 1.5499 | 1.3988 | 1.2742 | 1.3416 | 1.3518 | 1.2334 | 1.0639 | 0.8515 | 0.5738 | 0.5085 | 0.4472 | 0.3655 | 0.3716 | 0.3696 | 0.2941 | 0.341 | 0.4023 | 0.4247 | 0.4268 | 0.4452 | 0.432 | 0.4189 | 0.4058 | 0.3927 | 0.3795 | 0.3664 | 0.3533 | 0.3401 | 0.327 | 0.3139 | 0.3008 | 0.2876 | 0.2745 | 0.2614 | 0.2483 | 0.2351 | 0.222 | 0.2089 | 0.1957 | 0.1826 | 0.1695 | -2.867% | -4.111% | Aluminum - 2012 B$ | -2.867% | -4.111% | -4.364% | -3.974%
Northwest | Other Primary Metals - 2012 B$ | 1.9297 | 2.0788 | 2.0461 | 3.0589 | 3.1284 | 2.8302 | 2.8813 | 2.5035 | 2.0379 | 2.3136 | 2.965 | 2.865 | 2.4157 | 2.4239 | 2.4218 | 2.3197 | 2.3442 | 2.2401 | 2.6771 | 2.7445 | 2.9466 | 2.8935 | 3.2182 | 3.3346 | 2.7118 | 3.014 | 3.353 | 3.4326 | 3.4857 | 3.7185 | 3.6902 | 3.6619 | 3.6336 | 3.6053 | 3.577 | 3.5487 | 3.5204 | 3.4921 | 3.4638 | 3.4356 | 3.4073 | 3.379 | 3.3507 | 3.3224 | 3.2941 | 3.2658 | 3.2375 | 3.2092 | 3.1809 | 3.1526 | 3.1243 | 2.43% | -0.4963% | Other Primary Metals - 2012 B$ | 2.43% | -0.4963% | -0.7266% | -0.3541%
Northwest | Fabricated Metals - 2012 B$ | 3.0018 | 2.9752 | 2.9201 | 3.1631 | 3.4735 | 3.3264 | 3.0446 | 3.0549 | 3.2019 | 3.6001 | 4.3046 | 4.0575 | 5.5768 | 5.6074 | 5.636 | 5.8769 | 5.6625 | 5.5768 | 5.4563 | 5.6094 | 6.171 | 6.6304 | 7.1634 | 7.1797 | 5.5665 | 6.0035 | 6.7182 | 7.2778 | 7.4881 | 7.7535 | 7.7106 | 7.6676 | 7.6246 | 7.5816 | 7.5386 | 7.4957 | 7.4527 | 7.4097 | 7.3667 | 7.3237 | 7.2808 | 7.2378 | 7.1948 | 7.1518 | 7.1088 | 7.0659 | 7.0229 | 6.9799 | 6.9369 | 6.8939 | 6.851 | 3.556% | -0.4034% | Fabricated Metals - 2012 B$ | 3.556% | -0.4034% | -0.5734% | -0.2533%
Northwest | Machines & Computer - 2012 B$ | 8.8317 | 8.5438 | 9.7731 | 11.6375 | 12.0479 | 12.781 | 12.2031 | 13.7142 | 18.8621 | 20.6897 | 27.6836 | 42.6598 | 7.4472 | 7.1062 | 7.0654 | 7.7311 | 7.241 | 6.61 | 6.5855 | 7.2553 | 7.8801 | 8.6132 | 8.9195 | 8.5234 | 6.4957 | 7.3492 | 8.4519 | 8.9971 | 9.2422 | 9.8364 | 9.8285 | 9.8206 | 9.8128 | 9.8049 | 9.797 | 9.7891 | 9.7813 | 9.7734 | 9.7655 | 9.7576 | 9.7498 | 9.7419 | 9.734 | 9.7261 | 9.7183 | 9.7104 | 9.7025 | 9.6946 | 9.6867 | 9.6789 | 9.671 | 0.3969% | 0.2064% | Machines & Computer - 2012 B$ | 0.3969% | 0.2064% | -0.155% | 0.3654%
Northwest | Electric Equipment - 2012 B$ | 2.7853 | 2.0216 | 2.2238 | 2.9303 | 3.3285 | 3.351 | 3.5388 | 3.0692 | 2.7874 | 2.9752 | 3.5592 | 3.7287 | 0.9434 | 0.9495 | 0.97 | 1.0618 | 0.9924 | 0.9271 | 0.97 | 1.0618 | 1.1272 | 1.1946 | 1.2824 | 1.2844 | 1.0639 | 1.1578 | 1.2068 | 1.2027 | 1.2211 | 1.2558 | 1.2669 | 1.278 | 1.2891 | 1.3002 | 1.3113 | 1.3224 | 1.3334 | 1.3445 | 1.3556 | 1.3667 | 1.3778 | 1.3889 | 1.3999 | 1.411 | 1.4221 | 1.4332 | 1.4443 | 1.4554 | 1.4665 | 1.4775 | 1.4886 | -2.876% | 0.9044% | Electric Equipment - 2012 B$ | -2.876% | 0.9044% | 0.7498% | 1.064%
Northwest | Transport Equipment - 2012 B$ | 23.2831 | 27.1302 | 28.331 | 29.1682 | 31.6697 | 33.434 | 34.1875 | 35.3044 | 33.92 | 32.562 | 25.5232 | 29.9503 | 30.1116 | 33.1971 | 31.6676 | 27.7408 | 27.5407 | 26.2787 | 22.452 | 21.4494 | 25.127 | 24.5859 | 28.9599 | 28.0696 | 24.6206 | 24.0427 | 26.8403 | 29.6787 | 29.258 | 28.6475 | 29.0039 | 29.3604 | 29.7169 | 30.0734 | 30.4299 | 30.7863 | 31.1428 | 31.4993 | 31.8558 | 32.2122 | 32.5687 | 32.9252 | 33.2817 | 33.6382 | 33.9946 | 34.3511 | 34.7076 | 35.0641 | 35.4205 | 35.777 | 36.1335 | 0.817% | 0.964% | Transport Equipment - 2012 B$ | 0.817% | 0.964% | 0.8498% | 1.139%
Northwest | Other Manufacturing - 2012 B$ | 0.9822 | 0.7331 | 1.0271 | 1.2007 | 1.3579 | 1.4131 | 1.3334 | 1.4478 | 1.7173 | 1.8623 | 1.9808 | 2.1727 | 2.4953 | 2.6301 | 2.6791 | 2.82 | 2.8752 | 3.0365 | 3.0814 | 3.0732 | 3.4204 | 3.3959 | 3.2713 | 3.3795 | 3.2182 | 3.2407 | 3.3877 | 3.8288 | 3.8186 | 3.7696 | 4.0204 | 4.2713 | 4.5222 | 4.7731 | 5.0239 | 5.222 | 5.4518 | 5.6942 | 5.9417 | 6.1912 | 6.4415 | 6.6922 | 6.943 | 7.1938 | 7.4447 | 7.6956 | 7.9464 | 8.1973 | 8.4482 | 8.6991 | 8.9499 | 5.358% | 3.948% | Other Manufacturing - 2012 B$ | 5.358% | 3.948% | 3.824% | 4.142%
Northwest | Agriculture - 2012 B$ | 16.7895 | 18.7294 | 19.1827 | 19.2195 | 22.3887 | 22.7297 | 21.5596 | 22.6603 | 22.9931 | 22.7991 | 21.3044 | 24.1203 | 17.0835 | 17.108 | 18.8049 | 18.6824 | 16.9569 | 17.4776 | 17.4858 | 17.3061 | 19.5156 | 19.3236 | 18.2087 | 18.5415 | 18.7335 | 18.3822 | 17.5654 | 16.1013 | 17.3 | 18.3046 | 18.4915 | 18.6784 | 18.8653 | 19.0522 | 19.2391 | 19.426 | 19.6129 | 19.7998 | 19.9867 | 20.1736 | 20.3605 | 20.5474 | 20.7343 | 20.9212 | 21.1081 | 21.2949 | 21.4818 | 21.6687 | 21.8556 | 22.0425 | 22.2294 | 0.3583% | 1.146% | Agriculture - 2012 B$ | 0.3583% | 1.146% | 0.6343% | 1.877%
Northwest Households (Millions) |  |  | 1986 | 1987 | 1988 | 1989 | 1990 | 1991 | 1992 | 1993 | 1994 | 1995 | 1996 | 1997 | 1998 | 1999 | 2000 | 2001 | 2002 | 2003 | 2004 | 2005 | 2006 | 2007 | 2008 | 2009 | 2010 | 2011 | 2012 | 2013 | 2014 | 2015 | 2016 | 2017 | 2018 | 2019 | 2020 | 2021 | 2022 | 2023 | 2024 | 2025 | 2026 | 2027 | 2028 | 2029 | 2030 | 2031 | 2032 | 2033 | 2034 | 2035
HHS | Total |  | 3.7188 | 3.7802 | 3.849 | 3.9324 | 4.0217 | 4.0922 | 4.1787 | 4.2736 | 4.3792 | 4.4768 | 4.5776 | 4.6749 | 4.7762 | 4.8689 | 4.9476 | 5.0255 | 5.1087 | 5.2004 | 5.3002 | 5.4106 | 5.5128 | 5.5953 | 5.6484 | 5.6811 | 5.7148 | 5.7505 | 5.7975 | 5.8586 | 5.9293 | 6.0199 | 6.1158 | 6.2083 | 6.2978 | 6.3854 | 6.47 | 6.5498 | 6.6277 | 6.7053 | 6.783 | 6.8621 | 6.9422 | 7.0215 | 7.0993 | 7.177 | 7.2553 | 7.3331 | 7.4088 | 7.484 | 7.5588 | 7.6338
HHS | Single Family |  | 2.783 | 2.8156 | 2.8505 | 2.8928 | 2.9416 | 2.9864 | 3.0451 | 3.1075 | 3.1724 | 3.2283 | 3.2866 | 3.3434 | 3.4032 | 3.4607 | 3.5131 | 3.5668 | 3.6278 | 3.6968 | 3.7733 | 3.86 | 3.9372 | 3.9965 | 4.0322 | 4.057 | 4.0826 | 4.1063 | 4.137 | 4.1736 | 4.219 | 4.2786 | 4.3427 | 4.404 | 4.4622 | 4.5184 | 4.5731 | 4.6252 | 4.6759 | 4.7263 | 4.7762 | 4.827 | 4.8781 | 4.9286 | 4.9778 | 5.0269 | 5.0767 | 5.1263 | 5.1742 | 5.222 | 5.27 | 5.3182
HHS | Multi Family |  | 0.5985 | 0.6193 | 0.6442 | 0.6753 | 0.7039 | 0.7178 | 0.7319 | 0.7468 | 0.7669 | 0.789 | 0.8144 | 0.8376 | 0.861 | 0.8817 | 0.8983 | 0.9153 | 0.9301 | 0.9459 | 0.9626 | 0.9795 | 0.9982 | 1.0163 | 1.0299 | 1.0356 | 1.0417 | 1.0522 | 1.0667 | 1.0886 | 1.1116 | 1.1406 | 1.1704 | 1.1996 | 1.2287 | 1.258 | 1.2858 | 1.3114 | 1.3365 | 1.3615 | 1.3873 | 1.4135 | 1.4403 | 1.467 | 1.4936 | 1.52 | 1.5464 | 1.5726 | 1.5982 | 1.6235 | 1.6482 | 1.6729
HHS | Other Family |  | 0.3374 | 0.3453 | 0.3544 | 0.3643 | 0.3762 | 0.388 | 0.4018 | 0.4193 | 0.4398 | 0.4595 | 0.4766 | 0.4939 | 0.5119 | 0.5265 | 0.5361 | 0.5434 | 0.5508 | 0.5577 | 0.5644 | 0.571 | 0.5774 | 0.5825 | 0.5864 | 0.5885 | 0.5905 | 0.5921 | 0.5938 | 0.5964 | 0.5987 | 0.6007 | 0.6027 | 0.6048 | 0.6069 | 0.609 | 0.6112 | 0.6132 | 0.6153 | 0.6174 | 0.6196 | 0.6217 | 0.6238 | 0.6259 | 0.628 | 0.6301 | 0.6322 | 0.6343 | 0.6364 | 0.6385 | 0.6406 | 0.6427
Northwest People per Household (People/Household) |  |  | 1986 | 1987 | 1988 | 1989 | 1990 | 1991 | 1992 | 1993 | 1994 | 1995 | 1996 | 1997 | 1998 | 1999 | 2000 | 2001 | 2002 | 2003 | 2004 | 2005 | 2006 | 2007 | 2008 | 2009 | 2010 | 2011 | 2012 | 2013 | 2014 | 2015 | 2016 | 2017 | 2018 | 2019 | 2020 | 2021 | 2022 | 2023 | 2024 | 2025 | 2026 | 2027 | 2028 | 2029 | 2030 | 2031 | 2032 | 2033 | 2034 | 2035
HSize | Total |  | 2.4073 | 2.3925 | 2.3872 | 2.3819 | 2.3878 | 2.4037 | 2.4123 | 2.414 | 2.4046 | 2.3992 | 2.3877 | 2.378 | 2.3623 | 2.3467 | 2.3369 | 2.3276 | 2.3159 | 2.2983 | 2.2816 | 2.2678 | 2.2647 | 2.2656 | 2.2771 | 2.2931 | 2.3025 | 2.3104 | 2.3136 | 2.3123 | 2.3078 | 2.2967 | 2.2842 | 2.2735 | 2.2643 | 2.2557 | 2.2482 | 2.242 | 2.2362 | 2.2302 | 2.2238 | 2.2168 | 2.2094 | 2.2022 | 2.1955 | 2.1888 | 2.1819 | 2.1751 | 2.169 | 2.163 | 2.1572 | 2.1514
HSize | Single Family |  | 2.4254 | 2.4123 | 2.4092 | 2.4035 | 2.4112 | 2.4275 | 2.4358 | 2.4364 | 2.4266 | 2.4205 | 2.4105 | 2.4015 | 2.3861 | 2.3722 | 2.364 | 2.3562 | 2.3449 | 2.327 | 2.3089 | 2.2943 | 2.2905 | 2.2903 | 2.3005 | 2.3147 | 2.3233 | 2.3325 | 2.3377 | 2.3402 | 2.3384 | 2.3294 | 2.3181 | 2.3087 | 2.301 | 2.2941 | 2.2878 | 2.2838 | 2.2801 | 2.2761 | 2.2721 | 2.2674 | 2.2624 | 2.2576 | 2.2533 | 2.249 | 2.2443 | 2.2396 | 2.2356 | 2.2316 | 2.2275 | 2.2233
HSize | Multi Family |  | 2.2732 | 2.2514 | 2.2365 | 2.2337 | 2.2331 | 2.2438 | 2.2486 | 2.2508 | 2.2387 | 2.2342 | 2.2167 | 2.2052 | 2.1886 | 2.1676 | 2.1513 | 2.1395 | 2.128 | 2.113 | 2.101 | 2.0893 | 2.0882 | 2.0881 | 2.0974 | 2.1158 | 2.1273 | 2.1299 | 2.1241 | 2.1066 | 2.0892 | 2.0647 | 2.0408 | 2.0207 | 2.0025 | 1.9847 | 1.9698 | 1.9493 | 1.9299 | 1.9111 | 1.8915 | 1.8718 | 1.8516 | 1.8323 | 1.8136 | 1.7956 | 1.7782 | 1.7614 | 1.7457 | 1.7308 | 1.7168 | 1.7033
HSize | Other Family |  | 2.4961 | 2.4841 | 2.4845 | 2.4845 | 2.4945 | 2.5155 | 2.5318 | 2.5389 | 2.536 | 2.5328 | 2.5226 | 2.5125 | 2.4962 | 2.4796 | 2.4697 | 2.4572 | 2.4421 | 2.4228 | 2.4071 | 2.3949 | 2.3937 | 2.4059 | 2.4318 | 2.4561 | 2.4673 | 2.4775 | 2.4861 | 2.4922 | 2.4982 | 2.5045 | 2.5125 | 2.5185 | 2.5245 | 2.5307 | 2.5377 | 2.5532 | 2.568 | 2.5821 | 2.5955 | 2.6085 | 2.6211 | 2.6334 | 2.6454 | 2.6571 | 2.6685 | 2.6797 | 2.6907 | 2.7015 | 2.7121 | 2.7225
Idaho Economic Drivers |  | 1985 | 1986 | 1987 | 1988 | 1989 | 1990 | 1991 | 1992 | 1993 | 1994 | 1995 | 1996 | 1997 | 1998 | 1999 | 2000 | 2001 | 2002 | 2003 | 2004 | 2005 | 2006 | 2007 | 2008 | 2009 | 2010 | 2011 | 2012 | 2013 | 2014 | 2015 | 2016 | 2017 | 2018 | 2019 | 2020 | 2021 | 2022 | 2023 | 2024 | 2025 | 2026 | 2027 | 2028 | 2029 | 2030 | 2031 | 2032 | 2033 | 2034 | 2035
Idaho | Single Family - Million Sq Ft | 643.0942 | 649.1945 | 655.2282 | 661.2143 | 669.3674 | 680.1314 | 693.4779 | 713.1914 | 735.2824 | 758.4014 | 778.3633 | 800.0028 | 820.3891 | 844.3721 | 867.5486 | 888.7723 | 909.6042 | 932.8132 | 960.436 | 993.0693 | 1032.696 | 1066.549 | 1088.502 | 1102.047 | 1112.458 | 1121.002 | 1128.583 | 1141.723 | 1157.464 | 1174.321 | 1196.678 | 1220.102 | 1243.845 | 1266.336 | 1289.473 | 1311.979 | 1334.029 | 1356.702 | 1379.1 | 1401.797 | 1425.433 | 1450.286 | 1474.793 | 1499.251 | 1524.014 | 1549.071 | 1574.198 | 1598.919 | 1623.891 | 1648.98 | 1674.297 |  | 1.932% | Single Family - Million Sq Ft
Idaho | Multi Family - Million Sq Ft | 24.2554 | 24.8705 | 25.2517 | 25.5302 | 26.1793 | 26.8965 | 27.4938 | 28.5782 | 30.1613 | 32.1628 | 33.6614 | 34.8832 | 35.8728 | 36.7573 | 37.8357 | 38.7447 | 40.0191 | 41.5142 | 43.0956 | 44.5539 | 45.9654 | 47.2888 | 48.5985 | 49.1671 | 49.5129 | 49.8441 | 50.3822 | 51.2225 | 52.4984 | 54.0412 | 56.0473 | 58.1055 | 60.1648 | 62.2243 | 64.29 | 66.2589 | 67.9738 | 69.7167 | 71.3901 | 73.0944 | 74.9079 | 76.6567 | 78.4089 | 80.191 | 82.0045 | 83.8527 | 85.7154 | 87.6005 | 89.5143 | 91.4624 | 93.4549 |  | 2.734% | Multi Family - Million Sq Ft
Idaho | Other Family - Million Sq Ft | 56.0268 | 56.9989 | 57.7505 | 58.4649 | 59.3328 | 60.3901 | 61.8176 | 64.1262 | 67.9054 | 73.03 | 77.5217 | 81.3017 | 85.128 | 89.5733 | 93.0659 | 95.0839 | 96.6381 | 98.3338 | 99.5576 | 100.8407 | 102.1716 | 103.411 | 104.5731 | 105.3254 | 105.7561 | 106.2002 | 106.6206 | 106.9814 | 107.3252 | 107.7992 | 108.1433 | 108.5696 | 108.9101 | 109.3346 | 109.6856 | 110.1225 | 110.4674 | 110.8122 | 111.2451 | 111.5915 | 112.0264 | 112.3744 | 112.8089 | 113.1558 | 113.5028 | 113.9383 | 114.2855 | 114.7232 | 115.0707 | 115.4182 | 115.8556 |  | 1.464% | Other Family - Million Sq Ft
Idaho | Large Office - Million Sq Ft | 4.574 | 4.687 | 4.8 | 4.975 | 5.239 | 5.5 | 5.708 | 5.954 | 6.336 | 6.768 | 7.212 | 7.581 | 8.103 | 8.67 | 9.358 | 10.389 | 10.964 | 11.459 | 12.034 | 12.844 | 13.48 | 14.217 | 14.869 | 15.546 | 16.16 | 16.782 | 17.422 | 17.812 | 18.239 | 18.887 | 19.472 | 20.313 | 20.737 | 21.132 | 21.888 | 22.316 | 22.624 | 23.368 | 23.918 | 24.382 | 25.202 | 25.958 | 26.586 | 27.137 | 27.9 | 28.726 | 29.456 | 30.716 | 31.169 | 31.644 | 32.482 |  | 3.998% | Large Office - Million Sq Ft
Idaho | Medium Office - Million Sq Ft | 1.136 | 1.649 | 2.163 | 2.241 | 2.36 | 2.478 | 2.572 | 2.682 | 2.855 | 3.049 | 3.249 | 3.416 | 3.651 | 3.906 | 4.216 | 4.681 | 4.94 | 5.163 | 5.422 | 5.787 | 6.586 | 7.512 | 8.331 | 9.182 | 9.953 | 10.734 | 11.539 | 12.029 | 12.564 | 13.379 | 14.114 | 15.171 | 15.703 | 16.2 | 17.15 | 17.687 | 18.074 | 19.009 | 19.7 | 20.283 | 21.314 | 22.264 | 23.052 | 23.744 | 24.703 | 25.741 | 26.659 | 28.241 | 28.81 | 29.407 | 30.46 |  | 6.799% | Medium Office - Million Sq Ft
Idaho | Small Office - Million Sq Ft | 2.15 | 2.344 | 2.538 | 2.63 | 2.769 | 2.908 | 3.018 | 3.147 | 3.349 | 3.578 | 3.813 | 4.008 | 4.284 | 4.583 | 4.947 | 5.492 | 5.796 | 6.058 | 6.362 | 6.79 | 6.986 | 7.213 | 7.413 | 7.622 | 7.81 | 8.002 | 8.199 | 8.319 | 8.45 | 8.649 | 8.829 | 9.088 | 9.218 | 9.34 | 9.573 | 9.704 | 9.799 | 10.028 | 10.197 | 10.34 | 10.593 | 10.825 | 11.018 | 11.188 | 11.423 | 11.677 | 11.902 | 12.289 | 12.428 | 12.575 | 12.833 |  | 3.638% | Small Office - Million Sq Ft
Idaho | Big Box-Retail - Million Sq Ft | 0.536 | 1.692 | 2.848 | 2.985 | 3.131 | 3.258 | 3.311 | 3.456 | 3.664 | 3.846 | 4.099 | 4.314 | 4.533 | 4.878 | 5.302 | 5.597 | 5.848 | 6.047 | 6.33 | 6.614 | 7.004 | 7.615 | 8.098 | 8.541 | 8.983 | 9.446 | 9.938 | 10.74 | 10.821 | 10.883 | 10.956 | 11.074 | 11.198 | 11.329 | 11.478 | 11.584 | 11.675 | 11.779 | 11.862 | 11.987 | 12.162 | 12.305 | 12.461 | 12.616 | 12.771 | 12.93 | 13.069 | 13.185 | 13.289 | 13.393 | 13.473 |  | 6.661% | Big Box-Retail - Million Sq Ft
Idaho | Small Box-Retail - Million Sq Ft | 5.569 | 5.414 | 5.26 | 5.513 | 5.783 | 6.017 | 6.116 | 6.383 | 6.768 | 7.103 | 7.572 | 7.968 | 8.372 | 9.01 | 9.792 | 10.337 | 10.801 | 11.169 | 11.691 | 12.216 | 12.397 | 12.68 | 12.905 | 13.11 | 13.316 | 13.53 | 13.759 | 14.131 | 14.169 | 14.197 | 14.232 | 14.286 | 14.344 | 14.405 | 14.474 | 14.523 | 14.565 | 14.614 | 14.652 | 14.71 | 14.791 | 14.858 | 14.93 | 15.002 | 15.074 | 15.148 | 15.213 | 15.266 | 15.315 | 15.363 | 15.4 |  | 2.055% | Small Box-Retail - Million Sq Ft
Idaho | High End-Retail - Million Sq Ft | 1.392 | 1.354 | 1.315 | 1.378 | 1.446 | 1.504 | 1.529 | 1.596 | 1.692 | 1.776 | 1.893 | 1.992 | 2.093 | 2.252 | 2.448 | 2.584 | 2.7 | 2.792 | 2.923 | 3.054 | 3.681 | 4.663 | 5.439 | 6.151 | 6.862 | 7.606 | 8.397 | 9.685 | 9.815 | 9.914 | 10.032 | 10.222 | 10.421 | 10.632 | 10.872 | 11.041 | 11.187 | 11.356 | 11.488 | 11.689 | 11.97 | 12.2 | 12.451 | 12.701 | 12.949 | 13.206 | 13.428 | 13.615 | 13.782 | 13.949 | 14.078 |  | 4.736% | High End-Retail - Million Sq Ft
Idaho | Anchor-Retail - Million Sq Ft | 3.101 | 2.82 | 2.539 | 2.661 | 2.791 | 2.904 | 2.952 | 3.081 | 3.267 | 3.429 | 3.655 | 3.846 | 4.041 | 4.349 | 4.727 | 4.989 | 5.213 | 5.391 | 5.643 | 5.896 | 6.091 | 6.397 | 6.638 | 6.86 | 7.081 | 7.312 | 7.558 | 7.959 | 8 | 8.031 | 8.067 | 8.126 | 8.188 | 8.254 | 8.328 | 8.381 | 8.427 | 8.479 | 8.52 | 8.583 | 8.67 | 8.742 | 8.82 | 8.897 | 8.975 | 9.055 | 9.124 | 9.182 | 9.234 | 9.286 | 9.326 |  | 2.227% | Anchor-Retail - Million Sq Ft
Idaho | K-12 - Million Sq Ft | 14.296 | 14.48 | 14.665 | 14.872 | 15.009 | 15.626 | 16.311 | 16.718 | 17.254 | 18.287 | 19.067 | 19.715 | 20.496 | 20.895 | 21.512 | 21.889 | 22.729 | 23.662 | 24.838 | 25.442 | 26.196 | 27.729 | 28.937 | 29.821 | 30.793 | 31.81 | 32.816 | 33.124 | 33.263 | 33.294 | 33.326 | 33.357 | 33.513 | 33.56 | 33.641 | 33.743 | 33.935 | 34.143 | 34.492 | 34.916 | 35.362 | 35.828 | 36.336 | 36.785 | 37.226 | 37.696 | 38.048 | 38.435 | 38.879 | 39.363 | 39.783 |  | 2.068% | K-12 - Million Sq Ft
Idaho | University - Million Sq Ft | 7.365 | 7.46 | 7.555 | 7.661 | 7.732 | 8.05 | 8.403 | 8.612 | 8.888 | 9.42 | 9.822 | 10.156 | 10.559 | 10.764 | 11.082 | 11.276 | 11.709 | 12.246 | 12.833 | 13.136 | 13.331 | 13.445 | 13.681 | 13.955 | 14.237 | 14.501 | 14.743 | 15.05 | 15.072 | 15.109 | 15.146 | 15.182 | 15.218 | 15.254 | 15.29 | 15.326 | 15.402 | 15.526 | 15.791 | 16.17 | 16.604 | 17.033 | 17.421 | 17.813 | 18.224 | 18.566 | 18.837 | 19.181 | 19.55 | 19.934 | 20.254 |  | 2.044% | University - Million Sq Ft
Idaho | Warehouse - Million Sq Ft | 11.89 | 12.41 | 12.93 | 13.165 | 13.461 | 13.856 | 14.539 | 14.918 | 15.238 | 15.978 | 16.614 | 17.318 | 17.812 | 19.012 | 20.53 | 21.58 | 22.671 | 23.462 | 23.875 | 24.622 | 25.579 | 26.648 | 27.417 | 28.074 | 28.604 | 29.129 | 29.716 | 29.716 | 29.94 | 30.481 | 31.408 | 32.436 | 33.117 | 33.549 | 34.068 | 34.265 | 34.478 | 35.052 | 35.759 | 36.254 | 36.507 | 37.099 | 37.383 | 37.743 | 38.327 | 38.603 | 39.352 | 39.93 | 40.326 | 40.849 | 41.188 |  | 2.516% | Warehouse - Million Sq Ft
Idaho | Supermarket - Million Sq Ft | 4.245 | 4.016 | 3.787 | 3.966 | 4.159 | 4.324 | 4.395 | 4.585 | 4.858 | 5.097 | 5.429 | 5.711 | 5.998 | 6.451 | 7.007 | 7.394 | 7.724 | 7.802 | 7.908 | 8.017 | 8.121 | 8.266 | 8.388 | 8.5 | 8.608 | 8.715 | 8.823 | 9.177 | 9.187 | 9.204 | 9.22 | 9.236 | 9.252 | 9.268 | 9.283 | 9.299 | 9.313 | 9.328 | 9.342 | 9.356 | 9.37 | 9.383 | 9.396 | 9.409 | 9.42 | 9.432 | 9.445 | 9.456 | 9.468 | 9.479 | 9.491 |  | 1.622% | Supermarket - Million Sq Ft
Idaho | MiniMart - Million Sq Ft | 0.476 | 1.004 | 1.532 | 1.605 | 1.683 | 1.75 | 1.778 | 1.855 | 1.966 | 2.062 | 2.197 | 2.311 | 2.427 | 2.61 | 2.835 | 2.992 | 3.125 | 3.157 | 3.2 | 3.244 | 3.348 | 3.493 | 3.615 | 3.727 | 3.835 | 3.943 | 4.05 | 4.05 | 4.057 | 4.061 | 4.067 | 4.075 | 4.083 | 4.089 | 4.096 | 4.102 | 4.106 | 4.109 | 4.111 | 4.115 | 4.12 | 4.124 | 4.128 | 4.133 | 4.138 | 4.142 | 4.145 | 4.148 | 4.151 | 4.154 | 4.156 |  | 4.429% | MiniMart - Million Sq Ft
Idaho | Restaurant - Million Sq Ft | 1.665 | 1.69 | 1.715 | 1.739 | 1.771 | 1.817 | 1.84 | 1.894 | 1.946 | 2.014 | 2.129 | 2.202 | 2.371 | 2.466 | 2.588 | 2.766 | 2.856 | 3.017 | 3.236 | 3.462 | 4.854 | 7.037 | 8.763 | 10.344 | 11.925 | 13.577 | 15.335 | 15.335 | 15.411 | 15.546 | 15.615 | 15.662 | 15.707 | 15.736 | 15.767 | 15.797 | 15.827 | 15.857 | 15.886 | 15.916 | 15.945 | 15.977 | 16.023 | 16.074 | 16.118 | 16.174 | 16.227 | 16.281 | 16.333 | 16.384 | 16.438 |  | 4.686% | Restaurant - Million Sq Ft
Idaho | Lodging - Million Sq Ft | 10.183 | 10.48 | 10.777 | 10.958 | 11.052 | 11.521 | 11.622 | 11.758 | 12.13 | 12.429 | 12.89 | 13.675 | 13.833 | 13.975 | 14.224 | 14.454 | 14.682 | 14.922 | 15.169 | 15.532 | 15.923 | 16.547 | 17.09 | 17.522 | 17.916 | 18.355 | 18.819 | 18.947 | 19.15 | 19.447 | 19.603 | 19.65 | 19.723 | 19.762 | 19.8 | 19.839 | 19.877 | 19.916 | 19.954 | 19.991 | 20.029 | 20.066 | 20.104 | 20.162 | 20.204 | 20.274 | 20.336 | 20.381 | 20.418 | 20.467 | 20.505 |  | 1.41% | Lodging - Million Sq Ft
Idaho | Hospital - Million Sq Ft | 3.466 | 3.56 | 3.654 | 3.69 | 3.74 | 3.756 | 3.846 | 4.032 | 4.254 | 4.315 | 4.546 | 4.744 | 4.901 | 5.053 | 5.219 | 5.463 | 5.653 | 5.815 | 5.955 | 6.272 | 6.922 | 7.569 | 8.026 | 8.587 | 9.057 | 9.602 | 10.166 | 10.225 | 10.666 | 11.401 | 12.038 | 12.963 | 13.74 | 14.507 | 15.17 | 15.493 | 15.854 | 16.199 | 16.529 | 16.839 | 17.149 | 17.503 | 17.964 | 18.538 | 19.071 | 19.556 | 20.038 | 20.538 | 20.996 | 21.38 | 21.788 |  | 3.745% | Hospital - Million Sq Ft
Idaho | OtherHealth - Million Sq Ft | 11.415 | 11.59 | 11.765 | 11.832 | 11.923 | 11.955 | 12.121 | 12.466 | 12.878 | 12.992 | 13.421 | 13.788 | 14.081 | 14.363 | 14.671 | 15.124 | 15.477 | 15.832 | 16.139 | 16.831 | 17.481 | 18.128 | 18.586 | 19.146 | 19.617 | 20.162 | 20.725 | 20.822 | 20.88 | 21.017 | 21.192 | 21.462 | 21.697 | 21.897 | 22.069 | 22.108 | 22.183 | 22.254 | 22.31 | 22.366 | 22.439 | 22.525 | 22.66 | 22.834 | 22.993 | 23.139 | 23.284 | 23.436 | 23.58 | 23.692 | 23.812 |  | 1.481% | OtherHealth - Million Sq Ft
Idaho | Assembly - Million Sq Ft | 9.453 | 9.615 | 9.777 | 10.179 | 10.394 | 10.56 | 10.702 | 10.918 | 11.35 | 11.645 | 11.848 | 12.244 | 12.61 | 13.152 | 13.709 | 14.41 | 14.885 | 15.24 | 15.905 | 16.943 | 17.409 | 18.368 | 18.835 | 19.325 | 19.838 | 20.366 | 20.868 | 21.132 | 21.901 | 22.651 | 23.207 | 23.806 | 24.291 | 24.731 | 25.294 | 25.805 | 26.301 | 26.439 | 26.594 | 27.113 | 27.727 | 28.399 | 29.176 | 30.125 | 31.051 | 32.129 | 33.232 | 34.286 | 35.436 | 36.538 | 37.66 |  | 2.803% | Assembly - Million Sq Ft
Idaho | Other - Million Sq Ft | 18.351 | 18.665 | 18.979 | 20.162 | 20.792 | 21.282 | 21.698 | 22.334 | 23.606 | 24.473 | 25.07 | 26.233 | 27.312 | 28.906 | 30.543 | 32.604 | 34.001 | 35.044 | 35.846 | 36.13 | 36.478 | 36.774 | 37.314 | 37.724 | 38.146 | 38.569 | 38.978 | 40.198 | 41.067 | 42.275 | 43.257 | 45.312 | 46.744 | 48.225 | 49.547 | 50.15 | 51.57 | 53.333 | 54.945 | 56.582 | 57.924 | 59.998 | 62.133 | 64.124 | 65.945 | 67.86 | 69.62 | 71.546 | 73.232 | 74.909 | 76.457 |  | 2.895% | Other - Million Sq Ft
Idaho | Food & Tobacco - 2012 B$ | 1.0095 | 0.9726 | 1.0661 | 1.1215 | 1.2184 | 1.0511 | 1.1307 | 1.0592 | 1.1168 | 1.1618 | 1.2599 | 1.1941 | 1.2634 | 1.3095 | 1.4353 | 1.5795 | 1.3868 | 1.433 | 1.4272 | 1.4134 | 1.4607 | 1.5184 | 1.6176 | 1.6718 | 1.6706 | 1.7087 | 1.7272 | 1.7203 | 1.7376 | 1.7387 | 1.8036 | 1.8684 | 1.9332 | 1.998 | 2.0629 | 2.1277 | 2.1925 | 2.2574 | 2.3222 | 2.387 | 2.4519 | 2.5167 | 2.5815 | 2.6463 | 2.7112 | 2.776 | 2.8408 | 2.9057 | 2.9705 | 3.0353 | 3.1002 |  | 2.269% | Food & Tobacco - 2012 B$
Idaho | Textiles - 2012 B$ | 0.0023 | 0.0023 | 0.0023 | 0.0012 | 0.0046 | 0.0069 | 0.0046 | 0.0046 | 0.0035 | 0.0012 | 0.0023 | 0.0023 | 0.0104 | 0.0104 | 0.0196 | 0.0138 | 0.015 | 0.0081 | 0.0185 | 0.0138 | 0.0069 | 0.0104 | 0.0115 | 0.0081 | 0.0265 | 0.0185 | 0.0196 | 0.0208 | 0.0231 | 0.0242 | 0.026 | 0.0279 | 0.0297 | 0.0315 | 0.0333 | 0.0351 | 0.0369 | 0.0387 | 0.0405 | 0.0424 | 0.0442 | 0.046 | 0.0478 | 0.0496 | 0.0514 | 0.0532 | 0.0551 | 0.0569 | 0.0587 | 0.0605 | 0.0623 |  | 6.821% | Textiles - 2012 B$
Idaho | Apparel - 2012 B$ | 0.0208 | 0.0185 | 0.0127 | 0.0138 | 0.0127 | 0.0115 | 0.0104 | 0.0104 | 0.0127 | 0.015 | 0.0138 | 0.0127 | 0.0104 | 0.0092 | 0.0104 | 0.0115 | 0.0104 | 0.0092 | 0.0104 | 0.0104 | 0.0196 | 0.0115 | 0.0092 | 0.0104 | 0.0092 | 0.0069 | 0.0081 | 0.0081 | 0.0081 | 0.0081 | 0.0084 | 0.0087 | 0.0091 | 0.0094 | 0.0097 | 0.0101 | 0.0104 | 0.0107 | 0.011 | 0.0114 | 0.0117 | 0.012 | 0.0124 | 0.0127 | 0.013 | 0.0134 | 0.0137 | 0.014 | 0.0143 | 0.0147 | 0.015 |  | -0.6517% | Apparel - 2012 B$
Idaho | Lumber - 2012 B$ | 1.0142 | 1.0995 | 1.2103 | 1.0511 | 1.2403 | 1.0072 | 0.9657 | 1.1399 | 1.2218 | 1.2091 | 1.2334 | 1.1838 | 0.66 | 0.6484 | 0.69 | 0.7349 | 0.585 | 0.593 | 0.5976 | 0.6103 | 0.6692 | 0.7361 | 0.6876 | 0.5469 | 0.4038 | 0.4454 | 0.4846 | 0.4823 | 0.5411 | 0.6588 | 0.6431 | 0.6275 | 0.6118 | 0.5962 | 0.5805 | 0.5648 | 0.5492 | 0.5335 | 0.5179 | 0.5022 | 0.4866 | 0.4709 | 0.4552 | 0.4396 | 0.4239 | 0.4083 | 0.3926 | 0.377 | 0.3613 | 0.3456 | 0.33 |  | -2.221% | Lumber - 2012 B$
Idaho | Furniture - 2012 B$ | 0.0242 | 0.0185 | 0.0196 | 0.0208 | 0.0219 | 0.0196 | 0.0196 | 0.0231 | 0.0231 | 0.0323 | 0.0415 | 0.0462 | 0.0842 | 0.0911 | 0.1085 | 0.1373 | 0.1246 | 0.1408 | 0.1546 | 0.1627 | 0.1869 | 0.2077 | 0.1938 | 0.1581 | 0.1085 | 0.1027 | 0.105 | 0.0958 | 0.0958 | 0.1015 | 0.1127 | 0.1238 | 0.135 | 0.1461 | 0.1573 | 0.1684 | 0.1796 | 0.1908 | 0.2019 | 0.2131 | 0.2242 | 0.2354 | 0.2465 | 0.2577 | 0.2688 | 0.28 | 0.2911 | 0.3023 | 0.3134 | 0.3246 | 0.3357 |  | 5.401% | Furniture - 2012 B$
Idaho | Paper - 2012 B$ | 0.1477 | 0.1535 | 0.1615 | 0.1708 | 0.1777 | 0.2192 | 0.2423 | 0.2631 | 0.2723 | 0.2711 | 0.2769 | 0.2954 | 0.2192 | 0.2192 | 0.2365 | 0.2619 | 0.2342 | 0.2481 | 0.2308 | 0.2527 | 0.2423 | 0.2677 | 0.2919 | 0.3034 | 0.2608 | 0.2711 | 0.2561 | 0.2677 | 0.2561 | 0.2481 | 0.255 | 0.2619 | 0.2688 | 0.2757 | 0.2827 | 0.2896 | 0.2965 | 0.3034 | 0.3104 | 0.3173 | 0.3242 | 0.3311 | 0.3381 | 0.345 | 0.3519 | 0.3588 | 0.3657 | 0.3727 | 0.3796 | 0.3865 | 0.3934 |  | 1.979% | Paper - 2012 B$
Idaho | Printing - 2012 B$ | 0.1927 | 0.2469 | 0.2134 | 0.2204 | 0.225 | 0.2527 | 0.2331 | 0.2227 | 0.2065 | 0.2284 | 0.2181 | 0.2308 | 0.0911 | 0.0923 | 0.0946 | 0.105 | 0.0923 | 0.0796 | 0.0842 | 0.0773 | 0.0796 | 0.0877 | 0.0831 | 0.0785 | 0.0611 | 0.0542 | 0.0508 | 0.0485 | 0.0462 | 0.0462 | 0.0476 | 0.0491 | 0.0506 | 0.0521 | 0.0536 | 0.0551 | 0.0565 | 0.058 | 0.0595 | 0.061 | 0.0625 | 0.064 | 0.0654 | 0.0669 | 0.0684 | 0.0699 | 0.0714 | 0.0729 | 0.0743 | 0.0758 | 0.0773 |  | -1.81% | Printing - 2012 B$
Idaho | Chemicals - 2012 B$ | 0 | 0 | 0 | 0 | 0 | 0 | 0 | 0.0012 | 0.0035 | 0.0035 | 0.0023 | 0.0023 | 0.2481 | 0.2573 | 0.2458 | 0.33 | 0.1984 | 0.1719 | 0.1938 | 0.2042 | 0.2019 | 0.2527 | 0.27 | 0.2723 | 0.2446 | 0.2654 | 0.2804 | 0.2954 | 0.2977 | 0.2942 | 0.3124 | 0.3306 | 0.3488 | 0.367 | 0.3851 | 0.4033 | 0.4215 | 0.4397 | 0.4579 | 0.4761 | 0.4943 | 0.5124 | 0.5306 | 0.5488 | 0.567 | 0.5852 | 0.6034 | 0.6215 | 0.6397 | 0.6579 | 0.6761 |  | #NUM! | Chemicals - 2012 B$
Idaho | Petroleum Products - 2012 B$ | 0.3461 | 0.2931 | 0.345 | 0.3611 | 0.3727 | 0.3946 | 0.4442 | 0.48 | 0.4719 | 0.518 | 0.3219 | 0.3484 | 0.0185 | 0.0196 | 0.0069 | 0.015 | 0.015 | 0.0162 | 0.0265 | 0.0254 | 0.0115 | 0.0081 | 0.0046 | 0.0069 | 0.0012 | 0.0046 | 0.0058 | 0.0058 | 0.0069 | 0.0069 | 0.0075 | 0.008 | 0.0086 | 0.0091 | 0.0097 | 0.0102 | 0.0108 | 0.0113 | 0.0119 | 0.0124 | 0.013 | 0.0135 | 0.0141 | 0.0146 | 0.0152 | 0.0157 | 0.0163 | 0.0168 | 0.0174 | 0.0179 | 0.0185 |  | -5.69% | Petroleum Products - 2012 B$
Idaho | Rubber - 2012 B$ | 0.1719 | 0.1719 | 0.15 | 0.0831 | 0.0565 | 0.0554 | 0.0519 | 0.0427 | 0.0588 | 0.0704 | 0.0635 | 0.0554 | 0.0611 | 0.0588 | 0.0623 | 0.0669 | 0.0669 | 0.0796 | 0.0854 | 0.0923 | 0.1004 | 0.1165 | 0.1177 | 0.1015 | 0.0888 | 0.0981 | 0.1096 | 0.1154 | 0.1177 | 0.1177 | 0.1262 | 0.1347 | 0.1432 | 0.1517 | 0.1603 | 0.1688 | 0.1773 | 0.1858 | 0.1943 | 0.2028 | 0.2114 | 0.2199 | 0.2284 | 0.2369 | 0.2454 | 0.2539 | 0.2625 | 0.271 | 0.2795 | 0.288 | 0.2965 |  | 1.096% | Rubber - 2012 B$
Idaho | Leather - 2012 B$ | 0.0058 | 0.0058 | 0.0069 | 0.0069 | 0.0081 | 0.0115 | 0.0138 | 0.0138 | 0.015 | 0.0208 | 0.0104 | 0.0081 | 0.0092 | 0.0092 | 0.0104 | 0.0127 | 0.0115 | 0.0127 | 0.0115 | 0.0115 | 0.0115 | 0.0127 | 0.0115 | 0.0046 | 0.0035 | 0.0046 | 0.0046 | 0.0046 | 0.0046 | 0.0046 | 0.0047 | 0.0048 | 0.0049 | 0.0051 | 0.0052 | 0.0053 | 0.0054 | 0.0055 | 0.0056 | 0.0057 | 0.0058 | 0.0059 | 0.006 | 0.0062 | 0.0063 | 0.0064 | 0.0065 | 0.0066 | 0.0067 | 0.0068 | 0.0069 |  | 0.3479% | Leather - 2012 B$
Idaho | Stone, Clay, etc. - 2012 B$ | 0.0658 | 0.0554 | 0.0519 | 0.0462 | 0.0415 | 0.0508 | 0.0542 | 0.0646 | 0.0496 | 0.0727 | 0.0773 | 0.0727 | 0.0854 | 0.0946 | 0.1073 | 0.1165 | 0.0946 | 0.0842 | 0.0865 | 0.1015 | 0.1188 | 0.12 | 0.1165 | 0.105 | 0.0773 | 0.0692 | 0.0715 | 0.0692 | 0.0669 | 0.0738 | 0.0787 | 0.0835 | 0.0883 | 0.0932 | 0.098 | 0.1028 | 0.1077 | 0.1125 | 0.1174 | 0.1222 | 0.127 | 0.1319 | 0.1367 | 0.1415 | 0.1464 | 0.1512 | 0.156 | 0.1609 | 0.1657 | 0.1705 | 0.1754 |  | 1.98% | Stone, Clay, etc. - 2012 B$
Idaho | Aluminum - 2012 B$ | 0 | 0 | 0 | 0 | 0 | 0 | 0 | 0 | 0 | 0 | 0 | 0 | 0 | 0 | 0.0012 | 0 | 0 | 0.0012 | 0.0012 | 0.0012 | 0 | 0 | 0 | 0 | 0 | 0.0012 | 0.0012 | 0.0012 | 0.0012 | 0.0012 | 0.0012 | 0.0012 | 0.0012 | 0.0012 | 0.0012 | 0.0012 | 0.0012 | 0.0012 | 0.0012 | 0.0012 | 0.0012 | 0.0012 | 0.0012 | 0.0012 | 0.0012 | 0.0012 | 0.0012 | 0.0012 | 0.0012 | 0.0012 | 0.0012 |  | #NUM! | Aluminum - 2012 B$
Idaho | Other Primary Metals - 2012 B$ | 0.0035 | 0.0035 | 0.0058 | 0.0069 | 0.0104 | 0.0092 | 0.0092 | 0.0081 | 0.0115 | 0.015 | 0.0173 | 0.0185 | 0.0162 | 0.0173 | 0.0254 | 0.0381 | 0.0312 | 0.0265 | 0.0335 | 0.0277 | 0.0323 | 0.0323 | 0.0508 | 0.0392 | 0.0415 | 0.0508 | 0.0565 | 0.0554 | 0.0588 | 0.0669 | 0.0647 | 0.0625 | 0.0603 | 0.0581 | 0.0559 | 0.0537 | 0.0515 | 0.0493 | 0.0471 | 0.0449 | 0.0427 | 0.0405 | 0.0383 | 0.0362 | 0.034 | 0.0318 | 0.0296 | 0.0274 | 0.0252 | 0.023 | 0.0208 |  | 3.629% | Other Primary Metals - 2012 B$
Idaho | Fabricated Metals - 2012 B$ | 0.135 | 0.1211 | 0.1315 | 0.1546 | 0.1581 | 0.1454 | 0.1292 | 0.1419 | 0.165 | 0.1846 | 0.1996 | 0.1973 | 0.2388 | 0.2434 | 0.2642 | 0.3023 | 0.2688 | 0.2619 | 0.255 | 0.2631 | 0.3034 | 0.3254 | 0.3681 | 0.3623 | 0.3081 | 0.3484 | 0.3657 | 0.3715 | 0.3854 | 0.4015 | 0.3915 | 0.3814 | 0.3713 | 0.3613 | 0.3512 | 0.3412 | 0.3311 | 0.3211 | 0.311 | 0.301 | 0.2909 | 0.2809 | 0.2708 | 0.2608 | 0.2507 | 0.2406 | 0.2306 | 0.2205 | 0.2105 | 0.2004 | 0.1904 |  | 0.6901% | Fabricated Metals - 2012 B$
Idaho | Machines & Computer - 2012 B$ | 0.7211 | 0.6357 | 0.7903 | 1.3937 | 1.6107 | 1.3903 | 1.2495 | 1.3799 | 2.2741 | 2.9109 | 4.3705 | 3.864 | 0.4004 | 0.3946 | 0.4073 | 0.5319 | 0.3992 | 0.4165 | 0.3888 | 0.4384 | 0.4454 | 0.5065 | 0.5503 | 0.5365 | 0.4257 | 0.4396 | 0.4523 | 0.4269 | 0.4327 | 0.4523 | 0.441 | 0.4297 | 0.4185 | 0.4072 | 0.396 | 0.3847 | 0.3734 | 0.3622 | 0.3509 | 0.3396 | 0.3284 | 0.3171 | 0.3059 | 0.2946 | 0.2833 | 0.2721 | 0.2608 | 0.2495 | 0.2383 | 0.227 | 0.2158 |  | -2.384% | Machines & Computer - 2012 B$
Idaho | Electric Equipment - 2012 B$ | 0.0219 | 0.015 | 0.0104 | 0.015 | 0.015 | 0.0162 | 0.0185 | 0.0185 | 0.0196 | 0.0185 | 0.0231 | 0.0254 | 0.0242 | 0.0254 | 0.0288 | 0.0381 | 0.0323 | 0.0323 | 0.0346 | 0.0404 | 0.0415 | 0.0438 | 0.0496 | 0.0473 | 0.0358 | 0.0392 | 0.0404 | 0.0381 | 0.0369 | 0.0369 | 0.0369 | 0.0368 | 0.0368 | 0.0367 | 0.0366 | 0.0366 | 0.0365 | 0.0365 | 0.0364 | 0.0364 | 0.0363 | 0.0363 | 0.0362 | 0.0362 | 0.0361 | 0.036 | 0.036 | 0.0359 | 0.0359 | 0.0358 | 0.0358 |  | 0.9878% | Electric Equipment - 2012 B$
Idaho | Transport Equipment - 2012 B$ | 0.0358 | 0.0381 | 0.0462 | 0.0623 | 0.0761 | 0.0715 | 0.0865 | 0.1038 | 0.1188 | 0.1454 | 0.1546 | 0.1777 | 0.1396 | 0.1488 | 0.1638 | 0.2019 | 0.1431 | 0.1696 | 0.1754 | 0.1765 | 0.21 | 0.3011 | 0.3092 | 0.255 | 0.2008 | 0.2342 | 0.2446 | 0.2619 | 0.2781 | 0.3115 | 0.297 | 0.2824 | 0.2678 | 0.2533 | 0.2387 | 0.2242 | 0.2096 | 0.195 | 0.1805 | 0.1659 | 0.1514 | 0.1368 | 0.1222 | 0.1077 | 0.0931 | 0.0786 | 0.064 | 0.0494 | 0.0349 | 0.0203 | 0.0058 |  | -3.575% | Transport Equipment - 2012 B$
Idaho | Other Manufacturing - 2012 B$ | 0.0242 | 0.0242 | 0.0288 | 0.0288 | 0.0265 | 0.0219 | 0.0196 | 0.0358 | 0.0415 | 0.0438 | 0.0588 | 0.06 | 0.1027 | 0.1154 | 0.1488 | 0.1558 | 0.1488 | 0.1569 | 0.18 | 0.1881 | 0.2169 | 0.2319 | 0.2308 | 0.1984 | 0.1569 | 0.1615 | 0.1673 | 0.1684 | 0.1754 | 0.1834 | 0.1969 | 0.2104 | 0.2238 | 0.2373 | 0.2508 | 0.2642 | 0.2777 | 0.2911 | 0.3046 | 0.3181 | 0.3315 | 0.345 | 0.3584 | 0.3719 | 0.3854 | 0.3988 | 0.4123 | 0.4257 | 0.4392 | 0.4527 | 0.4661 |  | 6.095% | Other Manufacturing - 2012 B$
Idaho | Agriculture - 2012 B$ | 2.0445 | 1.8056 | 1.9579 | 2.0791 | 2.5948 | 2.701 | 2.2221 | 2.3514 | 2.5071 | 2.2129 | 2.1945 | 2.521 | 1.6349 | 1.6107 | 1.6153 | 1.6718 | 1.516 | 1.7064 | 1.598 | 1.6695 | 1.9176 | 1.9118 | 1.9314 | 1.8183 | 1.9752 | 1.8933 | 1.831 | 1.6233 | 1.7249 | 1.8253 | 1.8361 | 1.847 | 1.8579 | 1.8688 | 1.8796 | 1.8905 | 1.9014 | 1.9123 | 1.9232 | 1.934 | 1.9449 | 1.9558 | 1.9667 | 1.9776 | 1.9884 | 1.9993 | 2.0102 | 2.0211 | 2.0319 | 2.0428 | 2.0537 |  | 0.00898% | Agriculture - 2012 B$
Idaho Households (Millions) |  |  | 1986 | 1987 | 1988 | 1989 | 1990 | 1991 | 1992 | 1993 | 1994 | 1995 | 1996 | 1997 | 1998 | 1999 | 2000 | 2001 | 2002 | 2003 | 2004 | 2005 | 2006 | 2007 | 2008 | 2009 | 2010 | 2011 | 2012 | 2013 | 2014 | 2015 | 2016 | 2017 | 2018 | 2019 | 2020 | 2021 | 2022 | 2023 | 2024 | 2025 | 2026 | 2027 | 2028 | 2029 | 2030 | 2031 | 2032 | 2033 | 2034 | 2035
HHS | Total |  | 0.3905 | 0.3944 | 0.3981 | 0.4032 | 0.4098 | 0.4175 | 0.4291 | 0.4434 | 0.4598 | 0.4737 | 0.4874 | 0.5003 | 0.515 | 0.5292 | 0.5412 | 0.5532 | 0.5667 | 0.5824 | 0.6 | 0.6211 | 0.639 | 0.651 | 0.6582 | 0.6633 | 0.6676 | 0.6718 | 0.6779 | 0.6868 | 0.6965 | 0.7089 | 0.7222 | 0.7354 | 0.7482 | 0.7611 | 0.7737 | 0.786 | 0.7981 | 0.8104 | 0.8228 | 0.8357 | 0.8489 | 0.8622 | 0.8755 | 0.8889 | 0.9025 | 0.9162 | 0.9297 | 0.9433 | 0.957 | 0.9708
HHS | Single Family |  | 0.3052 | 0.3079 | 0.3107 | 0.3143 | 0.319 | 0.3248 | 0.3333 | 0.3428 | 0.3529 | 0.3617 | 0.3712 | 0.3803 | 0.3909 | 0.4015 | 0.4111 | 0.4205 | 0.4313 | 0.4442 | 0.4593 | 0.4781 | 0.4935 | 0.5032 | 0.5093 | 0.5136 | 0.5173 | 0.5206 | 0.5257 | 0.5327 | 0.5402 | 0.5499 | 0.5605 | 0.5708 | 0.5809 | 0.591 | 0.601 | 0.6108 | 0.6206 | 0.6306 | 0.6407 | 0.6512 | 0.6619 | 0.6728 | 0.6837 | 0.6946 | 0.7057 | 0.7168 | 0.7278 | 0.7388 | 0.7499 | 0.761
HHS | Multi Family |  | 0.0361 | 0.0367 | 0.0371 | 0.0379 | 0.0389 | 0.0397 | 0.0412 | 0.0432 | 0.0458 | 0.0477 | 0.0493 | 0.0505 | 0.0516 | 0.0529 | 0.054 | 0.0555 | 0.0573 | 0.0591 | 0.0609 | 0.0625 | 0.0641 | 0.0656 | 0.0663 | 0.0667 | 0.0671 | 0.0677 | 0.0686 | 0.0702 | 0.0721 | 0.0744 | 0.077 | 0.0795 | 0.082 | 0.0845 | 0.0868 | 0.089 | 0.091 | 0.0931 | 0.0952 | 0.0973 | 0.0994 | 0.1016 | 0.1037 | 0.1059 | 0.1082 | 0.1105 | 0.1127 | 0.1151 | 0.1174 | 0.1198
HHS | Other Family |  | 0.0491 | 0.0497 | 0.0503 | 0.051 | 0.0518 | 0.0529 | 0.0546 | 0.0574 | 0.0611 | 0.0643 | 0.0669 | 0.0695 | 0.0725 | 0.0749 | 0.0762 | 0.0772 | 0.0782 | 0.079 | 0.0798 | 0.0806 | 0.0814 | 0.0821 | 0.0827 | 0.0829 | 0.0832 | 0.0835 | 0.0837 | 0.084 | 0.0843 | 0.0846 | 0.0848 | 0.0851 | 0.0854 | 0.0856 | 0.0859 | 0.0862 | 0.0864 | 0.0867 | 0.087 | 0.0872 | 0.0875 | 0.0878 | 0.0881 | 0.0883 | 0.0886 | 0.0889 | 0.0891 | 0.0894 | 0.0897 | 0.09
Idaho People per Household (People/Household) |  |  | 1986 | 1987 | 1988 | 1989 | 1990 | 1991 | 1992 | 1993 | 1994 | 1995 | 1996 | 1997 | 1998 | 1999 | 2000 | 2001 | 2002 | 2003 | 2004 | 2005 | 2006 | 2007 | 2008 | 2009 | 2010 | 2011 | 2012 | 2013 | 2014 | 2015 | 2016 | 2017 | 2018 | 2019 | 2020 | 2021 | 2022 | 2023 | 2024 | 2025 | 2026 | 2027 | 2028 | 2029 | 2030 | 2031 | 2032 | 2033 | 2034 | 2035
HSize | Total |  | 2.5339 | 2.4989 | 2.48 | 2.4734 | 2.4807 | 2.5035 | 2.5093 | 2.5105 | 2.4983 | 2.4917 | 2.4749 | 2.4613 | 2.4373 | 2.416 | 2.4054 | 2.3905 | 2.3703 | 2.3477 | 2.3283 | 2.3078 | 2.3048 | 2.3169 | 2.334 | 2.3467 | 2.3553 | 2.3599 | 2.3571 | 2.3507 | 2.3447 | 2.3326 | 2.3193 | 2.3092 | 2.3015 | 2.2944 | 2.2881 | 2.2834 | 2.2792 | 2.2747 | 2.2699 | 2.2642 | 2.2579 | 2.2516 | 2.2454 | 2.239 | 2.2323 | 2.2256 | 2.2195 | 2.2131 | 2.2067 | 2.2002
HSize | Single Family |  | 2.5452 | 2.5114 | 2.4935 | 2.4872 | 2.4975 | 2.521 | 2.5286 | 2.5333 | 2.5265 | 2.5227 | 2.51 | 2.4971 | 2.4731 | 2.4521 | 2.4433 | 2.4284 | 2.4073 | 2.3868 | 2.3662 | 2.344 | 2.3406 | 2.3521 | 2.3674 | 2.3805 | 2.3913 | 2.3991 | 2.3979 | 2.394 | 2.3912 | 2.3812 | 2.3701 | 2.3618 | 2.3565 | 2.3517 | 2.3475 | 2.3414 | 2.3356 | 2.3295 | 2.3232 | 2.3157 | 2.3075 | 2.2992 | 2.2914 | 2.2833 | 2.2749 | 2.2667 | 2.2593 | 2.2517 | 2.2442 | 2.2366
HSize | Multi Family |  | 2.4443 | 2.4003 | 2.3739 | 2.3681 | 2.3533 | 2.3701 | 2.3636 | 2.3417 | 2.2918 | 2.2672 | 2.218 | 2.1989 | 2.1742 | 2.1532 | 2.1279 | 2.1205 | 2.1138 | 2.0769 | 2.0631 | 2.0497 | 2.0458 | 2.0582 | 2.0866 | 2.1109 | 2.126 | 2.1303 | 2.1276 | 2.107 | 2.0806 | 2.0439 | 2.007 | 1.9743 | 1.9451 | 1.9181 | 1.894 | 1.8739 | 1.8567 | 1.8399 | 1.8231 | 1.807 | 1.7909 | 1.7756 | 1.7603 | 1.7451 | 1.7298 | 1.7149 | 1.7002 | 1.6856 | 1.6709 | 1.6561
HSize | Other Family |  | 2.5292 | 2.4942 | 2.4743 | 2.4668 | 2.4731 | 2.496 | 2.5013 | 2.5017 | 2.4908 | 2.4839 | 2.4695 | 2.4557 | 2.4315 | 2.4082 | 2.3974 | 2.3781 | 2.3543 | 2.3308 | 2.3128 | 2.2931 | 2.2919 | 2.3079 | 2.3265 | 2.3269 | 2.3163 | 2.3012 | 2.2888 | 2.2799 | 2.2728 | 2.2706 | 2.2674 | 2.2693 | 2.2698 | 2.2698 | 2.2713 | 2.2952 | 2.3191 | 2.3428 | 2.3665 | 2.39 | 2.4134 | 2.4368 | 2.46 | 2.483 | 2.5059 | 2.5285 | 2.5508 | 2.573 | 2.5949 | 2.6168
Montana Economic Drivers |  | 1985 | 1986 | 1987 | 1988 | 1989 | 1990 | 1991 | 1992 | 1993 | 1994 | 1995 | 1996 | 1997 | 1998 | 1999 | 2000 | 2001 | 2002 | 2003 | 2004 | 2005 | 2006 | 2007 | 2008 | 2009 | 2010 | 2011 | 2012 | 2013 | 2014 | 2015 | 2016 | 2017 | 2018 | 2019 | 2020 | 2021 | 2022 | 2023 | 2024 | 2025 | 2026 | 2027 | 2028 | 2029 | 2030 | 2031 | 2032 | 2033 | 2034 | 2035
Montana | Single Family - Million Sq Ft | 559.3094 | 561.472 | 563.3099 | 564.6803 | 566.2304 | 568.0343 | 570.7762 | 575.7126 | 580.963 | 587.1459 | 592.429 | 597.2874 | 601.9126 | 606.595 | 612.0764 | 617.1216 | 623.2373 | 630.656 | 639.6644 | 652.5784 | 665.6975 | 677.0237 | 686.9889 | 693.5423 | 698.0134 | 701.8019 | 705.5867 | 710.277 | 715.5959 | 720.4935 | 726.3491 | 733.0673 | 739.2736 | 745.4724 | 750.8564 | 756.3901 | 761.7235 | 766.9247 | 772.0862 | 777.5001 | 782.5648 | 787.5767 | 792.538 | 797.3818 | 802.5875 | 807.4228 | 812.2325 | 817.2754 | 821.934 | 826.9224 | 831.5284 |  | 0.7963% | Single Family - Million Sq Ft
Montana | Multi Family - Million Sq Ft | 24.6283 | 24.973 | 25.081 | 25.2627 | 25.3452 | 25.586 | 25.9523 | 26.1482 | 26.5399 | 27.1725 | 27.9098 | 28.8434 | 29.5218 | 30.1734 | 30.7859 | 31.3873 | 31.957 | 32.8852 | 33.7258 | 34.5673 | 35.4334 | 36.1397 | 36.7893 | 37.1258 | 37.2628 | 37.6308 | 38.2893 | 39.0083 | 40.2893 | 41.8115 | 43.4846 | 45.2026 | 46.7487 | 48.2797 | 49.719 | 51.0244 | 52.3455 | 53.6873 | 54.9892 | 56.3899 | 57.725 | 59.1525 | 60.4632 | 61.7702 | 63.0972 | 64.547 | 65.9451 | 67.3513 | 68.7886 | 70.2363 | 71.6991 |  | 2.16% | Multi Family - Million Sq Ft
Montana | Other Family - Million Sq Ft | 60.5804 | 61.5194 | 62.2082 | 62.7991 | 63.4896 | 64.1668 | 65.091 | 66.5603 | 68.717 | 71.609 | 74.5017 | 77.3946 | 80.2831 | 83.7167 | 86.9423 | 89.2551 | 91.074 | 93.0442 | 94.7567 | 96.2274 | 97.6932 | 98.8549 | 99.9951 | 100.7734 | 101.3372 | 101.9537 | 102.6246 | 103.455 | 103.9817 | 104.5212 | 105.114 | 105.7223 | 106.2699 | 106.8912 | 107.4895 | 108.1003 | 108.6386 | 109.2521 | 109.8677 | 110.4068 | 111.0191 | 111.635 | 112.1748 | 112.7904 | 113.4082 | 113.9487 | 114.5661 | 115.1842 | 115.7269 | 116.3462 | 116.8878 |  | 1.323% | Other Family - Million Sq Ft
Montana | Large Office - Million Sq Ft | 16.375 | 15.411 | 14.447 | 14.515 | 14.564 | 14.603 | 14.669 | 14.698 | 14.778 | 14.969 | 15.11 | 15.321 | 15.425 | 15.64 | 15.832 | 16.086 | 16.298 | 16.489 | 16.752 | 16.969 | 16.997 | 17.038 | 17.079 | 17.13 | 17.183 | 17.241 | 17.306 | 17.325 | 17.457 | 17.609 | 17.789 | 17.991 | 18.1 | 18.196 | 18.33 | 18.483 | 18.509 | 18.69 | 18.85 | 18.999 | 19.174 | 19.363 | 19.574 | 19.778 | 19.969 | 20.217 | 20.443 | 20.636 | 20.816 | 21.022 | 21.243 |  | 0.5219% | Large Office - Million Sq Ft
Montana | Medium Office - Million Sq Ft | 4.336 | 5.423 | 6.509 | 6.54 | 6.562 | 6.579 | 6.609 | 6.622 | 6.658 | 6.744 | 6.808 | 6.903 | 6.95 | 7.047 | 7.133 | 7.248 | 7.343 | 7.429 | 7.547 | 7.645 | 7.728 | 7.85 | 7.971 | 8.121 | 8.276 | 8.449 | 8.64 | 8.664 | 9.053 | 9.502 | 10.033 | 10.63 | 10.953 | 11.235 | 11.63 | 12.084 | 12.16 | 12.693 | 13.165 | 13.606 | 14.123 | 14.679 | 15.303 | 15.907 | 16.471 | 17.203 | 17.869 | 18.439 | 18.97 | 19.579 | 20.231 |  | 3.128% | Medium Office - Million Sq Ft
Montana | Small Office - Million Sq Ft | 7.774 | 7.706 | 7.638 | 7.674 | 7.699 | 7.72 | 7.755 | 7.77 | 7.812 | 7.913 | 7.988 | 8.099 | 8.154 | 8.268 | 8.369 | 8.504 | 8.616 | 8.717 | 8.856 | 8.971 | 8.993 | 9.027 | 9.06 | 9.101 | 9.144 | 9.191 | 9.243 | 9.249 | 9.356 | 9.479 | 9.625 | 9.788 | 9.877 | 9.954 | 10.063 | 10.187 | 10.208 | 10.354 | 10.483 | 10.604 | 10.746 | 10.899 | 11.07 | 11.235 | 11.39 | 11.591 | 11.773 | 11.929 | 12.075 | 12.242 | 12.421 |  | 0.9416% | Small Office - Million Sq Ft
Montana | Big Box-Retail - Million Sq Ft | 1.055 | 2.671 | 4.286 | 4.35 | 4.424 | 4.481 | 4.528 | 4.668 | 4.768 | 4.902 | 4.962 | 5.02 | 5.094 | 5.199 | 5.33 | 5.516 | 5.586 | 5.672 | 5.823 | 5.893 | 5.954 | 6.157 | 6.291 | 6.408 | 6.522 | 6.642 | 6.769 | 7.167 | 7.249 | 7.303 | 7.385 | 7.571 | 7.705 | 7.802 | 7.907 | 7.996 | 8.069 | 8.125 | 8.18 | 8.261 | 8.37 | 8.486 | 8.623 | 8.792 | 8.935 | 9.086 | 9.229 | 9.372 | 9.513 | 9.636 | 9.766 |  | 4.551% | Big Box-Retail - Million Sq Ft
Montana | Small Box-Retail - Million Sq Ft | 9.176 | 8.546 | 7.917 | 8.034 | 8.172 | 8.276 | 8.363 | 8.621 | 8.806 | 9.054 | 9.165 | 9.272 | 9.408 | 9.603 | 9.845 | 10.188 | 10.317 | 10.477 | 10.755 | 10.884 | 10.914 | 11.016 | 11.083 | 11.141 | 11.199 | 11.258 | 11.322 | 11.507 | 11.548 | 11.575 | 11.616 | 11.709 | 11.776 | 11.824 | 11.877 | 11.921 | 11.958 | 11.986 | 12.013 | 12.054 | 12.108 | 12.166 | 12.235 | 12.319 | 12.391 | 12.466 | 12.538 | 12.609 | 12.68 | 12.741 | 12.806 |  | 0.6689% | Small Box-Retail - Million Sq Ft
Montana | High End-Retail - Million Sq Ft | 2.294 | 2.137 | 1.979 | 2.009 | 2.043 | 2.069 | 2.091 | 2.155 | 2.201 | 2.263 | 2.291 | 2.318 | 2.352 | 2.401 | 2.461 | 2.547 | 2.579 | 2.619 | 2.689 | 2.721 | 2.906 | 3.527 | 3.939 | 4.295 | 4.644 | 5.009 | 5.398 | 6.038 | 6.289 | 6.454 | 6.702 | 7.272 | 7.681 | 7.977 | 8.297 | 8.571 | 8.795 | 8.964 | 9.133 | 9.381 | 9.712 | 10.066 | 10.485 | 11.001 | 11.44 | 11.901 | 12.338 | 12.776 | 13.207 | 13.581 | 13.979 |  | 3.681% | High End-Retail - Million Sq Ft
Montana | Anchor-Retail - Million Sq Ft | 5.081 | 4.451 | 3.821 | 3.878 | 3.944 | 3.995 | 4.037 | 4.161 | 4.25 | 4.37 | 4.424 | 4.476 | 4.541 | 4.635 | 4.752 | 4.918 | 4.98 | 5.057 | 5.191 | 5.253 | 5.314 | 5.517 | 5.652 | 5.768 | 5.883 | 6.002 | 6.129 | 6.329 | 6.411 | 6.465 | 6.546 | 6.733 | 6.866 | 6.963 | 7.068 | 7.158 | 7.231 | 7.286 | 7.342 | 7.423 | 7.531 | 7.647 | 7.784 | 7.953 | 8.097 | 8.247 | 8.39 | 8.534 | 8.675 | 8.797 | 8.928 |  | 1.134% | Anchor-Retail - Million Sq Ft
Montana | K-12 - Million Sq Ft | 17.133 | 17.217 | 17.301 | 17.379 | 17.616 | 17.852 | 18.131 | 18.308 | 18.393 | 18.801 | 19.026 | 19.08 | 19.49 | 19.76 | 19.968 | 20.167 | 20.319 | 20.592 | 20.781 | 20.888 | 21.337 | 21.449 | 21.89 | 22.109 | 22.263 | 22.422 | 22.585 | 22.691 | 22.816 | 22.84 | 22.862 | 22.885 | 22.908 | 22.93 | 22.952 | 22.974 | 22.996 | 23.017 | 23.038 | 23.059 | 23.079 | 23.1 | 23.12 | 23.14 | 23.157 | 23.177 | 23.196 | 23.215 | 23.234 | 23.253 | 23.272 |  | 0.6144% | K-12 - Million Sq Ft
Montana | University - Million Sq Ft | 6.117 | 6.16 | 6.203 | 6.244 | 6.366 | 6.487 | 6.631 | 6.722 | 6.766 | 6.976 | 7.092 | 7.12 | 7.331 | 7.47 | 7.577 | 7.68 | 7.758 | 7.905 | 8.149 | 8.252 | 8.443 | 8.737 | 9.095 | 9.319 | 9.493 | 9.668 | 9.846 | 9.952 | 10.076 | 10.097 | 10.117 | 10.137 | 10.157 | 10.177 | 10.196 | 10.216 | 10.235 | 10.254 | 10.273 | 10.291 | 10.31 | 10.328 | 10.347 | 10.365 | 10.381 | 10.4 | 10.418 | 10.438 | 10.456 | 10.474 | 10.508 |  | 1.088% | University - Million Sq Ft
Montana | Warehouse - Million Sq Ft | 14.509 | 14.676 | 14.843 | 14.914 | 15.184 | 15.227 | 15.273 | 15.372 | 15.594 | 15.904 | 16.234 | 16.616 | 16.798 | 17.137 | 17.624 | 17.936 | 18.159 | 18.27 | 18.498 | 18.757 | 18.829 | 19.096 | 19.236 | 19.368 | 19.481 | 19.6 | 19.737 | 19.737 | 20.216 | 20.804 | 21.343 | 21.72 | 22.228 | 22.999 | 23.201 | 23.493 | 23.638 | 23.894 | 24.404 | 24.832 | 25.371 | 25.734 | 26.23 | 26.54 | 26.934 | 27.282 | 27.592 | 27.991 | 28.329 | 28.699 | 28.95 |  | 1.391% | Warehouse - Million Sq Ft
Montana | Supermarket - Million Sq Ft | 4.545 | 4.15 | 3.755 | 3.838 | 3.936 | 4.01 | 4.072 | 4.255 | 4.387 | 4.563 | 4.642 | 4.718 | 4.814 | 4.953 | 5.125 | 5.369 | 5.46 | 5.494 | 5.551 | 5.578 | 5.626 | 5.647 | 5.684 | 5.723 | 5.762 | 5.802 | 5.841 | 6.017 | 6.033 | 6.06 | 6.087 | 6.113 | 6.14 | 6.166 | 6.192 | 6.218 | 6.243 | 6.268 | 6.293 | 6.317 | 6.341 | 6.364 | 6.387 | 6.41 | 6.431 | 6.454 | 6.476 | 6.499 | 6.521 | 6.543 | 6.565 |  | 0.7382% | Supermarket - Million Sq Ft
Montana | MiniMart - Million Sq Ft | 0.555 | 1.037 | 1.52 | 1.553 | 1.593 | 1.623 | 1.648 | 1.722 | 1.775 | 1.846 | 1.878 | 1.909 | 1.948 | 2.004 | 2.074 | 2.172 | 2.209 | 2.223 | 2.246 | 2.257 | 2.305 | 2.326 | 2.363 | 2.402 | 2.441 | 2.481 | 2.52 | 2.52 | 2.532 | 2.536 | 2.545 | 2.561 | 2.576 | 2.584 | 2.592 | 2.601 | 2.608 | 2.611 | 2.614 | 2.619 | 2.624 | 2.63 | 2.641 | 2.652 | 2.663 | 2.675 | 2.685 | 2.694 | 2.706 | 2.712 | 2.721 |  | 3.231% | MiniMart - Million Sq Ft
Montana | Restaurant - Million Sq Ft | 3.487 | 3.506 | 3.524 | 3.552 | 3.562 | 3.569 | 3.601 | 3.614 | 3.692 | 3.733 | 3.781 | 3.826 | 3.878 | 3.928 | 3.953 | 3.984 | 4.01 | 4.079 | 4.199 | 4.254 | 4.591 | 5.719 | 6.468 | 7.115 | 7.75 | 8.414 | 9.12 | 9.121 | 9.227 | 9.4 | 9.482 | 9.563 | 9.645 | 9.727 | 9.808 | 9.889 | 9.969 | 10.048 | 10.127 | 10.205 | 10.283 | 10.36 | 10.436 | 10.534 | 10.628 | 10.72 | 10.828 | 10.944 | 11.053 | 11.145 | 11.253 |  | 2.371% | Restaurant - Million Sq Ft
Montana | Lodging - Million Sq Ft | 22.218 | 22.234 | 22.25 | 22.323 | 22.554 | 22.617 | 22.697 | 22.801 | 22.938 | 23.066 | 23.309 | 23.526 | 23.685 | 23.927 | 24.08 | 24.236 | 24.565 | 24.85 | 24.934 | 25.066 | 25.215 | 25.545 | 25.813 | 26.04 | 26.255 | 26.504 | 26.774 | 27.051 | 27.296 | 27.721 | 28.059 | 28.302 | 28.524 | 28.679 | 28.858 | 28.929 | 28.992 | 29.059 | 29.122 | 29.185 | 29.248 | 29.336 | 29.508 | 29.708 | 29.883 | 30.065 | 30.28 | 30.494 | 30.696 | 30.877 | 31.068 |  | 0.6728% | Lodging - Million Sq Ft
Montana | Hospital - Million Sq Ft | 2.906 | 2.962 | 3.018 | 3.096 | 3.136 | 3.173 | 3.222 | 3.271 | 3.372 | 3.422 | 3.481 | 3.566 | 3.66 | 3.719 | 3.793 | 3.9 | 4.014 | 4.108 | 4.163 | 4.222 | 4.582 | 4.918 | 5.106 | 5.296 | 5.543 | 5.828 | 6.122 | 6.228 | 6.361 | 6.678 | 7.022 | 7.503 | 7.921 | 8.268 | 8.542 | 8.739 | 8.864 | 8.984 | 9.065 | 9.145 | 9.264 | 9.446 | 9.613 | 9.831 | 10.029 | 10.197 | 10.391 | 10.584 | 10.735 | 10.868 | 11.014 |  | 2.701% | Hospital - Million Sq Ft
Montana | OtherHealth - Million Sq Ft | 5.318 | 5.501 | 5.684 | 5.939 | 6.069 | 6.193 | 6.352 | 6.511 | 6.841 | 7.008 | 7.201 | 7.478 | 7.785 | 7.979 | 8.222 | 8.573 | 8.946 | 9.254 | 9.432 | 9.625 | 9.986 | 10.321 | 10.509 | 10.699 | 10.947 | 11.231 | 11.525 | 11.637 | 11.7 | 11.857 | 12.041 | 12.31 | 12.567 | 12.788 | 12.987 | 13.133 | 13.272 | 13.406 | 13.534 | 13.661 | 13.8 | 13.95 | 14.137 | 14.339 | 14.521 | 14.716 | 14.9 | 15.09 | 15.27 | 15.442 | 15.597 |  | 2.175% | OtherHealth - Million Sq Ft
Montana | Assembly - Million Sq Ft | 8.108 | 8.247 | 8.386 | 8.473 | 8.562 | 8.663 | 8.754 | 8.808 | 8.883 | 9.032 | 9.231 | 9.409 | 9.708 | 10.03 | 10.262 | 10.398 | 10.593 | 10.667 | 10.865 | 11.055 | 11.328 | 11.638 | 11.782 | 11.908 | 12.021 | 12.134 | 12.24 | 12.262 | 12.942 | 13.558 | 13.786 | 14.026 | 14.237 | 14.359 | 14.542 | 14.84 | 15.153 | 15.276 | 15.515 | 15.821 | 16.104 | 16.678 | 17.042 | 17.708 | 18.301 | 18.815 | 19.636 | 20.158 | 20.773 | 21.516 | 21.84 |  | 2.002% | Assembly - Million Sq Ft
Montana | Other - Million Sq Ft | 15.74 | 16.009 | 16.279 | 16.447 | 16.621 | 16.816 | 16.994 | 17.097 | 17.243 | 17.533 | 17.919 | 18.264 | 18.845 | 19.471 | 19.92 | 20.184 | 20.563 | 20.718 | 20.934 | 21.146 | 21.356 | 21.548 | 21.829 | 22.082 | 22.35 | 22.639 | 22.91 | 23.604 | 24.289 | 24.975 | 25.399 | 26.547 | 27.214 | 27.718 | 28.55 | 29.138 | 29.602 | 30.147 | 30.961 | 31.728 | 32.558 | 33.31 | 34.088 | 35.056 | 35.937 | 36.726 | 37.628 | 38.38 | 39.403 | 40.083 | 41.037 |  | 1.935% | Other - Million Sq Ft
Montana | Food & Tobacco - 2012 B$ | 0.1177 | 0.1396 | 0.1442 | 0.1304 | 0.1696 | 0.1696 | 0.1742 | 0.1327 | 0.1558 | 0.1546 | 0.1696 | 0.1419 | 0.1592 | 0.1696 | 0.1615 | 0.1604 | 0.1673 | 0.1719 | 0.1754 | 0.1984 | 0.2088 | 0.21 | 0.225 | 0.2319 | 0.2192 | 0.2342 | 0.24 | 0.2527 | 0.2561 | 0.2573 | 0.2665 | 0.2756 | 0.2848 | 0.294 | 0.3032 | 0.3123 | 0.3215 | 0.3307 | 0.3399 | 0.349 | 0.3582 | 0.3674 | 0.3766 | 0.3857 | 0.3949 | 0.4041 | 0.4133 | 0.4224 | 0.4316 | 0.4408 | 0.45 |  | 2.719% | Food & Tobacco - 2012 B$
Montana | Textiles - 2012 B$ | 0 | 0 | 0 | 0 | 0.0012 | 0.0012 | 0.0012 | 0.0012 | 0.0012 | 0.0012 | 0.0023 | 0.0023 | 0.0081 | 0.0081 | 0.0081 | 0.015 | 0.0219 | 0.0219 | 0.0185 | 0.015 | 0.0358 | 0.0219 | 0.0265 | 0.0242 | 0.0277 | 0.0392 | 0.0415 | 0.0438 | 0.0473 | 0.0496 | 0.0503 | 0.051 | 0.0518 | 0.0525 | 0.0532 | 0.0539 | 0.0546 | 0.0553 | 0.056 | 0.0568 | 0.0575 | 0.0582 | 0.0589 | 0.0596 | 0.0603 | 0.061 | 0.0618 | 0.0625 | 0.0632 | 0.0639 | 0.0646 |  |  | Textiles - 2012 B$
Montana | Apparel - 2012 B$ | 0.0185 | 0.0219 | 0.0162 | 0.0173 | 0.0231 | 0.0242 | 0.0277 | 0.0208 | 0.0231 | 0.0185 | 0.0173 | 0.0196 | 0.0069 | 0.0069 | 0.0058 | 0.0046 | 0.0058 | 0.0081 | 0.0069 | 0.0046 | 0.0035 | 0.0046 | 0.0046 | 0.0035 | 0.0035 | 0.0035 | 0.0035 | 0.0035 | 0.0046 | 0.0046 | 0.0047 | 0.0047 | 0.0048 | 0.0048 | 0.0049 | 0.0049 | 0.005 | 0.0051 | 0.0051 | 0.0052 | 0.0052 | 0.0053 | 0.0053 | 0.0054 | 0.0054 | 0.0055 | 0.0055 | 0.0056 | 0.0057 | 0.0057 | 0.0058 |  | -2.293% | Apparel - 2012 B$
Montana | Lumber - 2012 B$ | 0.6426 | 0.69 | 0.8469 | 0.7292 | 0.8446 | 0.6484 | 0.413 | 0.6253 | 0.7442 | 0.6276 | 0.6484 | 0.548 | 0.4027 | 0.4188 | 0.3969 | 0.3969 | 0.4107 | 0.428 | 0.4004 | 0.3819 | 0.4084 | 0.4073 | 0.3911 | 0.3346 | 0.2423 | 0.2458 | 0.24 | 0.2388 | 0.2631 | 0.3104 | 0.31 | 0.3096 | 0.3092 | 0.3088 | 0.3084 | 0.3081 | 0.3077 | 0.3073 | 0.3069 | 0.3065 | 0.3061 | 0.3057 | 0.3054 | 0.305 | 0.3046 | 0.3042 | 0.3038 | 0.3034 | 0.3031 | 0.3027 | 0.3023 |  | -1.497% | Lumber - 2012 B$
Montana | Furniture - 2012 B$ | 0.0115 | 0.0092 | 0.0104 | 0.0115 | 0.0127 | 0.0115 | 0.0138 | 0.0162 | 0.0173 | 0.0173 | 0.0173 | 0.0208 | 0.0323 | 0.0358 | 0.0358 | 0.0392 | 0.0462 | 0.045 | 0.045 | 0.0519 | 0.0519 | 0.0508 | 0.0508 | 0.0392 | 0.0288 | 0.0265 | 0.0265 | 0.0265 | 0.0265 | 0.0265 | 0.0273 | 0.028 | 0.0287 | 0.0294 | 0.0301 | 0.0308 | 0.0315 | 0.0323 | 0.033 | 0.0337 | 0.0344 | 0.0351 | 0.0358 | 0.0365 | 0.0373 | 0.038 | 0.0387 | 0.0394 | 0.0401 | 0.0408 | 0.0415 |  | 2.6% | Furniture - 2012 B$
Montana | Paper - 2012 B$ | 0.0819 | 0.0877 | 0.0958 | 0.0981 | 0.1015 | 0.0911 | 0.09 | 0.0923 | 0.0958 | 0.0992 | 0.1073 | 0.1015 | 0.0831 | 0.0819 | 0.0865 | 0.075 | 0.075 | 0.0623 | 0.0635 | 0.0796 | 0.0865 | 0.1015 | 0.0888 | 0.0738 | 0.09 | 0.0058 | 0.0058 | 0 | 0 | 0 | 0 | 0 | 0 | 0 | 0 | 0 | 0 | 0 | 0 | 0 | 0 | 0 | 0 | 0 | 0 | 0 | 0 | 0 | 0 | 0 | 0 |  |  | Paper - 2012 B$
Montana | Printing - 2012 B$ | 0.1315 | 0.1338 | 0.1154 | 0.1269 | 0.1246 | 0.1823 | 0.1834 | 0.1419 | 0.1315 | 0.1361 | 0.1327 | 0.1454 | 0.0312 | 0.0323 | 0.0312 | 0.0254 | 0.0254 | 0.0277 | 0.0265 | 0.0254 | 0.0288 | 0.0312 | 0.03 | 0.0312 | 0.0265 | 0.0288 | 0.0265 | 0.0265 | 0.0242 | 0.0231 | 0.0231 | 0.0232 | 0.0232 | 0.0233 | 0.0233 | 0.0234 | 0.0235 | 0.0235 | 0.0236 | 0.0236 | 0.0237 | 0.0237 | 0.0238 | 0.0238 | 0.0239 | 0.024 | 0.024 | 0.0241 | 0.0241 | 0.0242 | 0.0242 |  | -3.329% | Printing - 2012 B$
Montana | Chemicals - 2012 B$ | 0.1742 | 0.1431 | 0.0785 | 0.12 | 0.1396 | 0.1673 | 0.21 | 0.2769 | 0.3138 | 0.2631 | 0.2342 | 0.2631 | 0.0773 | 0.0865 | 0.0865 | 0.0796 | 0.0692 | 0.0831 | 0.0877 | 0.0681 | 0.075 | 0.0796 | 0.1108 | 0.0808 | 0.0831 | 0.1004 | 0.105 | 0.1131 | 0.1119 | 0.1119 | 0.1186 | 0.1253 | 0.132 | 0.1387 | 0.1454 | 0.1521 | 0.1588 | 0.1655 | 0.1722 | 0.1789 | 0.1856 | 0.1923 | 0.1991 | 0.2058 | 0.2125 | 0.2192 | 0.2259 | 0.2326 | 0.2393 | 0.246 | 0.2527 |  | 0.7468% | Chemicals - 2012 B$
Montana | Petroleum Products - 2012 B$ | 0.0369 | 0.0404 | 0.0462 | 0.0462 | 0.0519 | 0.0531 | 0.0542 | 0.0542 | 0.0577 | 0.0623 | 0.0635 | 0.0508 | 0.7834 | 0.9103 | 0.8907 | 0.5757 | 0.6323 | 0.7049 | 0.7315 | 0.7569 | 0.8053 | 0.6473 | 0.803 | 0.803 | 0.7823 | 0.7511 | 0.7834 | 0.848 | 0.863 | 0.8896 | 0.9038 | 0.918 | 0.9322 | 0.9465 | 0.9607 | 0.9749 | 0.9892 | 1.0034 | 1.0176 | 1.0318 | 1.0461 | 1.0603 | 1.0745 | 1.0888 | 1.103 | 1.1172 | 1.1315 | 1.1457 | 1.1599 | 1.1741 | 1.1884 |  | 7.191% | Petroleum Products - 2012 B$
Montana | Rubber - 2012 B$ | 0.0058 | 0.0058 | 0.0069 | 0.0069 | 0.0046 | 0.0035 | 0.0046 | 0.0138 | 0.015 | 0.0208 | 0.0185 | 0.0219 | 0.0115 | 0.0115 | 0.0127 | 0.0242 | 0.0219 | 0.0196 | 0.0208 | 0.0196 | 0.0288 | 0.0277 | 0.0277 | 0.03 | 0.0219 | 0.0208 | 0.0219 | 0.0242 | 0.0242 | 0.0254 | 0.027 | 0.0286 | 0.0302 | 0.0318 | 0.0333 | 0.0349 | 0.0365 | 0.0381 | 0.0397 | 0.0413 | 0.0429 | 0.0445 | 0.0461 | 0.0477 | 0.0493 | 0.0509 | 0.0525 | 0.0541 | 0.0557 | 0.0572 | 0.0588 |  | 4.742% | Rubber - 2012 B$
Montana | Leather - 2012 B$ | 0.0035 | 0.0035 | 0.0023 | 0.0012 | 0.0012 | 0.0012 | 0.0012 | 0.0035 | 0.0035 | 0.0046 | 0.0058 | 0.0046 | 0.0046 | 0.0035 | 0.0035 | 0.0058 | 0.0046 | 0.0046 | 0.0046 | 0.0046 | 0.0046 | 0.0035 | 0.0035 | 0.0046 | 0.0035 | 0.0046 | 0.0058 | 0.0058 | 0.0058 | 0.0058 | 0.0058 | 0.0059 | 0.0059 | 0.006 | 0.006 | 0.0061 | 0.0062 | 0.0062 | 0.0063 | 0.0063 | 0.0064 | 0.0064 | 0.0065 | 0.0065 | 0.0066 | 0.0066 | 0.0067 | 0.0068 | 0.0068 | 0.0069 | 0.0069 |  | 1.367% | Leather - 2012 B$
Montana | Stone, Clay, etc. - 2012 B$ | 0.0842 | 0.09 | 0.0554 | 0.0531 | 0.06 | 0.0588 | 0.0588 | 0.0635 | 0.0658 | 0.075 | 0.075 | 0.0692 | 0.0819 | 0.0911 | 0.0888 | 0.0946 | 0.0796 | 0.0808 | 0.0819 | 0.0704 | 0.0785 | 0.0923 | 0.0935 | 0.0808 | 0.0565 | 0.0577 | 0.0611 | 0.0646 | 0.0669 | 0.0761 | 0.0772 | 0.0782 | 0.0793 | 0.0803 | 0.0814 | 0.0824 | 0.0835 | 0.0845 | 0.0855 | 0.0866 | 0.0876 | 0.0887 | 0.0897 | 0.0908 | 0.0918 | 0.0929 | 0.0939 | 0.0949 | 0.096 | 0.097 | 0.0981 |  | 0.3061% | Stone, Clay, etc. - 2012 B$
Montana | Aluminum - 2012 B$ | 0.0565 | 0.0485 | 0.0519 | 0.0588 | 0.0796 | 0.0692 | 0.0611 | 0.0554 | 0.0392 | 0.0392 | 0.0554 | 0.0623 | 0.0462 | 0.0508 | 0.0485 | 0.0462 | 0.0381 | 0.03 | 0.0312 | 0.0231 | 0.0219 | 0.0138 | 0.0162 | 0.0092 | 0.0058 | 0.0058 | 0.0058 | 0 | 0 | 0 | 0 | 0 | 0 | 0 | 0 | 0 | 0 | 0 | 0 | 0 | 0 | 0 | 0 | 0 | 0 | 0 | 0 | 0 | 0 | 0 | 0 |  |  | Aluminum - 2012 B$
Montana | Other Primary Metals - 2012 B$ | 0.0519 | 0.045 | 0.0485 | 0.0542 | 0.0738 | 0.0646 | 0.0565 | 0.0519 | 0.0369 | 0.0358 | 0.0508 | 0.0577 | 0.0427 | 0.0462 | 0.0415 | 0.0381 | 0.0588 | 0.0277 | 0.0358 | 0.0611 | 0.0877 | 0.075 | 0.0992 | 0.0727 | 0.0635 | 0.075 | 0.0819 | 0.0969 | 0.1108 | 0.1338 | 0.1339 | 0.1341 | 0.1342 | 0.1343 | 0.1344 | 0.1345 | 0.1346 | 0.1347 | 0.1348 | 0.1349 | 0.135 | 0.1352 | 0.1353 | 0.1354 | 0.1355 | 0.1356 | 0.1357 | 0.1358 | 0.1359 | 0.136 | 0.1361 |  | 1.947% | Other Primary Metals - 2012 B$
Montana | Fabricated Metals - 2012 B$ | 0.0242 | 0.0288 | 0.0288 | 0.0288 | 0.0312 | 0.0323 | 0.0288 | 0.0312 | 0.0323 | 0.0346 | 0.0392 | 0.0462 | 0.0658 | 0.0681 | 0.0923 | 0.0981 | 0.0831 | 0.0796 | 0.0715 | 0.0785 | 0.0831 | 0.0854 | 0.0935 | 0.105 | 0.09 | 0.0923 | 0.0981 | 0.1177 | 0.1361 | 0.1558 | 0.1686 | 0.1814 | 0.1942 | 0.207 | 0.2198 | 0.2326 | 0.2454 | 0.2582 | 0.271 | 0.2838 | 0.2966 | 0.3094 | 0.3222 | 0.335 | 0.3478 | 0.3606 | 0.3734 | 0.3862 | 0.399 | 0.4118 | 0.4246 |  | 5.897% | Fabricated Metals - 2012 B$
Montana | Machines & Computer - 2012 B$ | 0.0785 | 0.0404 | 0.03 | 0.0381 | 0.0496 | 0.0611 | 0.0611 | 0.0496 | 0.0577 | 0.0635 | 0.0865 | 0.1038 | 0.0681 | 0.0658 | 0.0508 | 0.0542 | 0.0658 | 0.0565 | 0.0508 | 0.0554 | 0.0623 | 0.0692 | 0.0681 | 0.0727 | 0.0519 | 0.0623 | 0.0669 | 0.0785 | 0.0911 | 0.1142 | 0.1135 | 0.1127 | 0.1119 | 0.1111 | 0.1104 | 0.1096 | 0.1088 | 0.1081 | 0.1073 | 0.1065 | 0.1058 | 0.105 | 0.1042 | 0.1035 | 0.1027 | 0.1019 | 0.1011 | 0.1004 | 0.0996 | 0.0988 | 0.0981 |  | 0.4468% | Machines & Computer - 2012 B$
Montana | Electric Equipment - 2012 B$ | 0.0035 | 0.0035 | 0.0035 | 0.0069 | 0.0081 | 0.0092 | 0.0104 | 0.0138 | 0.015 | 0.015 | 0.015 | 0.0162 | 0.0058 | 0.0058 | 0.0081 | 0.0081 | 0.0092 | 0.0069 | 0.0058 | 0.0069 | 0.0092 | 0.0081 | 0.0092 | 0.0081 | 0.0092 | 0.0092 | 0.0092 | 0.0092 | 0.0081 | 0.0081 | 0.0091 | 0.0102 | 0.0112 | 0.0123 | 0.0133 | 0.0143 | 0.0154 | 0.0164 | 0.0175 | 0.0185 | 0.0196 | 0.0206 | 0.0216 | 0.0227 | 0.0237 | 0.0248 | 0.0258 | 0.0269 | 0.0279 | 0.029 | 0.03 |  | 4.391% | Electric Equipment - 2012 B$
Montana | Transport Equipment - 2012 B$ | 0.0127 | 0.0115 | 0.0104 | 0.015 | 0.0162 | 0.0138 | 0.0173 | 0.0196 | 0.0219 | 0.0265 | 0.0254 | 0.0254 | 0.0219 | 0.0231 | 0.0208 | 0.0196 | 0.0162 | 0.0219 | 0.03 | 0.0323 | 0.0335 | 0.0335 | 0.0346 | 0.0415 | 0.0335 | 0.0358 | 0.0392 | 0.0565 | 0.0785 | 0.1085 | 0.1086 | 0.1088 | 0.1089 | 0.1091 | 0.1093 | 0.1094 | 0.1096 | 0.1098 | 0.1099 | 0.1101 | 0.1103 | 0.1104 | 0.1106 | 0.1108 | 0.1109 | 0.1111 | 0.1113 | 0.1114 | 0.1116 | 0.1118 | 0.1119 |  | 4.448% | Transport Equipment - 2012 B$
Montana | Other Manufacturing - 2012 B$ | 0.0265 | 0.0254 | 0.0288 | 0.0358 | 0.0346 | 0.0323 | 0.0427 | 0.06 | 0.0946 | 0.1096 | 0.1154 | 0.1488 | 0.0946 | 0.1061 | 0.1142 | 0.1027 | 0.1235 | 0.1235 | 0.1396 | 0.1142 | 0.1235 | 0.12 | 0.1246 | 0.1281 | 0.135 | 0.135 | 0.1419 | 0.1569 | 0.1684 | 0.1811 | 0.1975 | 0.2138 | 0.2301 | 0.2464 | 0.2627 | 0.279 | 0.2954 | 0.3117 | 0.328 | 0.3443 | 0.3606 | 0.377 | 0.3933 | 0.4096 | 0.4259 | 0.4422 | 0.4585 | 0.4749 | 0.4912 | 0.5075 | 0.5238 |  | 6.15% | Other Manufacturing - 2012 B$
Montana | Agriculture - 2012 B$ | 0.6253 | 1.1849 | 1.2564 | 0.7696 | 1.4341 | 1.3441 | 1.4584 | 1.4018 | 1.6787 | 1.3188 | 1.2403 | 1.2311 | 0.8411 | 0.8203 | 0.8376 | 0.8838 | 0.788 | 0.8976 | 0.8238 | 0.8376 | 0.9334 | 0.9311 | 0.9092 | 0.863 | 0.8965 | 0.8561 | 0.8284 | 0.7534 | 0.8099 | 0.8676 | 0.881 | 0.8944 | 0.9078 | 0.9213 | 0.9347 | 0.9481 | 0.9615 | 0.9749 | 0.9883 | 1.0017 | 1.0151 | 1.0285 | 1.0419 | 1.0553 | 1.0687 | 1.0821 | 1.0955 | 1.1089 | 1.1223 | 1.1357 | 1.1491 |  | 1.224% | Agriculture - 2012 B$
Montana Households (Millions) |  |  | 1986 | 1987 | 1988 | 1989 | 1990 | 1991 | 1992 | 1993 | 1994 | 1995 | 1996 | 1997 | 1998 | 1999 | 2000 | 2001 | 2002 | 2003 | 2004 | 2005 | 2006 | 2007 | 2008 | 2009 | 2010 | 2011 | 2012 | 2013 | 2014 | 2015 | 2016 | 2017 | 2018 | 2019 | 2020 | 2021 | 2022 | 2023 | 2024 | 2025 | 2026 | 2027 | 2028 | 2029 | 2030 | 2031 | 2032 | 2033 | 2034 | 2035
HHS | Total |  | 0.3346 | 0.3361 | 0.3375 | 0.3388 | 0.3405 | 0.343 | 0.3468 | 0.3513 | 0.3569 | 0.362 | 0.367 | 0.3715 | 0.3762 | 0.3808 | 0.3847 | 0.3886 | 0.3933 | 0.3983 | 0.4044 | 0.4105 | 0.4163 | 0.4215 | 0.4249 | 0.4272 | 0.4297 | 0.4322 | 0.4358 | 0.4402 | 0.4448 | 0.4502 | 0.4559 | 0.4614 | 0.4666 | 0.4715 | 0.4763 | 0.4809 | 0.4854 | 0.49 | 0.4946 | 0.4992 | 0.5038 | 0.5083 | 0.5127 | 0.5172 | 0.5217 | 0.5263 | 0.5308 | 0.5353 | 0.5398 | 0.5444
HHS | Single Family |  | 0.2523 | 0.2532 | 0.2539 | 0.2546 | 0.2555 | 0.2569 | 0.2593 | 0.2619 | 0.2648 | 0.2672 | 0.2693 | 0.2713 | 0.2732 | 0.2753 | 0.2774 | 0.2796 | 0.2823 | 0.2854 | 0.2899 | 0.2943 | 0.2986 | 0.3025 | 0.3051 | 0.307 | 0.3086 | 0.3101 | 0.3123 | 0.315 | 0.3174 | 0.3204 | 0.3237 | 0.3268 | 0.3299 | 0.3327 | 0.3354 | 0.3381 | 0.3407 | 0.3433 | 0.3459 | 0.3484 | 0.351 | 0.3535 | 0.356 | 0.3585 | 0.3609 | 0.3634 | 0.3658 | 0.3683 | 0.3707 | 0.3731
HHS | Multi Family |  | 0.0363 | 0.0365 | 0.0367 | 0.0368 | 0.0371 | 0.0376 | 0.0379 | 0.0384 | 0.0392 | 0.0402 | 0.0413 | 0.0422 | 0.043 | 0.0437 | 0.0445 | 0.0451 | 0.0463 | 0.0472 | 0.0482 | 0.0492 | 0.0501 | 0.0508 | 0.0512 | 0.0514 | 0.0518 | 0.0525 | 0.0534 | 0.0549 | 0.0567 | 0.0588 | 0.0608 | 0.0628 | 0.0645 | 0.0663 | 0.0679 | 0.0695 | 0.0711 | 0.0727 | 0.0744 | 0.0761 | 0.0777 | 0.0793 | 0.081 | 0.0826 | 0.0843 | 0.086 | 0.0877 | 0.0895 | 0.0912 | 0.093
HHS | Other Family |  | 0.0459 | 0.0464 | 0.0469 | 0.0473 | 0.0479 | 0.0485 | 0.0495 | 0.051 | 0.0528 | 0.0546 | 0.0564 | 0.0581 | 0.06 | 0.0617 | 0.0629 | 0.0638 | 0.0648 | 0.0656 | 0.0663 | 0.067 | 0.0676 | 0.0682 | 0.0686 | 0.0689 | 0.0692 | 0.0696 | 0.07 | 0.0704 | 0.0707 | 0.0711 | 0.0714 | 0.0718 | 0.0722 | 0.0725 | 0.0729 | 0.0733 | 0.0736 | 0.074 | 0.0743 | 0.0747 | 0.0751 | 0.0754 | 0.0758 | 0.0762 | 0.0765 | 0.0769 | 0.0773 | 0.0776 | 0.078 | 0.0783
Montana People per Household (People/Household) |  |  | 1986 | 1987 | 1988 | 1989 | 1990 | 1991 | 1992 | 1993 | 1994 | 1995 | 1996 | 1997 | 1998 | 1999 | 2000 | 2001 | 2002 | 2003 | 2004 | 2005 | 2006 | 2007 | 2008 | 2009 | 2010 | 2011 | 2012 | 2013 | 2014 | 2015 | 2016 | 2017 | 2018 | 2019 | 2020 | 2021 | 2022 | 2023 | 2024 | 2025 | 2026 | 2027 | 2028 | 2029 | 2030 | 2031 | 2032 | 2033 | 2034 | 2035
HSize | Total |  | 2.429 | 2.3945 | 2.3716 | 2.3607 | 2.3551 | 2.3676 | 2.3887 | 2.4099 | 2.4186 | 2.424 | 2.4152 | 2.3962 | 2.3744 | 2.3591 | 2.3497 | 2.3359 | 2.3208 | 2.3123 | 2.3023 | 2.2947 | 2.2921 | 2.2922 | 2.2994 | 2.3052 | 2.3078 | 2.3103 | 2.3105 | 2.3085 | 2.3057 | 2.2981 | 2.2892 | 2.2814 | 2.2749 | 2.2681 | 2.2616 | 2.2545 | 2.2467 | 2.2376 | 2.2276 | 2.2168 | 2.206 | 2.1956 | 2.1854 | 2.1749 | 2.1643 | 2.1534 | 2.1429 | 2.1324 | 2.1217 | 2.1112
HSize | Single Family |  | 2.4394 | 2.4051 | 2.3822 | 2.3717 | 2.3654 | 2.3796 | 2.4019 | 2.4233 | 2.4345 | 2.4406 | 2.4346 | 2.4175 | 2.3962 | 2.3828 | 2.3753 | 2.3626 | 2.3473 | 2.3401 | 2.3276 | 2.3179 | 2.3141 | 2.3113 | 2.314 | 2.3169 | 2.3197 | 2.3251 | 2.3273 | 2.3287 | 2.3313 | 2.3287 | 2.3241 | 2.3199 | 2.3159 | 2.3121 | 2.3075 | 2.3042 | 2.3003 | 2.2952 | 2.2892 | 2.2823 | 2.2754 | 2.2686 | 2.2619 | 2.2551 | 2.2481 | 2.2409 | 2.2342 | 2.2275 | 2.2206 | 2.2139
HSize | Multi Family |  | 2.3776 | 2.342 | 2.3193 | 2.3078 | 2.3107 | 2.3146 | 2.3278 | 2.3542 | 2.3487 | 2.3575 | 2.3336 | 2.3069 | 2.288 | 2.2659 | 2.2509 | 2.2341 | 2.2263 | 2.2171 | 2.2233 | 2.2257 | 2.2302 | 2.2416 | 2.263 | 2.2822 | 2.288 | 2.2854 | 2.2829 | 2.257 | 2.222 | 2.1816 | 2.1427 | 2.1119 | 2.0882 | 2.065 | 2.0467 | 2.0133 | 1.98 | 1.9462 | 1.912 | 1.8784 | 1.8457 | 1.8157 | 1.7868 | 1.7584 | 1.73 | 1.7017 | 1.6744 | 1.6474 | 1.6211 | 1.5955
HSize | Other Family |  | 2.4126 | 2.3782 | 2.3551 | 2.343 | 2.3346 | 2.3457 | 2.3666 | 2.3833 | 2.391 | 2.3919 | 2.3821 | 2.3614 | 2.337 | 2.3192 | 2.3066 | 2.2911 | 2.2725 | 2.2598 | 2.2495 | 2.2435 | 2.241 | 2.2451 | 2.2618 | 2.2702 | 2.2692 | 2.2635 | 2.2567 | 2.2579 | 2.2583 | 2.2566 | 2.2559 | 2.2546 | 2.2542 | 2.2517 | 2.2505 | 2.2539 | 2.2562 | 2.2572 | 2.257 | 2.2559 | 2.2545 | 2.2531 | 2.2513 | 2.2494 | 2.2473 | 2.2448 | 2.2423 | 2.2399 | 2.237 | 2.2343
Oregon Economic Drivers |  | 1985 | 1986 | 1987 | 1988 | 1989 | 1990 | 1991 | 1992 | 1993 | 1994 | 1995 | 1996 | 1997 | 1998 | 1999 | 2000 | 2001 | 2002 | 2003 | 2004 | 2005 | 2006 | 2007 | 2008 | 2009 | 2010 | 2011 | 2012 | 2013 | 2014 | 2015 | 2016 | 2017 | 2018 | 2019 | 2020 | 2021 | 2022 | 2023 | 2024 | 2025 | 2026 | 2027 | 2028 | 2029 | 2030 | 2031 | 2032 | 2033 | 2034 | 2035
Oregon | Single Family - Million Sq Ft | 1629.495 | 1642.79 | 1658.445 | 1676.189 | 1698.857 | 1724.82 | 1748.503 | 1777.891 | 1810.86 | 1846.229 | 1879.555 | 1917.039 | 1952.57 | 1990.358 | 2026.683 | 2060.8 | 2097.067 | 2136.321 | 2179.327 | 2227.362 | 2282.335 | 2327.097 | 2360.992 | 2379.497 | 2390.009 | 2401.693 | 2412.883 | 2425.746 | 2441.731 | 2462.734 | 2491.679 | 2523.159 | 2553.498 | 2584.053 | 2612.631 | 2640.746 | 2668.988 | 2696.58 | 2722.677 | 2750.166 | 2778.77 | 2806.267 | 2834.621 | 2861.685 | 2888.553 | 2915.884 | 2941.556 | 2967.612 | 2993.512 | 3019.541 | 3045.845 |  | 1.259% | Single Family - Million Sq Ft
Oregon | Multi Family - Million Sq Ft | 120.3972 | 122.7736 | 125.3674 | 128.4124 | 135.7863 | 142.2507 | 145.0974 | 147.9412 | 151.1626 | 156.1748 | 162.9925 | 171.4027 | 178.9491 | 185.3779 | 190.2663 | 193.0415 | 196.4833 | 199.8468 | 204.0646 | 208.6626 | 212.7114 | 217.4568 | 221.0764 | 223.7512 | 225.153 | 226.0038 | 228.2417 | 231.3303 | 236.1644 | 241.2148 | 248.4674 | 255.7093 | 262.8319 | 270.0565 | 277.2435 | 284.7501 | 291.9119 | 298.5255 | 305.4101 | 311.9549 | 318.4544 | 324.8992 | 331.5591 | 337.5161 | 342.5923 | 347.7942 | 352.7599 | 357.4945 | 361.5336 | 365.6703 | 369.6707 |  | 2.269% | Multi Family - Million Sq Ft
Oregon | Other Family - Million Sq Ft | 98.2786 | 100.5906 | 103.8199 | 108.3202 | 113.7459 | 120.1355 | 126.5914 | 133.9629 | 143.3291 | 154.462 | 165.6168 | 175.3776 | 185.2871 | 194.8438 | 202.8807 | 207.9965 | 211.6765 | 215.7109 | 219.6557 | 223.7204 | 227.8185 | 231.4363 | 234.1363 | 236.058 | 237.3121 | 238.2864 | 239.0194 | 239.5875 | 240.8556 | 241.9474 | 242.7317 | 243.7052 | 244.477 | 245.4898 | 246.545 | 247.3602 | 248.368 | 249.1719 | 250.1889 | 251.0055 | 252.0318 | 252.8442 | 253.8653 | 254.6784 | 255.7051 | 256.5201 | 257.5476 | 258.3633 | 259.3916 | 260.2079 | 261.2394 |  | 1.975% | Other Family - Million Sq Ft
Oregon | Large Office - Million Sq Ft | 35.236 | 33.804 | 32.372 | 33.044 | 34.373 | 35.3 | 35.828 | 36.382 | 36.852 | 37.521 | 38.866 | 40.47 | 41.994 | 43.852 | 45.413 | 47.32 | 48.812 | 49.726 | 50.474 | 51.495 | 52.3 | 53.097 | 53.97 | 54.899 | 55.778 | 56.664 | 57.591 | 58.449 | 59.383 | 61.238 | 62.883 | 64.858 | 66.35 | 68.278 | 70.075 | 72.089 | 73.504 | 75.26 | 76.948 | 78.442 | 79.9 | 81.375 | 82.957 | 84.735 | 86.333 | 88.262 | 89.762 | 91.236 | 92.846 | 94.442 | 96.011 |  | 2.025% | Large Office - Million Sq Ft
Oregon | Medium Office - Million Sq Ft | 9.203 | 11.894 | 14.585 | 14.888 | 15.486 | 15.904 | 16.142 | 16.391 | 16.603 | 16.905 | 17.511 | 18.234 | 18.92 | 19.757 | 20.461 | 21.32 | 21.992 | 22.404 | 22.741 | 23.201 | 23.97 | 24.732 | 25.566 | 26.453 | 27.293 | 28.139 | 29.026 | 30.103 | 30.996 | 32.769 | 34.341 | 36.227 | 37.653 | 39.495 | 41.213 | 43.138 | 44.49 | 46.167 | 47.78 | 49.208 | 50.601 | 52.01 | 53.522 | 55.221 | 56.748 | 58.591 | 60.025 | 61.433 | 62.972 | 64.497 | 65.996 |  | 4.019% | Medium Office - Million Sq Ft
Oregon | Small Office - Million Sq Ft | 16.69 | 16.902 | 17.114 | 17.469 | 18.171 | 18.661 | 18.94 | 19.233 | 19.482 | 19.836 | 20.547 | 21.395 | 22.2 | 23.183 | 24.008 | 25.016 | 25.805 | 26.288 | 26.683 | 27.223 | 27.438 | 27.65 | 27.883 | 28.131 | 28.365 | 28.601 | 28.849 | 29.113 | 29.362 | 29.856 | 30.295 | 30.822 | 31.22 | 31.734 | 32.213 | 32.75 | 33.127 | 33.596 | 34.046 | 34.444 | 34.833 | 35.226 | 35.648 | 36.122 | 36.548 | 37.063 | 37.463 | 37.856 | 38.285 | 38.711 | 39.129 |  | 1.719% | Small Office - Million Sq Ft
Oregon | Big Box-Retail - Million Sq Ft | 6.316 | 16.77 | 27.224 | 27.765 | 28.4 | 28.834 | 29.257 | 29.545 | 30.044 | 30.554 | 31.346 | 31.705 | 32.217 | 32.826 | 33.44 | 34.214 | 34.818 | 35.245 | 35.798 | 36.326 | 37.316 | 38.428 | 39.394 | 40.261 | 41.117 | 42.004 | 42.922 | 44.352 | 44.802 | 45.201 | 45.496 | 46.095 | 46.609 | 46.899 | 47.182 | 47.458 | 47.64 | 47.823 | 48.01 | 48.324 | 48.711 | 49.134 | 49.714 | 50.354 | 50.929 | 51.507 | 52.076 | 52.56 | 53.054 | 53.534 | 54.072 |  | 4.388% | Big Box-Retail - Million Sq Ft
Oregon | Small Box-Retail - Million Sq Ft | 57.046 | 53.664 | 50.282 | 51.281 | 52.454 | 53.256 | 54.038 | 54.569 | 55.49 | 56.434 | 57.896 | 58.559 | 59.505 | 60.63 | 61.763 | 63.192 | 64.309 | 65.097 | 66.118 | 67.093 | 67.517 | 67.994 | 68.408 | 68.779 | 69.146 | 69.527 | 69.92 | 70.584 | 70.777 | 70.948 | 71.074 | 71.331 | 71.551 | 71.675 | 71.797 | 71.915 | 71.993 | 72.071 | 72.152 | 72.286 | 72.452 | 72.633 | 72.882 | 73.156 | 73.402 | 73.65 | 73.894 | 74.102 | 74.313 | 74.519 | 74.75 |  | 0.542% | Small Box-Retail - Million Sq Ft
Oregon | High End-Retail - Million Sq Ft | 14.261 | 13.416 | 12.571 | 12.82 | 13.113 | 13.314 | 13.509 | 13.642 | 13.873 | 14.108 | 14.474 | 14.64 | 14.876 | 15.157 | 15.441 | 15.798 | 16.077 | 16.274 | 16.529 | 16.773 | 18.329 | 20.078 | 21.596 | 22.957 | 24.303 | 25.697 | 27.139 | 29.438 | 30.145 | 30.771 | 31.235 | 32.176 | 32.983 | 33.44 | 33.884 | 34.317 | 34.604 | 34.892 | 35.186 | 35.679 | 36.287 | 36.952 | 37.864 | 38.869 | 39.772 | 40.681 | 41.576 | 42.336 | 43.112 | 43.866 | 44.712 |  | 2.312% | High End-Retail - Million Sq Ft
Oregon | Anchor-Retail - Million Sq Ft | 31.63 | 27.95 | 24.27 | 24.752 | 25.318 | 25.706 | 26.083 | 26.339 | 26.784 | 27.239 | 27.945 | 28.265 | 28.722 | 29.265 | 29.812 | 30.501 | 31.04 | 31.421 | 31.914 | 32.384 | 32.95 | 33.586 | 34.138 | 34.633 | 35.122 | 35.629 | 36.154 | 36.869 | 37.126 | 37.354 | 37.522 | 37.865 | 38.158 | 38.324 | 38.486 | 38.643 | 38.747 | 38.852 | 38.959 | 39.138 | 39.359 | 39.601 | 39.933 | 40.298 | 40.627 | 40.957 | 41.283 | 41.559 | 41.841 | 42.115 | 42.423 |  | 0.5889% | Anchor-Retail - Million Sq Ft
Oregon | K-12 - Million Sq Ft | 18.402 | 18.81 | 19.218 | 19.616 | 20.041 | 20.926 | 21.61 | 22.467 | 23.351 | 24.426 | 25.467 | 26.382 | 27.576 | 28.402 | 29.678 | 30.88 | 32.494 | 34.563 | 35.978 | 37.081 | 38.117 | 38.407 | 39.371 | 40.418 | 41.478 | 42.553 | 43.653 | 43.942 | 44.044 | 44.213 | 44.38 | 44.546 | 45.201 | 45.818 | 46.171 | 46.535 | 46.918 | 47.429 | 48.314 | 49.494 | 50.431 | 51.379 | 52.408 | 53.566 | 54.645 | 55.718 | 56.735 | 57.92 | 58.862 | 59.914 | 60.938 |  | 2.424% | K-12 - Million Sq Ft
Oregon | University - Million Sq Ft | 9.48 | 9.69 | 9.9 | 10.105 | 10.324 | 10.78 | 11.132 | 11.574 | 12.029 | 12.583 | 13.12 | 13.591 | 14.206 | 14.631 | 15.289 | 15.908 | 16.739 | 17.677 | 18.621 | 19.154 | 19.795 | 20.086 | 20.523 | 21.106 | 21.715 | 22.356 | 23.03 | 23.318 | 23.341 | 23.378 | 23.413 | 23.447 | 23.48 | 23.512 | 23.543 | 23.574 | 23.604 | 23.635 | 23.712 | 23.79 | 23.858 | 23.946 | 24.043 | 24.237 | 24.42 | 24.53 | 24.704 | 24.862 | 24.997 | 25.146 | 25.333 |  | 1.985% | University - Million Sq Ft
Oregon | Warehouse - Million Sq Ft | 78.491 | 80.4 | 82.31 | 85.146 | 87.374 | 88.984 | 90.398 | 91.906 | 92.745 | 94.036 | 97.918 | 101.754 | 107.746 | 112.138 | 115.471 | 118.546 | 121.689 | 123.992 | 125.44 | 127.501 | 130.979 | 133.631 | 136.575 | 139.331 | 141.934 | 144.601 | 147.391 | 147.404 | 152.057 | 155.207 | 158.459 | 161.371 | 164.626 | 167.72 | 170.353 | 172.451 | 174.183 | 176.409 | 178.831 | 181.404 | 183.872 | 186.312 | 188.813 | 191.014 | 193.173 | 195.567 | 197.993 | 200.342 | 202.729 | 205.025 | 207.135 |  | 1.96% | Warehouse - Million Sq Ft
Oregon | Supermarket - Million Sq Ft | 8.021 | 7.36 | 6.699 | 6.832 | 6.988 | 7.095 | 7.199 | 7.27 | 7.392 | 7.518 | 7.713 | 7.801 | 7.927 | 8.077 | 8.228 | 8.418 | 8.567 | 8.735 | 8.953 | 9.15 | 9.26 | 9.354 | 9.453 | 9.556 | 9.669 | 9.798 | 9.942 | 10.573 | 10.859 | 11.151 | 11.241 | 11.421 | 11.555 | 11.646 | 11.737 | 11.827 | 11.916 | 12.005 | 12.092 | 12.179 | 12.265 | 12.35 | 12.435 | 12.519 | 12.608 | 12.693 | 12.778 | 12.862 | 12.946 | 13.03 | 13.114 |  | 0.9881% | Supermarket - Million Sq Ft
Oregon | MiniMart - Million Sq Ft | 0.969 | 1.84 | 2.711 | 2.765 | 2.828 | 2.871 | 2.913 | 2.942 | 2.991 | 3.042 | 3.121 | 3.157 | 3.208 | 3.268 | 3.329 | 3.406 | 3.467 | 3.535 | 3.623 | 3.703 | 3.812 | 3.907 | 4.006 | 4.108 | 4.222 | 4.35 | 4.494 | 4.494 | 4.544 | 4.606 | 4.661 | 4.738 | 4.808 | 4.855 | 4.902 | 4.95 | 4.991 | 5.027 | 5.061 | 5.103 | 5.155 | 5.207 | 5.27 | 5.336 | 5.398 | 5.461 | 5.524 | 5.58 | 5.633 | 5.688 | 5.747 |  | 3.624% | MiniMart - Million Sq Ft
Oregon | Restaurant - Million Sq Ft | 12.032 | 12.1 | 12.168 | 12.261 | 12.435 | 12.621 | 12.72 | 12.824 | 12.927 | 13.03 | 13.198 | 13.291 | 13.464 | 13.652 | 13.801 | 13.937 | 14.052 | 14.401 | 14.85 | 15.258 | 18.794 | 22.768 | 26.217 | 29.312 | 32.37 | 35.539 | 38.816 | 38.834 | 39.077 | 39.389 | 39.558 | 39.679 | 39.808 | 39.93 | 40.05 | 40.171 | 40.291 | 40.41 | 40.528 | 40.646 | 40.763 | 40.88 | 41.069 | 41.275 | 41.478 | 41.685 | 41.909 | 42.104 | 42.306 | 42.488 | 42.69 |  | 2.565% | Restaurant - Million Sq Ft
Oregon | Lodging - Million Sq Ft | 37.457 | 37.8 | 38.143 | 38.983 | 39.465 | 40.177 | 40.575 | 40.861 | 41.163 | 41.688 | 42.328 | 43.126 | 45.618 | 47.43 | 48.711 | 49.841 | 50.302 | 50.478 | 50.92 | 51.22 | 51.547 | 52.025 | 52.584 | 53.129 | 53.536 | 53.978 | 54.447 | 54.73 | 55.418 | 56.192 | 56.621 | 57.053 | 57.455 | 57.656 | 57.864 | 58.031 | 58.177 | 58.306 | 58.436 | 58.613 | 58.835 | 59.139 | 59.613 | 60.133 | 60.665 | 61.19 | 61.751 | 62.24 | 62.738 | 63.177 | 63.667 |  | 1.067% | Lodging - Million Sq Ft
Oregon | Hospital - Million Sq Ft | 8.597 | 8.8 | 9.003 | 9.291 | 9.606 | 9.955 | 10.15 | 10.487 | 10.624 | 10.979 | 11.229 | 11.426 | 11.858 | 12.407 | 13.384 | 14.231 | 14.878 | 15.215 | 15.606 | 15.911 | 19.695 | 21.062 | 22.949 | 24.792 | 26.788 | 28.899 | 31.032 | 31.255 | 31.388 | 31.715 | 32.158 | 32.84 | 33.469 | 33.954 | 34.312 | 34.57 | 34.772 | 34.938 | 35.084 | 35.231 | 35.389 | 35.597 | 35.892 | 36.223 | 36.499 | 36.754 | 37.015 | 37.233 | 37.434 | 37.624 | 37.808 |  | 3.007% | Hospital - Million Sq Ft
Oregon | OtherHealth - Million Sq Ft | 16.315 | 16.7 | 17.085 | 17.632 | 18.229 | 18.893 | 19.264 | 19.902 | 20.163 | 20.836 | 21.312 | 21.685 | 22.507 | 23.547 | 25.403 | 27.012 | 28.239 | 29.343 | 30.622 | 31.623 | 35.406 | 36.773 | 38.661 | 40.503 | 42.5 | 44.61 | 46.744 | 47.284 | 47.769 | 48.864 | 49.968 | 51.59 | 53.135 | 54.573 | 55.835 | 56.817 | 57.752 | 58.616 | 59.441 | 60.301 | 61.177 | 62.154 | 63.3 | 64.532 | 65.601 | 66.691 | 67.808 | 68.822 | 69.825 | 70.779 | 71.709 |  | 3.005% | OtherHealth - Million Sq Ft
Oregon | Assembly - Million Sq Ft | 20.788 | 21.454 | 22.12 | 23.269 | 23.821 | 24.469 | 25.157 | 25.563 | 26.539 | 26.989 | 28.028 | 29.939 | 31.962 | 33.55 | 34.93 | 36.36 | 37.669 | 39.112 | 40.467 | 41.715 | 42.83 | 43.881 | 45.161 | 46.566 | 48.054 | 49.545 | 50.961 | 51.557 | 55.162 | 58.811 | 60.764 | 62.522 | 64.34 | 65.402 | 66.425 | 67.346 | 67.93 | 68.514 | 69.095 | 70.044 | 71.261 | 72.53 | 74.177 | 76.225 | 78.592 | 80.88 | 83.133 | 85.097 | 87.073 | 88.942 | 90.79 |  | 2.992% | Assembly - Million Sq Ft
Oregon | Other - Million Sq Ft | 40.353 | 41.646 | 42.939 | 45.168 | 46.241 | 47.498 | 48.834 | 49.623 | 51.517 | 52.39 | 54.408 | 58.117 | 62.045 | 65.127 | 67.805 | 70.581 | 73.122 | 74.671 | 77.85 | 81.094 | 82.452 | 83.114 | 84.4 | 85.935 | 87.317 | 88.615 | 89.844 | 91.033 | 94.328 | 98.354 | 103.557 | 109.904 | 115.802 | 121.749 | 126.584 | 130.974 | 135.55 | 140.011 | 144.451 | 149.459 | 154.344 | 159.545 | 165.081 | 170.828 | 176.141 | 181.92 | 186.856 | 192.299 | 197.426 | 202.366 | 206.953 |  | 3.324% | Other - Million Sq Ft
Oregon | Food & Tobacco - 2012 B$ | 1.4226 | 1.3995 | 1.6003 | 1.6453 | 1.5437 | 1.4387 | 1.6464 | 1.5091 | 1.5137 | 1.6603 | 1.8068 | 1.7653 | 1.9118 | 1.9764 | 1.9626 | 1.966 | 1.8806 | 1.8333 | 1.9164 | 1.9972 | 2.0583 | 2.0837 | 2.2129 | 2.1991 | 2.1818 | 2.2937 | 2.3987 | 2.4898 | 2.5937 | 2.6294 | 2.738 | 2.8467 | 2.9553 | 3.0639 | 3.1725 | 3.2811 | 3.3898 | 3.4984 | 3.607 | 3.7156 | 3.8242 | 3.9328 | 4.0415 | 4.1501 | 4.2587 | 4.3673 | 4.4759 | 4.5846 | 4.6932 | 4.8018 | 4.9104 |  | 2.509% | Food & Tobacco - 2012 B$
Oregon | Textiles - 2012 B$ | 0.0692 | 0.0646 | 0.0796 | 0.0935 | 0.0958 | 0.0969 | 0.0958 | 0.0981 | 0.0992 | 0.0958 | 0.0877 | 0.0877 | 0.0392 | 0.0369 | 0.0473 | 0.0496 | 0.0473 | 0.0369 | 0.03 | 0.0323 | 0.0265 | 0.0231 | 0.0254 | 0.0242 | 0.0219 | 0.0277 | 0.0312 | 0.0335 | 0.0335 | 0.0369 | 0.037 | 0.037 | 0.0371 | 0.0371 | 0.0372 | 0.0373 | 0.0373 | 0.0374 | 0.0374 | 0.0375 | 0.0375 | 0.0376 | 0.0376 | 0.0377 | 0.0377 | 0.0378 | 0.0379 | 0.0379 | 0.038 | 0.038 | 0.0381 |  | -1.186% | Textiles - 2012 B$
Oregon | Apparel - 2012 B$ | 0.0808 | 0.0819 | 0.0888 | 0.09 | 0.0946 | 0.1038 | 0.1004 | 0.0981 | 0.1015 | 0.1096 | 0.1119 | 0.1096 | 0.0658 | 0.0611 | 0.0565 | 0.0577 | 0.0623 | 0.06 | 0.0531 | 0.0554 | 0.0611 | 0.0588 | 0.0508 | 0.0438 | 0.0404 | 0.045 | 0.0462 | 0.045 | 0.045 | 0.0427 | 0.0418 | 0.0409 | 0.0401 | 0.0392 | 0.0383 | 0.0374 | 0.0365 | 0.0357 | 0.0348 | 0.0339 | 0.033 | 0.0321 | 0.0313 | 0.0304 | 0.0295 | 0.0286 | 0.0277 | 0.0269 | 0.026 | 0.0251 | 0.0242 |  | -2.382% | Apparel - 2012 B$
Oregon | Lumber - 2012 B$ | 5.8727 | 6.4415 | 6.678 | 6.5465 | 6.8522 | 5.155 | 4.5643 | 4.7812 | 5.4411 | 4.8043 | 4.832 | 3.932 | 2.6929 | 2.5971 | 2.6156 | 2.6767 | 2.6767 | 2.6294 | 2.6294 | 2.6825 | 2.8983 | 2.8913 | 2.6375 | 2.3202 | 1.8079 | 2.0156 | 2.0687 | 2.1483 | 2.3283 | 2.6825 | 2.6056 | 2.5288 | 2.4519 | 2.375 | 2.2982 | 2.2213 | 2.1445 | 2.0676 | 1.9907 | 1.9139 | 1.837 | 1.7601 | 1.6833 | 1.6064 | 1.5296 | 1.4527 | 1.3758 | 1.299 | 1.2221 | 1.1452 | 1.0684 |  | -3.351% | Lumber - 2012 B$
Oregon | Furniture - 2012 B$ | 0.12 | 0.1096 | 0.1223 | 0.1361 | 0.1523 | 0.1708 | 0.1604 | 0.1684 | 0.1961 | 0.2308 | 0.225 | 0.1938 | 0.3819 | 0.3934 | 0.4119 | 0.4454 | 0.4938 | 0.4811 | 0.5077 | 0.548 | 0.5861 | 0.653 | 0.6784 | 0.4834 | 0.3357 | 0.3254 | 0.3381 | 0.3392 | 0.3231 | 0.3219 | 0.3353 | 0.3486 | 0.362 | 0.3753 | 0.3887 | 0.402 | 0.4154 | 0.4287 | 0.4421 | 0.4554 | 0.4688 | 0.4821 | 0.4955 | 0.5088 | 0.5222 | 0.5355 | 0.5489 | 0.5622 | 0.5756 | 0.5889 | 0.6023 |  | 3.279% | Furniture - 2012 B$
Oregon | Paper - 2012 B$ | 1.2691 | 1.3257 | 1.5057 | 1.7399 | 1.658 | 1.4064 | 1.2288 | 1.1826 | 1.1999 | 1.403 | 1.4687 | 1.1734 | 1.1192 | 1.1192 | 1.0938 | 1.0615 | 1.0442 | 1.0349 | 1.0649 | 1.0822 | 1.1168 | 1.1065 | 1.0903 | 1.1111 | 1.0222 | 0.9449 | 0.9299 | 0.8965 | 0.8676 | 0.8722 | 0.9069 | 0.9415 | 0.9761 | 1.0107 | 1.0453 | 1.0799 | 1.1145 | 1.1491 | 1.1838 | 1.2184 | 1.253 | 1.2876 | 1.3222 | 1.3568 | 1.3914 | 1.4261 | 1.4607 | 1.4953 | 1.5299 | 1.5645 | 1.5991 |  | 0.4633% | Paper - 2012 B$
Oregon | Printing - 2012 B$ | 0.6969 | 0.7269 | 0.7776 | 0.8272 | 0.9334 | 0.9738 | 1.0534 | 0.9899 | 0.953 | 1.0234 | 1.0026 | 1.0049 | 0.4869 | 0.4938 | 0.4927 | 0.4903 | 0.4857 | 0.4488 | 0.4292 | 0.4223 | 0.413 | 0.4211 | 0.4177 | 0.375 | 0.3069 | 0.3277 | 0.33 | 0.3184 | 0.3023 | 0.2954 | 0.3033 | 0.3113 | 0.3193 | 0.3272 | 0.3352 | 0.3432 | 0.3511 | 0.3591 | 0.3671 | 0.375 | 0.383 | 0.391 | 0.3989 | 0.4069 | 0.4149 | 0.4228 | 0.4308 | 0.4388 | 0.4467 | 0.4547 | 0.4627 |  | -0.8158% | Printing - 2012 B$
Oregon | Chemicals - 2012 B$ | 0.0473 | 0.0496 | 0.0715 | 0.0981 | 0.0785 | 0.0761 | 0.0692 | 0.0692 | 0.0785 | 0.0611 | 0.0508 | 0.0485 | 0.4892 | 0.5042 | 0.5238 | 0.533 | 0.4927 | 0.4903 | 0.5388 | 0.5446 | 0.585 | 0.5965 | 0.6057 | 0.5827 | 0.5319 | 0.5527 | 0.5711 | 0.5723 | 0.6 | 0.6115 | 0.6611 | 0.7106 | 0.7602 | 0.8097 | 0.8593 | 0.9088 | 0.9584 | 1.0079 | 1.0575 | 1.1071 | 1.1566 | 1.2062 | 1.2557 | 1.3053 | 1.3548 | 1.4044 | 1.454 | 1.5035 | 1.5531 | 1.6026 | 1.6522 |  | 7.365% | Chemicals - 2012 B$
Oregon | Petroleum Products - 2012 B$ | 0.2042 | 0.1846 | 0.2515 | 0.2181 | 0.24 | 0.2273 | 0.2308 | 0.2273 | 0.2504 | 0.2884 | 0.3161 | 0.3542 | 0.105 | 0.1131 | 0.1119 | 0.1061 | 0.0854 | 0.105 | 0.0946 | 0.0946 | 0.0646 | 0.0565 | 0.0531 | 0.0415 | 0.0381 | 0.0381 | 0.0415 | 0.0415 | 0.0415 | 0.0404 | 0.0411 | 0.0418 | 0.0425 | 0.0432 | 0.044 | 0.0447 | 0.0454 | 0.0461 | 0.0468 | 0.0475 | 0.0482 | 0.049 | 0.0497 | 0.0504 | 0.0511 | 0.0518 | 0.0525 | 0.0532 | 0.054 | 0.0547 | 0.0554 |  | -2.575% | Petroleum Products - 2012 B$
Oregon | Rubber - 2012 B$ | 0.1361 | 0.15 | 0.1904 | 0.1996 | 0.2538 | 0.2631 | 0.2665 | 0.2769 | 0.3404 | 0.3704 | 0.4027 | 0.473 | 0.405 | 0.3807 | 0.3692 | 0.3565 | 0.3634 | 0.3738 | 0.3738 | 0.4038 | 0.4304 | 0.45 | 0.4557 | 0.4142 | 0.3323 | 0.3634 | 0.4107 | 0.4211 | 0.4223 | 0.4188 | 0.4405 | 0.4622 | 0.4839 | 0.5056 | 0.5273 | 0.549 | 0.5707 | 0.5924 | 0.6141 | 0.6358 | 0.6575 | 0.6792 | 0.7009 | 0.7226 | 0.7443 | 0.766 | 0.7877 | 0.8094 | 0.8311 | 0.8529 | 0.8746 |  | 3.791% | Rubber - 2012 B$
Oregon | Leather - 2012 B$ | 0.0208 | 0.0196 | 0.0196 | 0.0185 | 0.0196 | 0.0208 | 0.0196 | 0.0208 | 0.0208 | 0.0219 | 0.0242 | 0.0208 | 0.0231 | 0.0196 | 0.0288 | 0.0381 | 0.0369 | 0.0254 | 0.0196 | 0.0254 | 0.0288 | 0.0231 | 0.0208 | 0.0242 | 0.0254 | 0.0335 | 0.0392 | 0.0404 | 0.0381 | 0.0358 | 0.0353 | 0.0349 | 0.0344 | 0.034 | 0.0336 | 0.0331 | 0.0327 | 0.0323 | 0.0318 | 0.0314 | 0.0309 | 0.0305 | 0.0301 | 0.0296 | 0.0292 | 0.0287 | 0.0283 | 0.0279 | 0.0274 | 0.027 | 0.0265 |  | 0.4856% | Leather - 2012 B$
Oregon | Stone, Clay, etc. - 2012 B$ | 0.2019 | 0.2181 | 0.2388 | 0.2654 | 0.3034 | 0.3254 | 0.3023 | 0.2907 | 0.2827 | 0.3438 | 0.3531 | 0.3727 | 0.4673 | 0.473 | 0.4892 | 0.4973 | 0.4684 | 0.4442 | 0.4984 | 0.5884 | 0.5988 | 0.6184 | 0.6346 | 0.5503 | 0.4338 | 0.4823 | 0.51 | 0.533 | 0.5561 | 0.6207 | 0.642 | 0.6634 | 0.6847 | 0.706 | 0.7273 | 0.7486 | 0.7699 | 0.7913 | 0.8126 | 0.8339 | 0.8552 | 0.8765 | 0.8978 | 0.9192 | 0.9405 | 0.9618 | 0.9831 | 1.0044 | 1.0258 | 1.0471 | 1.0684 |  | 3.388% | Stone, Clay, etc. - 2012 B$
Oregon | Aluminum - 2012 B$ | 0.09 | 0.0935 | 0.0865 | 0.1085 | 0.1223 | 0.1142 | 0.1304 | 0.105 | 0.0911 | 0.1073 | 0.1292 | 0.1327 | 0.105 | 0.1119 | 0.1327 | 0.1338 | 0.1061 | 0.0888 | 0.0865 | 0.0738 | 0.0715 | 0.0542 | 0.0577 | 0.0588 | 0.0438 | 0.0473 | 0.0508 | 0.0485 | 0.0473 | 0.0473 | 0.0461 | 0.0449 | 0.0437 | 0.0425 | 0.0413 | 0.0401 | 0.0388 | 0.0376 | 0.0364 | 0.0352 | 0.034 | 0.0328 | 0.0316 | 0.0304 | 0.0292 | 0.028 | 0.0268 | 0.0255 | 0.0243 | 0.0231 | 0.0219 |  | -2.787% | Aluminum - 2012 B$
Oregon | Other Primary Metals - 2012 B$ | 0.6773 | 0.698 | 0.6507 | 0.8111 | 0.9161 | 0.8561 | 0.9807 | 0.7857 | 0.6853 | 0.8065 | 0.9726 | 0.9957 | 0.7846 | 0.7696 | 0.6346 | 0.6715 | 0.6969 | 0.6992 | 0.7996 | 0.8653 | 0.9103 | 0.8307 | 0.9565 | 1.0407 | 0.8065 | 0.8757 | 0.9542 | 0.9311 | 0.9507 | 1.0165 | 1.0287 | 1.0409 | 1.0531 | 1.0653 | 1.0775 | 1.0896 | 1.1018 | 1.114 | 1.1262 | 1.1384 | 1.1506 | 1.1628 | 1.175 | 1.1872 | 1.1994 | 1.2116 | 1.2238 | 1.236 | 1.2482 | 1.2604 | 1.2726 |  | 1.269% | Other Primary Metals - 2012 B$
Oregon | Fabricated Metals - 2012 B$ | 0.8146 | 0.7673 | 0.7084 | 0.7834 | 0.8492 | 0.7419 | 0.6876 | 0.743 | 0.8296 | 0.8619 | 0.8722 | 0.9115 | 1.4076 | 1.4191 | 1.4261 | 1.4687 | 1.4157 | 1.3049 | 1.3118 | 1.3661 | 1.4918 | 1.5714 | 1.6672 | 1.6557 | 1.2484 | 1.3834 | 1.5876 | 1.7076 | 1.8022 | 1.9176 | 1.9288 | 1.9401 | 1.9513 | 1.9626 | 1.9739 | 1.9851 | 1.9964 | 2.0077 | 2.0189 | 2.0302 | 2.0414 | 2.0527 | 2.064 | 2.0752 | 2.0865 | 2.0978 | 2.109 | 2.1203 | 2.1315 | 2.1428 | 2.1541 |  | 1.964% | Fabricated Metals - 2012 B$
Oregon | Machines & Computer - 2012 B$ | 2.3629 | 2.0941 | 2.7113 | 2.9929 | 2.9052 | 3.4163 | 3.2732 | 4.0612 | 5.8369 | 6.3169 | 8.5644 | 17.033 | 2.5175 | 2.3871 | 2.3329 | 2.4806 | 2.3998 | 1.9891 | 2.0906 | 2.3214 | 2.4529 | 2.596 | 2.6387 | 2.4841 | 1.8783 | 2.1714 | 2.5337 | 2.8152 | 2.9133 | 3.1013 | 3.1244 | 3.1476 | 3.1707 | 3.1938 | 3.217 | 3.2401 | 3.2632 | 3.2864 | 3.3095 | 3.3326 | 3.3557 | 3.3789 | 3.402 | 3.4251 | 3.4483 | 3.4714 | 3.4945 | 3.5177 | 3.5408 | 3.5639 | 3.587 |  | 0.8383% | Machines & Computer - 2012 B$
Oregon | Electric Equipment - 2012 B$ | 0.7615 | 0.5665 | 0.5665 | 0.6715 | 0.7499 | 0.7615 | 0.8884 | 0.803 | 0.7707 | 0.8988 | 1.0326 | 1.2068 | 0.2192 | 0.2111 | 0.2227 | 0.2481 | 0.2354 | 0.225 | 0.2515 | 0.2792 | 0.3 | 0.3069 | 0.3323 | 0.33 | 0.2804 | 0.3219 | 0.3381 | 0.3392 | 0.3531 | 0.3738 | 0.3762 | 0.3787 | 0.3811 | 0.3835 | 0.3859 | 0.3883 | 0.3907 | 0.3932 | 0.3956 | 0.398 | 0.4004 | 0.4028 | 0.4052 | 0.4077 | 0.4101 | 0.4125 | 0.4149 | 0.4173 | 0.4198 | 0.4222 | 0.4246 |  | -1.161% | Electric Equipment - 2012 B$
Oregon | Transport Equipment - 2012 B$ | 0.6519 | 0.7569 | 0.7442 | 0.8584 | 0.8884 | 0.9611 | 1.0176 | 1.0857 | 1.0026 | 1.0338 | 1.0961 | 0.9945 | 1.0061 | 1.0753 | 1.268 | 1.3995 | 1.0799 | 1.1111 | 1.1318 | 1.3014 | 1.7133 | 1.9037 | 1.8553 | 1.4595 | 0.8434 | 1.0845 | 1.3038 | 1.4411 | 1.4699 | 1.553 | 1.5456 | 1.5382 | 1.5309 | 1.5235 | 1.5162 | 1.5088 | 1.5014 | 1.4941 | 1.4867 | 1.4793 | 1.472 | 1.4646 | 1.4573 | 1.4499 | 1.4425 | 1.4352 | 1.4278 | 1.4204 | 1.4131 | 1.4057 | 1.3984 |  | 1.538% | Transport Equipment - 2012 B$
Oregon | Other Manufacturing - 2012 B$ | 0.1615 | 0.1708 | 0.2077 | 0.2665 | 0.3196 | 0.3231 | 0.2931 | 0.2896 | 0.315 | 0.3127 | 0.2757 | 0.2596 | 0.4592 | 0.4696 | 0.4315 | 0.4696 | 0.4834 | 0.5019 | 0.5088 | 0.5111 | 0.5492 | 0.4915 | 0.4754 | 0.5619 | 0.5157 | 0.4961 | 0.5169 | 0.5734 | 0.5838 | 0.5873 | 0.6246 | 0.662 | 0.6993 | 0.7367 | 0.7741 | 0.8114 | 0.8488 | 0.8861 | 0.9235 | 0.9609 | 0.9982 | 1.0356 | 1.0729 | 1.1103 | 1.1477 | 1.185 | 1.2224 | 1.2597 | 1.2971 | 1.3345 | 1.3718 |  | 4.372% | Other Manufacturing - 2012 B$
Oregon | Agriculture - 2012 B$ | 2.5233 | 2.731 | 2.7736 | 3.0079 | 3.1186 | 3.1394 | 3.0113 | 3.0863 | 3.0863 | 3.4094 | 3.0321 | 3.3494 | 3.0229 | 3.0655 | 3.369 | 3.3909 | 3.1129 | 3.2213 | 3.2548 | 3.2605 | 3.6632 | 3.6678 | 3.4498 | 3.3748 | 3.2594 | 3.2548 | 3.1959 | 2.9502 | 3.1682 | 4.6753 | 4.9056 | 4.998 | 5.086 | 5.1739 | 5.2657 | 5.4037 | 5.4996 | 5.5953 | 5.6952 | 5.7906 | 5.9417 | 6.037 | 6.1321 | 6.2226 | 6.3174 | 6.4641 | 6.563 | 6.666 | 6.769 | 6.8674 | 7.0315 |  | 2.071% | Agriculture - 2012 B$
Oregon Households (Millions) |  |  | 1986 | 1987 | 1988 | 1989 | 1990 | 1991 | 1992 | 1993 | 1994 | 1995 | 1996 | 1997 | 1998 | 1999 | 2000 | 2001 | 2002 | 2003 | 2004 | 2005 | 2006 | 2007 | 2008 | 2009 | 2010 | 2011 | 2012 | 2013 | 2014 | 2015 | 2016 | 2017 | 2018 | 2019 | 2020 | 2021 | 2022 | 2023 | 2024 | 2025 | 2026 | 2027 | 2028 | 2029 | 2030 | 2031 | 2032 | 2033 | 2034 | 2035
HHS | Total |  | 1.144 | 1.1589 | 1.1762 | 1.2021 | 1.2294 | 1.2503 | 1.2741 | 1.3014 | 1.333 | 1.3656 | 1.4007 | 1.4335 | 1.4652 | 1.4928 | 1.515 | 1.5374 | 1.5612 | 1.5874 | 1.6156 | 1.6462 | 1.6745 | 1.6958 | 1.7085 | 1.716 | 1.7231 | 1.7313 | 1.7416 | 1.7569 | 1.7753 | 1.8004 | 1.8271 | 1.8531 | 1.8787 | 1.9044 | 1.9297 | 1.954 | 1.9776 | 2.0011 | 2.0246 | 2.0487 | 2.0728 | 2.0963 | 2.1189 | 2.1407 | 2.1624 | 2.1837 | 2.2041 | 2.2241 | 2.2437 | 2.2633
HHS | Single Family |  | 0.861 | 0.8692 | 0.8785 | 0.8899 | 0.9035 | 0.9159 | 0.9308 | 0.9476 | 0.9651 | 0.9815 | 0.9995 | 1.0164 | 1.034 | 1.0506 | 1.0661 | 1.0821 | 1.0995 | 1.1182 | 1.1387 | 1.1621 | 1.1825 | 1.1979 | 1.206 | 1.2114 | 1.2167 | 1.2217 | 1.2282 | 1.2369 | 1.2482 | 1.2642 | 1.2814 | 1.2982 | 1.3144 | 1.3303 | 1.3459 | 1.361 | 1.3758 | 1.3905 | 1.4053 | 1.4206 | 1.4362 | 1.4514 | 1.466 | 1.4806 | 1.4953 | 1.51 | 1.5242 | 1.5383 | 1.5525 | 1.5668
HHS | Multi Family |  | 0.1785 | 0.1822 | 0.1864 | 0.1965 | 0.2053 | 0.2091 | 0.2129 | 0.2169 | 0.2234 | 0.2322 | 0.2428 | 0.252 | 0.26 | 0.2657 | 0.2692 | 0.2733 | 0.2772 | 0.2822 | 0.2874 | 0.2922 | 0.2979 | 0.302 | 0.3053 | 0.3067 | 0.3079 | 0.3105 | 0.3139 | 0.3196 | 0.326 | 0.3344 | 0.3432 | 0.3519 | 0.3606 | 0.3697 | 0.3787 | 0.3872 | 0.3954 | 0.4034 | 0.4116 | 0.4196 | 0.4275 | 0.4351 | 0.4424 | 0.449 | 0.4552 | 0.4611 | 0.4667 | 0.472 | 0.4768 | 0.4813
HHS | Other Family |  | 0.1046 | 0.1075 | 0.1113 | 0.1157 | 0.1206 | 0.1253 | 0.1304 | 0.1369 | 0.1445 | 0.1519 | 0.1584 | 0.165 | 0.1712 | 0.1764 | 0.1796 | 0.182 | 0.1845 | 0.1869 | 0.1894 | 0.1919 | 0.1942 | 0.1959 | 0.1972 | 0.1979 | 0.1986 | 0.199 | 0.1995 | 0.2004 | 0.2011 | 0.2018 | 0.2024 | 0.2031 | 0.2037 | 0.2044 | 0.2051 | 0.2058 | 0.2064 | 0.2071 | 0.2078 | 0.2085 | 0.2091 | 0.2098 | 0.2105 | 0.2112 | 0.2118 | 0.2125 | 0.2132 | 0.2138 | 0.2145 | 0.2152
Oregon People per Household (People/Household) |  |  | 1986 | 1987 | 1988 | 1989 | 1990 | 1991 | 1992 | 1993 | 1994 | 1995 | 1996 | 1997 | 1998 | 1999 | 2000 | 2001 | 2002 | 2003 | 2004 | 2005 | 2006 | 2007 | 2008 | 2009 | 2010 | 2011 | 2012 | 2013 | 2014 | 2015 | 2016 | 2017 | 2018 | 2019 | 2020 | 2021 | 2022 | 2023 | 2024 | 2025 | 2026 | 2027 | 2028 | 2029 | 2030 | 2031 | 2032 | 2033 | 2034 | 2035
HSize | Total |  | 3.9022 | 3.9232 | 3.9559 | 3.9669 | 3.9986 | 4.0333 | 4.0614 | 4.0645 | 4.0426 | 4.0208 | 3.9864 | 3.9665 | 3.9431 | 3.9194 | 3.9084 | 3.8985 | 3.8802 | 3.8522 | 3.8306 | 3.8109 | 3.8104 | 3.818 | 3.8487 | 3.8895 | 3.9188 | 3.9453 | 3.9647 | 3.9739 | 3.9757 | 3.9631 | 3.9464 | 3.9316 | 3.9177 | 3.9036 | 3.8899 | 3.8779 | 3.8665 | 3.855 | 3.8429 | 3.8295 | 3.816 | 3.8034 | 3.7926 | 3.7829 | 3.7734 | 3.7645 | 3.757 | 3.7501 | 3.7439 | 3.7378
HSize | Single Family |  | 3.9099 | 3.9308 | 3.9638 | 3.975 | 4.0099 | 4.0458 | 4.0756 | 4.0781 | 4.0588 | 4.0386 | 4.0111 | 3.9963 | 3.9761 | 3.9567 | 3.9468 | 3.9381 | 3.9218 | 3.8931 | 3.87 | 3.8491 | 3.8479 | 3.8533 | 3.8831 | 3.9229 | 3.9517 | 3.9818 | 4.0061 | 4.0223 | 4.0294 | 4.0202 | 4.0052 | 3.9914 | 3.9786 | 3.9659 | 3.9541 | 3.9472 | 3.9406 | 3.9333 | 3.9254 | 3.9155 | 3.9048 | 3.8948 | 3.8863 | 3.8779 | 3.8688 | 3.8596 | 3.8519 | 3.8442 | 3.8364 | 3.8282
HSize | Multi Family |  | 3.8675 | 3.8903 | 3.9221 | 3.9362 | 3.9564 | 3.9872 | 4.0034 | 4.0095 | 3.9772 | 3.9518 | 3.8892 | 3.8531 | 3.8175 | 3.7805 | 3.7647 | 3.7526 | 3.7285 | 3.7047 | 3.6885 | 3.6715 | 3.6735 | 3.6831 | 3.7072 | 3.745 | 3.7787 | 3.792 | 3.7925 | 3.7726 | 3.7481 | 3.7081 | 3.6679 | 3.636 | 3.607 | 3.5755 | 3.5444 | 3.4995 | 3.4578 | 3.4188 | 3.3803 | 3.3434 | 3.3082 | 3.2764 | 3.2481 | 3.2247 | 3.2048 | 3.1874 | 3.1725 | 3.1597 | 3.1504 | 3.1425
HSize | Other Family |  | 3.8979 | 3.9177 | 3.9497 | 3.9563 | 3.986 | 4.0195 | 4.054 | 4.057 | 4.0353 | 4.0113 | 3.9792 | 3.9561 | 3.9344 | 3.9068 | 3.8961 | 3.8824 | 3.8607 | 3.8303 | 3.8093 | 3.7917 | 3.7924 | 3.8102 | 3.8578 | 3.9088 | 3.9345 | 3.9606 | 3.9805 | 3.996 | 4.0112 | 4.0276 | 4.0467 | 4.0616 | 4.0752 | 4.0908 | 4.1062 | 4.1316 | 4.1559 | 4.1791 | 4.2013 | 4.2226 | 4.2435 | 4.2639 | 4.2837 | 4.303 | 4.3219 | 4.3404 | 4.3585 | 4.3762 | 4.3937 | 4.411
Washington Economic Drivers |  | 1985 | 1986 | 1987 | 1988 | 1989 | 1990 | 1991 | 1992 | 1993 | 1994 | 1995 | 1996 | 1997 | 1998 | 1999 | 2000 | 2001 | 2002 | 2003 | 2004 | 2005 | 2006 | 2007 | 2008 | 2009 | 2010 | 2011 | 2012 | 2013 | 2014 | 2015 | 2016 | 2017 | 2018 | 2019 | 2020 | 2021 | 2022 | 2023 | 2024 | 2025 | 2026 | 2027 | 2028 | 2029 | 2030 | 2031 | 2032 | 2033 | 2034 | 2035
Washington | Single Family - Million Sq Ft | 2758.977 | 2798.405 | 2841.232 | 2887.823 | 2944.031 | 3006.127 | 3060.981 | 3131.512 | 3203.753 | 3279.31 | 3342.608 | 3406.755 | 3473.139 | 3543.262 | 3608.589 | 3668.402 | 3731.674 | 3805.497 | 3890.248 | 3979.875 | 4082.166 | 4170.387 | 4242.901 | 4287.005 | 4319.592 | 4355.423 | 4389.056 | 4429.285 | 4470.462 | 4522.351 | 4590.518 | 4663.466 | 4732.17 | 4793.994 | 4855.008 | 4911.216 | 4966.175 | 5016.557 | 5068.58 | 5116.895 | 5164.911 | 5215.207 | 5262.046 | 5310.062 | 5355.632 | 5401.604 | 5449.756 | 5493.63 | 5537.253 | 5583.481 | 5627.281 |  | 1.436% | Single Family - Million Sq Ft
Washington | Multi Family - Million Sq Ft | 228.2241 | 239.1206 | 250.7595 | 265.391 | 279.9962 | 293.6903 | 300.2224 | 306.6173 | 312.8848 | 320.9136 | 329.2534 | 338.6282 | 348.4718 | 359.1021 | 369.7729 | 379.4441 | 388.1731 | 394.9934 | 401.7924 | 409.2867 | 417.3658 | 426.1855 | 435.8319 | 443.8142 | 447.017 | 450.7268 | 456.1003 | 464.9652 | 475.9116 | 486.7407 | 500.0368 | 513.5919 | 526.2881 | 539.7859 | 553.203 | 564.993 | 575.8591 | 587.3713 | 598.1487 | 609.4486 | 621.1525 | 633.4462 | 646.725 | 659.4346 | 672.4452 | 685.7058 | 699.0776 | 712.2923 | 725.4312 | 738.5151 | 751.6608 |  | 2.413% | Multi Family - Million Sq Ft
Washington | Other Family - Million Sq Ft | 154.563 | 159.841 | 164.3337 | 169.333 | 174.5882 | 181.4595 | 188.0128 | 195.3013 | 203.9972 | 213.6786 | 223.7306 | 232.7106 | 242.1868 | 252.7463 | 261.3632 | 267.6009 | 272.5804 | 277.7715 | 282.9224 | 287.9084 | 293.1866 | 297.4823 | 300.8112 | 303.1126 | 304.4458 | 305.3141 | 306.0319 | 306.7459 | 307.8532 | 308.7445 | 309.4801 | 310.438 | 311.1675 | 311.9374 | 312.7565 | 313.5282 | 314.5274 | 315.2816 | 316.043 | 316.8091 | 317.8262 | 318.5823 | 319.3369 | 320.0924 | 321.1008 | 321.8551 | 322.6079 | 323.3565 | 324.3625 | 325.11 | 325.8559 |  | 1.503% | Other Family - Million Sq Ft
Washington | Large Office - Million Sq Ft | 133.726 | 130.032 | 126.338 | 127.847 | 129.48 | 132.15 | 134.055 | 135.368 | 136.375 | 138.159 | 140.024 | 142.24 | 144.828 | 148.985 | 154.642 | 160.071 | 163.595 | 166.03 | 168.171 | 170.474 | 171.923 | 176.128 | 178.728 | 181.397 | 183.851 | 186.218 | 188.711 | 190.239 | 193.682 | 199.931 | 205.347 | 210.223 | 214.195 | 217.708 | 221.97 | 226.081 | 229.782 | 234.103 | 237.815 | 241.633 | 245.86 | 250.13 | 255.027 | 260.514 | 265.303 | 270.319 | 275.722 | 280.519 | 285.525 | 290.418 | 295.313 |  | 1.597% | Large Office - Million Sq Ft
Washington | Medium Office - Million Sq Ft | 34.584 | 45.752 | 56.92 | 57.6 | 58.336 | 59.539 | 60.397 | 60.989 | 61.443 | 62.246 | 63.086 | 64.085 | 65.251 | 67.124 | 69.673 | 72.119 | 73.706 | 74.803 | 75.768 | 76.805 | 77.711 | 80.339 | 81.964 | 83.633 | 85.166 | 86.646 | 88.204 | 90.124 | 92.275 | 96.181 | 99.566 | 102.614 | 105.096 | 107.292 | 109.956 | 112.525 | 114.838 | 117.539 | 119.859 | 122.245 | 124.887 | 127.555 | 130.616 | 134.046 | 137.039 | 140.173 | 143.551 | 146.549 | 149.678 | 152.736 | 155.795 |  | 3.056% | Medium Office - Million Sq Ft
Washington | Small Office - Million Sq Ft | 63.243 | 65.016 | 66.789 | 67.587 | 68.45 | 69.861 | 70.869 | 71.562 | 72.095 | 73.038 | 74.024 | 75.196 | 76.564 | 78.761 | 81.752 | 84.622 | 86.485 | 87.772 | 88.904 | 90.121 | 90.354 | 91.03 | 91.448 | 91.877 | 92.271 | 92.652 | 93.052 | 93.522 | 94.076 | 95.08 | 95.95 | 96.734 | 97.372 | 97.937 | 98.622 | 99.283 | 99.878 | 100.572 | 101.169 | 101.782 | 102.461 | 103.148 | 103.935 | 104.817 | 105.586 | 106.392 | 107.261 | 108.032 | 108.836 | 109.623 | 110.409 |  | 1.121% | Small Office - Million Sq Ft
Washington | Big Box-Retail - Million Sq Ft | 11.665 | 31.08 | 50.495 | 51.595 | 52.37 | 53.06 | 53.537 | 54.267 | 55.387 | 57.117 | 58.326 | 58.973 | 59.766 | 60.92 | 62.535 | 63.725 | 64.951 | 66.008 | 66.737 | 67.658 | 69.293 | 71.383 | 73.152 | 74.857 | 76.483 | 78.186 | 79.979 | 83.217 | 84.264 | 85.394 | 85.869 | 86.845 | 87.618 | 88.039 | 88.459 | 88.878 | 89.295 | 89.71 | 90.122 | 90.532 | 90.94 | 91.404 | 92.207 | 93.14 | 93.955 | 94.728 | 95.478 | 96.093 | 96.732 | 97.326 | 97.987 |  | 4.348% | Big Box-Retail - Million Sq Ft
Washington | Small Box-Retail - Million Sq Ft | 105.648 | 99.456 | 93.264 | 95.296 | 96.727 | 98.002 | 98.882 | 100.229 | 102.299 | 105.494 | 107.727 | 108.923 | 110.386 | 112.519 | 115.502 | 117.699 | 119.963 | 121.916 | 123.262 | 124.963 | 125.558 | 126.318 | 126.961 | 127.581 | 128.172 | 128.792 | 129.443 | 130.947 | 131.328 | 131.739 | 131.911 | 132.266 | 132.547 | 132.7 | 132.853 | 133.005 | 133.157 | 133.308 | 133.458 | 133.607 | 133.755 | 133.924 | 134.216 | 134.555 | 134.852 | 135.133 | 135.406 | 135.629 | 135.861 | 136.077 | 136.318 |  | 0.5111% | Small Box-Retail - Million Sq Ft
Washington | High End-Retail - Million Sq Ft | 26.412 | 24.864 | 23.316 | 23.824 | 24.182 | 24.5 | 24.72 | 25.057 | 25.575 | 26.374 | 26.932 | 27.231 | 27.597 | 28.13 | 28.875 | 29.425 | 29.991 | 30.479 | 30.815 | 31.241 | 33.371 | 36.095 | 38.4 | 40.622 | 42.74 | 44.96 | 47.295 | 52.499 | 53.863 | 55.336 | 55.955 | 57.227 | 58.234 | 58.782 | 59.33 | 59.876 | 60.419 | 60.96 | 61.497 | 62.031 | 62.563 | 63.167 | 64.214 | 65.429 | 66.491 | 67.499 | 68.476 | 69.277 | 70.11 | 70.884 | 71.745 |  | 2.019% | High End-Retail - Million Sq Ft
Washington | Anchor-Retail - Million Sq Ft | 58.584 | 51.8 | 45.016 | 45.997 | 46.688 | 47.303 | 47.728 | 48.379 | 49.378 | 50.92 | 51.998 | 52.575 | 53.281 | 54.31 | 55.75 | 56.811 | 57.903 | 58.846 | 59.496 | 60.317 | 60.912 | 61.672 | 62.315 | 62.935 | 63.526 | 64.146 | 64.797 | 66.417 | 66.797 | 67.208 | 67.381 | 67.736 | 68.017 | 68.17 | 68.323 | 68.475 | 68.627 | 68.778 | 68.927 | 69.076 | 69.225 | 69.394 | 69.686 | 70.025 | 70.321 | 70.603 | 70.875 | 71.099 | 71.331 | 71.547 | 71.788 |  | 0.4073% | Anchor-Retail - Million Sq Ft
Washington | K-12 - Million Sq Ft | 105.096 | 106.788 | 108.48 | 109.965 | 112.053 | 114.138 | 116.449 | 119.615 | 122.013 | 123.433 | 126.416 | 128.348 | 130.256 | 132.564 | 135.046 | 137.408 | 139.571 | 142.195 | 145.971 | 148.533 | 151.553 | 154.546 | 157.438 | 161.22 | 164.69 | 167.906 | 170.958 | 171.816 | 171.994 | 172.289 | 172.58 | 172.864 | 173.143 | 173.416 | 173.686 | 173.952 | 174.216 | 174.476 | 174.732 | 174.986 | 175.237 | 175.485 | 175.732 | 175.977 | 176.196 | 176.438 | 176.678 | 176.917 | 177.154 | 177.39 | 177.624 |  | 1.055% | K-12 - Million Sq Ft
Washington | University - Million Sq Ft | 54.14 | 55.012 | 55.884 | 56.649 | 57.724 | 58.799 | 59.989 | 61.62 | 62.855 | 63.587 | 65.123 | 66.119 | 67.102 | 68.291 | 69.569 | 70.786 | 71.9 | 73.101 | 74.655 | 75.472 | 76.769 | 78.194 | 79.532 | 81.001 | 82.336 | 83.586 | 84.78 | 85.638 | 86.387 | 87.081 | 87.638 | 87.837 | 88.054 | 88.556 | 89.31 | 89.898 | 90.518 | 90.995 | 91.615 | 92.33 | 92.996 | 93.764 | 94.591 | 95.418 | 96.256 | 97.087 | 97.81 | 98.641 | 99.353 | 100.066 | 100.837 |  | 1.252% | University - Million Sq Ft
Washington | Warehouse - Million Sq Ft | 65.456 | 70.7 | 75.944 | 79.022 | 82.594 | 87.179 | 90.637 | 93.936 | 97.053 | 100.89 | 105.936 | 112.294 | 117.075 | 123.16 | 128.92 | 134.112 | 140.184 | 142.927 | 147.747 | 150.905 | 155.657 | 160.244 | 164.496 | 168.66 | 172.882 | 177.41 | 182.218 | 182.218 | 183.935 | 186.795 | 190.239 | 193.742 | 197.094 | 198.774 | 200.308 | 201.434 | 202.559 | 203.683 | 204.803 | 206.348 | 208.014 | 209.632 | 211.016 | 212.144 | 213.158 | 214.284 | 215.408 | 216.526 | 217.638 | 218.745 | 219.846 |  | 2.453% | Warehouse - Million Sq Ft
Washington | Supermarket - Million Sq Ft | 28.492 | 26.16 | 23.828 | 24.346 | 24.711 | 25.035 | 25.259 | 25.603 | 26.13 | 26.945 | 27.514 | 27.818 | 28.191 | 28.735 | 29.495 | 30.055 | 30.632 | 31.004 | 31.273 | 31.623 | 31.875 | 32.123 | 32.393 | 32.725 | 32.974 | 33.221 | 33.479 | 34.908 | 35.522 | 36.106 | 36.285 | 36.463 | 36.641 | 36.819 | 36.995 | 37.169 | 37.341 | 37.51 | 37.675 | 37.838 | 37.999 | 38.158 | 38.315 | 38.47 | 38.61 | 38.765 | 38.918 | 39.07 | 39.221 | 39.371 | 39.519 |  | 0.6565% | Supermarket - Million Sq Ft
Washington | MiniMart - Million Sq Ft | 3.438 | 6.54 | 9.642 | 9.852 | 9.999 | 10.131 | 10.221 | 10.36 | 10.574 | 10.903 | 11.134 | 11.257 | 11.408 | 11.628 | 11.935 | 12.162 | 12.395 | 12.546 | 12.655 | 12.797 | 13.048 | 13.297 | 13.566 | 13.898 | 14.148 | 14.394 | 14.652 | 14.652 | 14.751 | 14.906 | 14.994 | 15.098 | 15.197 | 15.235 | 15.276 | 15.303 | 15.32 | 15.336 | 15.353 | 15.378 | 15.411 | 15.456 | 15.533 | 15.614 | 15.685 | 15.764 | 15.833 | 15.887 | 15.943 | 15.998 | 16.052 |  | 3.13% | MiniMart - Million Sq Ft
Washington | Restaurant - Million Sq Ft | 18.562 | 18.8 | 19.038 | 19.213 | 19.435 | 19.622 | 19.956 | 20.18 | 20.377 | 20.667 | 20.866 | 21.116 | 21.448 | 21.707 | 22.043 | 22.343 | 22.547 | 23.315 | 23.872 | 24.594 | 29.548 | 35.883 | 41.244 | 46.41 | 51.337 | 56.498 | 61.929 | 61.929 | 62.414 | 63.109 | 63.48 | 63.734 | 63.988 | 64.242 | 64.494 | 64.746 | 64.995 | 65.244 | 65.491 | 65.736 | 65.98 | 66.224 | 66.538 | 66.889 | 67.241 | 67.603 | 67.97 | 68.287 | 68.608 | 68.905 | 69.228 |  | 2.668% | Restaurant - Million Sq Ft
Washington | Lodging - Million Sq Ft | 45.682 | 46.3 | 46.919 | 49.127 | 50.612 | 51.565 | 52.473 | 52.895 | 53.502 | 54.119 | 55.182 | 56.228 | 58.269 | 60.583 | 62.331 | 64.317 | 65.469 | 65.851 | 66.776 | 67.918 | 69.481 | 71.274 | 73.036 | 74.47 | 75.839 | 77.419 | 79.062 | 79.418 | 80.482 | 82.009 | 82.655 | 83.07 | 83.485 | 83.9 | 84.312 | 84.721 | 85.128 | 85.533 | 85.936 | 86.336 | 86.734 | 87.131 | 87.885 | 88.796 | 89.764 | 90.735 | 91.746 | 92.577 | 93.366 | 94.125 | 94.938 |  | 1.474% | Lodging - Million Sq Ft
Washington | Hospital - Million Sq Ft | 23.97 | 24.4 | 24.83 | 25.215 | 25.878 | 26.313 | 26.678 | 27.354 | 27.884 | 28.386 | 28.771 | 29.098 | 29.642 | 30.29 | 31.268 | 32.055 | 32.737 | 33.21 | 33.693 | 34.172 | 37.228 | 39.554 | 41.598 | 43.657 | 45.89 | 48.228 | 50.599 | 50.983 | 51.821 | 53.412 | 55.12 | 57.372 | 59.289 | 61.04 | 62.516 | 63.695 | 64.708 | 65.648 | 66.459 | 67.293 | 68.166 | 69.173 | 70.337 | 71.612 | 72.754 | 73.906 | 74.986 | 75.934 | 76.86 | 77.753 | 78.633 |  | 2.404% | Hospital - Million Sq Ft
Washington | OtherHealth - Million Sq Ft | 51.478 | 52.4 | 53.322 | 54.149 | 55.569 | 56.503 | 57.285 | 58.736 | 59.872 | 60.948 | 61.774 | 62.476 | 63.641 | 65.032 | 67.129 | 68.817 | 70.279 | 71.829 | 73.41 | 74.978 | 78.034 | 80.36 | 82.404 | 84.463 | 86.696 | 89.034 | 91.405 | 92.083 | 92.722 | 94 | 95.597 | 98.055 | 100.208 | 102.035 | 103.528 | 104.726 | 105.769 | 106.734 | 107.59 | 108.504 | 109.489 | 110.644 | 112.056 | 113.602 | 115.016 | 116.473 | 117.835 | 119.056 | 120.246 | 121.42 | 122.593 |  | 1.751% | OtherHealth - Million Sq Ft
Washington | Assembly - Million Sq Ft | 85.145 | 86.258 | 87.371 | 88.174 | 88.966 | 90.383 | 92.395 | 94.363 | 95.72 | 97.332 | 99.388 | 101.678 | 104.138 | 107.947 | 112.72 | 117.272 | 120.657 | 123.522 | 125.47 | 128.712 | 130.247 | 132.184 | 134.555 | 136.544 | 138.704 | 140.966 | 143.154 | 144.522 | 146.842 | 150.801 | 152.428 | 153.118 | 153.866 | 154.556 | 155.469 | 156.159 | 157.056 | 157.747 | 158.435 | 159.147 | 160.428 | 161.784 | 163.595 | 166.041 | 168.869 | 172.112 | 175.037 | 178.158 | 180.987 | 183.815 | 186.7 |  | 1.583% | Assembly - Million Sq Ft
Washington | Other - Million Sq Ft | 165.282 | 167.442 | 169.602 | 171.161 | 172.699 | 175.449 | 179.355 | 183.175 | 185.809 | 188.938 | 192.929 | 197.375 | 202.149 | 209.544 | 218.809 | 227.646 | 234.217 | 238.772 | 244.181 | 249.3 | 251.081 | 254.031 | 256.317 | 258.823 | 261.294 | 263.738 | 266.128 | 269.615 | 271.834 | 273.685 | 276.651 | 280.459 | 283.471 | 285.897 | 288.727 | 290.762 | 292.662 | 294.087 | 296.174 | 298.413 | 300.769 | 303.251 | 305.924 | 308.639 | 311.27 | 314.154 | 316.904 | 319.447 | 321.89 | 324.213 | 326.57 |  | 1.371% | Other - Million Sq Ft
Washington | Food & Tobacco - 2012 B$ | 2.3041 | 2.3606 | 2.4033 | 2.6052 | 2.5948 | 2.4529 | 2.5267 | 2.919 | 3.0494 | 3.3436 | 3.5432 | 3.5028 | 3.4498 | 3.5028 | 3.5732 | 3.5674 | 3.489 | 3.4336 | 3.3228 | 3.2559 | 3.474 | 3.6297 | 3.6932 | 3.6667 | 3.632 | 3.5582 | 3.8501 | 4.0174 | 4.1132 | 4.0878 | 4.2292 | 4.3706 | 4.512 | 4.6535 | 4.7949 | 4.9363 | 5.0777 | 5.2191 | 5.3605 | 5.502 | 5.6434 | 5.7848 | 5.9262 | 6.0676 | 6.2091 | 6.3505 | 6.4919 | 6.6333 | 6.7747 | 6.9161 | 7.0576 |  | 2.264% | Food & Tobacco - 2012 B$
Washington | Textiles - 2012 B$ | 0.0427 | 0.0473 | 0.0496 | 0.0565 | 0.0646 | 0.0819 | 0.0865 | 0.0842 | 0.0865 | 0.0854 | 0.0773 | 0.0865 | 0.1927 | 0.1788 | 0.1996 | 0.2169 | 0.2134 | 0.1627 | 0.1765 | 0.165 | 0.1996 | 0.2584 | 0.2642 | 0.2446 | 0.2146 | 0.2377 | 0.2665 | 0.3081 | 0.3184 | 0.3265 | 0.3269 | 0.3273 | 0.3277 | 0.3281 | 0.3284 | 0.3288 | 0.3292 | 0.3296 | 0.33 | 0.3304 | 0.3307 | 0.3311 | 0.3315 | 0.3319 | 0.3323 | 0.3327 | 0.3331 | 0.3334 | 0.3338 | 0.3342 | 0.3346 |  | 4.203% | Textiles - 2012 B$
Washington | Apparel - 2012 B$ | 0.2354 | 0.2331 | 0.2204 | 0.2481 | 0.2769 | 0.2215 | 0.2146 | 0.2757 | 0.3577 | 0.3496 | 0.3115 | 0.2884 | 0.1719 | 0.1581 | 0.1431 | 0.1361 | 0.1269 | 0.1281 | 0.1096 | 0.1269 | 0.1465 | 0.1465 | 0.1223 | 0.0969 | 0.0715 | 0.0704 | 0.0738 | 0.0727 | 0.0715 | 0.0715 | 0.0709 | 0.0703 | 0.0697 | 0.0691 | 0.0685 | 0.0679 | 0.0673 | 0.0667 | 0.0661 | 0.0655 | 0.0649 | 0.0643 | 0.0637 | 0.0631 | 0.0625 | 0.0619 | 0.0613 | 0.0607 | 0.0601 | 0.0594 | 0.0588 |  | -2.736% | Apparel - 2012 B$
Washington | Lumber - 2012 B$ | 3.2121 | 3.3886 | 4.0139 | 4.0474 | 4.2066 | 3.6563 | 3.1867 | 3.2236 | 3.4798 | 3.3321 | 3.2998 | 2.8763 | 1.5691 | 1.5126 | 1.4457 | 1.5783 | 1.4445 | 1.4826 | 1.4595 | 1.5149 | 1.756 | 1.8241 | 1.6764 | 1.4503 | 1.148 | 1.2507 | 1.3061 | 1.3234 | 1.4353 | 1.6753 | 1.6563 | 1.6372 | 1.6182 | 1.5992 | 1.5802 | 1.5612 | 1.5422 | 1.5232 | 1.5042 | 1.4852 | 1.4662 | 1.4471 | 1.4281 | 1.4091 | 1.3901 | 1.3711 | 1.3521 | 1.3331 | 1.3141 | 1.2951 | 1.2761 |  | -1.829% | Lumber - 2012 B$
Washington | Furniture - 2012 B$ | 0.1708 | 0.1627 | 0.1673 | 0.2111 | 0.2573 | 0.2873 | 0.225 | 0.2204 | 0.2088 | 0.2008 | 0.2111 | 0.2481 | 0.3854 | 0.42 | 0.4638 | 0.4696 | 0.4742 | 0.5619 | 0.5169 | 0.5492 | 0.5803 | 0.6115 | 0.6484 | 0.5988 | 0.4315 | 0.383 | 0.4038 | 0.4327 | 0.4015 | 0.383 | 0.4038 | 0.4245 | 0.4452 | 0.4659 | 0.4866 | 0.5073 | 0.528 | 0.5488 | 0.5695 | 0.5902 | 0.6109 | 0.6316 | 0.6523 | 0.673 | 0.6937 | 0.7145 | 0.7352 | 0.7559 | 0.7766 | 0.7973 | 0.818 |  | 3.182% | Furniture - 2012 B$
Washington | Paper - 2012 B$ | 1.606 | 1.8679 | 2.1783 | 2.5867 | 2.6329 | 2.2625 | 2.0433 | 1.6903 | 1.8622 | 1.9326 | 2.2948 | 1.8576 | 2.1391 | 2.0906 | 2.281 | 2.1645 | 2.1818 | 2.3029 | 2.2291 | 2.1598 | 2.176 | 2.1737 | 2.0595 | 1.8922 | 1.8137 | 1.8276 | 1.7872 | 1.6095 | 1.5334 | 1.531 | 1.5972 | 1.6635 | 1.7297 | 1.7959 | 1.8621 | 1.9283 | 1.9945 | 2.0607 | 2.1269 | 2.1931 | 2.2593 | 2.3255 | 2.3917 | 2.4579 | 2.5241 | 2.5903 | 2.6565 | 2.7227 | 2.7889 | 2.8551 | 2.9213 |  | 1.204% | Paper - 2012 B$
Washington | Printing - 2012 B$ | 1.1007 | 1.1941 | 1.1999 | 1.1768 | 1.3314 | 1.2484 | 1.3188 | 1.3822 | 1.5899 | 1.4918 | 1.4618 | 1.568 | 0.5884 | 0.5734 | 0.5446 | 0.5527 | 0.5134 | 0.4984 | 0.4315 | 0.42 | 0.428 | 0.428 | 0.4165 | 0.375 | 0.3207 | 0.3173 | 0.3046 | 0.2781 | 0.2665 | 0.2642 | 0.2632 | 0.2622 | 0.2612 | 0.2603 | 0.2593 | 0.2583 | 0.2573 | 0.2563 | 0.2553 | 0.2543 | 0.2533 | 0.2523 | 0.2514 | 0.2504 | 0.2494 | 0.2484 | 0.2474 | 0.2464 | 0.2454 | 0.2444 | 0.2434 |  | -2.973% | Printing - 2012 B$
Washington | Chemicals - 2012 B$ | 0.3346 | 0.7765 | 0.7511 | 0.7176 | 0.953 | 1.0868 | 0.2596 | 0.4004 | 0.5723 | 0.7326 | 0.4223 | 0.5942 | 0.7592 | 0.7903 | 0.7396 | 0.7488 | 0.7373 | 0.803 | 0.7846 | 0.7753 | 0.9046 | 1.0499 | 1.1341 | 1.1688 | 1.0961 | 1.2115 | 1.2991 | 1.3868 | 1.4399 | 1.4826 | 1.6435 | 1.8043 | 1.9652 | 2.1261 | 2.2869 | 2.3834 | 2.5186 | 2.6691 | 2.8259 | 2.9851 | 3.1453 | 3.3059 | 3.4667 | 3.6275 | 3.7884 | 3.9492 | 4.1101 | 4.271 | 4.4318 | 4.5927 | 4.7536 |  | 5.451% | Chemicals - 2012 B$
Washington | Petroleum Products - 2012 B$ | 1.2299 | 1.3314 | 1.2138 | 1.4803 | 1.3511 | 1.4549 | 0.6646 | 0.5919 | 0.653 | 0.6138 | 0.6888 | 0.7003 | 1.5426 | 1.8195 | 1.846 | 1.5933 | 1.8564 | 2.3652 | 2.1218 | 2.0745 | 2.2498 | 2.2395 | 2.176 | 2.2383 | 2.0872 | 2.221 | 2.3871 | 2.4183 | 2.4125 | 2.4471 | 2.521 | 2.5948 | 2.6687 | 2.7425 | 2.8163 | 2.8902 | 2.964 | 3.0379 | 3.1117 | 3.1855 | 3.2594 | 3.3332 | 3.4071 | 3.4809 | 3.5547 | 3.6286 | 3.7024 | 3.7763 | 3.8501 | 3.9239 | 3.9978 |  | 2.386% | Petroleum Products - 2012 B$
Washington | Rubber - 2012 B$ | 0.2227 | 0.2654 | 0.2792 | 0.3081 | 0.3911 | 0.3588 | 0.3634 | 0.4223 | 0.4084 | 0.4546 | 0.51 | 0.5769 | 0.6242 | 0.6369 | 0.66 | 0.6553 | 0.6426 | 0.7015 | 0.6773 | 0.7107 | 0.7788 | 0.818 | 0.8169 | 0.7292 | 0.6046 | 0.6542 | 0.7199 | 0.7303 | 0.728 | 0.7373 | 0.778 | 0.8188 | 0.8596 | 0.9003 | 0.9411 | 0.9819 | 1.0226 | 1.0634 | 1.1042 | 1.1449 | 1.1857 | 1.2265 | 1.2672 | 1.308 | 1.3488 | 1.3895 | 1.4303 | 1.471 | 1.5118 | 1.5526 | 1.5933 |  | 4.014% | Rubber - 2012 B$
Washington | Leather - 2012 B$ | 0.015 | 0.015 | 0.0162 | 0.0173 | 0.0196 | 0.0196 | 0.0185 | 0.0208 | 0.0208 | 0.0208 | 0.0208 | 0.0185 | 0.0196 | 0.0185 | 0.0081 | 0.0092 | 0.0081 | 0.0069 | 0.0069 | 0.0069 | 0.0081 | 0.0081 | 0.0092 | 0.0115 | 0.0092 | 0.0081 | 0.0104 | 0.0115 | 0.0104 | 0.0092 | 0.009 | 0.0088 | 0.0086 | 0.0084 | 0.0081 | 0.0079 | 0.0077 | 0.0075 | 0.0073 | 0.007 | 0.0068 | 0.0066 | 0.0064 | 0.0062 | 0.0059 | 0.0057 | 0.0055 | 0.0053 | 0.0051 | 0.0048 | 0.0046 |  | -2.336% | Leather - 2012 B$
Washington | Stone, Clay, etc. - 2012 B$ | 0.4442 | 0.4961 | 0.4927 | 0.6023 | 0.5988 | 0.5873 | 0.5896 | 0.6219 | 0.5619 | 0.6773 | 0.7084 | 0.6923 | 0.7684 | 0.7915 | 0.7915 | 0.7903 | 0.7661 | 0.8388 | 0.8549 | 0.9449 | 1.0292 | 1.073 | 1.1099 | 0.968 | 0.7799 | 0.8284 | 0.8642 | 0.8757 | 0.8549 | 0.8872 | 0.9483 | 1.0094 | 1.0705 | 1.1316 | 1.1927 | 1.2294 | 1.2807 | 1.3379 | 1.3974 | 1.4579 | 1.5187 | 1.5797 | 1.6408 | 1.7018 | 1.7629 | 1.824 | 1.8851 | 1.9462 | 2.0073 | 2.0684 | 2.1295 |  | 3.184% | Stone, Clay, etc. - 2012 B$
Washington | Aluminum - 2012 B$ | 0.3888 | 0.4661 | 0.4903 | 0.9322 | 0.8353 | 0.7292 | 0.6323 | 0.6196 | 0.4546 | 0.4892 | 0.6911 | 0.5953 | 0.5688 | 0.5953 | 0.5815 | 0.5169 | 0.4569 | 0.3611 | 0.2054 | 0.1892 | 0.1592 | 0.1385 | 0.1361 | 0.1408 | 0.1165 | 0.1385 | 0.1696 | 0.1904 | 0.1927 | 0.2031 | 0.1969 | 0.1906 | 0.1844 | 0.1782 | 0.172 | 0.1658 | 0.1596 | 0.1534 | 0.1472 | 0.141 | 0.1348 | 0.1286 | 0.1224 | 0.1161 | 0.1099 | 0.1037 | 0.0975 | 0.0913 | 0.0851 | 0.0789 | 0.0727 |  | -3.298% | Aluminum - 2012 B$
Washington | Other Primary Metals - 2012 B$ | 0.3577 | 0.428 | 0.4511 | 0.8561 | 0.7673 | 0.6692 | 0.5815 | 0.5688 | 0.4177 | 0.45 | 0.6346 | 0.5469 | 0.5215 | 0.5365 | 0.6669 | 0.563 | 0.5377 | 0.5123 | 0.6438 | 0.5965 | 0.6346 | 0.6969 | 0.7119 | 0.7315 | 0.6207 | 0.7015 | 0.8019 | 0.8561 | 0.8492 | 0.8838 | 0.8577 | 0.8316 | 0.8055 | 0.7794 | 0.7533 | 0.7272 | 0.7011 | 0.675 | 0.6489 | 0.6228 | 0.5967 | 0.5706 | 0.5445 | 0.5184 | 0.4923 | 0.4662 | 0.4401 | 0.414 | 0.3879 | 0.3618 | 0.3357 |  | -0.1269% | Other Primary Metals - 2012 B$
Washington | Fabricated Metals - 2012 B$ | 0.7223 | 0.7638 | 0.7811 | 0.8203 | 0.9242 | 0.9599 | 0.8746 | 0.8099 | 0.7823 | 0.953 | 1.3211 | 1.1376 | 1.4387 | 1.4376 | 1.4018 | 1.4514 | 1.4318 | 1.5045 | 1.4445 | 1.4618 | 1.6083 | 1.7641 | 1.9187 | 1.9337 | 1.4987 | 1.568 | 1.7445 | 1.9152 | 1.9072 | 1.906 | 1.8677 | 1.8294 | 1.7911 | 1.7528 | 1.7145 | 1.6763 | 1.638 | 1.5997 | 1.5614 | 1.5231 | 1.4848 | 1.4465 | 1.4082 | 1.3699 | 1.3316 | 1.2933 | 1.255 | 1.2167 | 1.1784 | 1.1401 | 1.1018 |  | 0.8481% | Fabricated Metals - 2012 B$
Washington | Machines & Computer - 2012 B$ | 1.8276 | 2.0572 | 1.9902 | 2.1506 | 2.2418 | 2.3537 | 2.311 | 2.2579 | 2.4887 | 2.3987 | 2.6202 | 3.1025 | 1.2218 | 1.1676 | 1.2011 | 1.3014 | 1.2265 | 1.2726 | 1.1907 | 1.2841 | 1.4918 | 1.6949 | 1.7826 | 1.7226 | 1.3141 | 1.4791 | 1.7226 | 1.763 | 1.7849 | 1.8899 | 1.8743 | 1.8588 | 1.8432 | 1.8277 | 1.8121 | 1.7966 | 1.781 | 1.7655 | 1.7499 | 1.7344 | 1.7188 | 1.7033 | 1.6877 | 1.6722 | 1.6566 | 1.6411 | 1.6255 | 1.61 | 1.5944 | 1.5789 | 1.5633 |  | -0.3119% | Machines & Computer - 2012 B$
Washington | Electric Equipment - 2012 B$ | 0.7869 | 0.5573 | 0.6761 | 0.9622 | 1.1076 | 1.1065 | 1.0822 | 0.8988 | 0.7696 | 0.7488 | 0.9403 | 0.8584 | 0.2838 | 0.2942 | 0.2884 | 0.3057 | 0.2838 | 0.2596 | 0.2561 | 0.2734 | 0.2861 | 0.3161 | 0.3334 | 0.3404 | 0.2757 | 0.2838 | 0.2942 | 0.2931 | 0.2919 | 0.2907 | 0.2936 | 0.2965 | 0.2993 | 0.3022 | 0.305 | 0.3079 | 0.3107 | 0.3136 | 0.3165 | 0.3193 | 0.3222 | 0.325 | 0.3279 | 0.3307 | 0.3336 | 0.3365 | 0.3393 | 0.3422 | 0.345 | 0.3479 | 0.3507 |  | -1.603% | Electric Equipment - 2012 B$
Washington | Transport Equipment - 2012 B$ | 12.4549 | 14.5224 | 15.2066 | 15.5446 | 16.913 | 17.8441 | 18.1948 | 18.7383 | 18.0218 | 17.1922 | 13.1448 | 15.7246 | 15.8458 | 17.5095 | 16.44 | 14.0528 | 14.3217 | 13.5452 | 11.3484 | 10.6088 | 12.2403 | 11.653 | 14.1636 | 14.1036 | 12.8333 | 12.2299 | 13.5775 | 15.0093 | 14.7047 | 14.2132 | 14.4364 | 14.6595 | 14.8827 | 15.1059 | 15.3291 | 15.5522 | 15.7754 | 15.9986 | 16.2217 | 16.4449 | 16.6681 | 16.8913 | 17.1144 | 17.3376 | 17.5608 | 17.7839 | 18.0071 | 18.2303 | 18.4534 | 18.6766 | 18.8998 |  | 0.8376% | Transport Equipment - 2012 B$
Washington | Other Manufacturing - 2012 B$ | 0.3427 | 0.1938 | 0.315 | 0.3473 | 0.3865 | 0.4211 | 0.398 | 0.4327 | 0.5192 | 0.5861 | 0.6692 | 0.7592 | 0.7534 | 0.7949 | 0.8192 | 0.8653 | 0.8688 | 0.9334 | 0.9126 | 0.923 | 1.043 | 1.0753 | 1.0176 | 1.0211 | 1.0107 | 1.0384 | 1.088 | 1.2645 | 1.2299 | 1.178 | 1.2526 | 1.3272 | 1.4018 | 1.4764 | 1.551 | 1.5958 | 1.6585 | 1.7283 | 1.801 | 1.8749 | 1.9492 | 2.0237 | 2.0982 | 2.1728 | 2.2474 | 2.322 | 2.3966 | 2.4712 | 2.5458 | 2.6205 | 2.6951 |  | 4.211% | Other Manufacturing - 2012 B$
GO | Agriculture - 2012 B$ | 4.2932 | 4.8608 | 4.8504 | 5.0027 | 5.5023 | 5.6581 | 5.4896 | 5.9638 | 5.7192 | 5.9407 | 5.5704 | 6.5268 | 4.1535 | 4.1697 | 4.8031 | 4.6093 | 4.1639 | 4.0497 | 4.2032 | 4.0105 | 4.5124 | 4.4074 | 3.9978 | 4.4201 | 4.4535 | 4.382 | 4.0693 | 3.7705 | 4.0716 | 5.5668 | 5.7995 | 5.9025 | 6.0028 | 6.1057 | 6.2084 | 6.3556 | 6.4662 | 6.5743 | 6.6849 | 6.7929 | 6.9566 | 7.0647 | 7.17 | 7.2779 | 7.3831 | 7.542 | 7.6553 | 7.7712 | 7.8871 | 8.0002 | 8.1758 |  | 1.297% | Agriculture - 2012 B$
Washington Households (Millions) |  |  | 1986 | 1987 | 1988 | 1989 | 1990 | 1991 | 1992 | 1993 | 1994 | 1995 | 1996 | 1997 | 1998 | 1999 | 2000 | 2001 | 2002 | 2003 | 2004 | 2005 | 2006 | 2007 | 2008 | 2009 | 2010 | 2011 | 2012 | 2013 | 2014 | 2015 | 2016 | 2017 | 2018 | 2019 | 2020 | 2021 | 2022 | 2023 | 2024 | 2025 | 2026 | 2027 | 2028 | 2029 | 2030 | 2031 | 2032 | 2033 | 2034 | 2035
HHS | Total |  | 1.8498 | 1.8909 | 1.9372 | 1.9883 | 2.042 | 2.0814 | 2.1287 | 2.1775 | 2.2294 | 2.2756 | 2.3225 | 2.3696 | 2.4198 | 2.4661 | 2.5067 | 2.5464 | 2.5874 | 2.6324 | 2.6803 | 2.7328 | 2.783 | 2.8271 | 2.8568 | 2.8746 | 2.8944 | 2.9153 | 2.9422 | 2.9746 | 3.0127 | 3.0604 | 3.1106 | 3.1585 | 3.2043 | 3.2485 | 3.2903 | 3.3291 | 3.3666 | 3.4038 | 3.441 | 3.4786 | 3.5168 | 3.5547 | 3.5923 | 3.6302 | 3.6686 | 3.707 | 3.7443 | 3.7813 | 3.8183 | 3.8553
HHS | Single Family |  | 1.3644 | 1.3853 | 1.4073 | 1.434 | 1.4635 | 1.4888 | 1.5216 | 1.5552 | 1.5896 | 1.6179 | 1.6466 | 1.6754 | 1.7051 | 1.7332 | 1.7586 | 1.7846 | 1.8147 | 1.849 | 1.8853 | 1.9256 | 1.9625 | 1.9929 | 2.0117 | 2.0251 | 2.04 | 2.0538 | 2.0707 | 2.089 | 2.1132 | 2.1441 | 2.1772 | 2.2082 | 2.237 | 2.2645 | 2.2907 | 2.3152 | 2.3387 | 2.3619 | 2.3844 | 2.4068 | 2.4291 | 2.4509 | 2.4721 | 2.4933 | 2.5147 | 2.536 | 2.5564 | 2.5767 | 2.597 | 2.6173
HHS | Multi Family |  | 0.3476 | 0.3639 | 0.3841 | 0.404 | 0.4226 | 0.4314 | 0.4399 | 0.4483 | 0.4584 | 0.469 | 0.481 | 0.4929 | 0.5065 | 0.5193 | 0.5307 | 0.5414 | 0.5494 | 0.5573 | 0.5661 | 0.5757 | 0.5862 | 0.5978 | 0.6071 | 0.6107 | 0.6149 | 0.6214 | 0.6309 | 0.644 | 0.6569 | 0.673 | 0.6894 | 0.7055 | 0.7216 | 0.7376 | 0.7523 | 0.7658 | 0.779 | 0.7923 | 0.8061 | 0.8205 | 0.8357 | 0.851 | 0.8665 | 0.8825 | 0.8987 | 0.915 | 0.9311 | 0.947 | 0.9629 | 0.9787
HHS | Other Family |  | 0.1378 | 0.1417 | 0.1459 | 0.1502 | 0.1559 | 0.1612 | 0.1672 | 0.1741 | 0.1814 | 0.1886 | 0.1949 | 0.2013 | 0.2082 | 0.2135 | 0.2174 | 0.2204 | 0.2233 | 0.2262 | 0.2289 | 0.2316 | 0.2342 | 0.2363 | 0.2379 | 0.2388 | 0.2395 | 0.24 | 0.2406 | 0.2416 | 0.2425 | 0.2433 | 0.2441 | 0.2448 | 0.2456 | 0.2465 | 0.2473 | 0.2481 | 0.2488 | 0.2496 | 0.2504 | 0.2512 | 0.252 | 0.2528 | 0.2536 | 0.2544 | 0.2552 | 0.256 | 0.2568 | 0.2576 | 0.2584 | 0.2592
Washington People per Household (People/Household) |  |  | 1986 | 1987 | 1988 | 1989 | 1990 | 1991 | 1992 | 1993 | 1994 | 1995 | 1996 | 1997 | 1998 | 1999 | 2000 | 2001 | 2002 | 2003 | 2004 | 2005 | 2006 | 2007 | 2008 | 2009 | 2010 | 2011 | 2012 | 2013 | 2014 | 2015 | 2016 | 2017 | 2018 | 2019 | 2020 | 2021 | 2022 | 2023 | 2024 | 2025 | 2026 | 2027 | 2028 | 2029 | 2030 | 2031 | 2032 | 2033 | 2034 | 2035
HSize | Total |  | 1.4521 | 1.4318 | 1.4185 | 1.4086 | 1.4048 | 1.4106 | 1.4095 | 1.4087 | 1.4037 | 1.4028 | 1.4009 | 1.3967 | 1.3874 | 1.378 | 1.3703 | 1.3643 | 1.3593 | 1.3483 | 1.3343 | 1.3251 | 1.3213 | 1.3186 | 1.3208 | 1.326 | 1.3272 | 1.328 | 1.3267 | 1.3225 | 1.3167 | 1.3079 | 1.2989 | 1.2912 | 1.2847 | 1.2788 | 1.2741 | 1.2703 | 1.2668 | 1.2632 | 1.2596 | 1.2556 | 1.2513 | 1.247 | 1.2428 | 1.2384 | 1.2339 | 1.2295 | 1.2254 | 1.2214 | 1.2175 | 1.2135
HSize | Single Family |  | 1.4592 | 1.4388 | 1.425 | 1.4156 | 1.4134 | 1.4199 | 1.4182 | 1.4169 | 1.412 | 1.4126 | 1.4125 | 1.4097 | 1.4005 | 1.3915 | 1.3842 | 1.379 | 1.3742 | 1.3635 | 1.3491 | 1.3399 | 1.336 | 1.332 | 1.3328 | 1.3358 | 1.3355 | 1.3357 | 1.3344 | 1.3322 | 1.3271 | 1.3193 | 1.3108 | 1.304 | 1.2988 | 1.2942 | 1.2902 | 1.2877 | 1.2856 | 1.2835 | 1.2815 | 1.2794 | 1.2772 | 1.275 | 1.2732 | 1.2712 | 1.2691 | 1.267 | 1.2654 | 1.2637 | 1.262 | 1.2602
HSize | Multi Family |  | 1.4259 | 1.4067 | 1.3973 | 1.3863 | 1.3781 | 1.381 | 1.3819 | 1.3823 | 1.3767 | 1.37 | 1.3624 | 1.3544 | 1.3455 | 1.3355 | 1.3268 | 1.3193 | 1.3136 | 1.3019 | 1.2888 | 1.2788 | 1.2751 | 1.2726 | 1.2753 | 1.2839 | 1.2869 | 1.2861 | 1.2801 | 1.267 | 1.2555 | 1.2401 | 1.2254 | 1.2122 | 1.1997 | 1.1879 | 1.1791 | 1.1685 | 1.1584 | 1.1484 | 1.1376 | 1.1263 | 1.1142 | 1.1022 | 1.0902 | 1.078 | 1.0659 | 1.054 | 1.0427 | 1.032 | 1.0216 | 1.0115
HSize | Other Family |  | 1.4484 | 1.4276 | 1.4112 | 1.4017 | 1.3967 | 1.4039 | 1.4033 | 1.4028 | 1.3991 | 1.3994 | 1.3974 | 1.3925 | 1.3819 | 1.3718 | 1.3636 | 1.3558 | 1.3498 | 1.3387 | 1.3251 | 1.3166 | 1.3139 | 1.322 | 1.3354 | 1.3505 | 1.3604 | 1.3712 | 1.3824 | 1.3871 | 1.3919 | 1.3951 | 1.4004 | 1.4026 | 1.4062 | 1.4093 | 1.414 | 1.4218 | 1.4293 | 1.4365 | 1.4433 | 1.4498 | 1.4561 | 1.4621 | 1.4679 | 1.4736 | 1.4792 | 1.4846 | 1.4899 | 1.4951 | 1.5002 | 1.5051
4 States Values |  | 1985 | 1986 | 1987 | 1988 | 1989 | 1990 | 1991 | 1992 | 1993 | 1994 | 1995 | 1996 | 1997 | 1998 | 1999 | 2000 | 2001 | 2002 | 2003 | 2004 | 2005 | 2006 | 2007 | 2008 | 2009 | 2010 | 2011 | 2012 | 2013 | 2014 | 2015 | 2016 | 2017 | 2018 | 2019 | 2020 | 2021 | 2022 | 2023 | 2024 | 2025 | 2026 | 2027 | 2028 | 2029 | 2030 | 2031 | 2032 | 2033 | 2034 | 2035
4 States | Single Family - Million Sq Ft | 5590.8756 | 5651.8615 | 5718.2151 | 5789.9066 | 5878.4858 | 5979.1127 | 6073.7381 | 6198.307 | 6330.8584 | 6471.0863 | 6592.9553 | 6721.0842 | 6848.0107 | 6984.5871 | 7114.897 | 7235.0959 | 7361.5825 | 7505.2872 | 7669.6754 | 7852.8847 | 8062.8945 | 8241.0567 | 8379.3839 | 8462.0913 | 8520.0724 | 8579.9199 | 8636.1087 | 8707.031 | 8785.2529 | 8879.8995 | 9005.2241 | 9139.7943 | 9268.7866 | 9389.8554 | 9507.9684 | 9620.3311 | 9730.9155 | 9836.7637 | 9942.4432 | 10046.3581 | 10151.6788 | 10259.3367 | 10363.998 | 10468.3798 | 10570.7865 | 10673.9818 | 10777.7425 | 10877.4364 | 10976.59 | 11078.9244 | 11178.9514
4 States | Multi Family - Million Sq Ft | 397.505 | 411.7377 | 426.4596 | 444.5963 | 467.307 | 488.4235 | 498.7659 | 509.2849 | 520.7486 | 536.4237 | 553.8171 | 573.7575 | 592.8155 | 611.4107 | 628.6608 | 642.6176 | 656.6325 | 669.2396 | 682.6784 | 697.0705 | 711.476 | 727.0708 | 742.2961 | 753.8583 | 758.9457 | 764.2055 | 773.0135 | 786.5263 | 804.8637 | 823.8082 | 848.0361 | 872.6093 | 896.0335 | 920.3464 | 944.4555 | 967.0264 | 988.0903 | 1009.3008 | 1029.9381 | 1050.8878 | 1072.2398 | 1094.1546 | 1117.1562 | 1138.9119 | 1160.1392 | 1181.8997 | 1203.498 | 1224.7386 | 1245.2677 | 1265.8841 | 1286.4855
4 States | Other Family - Million Sq Ft | 369.4488 | 378.9499 | 388.1123 | 398.9172 | 411.1565 | 426.1519 | 441.5128 | 459.9507 | 483.9487 | 512.7796 | 541.3708 | 566.7845 | 592.885 | 620.8801 | 644.2521 | 659.9364 | 671.969 | 684.8604 | 696.8924 | 708.6969 | 720.8699 | 731.1845 | 739.5157 | 745.2694 | 748.8512 | 751.7544 | 754.2965 | 756.7698 | 760.0157 | 763.0123 | 765.4691 | 768.4351 | 770.8245 | 773.653 | 776.4766 | 779.1112 | 782.0014 | 784.5178 | 787.3447 | 789.8129 | 792.9035 | 795.4359 | 798.1859 | 800.717 | 803.7169 | 806.2622 | 809.0071 | 811.6272 | 814.5517 | 817.0823 | 819.8387
4 States | Large Office - Million Sq Ft | 189.911 | 183.934 | 177.957 | 180.381 | 183.656 | 187.553 | 190.26 | 192.402 | 194.341 | 197.417 | 201.212 | 205.612 | 210.35 | 217.147 | 225.245 | 233.866 | 239.669 | 243.704 | 247.431 | 251.782 | 254.7 | 260.48 | 264.646 | 268.972 | 272.972 | 276.905 | 281.03 | 283.825 | 288.761 | 297.665 | 305.491 | 313.385 | 319.382 | 325.314 | 332.263 | 338.969 | 344.419 | 351.421 | 357.531 | 363.456 | 370.136 | 376.826 | 384.144 | 392.164 | 399.505 | 407.524 | 415.383 | 423.107 | 430.356 | 437.526 | 445.049
4 States | Medium Office - Million Sq Ft | 49.259 | 64.718 | 80.177 | 81.269 | 82.744 | 84.5 | 85.72 | 86.684 | 87.559 | 88.944 | 90.654 | 92.638 | 94.772 | 97.834 | 101.483 | 105.368 | 107.981 | 109.799 | 111.478 | 113.438 | 115.995 | 120.433 | 123.832 | 127.389 | 130.688 | 133.968 | 137.409 | 140.92 | 144.888 | 151.831 | 158.054 | 164.642 | 169.405 | 174.222 | 179.949 | 185.434 | 189.562 | 195.408 | 200.504 | 205.342 | 210.925 | 216.508 | 222.493 | 228.918 | 234.961 | 241.708 | 248.104 | 254.662 | 260.43 | 266.219 | 272.482
4 States | Small Office - Million Sq Ft | 89.857 | 91.968 | 94.079 | 95.36 | 97.089 | 99.15 | 100.582 | 101.712 | 102.738 | 104.365 | 106.372 | 108.698 | 111.202 | 114.795 | 119.076 | 123.634 | 126.702 | 128.835 | 130.805 | 133.105 | 133.771 | 134.92 | 135.804 | 136.731 | 137.59 | 138.446 | 139.343 | 140.203 | 141.244 | 143.064 | 144.699 | 146.432 | 147.687 | 148.965 | 150.471 | 151.924 | 153.012 | 154.55 | 155.895 | 157.17 | 158.633 | 160.098 | 161.671 | 163.362 | 164.947 | 166.723 | 168.399 | 170.106 | 171.624 | 173.151 | 174.792
4 States | Big Box-Retail - Million Sq Ft | 19.572 | 52.213 | 84.853 | 86.695 | 88.325 | 89.633 | 90.633 | 91.936 | 93.863 | 96.419 | 98.733 | 100.012 | 101.61 | 103.823 | 106.607 | 109.052 | 111.203 | 112.972 | 114.688 | 116.491 | 119.567 | 123.583 | 126.935 | 130.067 | 133.105 | 136.278 | 139.608 | 145.476 | 147.136 | 148.781 | 149.706 | 151.585 | 153.13 | 154.069 | 155.026 | 155.916 | 156.679 | 157.437 | 158.174 | 159.104 | 160.183 | 161.329 | 163.005 | 164.902 | 166.59 | 168.251 | 169.852 | 171.21 | 172.588 | 173.889 | 175.298
4 States | Small Box-Retail - Million Sq Ft | 177.439 | 167.08 | 156.723 | 160.124 | 163.136 | 165.551 | 167.399 | 169.802 | 173.363 | 178.085 | 182.36 | 184.722 | 187.671 | 191.762 | 196.902 | 201.416 | 205.39 | 208.659 | 211.826 | 215.156 | 216.386 | 218.008 | 219.357 | 220.611 | 221.833 | 223.107 | 224.444 | 227.169 | 227.822 | 228.459 | 228.833 | 229.592 | 230.218 | 230.604 | 231.001 | 231.364 | 231.673 | 231.979 | 232.275 | 232.657 | 233.106 | 233.581 | 234.263 | 235.032 | 235.719 | 236.397 | 237.051 | 237.606 | 238.169 | 238.7 | 239.274
4 States | High End-Retail - Million Sq Ft | 44.359 | 41.771 | 39.181 | 40.031 | 40.784 | 41.387 | 41.849 | 42.45 | 43.341 | 44.521 | 45.59 | 46.181 | 46.918 | 47.94 | 49.225 | 50.354 | 51.347 | 52.164 | 52.956 | 53.789 | 58.287 | 64.363 | 69.374 | 74.025 | 78.549 | 83.272 | 88.229 | 97.66 | 100.112 | 102.475 | 103.924 | 106.897 | 109.319 | 110.831 | 112.383 | 113.805 | 115.005 | 116.172 | 117.304 | 118.78 | 120.532 | 122.385 | 125.014 | 128 | 130.652 | 133.287 | 135.818 | 138.004 | 140.211 | 142.28 | 144.514
4 States | Anchor-Retail - Million Sq Ft | 98.396 | 87.021 | 75.646 | 77.288 | 78.741 | 79.908 | 80.8 | 81.96 | 83.679 | 85.958 | 88.022 | 89.162 | 90.585 | 92.559 | 95.041 | 97.219 | 99.136 | 100.715 | 102.244 | 103.85 | 105.267 | 107.172 | 108.743 | 110.196 | 111.612 | 113.089 | 114.638 | 117.574 | 118.334 | 119.058 | 119.516 | 120.46 | 121.229 | 121.711 | 122.205 | 122.657 | 123.032 | 123.395 | 123.748 | 124.22 | 124.785 | 125.384 | 126.223 | 127.173 | 128.02 | 128.862 | 129.672 | 130.374 | 131.081 | 131.745 | 132.465
4 States | K-12 - Million Sq Ft | 154.927 | 157.295 | 159.664 | 161.832 | 164.719 | 168.542 | 172.501 | 177.108 | 181.011 | 184.947 | 189.976 | 193.525 | 197.818 | 201.621 | 206.204 | 210.344 | 215.113 | 221.012 | 227.568 | 231.944 | 237.203 | 242.131 | 247.636 | 253.568 | 259.224 | 264.691 | 270.012 | 271.573 | 272.117 | 272.636 | 273.148 | 273.652 | 274.765 | 275.724 | 276.45 | 277.204 | 278.065 | 279.065 | 280.576 | 282.455 | 284.109 | 285.792 | 287.596 | 289.468 | 291.224 | 293.029 | 294.657 | 296.487 | 298.129 | 299.92 | 301.617
4 States | University - Million Sq Ft | 77.102 | 78.322 | 79.542 | 80.659 | 82.146 | 84.116 | 86.155 | 88.528 | 90.538 | 92.566 | 95.157 | 96.986 | 99.198 | 101.156 | 103.517 | 105.65 | 108.106 | 110.929 | 114.258 | 116.014 | 118.338 | 120.462 | 122.831 | 125.381 | 127.781 | 130.111 | 132.399 | 133.958 | 134.876 | 135.665 | 136.314 | 136.603 | 136.909 | 137.499 | 138.339 | 139.014 | 139.759 | 140.41 | 141.391 | 142.581 | 143.768 | 145.071 | 146.402 | 147.833 | 149.281 | 150.583 | 151.769 | 153.122 | 154.356 | 155.62 | 156.932
4 States | Warehouse - Million Sq Ft | 170.346 | 178.186 | 186.027 | 192.247 | 198.613 | 205.246 | 210.847 | 216.132 | 220.63 | 226.808 | 236.702 | 247.982 | 259.431 | 271.447 | 282.545 | 292.174 | 302.703 | 308.651 | 315.56 | 321.785 | 331.044 | 339.619 | 347.724 | 355.433 | 362.901 | 370.74 | 379.062 | 379.075 | 386.148 | 393.287 | 401.449 | 409.269 | 417.065 | 423.042 | 427.93 | 431.643 | 434.858 | 439.038 | 443.797 | 448.838 | 453.764 | 458.777 | 463.442 | 467.441 | 471.592 | 475.736 | 480.345 | 484.789 | 489.022 | 493.318 | 497.119
4 States | Supermarket - Million Sq Ft | 45.303 | 41.686 | 38.069 | 38.982 | 39.794 | 40.464 | 40.925 | 41.713 | 42.767 | 44.123 | 45.298 | 46.048 | 46.93 | 48.216 | 49.855 | 51.236 | 52.383 | 53.035 | 53.685 | 54.368 | 54.882 | 55.39 | 55.918 | 56.504 | 57.013 | 57.536 | 58.085 | 60.675 | 61.601 | 62.521 | 62.833 | 63.233 | 63.588 | 63.899 | 64.207 | 64.513 | 64.813 | 65.111 | 65.402 | 65.69 | 65.975 | 66.255 | 66.533 | 66.808 | 67.069 | 67.344 | 67.617 | 67.887 | 68.156 | 68.423 | 68.689
4 States | MiniMart - Million Sq Ft | 5.438 | 10.421 | 15.405 | 15.775 | 16.103 | 16.375 | 16.56 | 16.879 | 17.306 | 17.853 | 18.33 | 18.634 | 18.991 | 19.51 | 20.173 | 20.732 | 21.196 | 21.461 | 21.724 | 22.001 | 22.513 | 23.023 | 23.55 | 24.135 | 24.646 | 25.168 | 25.716 | 25.716 | 25.884 | 26.109 | 26.267 | 26.472 | 26.664 | 26.763 | 26.866 | 26.956 | 27.025 | 27.083 | 27.139 | 27.215 | 27.31 | 27.417 | 27.572 | 27.735 | 27.884 | 28.042 | 28.187 | 28.309 | 28.433 | 28.552 | 28.676
4 States | Restaurant - Million Sq Ft | 35.746 | 36.096 | 36.445 | 36.765 | 37.203 | 37.629 | 38.117 | 38.512 | 38.942 | 39.444 | 39.974 | 40.435 | 41.161 | 41.753 | 42.385 | 43.03 | 43.465 | 44.812 | 46.157 | 47.568 | 57.787 | 71.407 | 82.692 | 93.181 | 103.382 | 114.028 | 125.2 | 125.219 | 126.129 | 127.444 | 128.135 | 128.638 | 129.148 | 129.635 | 130.119 | 130.603 | 131.082 | 131.559 | 132.032 | 132.503 | 132.971 | 133.441 | 134.066 | 134.772 | 135.465 | 136.182 | 136.934 | 137.616 | 138.3 | 138.922 | 139.609
4 States | Lodging - Million Sq Ft | 115.54 | 116.814 | 118.089 | 121.391 | 123.683 | 125.88 | 127.367 | 128.315 | 129.733 | 131.302 | 133.709 | 136.555 | 141.405 | 145.915 | 149.346 | 152.848 | 155.018 | 156.101 | 157.799 | 159.736 | 162.166 | 165.391 | 168.523 | 171.161 | 173.546 | 176.256 | 179.102 | 180.146 | 182.346 | 185.369 | 186.938 | 188.075 | 189.187 | 189.997 | 190.834 | 191.52 | 192.174 | 192.814 | 193.448 | 194.125 | 194.846 | 195.672 | 197.11 | 198.799 | 200.516 | 202.264 | 204.113 | 205.692 | 207.218 | 208.646 | 210.178
4 States | Hospital - Million Sq Ft | 38.939 | 39.722 | 40.505 | 41.292 | 42.36 | 43.197 | 43.896 | 45.144 | 46.134 | 47.102 | 48.027 | 48.834 | 50.061 | 51.469 | 53.664 | 55.649 | 57.282 | 58.348 | 59.417 | 60.577 | 68.427 | 73.103 | 77.679 | 82.332 | 87.278 | 92.557 | 97.919 | 98.691 | 100.236 | 103.206 | 106.338 | 110.678 | 114.419 | 117.769 | 120.54 | 122.497 | 124.198 | 125.769 | 127.137 | 128.508 | 129.968 | 131.719 | 133.806 | 136.204 | 138.353 | 140.413 | 142.43 | 144.289 | 146.025 | 147.625 | 149.243
4 States | OtherHealth - Million Sq Ft | 84.526 | 86.191 | 87.856 | 89.552 | 91.79 | 93.544 | 95.022 | 97.615 | 99.754 | 101.784 | 103.708 | 105.427 | 108.014 | 110.921 | 115.425 | 119.526 | 122.941 | 126.258 | 129.603 | 133.057 | 140.907 | 145.582 | 150.16 | 154.811 | 159.76 | 165.037 | 170.399 | 171.826 | 173.071 | 175.738 | 178.798 | 183.417 | 187.607 | 191.293 | 194.419 | 196.784 | 198.976 | 201.01 | 202.875 | 204.832 | 206.905 | 209.273 | 212.153 | 215.307 | 218.131 | 221.019 | 223.827 | 226.404 | 228.921 | 231.333 | 233.711
4 States | Assembly - Million Sq Ft | 123.494 | 125.574 | 127.654 | 130.095 | 131.743 | 134.075 | 137.008 | 139.652 | 142.492 | 144.998 | 148.495 | 153.27 | 158.418 | 164.679 | 171.621 | 178.44 | 183.804 | 188.541 | 192.707 | 198.425 | 201.814 | 206.071 | 210.333 | 214.343 | 218.617 | 223.011 | 227.223 | 229.473 | 236.847 | 245.821 | 250.185 | 253.472 | 256.734 | 259.048 | 261.73 | 264.15 | 266.44 | 267.976 | 269.639 | 272.125 | 275.52 | 279.391 | 283.99 | 290.099 | 296.813 | 303.936 | 311.038 | 317.699 | 324.269 | 330.811 | 336.99
4 States | Other - Million Sq Ft | 239.726 | 243.762 | 247.799 | 252.938 | 256.353 | 261.045 | 266.881 | 272.229 | 278.175 | 283.334 | 290.326 | 299.989 | 310.351 | 323.048 | 337.077 | 351.015 | 361.903 | 369.205 | 378.811 | 387.67 | 391.367 | 395.467 | 399.86 | 404.564 | 409.107 | 413.561 | 417.86 | 424.45 | 431.518 | 439.289 | 448.864 | 462.222 | 473.231 | 483.589 | 493.408 | 501.024 | 509.384 | 517.578 | 526.531 | 536.182 | 545.595 | 556.104 | 567.226 | 578.647 | 589.293 | 600.66 | 611.008 | 621.672 | 631.951 | 641.571 | 651.017
4 States | Food & Tobacco - 2012 B$ | 4.8539 | 4.8723 | 5.2139 | 5.5024 | 5.5265 | 5.1123 | 5.478 | 5.62 | 5.8357 | 6.3203 | 6.7795 | 6.6041 | 6.7842 | 6.9583 | 7.1326 | 7.2733 | 6.9237 | 6.8718 | 6.8418 | 6.8649 | 7.2018 | 7.4418 | 7.7487 | 7.7695 | 7.7036 | 7.7948 | 8.216 | 8.4802 | 8.7006 | 8.7132 | 9.0373 | 9.3613 | 9.6853 | 10.0094 | 10.3335 | 10.6574 | 10.9815 | 11.3056 | 11.6296 | 11.9536 | 12.2777 | 12.6017 | 12.9258 | 13.2497 | 13.5739 | 13.8979 | 14.2219 | 14.546 | 14.87 | 15.194 | 15.5182
4 States | Textiles - 2012 B$ | 0.1142 | 0.1142 | 0.1315 | 0.1512 | 0.1662 | 0.1869 | 0.1881 | 0.1881 | 0.1904 | 0.1836 | 0.1696 | 0.1788 | 0.2504 | 0.2342 | 0.2746 | 0.2953 | 0.2976 | 0.2296 | 0.2435 | 0.2261 | 0.2688 | 0.3138 | 0.3276 | 0.3011 | 0.2907 | 0.3231 | 0.3588 | 0.4062 | 0.4223 | 0.4372 | 0.4402 | 0.4432 | 0.4463 | 0.4492 | 0.4521 | 0.4551 | 0.458 | 0.461 | 0.4639 | 0.4671 | 0.4699 | 0.4729 | 0.4758 | 0.4788 | 0.4817 | 0.4847 | 0.4879 | 0.4907 | 0.4937 | 0.4966 | 0.4996
4 States | Apparel - 2012 B$ | 0.3555 | 0.3554 | 0.3381 | 0.3692 | 0.4073 | 0.361 | 0.3531 | 0.405 | 0.495 | 0.4927 | 0.4545 | 0.4303 | 0.255 | 0.2353 | 0.2158 | 0.2099 | 0.2054 | 0.2054 | 0.18 | 0.1973 | 0.2307 | 0.2214 | 0.1869 | 0.1546 | 0.1246 | 0.1258 | 0.1316 | 0.1293 | 0.1292 | 0.1269 | 0.1258 | 0.1246 | 0.1237 | 0.1225 | 0.1214 | 0.1203 | 0.1192 | 0.1182 | 0.117 | 0.116 | 0.1148 | 0.1137 | 0.1127 | 0.1116 | 0.1104 | 0.1094 | 0.1082 | 0.1072 | 0.1061 | 0.1049 | 0.1038
4 States | Lumber - 2012 B$ | 10.7416 | 11.6196 | 12.7491 | 12.3742 | 13.1437 | 10.4669 | 9.1297 | 9.77 | 10.8869 | 9.9731 | 10.0136 | 8.5401 | 5.3247 | 5.1769 | 5.1482 | 5.3868 | 5.1169 | 5.133 | 5.0869 | 5.1896 | 5.7319 | 5.8588 | 5.3926 | 4.652 | 3.602 | 3.9575 | 4.0994 | 4.1928 | 4.5678 | 5.327 | 5.215 | 5.1031 | 4.9911 | 4.8792 | 4.7673 | 4.6554 | 4.5436 | 4.4316 | 4.3197 | 4.2078 | 4.0959 | 3.9838 | 3.872 | 3.7601 | 3.6482 | 3.5363 | 3.4243 | 3.3125 | 3.2006 | 3.0886 | 2.9768
4 States | Furniture - 2012 B$ | 0.3265 | 0.3 | 0.3196 | 0.3795 | 0.4442 | 0.4892 | 0.4188 | 0.4281 | 0.4453 | 0.4812 | 0.4949 | 0.5089 | 0.8838 | 0.9403 | 1.02 | 1.0915 | 1.1388 | 1.2288 | 1.2242 | 1.3118 | 1.4052 | 1.523 | 1.5714 | 1.2795 | 0.9045 | 0.8376 | 0.8734 | 0.8942 | 0.8469 | 0.8329 | 0.8791 | 0.9249 | 0.9709 | 1.0167 | 1.0627 | 1.1085 | 1.1545 | 1.2006 | 1.2465 | 1.2924 | 1.3383 | 1.3842 | 1.4301 | 1.476 | 1.522 | 1.568 | 1.6139 | 1.6598 | 1.7057 | 1.7516 | 1.7975
4 States | Paper - 2012 B$ | 3.1047 | 3.4348 | 3.9413 | 4.5955 | 4.5701 | 3.9792 | 3.6044 | 3.2283 | 3.4302 | 3.7059 | 4.1477 | 3.4279 | 3.5606 | 3.5109 | 3.6978 | 3.5629 | 3.5352 | 3.6482 | 3.5883 | 3.5743 | 3.6216 | 3.6494 | 3.5305 | 3.3805 | 3.1867 | 3.0494 | 2.979 | 2.7737 | 2.6571 | 2.6513 | 2.7591 | 2.8669 | 2.9746 | 3.0823 | 3.1901 | 3.2978 | 3.4055 | 3.5132 | 3.6211 | 3.7288 | 3.8365 | 3.9442 | 4.052 | 4.1597 | 4.2674 | 4.3752 | 4.4829 | 4.5907 | 4.6984 | 4.8061 | 4.9138
4 States | Printing - 2012 B$ | 2.1218 | 2.3017 | 2.3063 | 2.3513 | 2.6144 | 2.6572 | 2.7887 | 2.7367 | 2.8809 | 2.8797 | 2.8152 | 2.9491 | 1.1976 | 1.1918 | 1.1631 | 1.1734 | 1.1168 | 1.0545 | 0.9714 | 0.945 | 0.9494 | 0.968 | 0.9473 | 0.8597 | 0.7152 | 0.728 | 0.7119 | 0.6715 | 0.6392 | 0.6289 | 0.6372 | 0.6458 | 0.6543 | 0.6629 | 0.6714 | 0.68 | 0.6884 | 0.6969 | 0.7055 | 0.7139 | 0.7225 | 0.731 | 0.7395 | 0.748 | 0.7566 | 0.7651 | 0.7736 | 0.7822 | 0.7905 | 0.7991 | 0.8076
4 States | Chemicals - 2012 B$ | 0.5561 | 0.9692 | 0.9011 | 0.9357 | 1.1711 | 1.3302 | 0.5388 | 0.7477 | 0.9681 | 1.0603 | 0.7096 | 0.9081 | 1.5738 | 1.6383 | 1.5957 | 1.6914 | 1.4976 | 1.5483 | 1.6049 | 1.5922 | 1.7665 | 1.9787 | 2.1206 | 2.1046 | 1.9557 | 2.13 | 2.2556 | 2.3676 | 2.4495 | 2.5002 | 2.7356 | 2.9708 | 3.2062 | 3.4415 | 3.6767 | 3.8476 | 4.0573 | 4.2822 | 4.5135 | 4.7472 | 4.9818 | 5.2168 | 5.4521 | 5.6874 | 5.9227 | 6.158 | 6.3934 | 6.6286 | 6.8639 | 7.0992 | 7.3346
4 States | Petroleum Products - 2012 B$ | 1.8171 | 1.8495 | 1.8565 | 2.1057 | 2.0157 | 2.1299 | 1.3938 | 1.3534 | 1.433 | 1.4825 | 1.3903 | 1.4537 | 2.4495 | 2.8625 | 2.8555 | 2.2901 | 2.5891 | 3.1913 | 2.9744 | 2.9514 | 3.1312 | 2.9514 | 3.0367 | 3.0897 | 2.9088 | 3.0148 | 3.2178 | 3.3136 | 3.3239 | 3.384 | 3.4734 | 3.5626 | 3.652 | 3.7413 | 3.8307 | 3.92 | 4.0094 | 4.0987 | 4.188 | 4.2772 | 4.3667 | 4.456 | 4.5454 | 4.6347 | 4.724 | 4.8133 | 4.9027 | 4.992 | 5.0814 | 5.1706 | 5.2601
4 States | Rubber - 2012 B$ | 0.5365 | 0.5931 | 0.6265 | 0.5977 | 0.706 | 0.6808 | 0.6864 | 0.7557 | 0.8226 | 0.9162 | 0.9947 | 1.1272 | 1.1018 | 1.0879 | 1.1042 | 1.1029 | 1.0948 | 1.1745 | 1.1573 | 1.2264 | 1.3384 | 1.4122 | 1.418 | 1.2749 | 1.0476 | 1.1365 | 1.2621 | 1.291 | 1.2922 | 1.2992 | 1.3717 | 1.4443 | 1.5169 | 1.5894 | 1.662 | 1.7346 | 1.8071 | 1.8797 | 1.9523 | 2.0248 | 2.0975 | 2.1701 | 2.2426 | 2.3152 | 2.3878 | 2.4603 | 2.533 | 2.6055 | 2.6781 | 2.7507 | 2.8232
4 States | Leather - 2012 B$ | 0.0451 | 0.0439 | 0.045 | 0.0439 | 0.0485 | 0.0531 | 0.0531 | 0.0589 | 0.0601 | 0.0681 | 0.0612 | 0.052 | 0.0565 | 0.0508 | 0.0508 | 0.0658 | 0.0611 | 0.0496 | 0.0426 | 0.0484 | 0.053 | 0.0474 | 0.045 | 0.0449 | 0.0416 | 0.0508 | 0.06 | 0.0623 | 0.0589 | 0.0554 | 0.0548 | 0.0544 | 0.0538 | 0.0535 | 0.0529 | 0.0524 | 0.052 | 0.0515 | 0.051 | 0.0504 | 0.0499 | 0.0494 | 0.049 | 0.0485 | 0.048 | 0.0474 | 0.047 | 0.0466 | 0.046 | 0.0455 | 0.0449
4 States | Stone, Clay, etc. - 2012 B$ | 0.7961 | 0.8596 | 0.8388 | 0.967 | 1.0037 | 1.0223 | 1.0049 | 1.0407 | 0.96 | 1.1688 | 1.2138 | 1.2069 | 1.403 | 1.4502 | 1.4768 | 1.4987 | 1.4087 | 1.448 | 1.5217 | 1.7052 | 1.8253 | 1.9037 | 1.9545 | 1.7041 | 1.3475 | 1.4376 | 1.5068 | 1.5425 | 1.5448 | 1.6578 | 1.7462 | 1.8345 | 1.9228 | 2.0111 | 2.0994 | 2.1632 | 2.2418 | 2.3262 | 2.4129 | 2.5006 | 2.5885 | 2.6768 | 2.765 | 2.8533 | 2.9416 | 3.0299 | 3.1181 | 3.2064 | 3.2948 | 3.383 | 3.4714
4 States | Aluminum - 2012 B$ | 0.5353 | 0.6081 | 0.6287 | 1.0995 | 1.0372 | 0.9126 | 0.8238 | 0.78 | 0.5849 | 0.6357 | 0.8757 | 0.7903 | 0.72 | 0.758 | 0.7639 | 0.6969 | 0.6011 | 0.4811 | 0.3243 | 0.2873 | 0.2526 | 0.2065 | 0.21 | 0.2088 | 0.1661 | 0.1928 | 0.2274 | 0.2401 | 0.2412 | 0.2516 | 0.2442 | 0.2367 | 0.2293 | 0.2219 | 0.2145 | 0.2071 | 0.1996 | 0.1922 | 0.1848 | 0.1774 | 0.17 | 0.1626 | 0.1552 | 0.1477 | 0.1403 | 0.1329 | 0.1255 | 0.118 | 0.1106 | 0.1032 | 0.0958
4 States | Other Primary Metals - 2012 B$ | 1.0904 | 1.1745 | 1.1561 | 1.7283 | 1.7676 | 1.5991 | 1.6279 | 1.4145 | 1.1514 | 1.3073 | 1.6753 | 1.6188 | 1.365 | 1.3696 | 1.3684 | 1.3107 | 1.3246 | 1.2657 | 1.5127 | 1.5506 | 1.6649 | 1.6349 | 1.8184 | 1.8841 | 1.5322 | 1.703 | 1.8945 | 1.9395 | 1.9695 | 2.101 | 2.085 | 2.0691 | 2.0531 | 2.0371 | 2.0211 | 2.005 | 1.989 | 1.973 | 1.957 | 1.941 | 1.925 | 1.9091 | 1.8931 | 1.8772 | 1.8612 | 1.8452 | 1.8292 | 1.8132 | 1.7972 | 1.7812 | 1.7652
4 States | Fabricated Metals - 2012 B$ | 1.6961 | 1.681 | 1.6498 | 1.7871 | 1.9627 | 1.8795 | 1.7202 | 1.726 | 1.8092 | 2.0341 | 2.4321 | 2.2926 | 3.1509 | 3.1682 | 3.1844 | 3.3205 | 3.1994 | 3.1509 | 3.0828 | 3.1695 | 3.4866 | 3.7463 | 4.0475 | 4.0567 | 3.1452 | 3.3921 | 3.7959 | 4.112 | 4.2309 | 4.3809 | 4.3566 | 4.3323 | 4.3079 | 4.2837 | 4.2594 | 4.2352 | 4.2109 | 4.1867 | 4.1623 | 4.1381 | 4.1137 | 4.0895 | 4.0652 | 4.0409 | 4.0166 | 3.9923 | 3.968 | 3.9437 | 3.9194 | 3.8951 | 3.8709
4 States | Machines & Computer - 2012 B$ | 4.9901 | 4.8274 | 5.5218 | 6.5753 | 6.8073 | 7.2214 | 6.8948 | 7.7486 | 10.6574 | 11.69 | 15.6416 | 24.1033 | 4.2078 | 4.0151 | 3.9921 | 4.3681 | 4.0913 | 3.7347 | 3.7209 | 4.0993 | 4.4524 | 4.8666 | 5.0397 | 4.8159 | 3.67 | 4.1524 | 4.7755 | 5.0836 | 5.222 | 5.5577 | 5.5532 | 5.5488 | 5.5443 | 5.5398 | 5.5355 | 5.531 | 5.5264 | 5.5222 | 5.5176 | 5.5131 | 5.5087 | 5.5043 | 5.4998 | 5.4954 | 5.4909 | 5.4865 | 5.4819 | 5.4776 | 5.4731 | 5.4686 | 5.4642
4 States | Electric Equipment - 2012 B$ | 1.5738 | 1.1423 | 1.2565 | 1.6556 | 1.8806 | 1.8934 | 1.9995 | 1.7341 | 1.5749 | 1.6811 | 2.011 | 2.1068 | 0.533 | 0.5365 | 0.548 | 0.6 | 0.5607 | 0.5238 | 0.548 | 0.5999 | 0.6368 | 0.6749 | 0.7245 | 0.7258 | 0.6011 | 0.6541 | 0.6819 | 0.6796 | 0.69 | 0.7095 | 0.7158 | 0.7222 | 0.7284 | 0.7347 | 0.7408 | 0.7471 | 0.7533 | 0.7597 | 0.766 | 0.7722 | 0.7785 | 0.7847 | 0.7909 | 0.7973 | 0.8035 | 0.8098 | 0.816 | 0.8223 | 0.8286 | 0.8349 | 0.8411
4 States | Transport Equipment - 2012 B$ | 13.1553 | 15.3289 | 16.0074 | 16.4803 | 17.8937 | 18.8905 | 19.3162 | 19.9474 | 19.1651 | 18.3979 | 14.4209 | 16.9222 | 17.0134 | 18.7567 | 17.8926 | 15.6738 | 15.5609 | 14.8478 | 12.6856 | 12.119 | 14.1971 | 13.8913 | 16.3627 | 15.8596 | 13.911 | 13.5844 | 15.1651 | 16.7688 | 16.5312 | 16.1862 | 16.3876 | 16.5889 | 16.7903 | 16.9918 | 17.1933 | 17.3946 | 17.596 | 17.7975 | 17.9988 | 18.2002 | 18.4018 | 18.6031 | 18.8045 | 19.006 | 19.2073 | 19.4088 | 19.6102 | 19.8115 | 20.013 | 20.2144 | 20.4159
4 States | Other Manufacturing - 2012 B$ | 0.5549 | 0.4142 | 0.5803 | 0.6784 | 0.7672 | 0.7984 | 0.7534 | 0.8181 | 0.9703 | 1.0522 | 1.1191 | 1.2276 | 1.4099 | 1.486 | 1.5137 | 1.5934 | 1.6245 | 1.7157 | 1.741 | 1.7364 | 1.9326 | 1.9187 | 1.8484 | 1.9095 | 1.8183 | 1.831 | 1.9141 | 2.1632 | 2.1575 | 2.1298 | 2.2716 | 2.4134 | 2.555 | 2.6968 | 2.8386 | 2.9504 | 3.0804 | 3.2172 | 3.3571 | 3.4982 | 3.6395 | 3.7813 | 3.9228 | 4.0646 | 4.2064 | 4.348 | 4.4898 | 4.6315 | 4.7733 | 4.9152 | 5.0568
4 States | Agriculture - 2012 B$ | 5.1931 | 5.7215 | 5.9879 | 5.8566 | 7.1475 | 7.1845 | 6.6918 | 6.8395 | 7.2721 | 6.9411 | 6.4669 | 7.1015 | 5.4989 | 5.4965 | 5.8219 | 5.9465 | 5.4169 | 5.8253 | 5.6766 | 5.7676 | 6.5142 | 6.5107 | 6.2904 | 6.0561 | 6.1311 | 6.0042 | 5.8553 | 5.3269 | 5.703 | 7.3682 | 7.6227 | 7.7394 | 7.8517 | 7.964 | 8.08 | 8.2423 | 8.3625 | 8.4825 | 8.6067 | 8.7263 | 8.9017 | 9.0213 | 9.1407 | 9.2555 | 9.3745 | 9.5455 | 9.6687 | 9.796 | 9.9232 | 10.0459 | 10.2343
|  | 1985 | 1986 | 1987 | 1988 | 1989 | 1990 | 1991 | 1992 | 1993 | 1994 | 1995 | 1996 | 1997 | 1998 | 1999 | 2000 | 2001 | 2002 | 2003 | 2004 | 2005 | 2006 | 2007 | 2008 | 2009 | 2010 | 2011 | 2012 | 2013 | 2014 | 2015 | 2016 | 2017 | 2018 | 2019 | 2020 | 2021 | 2022 | 2023 | 2024 | 2025 | 2026 | 2027 | 2028 | 2029 | 2030 | 2031 | 2032 | 2033 | 2034 | 2035
| Residential - Millions of Sqf | 6357.8294 | 6442.5491 | 6532.787 | 6633.4201 | 6756.9493 | 6893.6881 | 7014.0168 | 7167.5426 | 7335.5557 | 7520.2896 | 7688.1432 | 7861.6262 | 8033.7112 | 8216.8779 | 8387.8099 | 8537.6499 | 8690.184 | 8859.3872 | 9049.2462 | 9258.6521 | 9495.2404 | 9699.312 | 9861.1957 | 9961.219 | 10027.8693 | 10095.8798 | 10163.4187 | 10250.3271 | 10350.1323 | 10466.72 | 10618.7293 | 10780.8387 | 10935.6446 | 11083.8548 | 11228.9005 | 11366.4687 | 11501.0072 | 11630.5823 | 11759.726 | 11887.0588 | 12016.8221 | 12148.9272 | 12279.3401 | 12408.0087 | 12534.6426 | 12662.1437 | 12790.2476 | 12913.8022 | 13036.4094 | 13161.8908 | 13285.2756
| Commercial - Millions of Sqf | 1759.88 | 1802.774 | 1845.671 | 1882.676 | 1918.982 | 1957.795 | 1992.522 | 2028.773 | 2066.366 | 2109.97 | 2162.645 | 2214.71 | 2274.886 | 2345.595 | 2425.391 | 2501.553 | 2565.342 | 2615.201 | 2668.717 | 2720.756 | 2790.421 | 2866.605 | 2935.597 | 3003.404 | 3069.604 | 3137.761 | 3207.678 | 3253.629 | 3299.07 | 3358.418 | 3409.492 | 3468.724 | 3519.687 | 3563.974 | 3608.14 | 3645.977 | 3680.156 | 3717.775 | 3755.398 | 3795.783 | 3839.031 | 3885.023 | 3936.709 | 3992.664 | 4046.015 | 4101.96 | 4156.204 | 4209.035 | 4259.239 | 4308.251 | 4357.655
| Industrial - Billions of $2012 | 48.965 | 52.4897 | 56.0683 | 60.3778 | 63.9337 | 61.6639 | 58.7736 | 60.5013 | 64.3214 | 65.5307 | 67.4203 | 76.4487 | 53.2409 | 55.4275 | 54.9982 | 53.2054 | 51.9482 | 51.5027 | 49.0523 | 49.3946 | 54.1468 | 55.2088 | 58.331 | 56.0755 | 48.6724 | 50.0957 | 54.1268 | 57.1117 | 57.6747 | 58.9307 | 60.0894 | 61.2478 | 62.4062 | 63.5648 | 64.7234 | 65.7627 | 66.8739 | 68.0139 | 69.1646 | 70.32 | 71.4772 | 72.6352 | 73.7935 | 74.9521 | 76.1105 | 77.269 | 78.4275 | 79.586 | 80.7444 | 81.9025 | 83.0614
| Agriculure Billions of $2012 | 5.1931 | 5.7215 | 5.9879 | 5.8566 | 7.1475 | 7.1845 | 6.6918 | 6.8395 | 7.2721 | 6.9411 | 6.4669 | 7.1015 | 5.4989 | 5.4965 | 5.8219 | 5.9465 | 5.4169 | 5.8253 | 5.6766 | 5.7676 | 6.5142 | 6.5107 | 6.2904 | 6.0561 | 6.1311 | 6.0042 | 5.8553 | 5.3269 | 5.703 | 7.3682 | 7.6227 | 7.7394 | 7.8517 | 7.964 | 8.08 | 8.2423 | 8.3625 | 8.4825 | 8.6067 | 8.7263 | 8.9017 | 9.0213 | 9.1407 | 9.2555 | 9.3745 | 9.5455 | 9.6687 | 9.796 | 9.9232 | 10.0459 | 10.2343
* Residential Floorspace per Household is used to estimate historic and forecast of conditioned space for each state and building type.
Source of this information is the past residential building stock assessment.
/State | Building type | 1985 | 1986 | 1987 | 1988 | 1989 | 1990 | 1991 | 1992 | 1993 | 1994 | 1995 | 1996 | 1997 | 1998 | 1999 | 2000 | 2001 | 2002 | 2003 | 2004 | 2005 | 2006 | 2007 | 2008 | 2009 | 2010 | 2011 | 2012 | 2013 | 2014 | 2015 | 2016 | 2017 | 2018 | 2019 | 2020 | 2021 | 2022 | 2023 | 2024 | 2025 | 2026 | 2027 | 2028 | 2029 | 2030 | 2031 | 2032 | 2033 | 2034 | 2035
ID | Single Family | 2127 | 2127 | 2128 | 2128 | 2130 | 2132 | 2135 | 2140 | 2145 | 2149 | 2152 | 2155 | 2157 | 2160 | 2161 | 2162 | 2163 | 2163 | 2162 | 2162 | 2160 | 2161 | 2163 | 2164 | 2166 | 2167 | 2168 | 2172 | 2173 | 2174 | 2176 | 2177 | 2179 | 2180 | 2182 | 2183 | 2184 | 2186 | 2187 | 2188 | 2189 | 2191 | 2192 | 2193 | 2194 | 2195 | 2196 | 2197 | 2198 | 2199 | 2200
MT | Single Family | 2225 | 2225 | 2225 | 2224 | 2224 | 2223 | 2222 | 2220 | 2218 | 2217 | 2217 | 2218 | 2219 | 2220 | 2223 | 2225 | 2229 | 2234 | 2241 | 2251 | 2262 | 2267 | 2271 | 2273 | 2274 | 2274 | 2275 | 2274 | 2272 | 2270 | 2267 | 2265 | 2262 | 2260 | 2257 | 2255 | 2253 | 2251 | 2249 | 2248 | 2246 | 2244 | 2242 | 2240 | 2239 | 2237 | 2235 | 2234 | 2232 | 2231 | 2229
OR | Single Family | 1908 | 1908 | 1908 | 1908 | 1909 | 1909 | 1909 | 1910 | 1911 | 1913 | 1915 | 1918 | 1921 | 1925 | 1929 | 1933 | 1938 | 1943 | 1949 | 1956 | 1964 | 1968 | 1971 | 1973 | 1973 | 1974 | 1975 | 1975 | 1974 | 1973 | 1971 | 1969 | 1967 | 1966 | 1964 | 1962 | 1961 | 1960 | 1958 | 1957 | 1956 | 1954 | 1953 | 1952 | 1951 | 1950 | 1948 | 1947 | 1946 | 1945 | 1944
WA | Single Family | 2051 | 2051 | 2051 | 2052 | 2053 | 2054 | 2056 | 2058 | 2060 | 2063 | 2066 | 2069 | 2073 | 2078 | 2082 | 2086 | 2091 | 2097 | 2104 | 2111 | 2120 | 2125 | 2129 | 2131 | 2133 | 2135 | 2137 | 2139 | 2140 | 2140 | 2141 | 2142 | 2143 | 2143 | 2144 | 2144 | 2145 | 2145 | 2146 | 2146 | 2146 | 2147 | 2147 | 2148 | 2148 | 2148 | 2149 | 2149 | 2149 | 2150 | 2150
ID | Multi Family | 688 | 688 | 688 | 689 | 690 | 691 | 692 | 694 | 698 | 702 | 706 | 708 | 711 | 713 | 715 | 718 | 721 | 725 | 729 | 732 | 736 | 738 | 741 | 742 | 742 | 743 | 744 | 747 | 748 | 750 | 753 | 755 | 757 | 759 | 761 | 763 | 764 | 766 | 767 | 768 | 770 | 771 | 772 | 773 | 774 | 775 | 776 | 777 | 778 | 779 | 780
MT | Multi Family | 688 | 688 | 688 | 688 | 688 | 689 | 690 | 690 | 691 | 693 | 695 | 698 | 700 | 702 | 704 | 706 | 708 | 711 | 714 | 717 | 720 | 722 | 724 | 725 | 725 | 726 | 729 | 731 | 734 | 737 | 740 | 743 | 745 | 748 | 750 | 751 | 753 | 755 | 756 | 758 | 759 | 761 | 762 | 763 | 764 | 766 | 767 | 768 | 769 | 770 | 771
OR | Multi Family | 688 | 688 | 688 | 689 | 691 | 693 | 694 | 695 | 697 | 699 | 702 | 706 | 710 | 713 | 716 | 717 | 719 | 721 | 723 | 726 | 728 | 730 | 732 | 733 | 734 | 734 | 735 | 737 | 739 | 740 | 743 | 745 | 747 | 749 | 750 | 752 | 754 | 755 | 757 | 758 | 759 | 760 | 762 | 763 | 763 | 764 | 765 | 766 | 766 | 767 | 768
WA | Multi Family | 688 | 688 | 689 | 691 | 693 | 695 | 696 | 697 | 698 | 700 | 702 | 704 | 707 | 709 | 712 | 715 | 717 | 719 | 721 | 723 | 725 | 727 | 729 | 731 | 732 | 733 | 734 | 737 | 739 | 741 | 743 | 745 | 746 | 748 | 750 | 751 | 752 | 754 | 755 | 756 | 757 | 758 | 760 | 761 | 762 | 763 | 764 | 765 | 766 | 767 | 768
ID | Other Family | 1160 | 1160 | 1161 | 1162 | 1163 | 1165 | 1168 | 1174 | 1183 | 1195 | 1206 | 1215 | 1224 | 1235 | 1243 | 1248 | 1252 | 1257 | 1260 | 1264 | 1268 | 1270 | 1273 | 1274 | 1275 | 1276 | 1277 | 1278 | 1278 | 1279 | 1279 | 1280 | 1280 | 1281 | 1281 | 1282 | 1282 | 1282 | 1283 | 1283 | 1284 | 1284 | 1285 | 1285 | 1285 | 1286 | 1286 | 1287 | 1287 | 1287 | 1288
MT | Other Family | 1339 | 1340 | 1340 | 1340 | 1341 | 1341 | 1342 | 1344 | 1348 | 1355 | 1364 | 1373 | 1383 | 1396 | 1409 | 1419 | 1427 | 1436 | 1444 | 1451 | 1459 | 1463 | 1467 | 1469 | 1471 | 1473 | 1475 | 1477 | 1478 | 1478 | 1479 | 1480 | 1480 | 1481 | 1482 | 1483 | 1483 | 1484 | 1485 | 1485 | 1486 | 1487 | 1487 | 1488 | 1489 | 1489 | 1490 | 1491 | 1491 | 1492 | 1492
OR | Other Family | 961 | 962 | 966 | 973 | 983 | 996 | 1010 | 1027 | 1047 | 1069 | 1090 | 1107 | 1123 | 1138 | 1150 | 1158 | 1163 | 1169 | 1175 | 1181 | 1187 | 1192 | 1195 | 1197 | 1199 | 1200 | 1201 | 1201 | 1202 | 1203 | 1203 | 1204 | 1204 | 1205 | 1206 | 1206 | 1207 | 1207 | 1208 | 1208 | 1209 | 1209 | 1210 | 1210 | 1211 | 1211 | 1212 | 1212 | 1213 | 1213 | 1214
WA | Other Family | 1160 | 1160 | 1160 | 1161 | 1162 | 1164 | 1166 | 1168 | 1172 | 1178 | 1186 | 1194 | 1203 | 1214 | 1224 | 1231 | 1237 | 1244 | 1251 | 1258 | 1266 | 1270 | 1273 | 1274 | 1275 | 1275 | 1275 | 1275 | 1274 | 1273 | 1272 | 1272 | 1271 | 1270 | 1269 | 1268 | 1268 | 1267 | 1266 | 1265 | 1265 | 1264 | 1263 | 1262 | 1262 | 1261 | 1260 | 1259 | 1259 | 1258 | 1257
It should be noted that the multifamily building type was parsed into low rise and high rise. Additional information on the existing and forecasted number high rise and low rise buildings is available through the D2 file in the conservation assessment workbooks. | bar: 1985 to 2001
definitions | 1-3 stories | 1985: 4-7+ stories
| Low rise | 1985: High rise
it was needed to separate multifamily buildings into low rise because difference in the building shell construction. Using wood structures in 1-3 story buildings and concrete and steel in 4-7+ floor buildings.
Note that for load forecasting purposes, for space heating and space cooling enduses, we use total residential square footage rather than number of residential units.
Historic and assumed square footage per residential units
| /State | Building type | 1985 | 1986 | 1987 | 1988 | 1989 | 1990 | 1991 | 1992 | 1993 | 1994 | 1995 | 1996 | 1997 | 1998 | 1999 | 2000 | 2001 | 2002 | 2003 | 2004 | 2005 | 2006 | 2007 | 2008 | 2009 | 2010 | 2011 | 2012 | 1985 | 2014 | 2015 | 2016 | 2017 | 2018 | 2019 | 2020 | 2021 | 2022 | 2023 | 2024 | 2025 | 2026 | 2027 | 2028 | 2029 | 2030 | 2031 | 2032 | 2033 | 2014 | 2035
| ID | Single Family | 2127 | 2127 | 2128 | 2128 | 2130 | 2132 | 2135 | 2140 | 2145 | 2149 | 2152 | 2155 | 2157 | 2160 | 2161 | 2162 | 2163 | 2163 | 2162 | 2162 | 2160 | 2161 | 2163 | 2164 | 2166 | 2167 | 2168 | 2172 | 2127 | 2174 | 2176 | 2177 | 2179 | 2180 | 2182 | 2183 | 2184 | 2186 | 2187 | 2188 | 2189 | 2191 | 2192 | 2193 | 2194 | 2195 | 2196 | 2197 | 2198 | 2174 | 2200
| MT | Single Family | 2225 | 2225 | 2225 | 2224 | 2224 | 2223 | 2222 | 2220 | 2218 | 2217 | 2217 | 2218 | 2219 | 2220 | 2223 | 2225 | 2229 | 2234 | 2241 | 2251 | 2262 | 2267 | 2271 | 2273 | 2274 | 2274 | 2275 | 2274 | 2225 | 2270 | 2267 | 2265 | 2262 | 2260 | 2257 | 2255 | 2253 | 2251 | 2249 | 2248 | 2246 | 2244 | 2242 | 2240 | 2239 | 2237 | 2235 | 2234 | 2232 | 2270 | 2229
| OR | Single Family | 1908 | 1908 | 1908 | 1908 | 1909 | 1909 | 1909 | 1910 | 1911 | 1913 | 1915 | 1918 | 1921 | 1925 | 1929 | 1933 | 1938 | 1943 | 1949 | 1956 | 1964 | 1968 | 1971 | 1973 | 1973 | 1974 | 1975 | 1975 | 1908 | 1973 | 1971 | 1969 | 1967 | 1966 | 1964 | 1962 | 1961 | 1960 | 1958 | 1957 | 1956 | 1954 | 1953 | 1952 | 1951 | 1950 | 1948 | 1947 | 1946 | 1973 | 1944
| WA | Single Family | 2051 | 2051 | 2051 | 2052 | 2053 | 2054 | 2056 | 2058 | 2060 | 2063 | 2066 | 2069 | 2073 | 2078 | 2082 | 2086 | 2091 | 2097 | 2104 | 2111 | 2120 | 2125 | 2129 | 2131 | 2133 | 2135 | 2137 | 2139 | 2051 | 2140 | 2141 | 2142 | 2143 | 2143 | 2144 | 2144 | 2145 | 2145 | 2146 | 2146 | 2146 | 2147 | 2147 | 2148 | 2148 | 2148 | 2149 | 2149 | 2149 | 2140 | 2150
| ID | Multi Family | 688 | 688 | 688 | 689 | 690 | 691 | 692 | 694 | 698 | 702 | 706 | 708 | 711 | 713 | 715 | 718 | 721 | 725 | 729 | 732 | 736 | 738 | 741 | 742 | 742 | 743 | 744 | 747 | 688 | 750 | 753 | 755 | 757 | 759 | 761 | 763 | 764 | 766 | 767 | 768 | 770 | 771 | 772 | 773 | 774 | 775 | 776 | 777 | 778 | 750 | 780
| MT | Multi Family | 688 | 688 | 688 | 688 | 688 | 689 | 690 | 690 | 691 | 693 | 695 | 698 | 700 | 702 | 704 | 706 | 708 | 711 | 714 | 717 | 720 | 722 | 724 | 725 | 725 | 726 | 729 | 731 | 688 | 737 | 740 | 743 | 745 | 748 | 750 | 751 | 753 | 755 | 756 | 758 | 759 | 761 | 762 | 763 | 764 | 766 | 767 | 768 | 769 | 737 | 771
| OR | Multi Family | 688 | 688 | 688 | 689 | 691 | 693 | 694 | 695 | 697 | 699 | 702 | 706 | 710 | 713 | 716 | 717 | 719 | 721 | 723 | 726 | 728 | 730 | 732 | 733 | 734 | 734 | 735 | 737 | 688 | 740 | 743 | 745 | 747 | 749 | 750 | 752 | 754 | 755 | 757 | 758 | 759 | 760 | 762 | 763 | 763 | 764 | 765 | 766 | 766 | 740 | 768
| WA | Multi Family | 688 | 688 | 689 | 691 | 693 | 695 | 696 | 697 | 698 | 700 | 702 | 704 | 707 | 709 | 712 | 715 | 717 | 719 | 721 | 723 | 725 | 727 | 729 | 731 | 732 | 733 | 734 | 737 | 688 | 741 | 743 | 745 | 746 | 748 | 750 | 751 | 752 | 754 | 755 | 756 | 757 | 758 | 760 | 761 | 762 | 763 | 764 | 765 | 766 | 741 | 768
| ID | Other Family | 1160 | 1160 | 1161 | 1162 | 1163 | 1165 | 1168 | 1174 | 1183 | 1195 | 1206 | 1215 | 1224 | 1235 | 1243 | 1248 | 1252 | 1257 | 1260 | 1264 | 1268 | 1270 | 1273 | 1274 | 1275 | 1276 | 1277 | 1278 | 1160 | 1279 | 1279 | 1280 | 1280 | 1281 | 1281 | 1282 | 1282 | 1282 | 1283 | 1283 | 1284 | 1284 | 1285 | 1285 | 1285 | 1286 | 1286 | 1287 | 1287 | 1279 | 1288
| MT | Other Family | 1339 | 1340 | 1340 | 1340 | 1341 | 1341 | 1342 | 1344 | 1348 | 1355 | 1364 | 1373 | 1383 | 1396 | 1409 | 1419 | 1427 | 1436 | 1444 | 1451 | 1459 | 1463 | 1467 | 1469 | 1471 | 1473 | 1475 | 1477 | 1339 | 1478 | 1479 | 1480 | 1480 | 1481 | 1482 | 1483 | 1483 | 1484 | 1485 | 1485 | 1486 | 1487 | 1487 | 1488 | 1489 | 1489 | 1490 | 1491 | 1491 | 1478 | 1492
| OR | Other Family | 961 | 962 | 966 | 973 | 983 | 996 | 1010 | 1027 | 1047 | 1069 | 1090 | 1107 | 1123 | 1138 | 1150 | 1158 | 1163 | 1169 | 1175 | 1181 | 1187 | 1192 | 1195 | 1197 | 1199 | 1200 | 1201 | 1201 | 961 | 1203 | 1203 | 1204 | 1204 | 1205 | 1206 | 1206 | 1207 | 1207 | 1208 | 1208 | 1209 | 1209 | 1210 | 1210 | 1211 | 1211 | 1212 | 1212 | 1213 | 1203 | 1214
| WA | Other Family | 1160 | 1160 | 1160 | 1161 | 1162 | 1164 | 1166 | 1168 | 1172 | 1178 | 1186 | 1194 | 1203 | 1214 | 1224 | 1231 | 1237 | 1244 | 1251 | 1258 | 1266 | 1270 | 1273 | 1274 | 1275 | 1275 | 1275 | 1275 | 1160 | 1273 | 1272 | 1272 | 1271 | 1270 | 1269 | 1268 | 1268 | 1267 | 1266 | 1265 | 1265 | 1264 | 1263 | 1262 | 1262 | 1261 | 1260 | 1259 | 1259 | 1273 | 1257

## Economic Drivers Low
go back | In this tab you will find the key economic drivers for each sector, building type, state and year for the historic and forecast period.
Note the values stated for Montana is for the whole state not Western Montana.
Worksheet range
Price-effect | Cell A7-AY 177
Average Annual Growth Rate
Northwest Economic Drivers |  | 1985 | 1986 | 1987 | 1988 | 1989 | 1990 | 1991 | 1992 | 1993 | 1994 | 1995 | 1996 | 1997 | 1998 | 1999 | 2000 | 2001 | 2002 | 2003 | 2004 | 2005 | 2006 | 2007 | 2008 | 2009 | 2010 | 2011 | 2012 | 2013 | 2014 | 2015 | 2016 | 2017 | 2018 | 2019 | 2020 | 2021 | 2022 | 2023 | 2024 | 2025 | 2026 | 2027 | 2028 | 2029 | 2030 | 2031 | 2032 | 2033 | 2034 | 2035
Northwest | Single Family - Million Sq Ft | 5590.875 | 5651.861 | 5718.215 | 5789.907 | 5878.486 | 5979.113 | 6073.738 | 6198.308 | 6330.858 | 6471.086 | 6592.956 | 6721.085 | 6848.011 | 6984.587 | 7114.897 | 7235.096 | 7361.583 | 7505.287 | 7669.675 | 7852.884 | 8062.895 | 8241.057 | 8379.383 | 8462.093 | 8520.072 | 8579.92 | 8636.109 | 8707.031 | 8785.253 | 8879.899 | 8984.271 | 9091.076 | 9186.401 | 9272.41 | 9354.178 | 9430.417 | 9503.055 | 9569.949 | 9635.433 | 9697.399 | 9758.27 | 9820.368 | 9879.099 | 9935.442 | 9987.844 | 10040.24 | 10092.66 | 10143.09 | 10189.86 | 10236.93 | 10280.96
Northwest | Multi Family - Million Sq Ft | 397.5051 | 411.7377 | 426.4595 | 444.5963 | 467.3071 | 488.4235 | 498.7659 | 509.2849 | 520.7486 | 536.4238 | 553.8171 | 573.7575 | 592.8155 | 611.4106 | 628.6608 | 642.6176 | 656.6324 | 669.2396 | 682.6783 | 697.0704 | 711.476 | 727.0709 | 742.2962 | 753.8583 | 758.9458 | 764.2054 | 773.0135 | 786.5264 | 804.8636 | 823.8082 | 843.4619 | 862.9299 | 881.2108 | 900.0323 | 919.0104 | 937.0209 | 953.9448 | 971.1484 | 988.0593 | 1005.447 | 1023.258 | 1041.488 | 1060.409 | 1078.106 | 1095.338 | 1112.906 | 1130.27 | 1147.529 | 1164.127 | 1180.659 | 1197.083
Northwest | Other Family - Million Sq Ft | 369.4489 | 378.95 | 388.1122 | 398.9172 | 411.1565 | 426.1519 | 441.5128 | 459.9507 | 483.9486 | 512.7797 | 541.3707 | 566.7845 | 592.885 | 620.8801 | 644.2521 | 659.9364 | 671.969 | 684.8604 | 696.8925 | 708.6968 | 720.87 | 731.1846 | 739.5157 | 745.2694 | 748.8512 | 751.7543 | 754.2964 | 756.7697 | 760.0156 | 763.0123 | 764.5987 | 766.5316 | 768.0367 | 769.861 | 771.7361 | 773.5357 | 775.5219 | 777.283 | 779.3076 | 781.0811 | 783.2697 | 785.0249 | 786.8847 | 788.5383 | 790.4144 | 791.9825 | 793.6507 | 795.246 | 797.014 | 798.5392 | 800.1986
Northwest | Large Office - Million Sq Ft | 189.911 | 183.934 | 177.957 | 180.381 | 183.656 | 187.553 | 190.26 | 192.402 | 194.341 | 197.417 | 201.212 | 205.612 | 210.35 | 217.147 | 225.245 | 233.866 | 239.669 | 243.704 | 247.431 | 251.782 | 254.7 | 260.48 | 264.646 | 268.972 | 272.972 | 276.905 | 281.03 | 283.825 | 288.761 | 297.665 | 300.6031 | 307.9321 | 313.7289 | 319.1005 | 325.7839 | 332.4608 | 337.5995 | 344.1817 | 349.9514 | 356.0779 | 362.8443 | 369.3272 | 376.269 | 382.9874 | 388.9182 | 395.2575 | 401.343 | 408.4252 | 415.2075 | 421.7313 | 428.7157
Northwest | Medium Office - Million Sq Ft | 49.259 | 64.718 | 80.177 | 81.269 | 82.744 | 84.5 | 85.72 | 86.684 | 87.559 | 88.944 | 90.654 | 92.638 | 94.772 | 97.834 | 101.483 | 105.368 | 107.981 | 109.799 | 111.478 | 113.438 | 115.995 | 120.433 | 123.832 | 127.389 | 130.688 | 133.968 | 137.409 | 140.92 | 144.888 | 151.831 | 155.5251 | 161.7772 | 166.4065 | 170.8944 | 176.44 | 181.8737 | 185.8087 | 191.3826 | 196.2533 | 201.1736 | 206.7698 | 212.1995 | 217.9319 | 223.5613 | 228.7345 | 234.4326 | 239.7181 | 245.8252 | 251.2629 | 256.6085 | 262.4819
Northwest | Small Office - Million Sq Ft | 89.857 | 91.968 | 94.079 | 95.36 | 97.089 | 99.15 | 100.582 | 101.712 | 102.738 | 104.365 | 106.372 | 108.698 | 111.202 | 114.795 | 119.076 | 123.634 | 126.702 | 128.835 | 130.805 | 133.105 | 133.771 | 134.92 | 135.804 | 136.731 | 137.59 | 138.446 | 139.343 | 140.203 | 141.244 | 143.064 | 142.3838 | 143.8841 | 145.0729 | 146.1198 | 147.5368 | 149.007 | 149.9824 | 151.3663 | 152.59 | 153.9794 | 155.5079 | 156.9121 | 158.3567 | 159.5393 | 160.5759 | 161.7046 | 162.7071 | 164.2033 | 165.5828 | 166.9003 | 168.3771
Northwest | Big Box-Retail - Million Sq Ft | 19.572 | 52.213 | 84.853 | 86.695 | 88.325 | 89.633 | 90.633 | 91.936 | 93.863 | 96.419 | 98.733 | 100.012 | 101.61 | 103.823 | 106.607 | 109.052 | 111.203 | 112.972 | 114.688 | 116.491 | 119.567 | 123.583 | 126.935 | 130.067 | 133.105 | 136.278 | 139.608 | 145.476 | 147.136 | 148.781 | 147.2957 | 149.2354 | 150.6034 | 151.2341 | 152.034 | 152.938 | 153.5924 | 154.2095 | 155.0738 | 156.1924 | 157.3478 | 158.4573 | 159.7938 | 160.8784 | 161.8422 | 162.6987 | 163.4316 | 164.567 | 165.788 | 166.8117 | 168.0406
Northwest | Small Box-Retail - Million Sq Ft | 177.439 | 167.08 | 156.723 | 160.124 | 163.136 | 165.551 | 167.399 | 169.802 | 173.363 | 178.085 | 182.36 | 184.722 | 187.671 | 191.762 | 196.902 | 201.416 | 205.39 | 208.659 | 211.826 | 215.156 | 216.386 | 218.008 | 219.357 | 220.611 | 221.833 | 223.107 | 224.444 | 227.169 | 227.822 | 228.459 | 225.1488 | 226.0333 | 226.4194 | 226.3609 | 226.5427 | 226.945 | 227.109 | 227.2234 | 227.7224 | 228.3994 | 228.98 | 229.4232 | 229.648 | 229.2972 | 229.001 | 228.5959 | 228.0905 | 228.3869 | 228.7851 | 228.9849 | 229.368
Northwest | High End-Retail - Million Sq Ft | 44.359 | 41.771 | 39.181 | 40.031 | 40.784 | 41.387 | 41.849 | 42.45 | 43.341 | 44.521 | 45.59 | 46.181 | 46.918 | 47.94 | 49.225 | 50.354 | 51.347 | 52.164 | 52.956 | 53.789 | 58.287 | 64.363 | 69.374 | 74.025 | 78.549 | 83.272 | 88.229 | 97.66 | 100.112 | 102.475 | 102.2508 | 105.2401 | 107.5152 | 108.7917 | 110.214 | 111.6313 | 112.7394 | 113.7905 | 115.0048 | 116.6063 | 118.3986 | 120.2065 | 122.5512 | 124.8768 | 126.9284 | 128.8885 | 130.6841 | 132.6494 | 134.6867 | 136.4892 | 138.5311
Northwest | Anchor-Retail - Million Sq Ft | 98.396 | 87.021 | 75.646 | 77.288 | 78.741 | 79.908 | 80.8 | 81.96 | 83.679 | 85.958 | 88.022 | 89.162 | 90.585 | 92.559 | 95.041 | 97.219 | 99.136 | 100.715 | 102.244 | 103.85 | 105.267 | 107.172 | 108.743 | 110.196 | 111.612 | 113.089 | 114.638 | 117.574 | 118.334 | 119.058 | 117.5918 | 118.5929 | 119.2287 | 119.4715 | 119.8464 | 120.3143 | 120.6083 | 120.8654 | 121.3225 | 121.9468 | 122.5763 | 123.1522 | 123.7364 | 124.07 | 124.3714 | 124.6096 | 124.7704 | 125.3155 | 125.9164 | 126.383 | 126.9809
Northwest | K-12 - Million Sq Ft | 154.927 | 157.295 | 159.664 | 161.832 | 164.719 | 168.542 | 172.501 | 177.108 | 181.011 | 184.947 | 189.976 | 193.525 | 197.818 | 201.621 | 206.204 | 210.344 | 215.113 | 221.012 | 227.568 | 231.944 | 237.203 | 242.131 | 247.636 | 253.568 | 259.224 | 264.691 | 270.012 | 271.573 | 272.117 | 272.636 | 270.1707 | 271.3807 | 272.5394 | 273.0495 | 273.2432 | 273.2122 | 273.5604 | 274.6279 | 276.4235 | 277.9357 | 277.8018 | 278.2185 | 278.6518 | 279.3077 | 280.041 | 280.5167 | 280.5429 | 281.2476 | 281.5829 | 283.0645 | 284.1835
Northwest | University - Million Sq Ft | 77.102 | 78.322 | 79.542 | 80.659 | 82.146 | 84.116 | 86.155 | 88.528 | 90.538 | 92.566 | 95.157 | 96.986 | 99.198 | 101.156 | 103.517 | 105.65 | 108.106 | 110.929 | 114.258 | 116.014 | 118.338 | 120.462 | 122.831 | 125.381 | 127.781 | 130.111 | 132.399 | 133.958 | 134.876 | 135.665 | 134.8282 | 135.4692 | 135.8 | 136.1653 | 136.7343 | 137.0122 | 137.4949 | 138.1775 | 139.2984 | 140.2997 | 140.5764 | 141.2266 | 141.8489 | 142.6441 | 143.5486 | 144.1531 | 144.4993 | 145.2515 | 145.7892 | 146.8742 | 147.8613
Northwest | Warehouse - Million Sq Ft | 170.346 | 178.186 | 186.027 | 192.247 | 198.613 | 205.246 | 210.847 | 216.132 | 220.63 | 226.808 | 236.702 | 247.982 | 259.431 | 271.447 | 282.545 | 292.174 | 302.703 | 308.651 | 315.56 | 321.785 | 331.044 | 339.619 | 347.724 | 355.433 | 362.901 | 370.74 | 379.062 | 379.075 | 386.148 | 393.287 | 390.7303 | 393.021 | 398.9644 | 404.4705 | 409.1011 | 412.8234 | 415.4633 | 418.0959 | 421.829 | 425.9473 | 429.7599 | 433.4984 | 436.6087 | 438.3662 | 440.7027 | 442.7199 | 444.9916 | 448.7692 | 452.4432 | 455.3818 | 458.0952
Northwest | Supermarket - Million Sq Ft | 45.303 | 41.686 | 38.069 | 38.982 | 39.794 | 40.464 | 40.925 | 41.713 | 42.767 | 44.123 | 45.298 | 46.048 | 46.93 | 48.216 | 49.855 | 51.236 | 52.383 | 53.035 | 53.685 | 54.368 | 54.882 | 55.39 | 55.918 | 56.504 | 57.013 | 57.536 | 58.085 | 60.675 | 61.601 | 62.521 | 62.1732 | 62.5817 | 62.9076 | 63.0811 | 63.3274 | 63.6421 | 63.8862 | 64.1018 | 64.4275 | 64.7703 | 65.0777 | 65.3274 | 65.4219 | 65.3583 | 65.2581 | 65.2092 | 65.0814 | 65.253 | 65.4366 | 65.5903 | 65.8247
Northwest | MiniMart - Million Sq Ft | 5.438 | 10.421 | 15.405 | 15.775 | 16.103 | 16.375 | 16.56 | 16.879 | 17.306 | 17.853 | 18.33 | 18.634 | 18.991 | 19.51 | 20.173 | 20.732 | 21.196 | 21.461 | 21.724 | 22.001 | 22.513 | 23.023 | 23.55 | 24.135 | 24.646 | 25.168 | 25.716 | 25.716 | 25.884 | 26.109 | 25.9912 | 26.1993 | 26.3787 | 26.4204 | 26.4979 | 26.5921 | 26.6385 | 26.6632 | 26.7346 | 26.834 | 26.9386 | 27.0332 | 27.1115 | 27.1331 | 27.1311 | 27.1531 | 27.13 | 27.2106 | 27.2985 | 27.3699 | 27.4802
Northwest | Restaurant - Million Sq Ft | 35.746 | 36.096 | 36.445 | 36.765 | 37.203 | 37.629 | 38.117 | 38.512 | 38.942 | 39.444 | 39.974 | 40.435 | 41.161 | 41.753 | 42.385 | 43.03 | 43.465 | 44.812 | 46.157 | 47.568 | 57.787 | 71.407 | 82.692 | 93.181 | 103.382 | 114.028 | 125.2 | 125.219 | 126.129 | 127.444 | 126.8152 | 127.4803 | 127.8953 | 128.0923 | 128.4014 | 128.8137 | 129.1027 | 129.3883 | 129.8535 | 130.4359 | 130.8834 | 131.3059 | 131.6394 | 131.6588 | 131.672 | 131.6063 | 131.5525 | 131.9187 | 132.3393 | 132.6566 | 133.0613
Northwest | Lodging - Million Sq Ft | 115.54 | 116.814 | 118.089 | 121.391 | 123.683 | 125.88 | 127.367 | 128.315 | 129.733 | 131.302 | 133.709 | 136.555 | 141.405 | 145.915 | 149.346 | 152.848 | 155.018 | 156.101 | 157.799 | 159.736 | 162.166 | 165.391 | 168.523 | 171.161 | 173.546 | 176.256 | 179.102 | 180.146 | 182.346 | 185.369 | 185.0499 | 186.4011 | 187.3897 | 187.755 | 188.3341 | 188.9153 | 189.2914 | 189.6519 | 190.2948 | 191.1161 | 191.8064 | 192.5217 | 193.5029 | 194.167 | 194.8615 | 195.4275 | 196.0505 | 197.1352 | 198.2455 | 199.1317 | 200.2156
Northwest | Hospital - Million Sq Ft | 38.939 | 39.722 | 40.505 | 41.292 | 42.36 | 43.197 | 43.896 | 45.144 | 46.134 | 47.102 | 48.027 | 48.834 | 50.061 | 51.469 | 53.664 | 55.649 | 57.282 | 58.348 | 59.417 | 60.577 | 68.427 | 73.103 | 77.679 | 82.332 | 87.278 | 92.557 | 97.919 | 98.691 | 100.236 | 103.206 | 105.0938 | 109.5159 | 113.1375 | 116.0967 | 118.6114 | 120.4023 | 121.8134 | 123.1279 | 124.4417 | 125.7836 | 127.1867 | 128.8212 | 130.6214 | 132.3086 | 133.7043 | 134.8807 | 135.9637 | 137.3631 | 138.7237 | 139.9928 | 141.3182
Northwest | OtherHealth - Million Sq Ft | 84.526 | 86.191 | 87.856 | 89.552 | 91.79 | 93.544 | 95.022 | 97.615 | 99.754 | 101.784 | 103.708 | 105.427 | 108.014 | 110.921 | 115.425 | 119.526 | 122.941 | 126.258 | 129.603 | 133.057 | 140.907 | 145.582 | 150.16 | 154.811 | 159.76 | 165.037 | 170.399 | 171.826 | 173.071 | 175.738 | 176.7061 | 181.4911 | 185.5058 | 188.5766 | 191.3083 | 193.419 | 195.1557 | 196.7888 | 198.5741 | 200.4896 | 202.4772 | 204.669 | 207.1038 | 209.1492 | 210.8018 | 212.3109 | 213.6653 | 215.5366 | 217.4749 | 219.3731 | 221.3009
Northwest | Assembly - Million Sq Ft | 123.494 | 125.574 | 127.654 | 130.095 | 131.743 | 134.075 | 137.008 | 139.652 | 142.492 | 144.998 | 148.495 | 153.27 | 158.418 | 164.679 | 171.621 | 178.44 | 183.804 | 188.541 | 192.707 | 198.425 | 201.814 | 206.071 | 210.333 | 214.343 | 218.617 | 223.011 | 227.223 | 229.473 | 236.847 | 245.821 | 247.8082 | 251.2668 | 254.3464 | 256.043 | 258.3799 | 260.584 | 262.55 | 263.7688 | 265.4596 | 268.0431 | 271.3596 | 274.7252 | 278.5942 | 283.0206 | 288.057 | 293.2982 | 298.3477 | 304.0062 | 309.7093 | 314.8328 | 319.972
Northwest | Other - Million Sq Ft | 239.726 | 243.762 | 247.799 | 252.938 | 256.353 | 261.045 | 266.881 | 272.229 | 278.175 | 283.334 | 290.326 | 299.989 | 310.351 | 323.048 | 337.077 | 351.015 | 361.903 | 369.205 | 378.811 | 387.67 | 391.367 | 395.467 | 399.86 | 404.564 | 409.107 | 413.561 | 417.86 | 424.45 | 431.518 | 439.289 | 436.8793 | 443.8718 | 452.6928 | 462.3595 | 471.6981 | 479.1794 | 486.6655 | 492.8895 | 500.4677 | 508.8367 | 516.733 | 525.4626 | 534.3836 | 542.6552 | 550.6943 | 558.9742 | 566.0378 | 575.4818 | 584.6811 | 592.2342 | 599.9122
Northwest | Food & Tobacco - 2012 B$ | 8.5908 | 8.6234 | 9.2279 | 9.7384 | 9.7813 | 9.0482 | 9.6955 | 9.9467 | 10.3285 | 11.1862 | 11.9989 | 11.6885 | 12.0071 | 12.3154 | 12.6238 | 12.8729 | 12.2541 | 12.1623 | 12.1092 | 12.15 | 12.7463 | 13.171 | 13.7142 | 13.7509 | 13.6345 | 13.7959 | 14.5412 | 15.0088 | 15.3989 | 15.4213 | 15.8525 | 16.4325 | 17.0013 | 17.5347 | 18.0621 | 18.5814 | 19.0938 | 19.6173 | 20.1301 | 20.6381 | 21.1324 | 21.6322 | 22.1472 | 22.6555 | 23.0847 | 23.498 | 23.915 | 24.3158 | 24.7311 | 25.2001 | 25.6607
Northwest | Textiles - 2012 B$ | 0.2022 | 0.2022 | 0.2328 | 0.2675 | 0.2941 | 0.3308 | 0.3328 | 0.3328 | 0.3369 | 0.3247 | 0.3002 | 0.3165 | 0.4431 | 0.4145 | 0.486 | 0.5228 | 0.5268 | 0.4064 | 0.4309 | 0.4002 | 0.4758 | 0.5554 | 0.5799 | 0.533 | 0.5146 | 0.5718 | 0.6351 | 0.7188 | 0.7474 | 0.7739 | 0.7566 | 0.7601 | 0.7637 | 0.767 | 0.7694 | 0.771 | 0.772 | 0.7731 | 0.7747 | 0.7758 | 0.7767 | 0.7784 | 0.7816 | 0.7874 | 0.7903 | 0.792 | 0.794 | 0.796 | 0.798 | 0.7995 | 0.8009
Northwest | Apparel - 2012 B$ | 0.6289 | 0.6289 | 0.5983 | 0.6534 | 0.7208 | 0.6392 | 0.6249 | 0.7167 | 0.876 | 0.8719 | 0.8046 | 0.7617 | 0.4513 | 0.4166 | 0.3819 | 0.3716 | 0.3635 | 0.3635 | 0.3186 | 0.3492 | 0.4084 | 0.3921 | 0.3308 | 0.2736 | 0.2205 | 0.2226 | 0.2328 | 0.2287 | 0.2287 | 0.2246 | 0.2185 | 0.2157 | 0.2144 | 0.2126 | 0.2101 | 0.2071 | 0.2038 | 0.2029 | 0.1988 | 0.197 | 0.1939 | 0.1921 | 0.1899 | 0.1874 | 0.1853 | 0.1824 | 0.1787 | 0.1764 | 0.1722 | 0.1707 | 0.1695
Northwest | Lumber - 2012 B$ | 19.0112 | 20.5652 | 22.5643 | 21.9006 | 23.2627 | 18.5252 | 16.1585 | 17.2918 | 19.2685 | 17.6512 | 17.7227 | 15.115 | 9.4239 | 9.1625 | 9.1115 | 9.5342 | 9.0564 | 9.0849 | 9.0033 | 9.185 | 10.1447 | 10.3694 | 9.5444 | 8.2334 | 6.3752 | 7.0041 | 7.2553 | 7.4207 | 8.0844 | 9.428 | 9.1007 | 8.909 | 8.7286 | 8.5269 | 8.3338 | 8.1151 | 7.9152 | 7.7085 | 7.5046 | 7.2849 | 7.0759 | 6.8678 | 6.6639 | 6.4639 | 6.2328 | 6.0166 | 5.7934 | 5.576 | 5.3575 | 5.1604 | 4.9644
Northwest | Furniture - 2012 B$ | 0.5779 | 0.5309 | 0.5656 | 0.6718 | 0.7862 | 0.8658 | 0.7413 | 0.7576 | 0.7882 | 0.8515 | 0.876 | 0.9005 | 1.5642 | 1.6642 | 1.8051 | 1.9317 | 2.0155 | 2.1747 | 2.1666 | 2.3218 | 2.4872 | 2.6955 | 2.7812 | 2.2646 | 1.6009 | 1.4825 | 1.5458 | 1.5826 | 1.4988 | 1.4743 | 1.5449 | 1.6269 | 1.7117 | 1.7903 | 1.8714 | 1.9499 | 2.0262 | 2.1081 | 2.1854 | 2.2667 | 2.3401 | 2.4212 | 2.4987 | 2.5813 | 2.6584 | 2.7276 | 2.7995 | 2.8738 | 2.9482 | 3.0245 | 3.108
Northwest | Paper - 2012 B$ | 5.4951 | 6.0791 | 6.9755 | 8.1334 | 8.0884 | 7.0429 | 6.3793 | 5.7136 | 6.0709 | 6.559 | 7.3411 | 6.0668 | 6.3017 | 6.2139 | 6.5447 | 6.3058 | 6.2567 | 6.4569 | 6.3507 | 6.3262 | 6.4099 | 6.4589 | 6.2486 | 5.9831 | 5.6401 | 5.3971 | 5.2725 | 4.909 | 4.7028 | 4.6926 | 4.8173 | 5.0029 | 5.1925 | 5.3866 | 5.554 | 5.7275 | 5.9014 | 6.0769 | 6.262 | 6.441 | 6.6088 | 6.7881 | 6.9585 | 7.1302 | 7.3006 | 7.4377 | 7.5899 | 7.7487 | 7.909 | 8.0861 | 8.2604
Northwest | Printing - 2012 B$ | 3.7553 | 4.0738 | 4.082 | 4.1616 | 4.6272 | 4.7028 | 4.9356 | 4.8437 | 5.0989 | 5.0969 | 4.9825 | 5.2194 | 2.1196 | 2.1094 | 2.0584 | 2.0767 | 1.9767 | 1.8664 | 1.7194 | 1.6724 | 1.6806 | 1.7133 | 1.6765 | 1.5213 | 1.2661 | 1.2885 | 1.2599 | 1.1885 | 1.1313 | 1.1129 | 1.1121 | 1.1262 | 1.1425 | 1.1555 | 1.1681 | 1.1817 | 1.1928 | 1.2082 | 1.2188 | 1.2323 | 1.2449 | 1.2569 | 1.2705 | 1.2849 | 1.2953 | 1.3042 | 1.3135 | 1.3209 | 1.3322 | 1.3474 | 1.3585
Northwest | Chemicals - 2012 B$ | 0.9843 | 1.7153 | 1.5948 | 1.6561 | 2.0726 | 2.3544 | 0.9536 | 1.3232 | 1.7133 | 1.8766 | 1.2558 | 1.6071 | 2.7853 | 2.8997 | 2.8241 | 2.9936 | 2.6505 | 2.7404 | 2.8404 | 2.818 | 3.1263 | 3.5021 | 3.7532 | 3.7246 | 3.4612 | 3.7696 | 3.9921 | 4.1902 | 4.3352 | 4.4251 | 4.7873 | 5.2081 | 5.6234 | 6.0319 | 6.4384 | 6.7215 | 7.0804 | 7.4549 | 7.851 | 8.2415 | 8.6277 | 9.0347 | 9.4382 | 9.8334 | 10.2025 | 10.561 | 10.9238 | 11.2883 | 11.6575 | 12.0621 | 12.4516
Northwest | Petroleum Products - 2012 B$ | 3.2162 | 3.2734 | 3.2856 | 3.7267 | 3.5674 | 3.7696 | 2.4668 | 2.3953 | 2.5362 | 2.624 | 2.4606 | 2.5729 | 4.3352 | 5.0662 | 5.054 | 4.0534 | 4.5823 | 5.6482 | 5.2643 | 5.2235 | 5.542 | 5.2235 | 5.3746 | 5.4685 | 5.1479 | 5.3358 | 5.6952 | 5.8647 | 5.8831 | 5.9892 | 6.0576 | 6.2184 | 6.3711 | 6.5555 | 6.6666 | 6.8151 | 6.9924 | 7.0895 | 7.2655 | 7.3864 | 7.5252 | 7.6752 | 7.8411 | 8.019 | 8.0975 | 8.2464 | 8.3908 | 8.4262 | 8.5707 | 8.7433 | 8.9204
Northwest | Rubber - 2012 B$ | 0.9495 | 1.0496 | 1.1088 | 1.0578 | 1.2497 | 1.2048 | 1.215 | 1.3375 | 1.456 | 1.6214 | 1.7602 | 1.9951 | 1.9501 | 1.9256 | 1.9542 | 1.9522 | 1.9379 | 2.0788 | 2.0481 | 2.1707 | 2.3687 | 2.4994 | 2.5096 | 2.2564 | 1.8542 | 2.0114 | 2.234 | 2.285 | 2.2871 | 2.2993 | 2.4093 | 2.5368 | 2.6659 | 2.7929 | 2.9175 | 3.0384 | 3.1601 | 3.2817 | 3.4042 | 3.5254 | 3.6499 | 3.7697 | 3.9005 | 4.0272 | 4.1382 | 4.2461 | 4.3606 | 4.4648 | 4.5816 | 4.7067 | 4.8284
Northwest | Leather - 2012 B$ | 0.0796 | 0.0776 | 0.0796 | 0.0776 | 0.0858 | 0.0939 | 0.0939 | 0.1041 | 0.1062 | 0.1205 | 0.1082 | 0.0919 | 0.1001 | 0.0898 | 0.0898 | 0.1164 | 0.1082 | 0.0878 | 0.0756 | 0.0858 | 0.0939 | 0.0837 | 0.0796 | 0.0796 | 0.0735 | 0.0898 | 0.1062 | 0.1103 | 0.1041 | 0.098 | 0.0953 | 0.0941 | 0.0935 | 0.0927 | 0.0915 | 0.0902 | 0.0887 | 0.0883 | 0.0865 | 0.0857 | 0.0843 | 0.0835 | 0.0825 | 0.0814 | 0.0805 | 0.0792 | 0.0776 | 0.0765 | 0.0747 | 0.074 | 0.0734
Northwest | Stone, Clay, etc. - 2012 B$ | 1.409 | 1.5213 | 1.4845 | 1.7112 | 1.7766 | 1.8092 | 1.7786 | 1.8419 | 1.699 | 2.0686 | 2.1482 | 2.136 | 2.4831 | 2.5668 | 2.6138 | 2.6526 | 2.4933 | 2.5627 | 2.6934 | 3.0181 | 3.2305 | 3.3693 | 3.4592 | 3.0161 | 2.3851 | 2.5444 | 2.6669 | 2.7302 | 2.7343 | 2.9344 | 3.0498 | 3.205 | 3.362 | 3.5178 | 3.667 | 3.7713 | 3.9042 | 4.045 | 4.1877 | 4.3305 | 4.4669 | 4.6087 | 4.7582 | 4.903 | 5.0235 | 5.1469 | 5.2798 | 5.3975 | 5.5164 | 5.6511 | 5.7961
Northwest | Aluminum - 2012 B$ | 0.9475 | 1.0761 | 1.1129 | 1.946 | 1.8358 | 1.6152 | 1.458 | 1.3804 | 1.0353 | 1.1252 | 1.5499 | 1.3988 | 1.2742 | 1.3416 | 1.3518 | 1.2334 | 1.0639 | 0.8515 | 0.5738 | 0.5085 | 0.4472 | 0.3655 | 0.3716 | 0.3696 | 0.2941 | 0.341 | 0.4023 | 0.4247 | 0.4268 | 0.4452 | 0.4263 | 0.4135 | 0.4009 | 0.3881 | 0.3746 | 0.3609 | 0.3476 | 0.3342 | 0.3207 | 0.3071 | 0.2932 | 0.2798 | 0.2669 | 0.2538 | 0.2395 | 0.2257 | 0.2124 | 0.1987 | 0.1852 | 0.1724 | 0.1599
Northwest | Other Primary Metals - 2012 B$ | 1.9297 | 2.0788 | 2.0461 | 3.0589 | 3.1284 | 2.8302 | 2.8813 | 2.5035 | 2.0379 | 2.3136 | 2.965 | 2.865 | 2.4157 | 2.4239 | 2.4218 | 2.3197 | 2.3442 | 2.2401 | 2.6771 | 2.7445 | 2.9466 | 2.8935 | 3.2182 | 3.3346 | 2.7118 | 3.014 | 3.353 | 3.4326 | 3.4857 | 3.7185 | 3.6426 | 3.6205 | 3.5962 | 3.5675 | 3.5316 | 3.5015 | 3.4655 | 3.4317 | 3.3977 | 3.3644 | 3.3316 | 3.3019 | 3.2669 | 3.2376 | 3.1906 | 3.1476 | 3.1099 | 3.0664 | 3.0336 | 3 | 2.969
Northwest | Fabricated Metals - 2012 B$ | 3.0018 | 2.9752 | 2.9201 | 3.1631 | 3.4735 | 3.3264 | 3.0446 | 3.0549 | 3.2019 | 3.6001 | 4.3046 | 4.0575 | 5.5768 | 5.6074 | 5.636 | 5.8769 | 5.6625 | 5.5768 | 5.4563 | 5.6094 | 6.171 | 6.6304 | 7.1634 | 7.1797 | 5.5665 | 6.0035 | 6.7182 | 7.2778 | 7.4881 | 7.7535 | 7.6203 | 7.5878 | 7.556 | 7.5104 | 7.4625 | 7.4102 | 7.3551 | 7.3067 | 7.257 | 7.1992 | 7.1475 | 7.0945 | 7.0509 | 7.0088 | 6.9446 | 6.8779 | 6.8122 | 6.7461 | 6.6851 | 6.6409 | 6.5982
Northwest | Machines & Computer - 2012 B$ | 8.8317 | 8.5438 | 9.7731 | 11.6375 | 12.0479 | 12.781 | 12.2031 | 13.7142 | 18.8621 | 20.6897 | 27.6836 | 42.6598 | 7.4472 | 7.1062 | 7.0654 | 7.7311 | 7.241 | 6.61 | 6.5855 | 7.2553 | 7.8801 | 8.6132 | 8.9195 | 8.5234 | 6.4957 | 7.3492 | 8.4519 | 8.9971 | 9.2422 | 9.8364 | 9.456 | 9.3993 | 9.3879 | 9.3686 | 9.3415 | 9.3105 | 9.2785 | 9.2505 | 9.2235 | 9.1819 | 9.1414 | 9.1077 | 9.0964 | 9.1192 | 9.1041 | 9.0763 | 9.0524 | 9.0247 | 8.999 | 8.9665 | 8.9321
Northwest | Electric Equipment - 2012 B$ | 2.7853 | 2.0216 | 2.2238 | 2.9303 | 3.3285 | 3.351 | 3.5388 | 3.0692 | 2.7874 | 2.9752 | 3.5592 | 3.7287 | 0.9434 | 0.9495 | 0.97 | 1.0618 | 0.9924 | 0.9271 | 0.97 | 1.0618 | 1.1272 | 1.1946 | 1.2824 | 1.2844 | 1.0639 | 1.1578 | 1.2068 | 1.2027 | 1.2211 | 1.2558 | 1.2539 | 1.267 | 1.2824 | 1.2911 | 1.3022 | 1.3111 | 1.3224 | 1.3312 | 1.3399 | 1.3513 | 1.3575 | 1.3698 | 1.3816 | 1.3894 | 1.3979 | 1.4024 | 1.4091 | 1.4127 | 1.4211 | 1.4292 | 1.4392
Northwest | Transport Equipment - 2012 B$ | 23.2831 | 27.1302 | 28.331 | 29.1682 | 31.6697 | 33.434 | 34.1875 | 35.3044 | 33.92 | 32.562 | 25.5232 | 29.9503 | 30.1116 | 33.1971 | 31.6676 | 27.7408 | 27.5407 | 26.2787 | 22.452 | 21.4494 | 25.127 | 24.5859 | 28.9599 | 28.0696 | 24.6206 | 24.0427 | 26.8403 | 29.6787 | 29.258 | 28.6475 | 28.7777 | 29.152 | 29.5475 | 29.8929 | 30.229 | 30.54 | 30.8688 | 31.2032 | 31.5436 | 31.8676 | 32.217 | 32.5466 | 32.9389 | 33.3152 | 33.5799 | 33.8187 | 34.0551 | 34.2962 | 34.5598 | 34.9041 | 35.2446
Northwest | Other Manufacturing - 2012 B$ | 0.9822 | 0.7331 | 1.0271 | 1.2007 | 1.3579 | 1.4131 | 1.3334 | 1.4478 | 1.7173 | 1.8623 | 1.9808 | 2.1727 | 2.4953 | 2.6301 | 2.6791 | 2.82 | 2.8752 | 3.0365 | 3.0814 | 3.0732 | 3.4204 | 3.3959 | 3.2713 | 3.3795 | 3.2182 | 3.2407 | 3.3877 | 3.8288 | 3.8186 | 3.7696 | 3.9678 | 4.2192 | 4.4702 | 4.711 | 4.9571 | 5.1442 | 5.3749 | 5.6122 | 5.8531 | 6.0952 | 6.3333 | 6.5831 | 6.8409 | 7.0866 | 7.3159 | 7.5378 | 7.7708 | 7.9965 | 8.2243 | 8.4738 | 8.719
Northwest | Agriculture - 2012 B$ | 16.7895 | 18.7294 | 19.1827 | 19.2195 | 22.3887 | 22.7297 | 21.5596 | 22.6603 | 22.9931 | 22.7991 | 21.3044 | 24.1203 | 17.0835 | 17.108 | 18.8049 | 18.6824 | 16.9569 | 17.4776 | 17.4858 | 17.3061 | 19.5156 | 19.3236 | 18.2087 | 18.5415 | 18.7335 | 18.3822 | 17.5654 | 16.1013 | 17.3 | 18.3046 | 18.1661 | 18.1965 | 18.2503 | 18.3244 | 18.4003 | 18.4994 | 18.597 | 18.7029 | 18.8195 | 18.9369 | 19.0493 | 19.1501 | 19.2538 | 19.3291 | 19.4004 | 19.487 | 19.57 | 19.66 | 19.7356 | 19.814 | 19.882
Northwest Households (Millions) |  |  | 1986 | 1987 | 1988 | 1989 | 1990 | 1991 | 1992 | 1993 | 1994 | 1995 | 1996 | 1997 | 1998 | 1999 | 2000 | 2001 | 2002 | 2003 | 2004 | 2005 | 2006 | 2007 | 2008 | 2009 | 2010 | 2011 | 2012 | 2013 | 2014 | 2015 | 2016 | 2017 | 2018 | 2019 | 2020 | 2021 | 2022 | 2023 | 2024 | 2025 | 2026 | 2027 | 2028 | 2029 | 2030 | 2031 | 2032 | 2033 | 2034 | 2035
HHS | Total |  | 3.7188 | 3.7802 | 3.849 | 3.9324 | 4.0217 | 4.0922 | 4.1787 | 4.2736 | 4.3792 | 4.4768 | 4.5776 | 4.6749 | 4.7762 | 4.8689 | 4.9476 | 5.0255 | 5.1087 | 5.2004 | 5.3002 | 5.4106 | 5.5128 | 5.5953 | 5.6484 | 5.6811 | 5.7148 | 5.7505 | 5.7975 | 5.8586 | 5.9293 | 6.0199 | 6.1158 | 6.2083 | 6.2978 | 6.3854 | 6.47 | 6.5498 | 6.6277 | 6.7053 | 6.783 | 6.8621 | 6.9422 | 7.0215 | 7.0993 | 7.177 | 7.2553 | 7.3331 | 7.4088 | 7.484 | 7.5588 | 7.6338
HHS | Single Family |  | 2.783 | 2.8156 | 2.8505 | 2.8928 | 2.9416 | 2.9864 | 3.0451 | 3.1075 | 3.1724 | 3.2283 | 3.2866 | 3.3434 | 3.4032 | 3.4607 | 3.5131 | 3.5668 | 3.6278 | 3.6968 | 3.7733 | 3.86 | 3.9372 | 3.9965 | 4.0322 | 4.057 | 4.0826 | 4.1063 | 4.137 | 4.1736 | 4.219 | 4.2786 | 4.3427 | 4.404 | 4.4622 | 4.5184 | 4.5731 | 4.6252 | 4.6759 | 4.7263 | 4.7762 | 4.827 | 4.8781 | 4.9286 | 4.9778 | 5.0269 | 5.0767 | 5.1263 | 5.1742 | 5.222 | 5.27 | 5.3182
HHS | Multi Family |  | 0.5985 | 0.6193 | 0.6442 | 0.6753 | 0.7039 | 0.7178 | 0.7319 | 0.7468 | 0.7669 | 0.789 | 0.8144 | 0.8376 | 0.861 | 0.8817 | 0.8983 | 0.9153 | 0.9301 | 0.9459 | 0.9626 | 0.9795 | 0.9982 | 1.0163 | 1.0299 | 1.0356 | 1.0417 | 1.0522 | 1.0667 | 1.0886 | 1.1116 | 1.1406 | 1.1704 | 1.1996 | 1.2287 | 1.258 | 1.2858 | 1.3114 | 1.3365 | 1.3615 | 1.3873 | 1.4135 | 1.4403 | 1.467 | 1.4936 | 1.52 | 1.5464 | 1.5726 | 1.5982 | 1.6235 | 1.6482 | 1.6729
HHS | Other Family |  | 0.3374 | 0.3453 | 0.3544 | 0.3643 | 0.3762 | 0.388 | 0.4018 | 0.4193 | 0.4398 | 0.4595 | 0.4766 | 0.4939 | 0.5119 | 0.5265 | 0.5361 | 0.5434 | 0.5508 | 0.5577 | 0.5644 | 0.571 | 0.5774 | 0.5825 | 0.5864 | 0.5885 | 0.5905 | 0.5921 | 0.5938 | 0.5964 | 0.5987 | 0.6007 | 0.6027 | 0.6048 | 0.6069 | 0.609 | 0.6112 | 0.6132 | 0.6153 | 0.6174 | 0.6196 | 0.6217 | 0.6238 | 0.6259 | 0.628 | 0.6301 | 0.6322 | 0.6343 | 0.6364 | 0.6385 | 0.6406 | 0.6427
Northwest People per Household (People/Household) |  |  | 1986 | 1987 | 1988 | 1989 | 1990 | 1991 | 1992 | 1993 | 1994 | 1995 | 1996 | 1997 | 1998 | 1999 | 2000 | 2001 | 2002 | 2003 | 2004 | 2005 | 2006 | 2007 | 2008 | 2009 | 2010 | 2011 | 2012 | 2013 | 2014 | 2015 | 2016 | 2017 | 2018 | 2019 | 2020 | 2021 | 2022 | 2023 | 2024 | 2025 | 2026 | 2027 | 2028 | 2029 | 2030 | 2031 | 2032 | 2033 | 2034 | 2035
HSize | Total |  | 2.4073 | 2.3925 | 2.3872 | 2.3819 | 2.3878 | 2.4037 | 2.4123 | 2.414 | 2.4046 | 2.3992 | 2.3877 | 2.378 | 2.3623 | 2.3467 | 2.3369 | 2.3276 | 2.3159 | 2.2983 | 2.2816 | 2.2678 | 2.2647 | 2.2656 | 2.2771 | 2.2931 | 2.3025 | 2.3104 | 2.3136 | 2.3123 | 2.3078 | 2.2967 | 2.2842 | 2.2735 | 2.2643 | 2.2557 | 2.2482 | 2.242 | 2.2362 | 2.2302 | 2.2238 | 2.2168 | 2.2094 | 2.2022 | 2.1955 | 2.1888 | 2.1819 | 2.1751 | 2.169 | 2.163 | 2.1572 | 2.1514
HSize | Single Family |  | 2.4254 | 2.4123 | 2.4092 | 2.4035 | 2.4112 | 2.4275 | 2.4358 | 2.4364 | 2.4266 | 2.4205 | 2.4105 | 2.4015 | 2.3861 | 2.3722 | 2.364 | 2.3562 | 2.3449 | 2.327 | 2.3089 | 2.2943 | 2.2905 | 2.2903 | 2.3005 | 2.3147 | 2.3233 | 2.3325 | 2.3377 | 2.3402 | 2.3384 | 2.3294 | 2.3181 | 2.3087 | 2.301 | 2.2941 | 2.2878 | 2.2838 | 2.2801 | 2.2761 | 2.2721 | 2.2674 | 2.2624 | 2.2576 | 2.2533 | 2.249 | 2.2443 | 2.2396 | 2.2356 | 2.2316 | 2.2275 | 2.2233
HSize | Multi Family |  | 2.2732 | 2.2514 | 2.2365 | 2.2337 | 2.2331 | 2.2438 | 2.2486 | 2.2508 | 2.2387 | 2.2342 | 2.2167 | 2.2052 | 2.1886 | 2.1676 | 2.1513 | 2.1395 | 2.128 | 2.113 | 2.101 | 2.0893 | 2.0882 | 2.0881 | 2.0974 | 2.1158 | 2.1273 | 2.1299 | 2.1241 | 2.1066 | 2.0892 | 2.0647 | 2.0408 | 2.0207 | 2.0025 | 1.9847 | 1.9698 | 1.9493 | 1.9299 | 1.9111 | 1.8915 | 1.8718 | 1.8516 | 1.8323 | 1.8136 | 1.7956 | 1.7782 | 1.7614 | 1.7457 | 1.7308 | 1.7168 | 1.7033
HSize | Other Family |  | 2.4961 | 2.4841 | 2.4845 | 2.4845 | 2.4945 | 2.5155 | 2.5318 | 2.5389 | 2.536 | 2.5328 | 2.5226 | 2.5125 | 2.4962 | 2.4796 | 2.4697 | 2.4572 | 2.4421 | 2.4228 | 2.4071 | 2.3949 | 2.3937 | 2.4059 | 2.4318 | 2.4561 | 2.4673 | 2.4775 | 2.4861 | 2.4922 | 2.4982 | 2.5045 | 2.5125 | 2.5185 | 2.5245 | 2.5307 | 2.5377 | 2.5532 | 2.568 | 2.5821 | 2.5955 | 2.6085 | 2.6211 | 2.6334 | 2.6454 | 2.6571 | 2.6685 | 2.6797 | 2.6907 | 2.7015 | 2.7121 | 2.7225
Idaho Economic Drivers |  | 1985 | 1986 | 1987 | 1988 | 1989 | 1990 | 1991 | 1992 | 1993 | 1994 | 1995 | 1996 | 1997 | 1998 | 1999 | 2000 | 2001 | 2002 | 2003 | 2004 | 2005 | 2006 | 2007 | 2008 | 2009 | 2010 | 2011 | 2012 | 2013 | 2014 | 2015 | 2016 | 2017 | 2018 | 2019 | 2020 | 2021 | 2022 | 2023 | 2024 | 2025 | 2026 | 2027 | 2028 | 2029 | 2030 | 2031 | 2032 | 2033 | 2034 | 2035
Idaho | Single Family - Million Sq Ft | 643.0942 | 649.1945 | 655.2282 | 661.2143 | 669.3674 | 680.1314 | 693.4779 | 713.1914 | 735.2824 | 758.4014 | 778.3633 | 800.0028 | 820.3891 | 844.3721 | 867.5486 | 888.7723 | 909.6042 | 932.8132 | 960.436 | 993.0693 | 1032.696 | 1066.549 | 1088.502 | 1102.047 | 1112.458 | 1121.002 | 1128.583 | 1141.723 | 1157.464 | 1174.321 | 1192.94 | 1211.518 | 1229.037 | 1244.971 | 1260.925 | 1276.113 | 1290.495 | 1304.704 | 1318.44 | 1331.81 | 1345.28 | 1359.386 | 1372.886 | 1385.816 | 1398.197 | 1410.596 | 1422.934 | 1435.059 | 1446.453 | 1457.582 | 1468.306
Idaho | Multi Family - Million Sq Ft | 24.2554 | 24.8705 | 25.2517 | 25.5302 | 26.1793 | 26.8965 | 27.4938 | 28.5782 | 30.1613 | 32.1628 | 33.6614 | 34.8832 | 35.8728 | 36.7573 | 37.8357 | 38.7447 | 40.0191 | 41.5142 | 43.0956 | 44.5539 | 45.9654 | 47.2888 | 48.5985 | 49.1671 | 49.5129 | 49.8441 | 50.3822 | 51.2225 | 52.4984 | 54.0412 | 55.6685 | 57.2971 | 58.8999 | 60.4872 | 62.1039 | 63.664 | 65.0308 | 66.4321 | 67.7907 | 69.1914 | 70.6887 | 72.1276 | 73.5526 | 74.9854 | 76.4397 | 77.913 | 79.3909 | 80.9019 | 82.4276 | 83.967 | 85.5316
Idaho | Other Family - Million Sq Ft | 56.0268 | 56.9989 | 57.7505 | 58.4649 | 59.3328 | 60.3901 | 61.8176 | 64.1262 | 67.9054 | 73.03 | 77.5217 | 81.3017 | 85.128 | 89.5733 | 93.0659 | 95.0839 | 96.6381 | 98.3338 | 99.5576 | 100.8407 | 102.1716 | 103.411 | 104.5731 | 105.3254 | 105.7561 | 106.2002 | 106.6206 | 106.9814 | 107.3252 | 107.7992 | 108.0214 | 108.2992 | 108.5137 | 108.7876 | 109.0208 | 109.3194 | 109.5564 | 109.798 | 110.1082 | 110.3573 | 110.6655 | 110.9069 | 111.201 | 111.4279 | 111.6451 | 111.9138 | 112.1251 | 112.392 | 112.6022 | 112.812 | 113.0758
Idaho | Large Office - Million Sq Ft | 4.574 | 4.687 | 4.8 | 4.975 | 5.239 | 5.5 | 5.708 | 5.954 | 6.336 | 6.768 | 7.212 | 7.581 | 8.103 | 8.67 | 9.358 | 10.389 | 10.964 | 11.459 | 12.034 | 12.844 | 13.48 | 14.217 | 14.869 | 15.546 | 16.16 | 16.782 | 17.422 | 17.812 | 18.239 | 18.887 | 19.1604 | 19.9595 | 20.37 | 20.7284 | 21.4612 | 21.8875 | 22.176 | 22.8866 | 23.4109 | 23.887 | 24.7055 | 25.4414 | 26.041 | 26.502 | 27.1606 | 27.8613 | 28.4604 | 29.6501 | 30.0718 | 30.5016 | 31.2899
Idaho | Medium Office - Million Sq Ft | 1.136 | 1.649 | 2.163 | 2.241 | 2.36 | 2.478 | 2.572 | 2.682 | 2.855 | 3.049 | 3.249 | 3.416 | 3.651 | 3.906 | 4.216 | 4.681 | 4.94 | 5.163 | 5.422 | 5.787 | 6.586 | 7.512 | 8.331 | 9.182 | 9.953 | 10.734 | 11.539 | 12.029 | 12.564 | 13.379 | 13.8882 | 14.907 | 15.4251 | 15.8906 | 16.8156 | 17.3474 | 17.7161 | 18.6174 | 19.2824 | 19.8713 | 20.8941 | 21.8209 | 22.5794 | 23.1884 | 24.0484 | 24.9662 | 25.7579 | 27.261 | 27.7959 | 28.3454 | 29.3421
Idaho | Small Office - Million Sq Ft | 2.15 | 2.344 | 2.538 | 2.63 | 2.769 | 2.908 | 3.018 | 3.147 | 3.349 | 3.578 | 3.813 | 4.008 | 4.284 | 4.583 | 4.947 | 5.492 | 5.796 | 6.058 | 6.362 | 6.79 | 6.986 | 7.213 | 7.413 | 7.622 | 7.81 | 8.002 | 8.199 | 8.319 | 8.45 | 8.649 | 8.6877 | 8.9299 | 9.0548 | 9.1616 | 9.3863 | 9.5177 | 9.605 | 9.8214 | 9.9808 | 10.1301 | 10.3843 | 10.6096 | 10.7921 | 10.9262 | 11.1203 | 11.3255 | 11.4997 | 11.8626 | 11.9905 | 12.121 | 12.362
Idaho | Big Box-Retail - Million Sq Ft | 0.536 | 1.692 | 2.848 | 2.985 | 3.131 | 3.258 | 3.311 | 3.456 | 3.664 | 3.846 | 4.099 | 4.314 | 4.533 | 4.878 | 5.302 | 5.597 | 5.848 | 6.047 | 6.33 | 6.614 | 7.004 | 7.615 | 8.098 | 8.541 | 8.983 | 9.446 | 9.938 | 10.74 | 10.821 | 10.883 | 10.7796 | 10.9023 | 11.0132 | 11.1205 | 11.2565 | 11.3627 | 11.445 | 11.5375 | 11.6295 | 11.7676 | 11.9467 | 12.086 | 12.2155 | 12.3082 | 12.407 | 12.5033 | 12.575 | 12.6734 | 12.7654 | 12.8479 | 12.9152
Idaho | Small Box-Retail - Million Sq Ft | 5.569 | 5.414 | 5.26 | 5.513 | 5.783 | 6.017 | 6.116 | 6.383 | 6.768 | 7.103 | 7.572 | 7.968 | 8.372 | 9.01 | 9.792 | 10.337 | 10.801 | 11.169 | 11.691 | 12.216 | 12.397 | 12.68 | 12.905 | 13.11 | 13.316 | 13.53 | 13.759 | 14.131 | 14.169 | 14.197 | 14.0029 | 14.0646 | 14.1073 | 14.1399 | 14.1946 | 14.2456 | 14.2781 | 14.3144 | 14.3648 | 14.4408 | 14.5292 | 14.5935 | 14.6359 | 14.6359 | 14.6444 | 14.6481 | 14.6379 | 14.6737 | 14.7116 | 14.7377 | 14.7624
Idaho | High End-Retail - Million Sq Ft | 1.392 | 1.354 | 1.315 | 1.378 | 1.446 | 1.504 | 1.529 | 1.596 | 1.692 | 1.776 | 1.893 | 1.992 | 2.093 | 2.252 | 2.448 | 2.584 | 2.7 | 2.792 | 2.923 | 3.054 | 3.681 | 4.663 | 5.439 | 6.151 | 6.862 | 7.606 | 8.397 | 9.685 | 9.815 | 9.914 | 9.8705 | 10.0636 | 10.249 | 10.4364 | 10.6622 | 10.8301 | 10.9666 | 11.1232 | 11.2628 | 11.4751 | 11.7581 | 11.9828 | 12.2057 | 12.3911 | 12.5799 | 12.7702 | 12.9204 | 13.0867 | 13.239 | 13.3813 | 13.4952
Idaho | Anchor-Retail - Million Sq Ft | 3.101 | 2.82 | 2.539 | 2.661 | 2.791 | 2.904 | 2.952 | 3.081 | 3.267 | 3.429 | 3.655 | 3.846 | 4.041 | 4.349 | 4.727 | 4.989 | 5.213 | 5.391 | 5.643 | 5.896 | 6.091 | 6.397 | 6.638 | 6.86 | 7.081 | 7.312 | 7.558 | 7.959 | 8 | 8.031 | 7.9371 | 8 | 8.0529 | 8.1021 | 8.1673 | 8.2209 | 8.261 | 8.3052 | 8.353 | 8.4259 | 8.5165 | 8.5864 | 8.6462 | 8.6799 | 8.7192 | 8.7562 | 8.7791 | 8.8257 | 8.8702 | 8.9081 | 8.9399
Idaho | K-12 - Million Sq Ft | 14.296 | 14.48 | 14.665 | 14.872 | 15.009 | 15.626 | 16.311 | 16.718 | 17.254 | 18.287 | 19.067 | 19.715 | 20.496 | 20.895 | 21.512 | 21.889 | 22.729 | 23.662 | 24.838 | 25.442 | 26.196 | 27.729 | 28.937 | 29.821 | 30.793 | 31.81 | 32.816 | 33.124 | 33.263 | 33.294 | 32.9627 | 33.0801 | 33.2415 | 33.2345 | 33.2508 | 33.2571 | 33.3852 | 33.6001 | 33.9815 | 34.3573 | 34.577 | 34.8786 | 35.2059 | 35.4938 | 35.7965 | 36.0864 | 36.2255 | 36.4594 | 36.7212 | 37.1508 | 37.4835
Idaho | University - Million Sq Ft | 7.365 | 7.46 | 7.555 | 7.661 | 7.732 | 8.05 | 8.403 | 8.612 | 8.888 | 9.42 | 9.822 | 10.156 | 10.559 | 10.764 | 11.082 | 11.276 | 11.709 | 12.246 | 12.833 | 13.136 | 13.331 | 13.445 | 13.681 | 13.955 | 14.237 | 14.501 | 14.743 | 15.05 | 15.072 | 15.109 | 14.9809 | 15.056 | 15.0947 | 15.106 | 15.1126 | 15.1053 | 15.1525 | 15.2791 | 15.5573 | 15.9113 | 16.2354 | 16.5816 | 16.8792 | 17.1878 | 17.5242 | 17.7732 | 17.9347 | 18.1951 | 18.465 | 18.8137 | 19.0833
Idaho | Warehouse - Million Sq Ft | 11.89 | 12.41 | 12.93 | 13.165 | 13.461 | 13.856 | 14.539 | 14.918 | 15.238 | 15.978 | 16.614 | 17.318 | 17.812 | 19.012 | 20.53 | 21.58 | 22.671 | 23.462 | 23.875 | 24.622 | 25.579 | 26.648 | 27.417 | 28.074 | 28.604 | 29.129 | 29.716 | 29.716 | 29.94 | 30.481 | 30.5694 | 31.1483 | 31.6797 | 32.0762 | 32.569 | 32.771 | 32.9403 | 33.38 | 33.9889 | 34.405 | 34.5758 | 35.0548 | 35.2185 | 35.3954 | 35.8166 | 35.9239 | 36.4557 | 36.9632 | 37.3096 | 37.7077 | 37.9547
Idaho | Supermarket - Million Sq Ft | 4.245 | 4.016 | 3.787 | 3.966 | 4.159 | 4.324 | 4.395 | 4.585 | 4.858 | 5.097 | 5.429 | 5.711 | 5.998 | 6.451 | 7.007 | 7.394 | 7.724 | 7.802 | 7.908 | 8.017 | 8.121 | 8.266 | 8.388 | 8.5 | 8.608 | 8.715 | 8.823 | 9.177 | 9.187 | 9.204 | 9.1232 | 9.1409 | 9.153 | 9.1494 | 9.1558 | 9.1735 | 9.1798 | 9.1834 | 9.2028 | 9.225 | 9.2426 | 9.2516 | 9.2391 | 9.2048 | 9.1657 | 9.133 | 9.0908 | 9.0891 | 9.0902 | 9.0866 | 9.0952
Idaho | MiniMart - Million Sq Ft | 0.476 | 1.004 | 1.532 | 1.605 | 1.683 | 1.75 | 1.778 | 1.855 | 1.966 | 2.062 | 2.197 | 2.311 | 2.427 | 2.61 | 2.835 | 2.992 | 3.125 | 3.157 | 3.2 | 3.244 | 3.348 | 3.493 | 3.615 | 3.727 | 3.835 | 3.943 | 4.05 | 4.05 | 4.057 | 4.061 | 4.0243 | 4.033 | 4.0393 | 4.0367 | 4.0399 | 4.0466 | 4.0473 | 4.0453 | 4.0497 | 4.0574 | 4.064 | 4.0663 | 4.0591 | 4.0433 | 4.0263 | 4.0107 | 3.9896 | 3.9871 | 3.9854 | 3.982 | 3.9827
Idaho | Restaurant - Million Sq Ft | 1.665 | 1.69 | 1.715 | 1.739 | 1.771 | 1.817 | 1.84 | 1.894 | 1.946 | 2.014 | 2.129 | 2.202 | 2.371 | 2.466 | 2.588 | 2.766 | 2.856 | 3.017 | 3.236 | 3.462 | 4.854 | 7.037 | 8.763 | 10.344 | 11.925 | 13.577 | 15.335 | 15.335 | 15.411 | 15.546 | 15.4542 | 15.521 | 15.5546 | 15.5487 | 15.5589 | 15.5806 | 15.588 | 15.5954 | 15.6239 | 15.6677 | 15.6947 | 15.7214 | 15.733 | 15.7027 | 15.6667 | 15.6305 | 15.5893 | 15.607 | 15.629 | 15.6451 | 15.6671
Idaho | Lodging - Million Sq Ft | 10.183 | 10.48 | 10.777 | 10.958 | 11.052 | 11.521 | 11.622 | 11.758 | 12.13 | 12.429 | 12.89 | 13.675 | 13.833 | 13.975 | 14.224 | 14.454 | 14.682 | 14.922 | 15.169 | 15.532 | 15.923 | 16.547 | 17.09 | 17.522 | 17.916 | 18.355 | 18.819 | 18.947 | 19.15 | 19.447 | 19.405 | 19.4751 | 19.5356 | 19.5288 | 19.5406 | 19.5692 | 19.5788 | 19.5894 | 19.6287 | 19.6811 | 19.7165 | 19.7429 | 19.7361 | 19.6922 | 19.6342 | 19.5887 | 19.5327 | 19.5331 | 19.5339 | 19.5337 | 19.5331
Idaho | Hospital - Million Sq Ft | 3.466 | 3.56 | 3.654 | 3.69 | 3.74 | 3.756 | 3.846 | 4.032 | 4.254 | 4.315 | 4.546 | 4.744 | 4.901 | 5.053 | 5.219 | 5.463 | 5.653 | 5.815 | 5.955 | 6.272 | 6.922 | 7.569 | 8.026 | 8.587 | 9.057 | 9.602 | 10.166 | 10.225 | 10.666 | 11.401 | 11.8972 | 12.8269 | 13.5861 | 14.301 | 14.9273 | 15.2281 | 15.5496 | 15.8588 | 16.1786 | 16.482 | 16.782 | 17.1179 | 17.5365 | 18.0078 | 18.4302 | 18.7855 | 19.1283 | 19.5522 | 19.9462 | 20.2746 | 20.6311
Idaho | OtherHealth - Million Sq Ft | 11.415 | 11.59 | 11.765 | 11.832 | 11.923 | 11.955 | 12.121 | 12.466 | 12.878 | 12.992 | 13.421 | 13.788 | 14.081 | 14.363 | 14.671 | 15.124 | 15.477 | 15.832 | 16.139 | 16.831 | 17.481 | 18.128 | 18.586 | 19.146 | 19.617 | 20.162 | 20.725 | 20.822 | 20.88 | 21.017 | 20.944 | 21.2366 | 21.454 | 21.5861 | 21.7159 | 21.7299 | 21.7571 | 21.7867 | 21.837 | 21.8918 | 21.9588 | 22.0294 | 22.1207 | 22.1809 | 22.2204 | 22.2273 | 22.2269 | 22.3111 | 22.401 | 22.4671 | 22.5476
Idaho | Assembly - Million Sq Ft | 9.453 | 9.615 | 9.777 | 10.179 | 10.394 | 10.56 | 10.702 | 10.918 | 11.35 | 11.645 | 11.848 | 12.244 | 12.61 | 13.152 | 13.709 | 14.41 | 14.885 | 15.24 | 15.905 | 16.943 | 17.409 | 18.368 | 18.835 | 19.325 | 19.838 | 20.366 | 20.868 | 21.132 | 21.901 | 22.651 | 22.9865 | 23.5989 | 24.0651 | 24.4441 | 24.9702 | 25.4566 | 25.917 | 26.0239 | 26.1818 | 26.7063 | 27.3083 | 27.9247 | 28.6217 | 29.3899 | 30.135 | 31.0045 | 31.8761 | 32.8083 | 33.8449 | 34.7732 | 35.7582
Idaho | Other - Million Sq Ft | 18.351 | 18.665 | 18.979 | 20.162 | 20.792 | 21.282 | 21.698 | 22.334 | 23.606 | 24.473 | 25.07 | 26.233 | 27.312 | 28.906 | 30.543 | 32.604 | 34.001 | 35.044 | 35.846 | 36.13 | 36.478 | 36.774 | 37.314 | 37.724 | 38.146 | 38.569 | 38.978 | 40.198 | 41.067 | 42.275 | 42.102 | 43.5131 | 44.7153 | 46.1079 | 47.3669 | 47.9635 | 49.27 | 50.789 | 52.2252 | 53.6963 | 54.8598 | 56.6921 | 58.5355 | 60.1355 | 61.6256 | 63.1505 | 64.496 | 66.2301 | 67.7542 | 69.1485 | 70.4551
Idaho | Food & Tobacco - 2012 B$ | 1.0095 | 0.9726 | 1.0661 | 1.1215 | 1.2184 | 1.0511 | 1.1307 | 1.0592 | 1.1168 | 1.1618 | 1.2599 | 1.1941 | 1.2634 | 1.3095 | 1.4353 | 1.5795 | 1.3868 | 1.433 | 1.4272 | 1.4134 | 1.4607 | 1.5184 | 1.6176 | 1.6718 | 1.6706 | 1.7087 | 1.7272 | 1.7203 | 1.7376 | 1.7387 | 1.7875 | 1.8531 | 1.9174 | 1.9777 | 2.0373 | 2.096 | 2.1539 | 2.2131 | 2.2711 | 2.3285 | 2.3844 | 2.4409 | 2.4992 | 2.5566 | 2.6052 | 2.6519 | 2.6991 | 2.7444 | 2.7914 | 2.8444 | 2.8965
Idaho | Textiles - 2012 B$ | 0.0023 | 0.0023 | 0.0023 | 0.0012 | 0.0046 | 0.0069 | 0.0046 | 0.0046 | 0.0035 | 0.0012 | 0.0023 | 0.0023 | 0.0104 | 0.0104 | 0.0196 | 0.0138 | 0.015 | 0.0081 | 0.0185 | 0.0138 | 0.0069 | 0.0104 | 0.0115 | 0.0081 | 0.0265 | 0.0185 | 0.0196 | 0.0208 | 0.0231 | 0.0242 | 0.0253 | 0.027 | 0.0287 | 0.0304 | 0.032 | 0.0336 | 0.0352 | 0.0367 | 0.0383 | 0.0398 | 0.0413 | 0.0428 | 0.0444 | 0.0461 | 0.0477 | 0.0491 | 0.0506 | 0.0521 | 0.0536 | 0.055 | 0.0564
Idaho | Apparel - 2012 B$ | 0.0208 | 0.0185 | 0.0127 | 0.0138 | 0.0127 | 0.0115 | 0.0104 | 0.0104 | 0.0127 | 0.015 | 0.0138 | 0.0127 | 0.0104 | 0.0092 | 0.0104 | 0.0115 | 0.0104 | 0.0092 | 0.0104 | 0.0104 | 0.0196 | 0.0115 | 0.0092 | 0.0104 | 0.0092 | 0.0069 | 0.0081 | 0.0081 | 0.0081 | 0.0081 | 0.0082 | 0.0085 | 0.0089 | 0.0092 | 0.0095 | 0.0098 | 0.01 | 0.0104 | 0.0106 | 0.0109 | 0.0112 | 0.0115 | 0.0118 | 0.0121 | 0.0123 | 0.0126 | 0.0128 | 0.013 | 0.0132 | 0.0135 | 0.0138
Idaho | Lumber - 2012 B$ | 1.0142 | 1.0995 | 1.2103 | 1.0511 | 1.2403 | 1.0072 | 0.9657 | 1.1399 | 1.2218 | 1.2091 | 1.2334 | 1.1838 | 0.66 | 0.6484 | 0.69 | 0.7349 | 0.585 | 0.593 | 0.5976 | 0.6103 | 0.6692 | 0.7361 | 0.6876 | 0.5469 | 0.4038 | 0.4454 | 0.4846 | 0.4823 | 0.5411 | 0.6588 | 0.6341 | 0.6189 | 0.6045 | 0.5887 | 0.5734 | 0.5563 | 0.5406 | 0.5244 | 0.5083 | 0.4913 | 0.4749 | 0.4587 | 0.4427 | 0.427 | 0.4092 | 0.3925 | 0.3753 | 0.3585 | 0.3417 | 0.3263 | 0.3109
Idaho | Furniture - 2012 B$ | 0.0242 | 0.0185 | 0.0196 | 0.0208 | 0.0219 | 0.0196 | 0.0196 | 0.0231 | 0.0231 | 0.0323 | 0.0415 | 0.0462 | 0.0842 | 0.0911 | 0.1085 | 0.1373 | 0.1246 | 0.1408 | 0.1546 | 0.1627 | 0.1869 | 0.2077 | 0.1938 | 0.1581 | 0.1085 | 0.1027 | 0.105 | 0.0958 | 0.0958 | 0.1015 | 0.1119 | 0.1231 | 0.1345 | 0.1454 | 0.1565 | 0.1674 | 0.1781 | 0.1893 | 0.2 | 0.2111 | 0.2215 | 0.2326 | 0.2434 | 0.2546 | 0.2653 | 0.2752 | 0.2853 | 0.2957 | 0.3061 | 0.3167 | 0.328
Idaho | Paper - 2012 B$ | 0.1477 | 0.1535 | 0.1615 | 0.1708 | 0.1777 | 0.2192 | 0.2423 | 0.2631 | 0.2723 | 0.2711 | 0.2769 | 0.2954 | 0.2192 | 0.2192 | 0.2365 | 0.2619 | 0.2342 | 0.2481 | 0.2308 | 0.2527 | 0.2423 | 0.2677 | 0.2919 | 0.3034 | 0.2608 | 0.2711 | 0.2561 | 0.2677 | 0.2561 | 0.2481 | 0.2515 | 0.2582 | 0.2651 | 0.2723 | 0.2781 | 0.2842 | 0.2903 | 0.2966 | 0.3033 | 0.3097 | 0.3156 | 0.322 | 0.328 | 0.3341 | 0.3401 | 0.3446 | 0.3499 | 0.3554 | 0.361 | 0.3674 | 0.3737
Idaho | Printing - 2012 B$ | 0.1927 | 0.2469 | 0.2134 | 0.2204 | 0.225 | 0.2527 | 0.2331 | 0.2227 | 0.2065 | 0.2284 | 0.2181 | 0.2308 | 0.0911 | 0.0923 | 0.0946 | 0.105 | 0.0923 | 0.0796 | 0.0842 | 0.0773 | 0.0796 | 0.0877 | 0.0831 | 0.0785 | 0.0611 | 0.0542 | 0.0508 | 0.0485 | 0.0462 | 0.0462 | 0.047 | 0.0484 | 0.0499 | 0.0513 | 0.0527 | 0.0541 | 0.0553 | 0.0568 | 0.0581 | 0.0595 | 0.0608 | 0.0621 | 0.0635 | 0.0649 | 0.0662 | 0.0673 | 0.0685 | 0.0695 | 0.0708 | 0.0722 | 0.0735
Idaho | Chemicals - 2012 B$ | 0 | 0 | 0 | 0 | 0 | 0 | 0 | 0.0012 | 0.0035 | 0.0035 | 0.0023 | 0.0023 | 0.2481 | 0.2573 | 0.2458 | 0.33 | 0.1984 | 0.1719 | 0.1938 | 0.2042 | 0.2019 | 0.2527 | 0.27 | 0.2723 | 0.2446 | 0.2654 | 0.2804 | 0.2954 | 0.2977 | 0.2942 | 0.3089 | 0.3274 | 0.3456 | 0.3634 | 0.3811 | 0.3981 | 0.4156 | 0.4325 | 0.45 | 0.467 | 0.4836 | 0.5014 | 0.519 | 0.5361 | 0.5519 | 0.567 | 0.5825 | 0.5981 | 0.6139 | 0.6316 | 0.6485
Idaho | Petroleum Products - 2012 B$ | 0.3461 | 0.2931 | 0.345 | 0.3611 | 0.3727 | 0.3946 | 0.4442 | 0.48 | 0.4719 | 0.518 | 0.3219 | 0.3484 | 0.0185 | 0.0196 | 0.0069 | 0.015 | 0.015 | 0.0162 | 0.0265 | 0.0254 | 0.0115 | 0.0081 | 0.0046 | 0.0069 | 0.0012 | 0.0046 | 0.0058 | 0.0058 | 0.0069 | 0.0069 | 0.0074 | 0.0079 | 0.0084 | 0.009 | 0.0095 | 0.01 | 0.0106 | 0.0111 | 0.0116 | 0.0121 | 0.0126 | 0.0132 | 0.0137 | 0.0143 | 0.0147 | 0.0152 | 0.0157 | 0.016 | 0.0165 | 0.0171 | 0.0177
Idaho | Rubber - 2012 B$ | 0.1719 | 0.1719 | 0.15 | 0.0831 | 0.0565 | 0.0554 | 0.0519 | 0.0427 | 0.0588 | 0.0704 | 0.0635 | 0.0554 | 0.0611 | 0.0588 | 0.0623 | 0.0669 | 0.0669 | 0.0796 | 0.0854 | 0.0923 | 0.1004 | 0.1165 | 0.1177 | 0.1015 | 0.0888 | 0.0981 | 0.1096 | 0.1154 | 0.1177 | 0.1177 | 0.1252 | 0.1337 | 0.1422 | 0.1507 | 0.1589 | 0.167 | 0.1752 | 0.1833 | 0.1915 | 0.1995 | 0.2078 | 0.2158 | 0.2244 | 0.2328 | 0.2403 | 0.2476 | 0.2553 | 0.2624 | 0.2702 | 0.2784 | 0.2865
Idaho | Leather - 2012 B$ | 0.0058 | 0.0058 | 0.0069 | 0.0069 | 0.0081 | 0.0115 | 0.0138 | 0.0138 | 0.015 | 0.0208 | 0.0104 | 0.0081 | 0.0092 | 0.0092 | 0.0104 | 0.0127 | 0.0115 | 0.0127 | 0.0115 | 0.0115 | 0.0115 | 0.0127 | 0.0115 | 0.0046 | 0.0035 | 0.0046 | 0.0046 | 0.0046 | 0.0046 | 0.0046 | 0.0046 | 0.0047 | 0.0048 | 0.005 | 0.005 | 0.0051 | 0.0052 | 0.0053 | 0.0054 | 0.0055 | 0.0056 | 0.0057 | 0.0058 | 0.0058 | 0.0059 | 0.006 | 0.006 | 0.0061 | 0.0061 | 0.0063 | 0.0064
Idaho | Stone, Clay, etc. - 2012 B$ | 0.0658 | 0.0554 | 0.0519 | 0.0462 | 0.0415 | 0.0508 | 0.0542 | 0.0646 | 0.0496 | 0.0727 | 0.0773 | 0.0727 | 0.0854 | 0.0946 | 0.1073 | 0.1165 | 0.0946 | 0.0842 | 0.0865 | 0.1015 | 0.1188 | 0.12 | 0.1165 | 0.105 | 0.0773 | 0.0692 | 0.0715 | 0.0692 | 0.0669 | 0.0738 | 0.0776 | 0.0824 | 0.0873 | 0.0921 | 0.0967 | 0.1013 | 0.106 | 0.1106 | 0.1151 | 0.1196 | 0.1238 | 0.1283 | 0.1329 | 0.1374 | 0.1412 | 0.1451 | 0.1493 | 0.153 | 0.1568 | 0.161 | 0.1654
Idaho | Aluminum - 2012 B$ | 0 | 0 | 0 | 0 | 0 | 0 | 0 | 0 | 0 | 0 | 0 | 0 | 0 | 0 | 0.0012 | 0 | 0 | 0.0012 | 0.0012 | 0.0012 | 0 | 0 | 0 | 0 | 0 | 0.0012 | 0.0012 | 0.0012 | 0.0012 | 0.0012 | 0.0011 | 0.0011 | 0.0011 | 0.0011 | 0.0011 | 0.0011 | 0.0011 | 0.0011 | 0.0011 | 0.0011 | 0.0011 | 0.0011 | 0.0011 | 0.0011 | 0.0011 | 0.0011 | 0.0011 | 0.0011 | 0.0011 | 0.0011 | 0.0011
Idaho | Other Primary Metals - 2012 B$ | 0.0035 | 0.0035 | 0.0058 | 0.0069 | 0.0104 | 0.0092 | 0.0092 | 0.0081 | 0.0115 | 0.015 | 0.0173 | 0.0185 | 0.0162 | 0.0173 | 0.0254 | 0.0381 | 0.0312 | 0.0265 | 0.0335 | 0.0277 | 0.0323 | 0.0323 | 0.0508 | 0.0392 | 0.0415 | 0.0508 | 0.0565 | 0.0554 | 0.0588 | 0.0669 | 0.0639 | 0.0618 | 0.0597 | 0.0575 | 0.0552 | 0.053 | 0.0507 | 0.0485 | 0.0462 | 0.044 | 0.0418 | 0.0396 | 0.0374 | 0.0352 | 0.0329 | 0.0306 | 0.0284 | 0.0261 | 0.024 | 0.0219 | 0.0197
Idaho | Fabricated Metals - 2012 B$ | 0.135 | 0.1211 | 0.1315 | 0.1546 | 0.1581 | 0.1454 | 0.1292 | 0.1419 | 0.165 | 0.1846 | 0.1996 | 0.1973 | 0.2388 | 0.2434 | 0.2642 | 0.3023 | 0.2688 | 0.2619 | 0.255 | 0.2631 | 0.3034 | 0.3254 | 0.3681 | 0.3623 | 0.3081 | 0.3484 | 0.3657 | 0.3715 | 0.3854 | 0.4015 | 0.3869 | 0.3774 | 0.368 | 0.3579 | 0.3477 | 0.3373 | 0.3268 | 0.3166 | 0.3064 | 0.2959 | 0.2856 | 0.2753 | 0.2654 | 0.2555 | 0.2449 | 0.2342 | 0.2237 | 0.2131 | 0.2028 | 0.1931 | 0.1833
Idaho | Machines & Computer - 2012 B$ | 0.7211 | 0.6357 | 0.7903 | 1.3937 | 1.6107 | 1.3903 | 1.2495 | 1.3799 | 2.2741 | 2.9109 | 4.3705 | 3.864 | 0.4004 | 0.3946 | 0.4073 | 0.5319 | 0.3992 | 0.4165 | 0.3888 | 0.4384 | 0.4454 | 0.5065 | 0.5503 | 0.5365 | 0.4257 | 0.4396 | 0.4523 | 0.4269 | 0.4327 | 0.4523 | 0.4243 | 0.4113 | 0.4004 | 0.3891 | 0.3775 | 0.3659 | 0.3542 | 0.3428 | 0.3314 | 0.3196 | 0.3079 | 0.2965 | 0.2858 | 0.2762 | 0.2654 | 0.2543 | 0.2433 | 0.2323 | 0.2214 | 0.2103 | 0.1993
Idaho | Electric Equipment - 2012 B$ | 0.0219 | 0.015 | 0.0104 | 0.015 | 0.015 | 0.0162 | 0.0185 | 0.0185 | 0.0196 | 0.0185 | 0.0231 | 0.0254 | 0.0242 | 0.0254 | 0.0288 | 0.0381 | 0.0323 | 0.0323 | 0.0346 | 0.0404 | 0.0415 | 0.0438 | 0.0496 | 0.0473 | 0.0358 | 0.0392 | 0.0404 | 0.0381 | 0.0369 | 0.0369 | 0.0365 | 0.0365 | 0.0366 | 0.0364 | 0.0364 | 0.0363 | 0.0362 | 0.0361 | 0.036 | 0.036 | 0.0358 | 0.0358 | 0.0357 | 0.0356 | 0.0355 | 0.0353 | 0.0351 | 0.0349 | 0.0348 | 0.0347 | 0.0346
Idaho | Transport Equipment - 2012 B$ | 0.0358 | 0.0381 | 0.0462 | 0.0623 | 0.0761 | 0.0715 | 0.0865 | 0.1038 | 0.1188 | 0.1454 | 0.1546 | 0.1777 | 0.1396 | 0.1488 | 0.1638 | 0.2019 | 0.1431 | 0.1696 | 0.1754 | 0.1765 | 0.21 | 0.3011 | 0.3092 | 0.255 | 0.2008 | 0.2342 | 0.2446 | 0.2619 | 0.2781 | 0.3115 | 0.2946 | 0.2804 | 0.2663 | 0.2518 | 0.2371 | 0.2224 | 0.2078 | 0.1932 | 0.1787 | 0.1641 | 0.1497 | 0.1352 | 0.121 | 0.1067 | 0.092 | 0.0773 | 0.0628 | 0.0484 | 0.034 | 0.0198 | 0.0056
Idaho | Other Manufacturing - 2012 B$ | 0.0242 | 0.0242 | 0.0288 | 0.0288 | 0.0265 | 0.0219 | 0.0196 | 0.0358 | 0.0415 | 0.0438 | 0.0588 | 0.06 | 0.1027 | 0.1154 | 0.1488 | 0.1558 | 0.1488 | 0.1569 | 0.18 | 0.1881 | 0.2169 | 0.2319 | 0.2308 | 0.1984 | 0.1569 | 0.1615 | 0.1673 | 0.1684 | 0.1754 | 0.1834 | 0.1943 | 0.2078 | 0.2213 | 0.2342 | 0.2474 | 0.2603 | 0.2738 | 0.2869 | 0.3001 | 0.3131 | 0.3259 | 0.3394 | 0.3532 | 0.3664 | 0.3787 | 0.3906 | 0.4032 | 0.4153 | 0.4276 | 0.4409 | 0.4541
Idaho | Agriculture - 2012 B$ | 2.0445 | 1.8056 | 1.9579 | 2.0791 | 2.5948 | 2.701 | 2.2221 | 2.3514 | 2.5071 | 2.2129 | 2.1945 | 2.521 | 1.6349 | 1.6107 | 1.6153 | 1.6718 | 1.516 | 1.7064 | 1.598 | 1.6695 | 1.9176 | 1.9118 | 1.9314 | 1.8183 | 1.9752 | 1.8933 | 1.831 | 1.6233 | 1.7249 | 1.8253 | 1.8038 | 1.7994 | 1.7973 | 1.7974 | 1.7977 | 1.8003 | 1.8029 | 1.8063 | 1.8108 | 1.8155 | 1.8197 | 1.8228 | 1.8263 | 1.8271 | 1.8276 | 1.8296 | 1.8313 | 1.8337 | 1.8348 | 1.8363 | 1.8368
Idaho Households (Millions) |  |  | 1986 | 1987 | 1988 | 1989 | 1990 | 1991 | 1992 | 1993 | 1994 | 1995 | 1996 | 1997 | 1998 | 1999 | 2000 | 2001 | 2002 | 2003 | 2004 | 2005 | 2006 | 2007 | 2008 | 2009 | 2010 | 2011 | 2012 | 2013 | 2014 | 2015 | 2016 | 2017 | 2018 | 2019 | 2020 | 2021 | 2022 | 2023 | 2024 | 2025 | 2026 | 2027 | 2028 | 2029 | 2030 | 2031 | 2032 | 2033 | 2034 | 2035
HHS | Total |  | 0.3905 | 0.3944 | 0.3981 | 0.4032 | 0.4098 | 0.4175 | 0.4291 | 0.4434 | 0.4598 | 0.4737 | 0.4874 | 0.5003 | 0.515 | 0.5292 | 0.5412 | 0.5532 | 0.5667 | 0.5824 | 0.6 | 0.6211 | 0.639 | 0.651 | 0.6582 | 0.6633 | 0.6676 | 0.6718 | 0.6779 | 0.6868 | 0.6965 | 0.7089 | 0.7222 | 0.7354 | 0.7482 | 0.7611 | 0.7737 | 0.786 | 0.7981 | 0.8104 | 0.8228 | 0.8357 | 0.8489 | 0.8622 | 0.8755 | 0.8889 | 0.9025 | 0.9162 | 0.9297 | 0.9433 | 0.957 | 0.9708
HHS | Single Family |  | 0.3052 | 0.3079 | 0.3107 | 0.3143 | 0.319 | 0.3248 | 0.3333 | 0.3428 | 0.3529 | 0.3617 | 0.3712 | 0.3803 | 0.3909 | 0.4015 | 0.4111 | 0.4205 | 0.4313 | 0.4442 | 0.4593 | 0.4781 | 0.4935 | 0.5032 | 0.5093 | 0.5136 | 0.5173 | 0.5206 | 0.5257 | 0.5327 | 0.5402 | 0.5499 | 0.5605 | 0.5708 | 0.5809 | 0.591 | 0.601 | 0.6108 | 0.6206 | 0.6306 | 0.6407 | 0.6512 | 0.6619 | 0.6728 | 0.6837 | 0.6946 | 0.7057 | 0.7168 | 0.7278 | 0.7388 | 0.7499 | 0.761
HHS | Multi Family |  | 0.0361 | 0.0367 | 0.0371 | 0.0379 | 0.0389 | 0.0397 | 0.0412 | 0.0432 | 0.0458 | 0.0477 | 0.0493 | 0.0505 | 0.0516 | 0.0529 | 0.054 | 0.0555 | 0.0573 | 0.0591 | 0.0609 | 0.0625 | 0.0641 | 0.0656 | 0.0663 | 0.0667 | 0.0671 | 0.0677 | 0.0686 | 0.0702 | 0.0721 | 0.0744 | 0.077 | 0.0795 | 0.082 | 0.0845 | 0.0868 | 0.089 | 0.091 | 0.0931 | 0.0952 | 0.0973 | 0.0994 | 0.1016 | 0.1037 | 0.1059 | 0.1082 | 0.1105 | 0.1127 | 0.1151 | 0.1174 | 0.1198
HHS | Other Family |  | 0.0491 | 0.0497 | 0.0503 | 0.051 | 0.0518 | 0.0529 | 0.0546 | 0.0574 | 0.0611 | 0.0643 | 0.0669 | 0.0695 | 0.0725 | 0.0749 | 0.0762 | 0.0772 | 0.0782 | 0.079 | 0.0798 | 0.0806 | 0.0814 | 0.0821 | 0.0827 | 0.0829 | 0.0832 | 0.0835 | 0.0837 | 0.084 | 0.0843 | 0.0846 | 0.0848 | 0.0851 | 0.0854 | 0.0856 | 0.0859 | 0.0862 | 0.0864 | 0.0867 | 0.087 | 0.0872 | 0.0875 | 0.0878 | 0.0881 | 0.0883 | 0.0886 | 0.0889 | 0.0891 | 0.0894 | 0.0897 | 0.09
Idaho People per Household (People/Household) |  |  | 1986 | 1987 | 1988 | 1989 | 1990 | 1991 | 1992 | 1993 | 1994 | 1995 | 1996 | 1997 | 1998 | 1999 | 2000 | 2001 | 2002 | 2003 | 2004 | 2005 | 2006 | 2007 | 2008 | 2009 | 2010 | 2011 | 2012 | 2013 | 2014 | 2015 | 2016 | 2017 | 2018 | 2019 | 2020 | 2021 | 2022 | 2023 | 2024 | 2025 | 2026 | 2027 | 2028 | 2029 | 2030 | 2031 | 2032 | 2033 | 2034 | 2035
HSize | Total |  | 2.5339 | 2.4989 | 2.48 | 2.4734 | 2.4807 | 2.5035 | 2.5093 | 2.5105 | 2.4983 | 2.4917 | 2.4749 | 2.4613 | 2.4373 | 2.416 | 2.4054 | 2.3905 | 2.3703 | 2.3477 | 2.3283 | 2.3078 | 2.3048 | 2.3169 | 2.334 | 2.3467 | 2.3553 | 2.3599 | 2.3571 | 2.3507 | 2.3447 | 2.3326 | 2.3193 | 2.3092 | 2.3015 | 2.2944 | 2.2881 | 2.2834 | 2.2792 | 2.2747 | 2.2699 | 2.2642 | 2.2579 | 2.2516 | 2.2454 | 2.239 | 2.2323 | 2.2256 | 2.2195 | 2.2131 | 2.2067 | 2.2002
HSize | Single Family |  | 2.5452 | 2.5114 | 2.4935 | 2.4872 | 2.4975 | 2.521 | 2.5286 | 2.5333 | 2.5265 | 2.5227 | 2.51 | 2.4971 | 2.4731 | 2.4521 | 2.4433 | 2.4284 | 2.4073 | 2.3868 | 2.3662 | 2.344 | 2.3406 | 2.3521 | 2.3674 | 2.3805 | 2.3913 | 2.3991 | 2.3979 | 2.394 | 2.3912 | 2.3812 | 2.3701 | 2.3618 | 2.3565 | 2.3517 | 2.3475 | 2.3414 | 2.3356 | 2.3295 | 2.3232 | 2.3157 | 2.3075 | 2.2992 | 2.2914 | 2.2833 | 2.2749 | 2.2667 | 2.2593 | 2.2517 | 2.2442 | 2.2366
HSize | Multi Family |  | 2.4443 | 2.4003 | 2.3739 | 2.3681 | 2.3533 | 2.3701 | 2.3636 | 2.3417 | 2.2918 | 2.2672 | 2.218 | 2.1989 | 2.1742 | 2.1532 | 2.1279 | 2.1205 | 2.1138 | 2.0769 | 2.0631 | 2.0497 | 2.0458 | 2.0582 | 2.0866 | 2.1109 | 2.126 | 2.1303 | 2.1276 | 2.107 | 2.0806 | 2.0439 | 2.007 | 1.9743 | 1.9451 | 1.9181 | 1.894 | 1.8739 | 1.8567 | 1.8399 | 1.8231 | 1.807 | 1.7909 | 1.7756 | 1.7603 | 1.7451 | 1.7298 | 1.7149 | 1.7002 | 1.6856 | 1.6709 | 1.6561
HSize | Other Family |  | 2.5292 | 2.4942 | 2.4743 | 2.4668 | 2.4731 | 2.496 | 2.5013 | 2.5017 | 2.4908 | 2.4839 | 2.4695 | 2.4557 | 2.4315 | 2.4082 | 2.3974 | 2.3781 | 2.3543 | 2.3308 | 2.3128 | 2.2931 | 2.2919 | 2.3079 | 2.3265 | 2.3269 | 2.3163 | 2.3012 | 2.2888 | 2.2799 | 2.2728 | 2.2706 | 2.2674 | 2.2693 | 2.2698 | 2.2698 | 2.2713 | 2.2952 | 2.3191 | 2.3428 | 2.3665 | 2.39 | 2.4134 | 2.4368 | 2.46 | 2.483 | 2.5059 | 2.5285 | 2.5508 | 2.573 | 2.5949 | 2.6168
Montana Economic Drivers |  | 1985 | 1986 | 1987 | 1988 | 1989 | 1990 | 1991 | 1992 | 1993 | 1994 | 1995 | 1996 | 1997 | 1998 | 1999 | 2000 | 2001 | 2002 | 2003 | 2004 | 2005 | 2006 | 2007 | 2008 | 2009 | 2010 | 2011 | 2012 | 2013 | 2014 | 2015 | 2016 | 2017 | 2018 | 2019 | 2020 | 2021 | 2022 | 2023 | 2024 | 2025 | 2026 | 2027 | 2028 | 2029 | 2030 | 2031 | 2032 | 2033 | 2034 | 2035
Montana | Single Family - Million Sq Ft | 559.3094 | 561.472 | 563.3099 | 564.6803 | 566.2304 | 568.0343 | 570.7762 | 575.7126 | 580.963 | 587.1459 | 592.429 | 597.2874 | 601.9126 | 606.595 | 612.0764 | 617.1216 | 623.2373 | 630.656 | 639.6644 | 652.5784 | 665.6975 | 677.0237 | 686.9889 | 693.5423 | 698.0134 | 701.8019 | 705.5867 | 710.277 | 715.5959 | 720.4935 | 725.37 | 730.7078 | 735.3049 | 739.7255 | 743.4728 | 747.2541 | 750.7875 | 754.1085 | 757.3449 | 760.6172 | 763.5891 | 766.5302 | 769.368 | 772.0384 | 774.7646 | 777.2824 | 779.779 | 782.4059 | 784.6733 | 787.0449 | 789.1456
Montana | Multi Family - Million Sq Ft | 24.6283 | 24.973 | 25.081 | 25.2627 | 25.3452 | 25.586 | 25.9523 | 26.1482 | 26.5399 | 27.1725 | 27.9098 | 28.8434 | 29.5218 | 30.1734 | 30.7859 | 31.3873 | 31.957 | 32.8852 | 33.7258 | 34.5673 | 35.4334 | 36.1397 | 36.7893 | 37.1258 | 37.2628 | 37.6308 | 38.2893 | 39.0083 | 40.2893 | 41.8115 | 43.1687 | 44.5274 | 45.7295 | 46.9085 | 48.0344 | 49.069 | 50.1228 | 51.2025 | 52.2604 | 53.4126 | 54.5155 | 55.691 | 56.7575 | 57.8091 | 58.8742 | 60.031 | 61.1414 | 62.2696 | 63.4167 | 64.5621 | 65.7122
Montana | Other Family - Million Sq Ft | 60.5804 | 61.5194 | 62.2082 | 62.7991 | 63.4896 | 64.1668 | 65.091 | 66.5603 | 68.717 | 71.609 | 74.5017 | 77.3946 | 80.2831 | 83.7167 | 86.9423 | 89.2551 | 91.074 | 93.0442 | 94.7567 | 96.2274 | 97.6932 | 98.8549 | 99.9951 | 100.7734 | 101.3372 | 101.9537 | 102.6246 | 103.455 | 103.9817 | 104.5212 | 104.904 | 105.3001 | 105.6446 | 106.0445 | 106.4407 | 106.8567 | 107.2251 | 107.6527 | 108.0915 | 108.4768 | 108.9078 | 109.3322 | 109.6948 | 110.0942 | 110.4775 | 110.8077 | 111.1797 | 111.5526 | 111.8771 | 112.2465 | 112.5689
Montana | Large Office - Million Sq Ft | 16.375 | 15.411 | 14.447 | 14.515 | 14.564 | 14.603 | 14.669 | 14.698 | 14.778 | 14.969 | 15.11 | 15.321 | 15.425 | 15.64 | 15.832 | 16.086 | 16.298 | 16.489 | 16.752 | 16.969 | 16.997 | 17.038 | 17.079 | 17.13 | 17.183 | 17.241 | 17.306 | 17.325 | 17.457 | 17.609 | 17.5044 | 17.678 | 17.7796 | 17.8485 | 17.9726 | 18.1281 | 18.1425 | 18.305 | 18.4504 | 18.6133 | 18.7963 | 18.9777 | 19.1727 | 19.3152 | 19.4398 | 19.6085 | 19.752 | 19.9199 | 20.0833 | 20.2631 | 20.4634
Montana | Medium Office - Million Sq Ft | 4.336 | 5.423 | 6.509 | 6.54 | 6.562 | 6.579 | 6.609 | 6.622 | 6.658 | 6.744 | 6.808 | 6.903 | 6.95 | 7.047 | 7.133 | 7.248 | 7.343 | 7.429 | 7.547 | 7.645 | 7.728 | 7.85 | 7.971 | 8.121 | 8.276 | 8.449 | 8.64 | 8.664 | 9.053 | 9.502 | 9.8725 | 10.445 | 10.7591 | 11.0204 | 11.4032 | 11.852 | 11.9192 | 12.4315 | 12.8859 | 13.3298 | 13.8448 | 14.3869 | 14.9893 | 15.5348 | 16.0345 | 16.6852 | 17.265 | 17.7992 | 18.3023 | 18.8722 | 19.4885
Montana | Small Office - Million Sq Ft | 7.774 | 7.706 | 7.638 | 7.674 | 7.699 | 7.72 | 7.755 | 7.77 | 7.812 | 7.913 | 7.988 | 8.099 | 8.154 | 8.268 | 8.369 | 8.504 | 8.616 | 8.717 | 8.856 | 8.971 | 8.993 | 9.027 | 9.06 | 9.101 | 9.144 | 9.191 | 9.243 | 9.249 | 9.356 | 9.479 | 9.471 | 9.6177 | 9.7022 | 9.7639 | 9.8668 | 9.9914 | 10.0059 | 10.1407 | 10.2608 | 10.3887 | 10.5343 | 10.6821 | 10.8431 | 10.9721 | 11.0882 | 11.2421 | 11.3751 | 11.5151 | 11.65 | 11.8001 | 11.9651
Montana | Big Box-Retail - Million Sq Ft | 1.055 | 2.671 | 4.286 | 4.35 | 4.424 | 4.481 | 4.528 | 4.668 | 4.768 | 4.902 | 4.962 | 5.02 | 5.094 | 5.199 | 5.33 | 5.516 | 5.586 | 5.672 | 5.823 | 5.893 | 5.954 | 6.157 | 6.291 | 6.408 | 6.522 | 6.642 | 6.769 | 7.167 | 7.249 | 7.303 | 7.2661 | 7.4537 | 7.5779 | 7.6584 | 7.7544 | 7.8433 | 7.91 | 7.9584 | 8.0197 | 8.1098 | 8.2219 | 8.3349 | 8.4531 | 8.5775 | 8.6804 | 8.7862 | 8.8801 | 9.0084 | 9.1382 | 9.2438 | 9.3617
Montana | Small Box-Retail - Million Sq Ft | 9.176 | 8.546 | 7.917 | 8.034 | 8.172 | 8.276 | 8.363 | 8.621 | 8.806 | 9.054 | 9.165 | 9.272 | 9.408 | 9.603 | 9.845 | 10.188 | 10.317 | 10.477 | 10.755 | 10.884 | 10.914 | 11.016 | 11.083 | 11.141 | 11.199 | 11.258 | 11.322 | 11.507 | 11.548 | 11.575 | 11.429 | 11.5275 | 11.5817 | 11.6064 | 11.6478 | 11.6933 | 11.7224 | 11.7403 | 11.7775 | 11.8334 | 11.8937 | 11.9494 | 11.994 | 12.0184 | 12.0379 | 12.0546 | 12.0641 | 12.1198 | 12.1804 | 12.2224 | 12.2758
Montana | High End-Retail - Million Sq Ft | 2.294 | 2.137 | 1.979 | 2.009 | 2.043 | 2.069 | 2.091 | 2.155 | 2.201 | 2.263 | 2.291 | 2.318 | 2.352 | 2.401 | 2.461 | 2.547 | 2.579 | 2.619 | 2.689 | 2.721 | 2.906 | 3.527 | 3.939 | 4.295 | 4.644 | 5.009 | 5.398 | 6.038 | 6.289 | 6.454 | 6.5941 | 7.1593 | 7.5543 | 7.8302 | 8.1369 | 8.4073 | 8.6217 | 8.7802 | 8.954 | 9.2093 | 9.5401 | 9.8868 | 10.2784 | 10.7326 | 11.114 | 11.5083 | 11.8716 | 12.2803 | 12.6866 | 13.0282 | 13.4003
Montana | Anchor-Retail - Million Sq Ft | 5.081 | 4.451 | 3.821 | 3.878 | 3.944 | 3.995 | 4.037 | 4.161 | 4.25 | 4.37 | 4.424 | 4.476 | 4.541 | 4.635 | 4.752 | 4.918 | 4.98 | 5.057 | 5.191 | 5.253 | 5.314 | 5.517 | 5.652 | 5.768 | 5.883 | 6.002 | 6.129 | 6.329 | 6.411 | 6.465 | 6.4406 | 6.6286 | 6.7527 | 6.8349 | 6.9316 | 7.0213 | 7.0885 | 7.1366 | 7.1981 | 7.2872 | 7.3977 | 7.5109 | 7.6307 | 7.7589 | 7.8662 | 7.9748 | 8.0729 | 8.2029 | 8.3332 | 8.439 | 8.5584
Montana | K-12 - Million Sq Ft | 17.133 | 17.217 | 17.301 | 17.379 | 17.616 | 17.852 | 18.131 | 18.308 | 18.393 | 18.801 | 19.026 | 19.08 | 19.49 | 19.76 | 19.968 | 20.167 | 20.319 | 20.592 | 20.781 | 20.888 | 21.337 | 21.449 | 21.89 | 22.109 | 22.263 | 22.422 | 22.585 | 22.691 | 22.816 | 22.84 | 22.6128 | 22.6951 | 22.7224 | 22.7076 | 22.6858 | 22.6432 | 22.6235 | 22.651 | 22.697 | 22.6901 | 22.5666 | 22.4878 | 22.401 | 22.3278 | 22.2678 | 22.1873 | 22.0849 | 22.0217 | 21.9445 | 21.9462 | 21.9269
Montana | University - Million Sq Ft | 6.117 | 6.16 | 6.203 | 6.244 | 6.366 | 6.487 | 6.631 | 6.722 | 6.766 | 6.976 | 7.092 | 7.12 | 7.331 | 7.47 | 7.577 | 7.68 | 7.758 | 7.905 | 8.149 | 8.252 | 8.443 | 8.737 | 9.095 | 9.319 | 9.493 | 9.668 | 9.846 | 9.952 | 10.076 | 10.097 | 10.0067 | 10.0529 | 10.0747 | 10.0783 | 10.0777 | 10.0689 | 10.0692 | 10.091 | 10.121 | 10.1263 | 10.0811 | 10.0543 | 10.0252 | 10.0012 | 9.9824 | 9.9559 | 9.919 | 9.9015 | 9.8757 | 9.8854 | 9.9006
Montana | Warehouse - Million Sq Ft | 14.509 | 14.676 | 14.843 | 14.914 | 15.184 | 15.227 | 15.273 | 15.372 | 15.594 | 15.904 | 16.234 | 16.616 | 16.798 | 17.137 | 17.624 | 17.936 | 18.159 | 18.27 | 18.498 | 18.757 | 18.829 | 19.096 | 19.236 | 19.368 | 19.481 | 19.6 | 19.737 | 19.737 | 20.216 | 20.804 | 20.7731 | 20.8577 | 21.2633 | 21.9893 | 22.1802 | 22.4687 | 22.5837 | 22.7543 | 23.196 | 23.5656 | 24.0289 | 24.3161 | 24.7113 | 24.8892 | 25.1698 | 25.3886 | 25.5612 | 25.9113 | 26.21 | 26.492 | 26.6774
Montana | Supermarket - Million Sq Ft | 4.545 | 4.15 | 3.755 | 3.838 | 3.936 | 4.01 | 4.072 | 4.255 | 4.387 | 4.563 | 4.642 | 4.718 | 4.814 | 4.953 | 5.125 | 5.369 | 5.46 | 5.494 | 5.551 | 5.578 | 5.626 | 5.647 | 5.684 | 5.723 | 5.762 | 5.802 | 5.841 | 6.017 | 6.033 | 6.06 | 6.0231 | 6.05 | 6.0743 | 6.0871 | 6.1072 | 6.1341 | 6.1537 | 6.1708 | 6.1992 | 6.2286 | 6.2548 | 6.2749 | 6.2803 | 6.2709 | 6.2574 | 6.2494 | 6.2332 | 6.2468 | 6.2608 | 6.2721 | 6.2912
Montana | MiniMart - Million Sq Ft | 0.555 | 1.037 | 1.52 | 1.553 | 1.593 | 1.623 | 1.648 | 1.722 | 1.775 | 1.846 | 1.878 | 1.909 | 1.948 | 2.004 | 2.074 | 2.172 | 2.209 | 2.223 | 2.246 | 2.257 | 2.305 | 2.326 | 2.363 | 2.402 | 2.441 | 2.481 | 2.52 | 2.52 | 2.532 | 2.536 | 2.5183 | 2.5346 | 2.5484 | 2.5509 | 2.5565 | 2.5659 | 2.5707 | 2.5705 | 2.5751 | 2.5823 | 2.5883 | 2.5932 | 2.5969 | 2.5945 | 2.5911 | 2.5902 | 2.5843 | 2.5895 | 2.598 | 2.5997 | 2.6075
Montana | Restaurant - Million Sq Ft | 3.487 | 3.506 | 3.524 | 3.552 | 3.562 | 3.569 | 3.601 | 3.614 | 3.692 | 3.733 | 3.781 | 3.826 | 3.878 | 3.928 | 3.953 | 3.984 | 4.01 | 4.079 | 4.199 | 4.254 | 4.591 | 5.719 | 6.468 | 7.115 | 7.75 | 8.414 | 9.12 | 9.121 | 9.227 | 9.4 | 9.3843 | 9.4769 | 9.5514 | 9.6112 | 9.6785 | 9.7535 | 9.8185 | 9.8822 | 9.9599 | 10.0458 | 10.1216 | 10.1942 | 10.2471 | 10.2907 | 10.3304 | 10.3598 | 10.4025 | 10.4909 | 10.5766 | 10.6424 | 10.7252
Montana | Lodging - Million Sq Ft | 22.218 | 22.234 | 22.25 | 22.323 | 22.554 | 22.617 | 22.697 | 22.801 | 22.938 | 23.066 | 23.309 | 23.526 | 23.685 | 23.927 | 24.08 | 24.236 | 24.565 | 24.85 | 24.934 | 25.066 | 25.215 | 25.545 | 25.813 | 26.04 | 26.255 | 26.504 | 26.774 | 27.051 | 27.296 | 27.721 | 27.7756 | 28.0501 | 28.253 | 28.3406 | 28.48 | 28.5356 | 28.5571 | 28.5824 | 28.6473 | 28.7326 | 28.7917 | 28.8637 | 28.968 | 29.0158 | 29.0403 | 29.0488 | 29.0839 | 29.2254 | 29.3669 | 29.469 | 29.5954
Montana | Hospital - Million Sq Ft | 2.906 | 2.962 | 3.018 | 3.096 | 3.136 | 3.173 | 3.222 | 3.271 | 3.372 | 3.422 | 3.481 | 3.566 | 3.66 | 3.719 | 3.793 | 3.9 | 4.014 | 4.108 | 4.163 | 4.222 | 4.582 | 4.918 | 5.106 | 5.296 | 5.543 | 5.828 | 6.122 | 6.228 | 6.361 | 6.678 | 6.9398 | 7.4242 | 7.8323 | 8.1506 | 8.4053 | 8.5896 | 8.6938 | 8.7953 | 8.8728 | 8.9511 | 9.0658 | 9.2382 | 9.3842 | 9.5498 | 9.692 | 9.7952 | 9.9192 | 10.076 | 10.1982 | 10.3061 | 10.4292
Montana | OtherHealth - Million Sq Ft | 5.318 | 5.501 | 5.684 | 5.939 | 6.069 | 6.193 | 6.352 | 6.511 | 6.841 | 7.008 | 7.201 | 7.478 | 7.785 | 7.979 | 8.222 | 8.573 | 8.946 | 9.254 | 9.432 | 9.625 | 9.986 | 10.321 | 10.509 | 10.699 | 10.947 | 11.231 | 11.525 | 11.637 | 11.7 | 11.857 | 11.9001 | 12.1807 | 12.4262 | 12.6064 | 12.7792 | 12.9084 | 13.0172 | 13.1245 | 13.2471 | 13.3714 | 13.5047 | 13.6431 | 13.8005 | 13.9289 | 14.0331 | 14.1362 | 14.2235 | 14.3657 | 14.5065 | 14.6436 | 14.7688
Montana | Assembly - Million Sq Ft | 8.108 | 8.247 | 8.386 | 8.473 | 8.562 | 8.663 | 8.754 | 8.808 | 8.883 | 9.032 | 9.231 | 9.409 | 9.708 | 10.03 | 10.262 | 10.398 | 10.593 | 10.667 | 10.865 | 11.055 | 11.328 | 11.638 | 11.782 | 11.908 | 12.021 | 12.134 | 12.24 | 12.262 | 12.942 | 13.558 | 13.655 | 13.904 | 14.1046 | 14.1924 | 14.3559 | 14.6397 | 14.9318 | 15.0362 | 15.2745 | 15.5837 | 15.8608 | 16.3995 | 16.7182 | 17.2759 | 17.7611 | 18.1565 | 18.8348 | 19.2892 | 19.8403 | 20.4768 | 20.7371
Montana | Other - Million Sq Ft | 15.74 | 16.009 | 16.279 | 16.447 | 16.621 | 16.816 | 16.994 | 17.097 | 17.243 | 17.533 | 17.919 | 18.264 | 18.845 | 19.471 | 19.92 | 20.184 | 20.563 | 20.718 | 20.934 | 21.146 | 21.356 | 21.548 | 21.829 | 22.082 | 22.35 | 22.639 | 22.91 | 23.604 | 24.289 | 24.975 | 24.7208 | 25.4931 | 26.0329 | 26.5012 | 27.2938 | 27.8676 | 28.2817 | 28.709 | 29.4284 | 30.1099 | 30.8357 | 31.4746 | 32.1143 | 32.8755 | 33.5831 | 34.1772 | 34.8586 | 35.5284 | 36.4556 | 37.0006 | 37.8156
Montana | Food & Tobacco - 2012 B$ | 0.1177 | 0.1396 | 0.1442 | 0.1304 | 0.1696 | 0.1696 | 0.1742 | 0.1327 | 0.1558 | 0.1546 | 0.1696 | 0.1419 | 0.1592 | 0.1696 | 0.1615 | 0.1604 | 0.1673 | 0.1719 | 0.1754 | 0.1984 | 0.2088 | 0.21 | 0.225 | 0.2319 | 0.2192 | 0.2342 | 0.24 | 0.2527 | 0.2561 | 0.2573 | 0.2641 | 0.2734 | 0.2825 | 0.291 | 0.2994 | 0.3077 | 0.3159 | 0.3242 | 0.3324 | 0.3405 | 0.3484 | 0.3563 | 0.3646 | 0.3727 | 0.3795 | 0.386 | 0.3926 | 0.399 | 0.4056 | 0.4131 | 0.4204
Montana | Textiles - 2012 B$ | 0 | 0 | 0 | 0 | 0.0012 | 0.0012 | 0.0012 | 0.0012 | 0.0012 | 0.0012 | 0.0023 | 0.0023 | 0.0081 | 0.0081 | 0.0081 | 0.015 | 0.0219 | 0.0219 | 0.0185 | 0.015 | 0.0358 | 0.0219 | 0.0265 | 0.0242 | 0.0277 | 0.0392 | 0.0415 | 0.0438 | 0.0473 | 0.0496 | 0.0489 | 0.0495 | 0.0501 | 0.0506 | 0.0511 | 0.0516 | 0.052 | 0.0524 | 0.0529 | 0.0533 | 0.0537 | 0.0541 | 0.0547 | 0.0554 | 0.0559 | 0.0564 | 0.0568 | 0.0573 | 0.0577 | 0.0581 | 0.0585
Montana | Apparel - 2012 B$ | 0.0185 | 0.0219 | 0.0162 | 0.0173 | 0.0231 | 0.0242 | 0.0277 | 0.0208 | 0.0231 | 0.0185 | 0.0173 | 0.0196 | 0.0069 | 0.0069 | 0.0058 | 0.0046 | 0.0058 | 0.0081 | 0.0069 | 0.0046 | 0.0035 | 0.0046 | 0.0046 | 0.0035 | 0.0035 | 0.0035 | 0.0035 | 0.0035 | 0.0046 | 0.0046 | 0.0046 | 0.0046 | 0.0047 | 0.0047 | 0.0048 | 0.0048 | 0.0048 | 0.0049 | 0.0049 | 0.005 | 0.005 | 0.005 | 0.0051 | 0.0051 | 0.0052 | 0.0052 | 0.0052 | 0.0052 | 0.0052 | 0.0053 | 0.0053
Montana | Lumber - 2012 B$ | 0.6426 | 0.69 | 0.8469 | 0.7292 | 0.8446 | 0.6484 | 0.413 | 0.6253 | 0.7442 | 0.6276 | 0.6484 | 0.548 | 0.4027 | 0.4188 | 0.3969 | 0.3969 | 0.4107 | 0.428 | 0.4004 | 0.3819 | 0.4084 | 0.4073 | 0.3911 | 0.3346 | 0.2423 | 0.2458 | 0.24 | 0.2388 | 0.2631 | 0.3104 | 0.3056 | 0.3054 | 0.3055 | 0.3049 | 0.3046 | 0.3034 | 0.3028 | 0.302 | 0.3013 | 0.2998 | 0.2988 | 0.2978 | 0.2969 | 0.2962 | 0.294 | 0.2924 | 0.2904 | 0.2886 | 0.2866 | 0.2857 | 0.2848
Montana | Furniture - 2012 B$ | 0.0115 | 0.0092 | 0.0104 | 0.0115 | 0.0127 | 0.0115 | 0.0138 | 0.0162 | 0.0173 | 0.0173 | 0.0173 | 0.0208 | 0.0323 | 0.0358 | 0.0358 | 0.0392 | 0.0462 | 0.045 | 0.045 | 0.0519 | 0.0519 | 0.0508 | 0.0508 | 0.0392 | 0.0288 | 0.0265 | 0.0265 | 0.0265 | 0.0265 | 0.0265 | 0.0271 | 0.0278 | 0.0286 | 0.0292 | 0.03 | 0.0306 | 0.0313 | 0.032 | 0.0327 | 0.0334 | 0.034 | 0.0347 | 0.0354 | 0.0361 | 0.0368 | 0.0373 | 0.0379 | 0.0385 | 0.0392 | 0.0398 | 0.0406
Montana | Paper - 2012 B$ | 0.0819 | 0.0877 | 0.0958 | 0.0981 | 0.1015 | 0.0911 | 0.09 | 0.0923 | 0.0958 | 0.0992 | 0.1073 | 0.1015 | 0.0831 | 0.0819 | 0.0865 | 0.075 | 0.075 | 0.0623 | 0.0635 | 0.0796 | 0.0865 | 0.1015 | 0.0888 | 0.0738 | 0.09 | 0.0058 | 0.0058 | 0 | 0 | 0 | 0 | 0 | 0 | 0 | 0 | 0 | 0 | 0 | 0 | 0 | 0 | 0 | 0 | 0 | 0 | 0 | 0 | 0 | 0 | 0 | 0
Montana | Printing - 2012 B$ | 0.1315 | 0.1338 | 0.1154 | 0.1269 | 0.1246 | 0.1823 | 0.1834 | 0.1419 | 0.1315 | 0.1361 | 0.1327 | 0.1454 | 0.0312 | 0.0323 | 0.0312 | 0.0254 | 0.0254 | 0.0277 | 0.0265 | 0.0254 | 0.0288 | 0.0312 | 0.03 | 0.0312 | 0.0265 | 0.0288 | 0.0265 | 0.0265 | 0.0242 | 0.0231 | 0.0228 | 0.0228 | 0.0229 | 0.0229 | 0.023 | 0.023 | 0.023 | 0.023 | 0.023 | 0.023 | 0.0231 | 0.0231 | 0.0231 | 0.0231 | 0.0231 | 0.0231 | 0.023 | 0.023 | 0.023 | 0.023 | 0.023
Montana | Chemicals - 2012 B$ | 0.1742 | 0.1431 | 0.0785 | 0.12 | 0.1396 | 0.1673 | 0.21 | 0.2769 | 0.3138 | 0.2631 | 0.2342 | 0.2631 | 0.0773 | 0.0865 | 0.0865 | 0.0796 | 0.0692 | 0.0831 | 0.0877 | 0.0681 | 0.075 | 0.0796 | 0.1108 | 0.0808 | 0.0831 | 0.1004 | 0.105 | 0.1131 | 0.1119 | 0.1119 | 0.1173 | 0.1241 | 0.1308 | 0.1374 | 0.1439 | 0.1502 | 0.1566 | 0.1628 | 0.1693 | 0.1755 | 0.1817 | 0.1882 | 0.1947 | 0.201 | 0.2068 | 0.2124 | 0.218 | 0.2238 | 0.2296 | 0.2361 | 0.2424
Montana | Petroleum Products - 2012 B$ | 0.0369 | 0.0404 | 0.0462 | 0.0462 | 0.0519 | 0.0531 | 0.0542 | 0.0542 | 0.0577 | 0.0623 | 0.0635 | 0.0508 | 0.7834 | 0.9103 | 0.8907 | 0.5757 | 0.6323 | 0.7049 | 0.7315 | 0.7569 | 0.8053 | 0.6473 | 0.803 | 0.803 | 0.7823 | 0.7511 | 0.7834 | 0.848 | 0.863 | 0.8896 | 0.8906 | 0.9053 | 0.9189 | 0.937 | 0.9447 | 0.9577 | 0.9747 | 0.9806 | 0.9975 | 1.0068 | 1.0186 | 1.0319 | 1.0474 | 1.0644 | 1.0683 | 1.0815 | 1.0941 | 1.0926 | 1.1054 | 1.1218 | 1.1387
Montana | Rubber - 2012 B$ | 0.0058 | 0.0058 | 0.0069 | 0.0069 | 0.0046 | 0.0035 | 0.0046 | 0.0138 | 0.015 | 0.0208 | 0.0185 | 0.0219 | 0.0115 | 0.0115 | 0.0127 | 0.0242 | 0.0219 | 0.0196 | 0.0208 | 0.0196 | 0.0288 | 0.0277 | 0.0277 | 0.03 | 0.0219 | 0.0208 | 0.0219 | 0.0242 | 0.0242 | 0.0254 | 0.0268 | 0.0284 | 0.03 | 0.0315 | 0.0331 | 0.0346 | 0.0361 | 0.0376 | 0.0391 | 0.0406 | 0.0422 | 0.0437 | 0.0453 | 0.0469 | 0.0483 | 0.0496 | 0.051 | 0.0523 | 0.0538 | 0.0553 | 0.0569
Montana | Leather - 2012 B$ | 0.0035 | 0.0035 | 0.0023 | 0.0012 | 0.0012 | 0.0012 | 0.0012 | 0.0035 | 0.0035 | 0.0046 | 0.0058 | 0.0046 | 0.0046 | 0.0035 | 0.0035 | 0.0058 | 0.0046 | 0.0046 | 0.0046 | 0.0046 | 0.0046 | 0.0035 | 0.0035 | 0.0046 | 0.0035 | 0.0046 | 0.0058 | 0.0058 | 0.0058 | 0.0058 | 0.0057 | 0.0057 | 0.0058 | 0.0059 | 0.0059 | 0.0059 | 0.0059 | 0.006 | 0.006 | 0.0061 | 0.0061 | 0.0061 | 0.0062 | 0.0062 | 0.0063 | 0.0063 | 0.0063 | 0.0063 | 0.0062 | 0.0063 | 0.0064
Montana | Stone, Clay, etc. - 2012 B$ | 0.0842 | 0.09 | 0.0554 | 0.0531 | 0.06 | 0.0588 | 0.0588 | 0.0635 | 0.0658 | 0.075 | 0.075 | 0.0692 | 0.0819 | 0.0911 | 0.0888 | 0.0946 | 0.0796 | 0.0808 | 0.0819 | 0.0704 | 0.0785 | 0.0923 | 0.0935 | 0.0808 | 0.0565 | 0.0577 | 0.0611 | 0.0646 | 0.0669 | 0.0761 | 0.0762 | 0.0772 | 0.0783 | 0.0794 | 0.0803 | 0.0812 | 0.0821 | 0.083 | 0.0839 | 0.0847 | 0.0854 | 0.0863 | 0.0872 | 0.0881 | 0.0886 | 0.0891 | 0.0898 | 0.0903 | 0.0908 | 0.0916 | 0.0925
Montana | Aluminum - 2012 B$ | 0.0565 | 0.0485 | 0.0519 | 0.0588 | 0.0796 | 0.0692 | 0.0611 | 0.0554 | 0.0392 | 0.0392 | 0.0554 | 0.0623 | 0.0462 | 0.0508 | 0.0485 | 0.0462 | 0.0381 | 0.03 | 0.0312 | 0.0231 | 0.0219 | 0.0138 | 0.0162 | 0.0092 | 0.0058 | 0.0058 | 0.0058 | 0 | 0 | 0 | 0 | 0 | 0 | 0 | 0 | 0 | 0 | 0 | 0 | 0 | 0 | 0 | 0 | 0 | 0 | 0 | 0 | 0 | 0 | 0 | 0
Montana | Other Primary Metals - 2012 B$ | 0.0519 | 0.045 | 0.0485 | 0.0542 | 0.0738 | 0.0646 | 0.0565 | 0.0519 | 0.0369 | 0.0358 | 0.0508 | 0.0577 | 0.0427 | 0.0462 | 0.0415 | 0.0381 | 0.0588 | 0.0277 | 0.0358 | 0.0611 | 0.0877 | 0.075 | 0.0992 | 0.0727 | 0.0635 | 0.075 | 0.0819 | 0.0969 | 0.1108 | 0.1338 | 0.1322 | 0.1325 | 0.1328 | 0.1329 | 0.1327 | 0.1327 | 0.1325 | 0.1324 | 0.1323 | 0.1321 | 0.132 | 0.1321 | 0.1319 | 0.1319 | 0.1312 | 0.1307 | 0.1304 | 0.1298 | 0.1296 | 0.1295 | 0.1294
Montana | Fabricated Metals - 2012 B$ | 0.0242 | 0.0288 | 0.0288 | 0.0288 | 0.0312 | 0.0323 | 0.0288 | 0.0312 | 0.0323 | 0.0346 | 0.0392 | 0.0462 | 0.0658 | 0.0681 | 0.0923 | 0.0981 | 0.0831 | 0.0796 | 0.0715 | 0.0785 | 0.0831 | 0.0854 | 0.0935 | 0.105 | 0.09 | 0.0923 | 0.0981 | 0.1177 | 0.1361 | 0.1558 | 0.1666 | 0.1795 | 0.1924 | 0.205 | 0.2175 | 0.2299 | 0.2422 | 0.2546 | 0.2669 | 0.2789 | 0.2911 | 0.3032 | 0.3157 | 0.3283 | 0.3397 | 0.351 | 0.3622 | 0.3732 | 0.3845 | 0.3967 | 0.4089
Montana | Machines & Computer - 2012 B$ | 0.0785 | 0.0404 | 0.03 | 0.0381 | 0.0496 | 0.0611 | 0.0611 | 0.0496 | 0.0577 | 0.0635 | 0.0865 | 0.1038 | 0.0681 | 0.0658 | 0.0508 | 0.0542 | 0.0658 | 0.0565 | 0.0508 | 0.0554 | 0.0623 | 0.0692 | 0.0681 | 0.0727 | 0.0519 | 0.0623 | 0.0669 | 0.0785 | 0.0911 | 0.1142 | 0.1092 | 0.1079 | 0.1071 | 0.1062 | 0.1052 | 0.1042 | 0.1032 | 0.1023 | 0.1013 | 0.1002 | 0.0992 | 0.0982 | 0.0974 | 0.097 | 0.0962 | 0.0953 | 0.0944 | 0.0934 | 0.0925 | 0.0916 | 0.0906
Montana | Electric Equipment - 2012 B$ | 0.0035 | 0.0035 | 0.0035 | 0.0069 | 0.0081 | 0.0092 | 0.0104 | 0.0138 | 0.015 | 0.015 | 0.015 | 0.0162 | 0.0058 | 0.0058 | 0.0081 | 0.0081 | 0.0092 | 0.0069 | 0.0058 | 0.0069 | 0.0092 | 0.0081 | 0.0092 | 0.0081 | 0.0092 | 0.0092 | 0.0092 | 0.0092 | 0.0081 | 0.0081 | 0.009 | 0.0101 | 0.0111 | 0.0122 | 0.0132 | 0.0142 | 0.0153 | 0.0163 | 0.0173 | 0.0183 | 0.0193 | 0.0203 | 0.0214 | 0.0223 | 0.0233 | 0.0242 | 0.0252 | 0.0261 | 0.027 | 0.028 | 0.029
Montana | Transport Equipment - 2012 B$ | 0.0127 | 0.0115 | 0.0104 | 0.015 | 0.0162 | 0.0138 | 0.0173 | 0.0196 | 0.0219 | 0.0265 | 0.0254 | 0.0254 | 0.0219 | 0.0231 | 0.0208 | 0.0196 | 0.0162 | 0.0219 | 0.03 | 0.0323 | 0.0335 | 0.0335 | 0.0346 | 0.0415 | 0.0335 | 0.0358 | 0.0392 | 0.0565 | 0.0785 | 0.1085 | 0.1078 | 0.108 | 0.1083 | 0.1085 | 0.1086 | 0.1086 | 0.1086 | 0.1087 | 0.1089 | 0.1089 | 0.1091 | 0.1092 | 0.1095 | 0.1097 | 0.1096 | 0.1094 | 0.1092 | 0.109 | 0.1089 | 0.109 | 0.1092
Montana | Other Manufacturing - 2012 B$ | 0.0265 | 0.0254 | 0.0288 | 0.0358 | 0.0346 | 0.0323 | 0.0427 | 0.06 | 0.0946 | 0.1096 | 0.1154 | 0.1488 | 0.0946 | 0.1061 | 0.1142 | 0.1027 | 0.1235 | 0.1235 | 0.1396 | 0.1142 | 0.1235 | 0.12 | 0.1246 | 0.1281 | 0.135 | 0.135 | 0.1419 | 0.1569 | 0.1684 | 0.1811 | 0.1949 | 0.2112 | 0.2274 | 0.2432 | 0.2592 | 0.2749 | 0.2912 | 0.3072 | 0.3231 | 0.339 | 0.3546 | 0.3708 | 0.3875 | 0.4035 | 0.4185 | 0.4332 | 0.4484 | 0.4632 | 0.4782 | 0.4943 | 0.5103
GO | Agriculture - 2012 B$ | 0.6253 | 1.1849 | 1.2564 | 0.7696 | 1.4341 | 1.3441 | 1.4584 | 1.4018 | 1.6787 | 1.3188 | 1.2403 | 1.2311 | 0.8411 | 0.8203 | 0.8376 | 0.8838 | 0.788 | 0.8976 | 0.8238 | 0.8376 | 0.9334 | 0.9311 | 0.9092 | 0.863 | 0.8965 | 0.8561 | 0.8284 | 0.7534 | 0.8099 | 0.8676 | 0.8655 | 0.8714 | 0.8783 | 0.8861 | 0.8939 | 0.9028 | 0.9117 | 0.9209 | 0.9306 | 0.9403 | 0.9497 | 0.9586 | 0.9675 | 0.975 | 0.9823 | 0.9902 | 0.998 | 1.0061 | 1.0135 | 1.0209 | 1.0278
Montana Households (Millions) |  |  | 1986 | 1987 | 1988 | 1989 | 1990 | 1991 | 1992 | 1993 | 1994 | 1995 | 1996 | 1997 | 1998 | 1999 | 2000 | 2001 | 2002 | 2003 | 2004 | 2005 | 2006 | 2007 | 2008 | 2009 | 2010 | 2011 | 2012 | 2013 | 2014 | 2015 | 2016 | 2017 | 2018 | 2019 | 2020 | 2021 | 2022 | 2023 | 2024 | 2025 | 2026 | 2027 | 2028 | 2029 | 2030 | 2031 | 2032 | 2033 | 2034 | 2035
HHS | Total |  | 0.3346 | 0.3361 | 0.3375 | 0.3388 | 0.3405 | 0.343 | 0.3468 | 0.3513 | 0.3569 | 0.362 | 0.367 | 0.3715 | 0.3762 | 0.3808 | 0.3847 | 0.3886 | 0.3933 | 0.3983 | 0.4044 | 0.4105 | 0.4163 | 0.4215 | 0.4249 | 0.4272 | 0.4297 | 0.4322 | 0.4358 | 0.4402 | 0.4448 | 0.4502 | 0.4559 | 0.4614 | 0.4666 | 0.4715 | 0.4763 | 0.4809 | 0.4854 | 0.49 | 0.4946 | 0.4992 | 0.5038 | 0.5083 | 0.5127 | 0.5172 | 0.5217 | 0.5263 | 0.5308 | 0.5353 | 0.5398 | 0.5444
HHS | Single Family |  | 0.2523 | 0.2532 | 0.2539 | 0.2546 | 0.2555 | 0.2569 | 0.2593 | 0.2619 | 0.2648 | 0.2672 | 0.2693 | 0.2713 | 0.2732 | 0.2753 | 0.2774 | 0.2796 | 0.2823 | 0.2854 | 0.2899 | 0.2943 | 0.2986 | 0.3025 | 0.3051 | 0.307 | 0.3086 | 0.3101 | 0.3123 | 0.315 | 0.3174 | 0.3204 | 0.3237 | 0.3268 | 0.3299 | 0.3327 | 0.3354 | 0.3381 | 0.3407 | 0.3433 | 0.3459 | 0.3484 | 0.351 | 0.3535 | 0.356 | 0.3585 | 0.3609 | 0.3634 | 0.3658 | 0.3683 | 0.3707 | 0.3731
HHS | Multi Family |  | 0.0363 | 0.0365 | 0.0367 | 0.0368 | 0.0371 | 0.0376 | 0.0379 | 0.0384 | 0.0392 | 0.0402 | 0.0413 | 0.0422 | 0.043 | 0.0437 | 0.0445 | 0.0451 | 0.0463 | 0.0472 | 0.0482 | 0.0492 | 0.0501 | 0.0508 | 0.0512 | 0.0514 | 0.0518 | 0.0525 | 0.0534 | 0.0549 | 0.0567 | 0.0588 | 0.0608 | 0.0628 | 0.0645 | 0.0663 | 0.0679 | 0.0695 | 0.0711 | 0.0727 | 0.0744 | 0.0761 | 0.0777 | 0.0793 | 0.081 | 0.0826 | 0.0843 | 0.086 | 0.0877 | 0.0895 | 0.0912 | 0.093
HHS | Other Family |  | 0.0459 | 0.0464 | 0.0469 | 0.0473 | 0.0479 | 0.0485 | 0.0495 | 0.051 | 0.0528 | 0.0546 | 0.0564 | 0.0581 | 0.06 | 0.0617 | 0.0629 | 0.0638 | 0.0648 | 0.0656 | 0.0663 | 0.067 | 0.0676 | 0.0682 | 0.0686 | 0.0689 | 0.0692 | 0.0696 | 0.07 | 0.0704 | 0.0707 | 0.0711 | 0.0714 | 0.0718 | 0.0722 | 0.0725 | 0.0729 | 0.0733 | 0.0736 | 0.074 | 0.0743 | 0.0747 | 0.0751 | 0.0754 | 0.0758 | 0.0762 | 0.0765 | 0.0769 | 0.0773 | 0.0776 | 0.078 | 0.0783
Montana People per Household (People/Household) |  |  | 1986 | 1987 | 1988 | 1989 | 1990 | 1991 | 1992 | 1993 | 1994 | 1995 | 1996 | 1997 | 1998 | 1999 | 2000 | 2001 | 2002 | 2003 | 2004 | 2005 | 2006 | 2007 | 2008 | 2009 | 2010 | 2011 | 2012 | 2013 | 2014 | 2015 | 2016 | 2017 | 2018 | 2019 | 2020 | 2021 | 2022 | 2023 | 2024 | 2025 | 2026 | 2027 | 2028 | 2029 | 2030 | 2031 | 2032 | 2033 | 2034 | 2035
HSize | Total |  | 2.429 | 2.3945 | 2.3716 | 2.3607 | 2.3551 | 2.3676 | 2.3887 | 2.4099 | 2.4186 | 2.424 | 2.4152 | 2.3962 | 2.3744 | 2.3591 | 2.3497 | 2.3359 | 2.3208 | 2.3123 | 2.3023 | 2.2947 | 2.2921 | 2.2922 | 2.2994 | 2.3052 | 2.3078 | 2.3103 | 2.3105 | 2.3085 | 2.3057 | 2.2981 | 2.2892 | 2.2814 | 2.2749 | 2.2681 | 2.2616 | 2.2545 | 2.2467 | 2.2376 | 2.2276 | 2.2168 | 2.206 | 2.1956 | 2.1854 | 2.1749 | 2.1643 | 2.1534 | 2.1429 | 2.1324 | 2.1217 | 2.1112
HSize | Single Family |  | 2.4394 | 2.4051 | 2.3822 | 2.3717 | 2.3654 | 2.3796 | 2.4019 | 2.4233 | 2.4345 | 2.4406 | 2.4346 | 2.4175 | 2.3962 | 2.3828 | 2.3753 | 2.3626 | 2.3473 | 2.3401 | 2.3276 | 2.3179 | 2.3141 | 2.3113 | 2.314 | 2.3169 | 2.3197 | 2.3251 | 2.3273 | 2.3287 | 2.3313 | 2.3287 | 2.3241 | 2.3199 | 2.3159 | 2.3121 | 2.3075 | 2.3042 | 2.3003 | 2.2952 | 2.2892 | 2.2823 | 2.2754 | 2.2686 | 2.2619 | 2.2551 | 2.2481 | 2.2409 | 2.2342 | 2.2275 | 2.2206 | 2.2139
HSize | Multi Family |  | 2.3776 | 2.342 | 2.3193 | 2.3078 | 2.3107 | 2.3146 | 2.3278 | 2.3542 | 2.3487 | 2.3575 | 2.3336 | 2.3069 | 2.288 | 2.2659 | 2.2509 | 2.2341 | 2.2263 | 2.2171 | 2.2233 | 2.2257 | 2.2302 | 2.2416 | 2.263 | 2.2822 | 2.288 | 2.2854 | 2.2829 | 2.257 | 2.222 | 2.1816 | 2.1427 | 2.1119 | 2.0882 | 2.065 | 2.0467 | 2.0133 | 1.98 | 1.9462 | 1.912 | 1.8784 | 1.8457 | 1.8157 | 1.7868 | 1.7584 | 1.73 | 1.7017 | 1.6744 | 1.6474 | 1.6211 | 1.5955
HSize | Other Family |  | 2.4126 | 2.3782 | 2.3551 | 2.343 | 2.3346 | 2.3457 | 2.3666 | 2.3833 | 2.391 | 2.3919 | 2.3821 | 2.3614 | 2.337 | 2.3192 | 2.3066 | 2.2911 | 2.2725 | 2.2598 | 2.2495 | 2.2435 | 2.241 | 2.2451 | 2.2618 | 2.2702 | 2.2692 | 2.2635 | 2.2567 | 2.2579 | 2.2583 | 2.2566 | 2.2559 | 2.2546 | 2.2542 | 2.2517 | 2.2505 | 2.2539 | 2.2562 | 2.2572 | 2.257 | 2.2559 | 2.2545 | 2.2531 | 2.2513 | 2.2494 | 2.2473 | 2.2448 | 2.2423 | 2.2399 | 2.237 | 2.2343
Oregon Economic Drivers |  | 1985 | 1986 | 1987 | 1988 | 1989 | 1990 | 1991 | 1992 | 1993 | 1994 | 1995 | 1996 | 1997 | 1998 | 1999 | 2000 | 2001 | 2002 | 2003 | 2004 | 2005 | 2006 | 2007 | 2008 | 2009 | 2010 | 2011 | 2012 | 2013 | 2014 | 2015 | 2016 | 2017 | 2018 | 2019 | 2020 | 2021 | 2022 | 2023 | 2024 | 2025 | 2026 | 2027 | 2028 | 2029 | 2030 | 2031 | 2032 | 2033 | 2034 | 2035
Oregon | Single Family - Million Sq Ft | 1629.495 | 1642.79 | 1658.445 | 1676.189 | 1698.857 | 1724.82 | 1748.503 | 1777.891 | 1810.86 | 1846.229 | 1879.555 | 1917.039 | 1952.57 | 1990.358 | 2026.683 | 2060.8 | 2097.067 | 2136.321 | 2179.327 | 2227.362 | 2282.335 | 2327.097 | 2360.992 | 2379.497 | 2390.009 | 2401.693 | 2412.883 | 2425.746 | 2441.731 | 2462.734 | 2486.84 | 2511.837 | 2534.28 | 2556.023 | 2575.85 | 2594.979 | 2613.59 | 2631.093 | 2647.331 | 2663.801 | 2680.419 | 2696.37 | 2712.381 | 2727.088 | 2740.938 | 2754.926 | 2768.004 | 2781.308 | 2793.649 | 2805.746 | 2817.459
Oregon | Multi Family - Million Sq Ft | 120.3972 | 122.7736 | 125.3674 | 128.4124 | 135.7863 | 142.2507 | 145.0974 | 147.9412 | 151.1626 | 156.1748 | 162.9925 | 171.4027 | 178.9491 | 185.3779 | 190.2663 | 193.0415 | 196.4833 | 199.8468 | 204.0646 | 208.6626 | 212.7114 | 217.4568 | 221.0764 | 223.7512 | 225.153 | 226.0038 | 228.2417 | 231.3303 | 236.1644 | 241.2148 | 247.0981 | 252.8353 | 258.3939 | 263.9857 | 269.642 | 275.6308 | 281.3812 | 286.7388 | 292.3729 | 297.7956 | 303.2072 | 308.5574 | 314.024 | 318.8597 | 322.9724 | 327.1663 | 331.155 | 335.0014 | 338.2686 | 341.5903 | 344.7865
Oregon | Other Family - Million Sq Ft | 98.2786 | 100.5906 | 103.8199 | 108.3202 | 113.7459 | 120.1355 | 126.5914 | 133.9629 | 143.3291 | 154.462 | 165.6168 | 175.3776 | 185.2871 | 194.8438 | 202.8807 | 207.9965 | 211.6765 | 215.7109 | 219.6557 | 223.7204 | 227.8185 | 231.4363 | 234.1363 | 236.058 | 237.3121 | 238.2864 | 239.0194 | 239.5875 | 240.8556 | 241.9474 | 242.4538 | 243.0883 | 243.5745 | 244.2279 | 244.9287 | 245.4856 | 246.1781 | 246.7408 | 247.4693 | 248.0561 | 248.7828 | 249.346 | 250.0367 | 250.568 | 251.2101 | 251.7122 | 252.3369 | 252.8336 | 253.455 | 253.9473 | 254.5683
Oregon | Large Office - Million Sq Ft | 35.236 | 33.804 | 32.372 | 33.044 | 34.373 | 35.3 | 35.828 | 36.382 | 36.852 | 37.521 | 38.866 | 40.47 | 41.994 | 43.852 | 45.413 | 47.32 | 48.812 | 49.726 | 50.474 | 51.495 | 52.3 | 53.097 | 53.97 | 54.899 | 55.778 | 56.664 | 57.591 | 58.449 | 59.383 | 61.238 | 61.8769 | 63.7295 | 65.1756 | 66.9739 | 68.7085 | 70.7049 | 72.0486 | 73.7096 | 75.3167 | 76.8496 | 78.326 | 79.7556 | 81.2564 | 82.7522 | 84.0452 | 85.6053 | 86.728 | 88.0701 | 89.5778 | 91.0326 | 92.4874
Oregon | Medium Office - Million Sq Ft | 9.203 | 11.894 | 14.585 | 14.888 | 15.486 | 15.904 | 16.142 | 16.391 | 16.603 | 16.905 | 17.511 | 18.234 | 18.92 | 19.757 | 20.461 | 21.32 | 21.992 | 22.404 | 22.741 | 23.201 | 23.97 | 24.732 | 25.566 | 26.453 | 27.293 | 28.139 | 29.026 | 30.103 | 30.996 | 32.769 | 33.7915 | 35.5966 | 36.9865 | 38.7406 | 40.4093 | 42.3097 | 43.6091 | 45.216 | 46.7671 | 48.2091 | 49.6042 | 50.975 | 52.4248 | 53.9288 | 55.2442 | 56.8274 | 57.9961 | 59.3013 | 60.7554 | 62.1687 | 63.5739
Oregon | Small Office - Million Sq Ft | 16.69 | 16.902 | 17.114 | 17.469 | 18.171 | 18.661 | 18.94 | 19.233 | 19.482 | 19.836 | 20.547 | 21.395 | 22.2 | 23.183 | 24.008 | 25.016 | 25.805 | 26.288 | 26.683 | 27.223 | 27.438 | 27.65 | 27.883 | 28.131 | 28.365 | 28.601 | 28.849 | 29.113 | 29.362 | 29.856 | 29.8103 | 30.2857 | 30.6674 | 31.1279 | 31.5848 | 32.1212 | 32.4711 | 32.9039 | 33.3242 | 33.7448 | 34.1468 | 34.525 | 34.9172 | 35.2767 | 35.5795 | 35.9474 | 36.1967 | 36.5424 | 36.9374 | 37.3135 | 37.693
Oregon | Big Box-Retail - Million Sq Ft | 6.316 | 16.77 | 27.224 | 27.765 | 28.4 | 28.834 | 29.257 | 29.545 | 30.044 | 30.554 | 31.346 | 31.705 | 32.217 | 32.826 | 33.44 | 34.214 | 34.818 | 35.245 | 35.798 | 36.326 | 37.316 | 38.428 | 39.394 | 40.261 | 41.117 | 42.004 | 42.922 | 44.352 | 44.802 | 45.201 | 44.7635 | 45.3805 | 45.8399 | 46.0361 | 46.2714 | 46.5515 | 46.7015 | 46.8426 | 47.069 | 47.4397 | 47.8488 | 48.2594 | 48.7346 | 49.1254 | 49.4775 | 49.8073 | 50.1075 | 50.5207 | 50.9637 | 51.3552 | 51.8334
Oregon | Small Box-Retail - Million Sq Ft | 57.046 | 53.664 | 50.282 | 51.281 | 52.454 | 53.256 | 54.038 | 54.569 | 55.49 | 56.434 | 57.896 | 58.559 | 59.505 | 60.63 | 61.763 | 63.192 | 64.309 | 65.097 | 66.118 | 67.093 | 67.517 | 67.994 | 68.408 | 68.779 | 69.146 | 69.527 | 69.92 | 70.584 | 70.777 | 70.948 | 69.9297 | 70.2254 | 70.3704 | 70.3562 | 70.4113 | 70.5414 | 70.5747 | 70.5935 | 70.7378 | 70.9632 | 71.1696 | 71.3401 | 71.4462 | 71.371 | 71.31 | 71.2195 | 71.1008 | 71.2268 | 71.3851 | 71.4861 | 71.6553
Oregon | High End-Retail - Million Sq Ft | 14.261 | 13.416 | 12.571 | 12.82 | 13.113 | 13.314 | 13.509 | 13.642 | 13.873 | 14.108 | 14.474 | 14.64 | 14.876 | 15.157 | 15.441 | 15.798 | 16.077 | 16.274 | 16.529 | 16.773 | 18.329 | 20.078 | 21.596 | 22.957 | 24.303 | 25.697 | 27.139 | 29.438 | 30.145 | 30.771 | 30.7321 | 31.6773 | 32.4388 | 32.8247 | 33.23 | 33.6615 | 33.9223 | 34.1767 | 34.4964 | 35.0261 | 35.6447 | 36.2942 | 37.1181 | 37.9206 | 38.6385 | 39.3385 | 40.0044 | 40.6934 | 41.4134 | 42.0806 | 42.8609
Oregon | Anchor-Retail - Million Sq Ft | 31.63 | 27.95 | 24.27 | 24.752 | 25.318 | 25.706 | 26.083 | 26.339 | 26.784 | 27.239 | 27.945 | 28.265 | 28.722 | 29.265 | 29.812 | 30.501 | 31.04 | 31.421 | 31.914 | 32.384 | 32.95 | 33.586 | 34.138 | 34.633 | 35.122 | 35.629 | 36.154 | 36.869 | 37.126 | 37.354 | 36.9179 | 37.2781 | 37.5284 | 37.6188 | 37.7432 | 37.9049 | 37.9837 | 38.0555 | 38.1954 | 38.4218 | 38.6623 | 38.8961 | 39.1463 | 39.3147 | 39.4691 | 39.6054 | 39.7225 | 39.9465 | 40.1925 | 40.4009 | 40.6667
Oregon | K-12 - Million Sq Ft | 18.402 | 18.81 | 19.218 | 19.616 | 20.041 | 20.926 | 21.61 | 22.467 | 23.351 | 24.426 | 25.467 | 26.382 | 27.576 | 28.402 | 29.678 | 30.88 | 32.494 | 34.563 | 35.978 | 37.081 | 38.117 | 38.407 | 39.371 | 40.418 | 41.478 | 42.553 | 43.653 | 43.942 | 44.044 | 44.213 | 43.8963 | 44.1763 | 44.8349 | 45.3736 | 45.6354 | 45.8649 | 46.1579 | 46.6749 | 47.5989 | 48.7021 | 49.3114 | 50.0175 | 50.7781 | 51.6858 | 52.5466 | 53.3388 | 54.0174 | 54.9429 | 55.5952 | 56.5468 | 57.4158
Oregon | University - Million Sq Ft | 9.48 | 9.69 | 9.9 | 10.105 | 10.324 | 10.78 | 11.132 | 11.574 | 12.029 | 12.583 | 13.12 | 13.591 | 14.206 | 14.631 | 15.289 | 15.908 | 16.739 | 17.677 | 18.621 | 19.154 | 19.795 | 20.086 | 20.523 | 21.106 | 21.715 | 22.356 | 23.03 | 23.318 | 23.341 | 23.378 | 23.1578 | 23.2524 | 23.2898 | 23.2839 | 23.2699 | 23.2345 | 23.2216 | 23.2592 | 23.3611 | 23.4094 | 23.3283 | 23.3114 | 23.2953 | 23.3863 | 23.4823 | 23.4826 | 23.5207 | 23.5841 | 23.6097 | 23.7328 | 23.8687
Oregon | Warehouse - Million Sq Ft | 78.491 | 80.4 | 82.31 | 85.146 | 87.374 | 88.984 | 90.398 | 91.906 | 92.745 | 94.036 | 97.918 | 101.754 | 107.746 | 112.138 | 115.471 | 118.546 | 121.689 | 123.992 | 125.44 | 127.501 | 130.979 | 133.631 | 136.575 | 139.331 | 141.934 | 144.601 | 147.391 | 147.404 | 152.057 | 155.207 | 154.2281 | 154.9646 | 157.4812 | 160.3571 | 162.8575 | 164.9321 | 166.4144 | 167.9943 | 169.9789 | 172.1524 | 174.1452 | 176.0462 | 177.8807 | 179.1329 | 180.5202 | 181.9947 | 183.4207 | 185.4566 | 187.5649 | 189.2586 | 190.8749
Oregon | Supermarket - Million Sq Ft | 8.021 | 7.36 | 6.699 | 6.832 | 6.988 | 7.095 | 7.199 | 7.27 | 7.392 | 7.518 | 7.713 | 7.801 | 7.927 | 8.077 | 8.228 | 8.418 | 8.567 | 8.735 | 8.953 | 9.15 | 9.26 | 9.354 | 9.453 | 9.556 | 9.669 | 9.798 | 9.942 | 10.573 | 10.859 | 11.151 | 11.123 | 11.3034 | 11.4314 | 11.4969 | 11.5762 | 11.6673 | 11.7456 | 11.8189 | 11.9118 | 12.0085 | 12.0982 | 12.1771 | 12.2273 | 12.2473 | 12.2676 | 12.2906 | 12.2988 | 12.363 | 12.4294 | 12.4906 | 12.5671
Oregon | MiniMart - Million Sq Ft | 0.969 | 1.84 | 2.711 | 2.765 | 2.828 | 2.871 | 2.913 | 2.942 | 2.991 | 3.042 | 3.121 | 3.157 | 3.208 | 3.268 | 3.329 | 3.406 | 3.467 | 3.535 | 3.623 | 3.703 | 3.812 | 3.907 | 4.006 | 4.108 | 4.222 | 4.35 | 4.494 | 4.494 | 4.544 | 4.606 | 4.6121 | 4.6892 | 4.7566 | 4.7929 | 4.8348 | 4.8832 | 4.9196 | 4.9491 | 4.9856 | 5.0316 | 5.0849 | 5.1341 | 5.182 | 5.2202 | 5.2523 | 5.2879 | 5.3169 | 5.3635 | 5.4082 | 5.4525 | 5.5074
Oregon | Restaurant - Million Sq Ft | 12.032 | 12.1 | 12.168 | 12.261 | 12.435 | 12.621 | 12.72 | 12.824 | 12.927 | 13.03 | 13.198 | 13.291 | 13.464 | 13.652 | 13.801 | 13.937 | 14.052 | 14.401 | 14.85 | 15.258 | 18.794 | 22.768 | 26.217 | 29.312 | 32.37 | 35.539 | 38.816 | 38.834 | 39.077 | 39.389 | 39.1505 | 39.3219 | 39.4219 | 39.4548 | 39.5213 | 39.6207 | 39.6826 | 39.7432 | 39.8593 | 40.0119 | 40.123 | 40.2259 | 40.3256 | 40.3215 | 40.3166 | 40.2844 | 40.262 | 40.3609 | 40.4826 | 40.5718 | 40.6878
Oregon | Lodging - Million Sq Ft | 37.457 | 37.8 | 38.143 | 38.983 | 39.465 | 40.177 | 40.575 | 40.861 | 41.163 | 41.688 | 42.328 | 43.126 | 45.618 | 47.43 | 48.711 | 49.841 | 50.302 | 50.478 | 50.92 | 51.22 | 51.547 | 52.025 | 52.584 | 53.129 | 53.536 | 53.978 | 54.447 | 54.73 | 55.418 | 56.192 | 56.0491 | 56.5452 | 56.9092 | 56.9757 | 57.106 | 57.2418 | 57.3043 | 57.3498 | 57.4835 | 57.7045 | 57.9172 | 58.1869 | 58.5221 | 58.7319 | 58.9542 | 59.1218 | 59.3118 | 59.6508 | 60.0214 | 60.2961 | 60.6492
Oregon | Hospital - Million Sq Ft | 8.597 | 8.8 | 9.003 | 9.291 | 9.606 | 9.955 | 10.15 | 10.487 | 10.624 | 10.979 | 11.229 | 11.426 | 11.858 | 12.407 | 13.384 | 14.231 | 14.878 | 15.215 | 15.606 | 15.911 | 19.695 | 21.062 | 22.949 | 24.792 | 26.788 | 28.899 | 31.032 | 31.255 | 31.388 | 31.715 | 31.7817 | 32.4952 | 33.0941 | 33.4718 | 33.763 | 33.9788 | 34.1044 | 34.2043 | 34.3402 | 34.4841 | 34.6317 | 34.8139 | 35.0378 | 35.187 | 35.2726 | 35.3059 | 35.3345 | 35.4458 | 35.5623 | 35.6788 | 35.8004
Oregon | OtherHealth - Million Sq Ft | 16.315 | 16.7 | 17.085 | 17.632 | 18.229 | 18.893 | 19.264 | 19.902 | 20.163 | 20.836 | 21.312 | 21.685 | 22.507 | 23.547 | 25.403 | 27.012 | 28.239 | 29.343 | 30.622 | 31.623 | 35.406 | 36.773 | 38.661 | 40.503 | 42.5 | 44.61 | 46.744 | 47.284 | 47.769 | 48.864 | 49.3834 | 51.0483 | 52.5399 | 53.7981 | 54.9416 | 55.8454 | 56.6432 | 57.3851 | 58.1808 | 59.0226 | 59.8678 | 60.7866 | 61.7935 | 62.6864 | 63.3968 | 64.0634 | 64.7295 | 65.5185 | 66.3337 | 67.1197 | 67.9012
Oregon | Assembly - Million Sq Ft | 20.788 | 21.454 | 22.12 | 23.269 | 23.821 | 24.469 | 25.157 | 25.563 | 26.539 | 26.989 | 28.028 | 29.939 | 31.962 | 33.55 | 34.93 | 36.36 | 37.669 | 39.112 | 40.467 | 41.715 | 42.83 | 43.881 | 45.161 | 46.566 | 48.054 | 49.545 | 50.961 | 51.557 | 55.162 | 58.811 | 60.1867 | 61.9781 | 63.7416 | 64.6433 | 65.5748 | 66.4368 | 66.9382 | 67.4383 | 68.024 | 68.9933 | 70.185 | 71.3187 | 72.7676 | 74.3651 | 76.2735 | 78.0492 | 79.7412 | 81.4293 | 83.1634 | 84.6461 | 86.2051
Oregon | Other - Million Sq Ft | 40.353 | 41.646 | 42.939 | 45.168 | 46.241 | 47.498 | 48.834 | 49.623 | 51.517 | 52.39 | 54.408 | 58.117 | 62.045 | 65.127 | 67.805 | 70.581 | 73.122 | 74.671 | 77.85 | 81.094 | 82.452 | 83.114 | 84.4 | 85.935 | 87.317 | 88.615 | 89.844 | 91.033 | 94.328 | 98.354 | 100.792 | 105.5408 | 110.7762 | 116.4042 | 121.0143 | 125.2635 | 129.5045 | 133.3325 | 137.3007 | 141.8366 | 146.1792 | 150.7541 | 155.5228 | 160.2025 | 164.6038 | 169.2948 | 173.1034 | 178.0112 | 182.6585 | 186.804 | 190.7072
Oregon | Food & Tobacco - 2012 B$ | 1.4226 | 1.3995 | 1.6003 | 1.6453 | 1.5437 | 1.4387 | 1.6464 | 1.5091 | 1.5137 | 1.6603 | 1.8068 | 1.7653 | 1.9118 | 1.9764 | 1.9626 | 1.966 | 1.8806 | 1.8333 | 1.9164 | 1.9972 | 2.0583 | 2.0837 | 2.2129 | 2.1991 | 2.1818 | 2.2937 | 2.3987 | 2.4898 | 2.5937 | 2.6294 | 2.7137 | 2.8233 | 2.931 | 3.0326 | 3.1332 | 3.2322 | 3.3301 | 3.4298 | 3.5276 | 3.6246 | 3.7191 | 3.8145 | 3.9125 | 4.0094 | 4.0922 | 4.1721 | 4.2526 | 4.3301 | 4.4102 | 4.4998 | 4.5878
Oregon | Textiles - 2012 B$ | 0.0692 | 0.0646 | 0.0796 | 0.0935 | 0.0958 | 0.0969 | 0.0958 | 0.0981 | 0.0992 | 0.0958 | 0.0877 | 0.0877 | 0.0392 | 0.0369 | 0.0473 | 0.0496 | 0.0473 | 0.0369 | 0.03 | 0.0323 | 0.0265 | 0.0231 | 0.0254 | 0.0242 | 0.0219 | 0.0277 | 0.0312 | 0.0335 | 0.0335 | 0.0369 | 0.0359 | 0.0359 | 0.0359 | 0.0358 | 0.0358 | 0.0357 | 0.0355 | 0.0354 | 0.0353 | 0.0352 | 0.035 | 0.035 | 0.0349 | 0.035 | 0.035 | 0.0349 | 0.0348 | 0.0347 | 0.0347 | 0.0346 | 0.0345
Oregon | Apparel - 2012 B$ | 0.0808 | 0.0819 | 0.0888 | 0.09 | 0.0946 | 0.1038 | 0.1004 | 0.0981 | 0.1015 | 0.1096 | 0.1119 | 0.1096 | 0.0658 | 0.0611 | 0.0565 | 0.0577 | 0.0623 | 0.06 | 0.0531 | 0.0554 | 0.0611 | 0.0588 | 0.0508 | 0.0438 | 0.0404 | 0.045 | 0.0462 | 0.045 | 0.045 | 0.0427 | 0.041 | 0.04 | 0.0393 | 0.0384 | 0.0374 | 0.0364 | 0.0353 | 0.0346 | 0.0334 | 0.0326 | 0.0315 | 0.0307 | 0.0298 | 0.0288 | 0.028 | 0.027 | 0.0259 | 0.025 | 0.0238 | 0.0231 | 0.0223
Oregon | Lumber - 2012 B$ | 5.8727 | 6.4415 | 6.678 | 6.5465 | 6.8522 | 5.155 | 4.5643 | 4.7812 | 5.4411 | 4.8043 | 4.832 | 3.932 | 2.6929 | 2.5971 | 2.6156 | 2.6767 | 2.6767 | 2.6294 | 2.6294 | 2.6825 | 2.8983 | 2.8913 | 2.6375 | 2.3202 | 1.8079 | 2.0156 | 2.0687 | 2.1483 | 2.3283 | 2.6825 | 2.5692 | 2.4944 | 2.4227 | 2.3451 | 2.2699 | 2.1878 | 2.1108 | 2.032 | 1.9541 | 1.8722 | 1.7931 | 1.7144 | 1.6368 | 1.5603 | 1.4765 | 1.3965 | 1.3152 | 1.2355 | 1.1559 | 1.0811 | 1.0067
Oregon | Furniture - 2012 B$ | 0.12 | 0.1096 | 0.1223 | 0.1361 | 0.1523 | 0.1708 | 0.1604 | 0.1684 | 0.1961 | 0.2308 | 0.225 | 0.1938 | 0.3819 | 0.3934 | 0.4119 | 0.4454 | 0.4938 | 0.4811 | 0.5077 | 0.548 | 0.5861 | 0.653 | 0.6784 | 0.4834 | 0.3357 | 0.3254 | 0.3381 | 0.3392 | 0.3231 | 0.3219 | 0.3329 | 0.3465 | 0.3606 | 0.3734 | 0.3867 | 0.3995 | 0.4119 | 0.4254 | 0.4379 | 0.4513 | 0.4631 | 0.4765 | 0.4891 | 0.5028 | 0.5153 | 0.5264 | 0.5379 | 0.55 | 0.5621 | 0.5745 | 0.5884
Oregon | Paper - 2012 B$ | 1.2691 | 1.3257 | 1.5057 | 1.7399 | 1.658 | 1.4064 | 1.2288 | 1.1826 | 1.1999 | 1.403 | 1.4687 | 1.1734 | 1.1192 | 1.1192 | 1.0938 | 1.0615 | 1.0442 | 1.0349 | 1.0649 | 1.0822 | 1.1168 | 1.1065 | 1.0903 | 1.1111 | 1.0222 | 0.9449 | 0.9299 | 0.8965 | 0.8676 | 0.8722 | 0.8946 | 0.9283 | 0.9627 | 0.998 | 1.0283 | 1.0597 | 1.0912 | 1.1231 | 1.1567 | 1.1891 | 1.2195 | 1.2521 | 1.2829 | 1.3141 | 1.345 | 1.3697 | 1.3973 | 1.426 | 1.4551 | 1.4872 | 1.5188
Oregon | Printing - 2012 B$ | 0.6969 | 0.7269 | 0.7776 | 0.8272 | 0.9334 | 0.9738 | 1.0534 | 0.9899 | 0.953 | 1.0234 | 1.0026 | 1.0049 | 0.4869 | 0.4938 | 0.4927 | 0.4903 | 0.4857 | 0.4488 | 0.4292 | 0.4223 | 0.413 | 0.4211 | 0.4177 | 0.375 | 0.3069 | 0.3277 | 0.33 | 0.3184 | 0.3023 | 0.2954 | 0.2991 | 0.3067 | 0.315 | 0.3223 | 0.3295 | 0.337 | 0.3438 | 0.3517 | 0.3583 | 0.3657 | 0.3729 | 0.3798 | 0.3872 | 0.3949 | 0.4013 | 0.4073 | 0.4133 | 0.4187 | 0.4253 | 0.4332 | 0.4397
Oregon | Chemicals - 2012 B$ | 0.0473 | 0.0496 | 0.0715 | 0.0981 | 0.0785 | 0.0761 | 0.0692 | 0.0692 | 0.0785 | 0.0611 | 0.0508 | 0.0485 | 0.4892 | 0.5042 | 0.5238 | 0.533 | 0.4927 | 0.4903 | 0.5388 | 0.5446 | 0.585 | 0.5965 | 0.6057 | 0.5827 | 0.5319 | 0.5527 | 0.5711 | 0.5723 | 0.6 | 0.6115 | 0.6536 | 0.7039 | 0.7533 | 0.8019 | 0.8502 | 0.897 | 0.945 | 0.9914 | 1.0393 | 1.0859 | 1.1318 | 1.1802 | 1.2282 | 1.2751 | 1.3187 | 1.3609 | 1.4037 | 1.4467 | 1.4903 | 1.5385 | 1.5848
Oregon | Petroleum Products - 2012 B$ | 0.2042 | 0.1846 | 0.2515 | 0.2181 | 0.24 | 0.2273 | 0.2308 | 0.2273 | 0.2504 | 0.2884 | 0.3161 | 0.3542 | 0.105 | 0.1131 | 0.1119 | 0.1061 | 0.0854 | 0.105 | 0.0946 | 0.0946 | 0.0646 | 0.0565 | 0.0531 | 0.0415 | 0.0381 | 0.0381 | 0.0415 | 0.0415 | 0.0415 | 0.0404 | 0.0405 | 0.0412 | 0.0419 | 0.0428 | 0.0432 | 0.0439 | 0.0447 | 0.045 | 0.0459 | 0.0464 | 0.047 | 0.0476 | 0.0484 | 0.0493 | 0.0495 | 0.0502 | 0.0508 | 0.0508 | 0.0514 | 0.0522 | 0.0531
Oregon | Rubber - 2012 B$ | 0.1361 | 0.15 | 0.1904 | 0.1996 | 0.2538 | 0.2631 | 0.2665 | 0.2769 | 0.3404 | 0.3704 | 0.4027 | 0.473 | 0.405 | 0.3807 | 0.3692 | 0.3565 | 0.3634 | 0.3738 | 0.3738 | 0.4038 | 0.4304 | 0.45 | 0.4557 | 0.4142 | 0.3323 | 0.3634 | 0.4107 | 0.4211 | 0.4223 | 0.4188 | 0.4372 | 0.4587 | 0.4805 | 0.502 | 0.523 | 0.5434 | 0.5639 | 0.5844 | 0.605 | 0.6255 | 0.6465 | 0.6667 | 0.6888 | 0.7102 | 0.7289 | 0.747 | 0.7662 | 0.7837 | 0.8034 | 0.8245 | 0.8451
Oregon | Leather - 2012 B$ | 0.0208 | 0.0196 | 0.0196 | 0.0185 | 0.0196 | 0.0208 | 0.0196 | 0.0208 | 0.0208 | 0.0219 | 0.0242 | 0.0208 | 0.0231 | 0.0196 | 0.0288 | 0.0381 | 0.0369 | 0.0254 | 0.0196 | 0.0254 | 0.0288 | 0.0231 | 0.0208 | 0.0242 | 0.0254 | 0.0335 | 0.0392 | 0.0404 | 0.0381 | 0.0358 | 0.0347 | 0.0341 | 0.0338 | 0.0333 | 0.0328 | 0.0322 | 0.0316 | 0.0313 | 0.0305 | 0.0301 | 0.0295 | 0.0291 | 0.0286 | 0.0281 | 0.0277 | 0.0271 | 0.0264 | 0.0259 | 0.0251 | 0.0248 | 0.0245
Oregon | Stone, Clay, etc. - 2012 B$ | 0.2019 | 0.2181 | 0.2388 | 0.2654 | 0.3034 | 0.3254 | 0.3023 | 0.2907 | 0.2827 | 0.3438 | 0.3531 | 0.3727 | 0.4673 | 0.473 | 0.4892 | 0.4973 | 0.4684 | 0.4442 | 0.4984 | 0.5884 | 0.5988 | 0.6184 | 0.6346 | 0.5503 | 0.4338 | 0.4823 | 0.51 | 0.533 | 0.5561 | 0.6207 | 0.6336 | 0.6548 | 0.6764 | 0.6977 | 0.7178 | 0.7374 | 0.7576 | 0.7774 | 0.7968 | 0.816 | 0.8338 | 0.8527 | 0.873 | 0.8924 | 0.9075 | 0.9231 | 0.9405 | 0.9553 | 0.9704 | 0.9882 | 1.0079
Oregon | Aluminum - 2012 B$ | 0.09 | 0.0935 | 0.0865 | 0.1085 | 0.1223 | 0.1142 | 0.1304 | 0.105 | 0.0911 | 0.1073 | 0.1292 | 0.1327 | 0.105 | 0.1119 | 0.1327 | 0.1338 | 0.1061 | 0.0888 | 0.0865 | 0.0738 | 0.0715 | 0.0542 | 0.0577 | 0.0588 | 0.0438 | 0.0473 | 0.0508 | 0.0485 | 0.0473 | 0.0473 | 0.0455 | 0.0443 | 0.0431 | 0.042 | 0.0407 | 0.0395 | 0.0382 | 0.037 | 0.0357 | 0.0345 | 0.0332 | 0.0319 | 0.0307 | 0.0295 | 0.0281 | 0.0268 | 0.0256 | 0.0243 | 0.023 | 0.0218 | 0.0207
Oregon | Other Primary Metals - 2012 B$ | 0.6773 | 0.698 | 0.6507 | 0.8111 | 0.9161 | 0.8561 | 0.9807 | 0.7857 | 0.6853 | 0.8065 | 0.9726 | 0.9957 | 0.7846 | 0.7696 | 0.6346 | 0.6715 | 0.6969 | 0.6992 | 0.7996 | 0.8653 | 0.9103 | 0.8307 | 0.9565 | 1.0407 | 0.8065 | 0.8757 | 0.9542 | 0.9311 | 0.9507 | 1.0165 | 1.0154 | 1.0291 | 1.0422 | 1.0541 | 1.0638 | 1.0752 | 1.0847 | 1.0948 | 1.1047 | 1.1149 | 1.1251 | 1.1363 | 1.1457 | 1.1569 | 1.1618 | 1.1678 | 1.1756 | 1.181 | 1.1904 | 1.1994 | 1.2094
Oregon | Fabricated Metals - 2012 B$ | 0.8146 | 0.7673 | 0.7084 | 0.7834 | 0.8492 | 0.7419 | 0.6876 | 0.743 | 0.8296 | 0.8619 | 0.8722 | 0.9115 | 1.4076 | 1.4191 | 1.4261 | 1.4687 | 1.4157 | 1.3049 | 1.3118 | 1.3661 | 1.4918 | 1.5714 | 1.6672 | 1.6557 | 1.2484 | 1.3834 | 1.5876 | 1.7076 | 1.8022 | 1.9176 | 1.9063 | 1.9199 | 1.9338 | 1.9442 | 1.9539 | 1.9625 | 1.9702 | 1.9798 | 1.9888 | 1.9957 | 2.0041 | 2.0121 | 2.0227 | 2.0337 | 2.0383 | 2.042 | 2.0458 | 2.0493 | 2.0542 | 2.0642 | 2.0746
Oregon | Machines & Computer - 2012 B$ | 2.3629 | 2.0941 | 2.7113 | 2.9929 | 2.9052 | 3.4163 | 3.2732 | 4.0612 | 5.8369 | 6.3169 | 8.5644 | 17.033 | 2.5175 | 2.3871 | 2.3329 | 2.4806 | 2.3998 | 1.9891 | 2.0906 | 2.3214 | 2.4529 | 2.596 | 2.6387 | 2.4841 | 1.8783 | 2.1714 | 2.5337 | 2.8152 | 2.9133 | 3.1013 | 3.006 | 3.0125 | 3.0334 | 3.0517 | 3.0674 | 3.0817 | 3.0955 | 3.1105 | 3.1258 | 3.136 | 3.1463 | 3.1589 | 3.1792 | 3.2114 | 3.2303 | 3.2447 | 3.2604 | 3.2746 | 3.2894 | 3.3016 | 3.313
Oregon | Electric Equipment - 2012 B$ | 0.7615 | 0.5665 | 0.5665 | 0.6715 | 0.7499 | 0.7615 | 0.8884 | 0.803 | 0.7707 | 0.8988 | 1.0326 | 1.2068 | 0.2192 | 0.2111 | 0.2227 | 0.2481 | 0.2354 | 0.225 | 0.2515 | 0.2792 | 0.3 | 0.3069 | 0.3323 | 0.33 | 0.2804 | 0.3219 | 0.3381 | 0.3392 | 0.3531 | 0.3738 | 0.3724 | 0.3754 | 0.3791 | 0.3808 | 0.3832 | 0.385 | 0.3875 | 0.3893 | 0.391 | 0.3935 | 0.3945 | 0.3973 | 0.3999 | 0.4014 | 0.4031 | 0.4036 | 0.4048 | 0.4051 | 0.4068 | 0.4084 | 0.4105
Oregon | Transport Equipment - 2012 B$ | 0.6519 | 0.7569 | 0.7442 | 0.8584 | 0.8884 | 0.9611 | 1.0176 | 1.0857 | 1.0026 | 1.0338 | 1.0961 | 0.9945 | 1.0061 | 1.0753 | 1.268 | 1.3995 | 1.0799 | 1.1111 | 1.1318 | 1.3014 | 1.7133 | 1.9037 | 1.8553 | 1.4595 | 0.8434 | 1.0845 | 1.3038 | 1.4411 | 1.4699 | 1.553 | 1.5335 | 1.5273 | 1.5222 | 1.5144 | 1.5061 | 1.4967 | 1.4882 | 1.48 | 1.4721 | 1.4635 | 1.4561 | 1.4478 | 1.4422 | 1.436 | 1.4249 | 1.4129 | 1.401 | 1.3893 | 1.3787 | 1.3714 | 1.364
Oregon | Other Manufacturing - 2012 B$ | 0.1615 | 0.1708 | 0.2077 | 0.2665 | 0.3196 | 0.3231 | 0.2931 | 0.2896 | 0.315 | 0.3127 | 0.2757 | 0.2596 | 0.4592 | 0.4696 | 0.4315 | 0.4696 | 0.4834 | 0.5019 | 0.5088 | 0.5111 | 0.5492 | 0.4915 | 0.4754 | 0.5619 | 0.5157 | 0.4961 | 0.5169 | 0.5734 | 0.5838 | 0.5873 | 0.6164 | 0.6539 | 0.6913 | 0.7271 | 0.7638 | 0.7993 | 0.8368 | 0.8734 | 0.9097 | 0.946 | 0.9815 | 1.0187 | 1.0572 | 1.0938 | 1.1278 | 1.1607 | 1.1954 | 1.2289 | 1.2627 | 1.2999 | 1.3364
Oregon | Data Centers - 2012 B$ | 0.1119 | 0.1004 | 0.1073 | 0.105 | 0.1015 | 0.1292 | 0.1177 | 0.1269 | 0.1361 | 0.1454 | 0.1396 | 0.1719 | 0.1696 | 0.1915 | 0.1869 | 0.2365 | 0.2065 | 0.1465 | 0.1511 | 0.1615 | 0.1765 | 0.1892 | 0.2019 | 0.1627 | 0.1015 | 0.1119 | 0.1073 | 0.1131 | 0.1188 | 0.1281 | 0.0867 | 0.0862 | 0.0857 | 0.0845 | 0.0866 | 0.0891 | 0.0907 | 0.0922 | 0.0958 | 0.0995 | 0.1035 | 0.1071 | 0.1106 | 0.1137 | 0.117 | 0.1203 | 0.1248 | 0.1291 | 0.1332 | 0.137 | 0.141
Oregon | Agriculture - 2012 B$ | 2.5233 | 2.731 | 2.7736 | 3.0079 | 3.1186 | 3.1394 | 3.0113 | 3.0863 | 3.0863 | 3.4094 | 3.0321 | 3.3494 | 3.0229 | 3.0655 | 3.369 | 3.3909 | 3.1129 | 3.2213 | 3.2548 | 3.2605 | 3.6632 | 3.6678 | 3.4498 | 3.3748 | 3.2594 | 3.2548 | 3.1959 | 2.9502 | 3.1682 | 3.3448 | 3.3178 | 3.3218 | 3.3301 | 3.3421 | 3.3545 | 3.3711 | 3.3874 | 3.4052 | 3.4251 | 3.445 | 3.4641 | 3.4811 | 3.4986 | 3.5109 | 3.5226 | 3.537 | 3.5508 | 3.5659 | 3.5784 | 3.5913 | 3.6025
Oregon Households (Millions) |  |  | 1986 | 1987 | 1988 | 1989 | 1990 | 1991 | 1992 | 1993 | 1994 | 1995 | 1996 | 1997 | 1998 | 1999 | 2000 | 2001 | 2002 | 2003 | 2004 | 2005 | 2006 | 2007 | 2008 | 2009 | 2010 | 2011 | 2012 | 2013 | 2014 | 2015 | 2016 | 2017 | 2018 | 2019 | 2020 | 2021 | 2022 | 2023 | 2024 | 2025 | 2026 | 2027 | 2028 | 2029 | 2030 | 2031 | 2032 | 2033 | 2034 | 2035
HHS | Total |  | 1.144 | 1.1589 | 1.1762 | 1.2021 | 1.2294 | 1.2503 | 1.2741 | 1.3014 | 1.333 | 1.3656 | 1.4007 | 1.4335 | 1.4652 | 1.4928 | 1.515 | 1.5374 | 1.5612 | 1.5874 | 1.6156 | 1.6462 | 1.6745 | 1.6958 | 1.7085 | 1.716 | 1.7231 | 1.7313 | 1.7416 | 1.7569 | 1.7753 | 1.8004 | 1.8271 | 1.8531 | 1.8787 | 1.9044 | 1.9297 | 1.954 | 1.9776 | 2.0011 | 2.0246 | 2.0487 | 2.0728 | 2.0963 | 2.1189 | 2.1407 | 2.1624 | 2.1837 | 2.2041 | 2.2241 | 2.2437 | 2.2633
HHS | Single Family |  | 0.861 | 0.8692 | 0.8785 | 0.8899 | 0.9035 | 0.9159 | 0.9308 | 0.9476 | 0.9651 | 0.9815 | 0.9995 | 1.0164 | 1.034 | 1.0506 | 1.0661 | 1.0821 | 1.0995 | 1.1182 | 1.1387 | 1.1621 | 1.1825 | 1.1979 | 1.206 | 1.2114 | 1.2167 | 1.2217 | 1.2282 | 1.2369 | 1.2482 | 1.2642 | 1.2814 | 1.2982 | 1.3144 | 1.3303 | 1.3459 | 1.361 | 1.3758 | 1.3905 | 1.4053 | 1.4206 | 1.4362 | 1.4514 | 1.466 | 1.4806 | 1.4953 | 1.51 | 1.5242 | 1.5383 | 1.5525 | 1.5668
HHS | Multi Family |  | 0.1785 | 0.1822 | 0.1864 | 0.1965 | 0.2053 | 0.2091 | 0.2129 | 0.2169 | 0.2234 | 0.2322 | 0.2428 | 0.252 | 0.26 | 0.2657 | 0.2692 | 0.2733 | 0.2772 | 0.2822 | 0.2874 | 0.2922 | 0.2979 | 0.302 | 0.3053 | 0.3067 | 0.3079 | 0.3105 | 0.3139 | 0.3196 | 0.326 | 0.3344 | 0.3432 | 0.3519 | 0.3606 | 0.3697 | 0.3787 | 0.3872 | 0.3954 | 0.4034 | 0.4116 | 0.4196 | 0.4275 | 0.4351 | 0.4424 | 0.449 | 0.4552 | 0.4611 | 0.4667 | 0.472 | 0.4768 | 0.4813
HHS | Other Family |  | 0.1046 | 0.1075 | 0.1113 | 0.1157 | 0.1206 | 0.1253 | 0.1304 | 0.1369 | 0.1445 | 0.1519 | 0.1584 | 0.165 | 0.1712 | 0.1764 | 0.1796 | 0.182 | 0.1845 | 0.1869 | 0.1894 | 0.1919 | 0.1942 | 0.1959 | 0.1972 | 0.1979 | 0.1986 | 0.199 | 0.1995 | 0.2004 | 0.2011 | 0.2018 | 0.2024 | 0.2031 | 0.2037 | 0.2044 | 0.2051 | 0.2058 | 0.2064 | 0.2071 | 0.2078 | 0.2085 | 0.2091 | 0.2098 | 0.2105 | 0.2112 | 0.2118 | 0.2125 | 0.2132 | 0.2138 | 0.2145 | 0.2152
Oregon People per Household (People/Household) |  |  | 1986 | 1987 | 1988 | 1989 | 1990 | 1991 | 1992 | 1993 | 1994 | 1995 | 1996 | 1997 | 1998 | 1999 | 2000 | 2001 | 2002 | 2003 | 2004 | 2005 | 2006 | 2007 | 2008 | 2009 | 2010 | 2011 | 2012 | 2013 | 2014 | 2015 | 2016 | 2017 | 2018 | 2019 | 2020 | 2021 | 2022 | 2023 | 2024 | 2025 | 2026 | 2027 | 2028 | 2029 | 2030 | 2031 | 2032 | 2033 | 2034 | 2035
HSize | Total |  | 3.9022 | 3.9232 | 3.9559 | 3.9669 | 3.9986 | 4.0333 | 4.0614 | 4.0645 | 4.0426 | 4.0208 | 3.9864 | 3.9665 | 3.9431 | 3.9194 | 3.9084 | 3.8985 | 3.8802 | 3.8522 | 3.8306 | 3.8109 | 3.8104 | 3.818 | 3.8487 | 3.8895 | 3.9188 | 3.9453 | 3.9647 | 3.9739 | 3.9757 | 3.9631 | 3.9464 | 3.9316 | 3.9177 | 3.9036 | 3.8899 | 3.8779 | 3.8665 | 3.855 | 3.8429 | 3.8295 | 3.816 | 3.8034 | 3.7926 | 3.7829 | 3.7734 | 3.7645 | 3.757 | 3.7501 | 3.7439 | 3.7378
HSize | Single Family |  | 3.9099 | 3.9308 | 3.9638 | 3.975 | 4.0099 | 4.0458 | 4.0756 | 4.0781 | 4.0588 | 4.0386 | 4.0111 | 3.9963 | 3.9761 | 3.9567 | 3.9468 | 3.9381 | 3.9218 | 3.8931 | 3.87 | 3.8491 | 3.8479 | 3.8533 | 3.8831 | 3.9229 | 3.9517 | 3.9818 | 4.0061 | 4.0223 | 4.0294 | 4.0202 | 4.0052 | 3.9914 | 3.9786 | 3.9659 | 3.9541 | 3.9472 | 3.9406 | 3.9333 | 3.9254 | 3.9155 | 3.9048 | 3.8948 | 3.8863 | 3.8779 | 3.8688 | 3.8596 | 3.8519 | 3.8442 | 3.8364 | 3.8282
HSize | Multi Family |  | 3.8675 | 3.8903 | 3.9221 | 3.9362 | 3.9564 | 3.9872 | 4.0034 | 4.0095 | 3.9772 | 3.9518 | 3.8892 | 3.8531 | 3.8175 | 3.7805 | 3.7647 | 3.7526 | 3.7285 | 3.7047 | 3.6885 | 3.6715 | 3.6735 | 3.6831 | 3.7072 | 3.745 | 3.7787 | 3.792 | 3.7925 | 3.7726 | 3.7481 | 3.7081 | 3.6679 | 3.636 | 3.607 | 3.5755 | 3.5444 | 3.4995 | 3.4578 | 3.4188 | 3.3803 | 3.3434 | 3.3082 | 3.2764 | 3.2481 | 3.2247 | 3.2048 | 3.1874 | 3.1725 | 3.1597 | 3.1504 | 3.1425
HSize | Other Family |  | 3.8979 | 3.9177 | 3.9497 | 3.9563 | 3.986 | 4.0195 | 4.054 | 4.057 | 4.0353 | 4.0113 | 3.9792 | 3.9561 | 3.9344 | 3.9068 | 3.8961 | 3.8824 | 3.8607 | 3.8303 | 3.8093 | 3.7917 | 3.7924 | 3.8102 | 3.8578 | 3.9088 | 3.9345 | 3.9606 | 3.9805 | 3.996 | 4.0112 | 4.0276 | 4.0467 | 4.0616 | 4.0752 | 4.0908 | 4.1062 | 4.1316 | 4.1559 | 4.1791 | 4.2013 | 4.2226 | 4.2435 | 4.2639 | 4.2837 | 4.303 | 4.3219 | 4.3404 | 4.3585 | 4.3762 | 4.3937 | 4.411
Washington Economic Drivers |  | 1985 | 1986 | 1987 | 1988 | 1989 | 1990 | 1991 | 1992 | 1993 | 1994 | 1995 | 1996 | 1997 | 1998 | 1999 | 2000 | 2001 | 2002 | 2003 | 2004 | 2005 | 2006 | 2007 | 2008 | 2009 | 2010 | 2011 | 2012 | 2013 | 2014 | 2015 | 2016 | 2017 | 2018 | 2019 | 2020 | 2021 | 2022 | 2023 | 2024 | 2025 | 2026 | 2027 | 2028 | 2029 | 2030 | 2031 | 2032 | 2033 | 2034 | 2035
Washington | Single Family - Million Sq Ft | 2758.977 | 2798.405 | 2841.232 | 2887.823 | 2944.031 | 3006.127 | 3060.981 | 3131.512 | 3203.753 | 3279.31 | 3342.608 | 3406.755 | 3473.139 | 3543.262 | 3608.589 | 3668.402 | 3731.674 | 3805.497 | 3890.248 | 3979.875 | 4082.166 | 4170.387 | 4242.901 | 4287.005 | 4319.592 | 4355.423 | 4389.056 | 4429.285 | 4470.462 | 4522.351 | 4579.121 | 4637.014 | 4687.779 | 4731.69 | 4773.93 | 4812.071 | 4848.182 | 4880.044 | 4912.316 | 4941.17 | 4968.982 | 4998.082 | 5024.463 | 5050.5 | 5073.945 | 5097.437 | 5121.939 | 5144.313 | 5165.081 | 5186.556 | 5206.052
Washington | Multi Family - Million Sq Ft | 228.2241 | 239.1206 | 250.7595 | 265.391 | 279.9962 | 293.6903 | 300.2224 | 306.6173 | 312.8848 | 320.9136 | 329.2534 | 338.6282 | 348.4718 | 359.1021 | 369.7729 | 379.4441 | 388.1731 | 394.9934 | 401.7924 | 409.2867 | 417.3658 | 426.1855 | 435.8319 | 443.8142 | 447.017 | 450.7268 | 456.1003 | 464.9652 | 475.9116 | 486.7407 | 497.5265 | 508.2702 | 518.1876 | 528.6509 | 539.2301 | 548.6572 | 557.4099 | 566.7748 | 575.6353 | 585.0472 | 594.8466 | 605.1116 | 616.0751 | 626.4522 | 637.052 | 647.7956 | 658.5825 | 669.356 | 680.0139 | 690.5396 | 701.0526
Washington | Other Family - Million Sq Ft | 154.563 | 159.841 | 164.3337 | 169.333 | 174.5882 | 181.4595 | 188.0128 | 195.3013 | 203.9972 | 213.6786 | 223.7306 | 232.7106 | 242.1868 | 252.7463 | 261.3632 | 267.6009 | 272.5804 | 277.7715 | 282.9224 | 287.9084 | 293.1866 | 297.4823 | 300.8112 | 303.1126 | 304.4458 | 305.3141 | 306.0319 | 306.7459 | 307.8532 | 308.7445 | 309.2195 | 309.844 | 310.3039 | 310.801 | 311.3458 | 311.8741 | 312.5623 | 313.0915 | 313.6385 | 314.1909 | 314.9136 | 315.4397 | 315.9522 | 316.4482 | 317.0818 | 317.5489 | 318.0091 | 318.4678 | 319.0796 | 319.5333 | 319.9856
Washington | Large Office - Million Sq Ft | 133.726 | 130.032 | 126.338 | 127.847 | 129.48 | 132.15 | 134.055 | 135.368 | 136.375 | 138.159 | 140.024 | 142.24 | 144.828 | 148.985 | 154.642 | 160.071 | 163.595 | 166.03 | 168.171 | 170.474 | 171.923 | 176.128 | 178.728 | 181.397 | 183.851 | 186.218 | 188.711 | 190.239 | 193.682 | 199.931 | 202.0614 | 206.5651 | 210.4038 | 213.5498 | 217.6416 | 221.7402 | 225.2323 | 229.2805 | 232.7733 | 236.7278 | 241.0166 | 245.1524 | 249.7989 | 254.418 | 258.2725 | 262.1824 | 266.4026 | 270.785 | 275.4745 | 279.9339 | 284.475
Washington | Medium Office - Million Sq Ft | 34.584 | 45.752 | 56.92 | 57.6 | 58.336 | 59.539 | 60.397 | 60.989 | 61.443 | 62.246 | 63.086 | 64.085 | 65.251 | 67.124 | 69.673 | 72.119 | 73.706 | 74.803 | 75.768 | 76.805 | 77.711 | 80.339 | 81.964 | 83.633 | 85.166 | 86.646 | 88.204 | 90.124 | 92.275 | 96.181 | 97.9729 | 100.8285 | 103.2358 | 105.2427 | 107.8119 | 110.3645 | 112.5642 | 115.1177 | 117.318 | 119.7634 | 122.4267 | 125.0167 | 127.9384 | 130.9093 | 133.4075 | 135.9538 | 138.699 | 141.4637 | 144.4093 | 147.2222 | 150.0773
Washington | Small Office - Million Sq Ft | 63.243 | 65.016 | 66.789 | 67.587 | 68.45 | 69.861 | 70.869 | 71.562 | 72.095 | 73.038 | 74.024 | 75.196 | 76.564 | 78.761 | 81.752 | 84.622 | 86.485 | 87.772 | 88.904 | 90.121 | 90.354 | 91.03 | 91.448 | 91.877 | 92.271 | 92.652 | 93.052 | 93.522 | 94.076 | 95.08 | 94.4148 | 95.0508 | 95.6485 | 96.0664 | 96.6989 | 97.3768 | 97.9004 | 98.5002 | 99.0242 | 99.7158 | 100.4425 | 101.0954 | 101.8043 | 102.3643 | 102.788 | 103.1896 | 103.6356 | 104.2833 | 105.005 | 105.6656 | 106.357
Washington | Big Box-Retail - Million Sq Ft | 11.665 | 31.08 | 50.495 | 51.595 | 52.37 | 53.06 | 53.537 | 54.267 | 55.387 | 57.117 | 58.326 | 58.973 | 59.766 | 60.92 | 62.535 | 63.725 | 64.951 | 66.008 | 66.737 | 67.658 | 69.293 | 71.383 | 73.152 | 74.857 | 76.483 | 78.186 | 79.979 | 83.217 | 84.264 | 85.394 | 84.4865 | 85.4989 | 86.1723 | 86.4191 | 86.7517 | 87.1804 | 87.5359 | 87.8709 | 88.3556 | 88.8753 | 89.3304 | 89.777 | 90.3905 | 90.8674 | 91.2773 | 91.602 | 91.8689 | 92.3646 | 92.9208 | 93.3648 | 93.9303
Washington | Small Box-Retail - Million Sq Ft | 105.648 | 99.456 | 93.264 | 95.296 | 96.727 | 98.002 | 98.882 | 100.229 | 102.299 | 105.494 | 107.727 | 108.923 | 110.386 | 112.519 | 115.502 | 117.699 | 119.963 | 121.916 | 123.262 | 124.963 | 125.558 | 126.318 | 126.961 | 127.581 | 128.172 | 128.792 | 129.443 | 130.947 | 131.328 | 131.739 | 129.7872 | 130.2159 | 130.36 | 130.2583 | 130.2889 | 130.4646 | 130.5338 | 130.5752 | 130.8422 | 131.162 | 131.3875 | 131.5401 | 131.5719 | 131.2719 | 131.0087 | 130.6736 | 130.2877 | 130.3666 | 130.5081 | 130.5387 | 130.6744
Washington | High End-Retail - Million Sq Ft | 26.412 | 24.864 | 23.316 | 23.824 | 24.182 | 24.5 | 24.72 | 25.057 | 25.575 | 26.374 | 26.932 | 27.231 | 27.597 | 28.13 | 28.875 | 29.425 | 29.991 | 30.479 | 30.815 | 31.241 | 33.371 | 36.095 | 38.4 | 40.622 | 42.74 | 44.96 | 47.295 | 52.499 | 53.863 | 55.336 | 55.0541 | 56.34 | 57.2731 | 57.7004 | 58.1849 | 58.7324 | 59.2287 | 59.7103 | 60.2917 | 60.8958 | 61.4556 | 62.0426 | 62.949 | 63.8325 | 64.596 | 65.2715 | 65.8876 | 66.589 | 67.3477 | 67.999 | 68.7748
Washington | Anchor-Retail - Million Sq Ft | 58.584 | 51.8 | 45.016 | 45.997 | 46.688 | 47.303 | 47.728 | 48.379 | 49.378 | 50.92 | 51.998 | 52.575 | 53.281 | 54.31 | 55.75 | 56.811 | 57.903 | 58.846 | 59.496 | 60.317 | 60.912 | 61.672 | 62.315 | 62.935 | 63.526 | 64.146 | 64.797 | 66.417 | 66.797 | 67.208 | 66.2962 | 66.6861 | 66.8947 | 66.9157 | 67.0044 | 67.1671 | 67.275 | 67.368 | 67.576 | 67.8119 | 67.9997 | 68.1588 | 68.3132 | 68.3164 | 68.3168 | 68.2731 | 68.1959 | 68.3403 | 68.5206 | 68.635 | 68.816
Washington | K-12 - Million Sq Ft | 105.096 | 106.788 | 108.48 | 109.965 | 112.053 | 114.138 | 116.449 | 119.615 | 122.013 | 123.433 | 126.416 | 128.348 | 130.256 | 132.564 | 135.046 | 137.408 | 139.571 | 142.195 | 145.971 | 148.533 | 151.553 | 154.546 | 157.438 | 161.22 | 164.69 | 167.906 | 170.958 | 171.816 | 171.994 | 172.289 | 170.6989 | 171.4292 | 171.7405 | 171.7339 | 171.6712 | 171.4471 | 171.3937 | 171.7018 | 172.146 | 172.1862 | 171.3467 | 170.8347 | 170.2667 | 169.8002 | 169.4301 | 168.9041 | 168.2151 | 167.8235 | 167.322 | 167.4207 | 167.3573
Washington | University - Million Sq Ft | 54.14 | 55.012 | 55.884 | 56.649 | 57.724 | 58.799 | 59.989 | 61.62 | 62.855 | 63.587 | 65.123 | 66.119 | 67.102 | 68.291 | 69.569 | 70.786 | 71.9 | 73.101 | 74.655 | 75.472 | 76.769 | 78.194 | 79.532 | 81.001 | 82.336 | 83.586 | 84.78 | 85.638 | 86.387 | 87.081 | 86.6827 | 87.1079 | 87.3408 | 87.697 | 88.274 | 88.6035 | 89.0516 | 89.5482 | 90.2591 | 90.8527 | 90.9315 | 91.2792 | 91.6492 | 92.0688 | 92.5598 | 92.9414 | 93.1249 | 93.5708 | 93.8389 | 94.4423 | 95.0086
Washington | Warehouse - Million Sq Ft | 65.456 | 70.7 | 75.944 | 79.022 | 82.594 | 87.179 | 90.637 | 93.936 | 97.053 | 100.89 | 105.936 | 112.294 | 117.075 | 123.16 | 128.92 | 134.112 | 140.184 | 142.927 | 147.747 | 150.905 | 155.657 | 160.244 | 164.496 | 168.66 | 172.882 | 177.41 | 182.218 | 182.218 | 183.935 | 186.795 | 185.1596 | 186.0504 | 188.5401 | 190.0478 | 191.4944 | 192.6515 | 193.5249 | 193.9673 | 194.6653 | 195.8243 | 197.0101 | 198.0813 | 198.7982 | 198.9486 | 199.1962 | 199.4127 | 199.554 | 200.4381 | 201.3587 | 201.9235 | 202.5881
Washington | Supermarket - Million Sq Ft | 28.492 | 26.16 | 23.828 | 24.346 | 24.711 | 25.035 | 25.259 | 25.603 | 26.13 | 26.945 | 27.514 | 27.818 | 28.191 | 28.735 | 29.495 | 30.055 | 30.632 | 31.004 | 31.273 | 31.623 | 31.875 | 32.123 | 32.393 | 32.725 | 32.974 | 33.221 | 33.479 | 34.908 | 35.522 | 36.106 | 35.904 | 36.0874 | 36.2489 | 36.3477 | 36.4882 | 36.6672 | 36.807 | 36.9286 | 37.1136 | 37.3083 | 37.4822 | 37.6238 | 37.6751 | 37.6352 | 37.5675 | 37.5361 | 37.4586 | 37.5541 | 37.6561 | 37.741 | 37.8711
Washington | MiniMart - Million Sq Ft | 3.438 | 6.54 | 9.642 | 9.852 | 9.999 | 10.131 | 10.221 | 10.36 | 10.574 | 10.903 | 11.134 | 11.257 | 11.408 | 11.628 | 11.935 | 12.162 | 12.395 | 12.546 | 12.655 | 12.797 | 13.048 | 13.297 | 13.566 | 13.898 | 14.148 | 14.394 | 14.652 | 14.652 | 14.751 | 14.906 | 14.8366 | 14.9425 | 15.0344 | 15.04 | 15.0667 | 15.0964 | 15.1009 | 15.0983 | 15.1242 | 15.1627 | 15.2014 | 15.2396 | 15.2736 | 15.2752 | 15.2615 | 15.2643 | 15.2393 | 15.2706 | 15.3069 | 15.3357 | 15.3826
Washington | Restaurant - Million Sq Ft | 18.562 | 18.8 | 19.038 | 19.213 | 19.435 | 19.622 | 19.956 | 20.18 | 20.377 | 20.667 | 20.866 | 21.116 | 21.448 | 21.707 | 22.043 | 22.343 | 22.547 | 23.315 | 23.872 | 24.594 | 29.548 | 35.883 | 41.244 | 46.41 | 51.337 | 56.498 | 61.929 | 61.929 | 62.414 | 63.109 | 62.8262 | 63.1604 | 63.3673 | 63.4775 | 63.6427 | 63.859 | 64.0136 | 64.1675 | 64.4104 | 64.7105 | 64.9441 | 65.1644 | 65.3337 | 65.3439 | 65.3582 | 65.3315 | 65.2988 | 65.4599 | 65.651 | 65.7974 | 65.9812
Washington | Lodging - Million Sq Ft | 45.682 | 46.3 | 46.919 | 49.127 | 50.612 | 51.565 | 52.473 | 52.895 | 53.502 | 54.119 | 55.182 | 56.228 | 58.269 | 60.583 | 62.331 | 64.317 | 65.469 | 65.851 | 66.776 | 67.918 | 69.481 | 71.274 | 73.036 | 74.47 | 75.839 | 77.419 | 79.062 | 79.418 | 80.482 | 82.009 | 81.8202 | 82.3307 | 82.6919 | 82.91 | 83.2075 | 83.5688 | 83.8511 | 84.1303 | 84.5352 | 84.9978 | 85.3809 | 85.7282 | 86.2767 | 86.727 | 87.2327 | 87.6682 | 88.122 | 88.7258 | 89.3232 | 89.8329 | 90.4379
Washington | Hospital - Million Sq Ft | 23.97 | 24.4 | 24.83 | 25.215 | 25.878 | 26.313 | 26.678 | 27.354 | 27.884 | 28.386 | 28.771 | 29.098 | 29.642 | 30.29 | 31.268 | 32.055 | 32.737 | 33.21 | 33.693 | 34.172 | 37.228 | 39.554 | 41.598 | 43.657 | 45.89 | 48.228 | 50.599 | 50.983 | 51.821 | 53.412 | 54.4751 | 56.7696 | 58.625 | 60.1732 | 61.5157 | 62.6058 | 63.4656 | 64.2694 | 65.0501 | 65.8664 | 66.7072 | 67.6512 | 68.663 | 69.5639 | 70.3095 | 70.9941 | 71.5816 | 72.2892 | 73.017 | 73.7332 | 74.4576
Washington | OtherHealth - Million Sq Ft | 51.478 | 52.4 | 53.322 | 54.149 | 55.569 | 56.503 | 57.285 | 58.736 | 59.872 | 60.948 | 61.774 | 62.476 | 63.641 | 65.032 | 67.129 | 68.817 | 70.279 | 71.829 | 73.41 | 74.978 | 78.034 | 80.36 | 82.404 | 84.463 | 86.696 | 89.034 | 91.405 | 92.083 | 92.722 | 94 | 94.4785 | 97.0254 | 99.0857 | 100.5861 | 101.8716 | 102.9352 | 103.7382 | 104.4926 | 105.3091 | 106.2037 | 107.1459 | 108.2098 | 109.3891 | 110.353 | 111.1515 | 111.884 | 112.4853 | 113.3413 | 114.2337 | 115.1426 | 116.0833
Washington | Assembly - Million Sq Ft | 85.145 | 86.258 | 87.371 | 88.174 | 88.966 | 90.383 | 92.395 | 94.363 | 95.72 | 97.332 | 99.388 | 101.678 | 104.138 | 107.947 | 112.72 | 117.272 | 120.657 | 123.522 | 125.47 | 128.712 | 130.247 | 132.184 | 134.555 | 136.544 | 138.704 | 140.966 | 143.154 | 144.522 | 146.842 | 150.801 | 150.9799 | 151.7859 | 152.435 | 152.7632 | 153.479 | 154.0509 | 154.763 | 155.2704 | 155.9792 | 156.7598 | 158.0055 | 159.0822 | 160.4867 | 161.9896 | 163.8874 | 166.0881 | 167.8955 | 170.4794 | 172.8607 | 174.9367 | 177.2717
Washington | Other - Million Sq Ft | 165.282 | 167.442 | 169.602 | 171.161 | 172.699 | 175.449 | 179.355 | 183.175 | 185.809 | 188.938 | 192.929 | 197.375 | 202.149 | 209.544 | 218.809 | 227.646 | 234.217 | 238.772 | 244.181 | 249.3 | 251.081 | 254.031 | 256.317 | 258.823 | 261.294 | 263.738 | 266.128 | 269.615 | 271.834 | 273.685 | 269.2644 | 269.3248 | 271.1684 | 273.3461 | 276.023 | 278.0848 | 279.6093 | 280.0591 | 281.5134 | 283.1939 | 284.8583 | 286.5419 | 288.211 | 289.4417 | 290.8818 | 292.3517 | 293.5799 | 295.7121 | 297.8127 | 299.281 | 300.9343
Washington | Food & Tobacco - 2012 B$ | 2.3041 | 2.3606 | 2.4033 | 2.6052 | 2.5948 | 2.4529 | 2.5267 | 2.919 | 3.0494 | 3.3436 | 3.5432 | 3.5028 | 3.4498 | 3.5028 | 3.5732 | 3.5674 | 3.489 | 3.4336 | 3.3228 | 3.2559 | 3.474 | 3.6297 | 3.6932 | 3.6667 | 3.632 | 3.5582 | 3.8501 | 4.0174 | 4.1132 | 4.0878 | 4.1916 | 4.3348 | 4.475 | 4.606 | 4.7354 | 4.8627 | 4.9883 | 5.1168 | 5.2426 | 5.3672 | 5.4882 | 5.6107 | 5.7372 | 5.8619 | 5.9663 | 6.0666 | 6.1679 | 6.2652 | 6.3662 | 6.4811 | 6.5939
Washington | Textiles - 2012 B$ | 0.0427 | 0.0473 | 0.0496 | 0.0565 | 0.0646 | 0.0819 | 0.0865 | 0.0842 | 0.0865 | 0.0854 | 0.0773 | 0.0865 | 0.1927 | 0.1788 | 0.1996 | 0.2169 | 0.2134 | 0.1627 | 0.1765 | 0.165 | 0.1996 | 0.2584 | 0.2642 | 0.2446 | 0.2146 | 0.2377 | 0.2665 | 0.3081 | 0.3184 | 0.3265 | 0.3174 | 0.3171 | 0.3169 | 0.3165 | 0.3158 | 0.3147 | 0.3135 | 0.3123 | 0.3113 | 0.3101 | 0.3089 | 0.308 | 0.3077 | 0.3084 | 0.308 | 0.3071 | 0.3063 | 0.3056 | 0.3049 | 0.304 | 0.3031
Washington | Apparel - 2012 B$ | 0.2354 | 0.2331 | 0.2204 | 0.2481 | 0.2769 | 0.2215 | 0.2146 | 0.2757 | 0.3577 | 0.3496 | 0.3115 | 0.2884 | 0.1719 | 0.1581 | 0.1431 | 0.1361 | 0.1269 | 0.1281 | 0.1096 | 0.1269 | 0.1465 | 0.1465 | 0.1223 | 0.0969 | 0.0715 | 0.0704 | 0.0738 | 0.0727 | 0.0715 | 0.0715 | 0.0696 | 0.0687 | 0.0683 | 0.0678 | 0.067 | 0.066 | 0.065 | 0.0647 | 0.0634 | 0.0629 | 0.0619 | 0.0614 | 0.0607 | 0.0599 | 0.0592 | 0.0583 | 0.0572 | 0.0564 | 0.0551 | 0.0546 | 0.0543
Washington | Lumber - 2012 B$ | 3.2121 | 3.3886 | 4.0139 | 4.0474 | 4.2066 | 3.6563 | 3.1867 | 3.2236 | 3.4798 | 3.3321 | 3.2998 | 2.8763 | 1.5691 | 1.5126 | 1.4457 | 1.5783 | 1.4445 | 1.4826 | 1.4595 | 1.5149 | 1.756 | 1.8241 | 1.6764 | 1.4503 | 1.148 | 1.2507 | 1.3061 | 1.3234 | 1.4353 | 1.6753 | 1.6331 | 1.615 | 1.599 | 1.5791 | 1.5608 | 1.5376 | 1.518 | 1.497 | 1.4765 | 1.4528 | 1.4311 | 1.4095 | 1.3887 | 1.3687 | 1.3419 | 1.318 | 1.2925 | 1.2679 | 1.2429 | 1.2225 | 1.2024
Washington | Furniture - 2012 B$ | 0.1708 | 0.1627 | 0.1673 | 0.2111 | 0.2573 | 0.2873 | 0.225 | 0.2204 | 0.2088 | 0.2008 | 0.2111 | 0.2481 | 0.3854 | 0.42 | 0.4638 | 0.4696 | 0.4742 | 0.5619 | 0.5169 | 0.5492 | 0.5803 | 0.6115 | 0.6484 | 0.5988 | 0.4315 | 0.383 | 0.4038 | 0.4327 | 0.4015 | 0.383 | 0.401 | 0.4219 | 0.4435 | 0.4635 | 0.4842 | 0.5042 | 0.5236 | 0.5445 | 0.5642 | 0.5849 | 0.6036 | 0.6242 | 0.644 | 0.665 | 0.6847 | 0.7022 | 0.7205 | 0.7395 | 0.7584 | 0.7779 | 0.7991
Washington | Paper - 2012 B$ | 1.606 | 1.8679 | 2.1783 | 2.5867 | 2.6329 | 2.2625 | 2.0433 | 1.6903 | 1.8622 | 1.9326 | 2.2948 | 1.8576 | 2.1391 | 2.0906 | 2.281 | 2.1645 | 2.1818 | 2.3029 | 2.2291 | 2.1598 | 2.176 | 2.1737 | 2.0595 | 1.8922 | 1.8137 | 1.8276 | 1.7872 | 1.6095 | 1.5334 | 1.531 | 1.5757 | 1.6402 | 1.706 | 1.7732 | 1.8317 | 1.8922 | 1.9528 | 2.0139 | 2.0782 | 2.1405 | 2.199 | 2.2613 | 2.3207 | 2.3805 | 2.4398 | 2.488 | 2.5412 | 2.5967 | 2.6525 | 2.7141 | 2.7747
Washington | Printing - 2012 B$ | 1.1007 | 1.1941 | 1.1999 | 1.1768 | 1.3314 | 1.2484 | 1.3188 | 1.3822 | 1.5899 | 1.4918 | 1.4618 | 1.568 | 0.5884 | 0.5734 | 0.5446 | 0.5527 | 0.5134 | 0.4984 | 0.4315 | 0.42 | 0.428 | 0.428 | 0.4165 | 0.375 | 0.3207 | 0.3173 | 0.3046 | 0.2781 | 0.2665 | 0.2642 | 0.2595 | 0.2584 | 0.2577 | 0.2563 | 0.2549 | 0.2536 | 0.2519 | 0.251 | 0.2492 | 0.248 | 0.2466 | 0.2452 | 0.244 | 0.243 | 0.2412 | 0.2392 | 0.2374 | 0.2351 | 0.2337 | 0.2329 | 0.2314
Washington | Chemicals - 2012 B$ | 0.3346 | 0.7765 | 0.7511 | 0.7176 | 0.953 | 1.0868 | 0.2596 | 0.4004 | 0.5723 | 0.7326 | 0.4223 | 0.5942 | 0.7592 | 0.7903 | 0.7396 | 0.7488 | 0.7373 | 0.803 | 0.7846 | 0.7753 | 0.9046 | 1.0499 | 1.1341 | 1.1688 | 1.0961 | 1.2115 | 1.2991 | 1.3868 | 1.4399 | 1.4826 | 1.625 | 1.7872 | 1.9475 | 2.1054 | 2.2627 | 2.3525 | 2.4833 | 2.6254 | 2.7773 | 2.9281 | 3.0777 | 3.2348 | 3.3908 | 3.5437 | 3.6872 | 3.8268 | 3.9679 | 4.1095 | 4.2528 | 4.409 | 4.5596
Washington | Petroleum Products - 2012 B$ | 1.2299 | 1.3314 | 1.2138 | 1.4803 | 1.3511 | 1.4549 | 0.6646 | 0.5919 | 0.653 | 0.6138 | 0.6888 | 0.7003 | 1.5426 | 1.8195 | 1.846 | 1.5933 | 1.8564 | 2.3652 | 2.1218 | 2.0745 | 2.2498 | 2.2395 | 2.176 | 2.2383 | 2.0872 | 2.221 | 2.3871 | 2.4183 | 2.4125 | 2.4471 | 2.4842 | 2.559 | 2.6305 | 2.7151 | 2.7693 | 2.839 | 2.9207 | 2.9689 | 3.0501 | 3.1081 | 3.1737 | 3.2439 | 3.3209 | 3.4029 | 3.4428 | 3.5125 | 3.5802 | 3.6014 | 3.6692 | 3.7489 | 3.8307
Washington | Rubber - 2012 B$ | 0.2227 | 0.2654 | 0.2792 | 0.3081 | 0.3911 | 0.3588 | 0.3634 | 0.4223 | 0.4084 | 0.4546 | 0.51 | 0.5769 | 0.6242 | 0.6369 | 0.66 | 0.6553 | 0.6426 | 0.7015 | 0.6773 | 0.7107 | 0.7788 | 0.818 | 0.8169 | 0.7292 | 0.6046 | 0.6542 | 0.7199 | 0.7303 | 0.728 | 0.7373 | 0.7721 | 0.8126 | 0.8535 | 0.8938 | 0.9334 | 0.9717 | 1.0103 | 1.0489 | 1.0878 | 1.1263 | 1.1658 | 1.2038 | 1.2453 | 1.2855 | 1.3207 | 1.3549 | 1.3912 | 1.4243 | 1.4613 | 1.501 | 1.5397
Washington | Leather - 2012 B$ | 0.015 | 0.015 | 0.0162 | 0.0173 | 0.0196 | 0.0196 | 0.0185 | 0.0208 | 0.0208 | 0.0208 | 0.0208 | 0.0185 | 0.0196 | 0.0185 | 0.0081 | 0.0092 | 0.0081 | 0.0069 | 0.0069 | 0.0069 | 0.0081 | 0.0081 | 0.0092 | 0.0115 | 0.0092 | 0.0081 | 0.0104 | 0.0115 | 0.0104 | 0.0092 | 0.0088 | 0.0086 | 0.0084 | 0.0082 | 0.0079 | 0.0077 | 0.0074 | 0.0073 | 0.007 | 0.0068 | 0.0065 | 0.0063 | 0.0061 | 0.0058 | 0.0056 | 0.0054 | 0.0051 | 0.0049 | 0.0046 | 0.0044 | 0.0043
Washington | Stone, Clay, etc. - 2012 B$ | 0.4442 | 0.4961 | 0.4927 | 0.6023 | 0.5988 | 0.5873 | 0.5896 | 0.6219 | 0.5619 | 0.6773 | 0.7084 | 0.6923 | 0.7684 | 0.7915 | 0.7915 | 0.7903 | 0.7661 | 0.8388 | 0.8549 | 0.9449 | 1.0292 | 1.073 | 1.1099 | 0.968 | 0.7799 | 0.8284 | 0.8642 | 0.8757 | 0.8549 | 0.8872 | 0.9358 | 0.9964 | 1.0576 | 1.1184 | 1.1771 | 1.2109 | 1.2602 | 1.3145 | 1.3703 | 1.4265 | 1.4808 | 1.5367 | 1.5953 | 1.6523 | 1.7011 | 1.7507 | 1.8035 | 1.851 | 1.8989 | 1.9522 | 2.009
Washington | Aluminum - 2012 B$ | 0.3888 | 0.4661 | 0.4903 | 0.9322 | 0.8353 | 0.7292 | 0.6323 | 0.6196 | 0.4546 | 0.4892 | 0.6911 | 0.5953 | 0.5688 | 0.5953 | 0.5815 | 0.5169 | 0.4569 | 0.3611 | 0.2054 | 0.1892 | 0.1592 | 0.1385 | 0.1361 | 0.1408 | 0.1165 | 0.1385 | 0.1696 | 0.1904 | 0.1927 | 0.2031 | 0.1943 | 0.1882 | 0.1822 | 0.1761 | 0.1698 | 0.1633 | 0.1571 | 0.1507 | 0.1443 | 0.1379 | 0.1314 | 0.1251 | 0.119 | 0.1128 | 0.1061 | 0.0996 | 0.0933 | 0.0868 | 0.0805 | 0.0745 | 0.0686
Washington | Other Primary Metals - 2012 B$ | 0.3577 | 0.428 | 0.4511 | 0.8561 | 0.7673 | 0.6692 | 0.5815 | 0.5688 | 0.4177 | 0.45 | 0.6346 | 0.5469 | 0.5215 | 0.5365 | 0.6669 | 0.563 | 0.5377 | 0.5123 | 0.6438 | 0.5965 | 0.6346 | 0.6969 | 0.7119 | 0.7315 | 0.6207 | 0.7015 | 0.8019 | 0.8561 | 0.8492 | 0.8838 | 0.8466 | 0.8222 | 0.7972 | 0.7712 | 0.7437 | 0.7175 | 0.6902 | 0.6633 | 0.6365 | 0.6099 | 0.5835 | 0.5576 | 0.5309 | 0.5052 | 0.4769 | 0.4494 | 0.4228 | 0.3956 | 0.37 | 0.3443 | 0.3191
Washington | Fabricated Metals - 2012 B$ | 0.7223 | 0.7638 | 0.7811 | 0.8203 | 0.9242 | 0.9599 | 0.8746 | 0.8099 | 0.7823 | 0.953 | 1.3211 | 1.1376 | 1.4387 | 1.4376 | 1.4018 | 1.4514 | 1.4318 | 1.5045 | 1.4445 | 1.4618 | 1.6083 | 1.7641 | 1.9187 | 1.9337 | 1.4987 | 1.568 | 1.7445 | 1.9152 | 1.9072 | 1.906 | 1.8459 | 1.8104 | 1.775 | 1.7364 | 1.6972 | 1.6571 | 1.6165 | 1.5774 | 1.5381 | 1.4972 | 1.4576 | 1.4178 | 1.38 | 1.3425 | 1.3008 | 1.2589 | 1.2174 | 1.176 | 1.1357 | 1.0983 | 1.0612
Washington | Machines & Computer - 2012 B$ | 1.8276 | 2.0572 | 1.9902 | 2.1506 | 2.2418 | 2.3537 | 2.311 | 2.2579 | 2.4887 | 2.3987 | 2.6202 | 3.1025 | 1.2218 | 1.1676 | 1.2011 | 1.3014 | 1.2265 | 1.2726 | 1.1907 | 1.2841 | 1.4918 | 1.6949 | 1.7826 | 1.7226 | 1.3141 | 1.4791 | 1.7226 | 1.763 | 1.7849 | 1.8899 | 1.8033 | 1.779 | 1.7634 | 1.7463 | 1.7279 | 1.7087 | 1.6895 | 1.671 | 1.6528 | 1.6321 | 1.6116 | 1.5924 | 1.5772 | 1.5678 | 1.5519 | 1.5339 | 1.5166 | 1.4987 | 1.4812 | 1.4627 | 1.4439
Washington | Electric Equipment - 2012 B$ | 0.7869 | 0.5573 | 0.6761 | 0.9622 | 1.1076 | 1.1065 | 1.0822 | 0.8988 | 0.7696 | 0.7488 | 0.9403 | 0.8584 | 0.2838 | 0.2942 | 0.2884 | 0.3057 | 0.2838 | 0.2596 | 0.2561 | 0.2734 | 0.2861 | 0.3161 | 0.3334 | 0.3404 | 0.2757 | 0.2838 | 0.2942 | 0.2931 | 0.2919 | 0.2907 | 0.2906 | 0.2939 | 0.2978 | 0.3001 | 0.3029 | 0.3053 | 0.3082 | 0.3105 | 0.3128 | 0.3157 | 0.3174 | 0.3206 | 0.3236 | 0.3257 | 0.3279 | 0.3292 | 0.331 | 0.3321 | 0.3344 | 0.3365 | 0.3391
Washington | Transport Equipment - 2012 B$ | 12.4549 | 14.5224 | 15.2066 | 15.5446 | 16.913 | 17.8441 | 18.1948 | 18.7383 | 18.0218 | 17.1922 | 13.1448 | 15.7246 | 15.8458 | 17.5095 | 16.44 | 14.0528 | 14.3217 | 13.5452 | 11.3484 | 10.6088 | 12.2403 | 11.653 | 14.1636 | 14.1036 | 12.8333 | 12.2299 | 13.5775 | 15.0093 | 14.7047 | 14.2132 | 14.3238 | 14.5555 | 14.7979 | 15.0153 | 15.2279 | 15.4278 | 15.6366 | 15.8482 | 16.0628 | 16.269 | 16.4881 | 16.697 | 16.9381 | 17.1712 | 17.3465 | 17.5083 | 17.6686 | 17.831 | 18.005 | 18.2209 | 18.4349
Washington | Other Manufacturing - 2012 B$ | 0.3427 | 0.1938 | 0.315 | 0.3473 | 0.3865 | 0.4211 | 0.398 | 0.4327 | 0.5192 | 0.5861 | 0.6692 | 0.7592 | 0.7534 | 0.7949 | 0.8192 | 0.8653 | 0.8688 | 0.9334 | 0.9126 | 0.923 | 1.043 | 1.0753 | 1.0176 | 1.0211 | 1.0107 | 1.0384 | 1.088 | 1.2645 | 1.2299 | 1.178 | 1.2362 | 1.311 | 1.3857 | 1.4572 | 1.5304 | 1.572 | 1.6351 | 1.7034 | 1.7742 | 1.8458 | 1.9164 | 1.9907 | 2.0674 | 2.1404 | 2.2085 | 2.2744 | 2.3437 | 2.4107 | 2.4784 | 2.5526 | 2.6255
Washington | Agriculture - 2012 B$ | 4.2932 | 4.8608 | 4.8504 | 5.0027 | 5.5023 | 5.6581 | 5.4896 | 5.9638 | 5.7192 | 5.9407 | 5.5704 | 6.5268 | 4.1535 | 4.1697 | 4.8031 | 4.6093 | 4.1639 | 4.0497 | 4.2032 | 4.0105 | 4.5124 | 4.4074 | 3.9978 | 4.4201 | 4.4535 | 4.382 | 4.0693 | 3.7705 | 4.0716 | 4.3047 | 4.2769 | 4.2887 | 4.306 | 4.3279 | 4.3503 | 4.3781 | 4.4055 | 4.4349 | 4.4667 | 4.4988 | 4.5296 | 4.5576 | 4.5863 | 4.6082 | 4.6291 | 4.6536 | 4.6772 | 4.7024 | 4.7242 | 4.7466 | 4.7665
Washington Households (Millions) |  |  | 1986 | 1987 | 1988 | 1989 | 1990 | 1991 | 1992 | 1993 | 1994 | 1995 | 1996 | 1997 | 1998 | 1999 | 2000 | 2001 | 2002 | 2003 | 2004 | 2005 | 2006 | 2007 | 2008 | 2009 | 2010 | 2011 | 2012 | 2013 | 2014 | 2015 | 2016 | 2017 | 2018 | 2019 | 2020 | 2021 | 2022 | 2023 | 2024 | 2025 | 2026 | 2027 | 2028 | 2029 | 2030 | 2031 | 2032 | 2033 | 2034 | 2035
HHS | Total |  | 1.8498 | 1.8909 | 1.9372 | 1.9883 | 2.042 | 2.0814 | 2.1287 | 2.1775 | 2.2294 | 2.2756 | 2.3225 | 2.3696 | 2.4198 | 2.4661 | 2.5067 | 2.5464 | 2.5874 | 2.6324 | 2.6803 | 2.7328 | 2.783 | 2.8271 | 2.8568 | 2.8746 | 2.8944 | 2.9153 | 2.9422 | 2.9746 | 3.0127 | 3.0604 | 3.1106 | 3.1585 | 3.2043 | 3.2485 | 3.2903 | 3.3291 | 3.3666 | 3.4038 | 3.441 | 3.4786 | 3.5168 | 3.5547 | 3.5923 | 3.6302 | 3.6686 | 3.707 | 3.7443 | 3.7813 | 3.8183 | 3.8553
HHS | Single Family |  | 1.3644 | 1.3853 | 1.4073 | 1.434 | 1.4635 | 1.4888 | 1.5216 | 1.5552 | 1.5896 | 1.6179 | 1.6466 | 1.6754 | 1.7051 | 1.7332 | 1.7586 | 1.7846 | 1.8147 | 1.849 | 1.8853 | 1.9256 | 1.9625 | 1.9929 | 2.0117 | 2.0251 | 2.04 | 2.0538 | 2.0707 | 2.089 | 2.1132 | 2.1441 | 2.1772 | 2.2082 | 2.237 | 2.2645 | 2.2907 | 2.3152 | 2.3387 | 2.3619 | 2.3844 | 2.4068 | 2.4291 | 2.4509 | 2.4721 | 2.4933 | 2.5147 | 2.536 | 2.5564 | 2.5767 | 2.597 | 2.6173
HHS | Multi Family |  | 0.3476 | 0.3639 | 0.3841 | 0.404 | 0.4226 | 0.4314 | 0.4399 | 0.4483 | 0.4584 | 0.469 | 0.481 | 0.4929 | 0.5065 | 0.5193 | 0.5307 | 0.5414 | 0.5494 | 0.5573 | 0.5661 | 0.5757 | 0.5862 | 0.5978 | 0.6071 | 0.6107 | 0.6149 | 0.6214 | 0.6309 | 0.644 | 0.6569 | 0.673 | 0.6894 | 0.7055 | 0.7216 | 0.7376 | 0.7523 | 0.7658 | 0.779 | 0.7923 | 0.8061 | 0.8205 | 0.8357 | 0.851 | 0.8665 | 0.8825 | 0.8987 | 0.915 | 0.9311 | 0.947 | 0.9629 | 0.9787
HHS | Other Family |  | 0.1378 | 0.1417 | 0.1459 | 0.1502 | 0.1559 | 0.1612 | 0.1672 | 0.1741 | 0.1814 | 0.1886 | 0.1949 | 0.2013 | 0.2082 | 0.2135 | 0.2174 | 0.2204 | 0.2233 | 0.2262 | 0.2289 | 0.2316 | 0.2342 | 0.2363 | 0.2379 | 0.2388 | 0.2395 | 0.24 | 0.2406 | 0.2416 | 0.2425 | 0.2433 | 0.2441 | 0.2448 | 0.2456 | 0.2465 | 0.2473 | 0.2481 | 0.2488 | 0.2496 | 0.2504 | 0.2512 | 0.252 | 0.2528 | 0.2536 | 0.2544 | 0.2552 | 0.256 | 0.2568 | 0.2576 | 0.2584 | 0.2592
Washington People per Household (People/Household) |  |  | 1986 | 1987 | 1988 | 1989 | 1990 | 1991 | 1992 | 1993 | 1994 | 1995 | 1996 | 1997 | 1998 | 1999 | 2000 | 2001 | 2002 | 2003 | 2004 | 2005 | 2006 | 2007 | 2008 | 2009 | 2010 | 2011 | 2012 | 2013 | 2014 | 2015 | 2016 | 2017 | 2018 | 2019 | 2020 | 2021 | 2022 | 2023 | 2024 | 2025 | 2026 | 2027 | 2028 | 2029 | 2030 | 2031 | 2032 | 2033 | 2034 | 2035
HSize | Total |  | 1.4521 | 1.4318 | 1.4185 | 1.4086 | 1.4048 | 1.4106 | 1.4095 | 1.4087 | 1.4037 | 1.4028 | 1.4009 | 1.3967 | 1.3874 | 1.378 | 1.3703 | 1.3643 | 1.3593 | 1.3483 | 1.3343 | 1.3251 | 1.3213 | 1.3186 | 1.3208 | 1.326 | 1.3272 | 1.328 | 1.3267 | 1.3225 | 1.3167 | 1.3079 | 1.2989 | 1.2912 | 1.2847 | 1.2788 | 1.2741 | 1.2703 | 1.2668 | 1.2632 | 1.2596 | 1.2556 | 1.2513 | 1.247 | 1.2428 | 1.2384 | 1.2339 | 1.2295 | 1.2254 | 1.2214 | 1.2175 | 1.2135
HSize | Single Family |  | 1.4592 | 1.4388 | 1.425 | 1.4156 | 1.4134 | 1.4199 | 1.4182 | 1.4169 | 1.412 | 1.4126 | 1.4125 | 1.4097 | 1.4005 | 1.3915 | 1.3842 | 1.379 | 1.3742 | 1.3635 | 1.3491 | 1.3399 | 1.336 | 1.332 | 1.3328 | 1.3358 | 1.3355 | 1.3357 | 1.3344 | 1.3322 | 1.3271 | 1.3193 | 1.3108 | 1.304 | 1.2988 | 1.2942 | 1.2902 | 1.2877 | 1.2856 | 1.2835 | 1.2815 | 1.2794 | 1.2772 | 1.275 | 1.2732 | 1.2712 | 1.2691 | 1.267 | 1.2654 | 1.2637 | 1.262 | 1.2602
HSize | Multi Family |  | 1.4259 | 1.4067 | 1.3973 | 1.3863 | 1.3781 | 1.381 | 1.3819 | 1.3823 | 1.3767 | 1.37 | 1.3624 | 1.3544 | 1.3455 | 1.3355 | 1.3268 | 1.3193 | 1.3136 | 1.3019 | 1.2888 | 1.2788 | 1.2751 | 1.2726 | 1.2753 | 1.2839 | 1.2869 | 1.2861 | 1.2801 | 1.267 | 1.2555 | 1.2401 | 1.2254 | 1.2122 | 1.1997 | 1.1879 | 1.1791 | 1.1685 | 1.1584 | 1.1484 | 1.1376 | 1.1263 | 1.1142 | 1.1022 | 1.0902 | 1.078 | 1.0659 | 1.054 | 1.0427 | 1.032 | 1.0216 | 1.0115
HSize | Other Family |  | 1.4484 | 1.4276 | 1.4112 | 1.4017 | 1.3967 | 1.4039 | 1.4033 | 1.4028 | 1.3991 | 1.3994 | 1.3974 | 1.3925 | 1.3819 | 1.3718 | 1.3636 | 1.3558 | 1.3498 | 1.3387 | 1.3251 | 1.3166 | 1.3139 | 1.322 | 1.3354 | 1.3505 | 1.3604 | 1.3712 | 1.3824 | 1.3871 | 1.3919 | 1.3951 | 1.4004 | 1.4026 | 1.4062 | 1.4093 | 1.414 | 1.4218 | 1.4293 | 1.4365 | 1.4433 | 1.4498 | 1.4561 | 1.4621 | 1.4679 | 1.4736 | 1.4792 | 1.4846 | 1.4899 | 1.4951 | 1.5002 | 1.5051

## Economic Drivers High
go back | In this tab you will find the key economic drivers for each sector, building type, state and year for the historic and forecast period.
Note the values stated for Montana is for the whole state not Western Montana.
Worksheet range
Price-effect | Cell A7-AY 177 |  | Needs update
Average Annual Growth Rate
Northwest Economic Drivers |  | 1985 | 1986 | 1987 | 1988 | 1989 | 1990 | 1991 | 1992 | 1993 | 1994 | 1995 | 1996 | 1997 | 1998 | 1999 | 2000 | 2001 | 2002 | 2003 | 2004 | 2005 | 2006 | 2007 | 2008 | 2009 | 2010 | 2011 | 2012 | 2013 | 2014 | 2015 | 2016 | 2017 | 2018 | 2019 | 2020 | 2021 | 2022 | 2023 | 2024 | 2025 | 2026 | 2027 | 2028 | 2029 | 2030 | 2031 | 2032 | 2033 | 2034 | 2035
Northwest | Single Family - Million Sq Ft | 5590.875 | 5651.861 | 5718.215 | 5789.907 | 5878.486 | 5979.113 | 6073.738 | 6198.308 | 6330.858 | 6471.086 | 6592.956 | 6721.085 | 6848.011 | 6984.587 | 7114.897 | 7235.096 | 7361.583 | 7505.287 | 7669.675 | 7852.884 | 8062.895 | 8241.057 | 8379.383 | 8462.093 | 8520.072 | 8579.92 | 8636.109 | 8707.031 | 8785.253 | 8879.899 | 9020.539 | 9181.54 | 9344.36 | 9504.148 | 9663.357 | 9822.388 | 9982.969 | 10138.42 | 10295.63 | 10451.3 | 10610.64 | 10777.64 | 10941.71 | 11106.59 | 11266.26 | 11428.21 | 11594.37 | 11756.14 | 11914.02 | 12079.4 | 12243.05
Northwest | Multi Family - Million Sq Ft | 397.5051 | 411.7377 | 426.4595 | 444.5963 | 467.3071 | 488.4235 | 498.7659 | 509.2849 | 520.7486 | 536.4238 | 553.8171 | 573.7575 | 592.8155 | 611.4106 | 628.6608 | 642.6176 | 656.6324 | 669.2396 | 682.6783 | 697.0704 | 711.476 | 727.0709 | 742.2962 | 753.8583 | 758.9458 | 764.2054 | 773.0135 | 786.5264 | 804.8636 | 823.8082 | 851.2244 | 880.0059 | 908.7651 | 938.463 | 967.2458 | 997.2878 | 1025.202 | 1053.639 | 1081.789 | 1110.581 | 1140.34 | 1170.799 | 1203.402 | 1234.998 | 1266.373 | 1298.738 | 1331.392 | 1364.345 | 1397.218 | 1430.827 | 1465.062
Northwest | Other Family - Million Sq Ft | 369.4489 | 378.95 | 388.1122 | 398.9172 | 411.1565 | 426.1519 | 441.5128 | 459.9507 | 483.9486 | 512.7797 | 541.3707 | 566.7845 | 592.885 | 620.8801 | 644.2521 | 659.9364 | 671.969 | 684.8604 | 696.8925 | 708.6968 | 720.87 | 731.1846 | 739.5157 | 745.2694 | 748.8512 | 751.7543 | 754.2964 | 756.7697 | 760.0156 | 763.0123 | 766.2364 | 770.3021 | 773.5862 | 777.7061 | 782.2469 | 786.51 | 791.1755 | 795.2722 | 799.9144 | 803.98 | 809.2426 | 813.6652 | 818.562 | 823.2043 | 828.8286 | 833.7638 | 839.1891 | 844.4604 | 850.4435 | 855.7353 | 861.6409
Northwest | Large Office - Million Sq Ft | 189.911 | 183.934 | 177.957 | 180.381 | 183.656 | 187.553 | 190.26 | 192.402 | 194.341 | 197.417 | 201.212 | 205.612 | 210.35 | 217.147 | 225.245 | 233.866 | 239.669 | 243.704 | 247.431 | 251.782 | 254.7 | 260.48 | 264.646 | 268.972 | 272.972 | 276.905 | 281.03 | 283.825 | 288.761 | 297.665 | 309.4013 | 319.3707 | 326.5362 | 333.4468 | 341.5996 | 349.6804 | 356.577 | 365.2318 | 372.9406 | 380.0296 | 387.5694 | 394.876 | 402.6213 | 411.184 | 419.0408 | 427.6149 | 435.9444 | 444.347 | 452.4333 | 460.1461 | 468.325
Northwest | Medium Office - Million Sq Ft | 49.259 | 64.718 | 80.177 | 81.269 | 82.744 | 84.5 | 85.72 | 86.684 | 87.559 | 88.944 | 90.654 | 92.638 | 94.772 | 97.834 | 101.483 | 105.368 | 107.981 | 109.799 | 111.478 | 113.438 | 115.995 | 120.433 | 123.832 | 127.389 | 130.688 | 133.968 | 137.409 | 140.92 | 144.888 | 151.831 | 160.0771 | 167.7867 | 173.1997 | 178.5775 | 185.0056 | 191.2937 | 196.2535 | 203.0875 | 209.1457 | 214.7056 | 220.8596 | 226.8787 | 233.1949 | 240.0205 | 246.4506 | 253.6242 | 260.3851 | 267.446 | 273.79 | 279.9825 | 286.7328
Northwest | Small Office - Million Sq Ft | 89.857 | 91.968 | 94.079 | 95.36 | 97.089 | 99.15 | 100.582 | 101.712 | 102.738 | 104.365 | 106.372 | 108.698 | 111.202 | 114.795 | 119.076 | 123.634 | 126.702 | 128.835 | 130.805 | 133.105 | 133.771 | 134.92 | 135.804 | 136.731 | 137.59 | 138.446 | 139.343 | 140.203 | 141.244 | 143.064 | 146.5511 | 149.2289 | 150.9952 | 152.6891 | 154.6992 | 156.7248 | 158.4133 | 160.6238 | 162.6141 | 164.3369 | 166.1046 | 167.7667 | 169.4474 | 171.2851 | 173.0129 | 174.9424 | 176.7348 | 178.6453 | 180.4283 | 182.1029 | 183.9336
Northwest | Big Box-Retail - Million Sq Ft | 19.572 | 52.213 | 84.853 | 86.695 | 88.325 | 89.633 | 90.633 | 91.936 | 93.863 | 96.419 | 98.733 | 100.012 | 101.61 | 103.823 | 106.607 | 109.052 | 111.203 | 112.972 | 114.688 | 116.491 | 119.567 | 123.583 | 126.935 | 130.067 | 133.105 | 136.278 | 139.608 | 145.476 | 147.136 | 148.781 | 151.7719 | 154.6622 | 156.6214 | 157.8129 | 159.2272 | 160.7026 | 162.1471 | 163.5928 | 164.9755 | 166.3591 | 167.7116 | 169.0083 | 170.764 | 172.8668 | 174.7196 | 176.5121 | 178.2767 | 179.8561 | 181.4935 | 182.8791 | 184.4135
Northwest | Small Box-Retail - Million Sq Ft | 177.439 | 167.08 | 156.723 | 160.124 | 163.136 | 165.551 | 167.399 | 169.802 | 173.363 | 178.085 | 182.36 | 184.722 | 187.671 | 191.762 | 196.902 | 201.416 | 205.39 | 208.659 | 211.826 | 215.156 | 216.386 | 218.008 | 219.357 | 220.611 | 221.833 | 223.107 | 224.444 | 227.169 | 227.822 | 228.459 | 231.9909 | 234.2527 | 235.467 | 236.2077 | 237.2611 | 238.4669 | 239.7584 | 241.0494 | 242.2628 | 243.2662 | 244.062 | 244.6995 | 245.4139 | 246.384 | 247.2221 | 248.0041 | 248.8087 | 249.6051 | 250.4585 | 251.0408 | 251.7162
Northwest | High End-Retail - Million Sq Ft | 44.359 | 41.771 | 39.181 | 40.031 | 40.784 | 41.387 | 41.849 | 42.45 | 43.341 | 44.521 | 45.59 | 46.181 | 46.918 | 47.94 | 49.225 | 50.354 | 51.347 | 52.164 | 52.956 | 53.789 | 58.287 | 64.363 | 69.374 | 74.025 | 78.549 | 83.272 | 88.229 | 97.66 | 100.112 | 102.475 | 105.3582 | 109.067 | 111.8115 | 113.5242 | 115.4286 | 117.2988 | 119.0187 | 120.7143 | 122.3481 | 124.1964 | 126.197 | 128.2105 | 130.9647 | 134.1824 | 137.0278 | 139.8314 | 142.5546 | 144.9732 | 147.4459 | 149.6359 | 152.0287
Northwest | Anchor-Retail - Million Sq Ft | 98.396 | 87.021 | 75.646 | 77.288 | 78.741 | 79.908 | 80.8 | 81.96 | 83.679 | 85.958 | 88.022 | 89.162 | 90.585 | 92.559 | 95.041 | 97.219 | 99.136 | 100.715 | 102.244 | 103.85 | 105.267 | 107.172 | 108.743 | 110.196 | 111.612 | 113.089 | 114.638 | 117.574 | 118.334 | 119.058 | 121.1653 | 122.9053 | 123.993 | 124.6686 | 125.5168 | 126.4226 | 127.3258 | 128.2197 | 129.0692 | 129.8844 | 130.6499 | 131.3523 | 132.2312 | 133.3155 | 134.2674 | 135.1891 | 136.1037 | 136.9579 | 137.8448 | 138.5562 | 139.3532
Northwest | K-12 - Million Sq Ft | 154.927 | 157.295 | 159.664 | 161.832 | 164.719 | 168.542 | 172.501 | 177.108 | 181.011 | 184.947 | 189.976 | 193.525 | 197.818 | 201.621 | 206.204 | 210.344 | 215.113 | 221.012 | 227.568 | 231.944 | 237.203 | 242.131 | 247.636 | 253.568 | 259.224 | 264.691 | 270.012 | 271.573 | 272.117 | 272.636 | 277.9281 | 280.3565 | 282.2661 | 283.7751 | 285.4899 | 287.4883 | 289.7715 | 292.3206 | 295.166 | 298.0748 | 300.4453 | 302.6823 | 304.5929 | 306.3729 | 308.2315 | 309.9954 | 311.423 | 313.2089 | 314.9733 | 316.9255 | 318.6885
Northwest | University - Million Sq Ft | 77.102 | 78.322 | 79.542 | 80.659 | 82.146 | 84.116 | 86.155 | 88.528 | 90.538 | 92.566 | 95.157 | 96.986 | 99.198 | 101.156 | 103.517 | 105.65 | 108.106 | 110.929 | 114.258 | 116.014 | 118.338 | 120.462 | 122.831 | 125.381 | 127.781 | 130.111 | 132.399 | 133.958 | 134.876 | 135.665 | 138.6995 | 139.9498 | 140.6466 | 141.514 | 142.8627 | 144.1714 | 145.6429 | 147.0795 | 148.7433 | 150.4657 | 152.0347 | 153.6447 | 155.0544 | 156.4664 | 157.999 | 159.3018 | 160.4047 | 161.7581 | 163.0771 | 164.4437 | 165.8143
Northwest | Warehouse - Million Sq Ft | 170.346 | 178.186 | 186.027 | 192.247 | 198.613 | 205.246 | 210.847 | 216.132 | 220.63 | 226.808 | 236.702 | 247.982 | 259.431 | 271.447 | 282.545 | 292.174 | 302.703 | 308.651 | 315.56 | 321.785 | 331.044 | 339.619 | 347.724 | 355.433 | 362.901 | 370.74 | 379.062 | 379.075 | 386.148 | 393.287 | 406.6678 | 417.2088 | 426.157 | 432.8566 | 439.0562 | 444.2902 | 449.3823 | 455.458 | 462.1258 | 468.4522 | 474.1834 | 479.6055 | 484.5286 | 489.1302 | 493.7568 | 498.2859 | 503.4976 | 508.6891 | 513.7665 | 518.2799 | 522.472
Northwest | Supermarket - Million Sq Ft | 45.303 | 41.686 | 38.069 | 38.982 | 39.794 | 40.464 | 40.925 | 41.713 | 42.767 | 44.123 | 45.298 | 46.048 | 46.93 | 48.216 | 49.855 | 51.236 | 52.383 | 53.035 | 53.685 | 54.368 | 54.882 | 55.39 | 55.918 | 56.504 | 57.013 | 57.536 | 58.085 | 60.675 | 61.601 | 62.521 | 63.7378 | 64.5482 | 65.076 | 65.5029 | 65.9984 | 66.5452 | 67.1333 | 67.7154 | 68.2797 | 68.7512 | 69.1616 | 69.4949 | 69.7865 | 70.115 | 70.3956 | 70.7247 | 71.0114 | 71.3696 | 71.7274 | 71.9947 | 72.3158
Northwest | MiniMart - Million Sq Ft | 5.438 | 10.421 | 15.405 | 15.775 | 16.103 | 16.375 | 16.56 | 16.879 | 17.306 | 17.853 | 18.33 | 18.634 | 18.991 | 19.51 | 20.173 | 20.732 | 21.196 | 21.461 | 21.724 | 22.001 | 22.513 | 23.023 | 23.55 | 24.135 | 24.646 | 25.168 | 25.716 | 25.716 | 25.884 | 26.109 | 26.6452 | 27.0226 | 27.2879 | 27.4347 | 27.6156 | 27.8051 | 27.9925 | 28.1663 | 28.3331 | 28.4832 | 28.6291 | 28.7577 | 28.9203 | 29.1079 | 29.267 | 29.4497 | 29.602 | 29.7612 | 29.9229 | 30.0424 | 30.1901
Northwest | Restaurant - Million Sq Ft | 35.746 | 36.096 | 36.445 | 36.765 | 37.203 | 37.629 | 38.117 | 38.512 | 38.942 | 39.444 | 39.974 | 40.435 | 41.161 | 41.753 | 42.385 | 43.03 | 43.465 | 44.812 | 46.157 | 47.568 | 57.787 | 71.407 | 82.692 | 93.181 | 103.382 | 114.028 | 125.2 | 125.219 | 126.129 | 127.444 | 129.9673 | 131.2879 | 132.1055 | 132.824 | 133.7103 | 134.7301 | 135.8141 | 136.9003 | 137.9602 | 138.8366 | 139.5398 | 140.1397 | 140.7827 | 141.5376 | 142.2653 | 142.9775 | 143.7396 | 144.4555 | 145.2565 | 145.9098 | 146.6174
Northwest | Lodging - Million Sq Ft | 115.54 | 116.814 | 118.089 | 121.391 | 123.683 | 125.88 | 127.367 | 128.315 | 129.733 | 131.302 | 133.709 | 136.555 | 141.405 | 145.915 | 149.346 | 152.848 | 155.018 | 156.101 | 157.799 | 159.736 | 162.166 | 165.391 | 168.523 | 171.161 | 173.546 | 176.256 | 179.102 | 180.146 | 182.346 | 185.369 | 189.6486 | 191.987 | 193.5761 | 194.7089 | 196.1583 | 197.6295 | 199.1691 | 200.7001 | 202.2112 | 203.4624 | 204.5493 | 205.573 | 207.0641 | 208.8582 | 210.6621 | 212.4379 | 214.3186 | 215.9972 | 217.7032 | 219.2035 | 220.813
Northwest | Hospital - Million Sq Ft | 38.939 | 39.722 | 40.505 | 41.292 | 42.36 | 43.197 | 43.896 | 45.144 | 46.134 | 47.102 | 48.027 | 48.834 | 50.061 | 51.469 | 53.664 | 55.649 | 57.282 | 58.348 | 59.417 | 60.577 | 68.427 | 73.103 | 77.679 | 82.332 | 87.278 | 92.557 | 97.919 | 98.691 | 100.236 | 103.206 | 108.0607 | 113.2236 | 117.3367 | 120.9959 | 124.2285 | 126.7721 | 129.1287 | 131.3657 | 133.3794 | 135.2033 | 136.9993 | 138.9899 | 141.1921 | 143.6816 | 145.9347 | 148.0374 | 150.0927 | 152.0085 | 153.8811 | 155.582 | 157.2723
Northwest | OtherHealth - Million Sq Ft | 84.526 | 86.191 | 87.856 | 89.552 | 91.79 | 93.544 | 95.022 | 97.615 | 99.754 | 101.784 | 103.708 | 105.427 | 108.014 | 110.921 | 115.425 | 119.526 | 122.941 | 126.258 | 129.603 | 133.057 | 140.907 | 145.582 | 150.16 | 154.811 | 159.76 | 165.037 | 170.399 | 171.826 | 173.071 | 175.738 | 181.6945 | 187.6356 | 192.391 | 196.5344 | 200.3682 | 203.6518 | 206.8753 | 209.955 | 212.8362 | 215.5037 | 218.0986 | 220.8249 | 223.8638 | 227.1273 | 230.0846 | 233.0203 | 235.8689 | 238.5166 | 241.237 | 243.8018 | 246.2847
Northwest | Assembly - Million Sq Ft | 123.494 | 125.574 | 127.654 | 130.095 | 131.743 | 134.075 | 137.008 | 139.652 | 142.492 | 144.998 | 148.495 | 153.27 | 158.418 | 164.679 | 171.621 | 178.44 | 183.804 | 188.541 | 192.707 | 198.425 | 201.814 | 206.071 | 210.333 | 214.343 | 218.617 | 223.011 | 227.223 | 229.473 | 236.847 | 245.821 | 253.9878 | 258.9724 | 262.9726 | 265.8351 | 269.4249 | 272.9462 | 276.6713 | 279.5258 | 282.4199 | 285.7857 | 289.9021 | 294.2546 | 299.0983 | 305.4453 | 312.5144 | 319.8926 | 327.2742 | 334.1876 | 341.2931 | 348.2117 | 354.7157
Northwest | Other - Million Sq Ft | 239.726 | 243.762 | 247.799 | 252.938 | 256.353 | 261.045 | 266.881 | 272.229 | 278.175 | 283.334 | 290.326 | 299.989 | 310.351 | 323.048 | 337.077 | 351.015 | 361.903 | 369.205 | 378.811 | 387.67 | 391.367 | 395.467 | 399.86 | 404.564 | 409.107 | 413.561 | 417.86 | 424.45 | 431.518 | 439.289 | 454.6992 | 471.1891 | 483.5474 | 494.8083 | 506.2366 | 515.704 | 526.3974 | 536.9354 | 548.2767 | 559.6132 | 570.1468 | 581.3511 | 593.0348 | 605.4963 | 616.9897 | 629.1313 | 640.4586 | 652.3204 | 663.9277 | 674.0345 | 684.2189
Northwest | Food & Tobacco - 2012 B$ | 8.5908 | 8.6234 | 9.2279 | 9.7384 | 9.7813 | 9.0482 | 9.6955 | 9.9467 | 10.3285 | 11.1862 | 11.9989 | 11.6885 | 12.0071 | 12.3154 | 12.6238 | 12.8729 | 12.2541 | 12.1623 | 12.1092 | 12.15 | 12.7463 | 13.171 | 13.7142 | 13.7509 | 13.6345 | 13.7959 | 14.5412 | 15.0088 | 15.3989 | 15.4213 | 16.2204 | 16.85 | 17.4693 | 18.0644 | 18.6748 | 19.3019 | 19.9393 | 20.5897 | 21.2231 | 21.8673 | 22.5079 | 23.1354 | 23.7349 | 24.2549 | 24.776 | 25.3183 | 25.8608 | 26.3882 | 26.9339 | 27.5612 | 28.182
Northwest | Textiles - 2012 B$ | 0.2022 | 0.2022 | 0.2328 | 0.2675 | 0.2941 | 0.3308 | 0.3328 | 0.3328 | 0.3369 | 0.3247 | 0.3002 | 0.3165 | 0.4431 | 0.4145 | 0.486 | 0.5228 | 0.5268 | 0.4064 | 0.4309 | 0.4002 | 0.4758 | 0.5554 | 0.5799 | 0.533 | 0.5146 | 0.5718 | 0.6351 | 0.7188 | 0.7474 | 0.7739 | 0.7927 | 0.8008 | 0.8036 | 0.8099 | 0.8159 | 0.8264 | 0.8297 | 0.8427 | 0.8497 | 0.856 | 0.8594 | 0.8674 | 0.8775 | 0.8791 | 0.8774 | 0.8859 | 0.8887 | 0.8895 | 0.8966 | 0.8968 | 0.9029
Northwest | Apparel - 2012 B$ | 0.6289 | 0.6289 | 0.5983 | 0.6534 | 0.7208 | 0.6392 | 0.6249 | 0.7167 | 0.876 | 0.8719 | 0.8046 | 0.7617 | 0.4513 | 0.4166 | 0.3819 | 0.3716 | 0.3635 | 0.3635 | 0.3186 | 0.3492 | 0.4084 | 0.3921 | 0.3308 | 0.2736 | 0.2205 | 0.2226 | 0.2328 | 0.2287 | 0.2287 | 0.2246 | 0.2266 | 0.2242 | 0.2233 | 0.222 | 0.2202 | 0.2181 | 0.2158 | 0.216 | 0.2127 | 0.2119 | 0.2097 | 0.2088 | 0.2069 | 0.2041 | 0.2024 | 0.2001 | 0.1968 | 0.195 | 0.191 | 0.1903 | 0.1897
Northwest | Lumber - 2012 B$ | 19.0112 | 20.5652 | 22.5643 | 21.9006 | 23.2627 | 18.5252 | 16.1585 | 17.2918 | 19.2685 | 17.6512 | 17.7227 | 15.115 | 9.4239 | 9.1625 | 9.1115 | 9.5342 | 9.0564 | 9.0849 | 9.0033 | 9.185 | 10.1447 | 10.3694 | 9.5444 | 8.2334 | 6.3752 | 7.0041 | 7.2553 | 7.4207 | 8.0844 | 9.428 | 9.3638 | 9.1935 | 9.0166 | 8.8291 | 8.6562 | 8.4628 | 8.2883 | 8.1046 | 7.9198 | 7.7198 | 7.5319 | 7.3402 | 7.1367 | 6.9132 | 6.6783 | 6.4685 | 6.2468 | 6.0315 | 5.8118 | 5.619 | 5.4275
Northwest | Furniture - 2012 B$ | 0.5779 | 0.5309 | 0.5656 | 0.6718 | 0.7862 | 0.8658 | 0.7413 | 0.7576 | 0.7882 | 0.8515 | 0.876 | 0.9005 | 1.5642 | 1.6642 | 1.8051 | 1.9317 | 2.0155 | 2.1747 | 2.1666 | 2.3218 | 2.4872 | 2.6955 | 2.7812 | 2.2646 | 1.6009 | 1.4825 | 1.5458 | 1.5826 | 1.4988 | 1.4743 | 1.5818 | 1.6731 | 1.7625 | 1.8477 | 1.9368 | 2.0249 | 2.112 | 2.2048 | 2.2927 | 2.3865 | 2.4763 | 2.5701 | 2.6519 | 2.7292 | 2.8112 | 2.8879 | 2.9671 | 3.0504 | 3.1324 | 3.218 | 3.3122
Northwest | Paper - 2012 B$ | 5.4951 | 6.0791 | 6.9755 | 8.1334 | 8.0884 | 7.0429 | 6.3793 | 5.7136 | 6.0709 | 6.559 | 7.3411 | 6.0668 | 6.3017 | 6.2139 | 6.5447 | 6.3058 | 6.2567 | 6.4569 | 6.3507 | 6.3262 | 6.4099 | 6.4589 | 6.2486 | 5.9831 | 5.6401 | 5.3971 | 5.2725 | 4.909 | 4.7028 | 4.6926 | 4.9536 | 5.1546 | 5.3594 | 5.571 | 5.7629 | 5.968 | 6.1798 | 6.3921 | 6.6125 | 6.8324 | 7.042 | 7.2558 | 7.4476 | 7.6154 | 7.8074 | 7.9743 | 8.154 | 8.341 | 8.5293 | 8.741 | 8.9518
Northwest | Printing - 2012 B$ | 3.7553 | 4.0738 | 4.082 | 4.1616 | 4.6272 | 4.7028 | 4.9356 | 4.8437 | 5.0989 | 5.0969 | 4.9825 | 5.2194 | 2.1196 | 2.1094 | 2.0584 | 2.0767 | 1.9767 | 1.8664 | 1.7194 | 1.6724 | 1.6806 | 1.7133 | 1.6765 | 1.5213 | 1.2661 | 1.2885 | 1.2599 | 1.1885 | 1.1313 | 1.1129 | 1.1441 | 1.1612 | 1.1799 | 1.1956 | 1.2125 | 1.2316 | 1.2492 | 1.2711 | 1.287 | 1.307 | 1.3261 | 1.3431 | 1.3591 | 1.3713 | 1.3842 | 1.3971 | 1.4101 | 1.4206 | 1.4354 | 1.4549 | 1.4704
Northwest | Chemicals - 2012 B$ | 0.9843 | 1.7153 | 1.5948 | 1.6561 | 2.0726 | 2.3544 | 0.9536 | 1.3232 | 1.7133 | 1.8766 | 1.2558 | 1.6071 | 2.7853 | 2.8997 | 2.8241 | 2.9936 | 2.6505 | 2.7404 | 2.8404 | 2.818 | 3.1263 | 3.5021 | 3.7532 | 3.7246 | 3.4612 | 3.7696 | 3.9921 | 4.1902 | 4.3352 | 4.4251 | 4.9112 | 5.3526 | 5.7874 | 6.2183 | 6.659 | 6.9796 | 7.387 | 7.8119 | 8.2584 | 8.7086 | 9.1567 | 9.6183 | 10.0567 | 10.4535 | 10.8608 | 11.2727 | 11.6853 | 12.1013 | 12.5236 | 12.9831 | 13.4329
Northwest | Petroleum Products - 2012 B$ | 3.2162 | 3.2734 | 3.2856 | 3.7267 | 3.5674 | 3.7696 | 2.4668 | 2.3953 | 2.5362 | 2.624 | 2.4606 | 2.5729 | 4.3352 | 5.0662 | 5.054 | 4.0534 | 4.5823 | 5.6482 | 5.2643 | 5.2235 | 5.542 | 5.2235 | 5.3746 | 5.4685 | 5.1479 | 5.3358 | 5.6952 | 5.8647 | 5.8831 | 5.9892 | 6.223 | 6.4013 | 6.5696 | 6.7713 | 6.9079 | 7.0905 | 7.3103 | 7.4435 | 7.6568 | 7.8187 | 7.9997 | 8.1839 | 8.3697 | 8.5391 | 8.6318 | 8.8121 | 8.9834 | 9.0384 | 9.2083 | 9.4132 | 9.627
Northwest | Rubber - 2012 B$ | 0.9495 | 1.0496 | 1.1088 | 1.0578 | 1.2497 | 1.2048 | 1.215 | 1.3375 | 1.456 | 1.6214 | 1.7602 | 1.9951 | 1.9501 | 1.9256 | 1.9542 | 1.9522 | 1.9379 | 2.0788 | 2.0481 | 2.1707 | 2.3687 | 2.4994 | 2.5096 | 2.2564 | 1.8542 | 2.0114 | 2.234 | 2.285 | 2.2871 | 2.2993 | 2.4664 | 2.6022 | 2.7384 | 2.8736 | 3.0113 | 3.1492 | 3.2906 | 3.4314 | 3.5732 | 3.7179 | 3.8649 | 4.0032 | 4.145 | 4.2677 | 4.3888 | 4.5118 | 4.6431 | 4.7641 | 4.8987 | 5.0422 | 5.1842
Northwest | Leather - 2012 B$ | 0.0796 | 0.0776 | 0.0796 | 0.0776 | 0.0858 | 0.0939 | 0.0939 | 0.1041 | 0.1062 | 0.1205 | 0.1082 | 0.0919 | 0.1001 | 0.0898 | 0.0898 | 0.1164 | 0.1082 | 0.0878 | 0.0756 | 0.0858 | 0.0939 | 0.0837 | 0.0796 | 0.0796 | 0.0735 | 0.0898 | 0.1062 | 0.1103 | 0.1041 | 0.098 | 0.0989 | 0.0978 | 0.0974 | 0.0968 | 0.0959 | 0.095 | 0.094 | 0.094 | 0.0926 | 0.0922 | 0.0912 | 0.0908 | 0.0899 | 0.0887 | 0.0879 | 0.0869 | 0.0854 | 0.0846 | 0.0829 | 0.0825 | 0.0822
Northwest | Stone, Clay, etc. - 2012 B$ | 1.409 | 1.5213 | 1.4845 | 1.7112 | 1.7766 | 1.8092 | 1.7786 | 1.8419 | 1.699 | 2.0686 | 2.1482 | 2.136 | 2.4831 | 2.5668 | 2.6138 | 2.6526 | 2.4933 | 2.5627 | 2.6934 | 3.0181 | 3.2305 | 3.3693 | 3.4592 | 3.0161 | 2.3851 | 2.5444 | 2.6669 | 2.7302 | 2.7343 | 2.9344 | 3.1367 | 3.307 | 3.4729 | 3.6427 | 3.8093 | 3.9336 | 4.0899 | 4.2549 | 4.4217 | 4.593 | 4.7588 | 4.9294 | 5.0998 | 5.2464 | 5.3853 | 5.5362 | 5.6948 | 5.8402 | 5.9864 | 6.1558 | 6.3386
Northwest | Aluminum - 2012 B$ | 0.9475 | 1.0761 | 1.1129 | 1.946 | 1.8358 | 1.6152 | 1.458 | 1.3804 | 1.0353 | 1.1252 | 1.5499 | 1.3988 | 1.2742 | 1.3416 | 1.3518 | 1.2334 | 1.0639 | 0.8515 | 0.5738 | 0.5085 | 0.4472 | 0.3655 | 0.3716 | 0.3696 | 0.2941 | 0.341 | 0.4023 | 0.4247 | 0.4268 | 0.4452 | 0.4383 | 0.427 | 0.4145 | 0.4019 | 0.3889 | 0.3767 | 0.3639 | 0.3512 | 0.3384 | 0.3256 | 0.3129 | 0.3001 | 0.2862 | 0.2718 | 0.2569 | 0.2428 | 0.229 | 0.2148 | 0.2014 | 0.1881 | 0.1749
Northwest | Other Primary Metals - 2012 B$ | 1.9297 | 2.0788 | 2.0461 | 3.0589 | 3.1284 | 2.8302 | 2.8813 | 2.5035 | 2.0379 | 2.3136 | 2.965 | 2.865 | 2.4157 | 2.4239 | 2.4218 | 2.3197 | 2.3442 | 2.2401 | 2.6771 | 2.7445 | 2.9466 | 2.8935 | 3.2182 | 3.3346 | 2.7118 | 3.014 | 3.353 | 3.4326 | 3.4857 | 3.7185 | 3.7441 | 3.7326 | 3.7117 | 3.6904 | 3.665 | 3.6485 | 3.6268 | 3.606 | 3.584 | 3.564 | 3.5442 | 3.5256 | 3.4937 | 3.4553 | 3.4094 | 3.3726 | 3.3398 | 3.301 | 3.2728 | 3.2472 | 3.224
Northwest | Fabricated Metals - 2012 B$ | 3.0018 | 2.9752 | 2.9201 | 3.1631 | 3.4735 | 3.3264 | 3.0446 | 3.0549 | 3.2019 | 3.6001 | 4.3046 | 4.0575 | 5.5768 | 5.6074 | 5.636 | 5.8769 | 5.6625 | 5.5768 | 5.4563 | 5.6094 | 6.171 | 6.6304 | 7.1634 | 7.1797 | 5.5665 | 6.0035 | 6.7182 | 7.2778 | 7.4881 | 7.7535 | 7.8216 | 7.814 | 7.7908 | 7.7628 | 7.7377 | 7.713 | 7.6874 | 7.6646 | 7.6371 | 7.6086 | 7.5844 | 7.5519 | 7.5121 | 7.4443 | 7.3804 | 7.3209 | 7.2617 | 7.2019 | 7.1457 | 7.1125 | 7.0818
Northwest | Machines & Computer - 2012 B$ | 8.8317 | 8.5438 | 9.7731 | 11.6375 | 12.0479 | 12.781 | 12.2031 | 13.7142 | 18.8621 | 20.6897 | 27.6836 | 42.6598 | 7.4472 | 7.1062 | 7.0654 | 7.7311 | 7.241 | 6.61 | 6.5855 | 7.2553 | 7.8801 | 8.6132 | 8.9195 | 8.5234 | 6.4957 | 7.3492 | 8.4519 | 8.9971 | 9.2422 | 9.8364 | 9.9769 | 10.02 | 10.0365 | 10.051 | 10.0625 | 10.0769 | 10.1031 | 10.1213 | 10.1327 | 10.1518 | 10.1719 | 10.1832 | 10.1827 | 10.1414 | 10.1089 | 10.0784 | 10.0518 | 10.0252 | 9.9977 | 10.0089 | 10.0143
Northwest | Electric Equipment - 2012 B$ | 2.7853 | 2.0216 | 2.2238 | 2.9303 | 3.3285 | 3.351 | 3.5388 | 3.0692 | 2.7874 | 2.9752 | 3.5592 | 3.7287 | 0.9434 | 0.9495 | 0.97 | 1.0618 | 0.9924 | 0.9271 | 0.97 | 1.0618 | 1.1272 | 1.1946 | 1.2824 | 1.2844 | 1.0639 | 1.1578 | 1.2068 | 1.2027 | 1.2211 | 1.2558 | 1.2853 | 1.3037 | 1.3211 | 1.3329 | 1.3485 | 1.3624 | 1.3794 | 1.3935 | 1.4071 | 1.4248 | 1.4369 | 1.4543 | 1.4676 | 1.4711 | 1.481 | 1.4882 | 1.4976 | 1.5043 | 1.5154 | 1.5273 | 1.5413
Northwest | Transport Equipment - 2012 B$ | 23.2831 | 27.1302 | 28.331 | 29.1682 | 31.6697 | 33.434 | 34.1875 | 35.3044 | 33.92 | 32.562 | 25.5232 | 29.9503 | 30.1116 | 33.1971 | 31.6676 | 27.7408 | 27.5407 | 26.2787 | 22.452 | 21.4494 | 25.127 | 24.5859 | 28.9599 | 28.0696 | 24.6206 | 24.0427 | 26.8403 | 29.6787 | 29.258 | 28.6475 | 29.4767 | 29.9946 | 30.442 | 30.8703 | 31.3093 | 31.7376 | 32.1986 | 32.6553 | 33.1077 | 33.5684 | 34.0473 | 34.4793 | 34.8925 | 35.1653 | 35.453 | 35.7561 | 36.0473 | 36.3544 | 36.678 | 37.1043 | 37.5391
Northwest | Other Manufacturing - 2012 B$ | 0.9822 | 0.7331 | 1.0271 | 1.2007 | 1.3579 | 1.4131 | 1.3334 | 1.4478 | 1.7173 | 1.8623 | 1.9808 | 2.1727 | 2.4953 | 2.6301 | 2.6791 | 2.82 | 2.8752 | 3.0365 | 3.0814 | 3.0732 | 3.4204 | 3.3959 | 3.2713 | 3.3795 | 3.2182 | 3.2407 | 3.3877 | 3.8288 | 3.8186 | 3.7696 | 4.0848 | 4.3623 | 4.6307 | 4.9024 | 5.1722 | 5.3839 | 5.6458 | 5.9145 | 6.1847 | 6.463 | 6.7366 | 7.0174 | 7.2915 | 7.5312 | 7.7745 | 8.0188 | 8.2746 | 8.5244 | 8.7743 | 9.0514 | 9.3258
Northwest | Data Centers - 2012 B$ | 5.1316 | 3.7798 | 4.1085 | 4.6068 | 4.4169 | 4.5292 | 4.1453 | 3.8329 | 3.5429 | 4.2739 | 4.2842 | 4.0514 | 4.0412 | 4.6926 | 4.7967 | 4.3454 | 4.423 | 4.1514 | 4.3127 | 4.9213 | 5.3766 | 5.4522 | 5.2214 | 4.7538 | 3.692 | 4.2535 | 4.3454 | 3.986 | 4.1228 | 4.2433 | 4.39 | 4.4996 | 4.5964 | 4.6819 | 4.7783 | 4.8738 | 4.9817 | 5.0843 | 5.189 | 5.2829 | 5.3756 | 5.4645 | 5.5457 | 5.6248 | 5.7103 | 5.7909 | 5.8726 | 5.9576 | 6.0411 | 6.1234 | 6.2074
Northwest | Agriculture - 2012 B$ | 16.7895 | 18.7294 | 19.1827 | 19.2195 | 22.3887 | 22.7297 | 21.5596 | 22.6603 | 22.9931 | 22.7991 | 21.3044 | 24.1203 | 17.0835 | 17.108 | 18.8049 | 18.6824 | 16.9569 | 17.4776 | 17.4858 | 17.3061 | 19.5156 | 19.3236 | 18.2087 | 18.5415 | 18.7335 | 18.3822 | 17.5654 | 16.1013 | 17.3 | 18.3046 | 18.6765 | 18.9156 | 19.2049 | 19.4828 | 19.7393 | 20.0302 | 20.2837 | 20.5443 | 20.8061 | 21.0632 | 21.3439 | 21.6097 | 21.8809 | 22.1325 | 22.3935 | 22.6663 | 22.9555 | 23.2484 | 23.5254 | 23.8059 | 24.0922
Northwest Households (Millions) |  |  | 1986 | 1987 | 1988 | 1989 | 1990 | 1991 | 1992 | 1993 | 1994 | 1995 | 1996 | 1997 | 1998 | 1999 | 2000 | 2001 | 2002 | 2003 | 2004 | 2005 | 2006 | 2007 | 2008 | 2009 | 2010 | 2011 | 2012 | 2013 | 2014 | 2015 | 2016 | 2017 | 2018 | 2019 | 2020 | 2021 | 2022 | 2023 | 2024 | 2025 | 2026 | 2027 | 2028 | 2029 | 2030 | 2031 | 2032 | 2033 | 2034 | 2035
HHS | Total |  | 3.7188 | 3.7802 | 3.849 | 3.9324 | 4.0217 | 4.0922 | 4.1787 | 4.2736 | 4.3792 | 4.4768 | 4.5776 | 4.6749 | 4.7762 | 4.8689 | 4.9476 | 5.0255 | 5.1087 | 5.2004 | 5.3002 | 5.4106 | 5.5128 | 5.5953 | 5.6484 | 5.6811 | 5.7148 | 5.7505 | 5.7975 | 5.8586 | 5.9293 | 6.0199 | 6.1158 | 6.2083 | 6.2978 | 6.3854 | 6.47 | 6.5498 | 6.6277 | 6.7053 | 6.783 | 6.8621 | 6.9422 | 7.0215 | 7.0993 | 7.177 | 7.2553 | 7.3331 | 7.4088 | 7.484 | 7.5588 | 7.6338
HHS | Single Family |  | 2.783 | 2.8156 | 2.8505 | 2.8928 | 2.9416 | 2.9864 | 3.0451 | 3.1075 | 3.1724 | 3.2283 | 3.2866 | 3.3434 | 3.4032 | 3.4607 | 3.5131 | 3.5668 | 3.6278 | 3.6968 | 3.7733 | 3.86 | 3.9372 | 3.9965 | 4.0322 | 4.057 | 4.0826 | 4.1063 | 4.137 | 4.1736 | 4.219 | 4.2786 | 4.3427 | 4.404 | 4.4622 | 4.5184 | 4.5731 | 4.6252 | 4.6759 | 4.7263 | 4.7762 | 4.827 | 4.8781 | 4.9286 | 4.9778 | 5.0269 | 5.0767 | 5.1263 | 5.1742 | 5.222 | 5.27 | 5.3182
HHS | Multi Family |  | 0.5985 | 0.6193 | 0.6442 | 0.6753 | 0.7039 | 0.7178 | 0.7319 | 0.7468 | 0.7669 | 0.789 | 0.8144 | 0.8376 | 0.861 | 0.8817 | 0.8983 | 0.9153 | 0.9301 | 0.9459 | 0.9626 | 0.9795 | 0.9982 | 1.0163 | 1.0299 | 1.0356 | 1.0417 | 1.0522 | 1.0667 | 1.0886 | 1.1116 | 1.1406 | 1.1704 | 1.1996 | 1.2287 | 1.258 | 1.2858 | 1.3114 | 1.3365 | 1.3615 | 1.3873 | 1.4135 | 1.4403 | 1.467 | 1.4936 | 1.52 | 1.5464 | 1.5726 | 1.5982 | 1.6235 | 1.6482 | 1.6729
HHS | Other Family |  | 0.3374 | 0.3453 | 0.3544 | 0.3643 | 0.3762 | 0.388 | 0.4018 | 0.4193 | 0.4398 | 0.4595 | 0.4766 | 0.4939 | 0.5119 | 0.5265 | 0.5361 | 0.5434 | 0.5508 | 0.5577 | 0.5644 | 0.571 | 0.5774 | 0.5825 | 0.5864 | 0.5885 | 0.5905 | 0.5921 | 0.5938 | 0.5964 | 0.5987 | 0.6007 | 0.6027 | 0.6048 | 0.6069 | 0.609 | 0.6112 | 0.6132 | 0.6153 | 0.6174 | 0.6196 | 0.6217 | 0.6238 | 0.6259 | 0.628 | 0.6301 | 0.6322 | 0.6343 | 0.6364 | 0.6385 | 0.6406 | 0.6427
Northwest People per Household (People/Household) |  |  | 1986 | 1987 | 1988 | 1989 | 1990 | 1991 | 1992 | 1993 | 1994 | 1995 | 1996 | 1997 | 1998 | 1999 | 2000 | 2001 | 2002 | 2003 | 2004 | 2005 | 2006 | 2007 | 2008 | 2009 | 2010 | 2011 | 2012 | 2013 | 2014 | 2015 | 2016 | 2017 | 2018 | 2019 | 2020 | 2021 | 2022 | 2023 | 2024 | 2025 | 2026 | 2027 | 2028 | 2029 | 2030 | 2031 | 2032 | 2033 | 2034 | 2035
HSize | Total |  | 2.4073 | 2.3925 | 2.3872 | 2.3819 | 2.3878 | 2.4037 | 2.4123 | 2.414 | 2.4046 | 2.3992 | 2.3877 | 2.378 | 2.3623 | 2.3467 | 2.3369 | 2.3276 | 2.3159 | 2.2983 | 2.2816 | 2.2678 | 2.2647 | 2.2656 | 2.2771 | 2.2931 | 2.3025 | 2.3104 | 2.3136 | 2.3123 | 2.3078 | 2.2967 | 2.2842 | 2.2735 | 2.2643 | 2.2557 | 2.2482 | 2.242 | 2.2362 | 2.2302 | 2.2238 | 2.2168 | 2.2094 | 2.2022 | 2.1955 | 2.1888 | 2.1819 | 2.1751 | 2.169 | 2.163 | 2.1572 | 2.1514
HSize | Single Family |  | 2.4254 | 2.4123 | 2.4092 | 2.4035 | 2.4112 | 2.4275 | 2.4358 | 2.4364 | 2.4266 | 2.4205 | 2.4105 | 2.4015 | 2.3861 | 2.3722 | 2.364 | 2.3562 | 2.3449 | 2.327 | 2.3089 | 2.2943 | 2.2905 | 2.2903 | 2.3005 | 2.3147 | 2.3233 | 2.3325 | 2.3377 | 2.3402 | 2.3384 | 2.3294 | 2.3181 | 2.3087 | 2.301 | 2.2941 | 2.2878 | 2.2838 | 2.2801 | 2.2761 | 2.2721 | 2.2674 | 2.2624 | 2.2576 | 2.2533 | 2.249 | 2.2443 | 2.2396 | 2.2356 | 2.2316 | 2.2275 | 2.2233
HSize | Multi Family |  | 2.2732 | 2.2514 | 2.2365 | 2.2337 | 2.2331 | 2.2438 | 2.2486 | 2.2508 | 2.2387 | 2.2342 | 2.2167 | 2.2052 | 2.1886 | 2.1676 | 2.1513 | 2.1395 | 2.128 | 2.113 | 2.101 | 2.0893 | 2.0882 | 2.0881 | 2.0974 | 2.1158 | 2.1273 | 2.1299 | 2.1241 | 2.1066 | 2.0892 | 2.0647 | 2.0408 | 2.0207 | 2.0025 | 1.9847 | 1.9698 | 1.9493 | 1.9299 | 1.9111 | 1.8915 | 1.8718 | 1.8516 | 1.8323 | 1.8136 | 1.7956 | 1.7782 | 1.7614 | 1.7457 | 1.7308 | 1.7168 | 1.7033
HSize | Other Family |  | 2.4961 | 2.4841 | 2.4845 | 2.4845 | 2.4945 | 2.5155 | 2.5318 | 2.5389 | 2.536 | 2.5328 | 2.5226 | 2.5125 | 2.4962 | 2.4796 | 2.4697 | 2.4572 | 2.4421 | 2.4228 | 2.4071 | 2.3949 | 2.3937 | 2.4059 | 2.4318 | 2.4561 | 2.4673 | 2.4775 | 2.4861 | 2.4922 | 2.4982 | 2.5045 | 2.5125 | 2.5185 | 2.5245 | 2.5307 | 2.5377 | 2.5532 | 2.568 | 2.5821 | 2.5955 | 2.6085 | 2.6211 | 2.6334 | 2.6454 | 2.6571 | 2.6685 | 2.6797 | 2.6907 | 2.7015 | 2.7121 | 2.7225
Idaho Economic Drivers |  | 1985 | 1986 | 1987 | 1988 | 1989 | 1990 | 1991 | 1992 | 1993 | 1994 | 1995 | 1996 | 1997 | 1998 | 1999 | 2000 | 2001 | 2002 | 2003 | 2004 | 2005 | 2006 | 2007 | 2008 | 2009 | 2010 | 2011 | 2012 | 2013 | 2014 | 2015 | 2016 | 2017 | 2018 | 2019 | 2020 | 2021 | 2022 | 2023 | 2024 | 2025 | 2026 | 2027 | 2028 | 2029 | 2030 | 2031 | 2032 | 2033 | 2034 | 2035
Idaho | Single Family - Million Sq Ft | 643.0942 | 649.1945 | 655.2282 | 661.2143 | 669.3674 | 680.1314 | 693.4779 | 713.1914 | 735.2824 | 758.4014 | 778.3633 | 800.0028 | 820.3891 | 844.3721 | 867.5486 | 888.7723 | 909.6042 | 932.8132 | 960.436 | 993.0693 | 1032.696 | 1066.549 | 1088.502 | 1102.047 | 1112.458 | 1121.002 | 1128.583 | 1141.723 | 1157.464 | 1174.321 | 1199.41 | 1227.449 | 1257.457 | 1287.215 | 1318.52 | 1350.548 | 1382.804 | 1416.409 | 1450.116 | 1484.584 | 1520.916 | 1560.174 | 1599.4 | 1638.956 | 1678.589 | 1719.054 | 1760.572 | 1802.066 | 1843.295 | 1885.456 | 1928.615
Idaho | Multi Family - Million Sq Ft | 24.2554 | 24.8705 | 25.2517 | 25.5302 | 26.1793 | 26.8965 | 27.4938 | 28.5782 | 30.1613 | 32.1628 | 33.6614 | 34.8832 | 35.8728 | 36.7573 | 37.8357 | 38.7447 | 40.0191 | 41.5142 | 43.0956 | 44.5539 | 45.9654 | 47.2888 | 48.5985 | 49.1671 | 49.5129 | 49.8441 | 50.3822 | 51.2225 | 52.4984 | 54.0412 | 56.3113 | 58.7242 | 61.2576 | 63.7827 | 66.2614 | 68.898 | 71.1886 | 73.5463 | 75.8517 | 78.22 | 80.7782 | 83.2418 | 85.7621 | 88.3896 | 91.1141 | 93.9115 | 96.7811 | 99.7646 | 102.8949 | 106.1444 | 109.5388
Idaho | Other Family - Million Sq Ft | 56.0268 | 56.9989 | 57.7505 | 58.4649 | 59.3328 | 60.3901 | 61.8176 | 64.1262 | 67.9054 | 73.03 | 77.5217 | 81.3017 | 85.128 | 89.5733 | 93.0659 | 95.0839 | 96.6381 | 98.3338 | 99.5576 | 100.8407 | 102.1716 | 103.411 | 104.5731 | 105.3254 | 105.7561 | 106.2002 | 106.6206 | 106.9814 | 107.3252 | 107.7992 | 108.2507 | 108.8351 | 109.303 | 109.9212 | 110.4855 | 111.1919 | 111.7484 | 112.3093 | 113.0191 | 113.5891 | 114.329 | 114.9356 | 115.708 | 116.3431 | 116.9927 | 117.8351 | 118.5196 | 119.3973 | 120.1072 | 120.8312 | 121.7652
Idaho | Large Office - Million Sq Ft | 4.574 | 4.687 | 4.8 | 4.975 | 5.239 | 5.5 | 5.708 | 5.954 | 6.336 | 6.768 | 7.212 | 7.581 | 8.103 | 8.67 | 9.358 | 10.389 | 10.964 | 11.459 | 12.034 | 12.844 | 13.48 | 14.217 | 14.869 | 15.546 | 16.16 | 16.782 | 17.422 | 17.812 | 18.239 | 18.887 | 19.7212 | 20.701 | 21.2015 | 21.6603 | 22.503 | 23.0212 | 23.4226 | 24.2864 | 24.9489 | 25.4938 | 26.389 | 27.2014 | 27.8648 | 28.4531 | 29.2643 | 30.1422 | 30.9141 | 32.2579 | 32.768 | 33.28 | 34.1808
Idaho | Medium Office - Million Sq Ft | 1.136 | 1.649 | 2.163 | 2.241 | 2.36 | 2.478 | 2.572 | 2.682 | 2.855 | 3.049 | 3.249 | 3.416 | 3.651 | 3.906 | 4.216 | 4.681 | 4.94 | 5.163 | 5.422 | 5.787 | 6.586 | 7.512 | 8.331 | 9.182 | 9.953 | 10.734 | 11.539 | 12.029 | 12.564 | 13.379 | 14.2947 | 15.4608 | 16.0547 | 16.605 | 17.6319 | 18.2459 | 18.712 | 19.756 | 20.5491 | 21.2079 | 22.3179 | 23.3304 | 24.1608 | 24.8956 | 25.911 | 27.01 | 27.9786 | 29.6587 | 30.2879 | 30.9273 | 32.0531
Idaho | Small Office - Million Sq Ft | 2.15 | 2.344 | 2.538 | 2.63 | 2.769 | 2.908 | 3.018 | 3.147 | 3.349 | 3.578 | 3.813 | 4.008 | 4.284 | 4.583 | 4.947 | 5.492 | 5.796 | 6.058 | 6.362 | 6.79 | 6.986 | 7.213 | 7.413 | 7.622 | 7.81 | 8.002 | 8.199 | 8.319 | 8.45 | 8.649 | 8.942 | 9.2616 | 9.4245 | 9.5735 | 9.842 | 10.0106 | 10.1449 | 10.4221 | 10.6365 | 10.8115 | 11.0919 | 11.3435 | 11.548 | 11.7306 | 11.9816 | 12.2527 | 12.4911 | 12.9059 | 13.0656 | 13.2251 | 13.5042
Idaho | Big Box-Retail - Million Sq Ft | 0.536 | 1.692 | 2.848 | 2.985 | 3.131 | 3.258 | 3.311 | 3.456 | 3.664 | 3.846 | 4.099 | 4.314 | 4.533 | 4.878 | 5.302 | 5.597 | 5.848 | 6.047 | 6.33 | 6.614 | 7.004 | 7.615 | 8.098 | 8.541 | 8.983 | 9.446 | 9.938 | 10.74 | 10.821 | 10.883 | 11.1072 | 11.2988 | 11.4533 | 11.6043 | 11.789 | 11.9396 | 12.0825 | 12.2396 | 12.3721 | 12.5336 | 12.7336 | 12.8907 | 13.0541 | 13.2253 | 13.3942 | 13.5649 | 13.7172 | 13.8508 | 13.9747 | 14.0854 | 14.1736
Idaho | Small Box-Retail - Million Sq Ft | 5.569 | 5.414 | 5.26 | 5.513 | 5.783 | 6.017 | 6.116 | 6.383 | 6.768 | 7.103 | 7.572 | 7.968 | 8.372 | 9.01 | 9.792 | 10.337 | 10.801 | 11.169 | 11.691 | 12.216 | 12.397 | 12.68 | 12.905 | 13.11 | 13.316 | 13.53 | 13.759 | 14.131 | 14.169 | 14.197 | 14.4284 | 14.576 | 14.671 | 14.755 | 14.8662 | 14.9689 | 15.0733 | 15.1854 | 15.282 | 15.3808 | 15.4862 | 15.5652 | 15.6407 | 15.7266 | 15.8096 | 15.8918 | 15.9676 | 16.0369 | 16.1052 | 16.1573 | 16.2008
Idaho | High End-Retail - Million Sq Ft | 1.392 | 1.354 | 1.315 | 1.378 | 1.446 | 1.504 | 1.529 | 1.596 | 1.692 | 1.776 | 1.893 | 1.992 | 2.093 | 2.252 | 2.448 | 2.584 | 2.7 | 2.792 | 2.923 | 3.054 | 3.681 | 4.663 | 5.439 | 6.151 | 6.862 | 7.606 | 8.397 | 9.685 | 9.815 | 9.914 | 10.1704 | 10.4295 | 10.6586 | 10.8904 | 11.1666 | 11.38 | 11.5774 | 11.8 | 11.982 | 12.222 | 12.5326 | 12.7807 | 13.0437 | 13.3145 | 13.5809 | 13.8544 | 14.094 | 14.3026 | 14.4931 | 14.6702 | 14.8101
Idaho | Anchor-Retail - Million Sq Ft | 3.101 | 2.82 | 2.539 | 2.661 | 2.791 | 2.904 | 2.952 | 3.081 | 3.267 | 3.429 | 3.655 | 3.846 | 4.041 | 4.349 | 4.727 | 4.989 | 5.213 | 5.391 | 5.643 | 5.896 | 6.091 | 6.397 | 6.638 | 6.86 | 7.081 | 7.312 | 7.558 | 7.959 | 8 | 8.031 | 8.1783 | 8.291 | 8.3747 | 8.4546 | 8.5537 | 8.6383 | 8.7211 | 8.8105 | 8.8864 | 8.9744 | 9.0775 | 9.1581 | 9.2398 | 9.3267 | 9.413 | 9.4996 | 9.5766 | 9.6457 | 9.7105 | 9.7661 | 9.811
Idaho | K-12 - Million Sq Ft | 14.296 | 14.48 | 14.665 | 14.872 | 15.009 | 15.626 | 16.311 | 16.718 | 17.254 | 18.287 | 19.067 | 19.715 | 20.496 | 20.895 | 21.512 | 21.889 | 22.729 | 23.662 | 24.838 | 25.442 | 26.196 | 27.729 | 28.937 | 29.821 | 30.793 | 31.81 | 32.816 | 33.124 | 33.263 | 33.294 | 33.9092 | 34.1742 | 34.4279 | 34.54 | 34.7411 | 34.9949 | 35.3637 | 35.7648 | 36.2856 | 36.8469 | 37.3953 | 37.9454 | 38.4835 | 38.9332 | 39.4 | 39.8786 | 40.2129 | 40.6027 | 41.0757 | 41.5949 | 42.0347
Idaho | University - Million Sq Ft | 7.365 | 7.46 | 7.555 | 7.661 | 7.732 | 8.05 | 8.403 | 8.612 | 8.888 | 9.42 | 9.822 | 10.156 | 10.559 | 10.764 | 11.082 | 11.276 | 11.709 | 12.246 | 12.833 | 13.136 | 13.331 | 13.445 | 13.681 | 13.955 | 14.237 | 14.501 | 14.743 | 15.05 | 15.072 | 15.109 | 15.411 | 15.554 | 15.6334 | 15.6994 | 15.79 | 15.8946 | 16.0504 | 16.2635 | 16.6121 | 17.0642 | 17.5587 | 18.0396 | 18.4506 | 18.8533 | 19.2883 | 19.641 | 19.9088 | 20.2628 | 20.6546 | 21.0643 | 21.4004
Idaho | Warehouse - Million Sq Ft | 11.89 | 12.41 | 12.93 | 13.165 | 13.461 | 13.856 | 14.539 | 14.918 | 15.238 | 15.978 | 16.614 | 17.318 | 17.812 | 19.012 | 20.53 | 21.58 | 22.671 | 23.462 | 23.875 | 24.622 | 25.579 | 26.648 | 27.417 | 28.074 | 28.604 | 29.129 | 29.716 | 29.716 | 29.94 | 30.481 | 31.8163 | 33.0653 | 33.8389 | 34.3273 | 34.9538 | 35.269 | 35.6296 | 36.3629 | 37.2358 | 37.8383 | 38.1498 | 38.7833 | 39.0839 | 39.4943 | 40.1284 | 40.4328 | 41.2488 | 41.8985 | 42.3665 | 42.916 | 43.2886
Idaho | Supermarket - Million Sq Ft | 4.245 | 4.016 | 3.787 | 3.966 | 4.159 | 4.324 | 4.395 | 4.585 | 4.858 | 5.097 | 5.429 | 5.711 | 5.998 | 6.451 | 7.007 | 7.394 | 7.724 | 7.802 | 7.908 | 8.017 | 8.121 | 8.266 | 8.388 | 8.5 | 8.608 | 8.715 | 8.823 | 9.177 | 9.187 | 9.204 | 9.3528 | 9.4281 | 9.4685 | 9.5006 | 9.542 | 9.5919 | 9.6464 | 9.7011 | 9.753 | 9.792 | 9.8226 | 9.8418 | 9.8555 | 9.8747 | 9.8872 | 9.9055 | 9.9191 | 9.9411 | 9.9641 | 9.9738 | 9.9921
Idaho | MiniMart - Million Sq Ft | 0.476 | 1.004 | 1.532 | 1.605 | 1.683 | 1.75 | 1.778 | 1.855 | 1.966 | 2.062 | 2.197 | 2.311 | 2.427 | 2.61 | 2.835 | 2.992 | 3.125 | 3.157 | 3.2 | 3.244 | 3.348 | 3.493 | 3.615 | 3.727 | 3.835 | 3.943 | 4.05 | 4.05 | 4.057 | 4.061 | 4.1256 | 4.1598 | 4.1785 | 4.1916 | 4.2103 | 4.2312 | 4.253 | 4.2734 | 4.2919 | 4.3068 | 4.319 | 4.3257 | 4.3299 | 4.3376 | 4.3432 | 4.3499 | 4.3531 | 4.3608 | 4.3685 | 4.3708 | 4.3754
Idaho | Restaurant - Million Sq Ft | 1.665 | 1.69 | 1.715 | 1.739 | 1.771 | 1.817 | 1.84 | 1.894 | 1.946 | 2.014 | 2.129 | 2.202 | 2.371 | 2.466 | 2.588 | 2.766 | 2.856 | 3.017 | 3.236 | 3.462 | 4.854 | 7.037 | 8.763 | 10.344 | 11.925 | 13.577 | 15.335 | 15.335 | 15.411 | 15.546 | 15.8383 | 15.9846 | 16.0667 | 16.1231 | 16.2022 | 16.2962 | 16.3983 | 16.5008 | 16.5993 | 16.6768 | 16.7327 | 16.779 | 16.8257 | 16.8809 | 16.9271 | 16.9811 | 17.0335 | 17.0902 | 17.1545 | 17.2081 | 17.2632
Idaho | Lodging - Million Sq Ft | 10.183 | 10.48 | 10.777 | 10.958 | 11.052 | 11.521 | 11.622 | 11.758 | 12.13 | 12.429 | 12.89 | 13.675 | 13.833 | 13.975 | 14.224 | 14.454 | 14.682 | 14.922 | 15.169 | 15.532 | 15.923 | 16.547 | 17.09 | 17.522 | 17.916 | 18.355 | 18.819 | 18.947 | 19.15 | 19.447 | 19.8872 | 20.0587 | 20.1806 | 20.2521 | 20.3524 | 20.4719 | 20.6005 | 20.7306 | 20.8579 | 20.9526 | 21.0264 | 21.0813 | 21.1192 | 21.1822 | 21.2263 | 21.2938 | 21.3528 | 21.4021 | 21.4511 | 21.5026 | 21.5425
Idaho | Hospital - Million Sq Ft | 3.466 | 3.56 | 3.654 | 3.69 | 3.74 | 3.756 | 3.846 | 4.032 | 4.254 | 4.315 | 4.546 | 4.744 | 4.901 | 5.053 | 5.219 | 5.463 | 5.653 | 5.815 | 5.955 | 6.272 | 6.922 | 7.569 | 8.026 | 8.587 | 9.057 | 9.602 | 10.166 | 10.225 | 10.666 | 11.401 | 12.233 | 13.2611 | 14.0904 | 14.9045 | 15.6342 | 16.0337 | 16.4834 | 16.9199 | 17.3406 | 17.7163 | 18.0768 | 18.4692 | 18.9556 | 19.5557 | 20.1161 | 20.6179 | 21.116 | 21.6368 | 22.1256 | 22.5324 | 22.9602
Idaho | OtherHealth - Million Sq Ft | 11.415 | 11.59 | 11.765 | 11.832 | 11.923 | 11.955 | 12.121 | 12.466 | 12.878 | 12.992 | 13.421 | 13.788 | 14.081 | 14.363 | 14.671 | 15.124 | 15.477 | 15.832 | 16.139 | 16.831 | 17.481 | 18.128 | 18.586 | 19.146 | 19.617 | 20.162 | 20.725 | 20.822 | 20.88 | 21.017 | 21.5353 | 21.9556 | 22.2503 | 22.497 | 22.7443 | 22.8796 | 23.0637 | 23.2443 | 23.4054 | 23.5313 | 23.6529 | 23.7684 | 23.9108 | 24.0876 | 24.253 | 24.3954 | 24.5367 | 24.6898 | 24.8486 | 24.969 | 25.0931
Idaho | Assembly - Million Sq Ft | 9.453 | 9.615 | 9.777 | 10.179 | 10.394 | 10.56 | 10.702 | 10.918 | 11.35 | 11.645 | 11.848 | 12.244 | 12.61 | 13.152 | 13.709 | 14.41 | 14.885 | 15.24 | 15.905 | 16.943 | 17.409 | 18.368 | 18.835 | 19.325 | 19.838 | 20.366 | 20.868 | 21.132 | 21.901 | 22.651 | 23.5597 | 24.3226 | 24.8813 | 25.3789 | 26.0376 | 26.6643 | 27.311 | 27.5785 | 27.8546 | 28.4741 | 29.1743 | 29.9098 | 30.7282 | 31.7186 | 32.6936 | 33.8158 | 34.9667 | 36.0654 | 37.2964 | 38.4599 | 39.6409
Idaho | Other - Million Sq Ft | 18.351 | 18.665 | 18.979 | 20.162 | 20.792 | 21.282 | 21.698 | 22.334 | 23.606 | 24.473 | 25.07 | 26.233 | 27.312 | 28.906 | 30.543 | 32.604 | 34.001 | 35.044 | 35.846 | 36.13 | 36.478 | 36.774 | 37.314 | 37.724 | 38.146 | 38.569 | 38.978 | 40.198 | 41.067 | 42.275 | 43.8193 | 46.191 | 47.763 | 49.3438 | 50.8352 | 51.6194 | 53.2924 | 55.3277 | 57.2142 | 59.0546 | 60.5306 | 62.7219 | 64.96 | 67.0994 | 69.0444 | 71.0766 | 72.9757 | 75.0732 | 76.9375 | 78.6994 | 80.3563
Idaho | Food & Tobacco - 2012 B$ | 1.0095 | 0.9726 | 1.0661 | 1.1215 | 1.2184 | 1.0511 | 1.1307 | 1.0592 | 1.1168 | 1.1618 | 1.2599 | 1.1941 | 1.2634 | 1.3095 | 1.4353 | 1.5795 | 1.3868 | 1.433 | 1.4272 | 1.4134 | 1.4607 | 1.5184 | 1.6176 | 1.6718 | 1.6706 | 1.7087 | 1.7272 | 1.7203 | 1.7376 | 1.7387 | 1.829 | 1.9001 | 1.9701 | 2.0374 | 2.1064 | 2.1773 | 2.2493 | 2.3228 | 2.3944 | 2.4672 | 2.5396 | 2.6106 | 2.6783 | 2.7371 | 2.796 | 2.8573 | 2.9187 | 2.9783 | 3.04 | 3.1109 | 3.1811
Idaho | Textiles - 2012 B$ | 0.0023 | 0.0023 | 0.0023 | 0.0012 | 0.0046 | 0.0069 | 0.0046 | 0.0046 | 0.0035 | 0.0012 | 0.0023 | 0.0023 | 0.0104 | 0.0104 | 0.0196 | 0.0138 | 0.015 | 0.0081 | 0.0185 | 0.0138 | 0.0069 | 0.0104 | 0.0115 | 0.0081 | 0.0265 | 0.0185 | 0.0196 | 0.0208 | 0.0231 | 0.0242 | 0.0265 | 0.0284 | 0.0302 | 0.0321 | 0.0339 | 0.036 | 0.0378 | 0.04 | 0.042 | 0.0439 | 0.0456 | 0.0477 | 0.0498 | 0.0515 | 0.0529 | 0.055 | 0.0567 | 0.0582 | 0.0602 | 0.0617 | 0.0636
Idaho | Apparel - 2012 B$ | 0.0208 | 0.0185 | 0.0127 | 0.0138 | 0.0127 | 0.0115 | 0.0104 | 0.0104 | 0.0127 | 0.015 | 0.0138 | 0.0127 | 0.0104 | 0.0092 | 0.0104 | 0.0115 | 0.0104 | 0.0092 | 0.0104 | 0.0104 | 0.0196 | 0.0115 | 0.0092 | 0.0104 | 0.0092 | 0.0069 | 0.0081 | 0.0081 | 0.0081 | 0.0081 | 0.0086 | 0.0089 | 0.0093 | 0.0096 | 0.01 | 0.0103 | 0.0106 | 0.0111 | 0.0113 | 0.0117 | 0.0121 | 0.0125 | 0.0128 | 0.0131 | 0.0135 | 0.0138 | 0.0141 | 0.0144 | 0.0146 | 0.015 | 0.0155
Idaho | Lumber - 2012 B$ | 1.0142 | 1.0995 | 1.2103 | 1.0511 | 1.2403 | 1.0072 | 0.9657 | 1.1399 | 1.2218 | 1.2091 | 1.2334 | 1.1838 | 0.66 | 0.6484 | 0.69 | 0.7349 | 0.585 | 0.593 | 0.5976 | 0.6103 | 0.6692 | 0.7361 | 0.6876 | 0.5469 | 0.4038 | 0.4454 | 0.4846 | 0.4823 | 0.5411 | 0.6588 | 0.6525 | 0.6387 | 0.6245 | 0.6095 | 0.5955 | 0.5802 | 0.5661 | 0.5513 | 0.5365 | 0.5206 | 0.5055 | 0.4902 | 0.4741 | 0.4566 | 0.4385 | 0.4219 | 0.4047 | 0.3878 | 0.3707 | 0.3553 | 0.3399
Idaho | Furniture - 2012 B$ | 0.0242 | 0.0185 | 0.0196 | 0.0208 | 0.0219 | 0.0196 | 0.0196 | 0.0231 | 0.0231 | 0.0323 | 0.0415 | 0.0462 | 0.0842 | 0.0911 | 0.1085 | 0.1373 | 0.1246 | 0.1408 | 0.1546 | 0.1627 | 0.1869 | 0.2077 | 0.1938 | 0.1581 | 0.1085 | 0.1027 | 0.105 | 0.0958 | 0.0958 | 0.1015 | 0.1146 | 0.1266 | 0.1385 | 0.1501 | 0.162 | 0.1738 | 0.1856 | 0.1979 | 0.2098 | 0.2223 | 0.2344 | 0.2469 | 0.2583 | 0.2692 | 0.2805 | 0.2914 | 0.3024 | 0.3139 | 0.3252 | 0.3369 | 0.3495
Idaho | Paper - 2012 B$ | 0.1477 | 0.1535 | 0.1615 | 0.1708 | 0.1777 | 0.2192 | 0.2423 | 0.2631 | 0.2723 | 0.2711 | 0.2769 | 0.2954 | 0.2192 | 0.2192 | 0.2365 | 0.2619 | 0.2342 | 0.2481 | 0.2308 | 0.2527 | 0.2423 | 0.2677 | 0.2919 | 0.3034 | 0.2608 | 0.2711 | 0.2561 | 0.2677 | 0.2561 | 0.2481 | 0.2587 | 0.2661 | 0.2737 | 0.2816 | 0.2885 | 0.2961 | 0.304 | 0.3119 | 0.3202 | 0.3285 | 0.3362 | 0.3442 | 0.3511 | 0.3568 | 0.3638 | 0.3695 | 0.3759 | 0.3826 | 0.3893 | 0.3972 | 0.405
Idaho | Printing - 2012 B$ | 0.1927 | 0.2469 | 0.2134 | 0.2204 | 0.225 | 0.2527 | 0.2331 | 0.2227 | 0.2065 | 0.2284 | 0.2181 | 0.2308 | 0.0911 | 0.0923 | 0.0946 | 0.105 | 0.0923 | 0.0796 | 0.0842 | 0.0773 | 0.0796 | 0.0877 | 0.0831 | 0.0785 | 0.0611 | 0.0542 | 0.0508 | 0.0485 | 0.0462 | 0.0462 | 0.0483 | 0.0499 | 0.0516 | 0.0531 | 0.0547 | 0.0563 | 0.058 | 0.0598 | 0.0613 | 0.0631 | 0.0648 | 0.0664 | 0.0679 | 0.0693 | 0.0707 | 0.0721 | 0.0735 | 0.0748 | 0.0763 | 0.078 | 0.0795
Idaho | Chemicals - 2012 B$ | 0 | 0 | 0 | 0 | 0 | 0 | 0 | 0.0012 | 0.0035 | 0.0035 | 0.0023 | 0.0023 | 0.2481 | 0.2573 | 0.2458 | 0.33 | 0.1984 | 0.1719 | 0.1938 | 0.2042 | 0.2019 | 0.2527 | 0.27 | 0.2723 | 0.2446 | 0.2654 | 0.2804 | 0.2954 | 0.2977 | 0.2942 | 0.3169 | 0.3365 | 0.3557 | 0.3746 | 0.3941 | 0.4134 | 0.4336 | 0.4532 | 0.4734 | 0.4934 | 0.5133 | 0.5338 | 0.553 | 0.5699 | 0.5875 | 0.6052 | 0.6231 | 0.6411 | 0.6595 | 0.6798 | 0.6996
Idaho | Petroleum Products - 2012 B$ | 0.3461 | 0.2931 | 0.345 | 0.3611 | 0.3727 | 0.3946 | 0.4442 | 0.48 | 0.4719 | 0.518 | 0.3219 | 0.3484 | 0.0185 | 0.0196 | 0.0069 | 0.015 | 0.015 | 0.0162 | 0.0265 | 0.0254 | 0.0115 | 0.0081 | 0.0046 | 0.0069 | 0.0012 | 0.0046 | 0.0058 | 0.0058 | 0.0069 | 0.0069 | 0.0076 | 0.0081 | 0.0087 | 0.0093 | 0.0099 | 0.0104 | 0.0111 | 0.0116 | 0.0123 | 0.0128 | 0.0134 | 0.014 | 0.0146 | 0.0152 | 0.0157 | 0.0163 | 0.0168 | 0.0172 | 0.0178 | 0.0184 | 0.0191
Idaho | Rubber - 2012 B$ | 0.1719 | 0.1719 | 0.15 | 0.0831 | 0.0565 | 0.0554 | 0.0519 | 0.0427 | 0.0588 | 0.0704 | 0.0635 | 0.0554 | 0.0611 | 0.0588 | 0.0623 | 0.0669 | 0.0669 | 0.0796 | 0.0854 | 0.0923 | 0.1004 | 0.1165 | 0.1177 | 0.1015 | 0.0888 | 0.0981 | 0.1096 | 0.1154 | 0.1177 | 0.1177 | 0.1282 | 0.1371 | 0.1461 | 0.155 | 0.1641 | 0.1731 | 0.1824 | 0.1916 | 0.201 | 0.2104 | 0.22 | 0.2292 | 0.2385 | 0.2467 | 0.2549 | 0.2631 | 0.2718 | 0.2799 | 0.2888 | 0.2983 | 0.3076
Idaho | Leather - 2012 B$ | 0.0058 | 0.0058 | 0.0069 | 0.0069 | 0.0081 | 0.0115 | 0.0138 | 0.0138 | 0.015 | 0.0208 | 0.0104 | 0.0081 | 0.0092 | 0.0092 | 0.0104 | 0.0127 | 0.0115 | 0.0127 | 0.0115 | 0.0115 | 0.0115 | 0.0127 | 0.0115 | 0.0046 | 0.0035 | 0.0046 | 0.0046 | 0.0046 | 0.0046 | 0.0046 | 0.0048 | 0.0049 | 0.005 | 0.0052 | 0.0053 | 0.0054 | 0.0055 | 0.0057 | 0.0058 | 0.0059 | 0.006 | 0.0062 | 0.0063 | 0.0064 | 0.0065 | 0.0066 | 0.0067 | 0.0068 | 0.0068 | 0.007 | 0.0071
Idaho | Stone, Clay, etc. - 2012 B$ | 0.0658 | 0.0554 | 0.0519 | 0.0462 | 0.0415 | 0.0508 | 0.0542 | 0.0646 | 0.0496 | 0.0727 | 0.0773 | 0.0727 | 0.0854 | 0.0946 | 0.1073 | 0.1165 | 0.0946 | 0.0842 | 0.0865 | 0.1015 | 0.1188 | 0.12 | 0.1165 | 0.105 | 0.0773 | 0.0692 | 0.0715 | 0.0692 | 0.0669 | 0.0738 | 0.0798 | 0.0851 | 0.0902 | 0.0954 | 0.1005 | 0.1057 | 0.111 | 0.1163 | 0.1215 | 0.1268 | 0.1319 | 0.1372 | 0.1424 | 0.147 | 0.1514 | 0.1561 | 0.161 | 0.1655 | 0.1701 | 0.1753 | 0.1809
Idaho | Aluminum - 2012 B$ | 0 | 0 | 0 | 0 | 0 | 0 | 0 | 0 | 0 | 0 | 0 | 0 | 0 | 0 | 0.0012 | 0 | 0 | 0.0012 | 0.0012 | 0.0012 | 0 | 0 | 0 | 0 | 0 | 0.0012 | 0.0012 | 0.0012 | 0.0012 | 0.0012 | 0.0012 | 0.0012 | 0.0012 | 0.0012 | 0.0012 | 0.0012 | 0.0012 | 0.0012 | 0.0012 | 0.0012 | 0.0012 | 0.0012 | 0.0012 | 0.0012 | 0.0012 | 0.0012 | 0.0012 | 0.0012 | 0.0012 | 0.0012 | 0.0012
Idaho | Other Primary Metals - 2012 B$ | 0.0035 | 0.0035 | 0.0058 | 0.0069 | 0.0104 | 0.0092 | 0.0092 | 0.0081 | 0.0115 | 0.015 | 0.0173 | 0.0185 | 0.0162 | 0.0173 | 0.0254 | 0.0381 | 0.0312 | 0.0265 | 0.0335 | 0.0277 | 0.0323 | 0.0323 | 0.0508 | 0.0392 | 0.0415 | 0.0508 | 0.0565 | 0.0554 | 0.0588 | 0.0669 | 0.0657 | 0.0637 | 0.0616 | 0.0595 | 0.0573 | 0.0552 | 0.0531 | 0.0509 | 0.0488 | 0.0466 | 0.0445 | 0.0423 | 0.04 | 0.0376 | 0.0351 | 0.0328 | 0.0305 | 0.0281 | 0.0259 | 0.0237 | 0.0214
Idaho | Fabricated Metals - 2012 B$ | 0.135 | 0.1211 | 0.1315 | 0.1546 | 0.1581 | 0.1454 | 0.1292 | 0.1419 | 0.165 | 0.1846 | 0.1996 | 0.1973 | 0.2388 | 0.2434 | 0.2642 | 0.3023 | 0.2688 | 0.2619 | 0.255 | 0.2631 | 0.3034 | 0.3254 | 0.3681 | 0.3623 | 0.3081 | 0.3484 | 0.3657 | 0.3715 | 0.3854 | 0.4015 | 0.3971 | 0.3887 | 0.3794 | 0.3699 | 0.3605 | 0.3511 | 0.3416 | 0.3321 | 0.3224 | 0.3127 | 0.303 | 0.293 | 0.2827 | 0.2714 | 0.2603 | 0.2493 | 0.2384 | 0.2275 | 0.2168 | 0.2068 | 0.1968
Idaho | Machines & Computer - 2012 B$ | 0.7211 | 0.6357 | 0.7903 | 1.3937 | 1.6107 | 1.3903 | 1.2495 | 1.3799 | 2.2741 | 2.9109 | 4.3705 | 3.864 | 0.4004 | 0.3946 | 0.4073 | 0.5319 | 0.3992 | 0.4165 | 0.3888 | 0.4384 | 0.4454 | 0.5065 | 0.5503 | 0.5365 | 0.4257 | 0.4396 | 0.4523 | 0.4269 | 0.4327 | 0.4523 | 0.4477 | 0.4385 | 0.428 | 0.4174 | 0.4067 | 0.396 | 0.3857 | 0.3751 | 0.3641 | 0.3534 | 0.3426 | 0.3315 | 0.32 | 0.3072 | 0.2947 | 0.2824 | 0.2702 | 0.2581 | 0.2459 | 0.2348 | 0.2234
Idaho | Electric Equipment - 2012 B$ | 0.0219 | 0.015 | 0.0104 | 0.015 | 0.015 | 0.0162 | 0.0185 | 0.0185 | 0.0196 | 0.0185 | 0.0231 | 0.0254 | 0.0242 | 0.0254 | 0.0288 | 0.0381 | 0.0323 | 0.0323 | 0.0346 | 0.0404 | 0.0415 | 0.0438 | 0.0496 | 0.0473 | 0.0358 | 0.0392 | 0.0404 | 0.0381 | 0.0369 | 0.0369 | 0.0374 | 0.0376 | 0.0377 | 0.0376 | 0.0377 | 0.0377 | 0.0378 | 0.0378 | 0.0378 | 0.0379 | 0.0379 | 0.038 | 0.038 | 0.0377 | 0.0376 | 0.0374 | 0.0373 | 0.0371 | 0.0371 | 0.037 | 0.037
Idaho | Transport Equipment - 2012 B$ | 0.0358 | 0.0381 | 0.0462 | 0.0623 | 0.0761 | 0.0715 | 0.0865 | 0.1038 | 0.1188 | 0.1454 | 0.1546 | 0.1777 | 0.1396 | 0.1488 | 0.1638 | 0.2019 | 0.1431 | 0.1696 | 0.1754 | 0.1765 | 0.21 | 0.3011 | 0.3092 | 0.255 | 0.2008 | 0.2342 | 0.2446 | 0.2619 | 0.2781 | 0.3115 | 0.3018 | 0.2885 | 0.2744 | 0.26 | 0.2456 | 0.2311 | 0.2167 | 0.2022 | 0.1876 | 0.1729 | 0.1582 | 0.1433 | 0.1282 | 0.1126 | 0.0971 | 0.0818 | 0.0665 | 0.0513 | 0.0361 | 0.0211 | 0.006
Idaho | Other Manufacturing - 2012 B$ | 0.0242 | 0.0242 | 0.0288 | 0.0288 | 0.0265 | 0.0219 | 0.0196 | 0.0358 | 0.0415 | 0.0438 | 0.0588 | 0.06 | 0.1027 | 0.1154 | 0.1488 | 0.1558 | 0.1488 | 0.1569 | 0.18 | 0.1881 | 0.2169 | 0.2319 | 0.2308 | 0.1984 | 0.1569 | 0.1615 | 0.1673 | 0.1684 | 0.1754 | 0.1834 | 0.2001 | 0.2149 | 0.2292 | 0.2437 | 0.2581 | 0.2724 | 0.2876 | 0.3024 | 0.3171 | 0.332 | 0.3467 | 0.3617 | 0.3764 | 0.3893 | 0.4024 | 0.4156 | 0.4293 | 0.4427 | 0.4562 | 0.471 | 0.4857
Idaho | Data Centers - 2012 B$ | 0.4061 | 0.2954 | 0.345 | 0.3334 | 0.3865 | 0.4188 | 0.2977 | 0.2665 | 0.2504 | 0.3207 | 0.4142 | 0.3554 | 0.2792 | 0.3081 | 0.285 | 0.2734 | 0.225 | 0.1846 | 0.1834 | 0.1973 | 0.2365 | 0.2538 | 0.2723 | 0.2423 | 0.1581 | 0.1927 | 0.1892 | 0.1708 | 0.1615 | 0.1708 | 0.1792 | 0.1861 | 0.1926 | 0.1985 | 0.205 | 0.2114 | 0.2184 | 0.2252 | 0.2321 | 0.2385 | 0.2449 | 0.2511 | 0.257 | 0.2627 | 0.2688 | 0.2746 | 0.2805 | 0.2866 | 0.2925 | 0.2984 | 0.3044
Idaho | Agriculture - 2012 B$ | 2.0445 | 1.8056 | 1.9579 | 2.0791 | 2.5948 | 2.701 | 2.2221 | 2.3514 | 2.5071 | 2.2129 | 2.1945 | 2.521 | 1.6349 | 1.6107 | 1.6153 | 1.6718 | 1.516 | 1.7064 | 1.598 | 1.6695 | 1.9176 | 1.9118 | 1.9314 | 1.8183 | 1.9752 | 1.8933 | 1.831 | 1.6233 | 1.7249 | 1.8253 | 1.8545 | 1.8705 | 1.8913 | 1.911 | 1.9285 | 1.9493 | 1.9664 | 1.9842 | 2.002 | 2.0193 | 2.0389 | 2.0569 | 2.0754 | 2.0921 | 2.1095 | 2.1281 | 2.1481 | 2.1684 | 2.1872 | 2.2062 | 2.2258
Idaho Households (Millions) |  |  | 1986 | 1987 | 1988 | 1989 | 1990 | 1991 | 1992 | 1993 | 1994 | 1995 | 1996 | 1997 | 1998 | 1999 | 2000 | 2001 | 2002 | 2003 | 2004 | 2005 | 2006 | 2007 | 2008 | 2009 | 2010 | 2011 | 2012 | 2013 | 2014 | 2015 | 2016 | 2017 | 2018 | 2019 | 2020 | 2021 | 2022 | 2023 | 2024 | 2025 | 2026 | 2027 | 2028 | 2029 | 2030 | 2031 | 2032 | 2033 | 2034 | 2035
HHS | Total |  | 0.3905 | 0.3944 | 0.3981 | 0.4032 | 0.4098 | 0.4175 | 0.4291 | 0.4434 | 0.4598 | 0.4737 | 0.4874 | 0.5003 | 0.515 | 0.5292 | 0.5412 | 0.5532 | 0.5667 | 0.5824 | 0.6 | 0.6211 | 0.639 | 0.651 | 0.6582 | 0.6633 | 0.6676 | 0.6718 | 0.6779 | 0.6868 | 0.6965 | 0.7089 | 0.7222 | 0.7354 | 0.7482 | 0.7611 | 0.7737 | 0.786 | 0.7981 | 0.8104 | 0.8228 | 0.8357 | 0.8489 | 0.8622 | 0.8755 | 0.8889 | 0.9025 | 0.9162 | 0.9297 | 0.9433 | 0.957 | 0.9708
HHS | Single Family |  | 0.3052 | 0.3079 | 0.3107 | 0.3143 | 0.319 | 0.3248 | 0.3333 | 0.3428 | 0.3529 | 0.3617 | 0.3712 | 0.3803 | 0.3909 | 0.4015 | 0.4111 | 0.4205 | 0.4313 | 0.4442 | 0.4593 | 0.4781 | 0.4935 | 0.5032 | 0.5093 | 0.5136 | 0.5173 | 0.5206 | 0.5257 | 0.5327 | 0.5402 | 0.5499 | 0.5605 | 0.5708 | 0.5809 | 0.591 | 0.601 | 0.6108 | 0.6206 | 0.6306 | 0.6407 | 0.6512 | 0.6619 | 0.6728 | 0.6837 | 0.6946 | 0.7057 | 0.7168 | 0.7278 | 0.7388 | 0.7499 | 0.761
HHS | Multi Family |  | 0.0361 | 0.0367 | 0.0371 | 0.0379 | 0.0389 | 0.0397 | 0.0412 | 0.0432 | 0.0458 | 0.0477 | 0.0493 | 0.0505 | 0.0516 | 0.0529 | 0.054 | 0.0555 | 0.0573 | 0.0591 | 0.0609 | 0.0625 | 0.0641 | 0.0656 | 0.0663 | 0.0667 | 0.0671 | 0.0677 | 0.0686 | 0.0702 | 0.0721 | 0.0744 | 0.077 | 0.0795 | 0.082 | 0.0845 | 0.0868 | 0.089 | 0.091 | 0.0931 | 0.0952 | 0.0973 | 0.0994 | 0.1016 | 0.1037 | 0.1059 | 0.1082 | 0.1105 | 0.1127 | 0.1151 | 0.1174 | 0.1198
HHS | Other Family |  | 0.0491 | 0.0497 | 0.0503 | 0.051 | 0.0518 | 0.0529 | 0.0546 | 0.0574 | 0.0611 | 0.0643 | 0.0669 | 0.0695 | 0.0725 | 0.0749 | 0.0762 | 0.0772 | 0.0782 | 0.079 | 0.0798 | 0.0806 | 0.0814 | 0.0821 | 0.0827 | 0.0829 | 0.0832 | 0.0835 | 0.0837 | 0.084 | 0.0843 | 0.0846 | 0.0848 | 0.0851 | 0.0854 | 0.0856 | 0.0859 | 0.0862 | 0.0864 | 0.0867 | 0.087 | 0.0872 | 0.0875 | 0.0878 | 0.0881 | 0.0883 | 0.0886 | 0.0889 | 0.0891 | 0.0894 | 0.0897 | 0.09
Idaho People per Household (People/Household) |  |  | 1986 | 1987 | 1988 | 1989 | 1990 | 1991 | 1992 | 1993 | 1994 | 1995 | 1996 | 1997 | 1998 | 1999 | 2000 | 2001 | 2002 | 2003 | 2004 | 2005 | 2006 | 2007 | 2008 | 2009 | 2010 | 2011 | 2012 | 2013 | 2014 | 2015 | 2016 | 2017 | 2018 | 2019 | 2020 | 2021 | 2022 | 2023 | 2024 | 2025 | 2026 | 2027 | 2028 | 2029 | 2030 | 2031 | 2032 | 2033 | 2034 | 2035
HSize | Total |  | 2.5339 | 2.4989 | 2.48 | 2.4734 | 2.4807 | 2.5035 | 2.5093 | 2.5105 | 2.4983 | 2.4917 | 2.4749 | 2.4613 | 2.4373 | 2.416 | 2.4054 | 2.3905 | 2.3703 | 2.3477 | 2.3283 | 2.3078 | 2.3048 | 2.3169 | 2.334 | 2.3467 | 2.3553 | 2.3599 | 2.3571 | 2.3507 | 2.3447 | 2.3326 | 2.3193 | 2.3092 | 2.3015 | 2.2944 | 2.2881 | 2.2834 | 2.2792 | 2.2747 | 2.2699 | 2.2642 | 2.2579 | 2.2516 | 2.2454 | 2.239 | 2.2323 | 2.2256 | 2.2195 | 2.2131 | 2.2067 | 2.2002
HSize | Single Family |  | 2.5452 | 2.5114 | 2.4935 | 2.4872 | 2.4975 | 2.521 | 2.5286 | 2.5333 | 2.5265 | 2.5227 | 2.51 | 2.4971 | 2.4731 | 2.4521 | 2.4433 | 2.4284 | 2.4073 | 2.3868 | 2.3662 | 2.344 | 2.3406 | 2.3521 | 2.3674 | 2.3805 | 2.3913 | 2.3991 | 2.3979 | 2.394 | 2.3912 | 2.3812 | 2.3701 | 2.3618 | 2.3565 | 2.3517 | 2.3475 | 2.3414 | 2.3356 | 2.3295 | 2.3232 | 2.3157 | 2.3075 | 2.2992 | 2.2914 | 2.2833 | 2.2749 | 2.2667 | 2.2593 | 2.2517 | 2.2442 | 2.2366
HSize | Multi Family |  | 2.4443 | 2.4003 | 2.3739 | 2.3681 | 2.3533 | 2.3701 | 2.3636 | 2.3417 | 2.2918 | 2.2672 | 2.218 | 2.1989 | 2.1742 | 2.1532 | 2.1279 | 2.1205 | 2.1138 | 2.0769 | 2.0631 | 2.0497 | 2.0458 | 2.0582 | 2.0866 | 2.1109 | 2.126 | 2.1303 | 2.1276 | 2.107 | 2.0806 | 2.0439 | 2.007 | 1.9743 | 1.9451 | 1.9181 | 1.894 | 1.8739 | 1.8567 | 1.8399 | 1.8231 | 1.807 | 1.7909 | 1.7756 | 1.7603 | 1.7451 | 1.7298 | 1.7149 | 1.7002 | 1.6856 | 1.6709 | 1.6561
HSize | Other Family |  | 2.5292 | 2.4942 | 2.4743 | 2.4668 | 2.4731 | 2.496 | 2.5013 | 2.5017 | 2.4908 | 2.4839 | 2.4695 | 2.4557 | 2.4315 | 2.4082 | 2.3974 | 2.3781 | 2.3543 | 2.3308 | 2.3128 | 2.2931 | 2.2919 | 2.3079 | 2.3265 | 2.3269 | 2.3163 | 2.3012 | 2.2888 | 2.2799 | 2.2728 | 2.2706 | 2.2674 | 2.2693 | 2.2698 | 2.2698 | 2.2713 | 2.2952 | 2.3191 | 2.3428 | 2.3665 | 2.39 | 2.4134 | 2.4368 | 2.46 | 2.483 | 2.5059 | 2.5285 | 2.5508 | 2.573 | 2.5949 | 2.6168
Montana Economic Drivers |  | 1985 | 1986 | 1987 | 1988 | 1989 | 1990 | 1991 | 1992 | 1993 | 1994 | 1995 | 1996 | 1997 | 1998 | 1999 | 2000 | 2001 | 2002 | 2003 | 2004 | 2005 | 2006 | 2007 | 2008 | 2009 | 2010 | 2011 | 2012 | 2013 | 2014 | 2015 | 2016 | 2017 | 2018 | 2019 | 2020 | 2021 | 2022 | 2023 | 2024 | 2025 | 2026 | 2027 | 2028 | 2029 | 2030 | 2031 | 2032 | 2033 | 2034 | 2035
Montana | Single Family - Million Sq Ft | 559.3094 | 561.472 | 563.3099 | 564.6803 | 566.2304 | 568.0343 | 570.7762 | 575.7126 | 580.963 | 587.1459 | 592.429 | 597.2874 | 601.9126 | 606.595 | 612.0764 | 617.1216 | 623.2373 | 630.656 | 639.6644 | 652.5784 | 665.6975 | 677.0237 | 686.9889 | 693.5423 | 698.0134 | 701.8019 | 705.5867 | 710.277 | 715.5959 | 720.4935 | 727.0646 | 735.0961 | 742.9147 | 751.0675 | 758.2881 | 766.0656 | 773.7418 | 781.2963 | 788.8754 | 796.8647 | 804.3987 | 812.0254 | 819.6365 | 827.107 | 835.0128 | 842.3887 | 849.8601 | 857.779 | 864.9417 | 872.7133 | 879.9608
Montana | Multi Family - Million Sq Ft | 24.6283 | 24.973 | 25.081 | 25.2627 | 25.3452 | 25.586 | 25.9523 | 26.1482 | 26.5399 | 27.1725 | 27.9098 | 28.8434 | 29.5218 | 30.1734 | 30.7859 | 31.3873 | 31.957 | 32.8852 | 33.7258 | 34.5673 | 35.4334 | 36.1397 | 36.7893 | 37.1258 | 37.2628 | 37.6308 | 38.2893 | 39.0083 | 40.2893 | 41.8115 | 43.7048 | 45.7195 | 47.6231 | 49.5011 | 51.2287 | 52.9763 | 54.7382 | 56.5506 | 58.3415 | 60.285 | 62.1665 | 64.1749 | 66.0583 | 67.9832 | 69.9739 | 72.1641 | 74.3142 | 76.5354 | 78.8811 | 81.2903 | 83.7755
Montana | Other Family - Million Sq Ft | 60.5804 | 61.5194 | 62.2082 | 62.7991 | 63.4896 | 64.1668 | 65.091 | 66.5603 | 68.717 | 71.609 | 74.5017 | 77.3946 | 80.2831 | 83.7167 | 86.9423 | 89.2551 | 91.074 | 93.0442 | 94.7567 | 96.2274 | 97.6932 | 98.8549 | 99.9951 | 100.7734 | 101.3372 | 101.9537 | 102.6246 | 103.455 | 103.9817 | 104.5212 | 105.2991 | 106.1336 | 106.8872 | 107.7938 | 108.7587 | 109.7507 | 110.6243 | 111.6285 | 112.6464 | 113.5415 | 114.5938 | 115.6799 | 116.6521 | 117.7946 | 118.9695 | 120.0334 | 121.2731 | 122.5384 | 123.6719 | 124.9927 | 126.1794
Montana | Large Office - Million Sq Ft | 16.375 | 15.411 | 14.447 | 14.515 | 14.564 | 14.603 | 14.669 | 14.698 | 14.778 | 14.969 | 15.11 | 15.321 | 15.425 | 15.64 | 15.832 | 16.086 | 16.298 | 16.489 | 16.752 | 16.969 | 16.997 | 17.038 | 17.079 | 17.13 | 17.183 | 17.241 | 17.306 | 17.325 | 17.457 | 17.609 | 18.0167 | 18.3346 | 18.5054 | 18.6509 | 18.8451 | 19.0671 | 19.1624 | 19.4245 | 19.6624 | 19.8653 | 20.0771 | 20.2905 | 20.5155 | 20.7372 | 20.9455 | 21.2137 | 21.4549 | 21.6719 | 21.8839 | 22.1088 | 22.354
Montana | Medium Office - Million Sq Ft | 4.336 | 5.423 | 6.509 | 6.54 | 6.562 | 6.579 | 6.609 | 6.622 | 6.658 | 6.744 | 6.808 | 6.903 | 6.95 | 7.047 | 7.133 | 7.248 | 7.343 | 7.429 | 7.547 | 7.645 | 7.728 | 7.85 | 7.971 | 8.121 | 8.276 | 8.449 | 8.64 | 8.664 | 9.053 | 9.502 | 10.1614 | 10.833 | 11.1983 | 11.5159 | 11.9568 | 12.4658 | 12.5892 | 13.1918 | 13.7324 | 14.2264 | 14.7882 | 15.3821 | 16.0391 | 16.6785 | 17.2764 | 18.0511 | 18.7535 | 19.3646 | 19.9432 | 20.5912 | 21.2891
Montana | Small Office - Million Sq Ft | 7.774 | 7.706 | 7.638 | 7.674 | 7.699 | 7.72 | 7.755 | 7.77 | 7.812 | 7.913 | 7.988 | 8.099 | 8.154 | 8.268 | 8.369 | 8.504 | 8.616 | 8.717 | 8.856 | 8.971 | 8.993 | 9.027 | 9.06 | 9.101 | 9.144 | 9.191 | 9.243 | 9.249 | 9.356 | 9.479 | 9.7482 | 9.975 | 10.0982 | 10.2028 | 10.3458 | 10.5089 | 10.5683 | 10.7609 | 10.9348 | 11.0875 | 11.2521 | 11.4211 | 11.6025 | 11.7799 | 11.947 | 12.1624 | 12.3558 | 12.5278 | 12.6944 | 12.8749 | 13.0706
Montana | Big Box-Retail - Million Sq Ft | 1.055 | 2.671 | 4.286 | 4.35 | 4.424 | 4.481 | 4.528 | 4.668 | 4.768 | 4.902 | 4.962 | 5.02 | 5.094 | 5.199 | 5.33 | 5.516 | 5.586 | 5.672 | 5.823 | 5.893 | 5.954 | 6.157 | 6.291 | 6.408 | 6.522 | 6.642 | 6.769 | 7.167 | 7.249 | 7.303 | 7.4869 | 7.7247 | 7.8807 | 7.9916 | 8.1213 | 8.2415 | 8.3506 | 8.4427 | 8.5317 | 8.6377 | 8.7634 | 8.8899 | 9.0335 | 9.2167 | 9.371 | 9.5321 | 9.6868 | 9.8453 | 10.0039 | 10.1342 | 10.2738
Montana | Small Box-Retail - Million Sq Ft | 9.176 | 8.546 | 7.917 | 8.034 | 8.172 | 8.276 | 8.363 | 8.621 | 8.806 | 9.054 | 9.165 | 9.272 | 9.408 | 9.603 | 9.845 | 10.188 | 10.317 | 10.477 | 10.755 | 10.884 | 10.914 | 11.016 | 11.083 | 11.141 | 11.199 | 11.258 | 11.322 | 11.507 | 11.548 | 11.575 | 11.7763 | 11.9467 | 12.0445 | 12.1113 | 12.1989 | 12.287 | 12.3753 | 12.4546 | 12.5296 | 12.6037 | 12.6771 | 12.7451 | 12.8174 | 12.914 | 12.9957 | 13.0781 | 13.1599 | 13.2458 | 13.3343 | 13.3997 | 13.4719
Montana | High End-Retail - Million Sq Ft | 2.294 | 2.137 | 1.979 | 2.009 | 2.043 | 2.069 | 2.091 | 2.155 | 2.201 | 2.263 | 2.291 | 2.318 | 2.352 | 2.401 | 2.461 | 2.547 | 2.579 | 2.619 | 2.689 | 2.721 | 2.906 | 3.527 | 3.939 | 4.295 | 4.644 | 5.009 | 5.398 | 6.038 | 6.289 | 6.454 | 6.7945 | 7.4196 | 7.8561 | 8.1708 | 8.5218 | 8.8341 | 9.1019 | 9.3145 | 9.5257 | 9.8088 | 10.1685 | 10.5451 | 10.9841 | 11.5323 | 11.9983 | 12.4853 | 12.95 | 13.4212 | 13.8885 | 14.2831 | 14.7059
Montana | Anchor-Retail - Million Sq Ft | 5.081 | 4.451 | 3.821 | 3.878 | 3.944 | 3.995 | 4.037 | 4.161 | 4.25 | 4.37 | 4.424 | 4.476 | 4.541 | 4.635 | 4.752 | 4.918 | 4.98 | 5.057 | 5.191 | 5.253 | 5.314 | 5.517 | 5.652 | 5.768 | 5.883 | 6.002 | 6.129 | 6.329 | 6.411 | 6.465 | 6.6363 | 6.8697 | 7.0225 | 7.1322 | 7.2595 | 7.3778 | 7.4834 | 7.5709 | 7.6577 | 7.7615 | 7.885 | 8.011 | 8.1545 | 8.3371 | 8.4921 | 8.6519 | 8.8061 | 8.965 | 9.1226 | 9.2518 | 9.3923
Montana | K-12 - Million Sq Ft | 17.133 | 17.217 | 17.301 | 17.379 | 17.616 | 17.852 | 18.131 | 18.308 | 18.393 | 18.801 | 19.026 | 19.08 | 19.49 | 19.76 | 19.968 | 20.167 | 20.319 | 20.592 | 20.781 | 20.888 | 21.337 | 21.449 | 21.89 | 22.109 | 22.263 | 22.422 | 22.585 | 22.691 | 22.816 | 22.84 | 23.2621 | 23.4457 | 23.5334 | 23.5996 | 23.7025 | 23.8263 | 23.9641 | 24.1103 | 24.236 | 24.3342 | 24.406 | 24.4652 | 24.4864 | 24.4914 | 24.5094 | 24.5189 | 24.5158 | 24.5243 | 24.5467 | 24.5714 | 24.5892
Montana | University - Million Sq Ft | 6.117 | 6.16 | 6.203 | 6.244 | 6.366 | 6.487 | 6.631 | 6.722 | 6.766 | 6.976 | 7.092 | 7.12 | 7.331 | 7.47 | 7.577 | 7.68 | 7.758 | 7.905 | 8.149 | 8.252 | 8.443 | 8.737 | 9.095 | 9.319 | 9.493 | 9.668 | 9.846 | 9.952 | 10.076 | 10.097 | 10.294 | 10.3854 | 10.4343 | 10.4742 | 10.5294 | 10.595 | 10.6659 | 10.7411 | 10.8072 | 10.8601 | 10.9028 | 10.9384 | 10.9585 | 10.9703 | 10.9872 | 11.0022 | 11.0108 | 11.0267 | 11.0468 | 11.0679 | 11.1027
Montana | Warehouse - Million Sq Ft | 14.509 | 14.676 | 14.843 | 14.914 | 15.184 | 15.227 | 15.273 | 15.372 | 15.594 | 15.904 | 16.234 | 16.616 | 16.798 | 17.137 | 17.624 | 17.936 | 18.159 | 18.27 | 18.498 | 18.757 | 18.829 | 19.096 | 19.236 | 19.368 | 19.481 | 19.6 | 19.737 | 19.737 | 20.216 | 20.804 | 21.6205 | 22.1414 | 22.7126 | 23.5326 | 23.8042 | 24.1813 | 24.4275 | 24.7876 | 25.4119 | 25.9172 | 26.5127 | 26.9023 | 27.4235 | 27.7715 | 28.1999 | 28.5752 | 28.9219 | 29.371 | 29.7624 | 30.1512 | 30.4264
Montana | Supermarket - Million Sq Ft | 4.545 | 4.15 | 3.755 | 3.838 | 3.936 | 4.01 | 4.072 | 4.255 | 4.387 | 4.563 | 4.642 | 4.718 | 4.814 | 4.953 | 5.125 | 5.369 | 5.46 | 5.494 | 5.551 | 5.578 | 5.626 | 5.647 | 5.684 | 5.723 | 5.762 | 5.802 | 5.841 | 6.017 | 6.033 | 6.06 | 6.1747 | 6.2402 | 6.2837 | 6.3208 | 6.3648 | 6.4139 | 6.4665 | 6.5187 | 6.5699 | 6.6114 | 6.6473 | 6.6752 | 6.6993 | 6.7273 | 6.75 | 6.778 | 6.8011 | 6.8324 | 6.8627 | 6.8845 | 6.9116
Montana | MiniMart - Million Sq Ft | 0.555 | 1.037 | 1.52 | 1.553 | 1.593 | 1.623 | 1.648 | 1.722 | 1.775 | 1.846 | 1.878 | 1.909 | 1.948 | 2.004 | 2.074 | 2.172 | 2.209 | 2.223 | 2.246 | 2.257 | 2.305 | 2.326 | 2.363 | 2.402 | 2.441 | 2.481 | 2.52 | 2.52 | 2.532 | 2.536 | 2.5816 | 2.6143 | 2.6363 | 2.6489 | 2.6643 | 2.6829 | 2.7014 | 2.7154 | 2.729 | 2.741 | 2.7507 | 2.7586 | 2.7701 | 2.7833 | 2.7951 | 2.8093 | 2.8198 | 2.8322 | 2.8478 | 2.8536 | 2.8647
Montana | Restaurant - Million Sq Ft | 3.487 | 3.506 | 3.524 | 3.552 | 3.562 | 3.569 | 3.601 | 3.614 | 3.692 | 3.733 | 3.781 | 3.826 | 3.878 | 3.928 | 3.953 | 3.984 | 4.01 | 4.079 | 4.199 | 4.254 | 4.591 | 5.719 | 6.468 | 7.115 | 7.75 | 8.414 | 9.12 | 9.121 | 9.227 | 9.4 | 9.6176 | 9.76 | 9.8659 | 9.9663 | 10.0787 | 10.2015 | 10.3289 | 10.4559 | 10.5817 | 10.6928 | 10.791 | 10.8801 | 10.9588 | 11.0628 | 11.1615 | 11.2549 | 11.3661 | 11.4879 | 11.609 | 11.7056 | 11.8179
Montana | Lodging - Million Sq Ft | 22.218 | 22.234 | 22.25 | 22.323 | 22.554 | 22.617 | 22.697 | 22.801 | 22.938 | 23.066 | 23.309 | 23.526 | 23.685 | 23.927 | 24.08 | 24.236 | 24.565 | 24.85 | 24.934 | 25.066 | 25.215 | 25.545 | 25.813 | 26.04 | 26.255 | 26.504 | 26.774 | 27.051 | 27.296 | 27.721 | 28.4658 | 28.8907 | 29.1858 | 29.3902 | 29.6631 | 29.8518 | 30.0473 | 30.2475 | 30.4412 | 30.5888 | 30.7045 | 30.8204 | 30.9981 | 31.2112 | 31.3951 | 31.5773 | 31.794 | 32.0217 | 32.2492 | 32.4394 | 32.64
Montana | Hospital - Million Sq Ft | 2.906 | 2.962 | 3.018 | 3.096 | 3.136 | 3.173 | 3.222 | 3.271 | 3.372 | 3.422 | 3.481 | 3.566 | 3.66 | 3.719 | 3.793 | 3.9 | 4.014 | 4.108 | 4.163 | 4.222 | 4.582 | 4.918 | 5.106 | 5.296 | 5.543 | 5.828 | 6.122 | 6.228 | 6.361 | 6.678 | 7.1358 | 7.6756 | 8.123 | 8.4945 | 8.8034 | 9.044 | 9.2159 | 9.3838 | 9.5101 | 9.6215 | 9.7652 | 9.9674 | 10.1436 | 10.3707 | 10.5786 | 10.7507 | 10.95 | 11.1502 | 11.3125 | 11.4538 | 11.6065
Montana | OtherHealth - Million Sq Ft | 5.318 | 5.501 | 5.684 | 5.939 | 6.069 | 6.193 | 6.352 | 6.511 | 6.841 | 7.008 | 7.201 | 7.478 | 7.785 | 7.979 | 8.222 | 8.573 | 8.946 | 9.254 | 9.432 | 9.625 | 9.986 | 10.321 | 10.509 | 10.699 | 10.947 | 11.231 | 11.525 | 11.637 | 11.7 | 11.857 | 12.2361 | 12.5931 | 12.8875 | 13.1384 | 13.3844 | 13.5913 | 13.7989 | 14.0026 | 14.1985 | 14.3727 | 14.5466 | 14.72 | 14.9174 | 15.1262 | 15.3167 | 15.5151 | 15.7016 | 15.8973 | 16.0915 | 16.2743 | 16.4361
Montana | Assembly - Million Sq Ft | 8.108 | 8.247 | 8.386 | 8.473 | 8.562 | 8.663 | 8.754 | 8.808 | 8.883 | 9.032 | 9.231 | 9.409 | 9.708 | 10.03 | 10.262 | 10.398 | 10.593 | 10.667 | 10.865 | 11.055 | 11.328 | 11.638 | 11.782 | 11.908 | 12.021 | 12.134 | 12.24 | 12.262 | 12.942 | 13.558 | 13.9955 | 14.3304 | 14.583 | 14.7352 | 14.9695 | 15.3342 | 15.7349 | 15.9344 | 16.2504 | 16.6152 | 16.9446 | 17.5653 | 17.9486 | 18.6447 | 19.2691 | 19.8028 | 20.661 | 21.2042 | 21.8636 | 22.6477 | 22.9888
Montana | Other - Million Sq Ft | 15.74 | 16.009 | 16.279 | 16.447 | 16.621 | 16.816 | 16.994 | 17.097 | 17.243 | 17.533 | 17.919 | 18.264 | 18.845 | 19.471 | 19.92 | 20.184 | 20.563 | 20.718 | 20.934 | 21.146 | 21.356 | 21.548 | 21.829 | 22.082 | 22.35 | 22.639 | 22.91 | 23.604 | 24.289 | 24.975 | 25.7292 | 27.062 | 27.8073 | 28.3611 | 29.2923 | 29.9917 | 30.5907 | 31.2745 | 32.2397 | 33.1145 | 34.0231 | 34.8223 | 35.639 | 36.6826 | 37.626 | 38.4668 | 39.4417 | 40.2721 | 41.3968 | 42.1112 | 43.1299
Montana | Food & Tobacco - 2012 B$ | 0.1177 | 0.1396 | 0.1442 | 0.1304 | 0.1696 | 0.1696 | 0.1742 | 0.1327 | 0.1558 | 0.1546 | 0.1696 | 0.1419 | 0.1592 | 0.1696 | 0.1615 | 0.1604 | 0.1673 | 0.1719 | 0.1754 | 0.1984 | 0.2088 | 0.21 | 0.225 | 0.2319 | 0.2192 | 0.2342 | 0.24 | 0.2527 | 0.2561 | 0.2573 | 0.2702 | 0.2803 | 0.2903 | 0.2998 | 0.3096 | 0.3196 | 0.3298 | 0.3403 | 0.3504 | 0.3608 | 0.371 | 0.3811 | 0.3907 | 0.399 | 0.4073 | 0.4159 | 0.4246 | 0.433 | 0.4417 | 0.4518 | 0.4617
Montana | Textiles - 2012 B$ | 0 | 0 | 0 | 0 | 0.0012 | 0.0012 | 0.0012 | 0.0012 | 0.0012 | 0.0012 | 0.0023 | 0.0023 | 0.0081 | 0.0081 | 0.0081 | 0.015 | 0.0219 | 0.0219 | 0.0185 | 0.015 | 0.0358 | 0.0219 | 0.0265 | 0.0242 | 0.0277 | 0.0392 | 0.0415 | 0.0438 | 0.0473 | 0.0496 | 0.0512 | 0.0521 | 0.0527 | 0.0535 | 0.0542 | 0.0553 | 0.0559 | 0.0571 | 0.058 | 0.0588 | 0.0594 | 0.0603 | 0.0614 | 0.0618 | 0.0621 | 0.063 | 0.0636 | 0.064 | 0.0648 | 0.0652 | 0.066
Montana | Apparel - 2012 B$ | 0.0185 | 0.0219 | 0.0162 | 0.0173 | 0.0231 | 0.0242 | 0.0277 | 0.0208 | 0.0231 | 0.0185 | 0.0173 | 0.0196 | 0.0069 | 0.0069 | 0.0058 | 0.0046 | 0.0058 | 0.0081 | 0.0069 | 0.0046 | 0.0035 | 0.0046 | 0.0046 | 0.0035 | 0.0035 | 0.0035 | 0.0035 | 0.0035 | 0.0046 | 0.0046 | 0.0048 | 0.0048 | 0.0049 | 0.0049 | 0.005 | 0.0051 | 0.0051 | 0.0052 | 0.0052 | 0.0053 | 0.0054 | 0.0055 | 0.0055 | 0.0056 | 0.0056 | 0.0057 | 0.0057 | 0.0058 | 0.0058 | 0.0059 | 0.006
Montana | Lumber - 2012 B$ | 0.6426 | 0.69 | 0.8469 | 0.7292 | 0.8446 | 0.6484 | 0.413 | 0.6253 | 0.7442 | 0.6276 | 0.6484 | 0.548 | 0.4027 | 0.4188 | 0.3969 | 0.3969 | 0.4107 | 0.428 | 0.4004 | 0.3819 | 0.4084 | 0.4073 | 0.3911 | 0.3346 | 0.2423 | 0.2458 | 0.24 | 0.2388 | 0.2631 | 0.3104 | 0.3145 | 0.3151 | 0.3156 | 0.3157 | 0.3164 | 0.3164 | 0.3171 | 0.3175 | 0.3179 | 0.3177 | 0.3181 | 0.3183 | 0.318 | 0.3168 | 0.315 | 0.3144 | 0.3132 | 0.3122 | 0.3109 | 0.3111 | 0.3114
Montana | Furniture - 2012 B$ | 0.0115 | 0.0092 | 0.0104 | 0.0115 | 0.0127 | 0.0115 | 0.0138 | 0.0162 | 0.0173 | 0.0173 | 0.0173 | 0.0208 | 0.0323 | 0.0358 | 0.0358 | 0.0392 | 0.0462 | 0.045 | 0.045 | 0.0519 | 0.0519 | 0.0508 | 0.0508 | 0.0392 | 0.0288 | 0.0265 | 0.0265 | 0.0265 | 0.0265 | 0.0265 | 0.0277 | 0.0286 | 0.0294 | 0.0302 | 0.031 | 0.0318 | 0.0326 | 0.0335 | 0.0343 | 0.0351 | 0.036 | 0.0368 | 0.0375 | 0.0382 | 0.0389 | 0.0395 | 0.0402 | 0.0409 | 0.0416 | 0.0424 | 0.0432
Montana | Paper - 2012 B$ | 0.0819 | 0.0877 | 0.0958 | 0.0981 | 0.1015 | 0.0911 | 0.09 | 0.0923 | 0.0958 | 0.0992 | 0.1073 | 0.1015 | 0.0831 | 0.0819 | 0.0865 | 0.075 | 0.075 | 0.0623 | 0.0635 | 0.0796 | 0.0865 | 0.1015 | 0.0888 | 0.0738 | 0.09 | 0.0058 | 0.0058 | 0 | 0 | 0 | 0 | 0 | 0 | 0 | 0 | 0 | 0 | 0 | 0 | 0 | 0 | 0 | 0 | 0 | 0 | 0 | 0 | 0 | 0 | 0 | 0
Montana | Printing - 2012 B$ | 0.1315 | 0.1338 | 0.1154 | 0.1269 | 0.1246 | 0.1823 | 0.1834 | 0.1419 | 0.1315 | 0.1361 | 0.1327 | 0.1454 | 0.0312 | 0.0323 | 0.0312 | 0.0254 | 0.0254 | 0.0277 | 0.0265 | 0.0254 | 0.0288 | 0.0312 | 0.03 | 0.0312 | 0.0265 | 0.0288 | 0.0265 | 0.0265 | 0.0242 | 0.0231 | 0.0235 | 0.0236 | 0.0237 | 0.0237 | 0.0238 | 0.024 | 0.0241 | 0.0242 | 0.0243 | 0.0244 | 0.0246 | 0.0246 | 0.0247 | 0.0247 | 0.0247 | 0.0247 | 0.0247 | 0.0247 | 0.0247 | 0.0249 | 0.0249
Montana | Chemicals - 2012 B$ | 0.1742 | 0.1431 | 0.0785 | 0.12 | 0.1396 | 0.1673 | 0.21 | 0.2769 | 0.3138 | 0.2631 | 0.2342 | 0.2631 | 0.0773 | 0.0865 | 0.0865 | 0.0796 | 0.0692 | 0.0831 | 0.0877 | 0.0681 | 0.075 | 0.0796 | 0.1108 | 0.0808 | 0.0831 | 0.1004 | 0.105 | 0.1131 | 0.1119 | 0.1119 | 0.1203 | 0.1276 | 0.1347 | 0.1416 | 0.1488 | 0.1559 | 0.1634 | 0.1706 | 0.1781 | 0.1855 | 0.1928 | 0.2004 | 0.2075 | 0.2137 | 0.2201 | 0.2267 | 0.2332 | 0.2399 | 0.2467 | 0.2542 | 0.2615
Montana | Petroleum Products - 2012 B$ | 0.0369 | 0.0404 | 0.0462 | 0.0462 | 0.0519 | 0.0531 | 0.0542 | 0.0542 | 0.0577 | 0.0623 | 0.0635 | 0.0508 | 0.7834 | 0.9103 | 0.8907 | 0.5757 | 0.6323 | 0.7049 | 0.7315 | 0.7569 | 0.8053 | 0.6473 | 0.803 | 0.803 | 0.7823 | 0.7511 | 0.7834 | 0.848 | 0.863 | 0.8896 | 0.9149 | 0.932 | 0.9475 | 0.9679 | 0.9789 | 0.9964 | 1.019 | 1.0296 | 1.0512 | 1.0657 | 1.0828 | 1.1003 | 1.1179 | 1.1334 | 1.1387 | 1.1557 | 1.1714 | 1.172 | 1.1876 | 1.2077 | 1.2289
Montana | Rubber - 2012 B$ | 0.0058 | 0.0058 | 0.0069 | 0.0069 | 0.0046 | 0.0035 | 0.0046 | 0.0138 | 0.015 | 0.0208 | 0.0185 | 0.0219 | 0.0115 | 0.0115 | 0.0127 | 0.0242 | 0.0219 | 0.0196 | 0.0208 | 0.0196 | 0.0288 | 0.0277 | 0.0277 | 0.03 | 0.0219 | 0.0208 | 0.0219 | 0.0242 | 0.0242 | 0.0254 | 0.0274 | 0.0291 | 0.0308 | 0.0324 | 0.0341 | 0.0358 | 0.0376 | 0.0393 | 0.0411 | 0.0429 | 0.0447 | 0.0464 | 0.0481 | 0.0497 | 0.0512 | 0.0527 | 0.0543 | 0.0559 | 0.0575 | 0.0593 | 0.061
Montana | Leather - 2012 B$ | 0.0035 | 0.0035 | 0.0023 | 0.0012 | 0.0012 | 0.0012 | 0.0012 | 0.0035 | 0.0035 | 0.0046 | 0.0058 | 0.0046 | 0.0046 | 0.0035 | 0.0035 | 0.0058 | 0.0046 | 0.0046 | 0.0046 | 0.0046 | 0.0046 | 0.0035 | 0.0035 | 0.0046 | 0.0035 | 0.0046 | 0.0058 | 0.0058 | 0.0058 | 0.0058 | 0.0059 | 0.006 | 0.0061 | 0.0061 | 0.0062 | 0.0062 | 0.0063 | 0.0064 | 0.0064 | 0.0065 | 0.0066 | 0.0067 | 0.0067 | 0.0068 | 0.0068 | 0.0069 | 0.0069 | 0.007 | 0.0069 | 0.007 | 0.0071
Montana | Stone, Clay, etc. - 2012 B$ | 0.0842 | 0.09 | 0.0554 | 0.0531 | 0.06 | 0.0588 | 0.0588 | 0.0635 | 0.0658 | 0.075 | 0.075 | 0.0692 | 0.0819 | 0.0911 | 0.0888 | 0.0946 | 0.0796 | 0.0808 | 0.0819 | 0.0704 | 0.0785 | 0.0923 | 0.0935 | 0.0808 | 0.0565 | 0.0577 | 0.0611 | 0.0646 | 0.0669 | 0.0761 | 0.0783 | 0.0797 | 0.0809 | 0.0822 | 0.0834 | 0.0847 | 0.086 | 0.0873 | 0.0886 | 0.0899 | 0.091 | 0.0923 | 0.0935 | 0.0943 | 0.095 | 0.0959 | 0.0969 | 0.0977 | 0.0985 | 0.0998 | 0.1012
Montana | Aluminum - 2012 B$ | 0.0565 | 0.0485 | 0.0519 | 0.0588 | 0.0796 | 0.0692 | 0.0611 | 0.0554 | 0.0392 | 0.0392 | 0.0554 | 0.0623 | 0.0462 | 0.0508 | 0.0485 | 0.0462 | 0.0381 | 0.03 | 0.0312 | 0.0231 | 0.0219 | 0.0138 | 0.0162 | 0.0092 | 0.0058 | 0.0058 | 0.0058 | 0 | 0 | 0 | 0 | 0 | 0 | 0 | 0 | 0 | 0 | 0 | 0 | 0 | 0 | 0 | 0 | 0 | 0 | 0 | 0 | 0 | 0 | 0 | 0
Montana | Other Primary Metals - 2012 B$ | 0.0519 | 0.045 | 0.0485 | 0.0542 | 0.0738 | 0.0646 | 0.0565 | 0.0519 | 0.0369 | 0.0358 | 0.0508 | 0.0577 | 0.0427 | 0.0462 | 0.0415 | 0.0381 | 0.0588 | 0.0277 | 0.0358 | 0.0611 | 0.0877 | 0.075 | 0.0992 | 0.0727 | 0.0635 | 0.075 | 0.0819 | 0.0969 | 0.1108 | 0.1338 | 0.1359 | 0.1366 | 0.1371 | 0.1374 | 0.1377 | 0.1383 | 0.1387 | 0.1391 | 0.1395 | 0.14 | 0.1405 | 0.141 | 0.141 | 0.1408 | 0.1402 | 0.14 | 0.14 | 0.1397 | 0.1399 | 0.1401 | 0.1405
Montana | Fabricated Metals - 2012 B$ | 0.0242 | 0.0288 | 0.0288 | 0.0288 | 0.0312 | 0.0323 | 0.0288 | 0.0312 | 0.0323 | 0.0346 | 0.0392 | 0.0462 | 0.0658 | 0.0681 | 0.0923 | 0.0981 | 0.0831 | 0.0796 | 0.0715 | 0.0785 | 0.0831 | 0.0854 | 0.0935 | 0.105 | 0.09 | 0.0923 | 0.0981 | 0.1177 | 0.1361 | 0.1558 | 0.171 | 0.1848 | 0.1984 | 0.2119 | 0.2256 | 0.2393 | 0.2531 | 0.267 | 0.2809 | 0.2948 | 0.3089 | 0.3228 | 0.3364 | 0.3487 | 0.3611 | 0.3736 | 0.3861 | 0.3985 | 0.411 | 0.4248 | 0.4389
Montana | Machines & Computer - 2012 B$ | 0.0785 | 0.0404 | 0.03 | 0.0381 | 0.0496 | 0.0611 | 0.0611 | 0.0496 | 0.0577 | 0.0635 | 0.0865 | 0.1038 | 0.0681 | 0.0658 | 0.0508 | 0.0542 | 0.0658 | 0.0565 | 0.0508 | 0.0554 | 0.0623 | 0.0692 | 0.0681 | 0.0727 | 0.0519 | 0.0623 | 0.0669 | 0.0785 | 0.0911 | 0.1142 | 0.1152 | 0.115 | 0.1145 | 0.1139 | 0.1134 | 0.1128 | 0.1124 | 0.1119 | 0.1113 | 0.1108 | 0.1103 | 0.1097 | 0.109 | 0.1079 | 0.1068 | 0.1058 | 0.1048 | 0.1038 | 0.1028 | 0.1022 | 0.1016
Montana | Electric Equipment - 2012 B$ | 0.0035 | 0.0035 | 0.0035 | 0.0069 | 0.0081 | 0.0092 | 0.0104 | 0.0138 | 0.015 | 0.015 | 0.015 | 0.0162 | 0.0058 | 0.0058 | 0.0081 | 0.0081 | 0.0092 | 0.0069 | 0.0058 | 0.0069 | 0.0092 | 0.0081 | 0.0092 | 0.0081 | 0.0092 | 0.0092 | 0.0092 | 0.0092 | 0.0081 | 0.0081 | 0.0093 | 0.0104 | 0.0115 | 0.0126 | 0.0137 | 0.0148 | 0.0159 | 0.017 | 0.0181 | 0.0193 | 0.0204 | 0.0216 | 0.0227 | 0.0237 | 0.0247 | 0.0257 | 0.0268 | 0.0278 | 0.0288 | 0.0299 | 0.0311
Montana | Transport Equipment - 2012 B$ | 0.0127 | 0.0115 | 0.0104 | 0.015 | 0.0162 | 0.0138 | 0.0173 | 0.0196 | 0.0219 | 0.0265 | 0.0254 | 0.0254 | 0.0219 | 0.0231 | 0.0208 | 0.0196 | 0.0162 | 0.0219 | 0.03 | 0.0323 | 0.0335 | 0.0335 | 0.0346 | 0.0415 | 0.0335 | 0.0358 | 0.0392 | 0.0565 | 0.0785 | 0.1085 | 0.1104 | 0.1111 | 0.1116 | 0.112 | 0.1124 | 0.1128 | 0.1133 | 0.1138 | 0.1143 | 0.1147 | 0.1153 | 0.1156 | 0.1159 | 0.1158 | 0.1157 | 0.1156 | 0.1156 | 0.1155 | 0.1155 | 0.1159 | 0.1163
Montana | Other Manufacturing - 2012 B$ | 0.0265 | 0.0254 | 0.0288 | 0.0358 | 0.0346 | 0.0323 | 0.0427 | 0.06 | 0.0946 | 0.1096 | 0.1154 | 0.1488 | 0.0946 | 0.1061 | 0.1142 | 0.1027 | 0.1235 | 0.1235 | 0.1396 | 0.1142 | 0.1235 | 0.12 | 0.1246 | 0.1281 | 0.135 | 0.135 | 0.1419 | 0.1569 | 0.1684 | 0.1811 | 0.2006 | 0.2183 | 0.2356 | 0.2531 | 0.2705 | 0.2877 | 0.3059 | 0.3237 | 0.3414 | 0.3594 | 0.3772 | 0.3953 | 0.413 | 0.4288 | 0.4448 | 0.4608 | 0.4775 | 0.4938 | 0.5101 | 0.528 | 0.5458
Montana | Data Centers - 2012 B$ | 2.116 | 1.388 | 1.4757 | 1.6672 | 1.5172 | 1.5022 | 1.4261 | 1.3003 | 1.1538 | 1.3164 | 1.2414 | 1.1434 | 1.3199 | 1.5795 | 1.5264 | 1.3211 | 1.463 | 1.4099 | 1.5114 | 1.7745 | 1.9672 | 2.0225 | 1.8829 | 1.7849 | 1.4572 | 1.7295 | 1.8183 | 1.6764 | 1.7456 | 1.7722 | 1.8249 | 1.8619 | 1.8936 | 1.9206 | 1.952 | 1.983 | 2.019 | 2.0528 | 2.0873 | 2.1175 | 2.1471 | 2.1752 | 2.2002 | 2.2244 | 2.2511 | 2.2759 | 2.3011 | 2.3277 | 2.3536 | 2.379 | 2.4051
Montana | Agriculture - 2012 B$ | 0.6253 | 1.1849 | 1.2564 | 0.7696 | 1.4341 | 1.3441 | 1.4584 | 1.4018 | 1.6787 | 1.3188 | 1.2403 | 1.2311 | 0.8411 | 0.8203 | 0.8376 | 0.8838 | 0.788 | 0.8976 | 0.8238 | 0.8376 | 0.9334 | 0.9311 | 0.9092 | 0.863 | 0.8965 | 0.8561 | 0.8284 | 0.7534 | 0.8099 | 0.8676 | 0.8898 | 0.9058 | 0.9242 | 0.9421 | 0.959 | 0.9775 | 0.9944 | 1.0115 | 1.0288 | 1.0459 | 1.0641 | 1.0817 | 1.0995 | 1.1164 | 1.1338 | 1.1518 | 1.1707 | 1.1898 | 1.2081 | 1.2266 | 1.2454
Montana Households (Millions) |  |  | 1986 | 1987 | 1988 | 1989 | 1990 | 1991 | 1992 | 1993 | 1994 | 1995 | 1996 | 1997 | 1998 | 1999 | 2000 | 2001 | 2002 | 2003 | 2004 | 2005 | 2006 | 2007 | 2008 | 2009 | 2010 | 2011 | 2012 | 2013 | 2014 | 2015 | 2016 | 2017 | 2018 | 2019 | 2020 | 2021 | 2022 | 2023 | 2024 | 2025 | 2026 | 2027 | 2028 | 2029 | 2030 | 2031 | 2032 | 2033 | 2034 | 2035
HHS | Total |  | 0.3346 | 0.3361 | 0.3375 | 0.3388 | 0.3405 | 0.343 | 0.3468 | 0.3513 | 0.3569 | 0.362 | 0.367 | 0.3715 | 0.3762 | 0.3808 | 0.3847 | 0.3886 | 0.3933 | 0.3983 | 0.4044 | 0.4105 | 0.4163 | 0.4215 | 0.4249 | 0.4272 | 0.4297 | 0.4322 | 0.4358 | 0.4402 | 0.4448 | 0.4502 | 0.4559 | 0.4614 | 0.4666 | 0.4715 | 0.4763 | 0.4809 | 0.4854 | 0.49 | 0.4946 | 0.4992 | 0.5038 | 0.5083 | 0.5127 | 0.5172 | 0.5217 | 0.5263 | 0.5308 | 0.5353 | 0.5398 | 0.5444
HHS | Single Family |  | 0.2523 | 0.2532 | 0.2539 | 0.2546 | 0.2555 | 0.2569 | 0.2593 | 0.2619 | 0.2648 | 0.2672 | 0.2693 | 0.2713 | 0.2732 | 0.2753 | 0.2774 | 0.2796 | 0.2823 | 0.2854 | 0.2899 | 0.2943 | 0.2986 | 0.3025 | 0.3051 | 0.307 | 0.3086 | 0.3101 | 0.3123 | 0.315 | 0.3174 | 0.3204 | 0.3237 | 0.3268 | 0.3299 | 0.3327 | 0.3354 | 0.3381 | 0.3407 | 0.3433 | 0.3459 | 0.3484 | 0.351 | 0.3535 | 0.356 | 0.3585 | 0.3609 | 0.3634 | 0.3658 | 0.3683 | 0.3707 | 0.3731
HHS | Multi Family |  | 0.0363 | 0.0365 | 0.0367 | 0.0368 | 0.0371 | 0.0376 | 0.0379 | 0.0384 | 0.0392 | 0.0402 | 0.0413 | 0.0422 | 0.043 | 0.0437 | 0.0445 | 0.0451 | 0.0463 | 0.0472 | 0.0482 | 0.0492 | 0.0501 | 0.0508 | 0.0512 | 0.0514 | 0.0518 | 0.0525 | 0.0534 | 0.0549 | 0.0567 | 0.0588 | 0.0608 | 0.0628 | 0.0645 | 0.0663 | 0.0679 | 0.0695 | 0.0711 | 0.0727 | 0.0744 | 0.0761 | 0.0777 | 0.0793 | 0.081 | 0.0826 | 0.0843 | 0.086 | 0.0877 | 0.0895 | 0.0912 | 0.093
HHS | Other Family |  | 0.0459 | 0.0464 | 0.0469 | 0.0473 | 0.0479 | 0.0485 | 0.0495 | 0.051 | 0.0528 | 0.0546 | 0.0564 | 0.0581 | 0.06 | 0.0617 | 0.0629 | 0.0638 | 0.0648 | 0.0656 | 0.0663 | 0.067 | 0.0676 | 0.0682 | 0.0686 | 0.0689 | 0.0692 | 0.0696 | 0.07 | 0.0704 | 0.0707 | 0.0711 | 0.0714 | 0.0718 | 0.0722 | 0.0725 | 0.0729 | 0.0733 | 0.0736 | 0.074 | 0.0743 | 0.0747 | 0.0751 | 0.0754 | 0.0758 | 0.0762 | 0.0765 | 0.0769 | 0.0773 | 0.0776 | 0.078 | 0.0783
Montana People per Household (People/Household) |  |  | 1986 | 1987 | 1988 | 1989 | 1990 | 1991 | 1992 | 1993 | 1994 | 1995 | 1996 | 1997 | 1998 | 1999 | 2000 | 2001 | 2002 | 2003 | 2004 | 2005 | 2006 | 2007 | 2008 | 2009 | 2010 | 2011 | 2012 | 2013 | 2014 | 2015 | 2016 | 2017 | 2018 | 2019 | 2020 | 2021 | 2022 | 2023 | 2024 | 2025 | 2026 | 2027 | 2028 | 2029 | 2030 | 2031 | 2032 | 2033 | 2034 | 2035
HSize | Total |  | 2.429 | 2.3945 | 2.3716 | 2.3607 | 2.3551 | 2.3676 | 2.3887 | 2.4099 | 2.4186 | 2.424 | 2.4152 | 2.3962 | 2.3744 | 2.3591 | 2.3497 | 2.3359 | 2.3208 | 2.3123 | 2.3023 | 2.2947 | 2.2921 | 2.2922 | 2.2994 | 2.3052 | 2.3078 | 2.3103 | 2.3105 | 2.3085 | 2.3057 | 2.2981 | 2.2892 | 2.2814 | 2.2749 | 2.2681 | 2.2616 | 2.2545 | 2.2467 | 2.2376 | 2.2276 | 2.2168 | 2.206 | 2.1956 | 2.1854 | 2.1749 | 2.1643 | 2.1534 | 2.1429 | 2.1324 | 2.1217 | 2.1112
HSize | Single Family |  | 2.4394 | 2.4051 | 2.3822 | 2.3717 | 2.3654 | 2.3796 | 2.4019 | 2.4233 | 2.4345 | 2.4406 | 2.4346 | 2.4175 | 2.3962 | 2.3828 | 2.3753 | 2.3626 | 2.3473 | 2.3401 | 2.3276 | 2.3179 | 2.3141 | 2.3113 | 2.314 | 2.3169 | 2.3197 | 2.3251 | 2.3273 | 2.3287 | 2.3313 | 2.3287 | 2.3241 | 2.3199 | 2.3159 | 2.3121 | 2.3075 | 2.3042 | 2.3003 | 2.2952 | 2.2892 | 2.2823 | 2.2754 | 2.2686 | 2.2619 | 2.2551 | 2.2481 | 2.2409 | 2.2342 | 2.2275 | 2.2206 | 2.2139
HSize | Multi Family |  | 2.3776 | 2.342 | 2.3193 | 2.3078 | 2.3107 | 2.3146 | 2.3278 | 2.3542 | 2.3487 | 2.3575 | 2.3336 | 2.3069 | 2.288 | 2.2659 | 2.2509 | 2.2341 | 2.2263 | 2.2171 | 2.2233 | 2.2257 | 2.2302 | 2.2416 | 2.263 | 2.2822 | 2.288 | 2.2854 | 2.2829 | 2.257 | 2.222 | 2.1816 | 2.1427 | 2.1119 | 2.0882 | 2.065 | 2.0467 | 2.0133 | 1.98 | 1.9462 | 1.912 | 1.8784 | 1.8457 | 1.8157 | 1.7868 | 1.7584 | 1.73 | 1.7017 | 1.6744 | 1.6474 | 1.6211 | 1.5955
HSize | Other Family |  | 2.4126 | 2.3782 | 2.3551 | 2.343 | 2.3346 | 2.3457 | 2.3666 | 2.3833 | 2.391 | 2.3919 | 2.3821 | 2.3614 | 2.337 | 2.3192 | 2.3066 | 2.2911 | 2.2725 | 2.2598 | 2.2495 | 2.2435 | 2.241 | 2.2451 | 2.2618 | 2.2702 | 2.2692 | 2.2635 | 2.2567 | 2.2579 | 2.2583 | 2.2566 | 2.2559 | 2.2546 | 2.2542 | 2.2517 | 2.2505 | 2.2539 | 2.2562 | 2.2572 | 2.257 | 2.2559 | 2.2545 | 2.2531 | 2.2513 | 2.2494 | 2.2473 | 2.2448 | 2.2423 | 2.2399 | 2.237 | 2.2343
Oregon Economic Drivers |  | 1985 | 1986 | 1987 | 1988 | 1989 | 1990 | 1991 | 1992 | 1993 | 1994 | 1995 | 1996 | 1997 | 1998 | 1999 | 2000 | 2001 | 2002 | 2003 | 2004 | 2005 | 2006 | 2007 | 2008 | 2009 | 2010 | 2011 | 2012 | 2013 | 2014 | 2015 | 2016 | 2017 | 2018 | 2019 | 2020 | 2021 | 2022 | 2023 | 2024 | 2025 | 2026 | 2027 | 2028 | 2029 | 2030 | 2031 | 2032 | 2033 | 2034 | 2035
Oregon | Single Family - Million Sq Ft | 1629.495 | 1642.79 | 1658.445 | 1676.189 | 1698.857 | 1724.82 | 1748.503 | 1777.891 | 1810.86 | 1846.229 | 1879.555 | 1917.039 | 1952.57 | 1990.358 | 2026.683 | 2060.8 | 2097.067 | 2136.321 | 2179.327 | 2227.362 | 2282.335 | 2327.097 | 2360.992 | 2379.497 | 2390.009 | 2401.693 | 2412.883 | 2425.746 | 2441.731 | 2462.734 | 2495.216 | 2532.866 | 2571.128 | 2611.394 | 2649.836 | 2689.522 | 2730.397 | 2770.759 | 2809.411 | 2850.377 | 2893.406 | 2935.791 | 2979.927 | 3022.356 | 3063.903 | 3106.407 | 3147.128 | 3188.966 | 3229.738 | 3271.313 | 3313.801
Oregon | Multi Family - Million Sq Ft | 120.3972 | 122.7736 | 125.3674 | 128.4124 | 135.7863 | 142.2507 | 145.0974 | 147.9412 | 151.1626 | 156.1748 | 162.9925 | 171.4027 | 178.9491 | 185.3779 | 190.2663 | 193.0415 | 196.4833 | 199.8468 | 204.0646 | 208.6626 | 212.7114 | 217.4568 | 221.0764 | 223.7512 | 225.153 | 226.0038 | 228.2417 | 231.3303 | 236.1644 | 241.2148 | 249.4218 | 257.9042 | 266.649 | 275.4751 | 284.057 | 294.05 | 303.5498 | 312.4332 | 321.8434 | 330.8632 | 339.9502 | 348.938 | 358.4117 | 367.0921 | 374.6173 | 382.3662 | 389.8754 | 397.2102 | 403.6556 | 410.3582 | 416.9479
Oregon | Other Family - Million Sq Ft | 98.2786 | 100.5906 | 103.8199 | 108.3202 | 113.7459 | 120.1355 | 126.5914 | 133.9629 | 143.3291 | 154.462 | 165.6168 | 175.3776 | 185.2871 | 194.8438 | 202.8807 | 207.9965 | 211.6765 | 215.7109 | 219.6557 | 223.7204 | 227.8185 | 231.4363 | 234.1363 | 236.058 | 237.3121 | 238.2864 | 239.0194 | 239.5875 | 240.8556 | 241.9474 | 242.9767 | 244.3111 | 245.3717 | 246.8466 | 248.5433 | 249.8625 | 251.4896 | 252.7981 | 254.4678 | 255.8129 | 257.5609 | 258.9791 | 260.797 | 262.2878 | 264.2131 | 265.7933 | 267.8227 | 269.463 | 271.5685 | 273.2744 | 275.4839
Oregon | Large Office - Million Sq Ft | 35.236 | 33.804 | 32.372 | 33.044 | 34.373 | 35.3 | 35.828 | 36.382 | 36.852 | 37.521 | 38.866 | 40.47 | 41.994 | 43.852 | 45.413 | 47.32 | 48.812 | 49.726 | 50.474 | 51.495 | 52.3 | 53.097 | 53.97 | 54.899 | 55.778 | 56.664 | 57.591 | 58.449 | 59.383 | 61.238 | 63.6879 | 66.0968 | 67.8362 | 69.9849 | 72.0441 | 74.367 | 76.0987 | 78.2177 | 80.2645 | 82.019 | 83.6633 | 85.2729 | 86.9472 | 88.8446 | 90.5547 | 92.6133 | 94.2052 | 95.816 | 97.609 | 99.3246 | 101.0324
Oregon | Medium Office - Million Sq Ft | 9.203 | 11.894 | 14.585 | 14.888 | 15.486 | 15.904 | 16.142 | 16.391 | 16.603 | 16.905 | 17.511 | 18.234 | 18.92 | 19.757 | 20.461 | 21.32 | 21.992 | 22.404 | 22.741 | 23.201 | 23.97 | 24.732 | 25.566 | 26.453 | 27.293 | 28.139 | 29.026 | 30.103 | 30.996 | 32.769 | 34.7806 | 36.9189 | 38.4964 | 40.4824 | 42.3711 | 44.5012 | 46.0605 | 47.9814 | 49.8393 | 51.4519 | 52.9843 | 54.5013 | 56.0964 | 57.8992 | 59.523 | 61.4795 | 62.9962 | 64.5169 | 66.2025 | 67.8315 | 69.4476
Oregon | Small Office - Million Sq Ft | 16.69 | 16.902 | 17.114 | 17.469 | 18.171 | 18.661 | 18.94 | 19.233 | 19.482 | 19.836 | 20.547 | 21.395 | 22.2 | 23.183 | 24.008 | 25.016 | 25.805 | 26.288 | 26.683 | 27.223 | 27.438 | 27.65 | 27.883 | 28.131 | 28.365 | 28.601 | 28.849 | 29.113 | 29.362 | 29.856 | 30.6828 | 31.4107 | 31.9193 | 32.5273 | 33.1182 | 33.7849 | 34.2964 | 34.9163 | 35.5134 | 36.0146 | 36.4736 | 36.9133 | 37.3627 | 37.8739 | 38.3352 | 38.8902 | 39.3174 | 39.7564 | 40.249 | 40.7124 | 41.1754
Oregon | Big Box-Retail - Million Sq Ft | 6.316 | 16.77 | 27.224 | 27.765 | 28.4 | 28.834 | 29.257 | 29.545 | 30.044 | 30.554 | 31.346 | 31.705 | 32.217 | 32.826 | 33.44 | 34.214 | 34.818 | 35.245 | 35.798 | 36.326 | 37.316 | 38.428 | 39.394 | 40.261 | 41.117 | 42.004 | 42.922 | 44.352 | 44.802 | 45.201 | 46.1238 | 47.0307 | 47.6717 | 48.0386 | 48.4606 | 48.915 | 49.3026 | 49.6929 | 50.0744 | 50.5276 | 51.0004 | 51.4728 | 52.0804 | 52.7861 | 53.4143 | 54.036 | 54.659 | 55.2143 | 55.7916 | 56.3017 | 56.8837
Oregon | Small Box-Retail - Million Sq Ft | 57.046 | 53.664 | 50.282 | 51.281 | 52.454 | 53.256 | 54.038 | 54.569 | 55.49 | 56.434 | 57.896 | 58.559 | 59.505 | 60.63 | 61.763 | 63.192 | 64.309 | 65.097 | 66.118 | 67.093 | 67.517 | 67.994 | 68.408 | 68.779 | 69.146 | 69.527 | 69.92 | 70.584 | 70.777 | 70.948 | 72.0548 | 72.779 | 73.1824 | 73.4167 | 73.7427 | 74.1228 | 74.5055 | 74.889 | 75.2545 | 75.5822 | 75.8572 | 76.0903 | 76.3512 | 76.6894 | 76.984 | 77.2662 | 77.5591 | 77.8441 | 78.1475 | 78.3716 | 78.637
Oregon | High End-Retail - Million Sq Ft | 14.261 | 13.416 | 12.571 | 12.82 | 13.113 | 13.314 | 13.509 | 13.642 | 13.873 | 14.108 | 14.474 | 14.64 | 14.876 | 15.157 | 15.441 | 15.798 | 16.077 | 16.274 | 16.529 | 16.773 | 18.329 | 20.078 | 21.596 | 22.957 | 24.303 | 25.697 | 27.139 | 29.438 | 30.145 | 30.771 | 31.666 | 32.8292 | 33.735 | 34.2526 | 34.8022 | 35.3705 | 35.8117 | 36.2563 | 36.699 | 37.306 | 37.9925 | 38.7109 | 39.6663 | 40.7464 | 41.7129 | 42.6784 | 43.6382 | 44.474 | 45.3366 | 46.1339 | 47.037
Oregon | Anchor-Retail - Million Sq Ft | 31.63 | 27.95 | 24.27 | 24.752 | 25.318 | 25.706 | 26.083 | 26.339 | 26.784 | 27.239 | 27.945 | 28.265 | 28.722 | 29.265 | 29.812 | 30.501 | 31.04 | 31.421 | 31.914 | 32.384 | 32.95 | 33.586 | 34.138 | 34.633 | 35.122 | 35.629 | 36.154 | 36.869 | 37.126 | 37.354 | 38.0398 | 38.6337 | 39.028 | 39.2553 | 39.529 | 39.8293 | 40.0993 | 40.3711 | 40.6342 | 40.9227 | 41.2089 | 41.486 | 41.8338 | 42.2444 | 42.6096 | 42.968 | 43.3306 | 43.6577 | 44 | 44.2923 | 44.629
Oregon | K-12 - Million Sq Ft | 18.402 | 18.81 | 19.218 | 19.616 | 20.041 | 20.926 | 21.61 | 22.467 | 23.351 | 24.426 | 25.467 | 26.382 | 27.576 | 28.402 | 29.678 | 30.88 | 32.494 | 34.563 | 35.978 | 37.081 | 38.117 | 38.407 | 39.371 | 40.418 | 41.478 | 42.553 | 43.653 | 43.942 | 44.044 | 44.213 | 45.1566 | 45.6374 | 46.435 | 47.1559 | 47.6808 | 48.2614 | 48.8932 | 49.6819 | 50.8263 | 52.231 | 53.3308 | 54.4155 | 55.5053 | 56.6943 | 57.8363 | 58.9441 | 59.9632 | 61.1867 | 62.1877 | 63.3111 | 64.3871
Oregon | University - Million Sq Ft | 9.48 | 9.69 | 9.9 | 10.105 | 10.324 | 10.78 | 11.132 | 11.574 | 12.029 | 12.583 | 13.12 | 13.591 | 14.206 | 14.631 | 15.289 | 15.908 | 16.739 | 17.677 | 18.621 | 19.154 | 19.795 | 20.086 | 20.523 | 21.106 | 21.715 | 22.356 | 23.03 | 23.318 | 23.341 | 23.378 | 23.8227 | 24.0214 | 24.121 | 24.1985 | 24.3128 | 24.4486 | 24.5977 | 24.7577 | 24.945 | 25.1056 | 25.2298 | 25.3612 | 25.4639 | 25.6524 | 25.8461 | 25.9503 | 26.1097 | 26.2642 | 26.4093 | 26.5718 | 26.7668
Oregon | Warehouse - Million Sq Ft | 78.491 | 80.4 | 82.31 | 85.146 | 87.374 | 88.984 | 90.398 | 91.906 | 92.745 | 94.036 | 97.918 | 101.754 | 107.746 | 112.138 | 115.471 | 118.546 | 121.689 | 123.992 | 125.44 | 127.501 | 130.979 | 133.631 | 136.575 | 139.331 | 141.934 | 144.601 | 147.391 | 147.404 | 152.057 | 155.207 | 160.519 | 164.5016 | 168.2149 | 171.6111 | 174.7822 | 177.5038 | 180.0007 | 183.0067 | 186.2167 | 189.3314 | 192.1462 | 194.7706 | 197.404 | 199.8771 | 202.2521 | 204.8369 | 207.5363 | 210.2189 | 212.9871 | 215.3993 | 217.6989
Oregon | Supermarket - Million Sq Ft | 8.021 | 7.36 | 6.699 | 6.832 | 6.988 | 7.095 | 7.199 | 7.27 | 7.392 | 7.518 | 7.713 | 7.801 | 7.927 | 8.077 | 8.228 | 8.418 | 8.567 | 8.735 | 8.953 | 9.15 | 9.26 | 9.354 | 9.453 | 9.556 | 9.669 | 9.798 | 9.942 | 10.573 | 10.859 | 11.151 | 11.4029 | 11.6586 | 11.8254 | 11.9383 | 12.0645 | 12.1995 | 12.3426 | 12.4852 | 12.624 | 12.7465 | 12.8574 | 12.9539 | 13.0431 | 13.1387 | 13.2334 | 13.3302 | 13.4195 | 13.5218 | 13.6244 | 13.7102 | 13.8064
Oregon | MiniMart - Million Sq Ft | 0.969 | 1.84 | 2.711 | 2.765 | 2.828 | 2.871 | 2.913 | 2.942 | 2.991 | 3.042 | 3.121 | 3.157 | 3.208 | 3.268 | 3.329 | 3.406 | 3.467 | 3.535 | 3.623 | 3.703 | 3.812 | 3.907 | 4.006 | 4.108 | 4.222 | 4.35 | 4.494 | 4.494 | 4.544 | 4.606 | 4.7281 | 4.8366 | 4.9205 | 4.9769 | 5.0388 | 5.1059 | 5.1697 | 5.2281 | 5.2837 | 5.3408 | 5.404 | 5.4616 | 5.5277 | 5.6001 | 5.6657 | 5.7351 | 5.8013 | 5.8663 | 5.9282 | 5.9849 | 6.0504
Oregon | Restaurant - Million Sq Ft | 12.032 | 12.1 | 12.168 | 12.261 | 12.435 | 12.621 | 12.72 | 12.824 | 12.927 | 13.03 | 13.198 | 13.291 | 13.464 | 13.652 | 13.801 | 13.937 | 14.052 | 14.401 | 14.85 | 15.258 | 18.794 | 22.768 | 26.217 | 29.312 | 32.37 | 35.539 | 38.816 | 38.834 | 39.077 | 39.389 | 40.1237 | 40.4964 | 40.7196 | 40.9123 | 41.1554 | 41.4404 | 41.7455 | 42.0506 | 42.3477 | 42.5889 | 42.7767 | 42.9322 | 43.1266 | 43.347 | 43.5602 | 43.7651 | 43.9919 | 44.1966 | 44.434 | 44.6251 | 44.833
Oregon | Lodging - Million Sq Ft | 37.457 | 37.8 | 38.143 | 38.983 | 39.465 | 40.177 | 40.575 | 40.861 | 41.163 | 41.688 | 42.328 | 43.126 | 45.618 | 47.43 | 48.711 | 49.841 | 50.302 | 50.478 | 50.92 | 51.22 | 51.547 | 52.025 | 52.584 | 53.129 | 53.536 | 53.978 | 54.447 | 54.73 | 55.418 | 56.192 | 57.442 | 58.2397 | 58.788 | 59.0859 | 59.4784 | 59.8822 | 60.2946 | 60.6907 | 61.0831 | 61.4323 | 61.765 | 62.1314 | 62.6235 | 63.1757 | 63.7346 | 64.2678 | 64.8385 | 65.3582 | 65.9125 | 66.3738 | 66.8885
Oregon | Hospital - Million Sq Ft | 8.597 | 8.8 | 9.003 | 9.291 | 9.606 | 9.955 | 10.15 | 10.487 | 10.624 | 10.979 | 11.229 | 11.426 | 11.858 | 12.407 | 13.384 | 14.231 | 14.878 | 15.215 | 15.606 | 15.911 | 19.695 | 21.062 | 22.949 | 24.792 | 26.788 | 28.899 | 31.032 | 31.255 | 31.388 | 31.715 | 32.679 | 33.5953 | 34.3225 | 34.8843 | 35.3619 | 35.7765 | 36.1524 | 36.4927 | 36.8066 | 37.0665 | 37.3035 | 37.5619 | 37.8732 | 38.2116 | 38.4991 | 38.7497 | 39.0064 | 39.225 | 39.4479 | 39.6519 | 39.8421
Oregon | OtherHealth - Million Sq Ft | 16.315 | 16.7 | 17.085 | 17.632 | 18.229 | 18.893 | 19.264 | 19.902 | 20.163 | 20.836 | 21.312 | 21.685 | 22.507 | 23.547 | 25.403 | 27.012 | 28.239 | 29.343 | 30.622 | 31.623 | 35.406 | 36.773 | 38.661 | 40.503 | 42.5 | 44.61 | 46.744 | 47.284 | 47.769 | 48.864 | 50.7775 | 52.7766 | 54.4899 | 56.0683 | 57.5435 | 58.7999 | 60.0447 | 61.2244 | 62.3595 | 63.4427 | 64.4867 | 65.5849 | 66.7942 | 68.0748 | 69.1959 | 70.3123 | 71.4561 | 72.504 | 73.5816 | 74.594 | 75.5669
Oregon | Assembly - Million Sq Ft | 20.788 | 21.454 | 22.12 | 23.269 | 23.821 | 24.469 | 25.157 | 25.563 | 26.539 | 26.989 | 28.028 | 29.939 | 31.962 | 33.55 | 34.93 | 36.36 | 37.669 | 39.112 | 40.467 | 41.715 | 42.83 | 43.881 | 45.161 | 46.566 | 48.054 | 49.545 | 50.961 | 51.557 | 55.162 | 58.811 | 61.6876 | 63.8787 | 65.9035 | 67.1155 | 68.3779 | 69.5886 | 70.5385 | 71.467 | 72.3701 | 73.5602 | 74.9808 | 76.3886 | 78.1232 | 80.2573 | 82.7495 | 85.1262 | 87.4725 | 89.5135 | 91.6443 | 93.6203 | 95.5655
Oregon | Other - Million Sq Ft | 40.353 | 41.646 | 42.939 | 45.168 | 46.241 | 47.498 | 48.834 | 49.623 | 51.517 | 52.39 | 54.408 | 58.117 | 62.045 | 65.127 | 67.805 | 70.581 | 73.122 | 74.671 | 77.85 | 81.094 | 82.452 | 83.114 | 84.4 | 85.935 | 87.317 | 88.615 | 89.844 | 91.033 | 94.328 | 98.354 | 104.9032 | 112.0361 | 118.3265 | 124.5736 | 129.8752 | 134.8115 | 140.0774 | 145.2474 | 150.4168 | 155.9904 | 161.2895 | 166.7883 | 172.5922 | 178.7544 | 184.4196 | 190.543 | 195.8625 | 201.7793 | 207.4158 | 212.6057 | 217.5076
Oregon | Food & Tobacco - 2012 B$ | 1.4226 | 1.3995 | 1.6003 | 1.6453 | 1.5437 | 1.4387 | 1.6464 | 1.5091 | 1.5137 | 1.6603 | 1.8068 | 1.7653 | 1.9118 | 1.9764 | 1.9626 | 1.966 | 1.8806 | 1.8333 | 1.9164 | 1.9972 | 2.0583 | 2.0837 | 2.2129 | 2.1991 | 2.1818 | 2.2937 | 2.3987 | 2.4898 | 2.5937 | 2.6294 | 2.7767 | 2.8951 | 3.0117 | 3.1243 | 3.2395 | 3.3576 | 3.4776 | 3.5998 | 3.7192 | 3.8405 | 3.9611 | 4.0795 | 4.193 | 4.2924 | 4.392 | 4.4953 | 4.5986 | 4.6992 | 4.803 | 4.9214 | 5.0386
Oregon | Textiles - 2012 B$ | 0.0692 | 0.0646 | 0.0796 | 0.0935 | 0.0958 | 0.0969 | 0.0958 | 0.0981 | 0.0992 | 0.0958 | 0.0877 | 0.0877 | 0.0392 | 0.0369 | 0.0473 | 0.0496 | 0.0473 | 0.0369 | 0.03 | 0.0323 | 0.0265 | 0.0231 | 0.0254 | 0.0242 | 0.0219 | 0.0277 | 0.0312 | 0.0335 | 0.0335 | 0.0369 | 0.0376 | 0.0378 | 0.0377 | 0.0378 | 0.0379 | 0.0382 | 0.0382 | 0.0386 | 0.0387 | 0.0388 | 0.0388 | 0.0389 | 0.0392 | 0.0391 | 0.0388 | 0.039 | 0.039 | 0.0388 | 0.039 | 0.0388 | 0.0389
Oregon | Apparel - 2012 B$ | 0.0808 | 0.0819 | 0.0888 | 0.09 | 0.0946 | 0.1038 | 0.1004 | 0.0981 | 0.1015 | 0.1096 | 0.1119 | 0.1096 | 0.0658 | 0.0611 | 0.0565 | 0.0577 | 0.0623 | 0.06 | 0.0531 | 0.0554 | 0.0611 | 0.0588 | 0.0508 | 0.0438 | 0.0404 | 0.045 | 0.0462 | 0.045 | 0.045 | 0.0427 | 0.0425 | 0.0416 | 0.0409 | 0.0401 | 0.0392 | 0.0383 | 0.0374 | 0.0368 | 0.0357 | 0.035 | 0.0341 | 0.0333 | 0.0324 | 0.0314 | 0.0306 | 0.0296 | 0.0285 | 0.0276 | 0.0265 | 0.0257 | 0.025
Oregon | Lumber - 2012 B$ | 5.8727 | 6.4415 | 6.678 | 6.5465 | 6.8522 | 5.155 | 4.5643 | 4.7812 | 5.4411 | 4.8043 | 4.832 | 3.932 | 2.6929 | 2.5971 | 2.6156 | 2.6767 | 2.6767 | 2.6294 | 2.6294 | 2.6825 | 2.8983 | 2.8913 | 2.6375 | 2.3202 | 1.8079 | 2.0156 | 2.0687 | 2.1483 | 2.3283 | 2.6825 | 2.6434 | 2.574 | 2.5027 | 2.4283 | 2.3577 | 2.2815 | 2.2103 | 2.1365 | 2.0622 | 1.9839 | 1.9087 | 1.8323 | 1.753 | 1.6688 | 1.582 | 1.5014 | 1.4181 | 1.3364 | 1.2539 | 1.1772 | 1.1007
Oregon | Furniture - 2012 B$ | 0.12 | 0.1096 | 0.1223 | 0.1361 | 0.1523 | 0.1708 | 0.1604 | 0.1684 | 0.1961 | 0.2308 | 0.225 | 0.1938 | 0.3819 | 0.3934 | 0.4119 | 0.4454 | 0.4938 | 0.4811 | 0.5077 | 0.548 | 0.5861 | 0.653 | 0.6784 | 0.4834 | 0.3357 | 0.3254 | 0.3381 | 0.3392 | 0.3231 | 0.3219 | 0.3409 | 0.3563 | 0.3713 | 0.3854 | 0.4002 | 0.4149 | 0.4293 | 0.4449 | 0.4594 | 0.4752 | 0.4901 | 0.5058 | 0.5191 | 0.5316 | 0.5449 | 0.5573 | 0.5702 | 0.5838 | 0.5972 | 0.6113 | 0.627
Oregon | Paper - 2012 B$ | 1.2691 | 1.3257 | 1.5057 | 1.7399 | 1.658 | 1.4064 | 1.2288 | 1.1826 | 1.1999 | 1.403 | 1.4687 | 1.1734 | 1.1192 | 1.1192 | 1.0938 | 1.0615 | 1.0442 | 1.0349 | 1.0649 | 1.0822 | 1.1168 | 1.1065 | 1.0903 | 1.1111 | 1.0222 | 0.9449 | 0.9299 | 0.8965 | 0.8676 | 0.8722 | 0.9199 | 0.9564 | 0.9937 | 1.0321 | 1.0669 | 1.1042 | 1.1427 | 1.1813 | 1.2214 | 1.2614 | 1.2995 | 1.3383 | 1.3731 | 1.4035 | 1.4383 | 1.4685 | 1.5011 | 1.5351 | 1.5692 | 1.6077 | 1.646
Oregon | Printing - 2012 B$ | 0.6969 | 0.7269 | 0.7776 | 0.8272 | 0.9334 | 0.9738 | 1.0534 | 0.9899 | 0.953 | 1.0234 | 1.0026 | 1.0049 | 0.4869 | 0.4938 | 0.4927 | 0.4903 | 0.4857 | 0.4488 | 0.4292 | 0.4223 | 0.413 | 0.4211 | 0.4177 | 0.375 | 0.3069 | 0.3277 | 0.33 | 0.3184 | 0.3023 | 0.2954 | 0.3077 | 0.3162 | 0.3253 | 0.3335 | 0.342 | 0.3512 | 0.36 | 0.37 | 0.3784 | 0.3879 | 0.3972 | 0.4059 | 0.4142 | 0.4215 | 0.4289 | 0.4363 | 0.4437 | 0.4503 | 0.4583 | 0.4677 | 0.4759
Oregon | Chemicals - 2012 B$ | 0.0473 | 0.0496 | 0.0715 | 0.0981 | 0.0785 | 0.0761 | 0.0692 | 0.0692 | 0.0785 | 0.0611 | 0.0508 | 0.0485 | 0.4892 | 0.5042 | 0.5238 | 0.533 | 0.4927 | 0.4903 | 0.5388 | 0.5446 | 0.585 | 0.5965 | 0.6057 | 0.5827 | 0.5319 | 0.5527 | 0.5711 | 0.5723 | 0.6 | 0.6115 | 0.6706 | 0.7234 | 0.7753 | 0.8266 | 0.8793 | 0.9315 | 0.9859 | 1.0389 | 1.0933 | 1.1475 | 1.2012 | 1.2565 | 1.3087 | 1.3555 | 1.4038 | 1.4526 | 1.5015 | 1.5509 | 1.6011 | 1.656 | 1.7097
Oregon | Petroleum Products - 2012 B$ | 0.2042 | 0.1846 | 0.2515 | 0.2181 | 0.24 | 0.2273 | 0.2308 | 0.2273 | 0.2504 | 0.2884 | 0.3161 | 0.3542 | 0.105 | 0.1131 | 0.1119 | 0.1061 | 0.0854 | 0.105 | 0.0946 | 0.0946 | 0.0646 | 0.0565 | 0.0531 | 0.0415 | 0.0381 | 0.0381 | 0.0415 | 0.0415 | 0.0415 | 0.0404 | 0.0416 | 0.0424 | 0.0432 | 0.0442 | 0.0448 | 0.0456 | 0.0468 | 0.0473 | 0.0484 | 0.0491 | 0.0499 | 0.0508 | 0.0517 | 0.0524 | 0.0528 | 0.0536 | 0.0544 | 0.0545 | 0.0552 | 0.0562 | 0.0573
Oregon | Rubber - 2012 B$ | 0.1361 | 0.15 | 0.1904 | 0.1996 | 0.2538 | 0.2631 | 0.2665 | 0.2769 | 0.3404 | 0.3704 | 0.4027 | 0.473 | 0.405 | 0.3807 | 0.3692 | 0.3565 | 0.3634 | 0.3738 | 0.3738 | 0.4038 | 0.4304 | 0.45 | 0.4557 | 0.4142 | 0.3323 | 0.3634 | 0.4107 | 0.4211 | 0.4223 | 0.4188 | 0.4475 | 0.4705 | 0.4936 | 0.5165 | 0.5398 | 0.5632 | 0.5872 | 0.611 | 0.6351 | 0.6596 | 0.6846 | 0.708 | 0.732 | 0.7526 | 0.773 | 0.7937 | 0.8159 | 0.8362 | 0.859 | 0.8833 | 0.9073
Oregon | Leather - 2012 B$ | 0.0208 | 0.0196 | 0.0196 | 0.0185 | 0.0196 | 0.0208 | 0.0196 | 0.0208 | 0.0208 | 0.0219 | 0.0242 | 0.0208 | 0.0231 | 0.0196 | 0.0288 | 0.0381 | 0.0369 | 0.0254 | 0.0196 | 0.0254 | 0.0288 | 0.0231 | 0.0208 | 0.0242 | 0.0254 | 0.0335 | 0.0392 | 0.0404 | 0.0381 | 0.0358 | 0.0359 | 0.0354 | 0.0352 | 0.0348 | 0.0344 | 0.0339 | 0.0334 | 0.0333 | 0.0327 | 0.0324 | 0.0319 | 0.0316 | 0.0312 | 0.0306 | 0.0302 | 0.0297 | 0.0291 | 0.0287 | 0.0279 | 0.0276 | 0.0274
Oregon | Stone, Clay, etc. - 2012 B$ | 0.2019 | 0.2181 | 0.2388 | 0.2654 | 0.3034 | 0.3254 | 0.3023 | 0.2907 | 0.2827 | 0.3438 | 0.3531 | 0.3727 | 0.4673 | 0.473 | 0.4892 | 0.4973 | 0.4684 | 0.4442 | 0.4984 | 0.5884 | 0.5988 | 0.6184 | 0.6346 | 0.5503 | 0.4338 | 0.4823 | 0.51 | 0.533 | 0.5561 | 0.6207 | 0.6516 | 0.6756 | 0.6987 | 0.7225 | 0.7456 | 0.7691 | 0.7937 | 0.8178 | 0.8413 | 0.8654 | 0.8883 | 0.912 | 0.9356 | 0.9549 | 0.9728 | 0.993 | 1.0145 | 1.0337 | 1.053 | 1.0765 | 1.1023
Oregon | Aluminum - 2012 B$ | 0.09 | 0.0935 | 0.0865 | 0.1085 | 0.1223 | 0.1142 | 0.1304 | 0.105 | 0.0911 | 0.1073 | 0.1292 | 0.1327 | 0.105 | 0.1119 | 0.1327 | 0.1338 | 0.1061 | 0.0888 | 0.0865 | 0.0738 | 0.0715 | 0.0542 | 0.0577 | 0.0588 | 0.0438 | 0.0473 | 0.0508 | 0.0485 | 0.0473 | 0.0473 | 0.0468 | 0.0458 | 0.0446 | 0.0435 | 0.0423 | 0.0412 | 0.04 | 0.0389 | 0.0377 | 0.0365 | 0.0354 | 0.0342 | 0.0329 | 0.0316 | 0.0302 | 0.0289 | 0.0276 | 0.0263 | 0.025 | 0.0238 | 0.0226
Oregon | Other Primary Metals - 2012 B$ | 0.6773 | 0.698 | 0.6507 | 0.8111 | 0.9161 | 0.8561 | 0.9807 | 0.7857 | 0.6853 | 0.8065 | 0.9726 | 0.9957 | 0.7846 | 0.7696 | 0.6346 | 0.6715 | 0.6969 | 0.6992 | 0.7996 | 0.8653 | 0.9103 | 0.8307 | 0.9565 | 1.0407 | 0.8065 | 0.8757 | 0.9542 | 0.9311 | 0.9507 | 1.0165 | 1.0437 | 1.0609 | 1.0757 | 1.0904 | 1.104 | 1.1203 | 1.1351 | 1.1504 | 1.1653 | 1.181 | 1.1969 | 1.2133 | 1.2252 | 1.2347 | 1.2414 | 1.2512 | 1.2625 | 1.2714 | 1.2843 | 1.2982 | 1.3132
Oregon | Fabricated Metals - 2012 B$ | 0.8146 | 0.7673 | 0.7084 | 0.7834 | 0.8492 | 0.7419 | 0.6876 | 0.743 | 0.8296 | 0.8619 | 0.8722 | 0.9115 | 1.4076 | 1.4191 | 1.4261 | 1.4687 | 1.4157 | 1.3049 | 1.3118 | 1.3661 | 1.4918 | 1.5714 | 1.6672 | 1.6557 | 1.2484 | 1.3834 | 1.5876 | 1.7076 | 1.8022 | 1.9176 | 1.9566 | 1.9771 | 1.9939 | 2.0095 | 2.026 | 2.0427 | 2.0593 | 2.0767 | 2.093 | 2.1092 | 2.1266 | 2.1418 | 2.155 | 2.1601 | 2.1662 | 2.1735 | 2.1807 | 2.1877 | 2.1957 | 2.2107 | 2.2267
Oregon | Machines & Computer - 2012 B$ | 2.3629 | 2.0941 | 2.7113 | 2.9929 | 2.9052 | 3.4163 | 3.2732 | 4.0612 | 5.8369 | 6.3169 | 8.5644 | 17.033 | 2.5175 | 2.3871 | 2.3329 | 2.4806 | 2.3998 | 1.9891 | 2.0906 | 2.3214 | 2.4529 | 2.596 | 2.6387 | 2.4841 | 1.8783 | 2.1714 | 2.5337 | 2.8152 | 2.9133 | 3.1013 | 3.1716 | 3.2115 | 3.243 | 3.274 | 3.3041 | 3.3354 | 3.3706 | 3.4034 | 3.4339 | 3.4673 | 3.5011 | 3.5319 | 3.5588 | 3.5714 | 3.5869 | 3.603 | 3.6203 | 3.6376 | 3.6544 | 3.6854 | 3.7144
Oregon | Electric Equipment - 2012 B$ | 0.7615 | 0.5665 | 0.5665 | 0.6715 | 0.7499 | 0.7615 | 0.8884 | 0.803 | 0.7707 | 0.8988 | 1.0326 | 1.2068 | 0.2192 | 0.2111 | 0.2227 | 0.2481 | 0.2354 | 0.225 | 0.2515 | 0.2792 | 0.3 | 0.3069 | 0.3323 | 0.33 | 0.2804 | 0.3219 | 0.3381 | 0.3392 | 0.3531 | 0.3738 | 0.3817 | 0.3863 | 0.3905 | 0.3932 | 0.3969 | 0.4001 | 0.4042 | 0.4075 | 0.4106 | 0.4149 | 0.4176 | 0.4218 | 0.4248 | 0.425 | 0.4271 | 0.4283 | 0.4302 | 0.4314 | 0.4338 | 0.4364 | 0.4396
Oregon | Transport Equipment - 2012 B$ | 0.6519 | 0.7569 | 0.7442 | 0.8584 | 0.8884 | 0.9611 | 1.0176 | 1.0857 | 1.0026 | 1.0338 | 1.0961 | 0.9945 | 1.0061 | 1.0753 | 1.268 | 1.3995 | 1.0799 | 1.1111 | 1.1318 | 1.3014 | 1.7133 | 1.9037 | 1.8553 | 1.4595 | 0.8434 | 1.0845 | 1.3038 | 1.4411 | 1.4699 | 1.553 | 1.5708 | 1.5715 | 1.5682 | 1.5639 | 1.56 | 1.5554 | 1.5523 | 1.5489 | 1.5451 | 1.5416 | 1.5388 | 1.5338 | 1.5278 | 1.5157 | 1.5044 | 1.4939 | 1.4829 | 1.4727 | 1.4632 | 1.4579 | 1.4528
Oregon | Other Manufacturing - 2012 B$ | 0.1615 | 0.1708 | 0.2077 | 0.2665 | 0.3196 | 0.3231 | 0.2931 | 0.2896 | 0.315 | 0.3127 | 0.2757 | 0.2596 | 0.4592 | 0.4696 | 0.4315 | 0.4696 | 0.4834 | 0.5019 | 0.5088 | 0.5111 | 0.5492 | 0.4915 | 0.4754 | 0.5619 | 0.5157 | 0.4961 | 0.5169 | 0.5734 | 0.5838 | 0.5873 | 0.6346 | 0.6761 | 0.7161 | 0.7567 | 0.7969 | 0.8366 | 0.879 | 0.9204 | 0.9613 | 1.003 | 1.0439 | 1.0859 | 1.1268 | 1.1624 | 1.1985 | 1.2348 | 1.2729 | 1.31 | 1.3472 | 1.3885 | 1.4294
Oregon | Data Centers - 2012 B$ | 0.1119 | 0.1004 | 0.1073 | 0.105 | 0.1015 | 0.1292 | 0.1177 | 0.1269 | 0.1361 | 0.1454 | 0.1396 | 0.1719 | 0.1696 | 0.1915 | 0.1869 | 0.2365 | 0.2065 | 0.1465 | 0.1511 | 0.1615 | 0.1765 | 0.1892 | 0.2019 | 0.1627 | 0.1015 | 0.1119 | 0.1073 | 0.1131 | 0.1188 | 0.1281 | 0.1391 | 0.1492 | 0.1589 | 0.1682 | 0.178 | 0.1877 | 0.198 | 0.2082 | 0.2184 | 0.2283 | 0.2381 | 0.2478 | 0.2572 | 0.2664 | 0.2759 | 0.2852 | 0.2946 | 0.3041 | 0.3136 | 0.323 | 0.3325
Oregon | Agriculture - 2012 B$ | 2.5233 | 2.731 | 2.7736 | 3.0079 | 3.1186 | 3.1394 | 3.0113 | 3.0863 | 3.0863 | 3.4094 | 3.0321 | 3.3494 | 3.0229 | 3.0655 | 3.369 | 3.3909 | 3.1129 | 3.2213 | 3.2548 | 3.2605 | 3.6632 | 3.6678 | 3.4498 | 3.3748 | 3.2594 | 3.2548 | 3.1959 | 2.9502 | 3.1682 | 3.3448 | 3.4111 | 3.4531 | 3.5043 | 3.5534 | 3.5986 | 3.65 | 3.6946 | 3.7405 | 3.7866 | 3.8319 | 3.8814 | 3.9282 | 3.9759 | 4.0201 | 4.066 | 4.1141 | 4.1651 | 4.2167 | 4.2655 | 4.3149 | 4.3653
Oregon Households (Millions) |  |  | 1986 | 1987 | 1988 | 1989 | 1990 | 1991 | 1992 | 1993 | 1994 | 1995 | 1996 | 1997 | 1998 | 1999 | 2000 | 2001 | 2002 | 2003 | 2004 | 2005 | 2006 | 2007 | 2008 | 2009 | 2010 | 2011 | 2012 | 2013 | 2014 | 2015 | 2016 | 2017 | 2018 | 2019 | 2020 | 2021 | 2022 | 2023 | 2024 | 2025 | 2026 | 2027 | 2028 | 2029 | 2030 | 2031 | 2032 | 2033 | 2034 | 2035
HHS | Total |  | 1.144 | 1.1589 | 1.1762 | 1.2021 | 1.2294 | 1.2503 | 1.2741 | 1.3014 | 1.333 | 1.3656 | 1.4007 | 1.4335 | 1.4652 | 1.4928 | 1.515 | 1.5374 | 1.5612 | 1.5874 | 1.6156 | 1.6462 | 1.6745 | 1.6958 | 1.7085 | 1.716 | 1.7231 | 1.7313 | 1.7416 | 1.7569 | 1.7753 | 1.8004 | 1.8271 | 1.8531 | 1.8787 | 1.9044 | 1.9297 | 1.954 | 1.9776 | 2.0011 | 2.0246 | 2.0487 | 2.0728 | 2.0963 | 2.1189 | 2.1407 | 2.1624 | 2.1837 | 2.2041 | 2.2241 | 2.2437 | 2.2633
HHS | Single Family |  | 0.861 | 0.8692 | 0.8785 | 0.8899 | 0.9035 | 0.9159 | 0.9308 | 0.9476 | 0.9651 | 0.9815 | 0.9995 | 1.0164 | 1.034 | 1.0506 | 1.0661 | 1.0821 | 1.0995 | 1.1182 | 1.1387 | 1.1621 | 1.1825 | 1.1979 | 1.206 | 1.2114 | 1.2167 | 1.2217 | 1.2282 | 1.2369 | 1.2482 | 1.2642 | 1.2814 | 1.2982 | 1.3144 | 1.3303 | 1.3459 | 1.361 | 1.3758 | 1.3905 | 1.4053 | 1.4206 | 1.4362 | 1.4514 | 1.466 | 1.4806 | 1.4953 | 1.51 | 1.5242 | 1.5383 | 1.5525 | 1.5668
HHS | Multi Family |  | 0.1785 | 0.1822 | 0.1864 | 0.1965 | 0.2053 | 0.2091 | 0.2129 | 0.2169 | 0.2234 | 0.2322 | 0.2428 | 0.252 | 0.26 | 0.2657 | 0.2692 | 0.2733 | 0.2772 | 0.2822 | 0.2874 | 0.2922 | 0.2979 | 0.302 | 0.3053 | 0.3067 | 0.3079 | 0.3105 | 0.3139 | 0.3196 | 0.326 | 0.3344 | 0.3432 | 0.3519 | 0.3606 | 0.3697 | 0.3787 | 0.3872 | 0.3954 | 0.4034 | 0.4116 | 0.4196 | 0.4275 | 0.4351 | 0.4424 | 0.449 | 0.4552 | 0.4611 | 0.4667 | 0.472 | 0.4768 | 0.4813
HHS | Other Family |  | 0.1046 | 0.1075 | 0.1113 | 0.1157 | 0.1206 | 0.1253 | 0.1304 | 0.1369 | 0.1445 | 0.1519 | 0.1584 | 0.165 | 0.1712 | 0.1764 | 0.1796 | 0.182 | 0.1845 | 0.1869 | 0.1894 | 0.1919 | 0.1942 | 0.1959 | 0.1972 | 0.1979 | 0.1986 | 0.199 | 0.1995 | 0.2004 | 0.2011 | 0.2018 | 0.2024 | 0.2031 | 0.2037 | 0.2044 | 0.2051 | 0.2058 | 0.2064 | 0.2071 | 0.2078 | 0.2085 | 0.2091 | 0.2098 | 0.2105 | 0.2112 | 0.2118 | 0.2125 | 0.2132 | 0.2138 | 0.2145 | 0.2152
Oregon People per Household (People/Household) |  |  | 1986 | 1987 | 1988 | 1989 | 1990 | 1991 | 1992 | 1993 | 1994 | 1995 | 1996 | 1997 | 1998 | 1999 | 2000 | 2001 | 2002 | 2003 | 2004 | 2005 | 2006 | 2007 | 2008 | 2009 | 2010 | 2011 | 2012 | 2013 | 2014 | 2015 | 2016 | 2017 | 2018 | 2019 | 2020 | 2021 | 2022 | 2023 | 2024 | 2025 | 2026 | 2027 | 2028 | 2029 | 2030 | 2031 | 2032 | 2033 | 2034 | 2035
HSize | Total |  | 3.9022 | 3.9232 | 3.9559 | 3.9669 | 3.9986 | 4.0333 | 4.0614 | 4.0645 | 4.0426 | 4.0208 | 3.9864 | 3.9665 | 3.9431 | 3.9194 | 3.9084 | 3.8985 | 3.8802 | 3.8522 | 3.8306 | 3.8109 | 3.8104 | 3.818 | 3.8487 | 3.8895 | 3.9188 | 3.9453 | 3.9647 | 3.9739 | 3.9757 | 3.9631 | 3.9464 | 3.9316 | 3.9177 | 3.9036 | 3.8899 | 3.8779 | 3.8665 | 3.855 | 3.8429 | 3.8295 | 3.816 | 3.8034 | 3.7926 | 3.7829 | 3.7734 | 3.7645 | 3.757 | 3.7501 | 3.7439 | 3.7378
HSize | Single Family |  | 3.9099 | 3.9308 | 3.9638 | 3.975 | 4.0099 | 4.0458 | 4.0756 | 4.0781 | 4.0588 | 4.0386 | 4.0111 | 3.9963 | 3.9761 | 3.9567 | 3.9468 | 3.9381 | 3.9218 | 3.8931 | 3.87 | 3.8491 | 3.8479 | 3.8533 | 3.8831 | 3.9229 | 3.9517 | 3.9818 | 4.0061 | 4.0223 | 4.0294 | 4.0202 | 4.0052 | 3.9914 | 3.9786 | 3.9659 | 3.9541 | 3.9472 | 3.9406 | 3.9333 | 3.9254 | 3.9155 | 3.9048 | 3.8948 | 3.8863 | 3.8779 | 3.8688 | 3.8596 | 3.8519 | 3.8442 | 3.8364 | 3.8282
HSize | Multi Family |  | 3.8675 | 3.8903 | 3.9221 | 3.9362 | 3.9564 | 3.9872 | 4.0034 | 4.0095 | 3.9772 | 3.9518 | 3.8892 | 3.8531 | 3.8175 | 3.7805 | 3.7647 | 3.7526 | 3.7285 | 3.7047 | 3.6885 | 3.6715 | 3.6735 | 3.6831 | 3.7072 | 3.745 | 3.7787 | 3.792 | 3.7925 | 3.7726 | 3.7481 | 3.7081 | 3.6679 | 3.636 | 3.607 | 3.5755 | 3.5444 | 3.4995 | 3.4578 | 3.4188 | 3.3803 | 3.3434 | 3.3082 | 3.2764 | 3.2481 | 3.2247 | 3.2048 | 3.1874 | 3.1725 | 3.1597 | 3.1504 | 3.1425
HSize | Other Family |  | 3.8979 | 3.9177 | 3.9497 | 3.9563 | 3.986 | 4.0195 | 4.054 | 4.057 | 4.0353 | 4.0113 | 3.9792 | 3.9561 | 3.9344 | 3.9068 | 3.8961 | 3.8824 | 3.8607 | 3.8303 | 3.8093 | 3.7917 | 3.7924 | 3.8102 | 3.8578 | 3.9088 | 3.9345 | 3.9606 | 3.9805 | 3.996 | 4.0112 | 4.0276 | 4.0467 | 4.0616 | 4.0752 | 4.0908 | 4.1062 | 4.1316 | 4.1559 | 4.1791 | 4.2013 | 4.2226 | 4.2435 | 4.2639 | 4.2837 | 4.303 | 4.3219 | 4.3404 | 4.3585 | 4.3762 | 4.3937 | 4.411
Washington Economic Drivers |  | 1985 | 1986 | 1987 | 1988 | 1989 | 1990 | 1991 | 1992 | 1993 | 1994 | 1995 | 1996 | 1997 | 1998 | 1999 | 2000 | 2001 | 2002 | 2003 | 2004 | 2005 | 2006 | 2007 | 2008 | 2009 | 2010 | 2011 | 2012 | 2013 | 2014 | 2015 | 2016 | 2017 | 2018 | 2019 | 2020 | 2021 | 2022 | 2023 | 2024 | 2025 | 2026 | 2027 | 2028 | 2029 | 2030 | 2031 | 2032 | 2033 | 2034 | 2035
Washington | Single Family - Million Sq Ft | 2758.977 | 2798.405 | 2841.232 | 2887.823 | 2944.031 | 3006.127 | 3060.981 | 3131.512 | 3203.753 | 3279.31 | 3342.608 | 3406.755 | 3473.139 | 3543.262 | 3608.589 | 3668.402 | 3731.674 | 3805.497 | 3890.248 | 3979.875 | 4082.166 | 4170.387 | 4242.901 | 4287.005 | 4319.592 | 4355.423 | 4389.056 | 4429.285 | 4470.462 | 4522.351 | 4598.848 | 4686.128 | 4772.861 | 4854.472 | 4936.712 | 5016.253 | 5096.025 | 5169.95 | 5247.229 | 5319.47 | 5391.92 | 5469.65 | 5542.742 | 5618.168 | 5688.759 | 5760.355 | 5836.812 | 5907.334 | 5976.049 | 6049.914 | 6120.67
Washington | Multi Family - Million Sq Ft | 228.2241 | 239.1206 | 250.7595 | 265.391 | 279.9962 | 293.6903 | 300.2224 | 306.6173 | 312.8848 | 320.9136 | 329.2534 | 338.6282 | 348.4718 | 359.1021 | 369.7729 | 379.4441 | 388.1731 | 394.9934 | 401.7924 | 409.2867 | 417.3658 | 426.1855 | 435.8319 | 443.8142 | 447.017 | 450.7268 | 456.1003 | 464.9652 | 475.9116 | 486.7407 | 501.7865 | 517.658 | 533.2354 | 549.7041 | 565.6987 | 581.3635 | 595.7253 | 611.1086 | 625.7528 | 641.2128 | 657.445 | 674.4438 | 693.1699 | 711.5328 | 730.6672 | 750.2963 | 770.4216 | 790.8351 | 811.7859 | 833.0336 | 854.7997
Washington | Other Family - Million Sq Ft | 154.563 | 159.841 | 164.3337 | 169.333 | 174.5882 | 181.4595 | 188.0128 | 195.3013 | 203.9972 | 213.6786 | 223.7306 | 232.7106 | 242.1868 | 252.7463 | 261.3632 | 267.6009 | 272.5804 | 277.7715 | 282.9224 | 287.9084 | 293.1866 | 297.4823 | 300.8112 | 303.1126 | 304.4458 | 305.3141 | 306.0319 | 306.7459 | 307.8532 | 308.7445 | 309.7099 | 311.0224 | 312.0244 | 313.1446 | 314.4595 | 315.7049 | 317.3131 | 318.5363 | 319.7811 | 321.0366 | 322.759 | 324.0706 | 325.4048 | 326.7788 | 328.6533 | 330.1021 | 331.5737 | 333.0617 | 335.0958 | 336.6371 | 338.2124
Washington | Large Office - Million Sq Ft | 133.726 | 130.032 | 126.338 | 127.847 | 129.48 | 132.15 | 134.055 | 135.368 | 136.375 | 138.159 | 140.024 | 142.24 | 144.828 | 148.985 | 154.642 | 160.071 | 163.595 | 166.03 | 168.171 | 170.474 | 171.923 | 176.128 | 178.728 | 181.397 | 183.851 | 186.218 | 188.711 | 190.239 | 193.682 | 199.931 | 207.9754 | 214.2383 | 218.993 | 223.1507 | 228.2074 | 233.2252 | 237.8933 | 243.3032 | 248.0648 | 252.6515 | 257.44 | 262.1112 | 267.2938 | 273.1489 | 278.2763 | 283.6457 | 289.3702 | 294.6011 | 300.1724 | 305.4326 | 310.7578
Washington | Medium Office - Million Sq Ft | 34.584 | 45.752 | 56.92 | 57.6 | 58.336 | 59.539 | 60.397 | 60.989 | 61.443 | 62.246 | 63.086 | 64.085 | 65.251 | 67.124 | 69.673 | 72.119 | 73.706 | 74.803 | 75.768 | 76.805 | 77.711 | 80.339 | 81.964 | 83.633 | 85.166 | 86.646 | 88.204 | 90.124 | 92.275 | 96.181 | 100.8404 | 104.5739 | 107.4501 | 109.9743 | 113.0458 | 116.0808 | 118.8918 | 122.1583 | 125.0249 | 127.8194 | 130.7692 | 133.6649 | 136.8986 | 140.5472 | 143.7402 | 147.0835 | 150.6568 | 153.9058 | 157.3565 | 160.6324 | 163.9431
Washington | Small Office - Million Sq Ft | 63.243 | 65.016 | 66.789 | 67.587 | 68.45 | 69.861 | 70.869 | 71.562 | 72.095 | 73.038 | 74.024 | 75.196 | 76.564 | 78.761 | 81.752 | 84.622 | 86.485 | 87.772 | 88.904 | 90.121 | 90.354 | 91.03 | 91.448 | 91.877 | 92.271 | 92.652 | 93.052 | 93.522 | 94.076 | 95.08 | 97.1781 | 98.5816 | 99.5531 | 100.3854 | 101.3933 | 102.4203 | 103.4037 | 104.5245 | 105.5294 | 106.4233 | 107.2869 | 108.0888 | 108.9343 | 109.9006 | 110.7492 | 111.6371 | 112.5704 | 113.4552 | 114.4193 | 115.2905 | 116.1834
Washington | Big Box-Retail - Million Sq Ft | 11.665 | 31.08 | 50.495 | 51.595 | 52.37 | 53.06 | 53.537 | 54.267 | 55.387 | 57.117 | 58.326 | 58.973 | 59.766 | 60.92 | 62.535 | 63.725 | 64.951 | 66.008 | 66.737 | 67.658 | 69.293 | 71.383 | 73.152 | 74.857 | 76.483 | 78.186 | 79.979 | 83.217 | 84.264 | 85.394 | 87.054 | 88.608 | 89.6157 | 90.1783 | 90.8562 | 91.6065 | 92.4114 | 93.2177 | 93.9972 | 94.6603 | 95.2142 | 95.7548 | 96.596 | 97.6387 | 98.54 | 99.3791 | 100.2137 | 100.9457 | 101.7234 | 102.3577 | 103.0823
Washington | Small Box-Retail - Million Sq Ft | 105.648 | 99.456 | 93.264 | 95.296 | 96.727 | 98.002 | 98.882 | 100.229 | 102.299 | 105.494 | 107.727 | 108.923 | 110.386 | 112.519 | 115.502 | 117.699 | 119.963 | 121.916 | 123.262 | 124.963 | 125.558 | 126.318 | 126.961 | 127.581 | 128.172 | 128.792 | 129.443 | 130.947 | 131.328 | 131.739 | 133.7314 | 134.951 | 135.5691 | 135.9246 | 136.4533 | 137.0883 | 137.8042 | 138.5203 | 139.1967 | 139.6995 | 140.0415 | 140.2988 | 140.6047 | 141.054 | 141.4328 | 141.768 | 142.1221 | 142.4783 | 142.8714 | 143.1122 | 143.4065
Washington | High End-Retail - Million Sq Ft | 26.412 | 24.864 | 23.316 | 23.824 | 24.182 | 24.5 | 24.72 | 25.057 | 25.575 | 26.374 | 26.932 | 27.231 | 27.597 | 28.13 | 28.875 | 29.425 | 29.991 | 30.479 | 30.815 | 31.241 | 33.371 | 36.095 | 38.4 | 40.622 | 42.74 | 44.96 | 47.295 | 52.499 | 53.863 | 55.336 | 56.7272 | 58.3887 | 59.5617 | 60.2104 | 60.9378 | 61.7142 | 62.5276 | 63.3435 | 64.1414 | 64.8596 | 65.5035 | 66.1737 | 67.2706 | 68.5892 | 69.7358 | 70.8132 | 71.8724 | 72.7755 | 73.7277 | 74.5487 | 75.4757
Washington | Anchor-Retail - Million Sq Ft | 58.584 | 51.8 | 45.016 | 45.997 | 46.688 | 47.303 | 47.728 | 48.379 | 49.378 | 50.92 | 51.998 | 52.575 | 53.281 | 54.31 | 55.75 | 56.811 | 57.903 | 58.846 | 59.496 | 60.317 | 60.912 | 61.672 | 62.315 | 62.935 | 63.526 | 64.146 | 64.797 | 66.417 | 66.797 | 67.208 | 68.3108 | 69.111 | 69.5678 | 69.8265 | 70.1745 | 70.5772 | 71.0221 | 71.4672 | 71.8909 | 72.2259 | 72.4786 | 72.6971 | 73.003 | 73.4072 | 73.7527 | 74.0696 | 74.3904 | 74.6895 | 75.0117 | 75.246 | 75.521
Washington | K-12 - Million Sq Ft | 105.096 | 106.788 | 108.48 | 109.965 | 112.053 | 114.138 | 116.449 | 119.615 | 122.013 | 123.433 | 126.416 | 128.348 | 130.256 | 132.564 | 135.046 | 137.408 | 139.571 | 142.195 | 145.971 | 148.533 | 151.553 | 154.546 | 157.438 | 161.22 | 164.69 | 167.906 | 170.958 | 171.816 | 171.994 | 172.289 | 175.6002 | 177.0992 | 177.8698 | 178.4798 | 179.3655 | 180.4056 | 181.5505 | 182.7636 | 183.8181 | 184.6627 | 185.3131 | 185.8562 | 186.1178 | 186.2541 | 186.4858 | 186.6538 | 186.731 | 186.8951 | 187.1632 | 187.448 | 187.6775
Washington | University - Million Sq Ft | 54.14 | 55.012 | 55.884 | 56.649 | 57.724 | 58.799 | 59.989 | 61.62 | 62.855 | 63.587 | 65.123 | 66.119 | 67.102 | 68.291 | 69.569 | 70.786 | 71.9 | 73.101 | 74.655 | 75.472 | 76.769 | 78.194 | 79.532 | 81.001 | 82.336 | 83.586 | 84.78 | 85.638 | 86.387 | 87.081 | 89.1717 | 89.989 | 90.4579 | 91.1418 | 92.2304 | 93.2332 | 94.3288 | 95.3173 | 96.379 | 97.4358 | 98.3433 | 99.3054 | 100.1813 | 100.9904 | 101.8773 | 102.7083 | 103.3754 | 104.2044 | 104.9664 | 105.7397 | 106.5444
Washington | Warehouse - Million Sq Ft | 65.456 | 70.7 | 75.944 | 79.022 | 82.594 | 87.179 | 90.637 | 93.936 | 97.053 | 100.89 | 105.936 | 112.294 | 117.075 | 123.16 | 128.92 | 134.112 | 140.184 | 142.927 | 147.747 | 150.905 | 155.657 | 160.244 | 164.496 | 168.66 | 172.882 | 177.41 | 182.218 | 182.218 | 183.935 | 186.795 | 192.7121 | 197.5006 | 201.3906 | 203.3856 | 205.516 | 207.336 | 209.3245 | 211.3007 | 213.2614 | 215.3654 | 217.3746 | 219.1493 | 220.6172 | 221.9875 | 223.1764 | 224.4411 | 225.7907 | 227.2007 | 228.6505 | 229.8135 | 231.0581
Washington | Supermarket - Million Sq Ft | 28.492 | 26.16 | 23.828 | 24.346 | 24.711 | 25.035 | 25.259 | 25.603 | 26.13 | 26.945 | 27.514 | 27.818 | 28.191 | 28.735 | 29.495 | 30.055 | 30.632 | 31.004 | 31.273 | 31.623 | 31.875 | 32.123 | 32.393 | 32.725 | 32.974 | 33.221 | 33.479 | 34.908 | 35.522 | 36.106 | 36.8075 | 37.2214 | 37.4984 | 37.7432 | 38.0272 | 38.3398 | 38.6778 | 39.0104 | 39.3327 | 39.6012 | 39.8343 | 40.0239 | 40.1886 | 40.3743 | 40.525 | 40.711 | 40.8717 | 41.0743 | 41.2762 | 41.4262 | 41.6056
Washington | MiniMart - Million Sq Ft | 3.438 | 6.54 | 9.642 | 9.852 | 9.999 | 10.131 | 10.221 | 10.36 | 10.574 | 10.903 | 11.134 | 11.257 | 11.408 | 11.628 | 11.935 | 12.162 | 12.395 | 12.546 | 12.655 | 12.797 | 13.048 | 13.297 | 13.566 | 13.898 | 14.148 | 14.394 | 14.652 | 14.652 | 14.751 | 14.906 | 15.2099 | 15.412 | 15.5526 | 15.6174 | 15.7022 | 15.785 | 15.8685 | 15.9494 | 16.0285 | 16.0946 | 16.1553 | 16.2118 | 16.2926 | 16.3869 | 16.463 | 16.5553 | 16.6278 | 16.702 | 16.7784 | 16.8331 | 16.8995
Washington | Restaurant - Million Sq Ft | 18.562 | 18.8 | 19.038 | 19.213 | 19.435 | 19.622 | 19.956 | 20.18 | 20.377 | 20.667 | 20.866 | 21.116 | 21.448 | 21.707 | 22.043 | 22.343 | 22.547 | 23.315 | 23.872 | 24.594 | 29.548 | 35.883 | 41.244 | 46.41 | 51.337 | 56.498 | 61.929 | 61.929 | 62.414 | 63.109 | 64.3878 | 65.0469 | 65.4533 | 65.8223 | 66.274 | 66.792 | 67.3413 | 67.8929 | 68.4315 | 68.8782 | 69.2394 | 69.5484 | 69.8716 | 70.2468 | 70.6165 | 70.9764 | 71.3481 | 71.6809 | 72.059 | 72.3709 | 72.7032
Washington | Lodging - Million Sq Ft | 45.682 | 46.3 | 46.919 | 49.127 | 50.612 | 51.565 | 52.473 | 52.895 | 53.502 | 54.119 | 55.182 | 56.228 | 58.269 | 60.583 | 62.331 | 64.317 | 65.469 | 65.851 | 66.776 | 67.918 | 69.481 | 71.274 | 73.036 | 74.47 | 75.839 | 77.419 | 79.062 | 79.418 | 80.482 | 82.009 | 83.8535 | 84.7979 | 85.4218 | 85.9807 | 86.6643 | 87.4236 | 88.2266 | 89.0313 | 89.8289 | 90.4888 | 91.0533 | 91.5398 | 92.3232 | 93.2891 | 94.3061 | 95.299 | 96.3333 | 97.2151 | 98.0903 | 98.8877 | 99.7419
Washington | Hospital - Million Sq Ft | 23.97 | 24.4 | 24.83 | 25.215 | 25.878 | 26.313 | 26.678 | 27.354 | 27.884 | 28.386 | 28.771 | 29.098 | 29.642 | 30.29 | 31.268 | 32.055 | 32.737 | 33.21 | 33.693 | 34.172 | 37.228 | 39.554 | 41.598 | 43.657 | 45.89 | 48.228 | 50.599 | 50.983 | 51.821 | 53.412 | 56.0129 | 58.6916 | 60.8009 | 62.7125 | 64.429 | 65.9179 | 67.2769 | 68.5693 | 69.7221 | 70.799 | 71.8538 | 72.9913 | 74.2196 | 75.5435 | 76.7409 | 77.9191 | 79.0202 | 79.9965 | 80.9951 | 81.9439 | 82.8635
Washington | OtherHealth - Million Sq Ft | 51.478 | 52.4 | 53.322 | 54.149 | 55.569 | 56.503 | 57.285 | 58.736 | 59.872 | 60.948 | 61.774 | 62.476 | 63.641 | 65.032 | 67.129 | 68.817 | 70.279 | 71.829 | 73.41 | 74.978 | 78.034 | 80.36 | 82.404 | 84.463 | 86.696 | 89.034 | 91.405 | 92.083 | 92.722 | 94 | 97.1457 | 100.3103 | 102.7633 | 104.8308 | 106.696 | 108.3809 | 109.968 | 111.4837 | 112.8727 | 114.1571 | 115.4124 | 116.7515 | 118.2415 | 119.8387 | 121.3189 | 122.7975 | 124.1745 | 125.4255 | 126.7152 | 127.9645 | 129.1885
Washington | Assembly - Million Sq Ft | 85.145 | 86.258 | 87.371 | 88.174 | 88.966 | 90.383 | 92.395 | 94.363 | 95.72 | 97.332 | 99.388 | 101.678 | 104.138 | 107.947 | 112.72 | 117.272 | 120.657 | 123.522 | 125.47 | 128.712 | 130.247 | 132.184 | 134.555 | 136.544 | 138.704 | 140.966 | 143.154 | 144.522 | 146.842 | 150.801 | 154.7449 | 156.4407 | 157.6049 | 158.6054 | 160.0398 | 161.3591 | 163.0869 | 164.5459 | 165.9448 | 167.1362 | 168.8023 | 170.3909 | 172.2982 | 174.8246 | 177.8022 | 181.1479 | 184.1739 | 187.4044 | 190.4888 | 193.4837 | 196.5204
Washington | Other - Million Sq Ft | 165.282 | 167.442 | 169.602 | 171.161 | 172.699 | 175.449 | 179.355 | 183.175 | 185.809 | 188.938 | 192.929 | 197.375 | 202.149 | 209.544 | 218.809 | 227.646 | 234.217 | 238.772 | 244.181 | 249.3 | 251.081 | 254.031 | 256.317 | 258.823 | 261.294 | 263.738 | 266.128 | 269.615 | 271.834 | 273.685 | 280.2475 | 285.8999 | 289.6507 | 292.5298 | 296.2339 | 299.2813 | 302.4369 | 305.0858 | 308.406 | 311.4536 | 314.3036 | 317.0186 | 319.8436 | 322.9599 | 325.8997 | 329.0449 | 332.1788 | 335.1957 | 338.1776 | 340.6182 | 343.2251
Washington | Food & Tobacco - 2012 B$ | 2.3041 | 2.3606 | 2.4033 | 2.6052 | 2.5948 | 2.4529 | 2.5267 | 2.919 | 3.0494 | 3.3436 | 3.5432 | 3.5028 | 3.4498 | 3.5028 | 3.5732 | 3.5674 | 3.489 | 3.4336 | 3.3228 | 3.2559 | 3.474 | 3.6297 | 3.6932 | 3.6667 | 3.632 | 3.5582 | 3.8501 | 4.0174 | 4.1132 | 4.0878 | 4.2888 | 4.4449 | 4.5982 | 4.7451 | 4.896 | 5.0513 | 5.2092 | 5.3705 | 5.5273 | 5.6868 | 5.8454 | 6.0006 | 6.1485 | 6.2758 | 6.4034 | 6.5365 | 6.6698 | 6.7991 | 6.9333 | 7.0884 | 7.2418
Washington | Textiles - 2012 B$ | 0.0427 | 0.0473 | 0.0496 | 0.0565 | 0.0646 | 0.0819 | 0.0865 | 0.0842 | 0.0865 | 0.0854 | 0.0773 | 0.0865 | 0.1927 | 0.1788 | 0.1996 | 0.2169 | 0.2134 | 0.1627 | 0.1765 | 0.165 | 0.1996 | 0.2584 | 0.2642 | 0.2446 | 0.2146 | 0.2377 | 0.2665 | 0.3081 | 0.3184 | 0.3265 | 0.3326 | 0.3341 | 0.3334 | 0.3342 | 0.3349 | 0.3374 | 0.3369 | 0.3404 | 0.3414 | 0.3422 | 0.3418 | 0.3432 | 0.3454 | 0.3443 | 0.3419 | 0.3435 | 0.3429 | 0.3415 | 0.3426 | 0.341 | 0.3417
Washington | Apparel - 2012 B$ | 0.2354 | 0.2331 | 0.2204 | 0.2481 | 0.2769 | 0.2215 | 0.2146 | 0.2757 | 0.3577 | 0.3496 | 0.3115 | 0.2884 | 0.1719 | 0.1581 | 0.1431 | 0.1361 | 0.1269 | 0.1281 | 0.1096 | 0.1269 | 0.1465 | 0.1465 | 0.1223 | 0.0969 | 0.0715 | 0.0704 | 0.0738 | 0.0727 | 0.0715 | 0.0715 | 0.0722 | 0.0714 | 0.0712 | 0.0708 | 0.0702 | 0.0695 | 0.0688 | 0.0689 | 0.0679 | 0.0676 | 0.0669 | 0.0667 | 0.0661 | 0.0652 | 0.0647 | 0.064 | 0.063 | 0.0624 | 0.0611 | 0.0609 | 0.0607
Washington | Lumber - 2012 B$ | 3.2121 | 3.3886 | 4.0139 | 4.0474 | 4.2066 | 3.6563 | 3.1867 | 3.2236 | 3.4798 | 3.3321 | 3.2998 | 2.8763 | 1.5691 | 1.5126 | 1.4457 | 1.5783 | 1.4445 | 1.4826 | 1.4595 | 1.5149 | 1.756 | 1.8241 | 1.6764 | 1.4503 | 1.148 | 1.2507 | 1.3061 | 1.3234 | 1.4353 | 1.6753 | 1.6803 | 1.6666 | 1.6517 | 1.635 | 1.6211 | 1.6035 | 1.5895 | 1.5739 | 1.5582 | 1.5395 | 1.5233 | 1.5065 | 1.4873 | 1.4638 | 1.4378 | 1.417 | 1.3936 | 1.3715 | 1.3482 | 1.3312 | 1.3146
Washington | Furniture - 2012 B$ | 0.1708 | 0.1627 | 0.1673 | 0.2111 | 0.2573 | 0.2873 | 0.225 | 0.2204 | 0.2088 | 0.2008 | 0.2111 | 0.2481 | 0.3854 | 0.42 | 0.4638 | 0.4696 | 0.4742 | 0.5619 | 0.5169 | 0.5492 | 0.5803 | 0.6115 | 0.6484 | 0.5988 | 0.4315 | 0.383 | 0.4038 | 0.4327 | 0.4015 | 0.383 | 0.4105 | 0.4339 | 0.4567 | 0.4784 | 0.5011 | 0.5236 | 0.5458 | 0.5694 | 0.5918 | 0.6158 | 0.6387 | 0.6626 | 0.6834 | 0.7031 | 0.724 | 0.7435 | 0.7637 | 0.7849 | 0.8058 | 0.8276 | 0.8516
Washington | Paper - 2012 B$ | 1.606 | 1.8679 | 2.1783 | 2.5867 | 2.6329 | 2.2625 | 2.0433 | 1.6903 | 1.8622 | 1.9326 | 2.2948 | 1.8576 | 2.1391 | 2.0906 | 2.281 | 2.1645 | 2.1818 | 2.3029 | 2.2291 | 2.1598 | 2.176 | 2.1737 | 2.0595 | 1.8922 | 1.8137 | 1.8276 | 1.7872 | 1.6095 | 1.5334 | 1.531 | 1.6202 | 1.6899 | 1.7608 | 1.8339 | 1.9006 | 1.9717 | 2.0449 | 2.1184 | 2.1945 | 2.2705 | 2.3431 | 2.4171 | 2.4838 | 2.5425 | 2.6092 | 2.6675 | 2.7301 | 2.7951 | 2.8606 | 2.9339 | 3.0069
Washington | Printing - 2012 B$ | 1.1007 | 1.1941 | 1.1999 | 1.1768 | 1.3314 | 1.2484 | 1.3188 | 1.3822 | 1.5899 | 1.4918 | 1.4618 | 1.568 | 0.5884 | 0.5734 | 0.5446 | 0.5527 | 0.5134 | 0.4984 | 0.4315 | 0.42 | 0.428 | 0.428 | 0.4165 | 0.375 | 0.3207 | 0.3173 | 0.3046 | 0.2781 | 0.2665 | 0.2642 | 0.267 | 0.2664 | 0.2662 | 0.2652 | 0.2646 | 0.2643 | 0.2638 | 0.2641 | 0.2632 | 0.263 | 0.2627 | 0.262 | 0.261 | 0.2593 | 0.2578 | 0.2563 | 0.2548 | 0.2529 | 0.2518 | 0.2514 | 0.2504
Washington | Chemicals - 2012 B$ | 0.3346 | 0.7765 | 0.7511 | 0.7176 | 0.953 | 1.0868 | 0.2596 | 0.4004 | 0.5723 | 0.7326 | 0.4223 | 0.5942 | 0.7592 | 0.7903 | 0.7396 | 0.7488 | 0.7373 | 0.803 | 0.7846 | 0.7753 | 0.9046 | 1.0499 | 1.1341 | 1.1688 | 1.0961 | 1.2115 | 1.2991 | 1.3868 | 1.4399 | 1.4826 | 1.6671 | 1.8368 | 2.0043 | 2.1705 | 2.3402 | 2.4428 | 2.5909 | 2.7511 | 2.9214 | 3.0941 | 3.2664 | 3.4438 | 3.613 | 3.7672 | 3.9251 | 4.0847 | 4.2445 | 4.4055 | 4.5688 | 4.7456 | 4.919
Washington | Petroleum Products - 2012 B$ | 1.2299 | 1.3314 | 1.2138 | 1.4803 | 1.3511 | 1.4549 | 0.6646 | 0.5919 | 0.653 | 0.6138 | 0.6888 | 0.7003 | 1.5426 | 1.8195 | 1.846 | 1.5933 | 1.8564 | 2.3652 | 2.1218 | 2.0745 | 2.2498 | 2.2395 | 2.176 | 2.2383 | 2.0872 | 2.221 | 2.3871 | 2.4183 | 2.4125 | 2.4471 | 2.552 | 2.6343 | 2.7124 | 2.8045 | 2.8696 | 2.9538 | 3.0535 | 3.1171 | 3.2144 | 3.29 | 3.3738 | 3.4589 | 3.5447 | 3.6236 | 3.6699 | 3.7534 | 3.8331 | 3.8631 | 3.9421 | 4.0362 | 4.1341
Washington | Rubber - 2012 B$ | 0.2227 | 0.2654 | 0.2792 | 0.3081 | 0.3911 | 0.3588 | 0.3634 | 0.4223 | 0.4084 | 0.4546 | 0.51 | 0.5769 | 0.6242 | 0.6369 | 0.66 | 0.6553 | 0.6426 | 0.7015 | 0.6773 | 0.7107 | 0.7788 | 0.818 | 0.8169 | 0.7292 | 0.6046 | 0.6542 | 0.7199 | 0.7303 | 0.728 | 0.7373 | 0.7904 | 0.8335 | 0.8767 | 0.9197 | 0.9634 | 1.0072 | 1.0521 | 1.0968 | 1.1418 | 1.1877 | 1.2344 | 1.2783 | 1.3234 | 1.3623 | 1.4007 | 1.4397 | 1.4813 | 1.5197 | 1.5625 | 1.608 | 1.6531
Washington | Leather - 2012 B$ | 0.015 | 0.015 | 0.0162 | 0.0173 | 0.0196 | 0.0196 | 0.0185 | 0.0208 | 0.0208 | 0.0208 | 0.0208 | 0.0185 | 0.0196 | 0.0185 | 0.0081 | 0.0092 | 0.0081 | 0.0069 | 0.0069 | 0.0069 | 0.0081 | 0.0081 | 0.0092 | 0.0115 | 0.0092 | 0.0081 | 0.0104 | 0.0115 | 0.0104 | 0.0092 | 0.0092 | 0.0089 | 0.0087 | 0.0085 | 0.0083 | 0.0081 | 0.0079 | 0.0077 | 0.0074 | 0.0073 | 0.007 | 0.0068 | 0.0066 | 0.0064 | 0.0061 | 0.0059 | 0.0056 | 0.0054 | 0.0051 | 0.005 | 0.0048
Washington | Stone, Clay, etc. - 2012 B$ | 0.4442 | 0.4961 | 0.4927 | 0.6023 | 0.5988 | 0.5873 | 0.5896 | 0.6219 | 0.5619 | 0.6773 | 0.7084 | 0.6923 | 0.7684 | 0.7915 | 0.7915 | 0.7903 | 0.7661 | 0.8388 | 0.8549 | 0.9449 | 1.0292 | 1.073 | 1.1099 | 0.968 | 0.7799 | 0.8284 | 0.8642 | 0.8757 | 0.8549 | 0.8872 | 0.9625 | 1.0281 | 1.0925 | 1.1581 | 1.2228 | 1.2631 | 1.3201 | 1.3827 | 1.4469 | 1.513 | 1.5775 | 1.6437 | 1.7098 | 1.7681 | 1.8236 | 1.8831 | 1.9453 | 2.0029 | 2.0607 | 2.1265 | 2.197
Washington | Aluminum - 2012 B$ | 0.3888 | 0.4661 | 0.4903 | 0.9322 | 0.8353 | 0.7292 | 0.6323 | 0.6196 | 0.4546 | 0.4892 | 0.6911 | 0.5953 | 0.5688 | 0.5953 | 0.5815 | 0.5169 | 0.4569 | 0.3611 | 0.2054 | 0.1892 | 0.1592 | 0.1385 | 0.1361 | 0.1408 | 0.1165 | 0.1385 | 0.1696 | 0.1904 | 0.1927 | 0.2031 | 0.1997 | 0.1943 | 0.1884 | 0.1824 | 0.1763 | 0.1705 | 0.1644 | 0.1584 | 0.1523 | 0.1463 | 0.1402 | 0.1341 | 0.1276 | 0.1208 | 0.1138 | 0.1071 | 0.1006 | 0.0939 | 0.0876 | 0.0813 | 0.075
Washington | Other Primary Metals - 2012 B$ | 0.3577 | 0.428 | 0.4511 | 0.8561 | 0.7673 | 0.6692 | 0.5815 | 0.5688 | 0.4177 | 0.45 | 0.6346 | 0.5469 | 0.5215 | 0.5365 | 0.6669 | 0.563 | 0.5377 | 0.5123 | 0.6438 | 0.5965 | 0.6346 | 0.6969 | 0.7119 | 0.7315 | 0.6207 | 0.7015 | 0.8019 | 0.8561 | 0.8492 | 0.8838 | 0.8702 | 0.8476 | 0.8228 | 0.7978 | 0.7718 | 0.7476 | 0.7223 | 0.697 | 0.6714 | 0.6461 | 0.6207 | 0.5954 | 0.5678 | 0.5392 | 0.5096 | 0.4815 | 0.454 | 0.4259 | 0.3992 | 0.3727 | 0.3465
Washington | Fabricated Metals - 2012 B$ | 0.7223 | 0.7638 | 0.7811 | 0.8203 | 0.9242 | 0.9599 | 0.8746 | 0.8099 | 0.7823 | 0.953 | 1.3211 | 1.1376 | 1.4387 | 1.4376 | 1.4018 | 1.4514 | 1.4318 | 1.5045 | 1.4445 | 1.4618 | 1.6083 | 1.7641 | 1.9187 | 1.9337 | 1.4987 | 1.568 | 1.7445 | 1.9152 | 1.9072 | 1.906 | 1.8946 | 1.8644 | 1.8302 | 1.7947 | 1.7598 | 1.7249 | 1.6896 | 1.6547 | 1.6187 | 1.5823 | 1.5467 | 1.5093 | 1.4703 | 1.4259 | 1.3825 | 1.34 | 1.2977 | 1.2554 | 1.2139 | 1.1763 | 1.139
Washington | Machines & Computer - 2012 B$ | 1.8276 | 2.0572 | 1.9902 | 2.1506 | 2.2418 | 2.3537 | 2.311 | 2.2579 | 2.4887 | 2.3987 | 2.6202 | 3.1025 | 1.2218 | 1.1676 | 1.2011 | 1.3014 | 1.2265 | 1.2726 | 1.1907 | 1.2841 | 1.4918 | 1.6949 | 1.7826 | 1.7226 | 1.3141 | 1.4791 | 1.7226 | 1.763 | 1.7849 | 1.8899 | 1.9026 | 1.8965 | 1.8852 | 1.8735 | 1.8612 | 1.8494 | 1.8396 | 1.8283 | 1.8157 | 1.8044 | 1.7933 | 1.7804 | 1.7655 | 1.7436 | 1.7232 | 1.7033 | 1.6841 | 1.6649 | 1.6456 | 1.6327 | 1.6188
Washington | Electric Equipment - 2012 B$ | 0.7869 | 0.5573 | 0.6761 | 0.9622 | 1.1076 | 1.1065 | 1.0822 | 0.8988 | 0.7696 | 0.7488 | 0.9403 | 0.8584 | 0.2838 | 0.2942 | 0.2884 | 0.3057 | 0.2838 | 0.2596 | 0.2561 | 0.2734 | 0.2861 | 0.3161 | 0.3334 | 0.3404 | 0.2757 | 0.2838 | 0.2942 | 0.2931 | 0.2919 | 0.2907 | 0.2979 | 0.3024 | 0.3067 | 0.3098 | 0.3137 | 0.3172 | 0.3215 | 0.325 | 0.3285 | 0.3329 | 0.336 | 0.3403 | 0.3437 | 0.3448 | 0.3474 | 0.3494 | 0.3518 | 0.3537 | 0.3566 | 0.3596 | 0.3632
Washington | Transport Equipment - 2012 B$ | 12.4549 | 14.5224 | 15.2066 | 15.5446 | 16.913 | 17.8441 | 18.1948 | 18.7383 | 18.0218 | 17.1922 | 13.1448 | 15.7246 | 15.8458 | 17.5095 | 16.44 | 14.0528 | 14.3217 | 13.5452 | 11.3484 | 10.6088 | 12.2403 | 11.653 | 14.1636 | 14.1036 | 12.8333 | 12.2299 | 13.5775 | 15.0093 | 14.7047 | 14.2132 | 14.6717 | 14.9762 | 15.2459 | 15.5062 | 15.7721 | 16.0328 | 16.3102 | 16.5857 | 16.8593 | 17.1372 | 17.4248 | 17.6885 | 17.9428 | 18.1247 | 18.3141 | 18.5113 | 18.7022 | 18.9011 | 19.1085 | 19.3695 | 19.635
Washington | Other Manufacturing - 2012 B$ | 0.3427 | 0.1938 | 0.315 | 0.3473 | 0.3865 | 0.4211 | 0.398 | 0.4327 | 0.5192 | 0.5861 | 0.6692 | 0.7592 | 0.7534 | 0.7949 | 0.8192 | 0.8653 | 0.8688 | 0.9334 | 0.9126 | 0.923 | 1.043 | 1.0753 | 1.0176 | 1.0211 | 1.0107 | 1.0384 | 1.088 | 1.2645 | 1.2299 | 1.178 | 1.2726 | 1.3555 | 1.4355 | 1.5164 | 1.5968 | 1.6453 | 1.7175 | 1.7952 | 1.8747 | 1.9572 | 2.0384 | 2.122 | 2.2035 | 2.2747 | 2.347 | 2.4195 | 2.4956 | 2.5698 | 2.6441 | 2.7266 | 2.8083
Washington | Data Centers - 2012 B$ | 0.2654 | 0.3519 | 0.3934 | 0.4973 | 0.4903 | 0.5088 | 0.5007 | 0.4719 | 0.4615 | 0.6323 | 0.6253 | 0.6184 | 0.5146 | 0.5723 | 0.7119 | 0.6242 | 0.6046 | 0.6046 | 0.5907 | 0.6473 | 0.6576 | 0.615 | 0.593 | 0.4961 | 0.3692 | 0.3692 | 0.3404 | 0.2919 | 0.3034 | 0.3265 | 0.3372 | 0.3451 | 0.352 | 0.358 | 0.3648 | 0.3715 | 0.3792 | 0.3865 | 0.394 | 0.4006 | 0.4071 | 0.4134 | 0.419 | 0.4245 | 0.4305 | 0.4361 | 0.4418 | 0.4478 | 0.4536 | 0.4593 | 0.4652
Washington | Agriculture - 2012 B$ | 4.2932 | 4.8608 | 4.8504 | 5.0027 | 5.5023 | 5.6581 | 5.4896 | 5.9638 | 5.7192 | 5.9407 | 5.5704 | 6.5268 | 4.1535 | 4.1697 | 4.8031 | 4.6093 | 4.1639 | 4.0497 | 4.2032 | 4.0105 | 4.5124 | 4.4074 | 3.9978 | 4.4201 | 4.4535 | 4.382 | 4.0693 | 3.7705 | 4.0716 | 4.3047 | 4.397 | 4.4582 | 4.5312 | 4.6015 | 4.6669 | 4.7404 | 4.8051 | 4.8715 | 4.9383 | 5.0039 | 5.0752 | 5.143 | 5.2121 | 5.2765 | 5.3432 | 5.4128 | 5.4863 | 5.5607 | 5.6314 | 5.7029 | 5.7758
Washington Households (Millions) |  |  | 1986 | 1987 | 1988 | 1989 | 1990 | 1991 | 1992 | 1993 | 1994 | 1995 | 1996 | 1997 | 1998 | 1999 | 2000 | 2001 | 2002 | 2003 | 2004 | 2005 | 2006 | 2007 | 2008 | 2009 | 2010 | 2011 | 2012 | 2013 | 2014 | 2015 | 2016 | 2017 | 2018 | 2019 | 2020 | 2021 | 2022 | 2023 | 2024 | 2025 | 2026 | 2027 | 2028 | 2029 | 2030 | 2031 | 2032 | 2033 | 2034 | 2035
HHS | Total |  | 1.8498 | 1.8909 | 1.9372 | 1.9883 | 2.042 | 2.0814 | 2.1287 | 2.1775 | 2.2294 | 2.2756 | 2.3225 | 2.3696 | 2.4198 | 2.4661 | 2.5067 | 2.5464 | 2.5874 | 2.6324 | 2.6803 | 2.7328 | 2.783 | 2.8271 | 2.8568 | 2.8746 | 2.8944 | 2.9153 | 2.9422 | 2.9746 | 3.0127 | 3.0604 | 3.1106 | 3.1585 | 3.2043 | 3.2485 | 3.2903 | 3.3291 | 3.3666 | 3.4038 | 3.441 | 3.4786 | 3.5168 | 3.5547 | 3.5923 | 3.6302 | 3.6686 | 3.707 | 3.7443 | 3.7813 | 3.8183 | 3.8553
HHS | Single Family |  | 1.3644 | 1.3853 | 1.4073 | 1.434 | 1.4635 | 1.4888 | 1.5216 | 1.5552 | 1.5896 | 1.6179 | 1.6466 | 1.6754 | 1.7051 | 1.7332 | 1.7586 | 1.7846 | 1.8147 | 1.849 | 1.8853 | 1.9256 | 1.9625 | 1.9929 | 2.0117 | 2.0251 | 2.04 | 2.0538 | 2.0707 | 2.089 | 2.1132 | 2.1441 | 2.1772 | 2.2082 | 2.237 | 2.2645 | 2.2907 | 2.3152 | 2.3387 | 2.3619 | 2.3844 | 2.4068 | 2.4291 | 2.4509 | 2.4721 | 2.4933 | 2.5147 | 2.536 | 2.5564 | 2.5767 | 2.597 | 2.6173
HHS | Multi Family |  | 0.3476 | 0.3639 | 0.3841 | 0.404 | 0.4226 | 0.4314 | 0.4399 | 0.4483 | 0.4584 | 0.469 | 0.481 | 0.4929 | 0.5065 | 0.5193 | 0.5307 | 0.5414 | 0.5494 | 0.5573 | 0.5661 | 0.5757 | 0.5862 | 0.5978 | 0.6071 | 0.6107 | 0.6149 | 0.6214 | 0.6309 | 0.644 | 0.6569 | 0.673 | 0.6894 | 0.7055 | 0.7216 | 0.7376 | 0.7523 | 0.7658 | 0.779 | 0.7923 | 0.8061 | 0.8205 | 0.8357 | 0.851 | 0.8665 | 0.8825 | 0.8987 | 0.915 | 0.9311 | 0.947 | 0.9629 | 0.9787
HHS | Other Family |  | 0.1378 | 0.1417 | 0.1459 | 0.1502 | 0.1559 | 0.1612 | 0.1672 | 0.1741 | 0.1814 | 0.1886 | 0.1949 | 0.2013 | 0.2082 | 0.2135 | 0.2174 | 0.2204 | 0.2233 | 0.2262 | 0.2289 | 0.2316 | 0.2342 | 0.2363 | 0.2379 | 0.2388 | 0.2395 | 0.24 | 0.2406 | 0.2416 | 0.2425 | 0.2433 | 0.2441 | 0.2448 | 0.2456 | 0.2465 | 0.2473 | 0.2481 | 0.2488 | 0.2496 | 0.2504 | 0.2512 | 0.252 | 0.2528 | 0.2536 | 0.2544 | 0.2552 | 0.256 | 0.2568 | 0.2576 | 0.2584 | 0.2592
Washington People per Household (People/Household) |  |  | 1986 | 1987 | 1988 | 1989 | 1990 | 1991 | 1992 | 1993 | 1994 | 1995 | 1996 | 1997 | 1998 | 1999 | 2000 | 2001 | 2002 | 2003 | 2004 | 2005 | 2006 | 2007 | 2008 | 2009 | 2010 | 2011 | 2012 | 2013 | 2014 | 2015 | 2016 | 2017 | 2018 | 2019 | 2020 | 2021 | 2022 | 2023 | 2024 | 2025 | 2026 | 2027 | 2028 | 2029 | 2030 | 2031 | 2032 | 2033 | 2034 | 2035
HSize | Total |  | 1.4521 | 1.4318 | 1.4185 | 1.4086 | 1.4048 | 1.4106 | 1.4095 | 1.4087 | 1.4037 | 1.4028 | 1.4009 | 1.3967 | 1.3874 | 1.378 | 1.3703 | 1.3643 | 1.3593 | 1.3483 | 1.3343 | 1.3251 | 1.3213 | 1.3186 | 1.3208 | 1.326 | 1.3272 | 1.328 | 1.3267 | 1.3225 | 1.3167 | 1.3079 | 1.2989 | 1.2912 | 1.2847 | 1.2788 | 1.2741 | 1.2703 | 1.2668 | 1.2632 | 1.2596 | 1.2556 | 1.2513 | 1.247 | 1.2428 | 1.2384 | 1.2339 | 1.2295 | 1.2254 | 1.2214 | 1.2175 | 1.2135
HSize | Single Family |  | 1.4592 | 1.4388 | 1.425 | 1.4156 | 1.4134 | 1.4199 | 1.4182 | 1.4169 | 1.412 | 1.4126 | 1.4125 | 1.4097 | 1.4005 | 1.3915 | 1.3842 | 1.379 | 1.3742 | 1.3635 | 1.3491 | 1.3399 | 1.336 | 1.332 | 1.3328 | 1.3358 | 1.3355 | 1.3357 | 1.3344 | 1.3322 | 1.3271 | 1.3193 | 1.3108 | 1.304 | 1.2988 | 1.2942 | 1.2902 | 1.2877 | 1.2856 | 1.2835 | 1.2815 | 1.2794 | 1.2772 | 1.275 | 1.2732 | 1.2712 | 1.2691 | 1.267 | 1.2654 | 1.2637 | 1.262 | 1.2602
HSize | Multi Family |  | 1.4259 | 1.4067 | 1.3973 | 1.3863 | 1.3781 | 1.381 | 1.3819 | 1.3823 | 1.3767 | 1.37 | 1.3624 | 1.3544 | 1.3455 | 1.3355 | 1.3268 | 1.3193 | 1.3136 | 1.3019 | 1.2888 | 1.2788 | 1.2751 | 1.2726 | 1.2753 | 1.2839 | 1.2869 | 1.2861 | 1.2801 | 1.267 | 1.2555 | 1.2401 | 1.2254 | 1.2122 | 1.1997 | 1.1879 | 1.1791 | 1.1685 | 1.1584 | 1.1484 | 1.1376 | 1.1263 | 1.1142 | 1.1022 | 1.0902 | 1.078 | 1.0659 | 1.054 | 1.0427 | 1.032 | 1.0216 | 1.0115
HSize | Other Family |  | 1.4484 | 1.4276 | 1.4112 | 1.4017 | 1.3967 | 1.4039 | 1.4033 | 1.4028 | 1.3991 | 1.3994 | 1.3974 | 1.3925 | 1.3819 | 1.3718 | 1.3636 | 1.3558 | 1.3498 | 1.3387 | 1.3251 | 1.3166 | 1.3139 | 1.322 | 1.3354 | 1.3505 | 1.3604 | 1.3712 | 1.3824 | 1.3871 | 1.3919 | 1.3951 | 1.4004 | 1.4026 | 1.4062 | 1.4093 | 1.414 | 1.4218 | 1.4293 | 1.4365 | 1.4433 | 1.4498 | 1.4561 | 1.4621 | 1.4679 | 1.4736 | 1.4792 | 1.4846 | 1.4899 | 1.4951 | 1.5002 | 1.5051

## Residential units
|  | Definition | Stock | Just existing(not including new) stock, as of 2015
|  | SQF | New | basecase assumes the future average sq goes down by 10% compare to 2012 new construction average .
|  | Scenario | Medium Case
|  | Building Type - Count | Vintage | 1985 | 1986 | 1987 | 1988 | 1989 | 1990 | 1991 | 1992 | 1993 | 1994 | 1995 | 1996 | 1997 | 1998 | 1999 | 2000 | 2001 | 2002 | 2003 | 2004 | 2005 | 2006 | 2007 | 2008 | 2009 | 2010 | 2011 | 2012 | 2013 | 2014 | 2015 | 2016 | 2017 | 2018 | 2019 | 2020 | 2021 | 2022 | 2023 | 2024 | 2025 | 2026 | 2027 | 2028 | 2029 | 2030 | 2031 | 2032 | 2033 | 2034 | 2035
| Mapping for RES | OREGON
| OR_Single Family | Single Family | New | 6704 | 6968 | 8205 | 9300 | 11414 | 13600 | 12406 | 14907 | 16765 | 17498 | 16395 | 18008 | 16935 | 17518 | 16687 | 15476 | 15963 | 17418 | 18681 | 20556 | 23352 | 20383 | 15397 | 8165 | 5328 | 5305 | 5050 | 6513 | 8720 | 11272 | 15952 | 17272 | 16727 | 16202 | 15889 | 15686 | 15088 | 14772 | 14734 | 14757 | 15342 | 15526 | 15254 | 14608 | 14523 | 14775 | 14714 | 14158 | 14093 | 14173 | 14330
| OR_Multi Family | Multifamily - Low Rise | New | 3772.8449 | 2941.0349 | 3202.3298 | 2714.8991 | 8896.7022 | 8252.2239 | 3301.1227 | 2811.4691 | 2637.8948 | 4819.5856 | 6713.3146 | 8721.3695 | 7555.8809 | 6573.1222 | 4692.7024 | 2354.772 | 2899.5066 | 2562.0871 | 3686.8568 | 3834.8881 | 3263.67 | 4388.1348 | 2959.1619 | 2360.955 | 671.9842 | 66.5964 | 949.8743 | 2297.5049 | 4512.1309 | 4834.4212 | 6816.6588 | 7232.862 | 7009.2519 | 7026.1676 | 7441.1769 | 7431.3779 | 6971.9633 | 6761.3209 | 6554.724 | 6621.6731 | 6557.8368 | 6522.0493 | 6282.3653 | 6009.1462 | 5504.8746 | 5132.8554 | 4866.3598 | 4605.8341 | 4391.1895 | 3931.2552 | 3779.4584
| OR | MF - High Rise | New | 468.1551 | 512.9651 | 567.6702 | 1440.1009 | 1235.2978 | 508.7761 | 504.8773 | 979.5309 | 1373.1052 | 1730.4144 | 2043.6854 | 1875.6305 | 1705.1191 | 1382.8778 | 1045.2976 | 1145.228 | 1138.4934 | 1344.9129 | 1380.1432 | 1332.1119 | 1508.33 | 1311.8652 | 1171.8381 | 876.045 | 822.0158 | 1092.4036 | 1676.1257 | 1050.4951 | 1179.8691 | 1558.5788 | 1628.3412 | 1590.138 | 1606.7481 | 1679.8324 | 1660.8231 | 1567.6221 | 1522.0367 | 1485.6791 | 1495.276 | 1480.3269 | 1463.1632 | 1405.9507 | 1335.6347 | 1227.8538 | 1148.1254 | 1088.1446 | 1029.6402 | 973.1659 | 881.8105 | 846.7448 | 808.5416
DEMOLITION RATES | OR_Other Family | Manufactured | New | 2370 | 2297 | 2910 | 3852 | 4387 | 4905 | 4720 | 5103 | 6454 | 7597 | 7450 | 6484 | 6567 | 6223 | 5202 | 3199 | 2392 | 2517 | 2415 | 2492 | 2495 | 2230 | 1772 | 1278 | 717 | 647 | 445 | 473 | 888.6667 | 741.4444 | 652.0185 | 641.1883 | 640.2197 | 672.7563 | 706.049 | 675.6127 | 664.6407 | 666.7444 | 671.0038 | 676.1345 | 676.6975 | 671.8056 | 671.1711 | 672.2595 | 673.1787 | 673.5411 | 673.1089 | 672.5108 | 672.6283 | 672.8712 | 672.9732
-0.0022708 | OR_Single Family | Single Family | Stock - 2016 | [31 empty] | 1281442 | 1278532.1255 | 1275628.8586 | 1272732.1845 | 1269842.088 | 1266958.5543 | 1264081.5686 | 1261211.1158 | 1258347.1811 | 1255489.7499 | 1252638.8072 | 1249794.3385 | 1246956.3288 | 1244124.7637 | 1241299.6285 | 1238480.9085 | 1235668.5892 | 1232862.6561 | 1230063.0946 | 1227269.8903
-0.0022708 | OR_Multi Family | Multifamily - Low Rise | Stock - 2016 | [31 empty] | 277837.9284 | 277207.009 | 276577.5224 | 275949.4653 | 275322.8343 | 274697.6263 | 274073.838 | 273451.4663 | 272830.5078 | 272210.9595 | 271592.818 | 270976.0802 | 270360.7428 | 269746.8029 | 269134.257 | 268523.1021 | 267913.3351 | 267304.9527 | 266697.9519 | 266092.3294
-0.0022708 |  | MF - High Rise | Stock - 2016 | [31 empty] | 63346.033 | 63202.1857 | 63058.6651 | 62915.4703 | 62772.6008 | 62630.0556 | 62487.8342 | 62345.9357 | 62204.3594 | 62063.1047 | 61922.1707 | 61781.5567 | 61641.262 | 61501.286 | 61361.6278 | 61222.2867 | 61083.262 | 60944.5531 | 60806.1591 | 60668.0794
-0.010687 | OR_Other Family | Manufactured | Stock - 2016 | [31 empty] | 202413.3179 | 200250.1295 | 198110.0591 | 195992.8596 | 193898.2865 | 191826.0982 | 189776.0552 | 187747.9211 | 185741.4616 | 183756.4451 | 181792.6425 | 179849.827 | 177927.7743 | 176026.2626 | 174145.0723 | 172283.9863 | 170442.7896 | 168621.2698 | 166819.2166 | 165036.4219
WASHINGTON
| WA_Single Family | Single Family | New | 17836 | 19224 | 20881 | 22030 | 26693 | 29534 | 25256 | 32825 | 33591 | 34363 | 28330 | 28658 | 28846 | 29714 | 28101 | 25350 | 26054 | 30098 | 34243 | 36326 | 40247 | 36985 | 30373 | 18826 | 13391 | 14886 | 13829 | 16887 | 18274 | 24247 | 30852 | 33055 | 31044 | 28849 | 27415 | 26216 | 24554 | 23488 | 23152 | 22514 | 22375 | 22305 | 21816 | 21213 | 21215 | 21402 | 21237 | 20416 | 20299 | 20303 | 20372
| WA_Multi Family | Multifamily - Low Rise | New | 15061.8837 | 14869.1836 | 15220.2119 | 18940.3279 | 18837.088 | 17883.8667 | 8123.2236 | 7903.1489 | 7592.1801 | 9401.6361 | 9701.2779 | 11104.5267 | 10897.6321 | 12645.6077 | 11965.2628 | 10483.9199 | 9971.9027 | 7253.9579 | 7119.6063 | 7985.0504 | 8677.2745 | 9569.5883 | 10771.8424 | 8763.9201 | 2981.3703 | 3522.5521 | 5265.7219 | 8692.3033 | 12312.3997 | 11883.2799 | 13265.6088 | 13028.4338 | 13080.24 | 12923.2026 | 11912.983 | 10886.5739 | 10714.9661 | 10719.8229 | 11250.8358 | 11653.1428 | 12252.1513 | 12363.0488 | 12613.9847 | 12900.5374 | 13132.0461 | 13215.4216 | 13014.6728 | 12900.5374 | 12809.0672 | 12840.6366 | 12863.3018
| WA | MF - High Rise | New | 926.1163 | 968.8164 | 1167.7881 | 1180.6721 | 1129.912 | 657.1333 | 654.7764 | 652.8511 | 756.8199 | 787.3639 | 872.7221 | 879.4733 | 984.3679 | 957.3923 | 887.7372 | 863.0801 | 722.0973 | 726.0421 | 786.3937 | 838.9496 | 904.7255 | 978.4117 | 852.1576 | 520.0799 | 564.6297 | 705.4479 | 1217.2781 | 806.6967 | 792.6003 | 992.7201 | 3024.5104 | 2970.4353 | 2982.2469 | 2946.443 | 2716.1166 | 2482.0991 | 2442.9731 | 2444.0805 | 2565.1495 | 2656.874 | 2793.4457 | 2818.73 | 2875.9425 | 2941.2754 | 2994.0586 | 3013.0679 | 2967.2979 | 2941.2754 | 2920.4205 | 2927.6182 | 2932.7858
| WA_Other Family | Manufactured | New | 5597 | 4550 | 3873 | 4184 | 4397 | 5645 | 5353 | 5964 | 6849 | 7332 | 7252 | 6257 | 6419 | 6874 | 5339 | 3853 | 2971 | 2933 | 2868 | 2705 | 2723 | 2653 | 2063 | 1621 | 859 | 681 | 563 | 560 | 1057.8333 | 890.3056 | 768.5231 | 753.4437 | 765.5176 | 799.2706 | 839.149 | 802.7016 | 788.1009 | 791.3639 | 797.6839 | 803.045 | 803.674 | 797.7616 | 796.9382 | 798.4111 | 799.5856 | 799.9026 | 799.3789 | 798.663 | 798.8132 | 799.1257 | 799.2448
-0.0022708 | WA_Single Family | Single Family | Stock - 2016 | [31 empty] | 2177155 | 2172211.1571 | 2167278.5407 | 2162357.1251 | 2157446.8849 | 2152547.7949 | 2147659.8296 | 2142782.9638 | 2137917.1723 | 2133062.43 | 2128218.7117 | 2123385.9925 | 2118564.2473 | 2113753.4512 | 2108953.5794 | 2104164.607 | 2099386.5094 | 2094619.2617 | 2089862.8395 | 2085117.218
-0.0022708 | WA_Multi Family | Multifamily - Low Rise | Stock - 2016 | [31 empty] | 558037.0833 | 556769.8827 | 555505.5598 | 554244.1078 | 552985.5205 | 551729.7911 | 550476.9132 | 549226.8805 | 547979.6863 | 546735.3243 | 545493.7879 | 544255.0709 | 543019.1668 | 541786.0692 | 540555.7718 | 539328.2681 | 538103.5519 | 536881.6167 | 535662.4564 | 534446.0645
-0.0022708 |  | MF - High Rise | Stock - 2016 | [31 empty] | 127230.4171 | 126941.5 | 126653.239 | 126365.6326 | 126078.6792 | 125792.3775 | 125506.7259 | 125221.723 | 124937.3673 | 124653.6573 | 124370.5916 | 124088.1686 | 123806.387 | 123525.2452 | 123244.7419 | 122964.8756 | 122685.6447 | 122407.048 | 122129.0839 | 121851.751
-0.010687 | WA_Other Family | Manufactured | Stock - 2016 | [31 empty] | 244055.1057 | 241446.8921 | 238866.5524 | 236313.7888 | 233788.3065 | 231289.8141 | 228818.023 | 226372.6478 | 223953.4064 | 221560.0194 | 219192.2105 | 216849.7063 | 214532.2364 | 212239.5333 | 209971.3323 | 207727.3715 | 205507.3919 | 203311.1371 | 201138.3538 | 198988.7909
IDAHO
| ID_Single Family | Single Family | New | 3059 | 2868 | 2692 | 2813 | 3536 | 4754 | 5803 | 8453 | 9522 | 10120 | 8784 | 9538 | 9107 | 10575 | 10544 | 9631 | 9441 | 10730 | 12976 | 15094 | 18771 | 15444 | 9693 | 6027 | 4336 | 3706 | 3258 | 5091 | 7002 | 7509 | 9778 | 10507 | 10382 | 10055 | 10071 | 10039 | 9821 | 9813 | 9958 | 10085 | 10505 | 10749 | 10878 | 10846 | 10975 | 11099 | 11121 | 10926 | 11030 | 11073 | 11167
| ID_Multi Family | Multifamily - Low Rise | New | 945.3102 | 848.8299 | 518.1788 | 288.3748 | 818.6863 | 922.5488 | 713.1211 | 1322.643 | 1874.844 | 2484.0691 | 1754.5624 | 1502.6818 | 1099.0599 | 998.517 | 1279.6542 | 931.9771 | 1416.4874 | 1622.1096 | 1725.2037 | 1627.7923 | 1461.031 | 1503.1641 | 1434.6086 | 616.5367 | 410.6656 | 283.534 | 511.5578 | 753.648 | 1498.8895 | 1723.6804 | 2047.1519 | 2037.4382 | 2026.9151 | 2022.8677 | 1909.5418 | 1724.9824 | 1653.749 | 1669.9384 | 1698.2699 | 1706.3646 | 1733.8866 | 1733.0772 | 1759.7897 | 1788.1212 | 1819.6905 | 1830.2137 | 1848.8315 | 1873.9251 | 1904.685 | 1945.968 | 1994.5363
| ID | MF - High Rise | New | 60.6898 | 45.1701 | 35.8212 | 62.6252 | 68.3137 | 60.4512 | 93.8789 | 125.357 | 157.156 | 120.9309 | 108.4376 | 88.3182 | 84.9401 | 100.483 | 84.3458 | 113.0229 | 126.5126 | 133.8904 | 129.7963 | 122.2077 | 125.969 | 120.8359 | 73.3914 | 61.4633 | 55.3344 | 72.466 | 121.4422 | 99.352 | 115.1105 | 146.3196 | 466.7431 | 464.5285 | 462.1292 | 461.2065 | 435.3686 | 393.2897 | 377.0487 | 380.7399 | 387.1993 | 389.0449 | 395.3198 | 395.1353 | 401.2256 | 407.6851 | 414.8828 | 417.282 | 421.5268 | 427.2481 | 434.2612 | 443.6736 | 454.747
| ID_Other Family | Manufactured | New | 1200 | 838 | 605 | 572 | 703 | 820 | 1089 | 1696 | 2779 | 3712 | 3167 | 2635 | 2634 | 2980 | 2343 | 1317 | 998 | 1042 | 785 | 765 | 798 | 849 | 721 | 526 | 273 | 283 | 264 | 217 | 268.85 | 305.3083 | 268.5264 | 267.7808 | 265.2443 | 265.4516 | 273.5269 | 274.3064 | 269.1394 | 269.2416 | 269.485 | 270.1918 | 270.9818 | 270.5577 | 269.9329 | 270.0651 | 270.2024 | 270.322 | 270.3436 | 270.2373 | 270.1839 | 270.2257 | 270.2525
-0.0022708 | ID_Single Family | Single Family | Stock - 2016 | [31 empty] | 560451 | 559178.3383 | 557908.5666 | 556641.6783 | 555377.6668 | 554116.5256 | 552858.2481 | 551602.8279 | 550350.2586 | 549100.5335 | 547853.6463 | 546609.5904 | 545368.3596 | 544129.9473 | 542894.3472 | 541661.5529 | 540431.558 | 539204.3561 | 537979.9409 | 536758.3061
-0.0022708 | ID_Multi Family | Multifamily - Low Rise | Stock - 2016 | [31 empty] | 62297.6885 | 62156.2218 | 62015.0763 | 61874.2514 | 61733.7462 | 61593.5601 | 61453.6924 | 61314.1422 | 61174.909 | 61035.9919 | 60897.3903 | 60759.1034 | 60621.1306 | 60483.471 | 60346.1241 | 60209.089 | 60072.3652 | 59935.9518 | 59799.8481 | 59664.0536
-0.0022708 |  | MF - High Rise | Stock - 2016 | [31 empty] | 14203.6455 | 14171.3916 | 14139.2109 | 14107.1034 | 14075.0687 | 14043.1068 | 14011.2174 | 13979.4005 | 13947.6558 | 13915.9833 | 13884.3826 | 13852.8537 | 13821.3964 | 13790.0105 | 13758.6959 | 13727.4524 | 13696.2799 | 13665.1781 | 13634.147 | 13603.1863
-0.010687 | ID_Other Family | Manufactured | Stock - 2016 | [31 empty] | 84820.4655 | 83913.9903 | 83017.2027 | 82129.9989 | 81252.2768 | 80383.9348 | 79524.8727 | 78674.9915 | 77834.1929 | 77002.38 | 76179.4566 | 75365.3278 | 74559.8995 | 73763.0789 | 72974.7738 | 72194.8934 | 71423.3476 | 70660.0472 | 69904.9043 | 69157.8315
|  | MONTANA ( all of Montana) | 57% | Western MT portion of state
| MT_Single Family | Single Family | New | 1313 | 972.4 | 825.5 | 730.6 | 696.8 | 925.6 | 1349.4 | 2454.4 | 2601.3 | 2906.8 | 2382.9 | 2070.9 | 1963 | 1986.4 | 2096.9 | 2020.2 | 2246.4 | 2694.9 | 3138.2 | 4468.1 | 4390.1 | 4347.2 | 3862.3 | 2616.9 | 1831.7 | 1666.6 | 1527.5 | 2199.6 | 2615.6 | 2434.9 | 3003 | 3248.7 | 3173.3 | 3031.6 | 2824.9 | 2748.2 | 2665 | 2611.7 | 2597.4 | 2561 | 2563.6 | 2544.1 | 2525.9 | 2477.8 | 2484.3 | 2481.7 | 2475.2 | 2419.3 | 2415.4 | 2401.1 | 2398.5
| MT_Multi Family | Multifamily - Low Rise | New | 860.8252 | 474.9383 | 125.5534 | 239.3898 | 86.494 | 253.0778 | 443.4097 | 238.4067 | 450.8386 | 732.3726 | 865.9275 | 1098.5131 | 785.9655 | 745.4088 | 685.7461 | 667.722 | 593.6333 | 1035.9519 | 903.35 | 893.8619 | 928.1209 | 772.1195 | 709.886 | 356.6866 | 136.667 | 367.8464 | 584.826 | 746.0034 | 1413.6131 | 1716.9789 | 1648.0455 | 1722.1282 | 1580.7213 | 1472.58 | 1442.4819 | 1359.5082 | 1280.0016 | 1292.5422 | 1322.3746 | 1349.4518 | 1351.6835 | 1377.3877 | 1321.0487 | 1307.9885 | 1321.4989 | 1360.8549 | 1395.7475 | 1395.1035 | 1429.4425 | 1435.6742 | 1447.3521
| MT | MF - High Rise | New | 42.1748 | 26.0617 | 31.4466 | 24.6102 | 33.506 | 42.9222 | 33.5903 | 45.5933 | 61.1614 | 69.6274 | 82.0725 | 66.4869 | 65.0345 | 62.5912 | 62.2539 | 60.278 | 85.3667 | 79.0481 | 79.65 | 82.1381 | 73.8791 | 69.8805 | 49.114 | 37.3134 | 52.333 | 68.1536 | 105.174 | 93.9966 | 113.3869 | 125.0211 | 382.9545 | 352.8718 | 331.2787 | 322.42 | 304.5181 | 290.4918 | 293.9984 | 300.4578 | 305.6254 | 306.5482 | 309.3165 | 298.6123 | 296.9513 | 301.0115 | 309.5011 | 316.1451 | 317.2525 | 323.8965 | 325.5575 | 328.3258 | 331.6479
| MT_Other Family | Manufactured | New | 923 | 667 | 514 | 441 | 480 | 505 | 653 | 1021 | 1453 | 1871 | 1772 | 1749 | 1681 | 1919 | 1736 | 1195 | 922 | 972 | 827 | 697 | 641 | 611 | 593 | 437 | 290 | 325 | 361 | 468 | 308.75 | 364.9583 | 352.9514 | 363.4433 | 369.8505 | 371.3256 | 355.2132 | 362.957 | 362.6235 | 364.2355 | 364.3676 | 363.4537 | 362.1418 | 363.2965 | 363.3531 | 363.4747 | 363.3479 | 363.1779 | 363.132 | 363.297 | 363.2971 | 363.2878 | 363.2566
-0.0022708 | MT_Single Family | Single Family | Stock - 2016 | [31 empty] | 323649.6 | 322914.6625 | 322181.394 | 321449.7905 | 320719.8483 | 319991.5637 | 319264.9328 | 318539.952 | 317816.6174 | 317094.9254 | 316374.8721 | 315656.454 | 314939.6672 | 314224.5081 | 313510.973 | 312799.0581 | 312088.7599 | 311380.0746 | 310672.9985 | 309967.5281
-0.0022708 | MT_Multi Family | Multifamily - Low Rise | Stock - 2016 | [31 empty] | 49246.5895 | 49134.7594 | 49023.1833 | 48911.8606 | 48800.7907 | 48689.973 | 48579.4069 | 48469.0919 | 48359.0275 | 48249.2129 | 48139.6478 | 48030.3314 | 47921.2633 | 47812.4428 | 47703.8695 | 47595.5427 | 47487.4619 | 47379.6265 | 47272.036 | 47164.6898
-0.0022708 | MT | MF - High Rise | Stock - 2016 | [31 empty] | 11228.0426 | 11202.5457 | 11177.1068 | 11151.7256 | 11126.4021 | 11101.136 | 11075.9274 | 11050.776 | 11025.6817 | 11000.6443 | 10975.6639 | 10950.7402 | 10925.873 | 10901.0624 | 10876.308 | 10851.6099 | 10826.9679 | 10802.3818 | 10777.8516 | 10753.377
-0.010687 | MT_Other Family | Manufactured | Stock - 2016 | [31 empty] | 71434.103 | 70670.6877 | 69915.431 | 69168.2458 | 68429.0457 | 67697.7454 | 66974.2605 | 66258.5075 | 65550.4037 | 64849.8674 | 64156.8178 | 63471.1747 | 62792.8591 | 62121.7927 | 61457.8979 | 60801.0982 | 60151.3177 | 59508.4814 | 58872.515 | 58243.3453
|  | REGION | [32 empty] | 6006019.856 | 5984817.6859 | 5963434.425 | 5942590.38 | 5921440.7539 | 5900163.6209 | 5880754.9239 | 5863343.2575 | 5845810.3011 | 5829851.1289 | 5812806.0586 | 5794813.694 | 5776248.3507 | 5758876.4852 | 5742057.1308 | 5724312.7792 | 5705360.0009 | 5688077.5169 | 5671035.6747 | 5654580.4915
|  | Single Family | New | 28347.41 | 29614.268 | 32248.535 | 34559.442 | 42040.176 | 48415.592 | 44234.158 | 57584.008 | 61360.741 | 63637.876 | 54867.253 | 57384.413 | 56006.91 | 58939.248 | 56527.233 | 51608.514 | 52738.448 | 59782.093 | 67688.774 | 74522.817 | 84872.357 | 75289.904 | 57664.511 | 34509.633 | 24099.069 | 24846.962 | 23007.675 | 29744.772 | 35486.892 | 44415.893 | 58293.71 | 62685.759 | 59961.781 | 56834.012 | 54985.193 | 53507.474 | 50982.05 | 49561.669 | 49324.518 | 48815.77 | 49683.252 | 50030.137 | 49387.763 | 48079.346 | 48129.051 | 48690.569 | 48482.864 | 46879.001 | 46798.778 | 46917.627 | 47236.145
|  | Multifamily - Low Rise | New | 20270.7091 | 18929.7632 | 19012.286 | 22080.054 | 28601.7782 | 27202.8937 | 12390.2109 | 12173.1528 | 12361.897 | 17122.7432 | 18662.7336 | 21954.7305 | 20000.5731 | 20642.1299 | 18328.4948 | 14151.2706 | 14626.2677 | 12028.6471 | 13046.5763 | 13957.2321 | 13931.0045 | 15900.9953 | 15570.2479 | 11944.7232 | 4141.9202 | 4082.3551 | 7060.5048 | 12168.6781 | 19129.1796 | 19420.0594 | 23068.8054 | 23280.3471 | 23017.4181 | 22811.6085 | 22085.9164 | 20817.8539 | 20070.2793 | 19887.8313 | 20257.5832 | 20750.368 | 21314.3343 | 21403.2862 | 21409.1375 | 21443.3583 | 21209.8656 | 20954.178 | 20525.4402 | 20175.5056 | 19919.7239 | 19536.1941 | 19462.2871
|  | MF - High Rise | New | 1479.0009 | 1541.8068 | 1789.204 | 2697.426 | 2452.6218 | 1250.8263 | 1272.6791 | 1783.7272 | 2321.943 | 2678.3968 | 3071.6264 | 2881.3195 | 2811.4969 | 2476.4301 | 2052.8652 | 2155.6894 | 2035.7623 | 2249.9029 | 2341.7337 | 2340.0879 | 2581.1355 | 2450.9447 | 2125.3821 | 1478.8568 | 1471.8098 | 1909.1649 | 3074.7952 | 2010.1219 | 2152.2104 | 2768.8806 | 5337.8788 | 5226.2387 | 5239.9531 | 5271.2613 | 4985.8836 | 4608.5912 | 4509.6376 | 4481.7604 | 4621.8313 | 4700.9783 | 4828.2392 | 4790.0249 | 4782.065 | 4748.3908 | 4733.4824 | 4698.6972 | 4599.2988 | 4526.3104 | 4422.06 | 4405.1824 | 4385.1137
|  | Manufactured | New | 9693.11 | 8065.19 | 7680.98 | 8859.37 | 9760.6 | 11657.85 | 11534.21 | 13344.97 | 16910.21 | 19707.47 | 18879.04 | 16372.93 | 16578.17 | 17170.83 | 13873.52 | 9050.15 | 6886.54 | 7046.04 | 6539.39 | 6359.29 | 6381.37 | 6080.27 | 4894.01 | 3674.09 | 2014.3 | 1796.25 | 1477.77 | 1516.76 | 2391.3375 | 2145.0846 | 1890.2503 | 1869.5754 | 1881.7963 | 1949.134 | 2021.1964 | 1959.5062 | 1928.5764 | 1934.9641 | 1945.8622 | 1956.5399 | 1957.7742 | 1947.2038 | 1945.1535 | 1947.9163 | 1950.075 | 1950.7771 | 1949.8166 | 1948.4904 | 1948.7048 | 1949.2967 | 1949.5268
|  | Single Family | Stock - 2016 | [31 empty] | 4203528.272 | 4193982.9786 | 4184459.3605 | 4174957.3684 | 4165476.9533 | 4156018.0661 | 4146580.658 | 4137164.6802 | 4127770.084 | 4118396.8208 | 4109044.8423 | 4099714.1001 | 4090404.546 | 4081116.1319 | 4071848.8097 | 4062602.5315 | 4053377.2496 | 4044172.9164 | 4034989.4841 | 4025826.9055
|  | Multifamily - Low Rise | Stock - 2016 | [31 empty] | 926243.2561 | 924139.9264 | 922041.373 | 919947.585 | 917858.5517 | 915774.2621 | 913694.7056 | 911619.8714 | 909549.7488 | 907484.327 | 905423.5954 | 903367.5434 | 901316.1603 | 899269.4355 | 897227.3585 | 895189.9186 | 893157.1054 | 891128.9083 | 889105.3169 | 887086.3207
|  | MF - High Rise | Stock - 2016 | [31 empty] | 211180.0799 | 210700.5284 | 210222.0659 | 209744.6898 | 209268.3979 | 208793.1875 | 208319.0562 | 207846.0016 | 207374.0211 | 206903.1125 | 206433.2733 | 205964.5009 | 205496.793 | 205030.1473 | 204564.5612 | 204100.0323 | 203636.5583 | 203174.1368 | 202712.7653 | 202252.4416
|  | Manufactured | Stock - 2016 | [31 empty] | 572006.3278 | 565893.3039 | 559845.6099 | 553862.5474 | 547943.4258 | 542087.5619 | 536294.2794 | 530562.9097 | 524892.7911 | 519283.2689 | 513733.6956 | 508243.4306 | 502811.8399 | 497438.2966 | 492122.1802 | 486862.8771 | 481659.7801 | 476512.2886 | 471419.8082 | 466381.7511
|  | Building Type - Sq Ft per Unit |  | 1985 | 1986 | 1987 | 1988 | 1989 | 1990 | 1991 | 1992 | 1993 | 1994 | 1995 | 1996 | 1997 | 1998 | 1999 | 2000 | 2001 | 2002 | 2003 | 2004 | 2005 | 2006 | 2007 | 2008 | 2009 | 2010 | 2011 | 2012 | 2013 | 2014 | 2015 | 2016 | 2017 | 2018 | 2019 | 2020 | 2021 | 2022 | 2023 | 2024 | 2025 | 2026 | 2027 | 2028 | 2029 | 2030 | 2031 | 2032 | 2033 | 2034 | 2035
OREGON
|  | Single Family | New | 1907.9885 | 1913.6278 | 1919.2671 | 1924.9063 | 1930.5456 | 1936.1848 | 1941.8241 | 1947.4633 | 1979.8856 | 2012.3078 | 2044.7301 | 2077.1524 | 2109.5746 | 2141.9969 | 2174.4191 | 2206.8414 | 2239.2636 | 2271.6859 | 2304.1081 | 2336.5304 | 2368.9527 | 2206.8414 | 2185.6308 | 2164.4203 | 2143.2098 | 2121.9992 | 2100.7887 | 2037.1571 | 1833.4414 | 1833.4414 | 1833.4414 | 1833.4414 | 1833.4414 | 1833.4414 | 1833.4414 | 1833.4414 | 1833.4414 | 1833.4414 | 1833.4414 | 1833.4414 | 1833.4414 | 1833.4414 | 1833.4414 | 1833.4414 | 1833.4414 | 1833.4414 | 1833.4414 | 1833.4414 | 1833.4414 | 1833.4414 | 1833.4414
|  | Multifamily - Low Rise | New | 687.8179 | 698.0693 | 708.3207 | 718.5721 | 728.8236 | 739.075 | 749.3264 | 759.5778 | 768.4736 | 777.3694 | 786.2652 | 795.1609 | 804.0567 | 812.9525 | 821.8483 | 830.744 | 839.6398 | 848.5356 | 857.4313 | 866.3271 | 875.2229 | 830.744 | 841.3926 | 852.0413 | 862.6899 | 873.3385 | 883.9871 | 915.933 | 824.3397 | 824.3397 | 824.3397 | 824.3397 | 824.3397 | 824.3397 | 824.3397 | 824.3397 | 824.3397 | 824.3397 | 824.3397 | 824.3397 | 824.3397 | 824.3397 | 824.3397 | 824.3397 | 824.3397 | 824.3397 | 824.3397 | 824.3397 | 824.3397 | 824.3397 | 824.3397
|  | MF - High Rise | New | 1167 | 1167 | 1167 | 1167 | 1167 | 1167 | 1167 | 1167 | 1167 | 1167 | 1167 | 1167 | 1167 | 1167 | 1167 | 1167 | 1167 | 1167 | 1167 | 1167 | 1167 | 1167 | 1167 | 1167 | 1167 | 1167 | 1167 | 1167 | 1167 | 1167 | 1167 | 1167 | 1167 | 1167 | 1167 | 1167 | 1167 | 1167 | 1167 | 1167 | 1167 | 1167 | 1167 | 1167 | 1167 | 1167 | 1167 | 1167 | 1167 | 1167 | 1168
|  | Manufactured | New | 960.8713 | 1029.0488 | 1097.2262 | 1165.4036 | 1233.581 | 1301.7584 | 1369.9358 | 1438.1132 | 1454.5206 | 1470.928 | 1487.3354 | 1503.7428 | 1520.1502 | 1536.5576 | 1552.965 | 1569.3724 | 1585.7799 | 1602.1873 | 1618.5947 | 1635.0021 | 1651.4095 | 1569.3724 | 1563.8259 | 1558.2793 | 1552.7328 | 1547.1862 | 1541.6397 | 1525 | 1372.5 | 1372.5 | 1372.5 | 1372.5 | 1372.5 | 1372.5 | 1372.5 | 1372.5 | 1372.5 | 1372.5 | 1372.5 | 1372.5 | 1372.5 | 1372.5 | 1372.5 | 1372.5 | 1372.5 | 1372.5 | 1372.5 | 1372.5 | 1372.5 | 1372.5 | 1372.5
-0.0022708 |  | Single Family | Stock - 2016 | 572006.3278 2016: 2101.6361; 565893.3039 2017: 2101.6361; 559845.6099 2018: 2101.6361; 553862.5474 2019: 2101.6361; 547943.4258 2020: 2101.6361; 542087.5619 2021: 2101.6361; 536294.2794 2022: 2101.6361; 530562.9097 2023: 2101.6361; 524892.7911 2024: 2101.6361; 519283.2689 2025: 2101.6361; 513733.6956 2026: 2101.6361; 508243.4306 2027: 2101.6361; 502811.8399 2028: 2101.6361; 497438.2966 2029: 2101.6361; 492122.1802 2030: 2101.6361; 486862.8771 2031: 2101.6361; 481659.7801 2032: 2101.6361; 476512.2886 2033: 2101.6361; 471419.8082 2034: 2101.6361; 466381.7511 2035: 2101.6361
-0.0022708 |  | Multifamily - Low Rise | Stock - 2016 | 572006.3278 2016: 798.7768; 565893.3039 2017: 798.7768; 559845.6099 2018: 798.7768; 553862.5474 2019: 798.7768; 547943.4258 2020: 798.7768; 542087.5619 2021: 798.7768; 536294.2794 2022: 798.7768; 530562.9097 2023: 798.7768; 524892.7911 2024: 798.7768; 519283.2689 2025: 798.7768; 513733.6956 2026: 798.7768; 508243.4306 2027: 798.7768; 502811.8399 2028: 798.7768; 497438.2966 2029: 798.7768; 492122.1802 2030: 798.7768; 486862.8771 2031: 798.7768; 481659.7801 2032: 798.7768; 476512.2886 2033: 798.7768; 471419.8082 2034: 798.7768; 466381.7511 2035: 798.7768
-0.0022708 |  | MF - High Rise | Stock - 2016 | 572006.3278 2016: 1167; 565893.3039 2017: 1167; 559845.6099 2018: 1167; 553862.5474 2019: 1167; 547943.4258 2020: 1167; 542087.5619 2021: 1167; 536294.2794 2022: 1167; 530562.9097 2023: 1167; 524892.7911 2024: 1167; 519283.2689 2025: 1167; 513733.6956 2026: 1167; 508243.4306 2027: 1167; 502811.8399 2028: 1167; 497438.2966 2029: 1167; 492122.1802 2030: 1167; 486862.8771 2031: 1167; 481659.7801 2032: 1167; 476512.2886 2033: 1167; 471419.8082 2034: 1167; 466381.7511 2035: 1167
-0.010687 |  | Manufactured | Stock - 2016 | 572006.3278 2016: 1452.487; 565893.3039 2017: 1452.487; 559845.6099 2018: 1452.487; 553862.5474 2019: 1452.487; 547943.4258 2020: 1452.487; 542087.5619 2021: 1452.487; 536294.2794 2022: 1452.487; 530562.9097 2023: 1452.487; 524892.7911 2024: 1452.487; 519283.2689 2025: 1452.487; 513733.6956 2026: 1452.487; 508243.4306 2027: 1452.487; 502811.8399 2028: 1452.487; 497438.2966 2029: 1452.487; 492122.1802 2030: 1452.487; 486862.8771 2031: 1452.487; 481659.7801 2032: 1452.487; 476512.2886 2033: 1452.487; 471419.8082 2034: 1452.487; 466381.7511 2035: 1452.487
WASHINGTON
|  | Single Family | New | 2050.893 | 2064.1078 | 2077.3226 | 2090.5375 | 2103.7523 | 2116.9671 | 2130.1819 | 2143.3968 | 2172.9935 | 2202.5903 | 2232.1871 | 2261.7839 | 2291.3806 | 2320.9774 | 2350.5742 | 2380.1709 | 2409.7677 | 2439.3645 | 2468.9612 | 2498.558 | 2528.1548 | 2380.1709 | 2386.7545 | 2393.3381 | 2399.9217 | 2406.5052 | 2413.0888 | 2432.8395 | 2189.5556 | 2189.5556 | 2189.5556 | 2189.5556 | 2189.5556 | 2189.5556 | 2189.5556 | 2189.5556 | 2189.5556 | 2189.5556 | 2189.5556 | 2189.5556 | 2189.5556 | 2189.5556 | 2189.5556 | 2189.5556 | 2189.5556 | 2189.5556 | 2189.5556 | 2189.5556 | 2189.5556 | 2189.5556 | 2189.5556
|  | Multifamily - Low Rise | New | 687.8179 | 698.0693 | 708.3207 | 718.5721 | 728.8236 | 739.075 | 749.3264 | 759.5778 | 768.0129 | 776.4479 | 784.883 | 793.318 | 801.753 | 810.1881 | 818.6231 | 827.0582 | 835.4932 | 843.9282 | 852.3633 | 860.7983 | 869.2333 | 827.0582 | 838.1675 | 849.2769 | 860.3862 | 871.4956 | 882.6049 | 915.933 | 824.3397 | 824.3397 | 824.3397 | 824.3397 | 824.3397 | 824.3397 | 824.3397 | 824.3397 | 824.3397 | 824.3397 | 824.3397 | 824.3397 | 824.3397 | 824.3397 | 824.3397 | 824.3397 | 824.3397 | 824.3397 | 824.3397 | 824.3397 | 824.3397 | 824.3397 | 824.3397
|  | MF - High Rise | New | 1167 | 1167 | 1167 | 1167 | 1167 | 1167 | 1167 | 1167 | 1167 | 1167 | 1167 | 1167 | 1167 | 1167 | 1167 | 1167 | 1167 | 1167 | 1167 | 1167 | 1167 | 1167 | 1167 | 1167 | 1167 | 1167 | 1167 | 1167 | 1167 | 1167 | 1167 | 1167 | 1167 | 1167 | 1167 | 1167 | 1167 | 1167 | 1167 | 1167 | 1167 | 1167 | 1167 | 1167 | 1167 | 1167 | 1167 | 1167 | 1167 | 1167 | 1168
|  | Manufactured | New | 1159.6863 | 1168.8738 | 1178.0614 | 1187.2489 | 1196.4364 | 1205.6239 | 1214.8114 | 1223.999 | 1276.2229 | 1328.4468 | 1380.6708 | 1432.8947 | 1485.1187 | 1537.3426 | 1589.5665 | 1641.7905 | 1694.0144 | 1746.2384 | 1798.4623 | 1850.6862 | 1902.9102 | 1641.7905 | 1579.0383 | 1516.2862 | 1453.534 | 1390.7818 | 1328.0297 | 1139.7732 | 1025.7959 | 1025.7959 | 1025.7959 | 1025.7959 | 1025.7959 | 1025.7959 | 1025.7959 | 1025.7959 | 1025.7959 | 1025.7959 | 1025.7959 | 1025.7959 | 1025.7959 | 1025.7959 | 1025.7959 | 1025.7959 | 1025.7959 | 1025.7959 | 1025.7959 | 1025.7959 | 1025.7959 | 1025.7959 | 1025.7959
-0.0022708 |  | Single Family | Stock - 2016 | 572006.3278 2016: 2293.1728; 565893.3039 2017: 2293.1728; 559845.6099 2018: 2293.1728; 553862.5474 2019: 2293.1728; 547943.4258 2020: 2293.1728; 542087.5619 2021: 2293.1728; 536294.2794 2022: 2293.1728; 530562.9097 2023: 2293.1728; 524892.7911 2024: 2293.1728; 519283.2689 2025: 2293.1728; 513733.6956 2026: 2293.1728; 508243.4306 2027: 2293.1728; 502811.8399 2028: 2293.1728; 497438.2966 2029: 2293.1728; 492122.1802 2030: 2293.1728; 486862.8771 2031: 2293.1728; 481659.7801 2032: 2293.1728; 476512.2886 2033: 2293.1728; 471419.8082 2034: 2293.1728; 466381.7511 2035: 2293.1728
-0.0022708 |  | Multifamily - Low Rise | Stock - 2016 | 572006.3278 2016: 794.8169; 565893.3039 2017: 794.8169; 559845.6099 2018: 794.8169; 553862.5474 2019: 794.8169; 547943.4258 2020: 794.8169; 542087.5619 2021: 794.8169; 536294.2794 2022: 794.8169; 530562.9097 2023: 794.8169; 524892.7911 2024: 794.8169; 519283.2689 2025: 794.8169; 513733.6956 2026: 794.8169; 508243.4306 2027: 794.8169; 502811.8399 2028: 794.8169; 497438.2966 2029: 794.8169; 492122.1802 2030: 794.8169; 486862.8771 2031: 794.8169; 481659.7801 2032: 794.8169; 476512.2886 2033: 794.8169; 471419.8082 2034: 794.8169; 466381.7511 2035: 794.8169
-0.0022708 |  | MF - High Rise | Stock - 2016 | 572006.3278 2016: 1167; 565893.3039 2017: 1167; 559845.6099 2018: 1167; 553862.5474 2019: 1167; 547943.4258 2020: 1167; 542087.5619 2021: 1167; 536294.2794 2022: 1167; 530562.9097 2023: 1167; 524892.7911 2024: 1167; 519283.2689 2025: 1167; 513733.6956 2026: 1167; 508243.4306 2027: 1167; 502811.8399 2028: 1167; 497438.2966 2029: 1167; 492122.1802 2030: 1167; 486862.8771 2031: 1167; 481659.7801 2032: 1167; 476512.2886 2033: 1167; 471419.8082 2034: 1167; 466381.7511 2035: 1167
-0.010687 |  | Manufactured | Stock - 2016 | 572006.3278 2016: 1408.626; 565893.3039 2017: 1408.626; 559845.6099 2018: 1408.626; 553862.5474 2019: 1408.626; 547943.4258 2020: 1408.626; 542087.5619 2021: 1408.626; 536294.2794 2022: 1408.626; 530562.9097 2023: 1408.626; 524892.7911 2024: 1408.626; 519283.2689 2025: 1408.626; 513733.6956 2026: 1408.626; 508243.4306 2027: 1408.626; 502811.8399 2028: 1408.626; 497438.2966 2029: 1408.626; 492122.1802 2030: 1408.626; 486862.8771 2031: 1408.626; 481659.7801 2032: 1408.626; 476512.2886 2033: 1408.626; 471419.8082 2034: 1408.626; 466381.7511 2035: 1408.626
IDAHO
|  | Single Family | New | 2126.8528 | 2155.8815 | 2184.9102 | 2213.9389 | 2242.9675 | 2271.9962 | 2301.0249 | 2330.0536 | 2314.0417 | 2298.0298 | 2282.018 | 2266.0061 | 2249.9942 | 2233.9824 | 2217.9705 | 2201.9586 | 2185.9468 | 2169.9349 | 2153.923 | 2137.9112 | 2121.8993 | 2201.9586 | 2240.9786 | 2279.9986 | 2319.0186 | 2358.0386 | 2397.0586 | 2514.1186 | 2262.7067 | 2262.7067 | 2262.7067 | 2262.7067 | 2262.7067 | 2262.7067 | 2262.7067 | 2262.7067 | 2262.7067 | 2262.7067 | 2262.7067 | 2262.7067 | 2262.7067 | 2262.7067 | 2262.7067 | 2262.7067 | 2262.7067 | 2262.7067 | 2262.7067 | 2262.7067 | 2262.7067 | 2262.7067 | 2262.7067
|  | Multifamily - Low Rise | New | 687.8179 | 698.0693 | 708.3207 | 718.5721 | 728.8236 | 739.075 | 749.3264 | 759.5778 | 768.0129 | 776.4479 | 784.883 | 793.318 | 801.753 | 810.1881 | 818.6231 | 827.0582 | 835.4932 | 843.9282 | 852.3633 | 860.7983 | 869.2333 | 827.0582 | 838.1675 | 849.2769 | 860.3862 | 871.4956 | 882.6049 | 915.933 | 824.3397 | 824.3397 | 824.3397 | 824.3397 | 824.3397 | 824.3397 | 824.3397 | 824.3397 | 824.3397 | 824.3397 | 824.3397 | 824.3397 | 824.3397 | 824.3397 | 824.3397 | 824.3397 | 824.3397 | 824.3397 | 824.3397 | 824.3397 | 824.3397 | 824.3397 | 824.3397
|  | MF - High Rise | New | 1167 | 1167 | 1167 | 1167 | 1167 | 1167 | 1167 | 1167 | 1167 | 1167 | 1167 | 1167 | 1167 | 1167 | 1167 | 1167 | 1167 | 1167 | 1167 | 1167 | 1167 | 1167 | 1167 | 1167 | 1167 | 1167 | 1167 | 1167 | 1167 | 1167 | 1167 | 1167 | 1167 | 1167 | 1167 | 1167 | 1167 | 1167 | 1167 | 1167 | 1167 | 1167 | 1167 | 1167 | 1167 | 1167 | 1167 | 1167 | 1167 | 1167 | 1168
|  | Manufactured | New | 1159.9908 | 1185.5891 | 1211.1874 | 1236.7857 | 1262.384 | 1287.9823 | 1313.5806 | 1339.1789 | 1363.3138 | 1387.4486 | 1411.5834 | 1435.7182 | 1459.853 | 1483.9878 | 1508.1226 | 1532.2574 | 1556.3922 | 1580.527 | 1604.6618 | 1628.7966 | 1652.9314 | 1532.2574 | 1537.9044 | 1543.5514 | 1549.1984 | 1554.8454 | 1560.4924 | 1577.4333 | 1419.69 | 1419.69 | 1419.69 | 1419.69 | 1419.69 | 1419.69 | 1419.69 | 1419.69 | 1419.69 | 1419.69 | 1419.69 | 1419.69 | 1419.69 | 1419.69 | 1419.69 | 1419.69 | 1419.69 | 1419.69 | 1419.69 | 1419.69 | 1419.69 | 1419.69 | 1419.69
-0.0022708 |  | Single Family | Stock - 2016 | 572006.3278 2016: 2235.6311; 565893.3039 2017: 2235.6311; 559845.6099 2018: 2235.6311; 553862.5474 2019: 2235.6311; 547943.4258 2020: 2235.6311; 542087.5619 2021: 2235.6311; 536294.2794 2022: 2235.6311; 530562.9097 2023: 2235.6311; 524892.7911 2024: 2235.6311; 519283.2689 2025: 2235.6311; 513733.6956 2026: 2235.6311; 508243.4306 2027: 2235.6311; 502811.8399 2028: 2235.6311; 497438.2966 2029: 2235.6311; 492122.1802 2030: 2235.6311; 486862.8771 2031: 2235.6311; 481659.7801 2032: 2235.6311; 476512.2886 2033: 2235.6311; 471419.8082 2034: 2235.6311; 466381.7511 2035: 2235.6311
-0.0022708 |  | Multifamily - Low Rise | Stock - 2016 | 572006.3278 2016: 810.7041; 565893.3039 2017: 810.7041; 559845.6099 2018: 810.7041; 553862.5474 2019: 810.7041; 547943.4258 2020: 810.7041; 542087.5619 2021: 810.7041; 536294.2794 2022: 810.7041; 530562.9097 2023: 810.7041; 524892.7911 2024: 810.7041; 519283.2689 2025: 810.7041; 513733.6956 2026: 810.7041; 508243.4306 2027: 810.7041; 502811.8399 2028: 810.7041; 497438.2966 2029: 810.7041; 492122.1802 2030: 810.7041; 486862.8771 2031: 810.7041; 481659.7801 2032: 810.7041; 476512.2886 2033: 810.7041; 471419.8082 2034: 810.7041; 466381.7511 2035: 810.7041
-0.0022708 |  | MF - High Rise | Stock - 2016 | 572006.3278 2016: 1167; 565893.3039 2017: 1167; 559845.6099 2018: 1167; 553862.5474 2019: 1167; 547943.4258 2020: 1167; 542087.5619 2021: 1167; 536294.2794 2022: 1167; 530562.9097 2023: 1167; 524892.7911 2024: 1167; 519283.2689 2025: 1167; 513733.6956 2026: 1167; 508243.4306 2027: 1167; 502811.8399 2028: 1167; 497438.2966 2029: 1167; 492122.1802 2030: 1167; 486862.8771 2031: 1167; 481659.7801 2032: 1167; 476512.2886 2033: 1167; 471419.8082 2034: 1167; 466381.7511 2035: 1167
-0.010687 |  | Manufactured | Stock - 2016 | 572006.3278 2016: 1438.4938; 565893.3039 2017: 1438.4938; 559845.6099 2018: 1438.4938; 553862.5474 2019: 1438.4938; 547943.4258 2020: 1438.4938; 542087.5619 2021: 1438.4938; 536294.2794 2022: 1438.4938; 530562.9097 2023: 1438.4938; 524892.7911 2024: 1438.4938; 519283.2689 2025: 1438.4938; 513733.6956 2026: 1438.4938; 508243.4306 2027: 1438.4938; 502811.8399 2028: 1438.4938; 497438.2966 2029: 1438.4938; 492122.1802 2030: 1438.4938; 486862.8771 2031: 1438.4938; 481659.7801 2032: 1438.4938; 476512.2886 2033: 1438.4938; 471419.8082 2034: 1438.4938; 466381.7511 2035: 1438.4938
MONTANA
|  | Single Family | New | 2224.9736 | 2189.1321 | 2153.2907 | 2117.4492 | 2081.6078 | 2045.7663 | 2009.9249 | 1974.0834 | 2052.2555 | 2130.4275 | 2208.5996 | 2286.7716 | 2364.9437 | 2443.1157 | 2521.2878 | 2599.4599 | 2677.6319 | 2755.804 | 2833.976 | 2912.1481 | 2990.3201 | 2599.4599 | 2551.8699 | 2504.2799 | 2456.69 | 2409.1 | 2361.51 | 2218.7402 | 1996.8661 | 1996.8661 | 1996.8661 | 1996.8661 | 1996.8661 | 1996.8661 | 1996.8661 | 1996.8661 | 1996.8661 | 1996.8661 | 1996.8661 | 1996.8661 | 1996.8661 | 1996.8661 | 1996.8661 | 1996.8661 | 1996.8661 | 1996.8661 | 1996.8661 | 1996.8661 | 1996.8661 | 1996.8661 | 1996.8661
|  | Multifamily - Low Rise | New | 687.8179 | 698.0693 | 708.3207 | 718.5721 | 728.8236 | 739.075 | 749.3264 | 759.5778 | 768.0129 | 776.4479 | 784.883 | 793.318 | 801.753 | 810.1881 | 818.6231 | 827.0582 | 835.4932 | 843.9282 | 852.3633 | 860.7983 | 869.2333 | 827.0582 | 838.1675 | 849.2769 | 860.3862 | 871.4956 | 882.6049 | 915.933 | 824.3397 | 824.3397 | 824.3397 | 824.3397 | 824.3397 | 824.3397 | 824.3397 | 824.3397 | 824.3397 | 824.3397 | 824.3397 | 824.3397 | 824.3397 | 824.3397 | 824.3397 | 824.3397 | 824.3397 | 824.3397 | 824.3397 | 824.3397 | 824.3397 | 824.3397 | 824.3397
|  | MF - High Rise | New | 1167 | 1167 | 1167 | 1167 | 1167 | 1167 | 1167 | 1167 | 1167 | 1167 | 1167 | 1167 | 1167 | 1167 | 1167 | 1167 | 1167 | 1167 | 1167 | 1167 | 1167 | 1167 | 1167 | 1167 | 1167 | 1167 | 1167 | 1167 | 1167 | 1167 | 1167 | 1167 | 1167 | 1167 | 1167 | 1167 | 1167 | 1167 | 1167 | 1167 | 1167 | 1167 | 1167 | 1167 | 1167 | 1167 | 1167 | 1167 | 1167 | 1167 | 1168
|  | Manufactured | New | 1339.3175 | 1352.0807 | 1364.8439 | 1377.6072 | 1390.3704 | 1403.1336 | 1415.8968 | 1428.66 | 1488.9048 | 1549.1495 | 1609.3943 | 1669.639 | 1729.8838 | 1790.1286 | 1850.3733 | 1910.6181 | 1970.8629 | 2031.1076 | 2091.3524 | 2151.5971 | 2211.8419 | 1910.6181 | 1897.2483 | 1883.8786 | 1870.5088 | 1857.139 | 1843.7693 | 1803.66 | 1623.294 | 1623.294 | 1623.294 | 1623.294 | 1623.294 | 1623.294 | 1623.294 | 1623.294 | 1623.294 | 1623.294 | 1623.294 | 1623.294 | 1623.294 | 1623.294 | 1623.294 | 1623.294 | 1623.294 | 1623.294 | 1623.294 | 1623.294 | 1623.294 | 1623.294 | 1623.294
-0.0022708 |  | Single Family | Stock - 2016 | 572006.3278 2016: 2422.0857; 565893.3039 2017: 2422.0857; 559845.6099 2018: 2422.0857; 553862.5474 2019: 2422.0857; 547943.4258 2020: 2422.0857; 542087.5619 2021: 2422.0857; 536294.2794 2022: 2422.0857; 530562.9097 2023: 2422.0857; 524892.7911 2024: 2422.0857; 519283.2689 2025: 2422.0857; 513733.6956 2026: 2422.0857; 508243.4306 2027: 2422.0857; 502811.8399 2028: 2422.0857; 497438.2966 2029: 2422.0857; 492122.1802 2030: 2422.0857; 486862.8771 2031: 2422.0857; 481659.7801 2032: 2422.0857; 476512.2886 2033: 2422.0857; 471419.8082 2034: 2422.0857; 466381.7511 2035: 2422.0857
-0.0022708 |  | Multifamily - Low Rise | Stock - 2016 | 572006.3278 2016: 821.1734; 565893.3039 2017: 821.1734; 559845.6099 2018: 821.1734; 553862.5474 2019: 821.1734; 547943.4258 2020: 821.1734; 542087.5619 2021: 821.1734; 536294.2794 2022: 821.1734; 530562.9097 2023: 821.1734; 524892.7911 2024: 821.1734; 519283.2689 2025: 821.1734; 513733.6956 2026: 821.1734; 508243.4306 2027: 821.1734; 502811.8399 2028: 821.1734; 497438.2966 2029: 821.1734; 492122.1802 2030: 821.1734; 486862.8771 2031: 821.1734; 481659.7801 2032: 821.1734; 476512.2886 2033: 821.1734; 471419.8082 2034: 821.1734; 466381.7511 2035: 821.1734
-0.0022708 |  | MF - High Rise | Stock - 2016 | 572006.3278 2016: 1167; 565893.3039 2017: 1167; 559845.6099 2018: 1167; 553862.5474 2019: 1167; 547943.4258 2020: 1167; 542087.5619 2021: 1167; 536294.2794 2022: 1167; 530562.9097 2023: 1167; 524892.7911 2024: 1167; 519283.2689 2025: 1167; 513733.6956 2026: 1167; 508243.4306 2027: 1167; 502811.8399 2028: 1167; 497438.2966 2029: 1167; 492122.1802 2030: 1167; 486862.8771 2031: 1167; 481659.7801 2032: 1167; 476512.2886 2033: 1167; 471419.8082 2034: 1167; 466381.7511 2035: 1167
-0.010687 |  | Manufactured | Stock - 2016 | 572006.3278 2016: 1723.6944; 565893.3039 2017: 1723.6944; 559845.6099 2018: 1723.6944; 553862.5474 2019: 1723.6944; 547943.4258 2020: 1723.6944; 542087.5619 2021: 1723.6944; 536294.2794 2022: 1723.6944; 530562.9097 2023: 1723.6944; 524892.7911 2024: 1723.6944; 519283.2689 2025: 1723.6944; 513733.6956 2026: 1723.6944; 508243.4306 2027: 1723.6944; 502811.8399 2028: 1723.6944; 497438.2966 2029: 1723.6944; 492122.1802 2030: 1723.6944; 486862.8771 2031: 1723.6944; 481659.7801 2032: 1723.6944; 476512.2886 2033: 1723.6944; 471419.8082 2034: 1723.6944; 466381.7511 2035: 1723.6944

## Commercial units
|  | Load Scenario | Base Case
|  | Vintage of forecast | Q3 2014
|  | Last updated on | Jan 21 2015
|  | Definition | Stock | starts with stock in 2015, then declines the stock based on assumed retirement
|  | Scenario | BaseCase
|  | Units | Millions of SQF
|  | Building Type - Millions SqFt | Vintage |  | 1986 | 1987 | 1988 | 1989 | 1990 | 1991 | 1992 | 1993 | 1994 | 1995 | 1996 | 1997 | 1998 | 1999 | 2000 | 2001 | 2002 | 2003 | 2004 | 2005 | 2006 | 2007 | 2008 | 2009 | 2010 | 2011 | 2012 | 2013 | 2014 | 2015 | 2016 | 2017 | 2018 | 2019 | 2020 | 2021 | 2022 | 2023 | 2024 | 2025 | 2026 | 2027 | 2028 | 2029 | 2030 | 2031 | 2032 | 2033 | 2034 | 2035
| Mapping to LTM sectors | OREGON
| OR_Large Off | Large Off | New |  |  | 0.74308 | 0.67164 | 1.3289 | 0.9275 | 0.52739 | 0.55427 | 0.47009 | 0.66906 | 1.3453 | 1.604 | 1.5242 | 1.8579 | 1.5611 | 1.9069 | 1.4916 | 0.91442 | 0.7478 | 1.0212 | 0.80469 | 0.7974 | 0.87306 | 0.92831 | 0.87892 | 0.88597 | 0.92753 | 0.85781 | 0.93357 | 1.8559 | 1.6448 | 1.9745 | 1.4921 | 1.9278 | 1.7972 | 2.0146 | 1.4147 | 1.7558 | 1.6875 | 1.4948 | 1.4577 | 1.4748 | 1.5824 | 1.7775 | 1.5979 | 1.9293 | 1.5001 | 1.4736 | 1.6107 | 1.596 | 1.5684
| OR_Medium Off | Medium Off | New |  |  | 0.33479 | 0.3026 | 0.59871 | 0.41788 | 0.23761 | 0.24972 | 0.2118 | 0.30144 | 0.60611 | 0.72266 | 0.6867 | 0.83705 | 0.70334 | 0.85915 | 0.67204 | 0.41198 | 0.33691 | 0.4601 | 0.76893 | 0.76196 | 0.83425 | 0.88705 | 0.83986 | 0.84659 | 0.88631 | 1.0778 | 0.89208 | 1.7734 | 1.5717 | 1.8867 | 1.4258 | 1.8421 | 1.7173 | 1.925 | 1.3519 | 1.6778 | 1.6125 | 1.4284 | 1.3929 | 1.4092 | 1.5121 | 1.6985 | 1.5269 | 1.8435 | 1.4335 | 1.4081 | 1.5391 | 1.525 | 1.4987
| OR_Small Off | Small Off | New |  |  | 0.39283 | 0.35506 | 0.70251 | 0.49032 | 0.2788 | 0.29301 | 0.24851 | 0.3537 | 0.71119 | 0.84795 | 0.80575 | 0.98217 | 0.82527 | 1.0081 | 0.78855 | 0.48341 | 0.39533 | 0.53986 | 0.21458 | 0.21264 | 0.23282 | 0.24755 | 0.23438 | 0.23626 | 0.24734 | 0.26394 | 0.24895 | 0.4949 | 0.43862 | 0.52653 | 0.39791 | 0.51408 | 0.47924 | 0.53722 | 0.37726 | 0.46822 | 0.45001 | 0.39862 | 0.38872 | 0.39327 | 0.42197 | 0.474 | 0.42612 | 0.51447 | 0.40004 | 0.39297 | 0.42953 | 0.42559 | 0.41824
Xlarge Ret | OR_Big Box-Retail | Big Box-Retail | New |  |  | 0.60635 | 0.54066 | 0.635 | 0.43467 | 0.42301 | 0.28757 | 0.49878 | 0.51079 | 0.79163 | 0.35928 | 0.51213 | 0.60879 | 0.61346 | 0.77385 | 0.60461 | 0.42702 | 0.55252 | 0.52791 | 0.90571 | 1.0175 | 0.88339 | 0.79239 | 0.78306 | 0.81156 | 0.83905 | 1.356 | 0.45006 | 0.39836 | 0.29552 | 0.59879 | 0.51376 | 0.29025 | 0.28316 | 0.2755 | 0.18234 | 0.18306 | 0.18745 | 0.31359 | 0.38668 | 0.42332 | 0.58031 | 0.63947 | 0.57497 | 0.57813 | 0.56954 | 0.48385 | 0.49394 | 0.47957 | 0.53824
Large Ret | OR_Small Box-Retail | Small Box-Retail | New |  |  | 1.1199 | 0.9986 | 1.1728 | 0.80284 | 0.7813 | 0.53113 | 0.92124 | 0.94342 | 1.4621 | 0.66359 | 0.9459 | 1.1244 | 1.133 | 1.4293 | 1.1167 | 0.78869 | 1.0205 | 0.97504 | 0.38816 | 0.43606 | 0.3786 | 0.33959 | 0.3356 | 0.34781 | 0.35959 | 0.62957 | 0.19288 | 0.17072 | 0.12665 | 0.25662 | 0.22018 | 0.12439 | 0.12135 | 0.11807 | 0.078144 | 0.078453 | 0.080334 | 0.1344 | 0.16572 | 0.18142 | 0.2487 | 0.27406 | 0.24642 | 0.24777 | 0.24409 | 0.20736 | 0.21169 | 0.20553 | 0.23067
Medium Ret | OR_High End-Retail | High End-Retail | New |  |  | 0.27998 | 0.24965 | 0.29321 | 0.20071 | 0.19533 | 0.13278 | 0.23031 | 0.23586 | 0.36553 | 0.1659 | 0.23647 | 0.28111 | 0.28326 | 0.35732 | 0.27918 | 0.19717 | 0.25512 | 0.24376 | 1.4233 | 1.5989 | 1.3882 | 1.2452 | 1.2305 | 1.2753 | 1.3185 | 2.1793 | 0.70724 | 0.62599 | 0.46438 | 0.94095 | 0.80734 | 0.4561 | 0.44497 | 0.43293 | 0.28653 | 0.28766 | 0.29456 | 0.49279 | 0.60764 | 0.66521 | 0.91191 | 1.0049 | 0.90353 | 0.90848 | 0.89499 | 0.76034 | 0.77619 | 0.75361 | 0.8458
Small Ret | OR_Anchor-Retail | Anchor-Retail | New |  |  | 0.54056 | 0.482 | 0.5661 | 0.38751 | 0.37712 | 0.25637 | 0.44466 | 0.45537 | 0.70574 | 0.3203 | 0.45657 | 0.54274 | 0.5469 | 0.68989 | 0.53901 | 0.38069 | 0.49257 | 0.47063 | 0.51755 | 0.58141 | 0.5048 | 0.45279 | 0.44746 | 0.46375 | 0.47946 | 0.678 | 0.25718 | 0.22763 | 0.16887 | 0.34216 | 0.29358 | 0.16586 | 0.16181 | 0.15743 | 0.10419 | 0.1046 | 0.10711 | 0.1792 | 0.22096 | 0.2419 | 0.3316 | 0.36541 | 0.32856 | 0.33036 | 0.32545 | 0.27649 | 0.28225 | 0.27404 | 0.30756
| OR_K-12 | K-12 | New |  |  | 0.40814 | 0.39798 | 0.42524 | 0.88486 | 0.68356 | 0.85708 | 0.88374 | 1.0759 | 1.041 | 0.91417 | 1.1945 | 0.82579 | 1.2765 | 1.2018 | 1.6133 | 2.0698 | 1.415 | 1.1031 | 1.0355 | 0.2897 | 0.96417 | 1.0475 | 1.0602 | 1.0741 | 1.1008 | 0.2881 | 0.10215 | 0.16917 | 0.16738 | 0.16539 | 0.65513 | 0.61696 | 0.35334 | 0.36353 | 0.38354 | 0.51138 | 0.88446 | 1.1799 | 0.93708 | 0.94848 | 1.0285 | 1.1577 | 1.079 | 1.0737 | 1.0168 | 1.1851 | 0.94222 | 1.0516 | 1.024
| OR_University | University | New |  |  | 0.21026 | 0.20502 | 0.21906 | 0.45584 | 0.35214 | 0.44152 | 0.45526 | 0.55423 | 0.53628 | 0.47093 | 0.61533 | 0.42541 | 0.65759 | 0.61911 | 0.8311 | 0.9382 | 0.9436 | 0.5332 | 0.6405 | 0.2917 | 0.43695 | 0.58273 | 0.60868 | 0.64149 | 0.674 | 0.2881 | 0.023247 | 0.036893 | 0.035105 | 0.033391 | 0.032662 | 0.032017 | 0.031352 | 0.030988 | 0.030543 | 0.030205 | 0.076924 | 0.078291 | 0.06784 | 0.087875 | 0.097403 | 0.1938 | 0.18349 | 0.10991 | 0.17364 | 0.15783 | 0.13523 | 0.14954 | 0.1869
| OR_Warehouse | Warehouse | New |  |  | 1.9095 | 2.8366 | 2.2281 | 1.61 | 1.4142 | 1.508 | 0.8391 | 1.2907 | 3.882 | 3.8363 | 5.9918 | 4.3921 | 3.3323 | 3.075 | 3.143 | 2.3031 | 1.4487 | 2.0606 | 3.4782 | 2.652 | 2.9438 | 2.756 | 2.603 | 2.6672 | 2.7898 | 0.0123 | 4.6545 | 3.178 | 3.2787 | 2.9299 | 3.2576 | 3.097 | 2.6507 | 2.1508 | 1.7607 | 2.2354 | 2.5248 | 2.6513 | 2.4949 | 2.4746 | 2.6057 | 2.2566 | 2.1756 | 2.4127 | 2.4611 | 2.3838 | 2.4228 | 2.3075 | 2.1921
| OR_Supermarket | Supermarket | New |  |  | 0.14913 | 0.13298 | 0.15618 | 0.10691 | 0.10404 | 0.070727 | 0.12267 | 0.12563 | 0.1947 | 0.088366 | 0.12596 | 0.14973 | 0.15088 | 0.19033 | 0.1487 | 0.1688 | 0.21752 | 0.19733 | 0.1097 | 0.0942 | 0.098923 | 0.10283 | 0.11326 | 0.12861 | 0.14428 | 0.63138 | 0.28541 | 0.29186 | 0.090338 | 0.17975 | 0.13451 | 0.090857 | 0.090557 | 0.089975 | 0.089391 | 0.088594 | 0.087627 | 0.086462 | 0.085815 | 0.085273 | 0.084803 | 0.084772 | 0.088706 | 0.084808 | 0.084638 | 0.084502 | 0.084176 | 0.083861 | 0.083569
| OR_MiniMart | MiniMart | New |  |  | 0.060347 | 0.053809 | 0.063198 | 0.043261 | 0.0421 | 0.02862 | 0.049641 | 0.050836 | 0.078786 | 0.035758 | 0.05097 | 0.06059 | 0.061054 | 0.077017 | 0.060174 | 0.068307 | 0.088021 | 0.079851 | 0.1097 | 0.0942 | 0.098923 | 0.10283 | 0.11326 | 0.12861 | 0.14428 | 0 | 0.049442 | 0.061666 | 0.055016 | 0.07701 | 0.069906 | 0.047476 | 0.047378 | 0.047754 | 0.040839 | 0.035997 | 0.034274 | 0.042043 | 0.051643 | 0.052175 | 0.06338 | 0.065596 | 0.062027 | 0.063232 | 0.06284 | 0.055395 | 0.053766 | 0.054444 | 0.058837
| OR_Restaurant | Restaurant | New |  |  | 0.0679 | 0.0931 | 0.1735 | 0.1865 | 0.0989 | 0.1036 | 0.1033 | 0.103 | 0.1684 | 0.0931 | 0.1729 | 0.1882 | 0.1485 | 0.1364 | 0.1151 | 0.34855 | 0.44914 | 0.40745 | 0.30221 | 0.3395 | 0.29476 | 0.26439 | 0.26128 | 0.27079 | 0.27997 | 0.0185 | 0.24272 | 0.31195 | 0.16908 | 0.12143 | 0.12891 | 0.12144 | 0.12092 | 0.12045 | 0.11983 | 0.11914 | 0.11843 | 0.11771 | 0.11731 | 0.11698 | 0.18817 | 0.20696 | 0.20297 | 0.20647 | 0.22442 | 0.19416 | 0.20212 | 0.18286 | 0.20122
| OR_Lodging | Lodging | New |  |  | 0.3433 | 0.8396 | 0.4824 | 0.7114 | 0.398 | 0.2858 | 0.3027 | 0.5251 | 0.6397 | 0.7984 | 2.4917 | 1.812 | 1.2811 | 1.1298 | 0.4608 | 0.1757 | 0.4423 | 0.3001 | 0.3275 | 0.4772 | 0.55913 | 0.54529 | 0.40672 | 0.44228 | 0.46866 | 0.2832 | 0.68844 | 0.7738 | 0.42877 | 0.43224 | 0.40204 | 0.20116 | 0.20737 | 0.16768 | 0.14573 | 0.12923 | 0.12921 | 0.17755 | 0.22145 | 0.30415 | 0.47473 | 0.51925 | 0.53251 | 0.52509 | 0.56081 | 0.48927 | 0.49804 | 0.43858 | 0.48952
| OR_Hospital | Hospital | New |  |  | 0.20303 | 0.28773 | 0.31481 | 0.34935 | 0.19541 | 0.33637 | 0.13728 | 0.35469 | 0.2503 | 0.19689 | 0.43253 | 0.5482 | 0.97725 | 0.84756 | 0.64639 | 0.33719 | 0.39087 | 0.30558 | 3.7835 | 1.3673 | 1.8872 | 1.8425 | 1.9964 | 2.1102 | 2.1339 | 0.2222 | 0.13284 | 0.32779 | 0.44272 | 0.68227 | 0.62843 | 0.48487 | 0.35845 | 0.25762 | 0.20214 | 0.16569 | 0.14609 | 0.1475 | 0.15797 | 0.20781 | 0.29492 | 0.33114 | 0.27648 | 0.25479 | 0.2611 | 0.21733 | 0.20155 | 0.18954 | 0.18419
| OR_OtherHealth | OtherHealth | New |  |  | 0.38547 | 0.54627 | 0.59769 | 0.66325 | 0.37099 | 0.63862 | 0.26062 | 0.67341 | 0.4752 | 0.37381 | 0.82117 | 1.0408 | 1.8554 | 1.6091 | 1.2272 | 1.1038 | 1.2795 | 1.0003 | 3.7835 | 1.3673 | 1.8872 | 1.8425 | 1.9964 | 2.1102 | 2.1339 | 0.5398 | 0.48592 | 1.095 | 1.104 | 1.6218 | 1.5445 | 1.4381 | 1.2626 | 0.98115 | 0.93524 | 0.86403 | 0.82482 | 0.86057 | 0.87566 | 0.97745 | 1.1451 | 1.2327 | 1.0691 | 1.0894 | 1.1174 | 1.0145 | 1.0024 | 0.95409 | 0.9297
| OR_Assembly | Assembly | New |  |  | 0.66609 | 1.1484 | 0.55253 | 0.64763 | 0.68836 | 0.40614 | 0.97611 | 0.44945 | 1.0395 | 1.9108 | 2.0233 | 1.5877 | 1.38 | 1.4298 | 1.3088 | 1.443 | 1.3551 | 1.248 | 1.1154 | 1.051 | 1.28 | 1.4047 | 1.4879 | 1.4917 | 1.4159 | 0.5961 | 3.6042 | 3.6495 | 1.9526 | 1.7587 | 1.8171 | 1.0628 | 1.0224 | 0.92139 | 0.58408 | 0.5836 | 0.58108 | 0.94912 | 1.2171 | 1.2691 | 1.6467 | 2.0476 | 2.3679 | 2.2879 | 2.2529 | 1.9633 | 1.9761 | 1.8697 | 1.8476 | 31.9788
| OR_Other | Other | New |  |  | 1.293 | 2.2293 | 1.0726 | 1.2572 | 1.3362 | 0.78839 | 1.8948 | 0.87245 | 2.0178 | 3.7093 | 3.9276 | 3.082 | 2.6789 | 2.7756 | 2.5407 | 1.5497 | 3.1784 | 3.2439 | 1.3588 | 0.662 | 1.2855 | 1.5351 | 1.3825 | 1.2973 | 1.2292 | 1.1887 | 3.2955 | 4.0255 | 5.2036 | 6.3465 | 5.8977 | 5.9472 | 4.8355 | 4.3897 | 4.5765 | 4.4607 | 4.4399 | 5.0075 | 4.8856 | 5.2005 | 5.5368 | 5.7463 | 5.3132 | 5.7795 | 4.9356 | 5.4429 | 5.1266 | 4.9402 | 4.5872 | 108.5993
| OR_Large Office | Large Office | Stock 2016 | Remaining in the year | 2016: 96.5029; 2017: 96.2134; 2018: 95.9248; 2019: 95.637; 2020: 95.3501; 2021: 95.0641; 2022: 94.7789; 2023: 94.4945; 2024: 94.211; 2025: 93.9284; 2026: 93.6466; 2027: 93.3657; 2028: 93.0856; 2029: 92.8063; 2030: 92.5279; 2031: 92.2503; 2032: 91.9736; 2033: 91.6977; 2034: 91.4226; 2035: 91.1483
| OR_Medium Office | Medium Office | Stock 2016 | Remaining in the year | 2016: 49.4697; 2017: 49.3212; 2018: 49.1733; 2019: 49.0258; 2020: 48.8787; 2021: 48.732; 2022: 48.5859; 2023: 48.4401; 2024: 48.2948; 2025: 48.1499; 2026: 48.0054; 2027: 47.8614; 2028: 47.7178; 2029: 47.5747; 2030: 47.432; 2031: 47.2897; 2032: 47.1478; 2033: 47.0064; 2034: 46.8653; 2035: 46.7247
| OR_Small Office | Small Office | Stock 2016 | Remaining in the year | 2016: 48.077; 2017: 47.9328; 2018: 47.789; 2019: 47.6456; 2020: 47.5027; 2021: 47.3602; 2022: 47.2181; 2023: 47.0764; 2024: 46.9352; 2025: 46.7944; 2026: 46.654; 2027: 46.514; 2028: 46.3745; 2029: 46.2354; 2030: 46.0967; 2031: 45.9584; 2032: 45.8205; 2033: 45.683; 2034: 45.546; 2035: 45.4094
| OR_Big Box-Retail | Big Box-Retail | Stock 2016 | Remaining in the year | 2016: 35.8535; 2017: 35.6885; 2018: 35.5244; 2019: 35.3609; 2020: 35.1983; 2021: 35.0364; 2022: 34.8752; 2023: 34.7148; 2024: 34.5551; 2025: 34.3961; 2026: 34.2379; 2027: 34.0804; 2028: 33.9237; 2029: 33.7676; 2030: 33.6123; 2031: 33.4577; 2032: 33.3037; 2033: 33.1506; 2034: 32.9981; 2035: 32.8463
| OR_Small Box-Retail | Small Box-Retail | Stock 2016 | Remaining in the year | 2016: 54.2219; 2017: 53.9725; 2018: 53.7242; 2019: 53.4771; 2020: 53.2311; 2021: 52.9862; 2022: 52.7425; 2023: 52.4999; 2024: 52.2584; 2025: 52.018; 2026: 51.7787; 2027: 51.5405; 2028: 51.3034; 2029: 51.0675; 2030: 50.8325; 2031: 50.5987; 2032: 50.366; 2033: 50.1343; 2034: 49.9037; 2035: 49.6741
| OR_High End-Retail | High End-Retail | Stock 2016 | Remaining in the year | 2016: 26.0283; 2017: 25.9085; 2018: 25.7894; 2019: 25.6707; 2020: 25.5526; 2021: 25.4351; 2022: 25.3181; 2023: 25.2016; 2024: 25.0857; 2025: 24.9703; 2026: 24.8554; 2027: 24.7411; 2028: 24.6273; 2029: 24.514; 2030: 24.4013; 2031: 24.289; 2032: 24.1773; 2033: 24.0661; 2034: 23.9554; 2035: 23.8452
| OR_Anchor-Retail | Anchor-Retail | Stock 2016 | Remaining in the year | 2016: 29.1485; 2017: 29.0144; 2018: 28.8809; 2019: 28.7481; 2020: 28.6159; 2021: 28.4842; 2022: 28.3532; 2023: 28.2228; 2024: 28.0929; 2025: 27.9637; 2026: 27.8351; 2027: 27.707; 2028: 27.5796; 2029: 27.4527; 2030: 27.3264; 2031: 27.2007; 2032: 27.0756; 2033: 26.9511; 2034: 26.8271; 2035: 26.7037
| OR_K-12 | K-12 | Stock 2016 | Remaining in the year | 2016: 80.6646; 2017: 80.3339; 2018: 80.0045; 2019: 79.6765; 2020: 79.3498; 2021: 79.0245; 2022: 78.7005; 2023: 78.3778; 2024: 78.0565; 2025: 77.7364; 2026: 77.4177; 2027: 77.1003; 2028: 76.7842; 2029: 76.4694; 2030: 76.1558; 2031: 75.8436; 2032: 75.5326; 2033: 75.223; 2034: 74.9146; 2035: 74.6074
| OR_University | University | Stock 2016 | Remaining in the year | 2016: 37.1708; 2017: 37.0184; 2018: 36.8666; 2019: 36.7155; 2020: 36.5649; 2021: 36.415; 2022: 36.2657; 2023: 36.117; 2024: 35.969; 2025: 35.8215; 2026: 35.6746; 2027: 35.5283; 2028: 35.3827; 2029: 35.2376; 2030: 35.0931; 2031: 34.9493; 2032: 34.806; 2033: 34.6633; 2034: 34.5211; 2035: 34.3796
| OR_Warehouse | Warehouse | Stock 2016 | Remaining in the year | 2016: 141.7455; 2017: 141.221; 2018: 140.6985; 2019: 140.1779; 2020: 139.6593; 2021: 139.1425; 2022: 138.6277; 2023: 138.1148; 2024: 137.6038; 2025: 137.0946; 2026: 136.5874; 2027: 136.082; 2028: 135.5785; 2029: 135.0769; 2030: 134.5771; 2031: 134.0791; 2032: 133.5831; 2033: 133.0888; 2034: 132.5964; 2035: 132.1058
| OR_Supermarket | Supermarket | Stock 2016 | Remaining in the year | 2016: 15.4914; 2017: 15.352; 2018: 15.2138; 2019: 15.0769; 2020: 14.9412; 2021: 14.8067; 2022: 14.6735; 2023: 14.5414; 2024: 14.4105; 2025: 14.2808; 2026: 14.1523; 2027: 14.0249; 2028: 13.8987; 2029: 13.7736; 2030: 13.6497; 2031: 13.5268; 2032: 13.4051; 2033: 13.2844; 2034: 13.1649; 2035: 13.0464
| OR_MiniMart | MiniMart | Stock 2016 | Remaining in the year | 2016: 6.5116; 2017: 6.4809; 2018: 6.4503; 2019: 6.4199; 2020: 6.3896; 2021: 6.3594; 2022: 6.3294; 2023: 6.2995; 2024: 6.2698; 2025: 6.2402; 2026: 6.2107; 2027: 6.1814; 2028: 6.1522; 2029: 6.1232; 2030: 6.0943; 2031: 6.0655; 2032: 6.0369; 2033: 6.0084; 2034: 5.9801; 2035: 5.9518
| OR_Restaurant | Restaurant | Stock 2016 | Remaining in the year | 2016: 13.9093; 2017: 13.8436; 2018: 13.7783; 2019: 13.7133; 2020: 13.6485; 2021: 13.5841; 2022: 13.52; 2023: 13.4562; 2024: 13.3927; 2025: 13.3294; 2026: 13.2665; 2027: 13.2039; 2028: 13.1416; 2029: 13.0796; 2030: 13.0178; 2031: 12.9564; 2032: 12.8952; 2033: 12.8344; 2034: 12.7738; 2035: 12.7135
| OR_Lodging | Lodging | Stock 2016 | Remaining in the year | 2016: 34.9913; 2017: 34.9073; 2018: 34.8235; 2019: 34.74; 2020: 34.6566; 2021: 34.5734; 2022: 34.4904; 2023: 34.4077; 2024: 34.3251; 2025: 34.2427; 2026: 34.1605; 2027: 34.0785; 2028: 33.9967; 2029: 33.9151; 2030: 33.8338; 2031: 33.7526; 2032: 33.6715; 2033: 33.5907; 2034: 33.5101; 2035: 33.4297
| OR_Hospital | Hospital | Stock 2016 | Remaining in the year | 2016: 27.1649; 2017: 27.1079; 2018: 27.0509; 2019: 26.9941; 2020: 26.9374; 2021: 26.8809; 2022: 26.8244; 2023: 26.7681; 2024: 26.7119; 2025: 26.6558; 2026: 26.5998; 2027: 26.5439; 2028: 26.4882; 2029: 26.4326; 2030: 26.3771; 2031: 26.3217; 2032: 26.2664; 2033: 26.2112; 2034: 26.1562; 2035: 26.1013
| OR_OtherHealth | OtherHealth | Stock 2016 | Remaining in the year | 2016: 46.7727; 2017: 46.6605; 2018: 46.5485; 2019: 46.4368; 2020: 46.3253; 2021: 46.2141; 2022: 46.1032; 2023: 45.9926; 2024: 45.8822; 2025: 45.7721; 2026: 45.6622; 2027: 45.5526; 2028: 45.4433; 2029: 45.3342; 2030: 45.2254; 2031: 45.1169; 2032: 45.0086; 2033: 44.9006; 2034: 44.7928; 2035: 44.6853
| OR_Assembly | Assembly | Stock 2016 | Remaining in the year | 2016: 130.6053; 2017: 130.0193; 2018: 129.4359; 2019: 128.8552; 2020: 128.2771; 2021: 127.7015; 2022: 127.1286; 2023: 126.5582; 2024: 125.9904; 2025: 125.4251; 2026: 124.8623; 2027: 124.3021; 2028: 123.7444; 2029: 123.1892; 2030: 122.6365; 2031: 122.0863; 2032: 121.5385; 2033: 120.9932; 2034: 120.4504; 2035: 119.9099
| OR_Other | Other | Stock 2016 | Remaining in the year | 2016: 157.5494; 2017: 156.1314; 2018: 154.7263; 2019: 153.3337; 2020: 151.9537; 2021: 150.5861; 2022: 149.2309; 2023: 147.8878; 2024: 146.5568; 2025: 145.2378; 2026: 143.9306; 2027: 142.6353; 2028: 141.3516; 2029: 140.0794; 2030: 138.8187; 2031: 137.5693; 2032: 136.3312; 2033: 135.1042; 2034: 133.8883; 2035: 132.6833
Washington
| WA_Large Off | Large Off | New |  |  | 4.6721 | 1.5094 | 1.6326 | 2.6697 | 1.9058 | 1.3124 | 1.0072 | 1.7838 | 1.8652 | 2.2166 | 2.5879 | 4.1569 | 5.6568 | 5.429 | 3.5235 | 2.4352 | 2.1414 | 2.3026 | 1.4488 | 4.2056 | 2.5995 | 2.6698 | 2.4533 | 2.3672 | 2.4929 | 1.5283 | 3.4426 | 6.2495 | 5.4158 | 4.8762 | 3.9717 | 3.5128 | 4.2625 | 4.1112 | 3.7007 | 4.3212 | 3.7114 | 3.8183 | 4.2269 | 4.2698 | 4.8972 | 5.4872 | 4.7889 | 5.0156 | 5.4034 | 4.7974 | 5.006 | 4.8926 | 4.8953
| WA_Medium Off | Medium Off | New |  |  | 2.105 | 0.68003 | 0.73557 | 1.2028 | 0.85863 | 0.59129 | 0.4538 | 0.80366 | 0.84033 | 0.99867 | 1.1659 | 1.8729 | 2.5486 | 2.446 | 1.5875 | 1.0972 | 0.96481 | 1.0374 | 0.90552 | 2.6285 | 1.6247 | 1.6686 | 1.5333 | 1.4795 | 1.5581 | 1.9201 | 2.1516 | 3.9059 | 3.3849 | 3.0476 | 2.4823 | 2.1955 | 2.6641 | 2.5695 | 2.3129 | 2.7007 | 2.3196 | 2.3864 | 2.6418 | 2.6687 | 3.0608 | 3.4295 | 2.993 | 3.1348 | 3.3771 | 2.9984 | 3.1287 | 3.0579 | 3.0596
| WA_Small Off | Small Off | New |  |  | 2.4699 | 0.79792 | 0.8631 | 1.4114 | 1.0075 | 0.6938 | 0.53247 | 0.94299 | 0.98602 | 1.1718 | 1.3681 | 2.1976 | 2.9905 | 2.87 | 1.8627 | 1.2874 | 1.1321 | 1.2172 | 0.23285 | 0.6759 | 0.41777 | 0.42908 | 0.39428 | 0.38044 | 0.40065 | 0.47023 | 0.55328 | 1.0044 | 0.8704 | 0.78367 | 0.6383 | 0.56456 | 0.68504 | 0.66073 | 0.59476 | 0.69447 | 0.59648 | 0.61365 | 0.67932 | 0.68623 | 0.78706 | 0.88188 | 0.76964 | 0.80608 | 0.8684 | 0.77101 | 0.80453 | 0.78631 | 0.78674
Xlarge Ret | WA_Big Box-Retail | Big Box-Retail | New |  |  | 1.1645 | 1.1002 | 0.77513 | 0.68999 | 0.47628 | 0.72979 | 1.1208 | 1.7297 | 1.2091 | 0.64731 | 0.79227 | 1.1545 | 1.6152 | 1.1894 | 1.2257 | 1.0574 | 0.72875 | 0.92132 | 1.4995 | 1.9176 | 1.6228 | 1.564 | 1.4914 | 1.5623 | 1.644 | 3.07 | 1.0468 | 1.1304 | 0.47519 | 0.97616 | 0.77211 | 0.42117 | 0.42006 | 0.41894 | 0.41723 | 0.41477 | 0.41229 | 0.40958 | 0.40848 | 0.4639 | 0.80291 | 0.93271 | 0.81522 | 0.77348 | 0.74996 | 0.61427 | 0.63917 | 0.59403 | 0.66133
Large Ret | WA_Small Box-Retail | Small Box-Retail | New |  |  | 2.1509 | 2.032 | 1.4317 | 1.2744 | 0.87969 | 1.3479 | 2.07 | 3.1947 | 2.2332 | 1.1956 | 1.4633 | 2.1324 | 2.9832 | 2.1969 | 2.2639 | 1.953 | 1.346 | 1.7017 | 0.54526 | 0.69732 | 0.59011 | 0.56873 | 0.54234 | 0.5681 | 0.59782 | 1.4254 | 0.38064 | 0.41105 | 0.1728 | 0.35497 | 0.28077 | 0.15315 | 0.15275 | 0.15234 | 0.15172 | 0.15082 | 0.14992 | 0.14894 | 0.14854 | 0.16869 | 0.29197 | 0.33917 | 0.29644 | 0.28127 | 0.27271 | 0.22337 | 0.23243 | 0.21601 | 0.24048
Medium Ret | WA_High End-Retail | High End-Retail | New |  |  | 0.53772 | 0.508 | 0.35791 | 0.3186 | 0.21992 | 0.33698 | 0.5175 | 0.79868 | 0.5583 | 0.29889 | 0.36583 | 0.53311 | 0.74579 | 0.54922 | 0.56597 | 0.48824 | 0.3365 | 0.42542 | 1.9539 | 2.4987 | 2.1146 | 2.038 | 1.9434 | 2.0357 | 2.1422 | 4.934 | 1.364 | 1.4729 | 0.61919 | 1.272 | 1.0061 | 0.54879 | 0.54734 | 0.54589 | 0.54366 | 0.54045 | 0.53723 | 0.5337 | 0.53226 | 0.60448 | 1.0462 | 1.2154 | 1.0623 | 1.0079 | 0.97722 | 0.80041 | 0.83286 | 0.77403 | 0.86174
Small Ret | WA_Anchor-Retail | Anchor-Retail | New |  |  | 1.0382 | 0.98081 | 0.69103 | 0.61513 | 0.42461 | 0.65061 | 0.99915 | 1.542 | 1.0779 | 0.57707 | 0.70631 | 1.0293 | 1.4399 | 1.0604 | 1.0927 | 0.94266 | 0.64968 | 0.82136 | 0.54526 | 0.69732 | 0.59011 | 0.56873 | 0.54234 | 0.5681 | 0.59782 | 1.535 | 0.38064 | 0.41105 | 0.1728 | 0.35497 | 0.28077 | 0.15315 | 0.15275 | 0.15234 | 0.15172 | 0.15082 | 0.14992 | 0.14894 | 0.14854 | 0.16869 | 0.29197 | 0.33917 | 0.29644 | 0.28127 | 0.27271 | 0.22337 | 0.23243 | 0.21601 | 0.24048
| WA_K-12 | K-12 | New |  |  | 1.6924 | 1.4848 | 2.0874 | 2.0857 | 2.3111 | 3.1662 | 2.3978 | 1.4202 | 2.9825 | 1.9324 | 1.9078 | 2.3078 | 2.4818 | 2.3626 | 2.1625 | 2.6243 | 3.7761 | 2.5622 | 3.0192 | 2.9931 | 2.8918 | 3.7824 | 3.4705 | 3.216 | 3.0519 | 0.8576 | 0.17771 | 0.29523 | 0.29127 | 0.28386 | 0.27853 | 0.27377 | 0.26965 | 0.26647 | 0.26329 | 0.26018 | 0.25648 | 0.25346 | 0.25094 | 0.24865 | 0.24663 | 0.24474 | 0.21896 | 0.24191 | 0.24022 | 0.23876 | 0.23727 | 0.23578 | 0.23413
| WA_University | University | New |  |  | 0.87186 | 0.7649 | 1.0753 | 1.0744 | 1.1905 | 1.631 | 1.2352 | 0.7316 | 1.5364 | 0.99549 | 0.9828 | 1.1889 | 1.2785 | 1.2171 | 1.114 | 1.2012 | 1.5534 | 0.8171 | 1.2971 | 1.4251 | 1.3376 | 1.4693 | 1.3355 | 1.2493 | 1.1945 | 0.8576 | 0.7491 | 0.69457 | 0.55643 | 0.19874 | 0.21704 | 0.50267 | 0.75344 | 0.58829 | 0.61958 | 0.4778 | 0.62 | 0.71475 | 0.66567 | 0.76775 | 0.82701 | 0.82692 | 0.83894 | 0.83016 | 0.72337 | 0.83065 | 0.71242 | 0.71267 | 0.77142
| WA_Warehouse | Warehouse | New |  |  | 5.2438 | 3.078 | 3.5725 | 4.5848 | 3.4582 | 3.2988 | 3.1168 | 3.8371 | 5.0455 | 6.358 | 4.7817 | 6.0844 | 5.7608 | 5.1916 | 6.0718 | 2.7429 | 4.8205 | 3.158 | 4.7521 | 4.5863 | 4.2521 | 4.1644 | 4.2214 | 4.5285 | 4.8079 | 0 | 1.7399 | 2.9241 | 3.4581 | 3.5233 | 3.4104 | 1.7072 | 1.5422 | 1.1343 | 1.1332 | 1.1314 | 1.1293 | 1.5969 | 1.6883 | 1.689 | 1.3871 | 1.1373 | 1.0227 | 1.1353 | 1.1329 | 1.1284 | 1.1216 | 1.1164 | 1.1106
| WA_Supermarket | Supermarket | New |  |  | 0.54813 | 0.51784 | 0.36484 | 0.32477 | 0.22418 | 0.3435 | 0.52752 | 0.81414 | 0.5691 | 0.30468 | 0.37291 | 0.54343 | 0.76023 | 0.55985 | 0.57693 | 0.37202 | 0.26963 | 0.3499 | 0.2518 | 0.2484 | 0.26966 | 0.33188 | 0.24933 | 0.24624 | 0.25828 | 1.4295 | 0.61374 | 0.58409 | 0.17906 | 0.17821 | 0.17797 | 0.17773 | 0.17608 | 0.17407 | 0.17168 | 0.16871 | 0.16573 | 0.16273 | 0.16061 | 0.15874 | 0.15701 | 0.15598 | 0.13962 | 0.15439 | 0.15334 | 0.15226 | 0.151 | 0.14965 | 0.14845
| WA_MiniMart | MiniMart | New |  |  | 0.22181 | 0.20955 | 0.14763 | 0.13142 | 0.090715 | 0.139 | 0.21346 | 0.32945 | 0.23029 | 0.12329 | 0.1509 | 0.2199 | 0.30763 | 0.22655 | 0.23346 | 0.15054 | 0.10911 | 0.14159 | 0.2518 | 0.2484 | 0.26966 | 0.33188 | 0.24933 | 0.24624 | 0.25828 | 0 | 0.098365 | 0.15546 | 0.087717 | 0.10385 | 0.099184 | 0.037963 | 0.041338 | 0.027112 | 0.016646 | 0.01662 | 0.016575 | 0.025273 | 0.032916 | 0.044607 | 0.077666 | 0.080475 | 0.07071 | 0.079699 | 0.068977 | 0.053479 | 0.056531 | 0.05431 | 0.054545
| WA_Restaurant | Restaurant | New |  |  | 0.238 | 0.175 | 0.2219 | 0.1866 | 0.3344 | 0.2241 | 0.1966 | 0.2899 | 0.1994 | 0.2503 | 0.3319 | 0.259 | 0.3354 | 0.3002 | 0.2043 | 0.76816 | 0.55675 | 0.72249 | 0.40965 | 0.52389 | 0.44334 | 0.42728 | 0.40745 | 0.4268 | 0.44913 | 0 | 0.48464 | 0.69505 | 0.37142 | 0.25397 | 0.25379 | 0.25366 | 0.25243 | 0.25124 | 0.24988 | 0.2485 | 0.24691 | 0.24535 | 0.24421 | 0.2433 | 0.31388 | 0.35131 | 0.35213 | 0.36208 | 0.36663 | 0.31687 | 0.32136 | 0.29742 | 0.32227
| WA_Lodging | Lodging | New |  |  | 0.6185 | 2.2085 | 1.4847 | 0.9532 | 0.9081 | 0.4223 | 0.6064 | 0.6168 | 1.0636 | 1.0459 | 2.0405 | 2.3144 | 1.7478 | 1.9861 | 1.1522 | 0.3815 | 0.9255 | 1.1423 | 1.5631 | 1.7925 | 1.7621 | 1.4336 | 1.3692 | 1.5801 | 1.6434 | 0.3555 | 1.064 | 1.5274 | 0.64611 | 0.41498 | 0.4148 | 0.41473 | 0.41194 | 0.40949 | 0.40727 | 0.40497 | 0.40242 | 0.39975 | 0.39827 | 0.39683 | 0.75462 | 0.91083 | 0.96779 | 0.97078 | 1.0108 | 0.83146 | 0.78902 | 0.75943 | 0.8126
| WA_Hospital | Hospital | New |  |  | 0.43003 | 0.38538 | 0.66239 | 0.43521 | 0.36478 | 0.67629 | 0.52988 | 0.50168 | 0.38507 | 0.32744 | 0.54337 | 0.64827 | 0.97782 | 0.78724 | 0.68166 | 0.47345 | 0.48302 | 0.47907 | 3.056 | 2.3259 | 2.0442 | 2.0585 | 2.2333 | 2.3382 | 2.3705 | 0.3844 | 0.83801 | 1.5907 | 1.708 | 2.2522 | 1.9172 | 1.7509 | 1.4761 | 1.1791 | 1.0125 | 0.94064 | 0.81042 | 0.83406 | 0.87305 | 1.0069 | 1.1644 | 1.2749 | 1.1414 | 1.1524 | 1.0803 | 0.94742 | 0.92676 | 0.89219 | 0.88077
| WA_OtherHealth | OtherHealth | New |  |  | 0.92227 | 0.82652 | 1.4206 | 0.93339 | 0.78232 | 1.4504 | 1.1364 | 1.0759 | 0.82583 | 0.70226 | 1.1653 | 1.3903 | 2.0971 | 1.6884 | 1.4619 | 1.5498 | 1.5812 | 1.5682 | 3.056 | 2.3259 | 2.0442 | 2.0585 | 2.2333 | 2.3382 | 2.3705 | 0.6777 | 0.63975 | 1.2773 | 1.5973 | 2.4576 | 2.1532 | 1.8276 | 1.4923 | 1.1988 | 1.0429 | 0.96462 | 0.85633 | 0.91357 | 0.98506 | 1.1552 | 1.4123 | 1.546 | 1.4134 | 1.4576 | 1.3614 | 1.2209 | 1.1902 | 1.1743 | 1.1724
| WA_Assembly | Assembly | New |  |  | 1.1126 | 0.80332 | 0.7921 | 1.417 | 2.0118 | 1.9683 | 1.3569 | 1.6116 | 2.056 | 2.2904 | 2.4596 | 3.8091 | 4.7729 | 4.5525 | 3.385 | 2.8653 | 1.9471 | 3.2425 | 1.5354 | 1.937 | 2.3704 | 1.989 | 2.1601 | 2.2621 | 2.1876 | 1.3686 | 2.32 | 3.9588 | 1.6266 | 0.69037 | 0.74821 | 0.69008 | 0.91297 | 0.68989 | 0.89678 | 0.69063 | 0.68826 | 0.71187 | 1.2815 | 1.3562 | 1.8105 | 2.4458 | 2.8288 | 3.2429 | 2.9246 | 3.1212 | 2.8285 | 2.8284 | 2.8853 | 35.8993
| WA_Other | Other | New |  |  | 2.1597 | 1.5594 | 1.5376 | 2.7507 | 3.9053 | 3.8207 | 2.634 | 3.1283 | 3.9911 | 4.4461 | 4.7745 | 7.394 | 9.2651 | 8.8373 | 6.571 | 4.5552 | 5.4094 | 5.1186 | 1.7813 | 2.95 | 2.2862 | 2.5053 | 2.4713 | 2.4438 | 2.3899 | 3.4876 | 2.2189 | 1.8507 | 2.9659 | 3.8082 | 3.012 | 2.426 | 2.8297 | 2.0354 | 1.8992 | 1.4255 | 2.0871 | 2.2391 | 2.3562 | 2.4817 | 2.6727 | 2.7153 | 2.6309 | 2.8839 | 2.7505 | 2.5428 | 2.4422 | 2.3239 | 2.3561 | 52.8844
| WA_Large Office | Large Office | Stock 2016 | Remaining in the year | 2016: 241.7533; 2017: 241.028; 2018: 240.3049; 2019: 239.584; 2020: 238.8653; 2021: 238.1487; 2022: 237.4342; 2023: 236.7219; 2024: 236.0117; 2025: 235.3037; 2026: 234.5978; 2027: 233.894; 2028: 233.1923; 2029: 232.4927; 2030: 231.7953; 2031: 231.0999; 2032: 230.4066; 2033: 229.7154; 2034: 229.0262; 2035: 228.3391
| WA_Medium Office | Medium Office | Stock 2016 | Remaining in the year | 2016: 115.9475; 2017: 115.5997; 2018: 115.2529; 2019: 114.9071; 2020: 114.5624; 2021: 114.2187; 2022: 113.8761; 2023: 113.5344; 2024: 113.1938; 2025: 112.8543; 2026: 112.5157; 2027: 112.1781; 2028: 111.8416; 2029: 111.5061; 2030: 111.1716; 2031: 110.838; 2032: 110.5055; 2033: 110.174; 2034: 109.8435; 2035: 109.514
| WA_Small Office | Small Office | Stock 2016 | Remaining in the year | 2016: 115.2345; 2017: 114.8888; 2018: 114.5441; 2019: 114.2005; 2020: 113.8579; 2021: 113.5163; 2022: 113.1758; 2023: 112.8363; 2024: 112.4977; 2025: 112.1602; 2026: 111.8238; 2027: 111.4883; 2028: 111.1538; 2029: 110.8204; 2030: 110.4879; 2031: 110.1564; 2032: 109.826; 2033: 109.4965; 2034: 109.168; 2035: 108.8405
| WA_Big Box-Retail | Big Box-Retail | Stock 2016 | Remaining in the year | 2016: 78.9257; 2017: 78.5626; 2018: 78.2012; 2019: 77.8415; 2020: 77.4834; 2021: 77.127; 2022: 76.7722; 2023: 76.4191; 2024: 76.0675; 2025: 75.7176; 2026: 75.3693; 2027: 75.0226; 2028: 74.6775; 2029: 74.334; 2030: 73.9921; 2031: 73.6517; 2032: 73.3129; 2033: 72.9757; 2034: 72.64; 2035: 72.3058
| WA_Small Box-Retail | Small Box-Retail | Stock 2016 | Remaining in the year | 2016: 120.9456; 2017: 120.3893; 2018: 119.8355; 2019: 119.2842; 2020: 118.7355; 2021: 118.1893; 2022: 117.6457; 2023: 117.1045; 2024: 116.5658; 2025: 116.0296; 2026: 115.4959; 2027: 114.9646; 2028: 114.4358; 2029: 113.9093; 2030: 113.3854; 2031: 112.8638; 2032: 112.3446; 2033: 111.8278; 2034: 111.3134; 2035: 110.8014
| WA_High End-Retail | High End-Retail | Stock 2016 | Remaining in the year | 2016: 51.6291; 2017: 51.3916; 2018: 51.1552; 2019: 50.9199; 2020: 50.6857; 2021: 50.4525; 2022: 50.2204; 2023: 49.9894; 2024: 49.7595; 2025: 49.5306; 2026: 49.3027; 2027: 49.0759; 2028: 48.8502; 2029: 48.6255; 2030: 48.4018; 2031: 48.1791; 2032: 47.9575; 2033: 47.7369; 2034: 47.5173; 2035: 47.2987
| WA_Anchor-Retail | Anchor-Retail | Stock 2016 | Remaining in the year | 2016: 61.834; 2017: 61.5495; 2018: 61.2664; 2019: 60.9846; 2020: 60.7041; 2021: 60.4248; 2022: 60.1469; 2023: 59.8702; 2024: 59.5948; 2025: 59.3207; 2026: 59.0478; 2027: 58.7762; 2028: 58.5058; 2029: 58.2367; 2030: 57.9688; 2031: 57.7021; 2032: 57.4367; 2033: 57.1725; 2034: 56.9095; 2035: 56.6477
| WA_K-12 | K-12 | Stock 2016 | Remaining in the year | 2016: 140.7707; 2017: 140.1935; 2018: 139.6187; 2019: 139.0463; 2020: 138.4762; 2021: 137.9085; 2022: 137.343; 2023: 136.7799; 2024: 136.2191; 2025: 135.6606; 2026: 135.1044; 2027: 134.5505; 2028: 133.9988; 2029: 133.4494; 2030: 132.9023; 2031: 132.3574; 2032: 131.8147; 2033: 131.2743; 2034: 130.7361; 2035: 130.2001
| WA_University | University | Stock 2016 | Remaining in the year | 2016: 62.5972; 2017: 62.3406; 2018: 62.085; 2019: 61.8304; 2020: 61.5769; 2021: 61.3245; 2022: 61.073; 2023: 60.8226; 2024: 60.5733; 2025: 60.3249; 2026: 60.0776; 2027: 59.8313; 2028: 59.586; 2029: 59.3417; 2030: 59.0984; 2031: 58.8561; 2032: 58.6148; 2033: 58.3744; 2034: 58.1351; 2035: 57.8967
| WA_Warehouse | Warehouse | Stock 2016 | Remaining in the year | 2016: 254.7091; 2017: 253.7667; 2018: 252.8278; 2019: 251.8923; 2020: 250.9603; 2021: 250.0318; 2022: 249.1066; 2023: 248.1849; 2024: 247.2667; 2025: 246.3518; 2026: 245.4403; 2027: 244.5321; 2028: 243.6274; 2029: 242.726; 2030: 241.8279; 2031: 240.9331; 2032: 240.0417; 2033: 239.1535; 2034: 238.2686; 2035: 237.387
| WA_Supermarket | Supermarket | Stock 2016 | Remaining in the year | 2016: 32.6389; 2017: 32.3451; 2018: 32.054; 2019: 31.7655; 2020: 31.4797; 2021: 31.1963; 2022: 30.9156; 2023: 30.6373; 2024: 30.3616; 2025: 30.0883; 2026: 29.8175; 2027: 29.5492; 2028: 29.2832; 2029: 29.0197; 2030: 28.7585; 2031: 28.4997; 2032: 28.2432; 2033: 27.989; 2034: 27.7371; 2035: 27.4875
| WA_MiniMart | MiniMart | Stock 2016 | Remaining in the year | 2016: 13.494; 2017: 13.4303; 2018: 13.3669; 2019: 13.3038; 2020: 13.2411; 2021: 13.1786; 2022: 13.1164; 2023: 13.0544; 2024: 12.9928; 2025: 12.9315; 2026: 12.8705; 2027: 12.8097; 2028: 12.7493; 2029: 12.6891; 2030: 12.6292; 2031: 12.5696; 2032: 12.5102; 2033: 12.4512; 2034: 12.3924; 2035: 12.3339
| WA_Restaurant | Restaurant | Stock 2016 | Remaining in the year | 2016: 29.0675; 2017: 28.9304; 2018: 28.7938; 2019: 28.6579; 2020: 28.5226; 2021: 28.388; 2022: 28.254; 2023: 28.1207; 2024: 27.9879; 2025: 27.8558; 2026: 27.7243; 2027: 27.5935; 2028: 27.4632; 2029: 27.3336; 2030: 27.2046; 2031: 27.0762; 2032: 26.9484; 2033: 26.8212; 2034: 26.6946; 2035: 26.5686
| WA_Lodging | Lodging | Stock 2016 | Remaining in the year | 2016: 114.8043; 2017: 114.5288; 2018: 114.2539; 2019: 113.9797; 2020: 113.7061; 2021: 113.4332; 2022: 113.161; 2023: 112.8894; 2024: 112.6185; 2025: 112.3482; 2026: 112.0786; 2027: 111.8096; 2028: 111.5412; 2029: 111.2735; 2030: 111.0065; 2031: 110.7401; 2032: 110.4743; 2033: 110.2091; 2034: 109.9446; 2035: 109.6808
| WA_Hospital | Hospital | Stock 2016 | Remaining in the year | 2016: 53.3714; 2017: 53.2593; 2018: 53.1475; 2019: 53.0359; 2020: 52.9245; 2021: 52.8134; 2022: 52.7024; 2023: 52.5918; 2024: 52.4813; 2025: 52.3711; 2026: 52.2611; 2027: 52.1514; 2028: 52.0419; 2029: 51.9326; 2030: 51.8235; 2031: 51.7147; 2032: 51.6061; 2033: 51.4977; 2034: 51.3896; 2035: 51.2817
| WA_OtherHealth | OtherHealth | Stock 2016 | Remaining in the year | 2016: 70.9017; 2017: 70.7315; 2018: 70.5617; 2019: 70.3924; 2020: 70.2234; 2021: 70.0549; 2022: 69.8868; 2023: 69.719; 2024: 69.5517; 2025: 69.3848; 2026: 69.2183; 2027: 69.0522; 2028: 68.8864; 2029: 68.7211; 2030: 68.5562; 2031: 68.3916; 2032: 68.2275; 2033: 68.0637; 2034: 67.9004; 2035: 67.7374
| WA_Assembly | Assembly | Stock 2016 | Remaining in the year | 2016: 202.7108; 2017: 201.8013; 2018: 200.8959; 2019: 199.9945; 2020: 199.0972; 2021: 198.2039; 2022: 197.3146; 2023: 196.4294; 2024: 195.548; 2025: 194.6707; 2026: 193.7973; 2027: 192.9278; 2028: 192.0622; 2029: 191.2004; 2030: 190.3426; 2031: 189.4886; 2032: 188.6384; 2033: 187.7921; 2034: 186.9495; 2035: 186.1107
| WA_Other | Other | Stock 2016 | Remaining in the year | 2016: 128.1221; 2017: 126.969; 2018: 125.8263; 2019: 124.6939; 2020: 123.5716; 2021: 122.4595; 2022: 121.3573; 2023: 120.2651; 2024: 119.1827; 2025: 118.1101; 2026: 117.0471; 2027: 115.9937; 2028: 114.9497; 2029: 113.9152; 2030: 112.8899; 2031: 111.8739; 2032: 110.8671; 2033: 109.8693; 2034: 108.8804; 2035: 107.9005
Idaho
| ID_Large Off | Large Off | New |  |  | 0.41436 | 0.17462 | 0.26405 | 0.26172 | 0.20771 | 0.24566 | 0.38202 | 0.43265 | 0.44387 | 0.36904 | 0.52183 | 0.56649 | 0.68866 | 1.0311 | 0.57468 | 0.49455 | 0.57526 | 0.8102 | 0.6359 | 0.73733 | 0.6519 | 0.67716 | 0.61358 | 0.62156 | 0.64073 | 0.39004 | 0.42622 | 0.64802 | 0.58565 | 0.84088 | 0.4234 | 0.39594 | 0.75549 | 0.42771 | 0.30796 | 0.74394 | 0.55048 | 0.46373 | 0.82053 | 0.75613 | 0.62754 | 0.55074 | 0.76343 | 0.82608 | 0.73019 | 1.2593 | 0.45314 | 0.47496 | 0.8386
| ID_Medium Off | Medium Off | New |  |  | 0.18669 | 0.078672 | 0.11896 | 0.11792 | 0.093582 | 0.11068 | 0.17212 | 0.19493 | 0.19998 | 0.16627 | 0.23511 | 0.25523 | 0.31027 | 0.46457 | 0.25892 | 0.22281 | 0.25918 | 0.36503 | 0.79895 | 0.92639 | 0.81905 | 0.85079 | 0.77091 | 0.78093 | 0.80503 | 0.49005 | 0.53551 | 0.81418 | 0.73582 | 1.0565 | 0.53197 | 0.49746 | 0.9492 | 0.53738 | 0.38693 | 0.93469 | 0.69162 | 0.58264 | 1.0309 | 0.95001 | 0.78845 | 0.69195 | 0.95918 | 1.0379 | 0.91741 | 1.5821 | 0.56933 | 0.59675 | 1.0536
| ID_Small Off | Small Off | New |  |  | 0.21905 | 0.092311 | 0.13959 | 0.13836 | 0.10981 | 0.12987 | 0.20196 | 0.22872 | 0.23465 | 0.19509 | 0.27587 | 0.29948 | 0.36406 | 0.54511 | 0.3038 | 0.26144 | 0.30411 | 0.42831 | 0.19566 | 0.22687 | 0.20058 | 0.20836 | 0.18879 | 0.19125 | 0.19715 | 0.12001 | 0.13115 | 0.19939 | 0.1802 | 0.25873 | 0.13028 | 0.12183 | 0.23246 | 0.1316 | 0.094757 | 0.2289 | 0.16938 | 0.14269 | 0.25247 | 0.23266 | 0.19309 | 0.16946 | 0.2349 | 0.25418 | 0.22467 | 0.38746 | 0.13943 | 0.14614 | 0.25803
Xlarge Ret | ID_Big Box-Retail | Big Box-Retail | New |  |  | 0.16229 | 0.13689 | 0.14649 | 0.1263 | 0.053578 | 0.14473 | 0.20832 | 0.18182 | 0.25346 | 0.21458 | 0.21891 | 0.34507 | 0.42376 | 0.29486 | 0.25133 | 0.19929 | 0.28279 | 0.28375 | 0.36963 | 0.57946 | 0.45799 | 0.41964 | 0.41978 | 0.43839 | 0.46665 | 0.75976 | 0.081015 | 0.061973 | 0.073348 | 0.11821 | 0.12357 | 0.13131 | 0.14912 | 0.10568 | 0.090749 | 0.10485 | 0.082107 | 0.12525 | 0.1751 | 0.14307 | 0.1559 | 0.15544 | 0.15469 | 0.15952 | 0.13827 | 0.1163 | 0.10413 | 0.10357 | 0.080201
Large Ret | ID_Small Box-Retail | Small Box-Retail | New |  |  | 0.29975 | 0.25284 | 0.27056 | 0.23328 | 0.098958 | 0.26732 | 0.38477 | 0.33581 | 0.46814 | 0.39632 | 0.40433 | 0.63733 | 0.78268 | 0.54461 | 0.4642 | 0.36809 | 0.5223 | 0.52408 | 0.17161 | 0.26904 | 0.21264 | 0.19483 | 0.1949 | 0.20354 | 0.21666 | 0.35275 | 0.037614 | 0.028773 | 0.034055 | 0.054882 | 0.057373 | 0.060966 | 0.069232 | 0.049066 | 0.042133 | 0.048678 | 0.038121 | 0.058154 | 0.081298 | 0.066424 | 0.072381 | 0.072168 | 0.071819 | 0.074061 | 0.064198 | 0.053996 | 0.048344 | 0.048088 | 0.037236
Medium Ret | ID_High End-Retail | High End-Retail | New |  |  | 0.074937 | 0.063209 | 0.06764 | 0.058319 | 0.02474 | 0.06683 | 0.096192 | 0.083952 | 0.11704 | 0.09908 | 0.10108 | 0.15933 | 0.19567 | 0.13615 | 0.11605 | 0.092023 | 0.13058 | 0.13102 | 0.59405 | 0.93128 | 0.73606 | 0.67442 | 0.67464 | 0.70455 | 0.74997 | 1.221 | 0.1302 | 0.099599 | 0.11788 | 0.18998 | 0.1986 | 0.21104 | 0.23965 | 0.16984 | 0.14585 | 0.1685 | 0.13196 | 0.2013 | 0.28142 | 0.22993 | 0.25055 | 0.24981 | 0.2486 | 0.25637 | 0.22222 | 0.18691 | 0.16734 | 0.16646 | 0.12889
Small Ret | ID_Anchor-Retail | Anchor-Retail | New |  |  | 0.14468 | 0.12204 | 0.13059 | 0.1126 | 0.047765 | 0.12903 | 0.18572 | 0.16209 | 0.22596 | 0.1913 | 0.19516 | 0.30763 | 0.37778 | 0.26287 | 0.22406 | 0.17767 | 0.25211 | 0.25296 | 0.18481 | 0.28973 | 0.229 | 0.20982 | 0.20989 | 0.21919 | 0.23332 | 0.37988 | 0.040508 | 0.030986 | 0.036674 | 0.059104 | 0.061787 | 0.065655 | 0.074558 | 0.052841 | 0.045374 | 0.052423 | 0.041054 | 0.062627 | 0.087552 | 0.071533 | 0.077949 | 0.077719 | 0.077343 | 0.079758 | 0.069136 | 0.058149 | 0.052063 | 0.051787 | 0.040101
| ID_K-12 | K-12 | New |  |  | 0.18434 | 0.20684 | 0.13721 | 0.61677 | 0.68554 | 0.40643 | 0.53599 | 1.0333 | 0.77986 | 0.64819 | 0.78118 | 0.39857 | 0.6171 | 0.37732 | 0.84011 | 0.9332 | 1.1757 | 0.6042 | 0.7534 | 1.5336 | 1.2077 | 0.88413 | 0.97241 | 1.0165 | 1.0062 | 0.3074 | 0.13907 | 0.031615 | 0.031518 | 0.031133 | 0.15649 | 0.046435 | 0.081585 | 0.10177 | 0.19223 | 0.20767 | 0.34855 | 0.42455 | 0.44555 | 0.46661 | 0.50777 | 0.44871 | 0.44084 | 0.47084 | 0.35149 | 0.38735 | 0.44336 | 0.48445 | 0.4203
| ID_University | University | New |  |  | 0.094962 | 0.10656 | 0.070686 | 0.31773 | 0.35316 | 0.20937 | 0.27611 | 0.5323 | 0.40174 | 0.33391 | 0.40242 | 0.20533 | 0.3179 | 0.19438 | 0.43279 | 0.5368 | 0.5873 | 0.3029 | 0.1955 | 0.1136 | 0.23635 | 0.27313 | 0.28219 | 0.26393 | 0.24209 | 0.3074 | 0.022131 | 0.036734 | 0.036532 | 0.036516 | 0.036226 | 0.036152 | 0.035978 | 0.035806 | 0.075412 | 0.12452 | 0.26526 | 0.3784 | 0.43445 | 0.42909 | 0.38803 | 0.39175 | 0.41123 | 0.34194 | 0.27112 | 0.34351 | 0.36856 | 0.3846 | 0.32039
| ID_Warehouse | Warehouse | New |  |  | 0.51962 | 0.2356 | 0.2953 | 0.39574 | 0.68245 | 0.37956 | 0.3198 | 0.7399 | 0.6359 | 0.7046 | 0.4934 | 1.1999 | 1.5182 | 1.0499 | 1.0911 | 0.7914 | 0.413 | 0.7463 | 0.9578 | 1.0682 | 0.76954 | 0.65636 | 0.53006 | 0.52549 | 0.58733 | 0 | 0.22309 | 0.54096 | 0.92771 | 1.0279 | 0.68114 | 0.43178 | 0.5185 | 0.19724 | 0.21306 | 0.57422 | 0.70688 | 0.49466 | 0.25374 | 0.59162 | 0.28369 | 0.36004 | 0.58393 | 0.27669 | 0.74832 | 0.57868 | 0.39545 | 0.52333 | 0.33844
| ID_Supermarket | Supermarket | New |  |  | 0.21297 | 0.17964 | 0.19223 | 0.16574 | 0.070308 | 0.18993 | 0.27337 | 0.23859 | 0.33261 | 0.28158 | 0.28727 | 0.45281 | 0.55608 | 0.38693 | 0.32981 | 0.077976 | 0.10614 | 0.10925 | 0.1041 | 0.1445 | 0.12252 | 0.11151 | 0.10819 | 0.10758 | 0.10746 | 0.35376 | 0.010146 | 0.016812 | 0.016449 | 0.01619 | 0.015914 | 0.015724 | 0.015454 | 0.015176 | 0.014907 | 0.014587 | 0.014244 | 0.013902 | 0.01357 | 0.01326 | 0.012983 | 0.012726 | 0.011304 | 0.012355 | 0.012125 | 0.011851 | 0.011633 | 0.011397 | 0.011128
| ID_MiniMart | MiniMart | New |  |  | 0.086178 | 0.072691 | 0.077787 | 0.067067 | 0.028451 | 0.076856 | 0.11062 | 0.096546 | 0.13459 | 0.11394 | 0.11625 | 0.18323 | 0.22502 | 0.15658 | 0.13346 | 0.031554 | 0.04295 | 0.044209 | 0.1041 | 0.1445 | 0.12252 | 0.11151 | 0.10819 | 0.10758 | 0.10746 | 0 | 0.0069459 | 0.0043901 | 0.0055584 | 0.0078048 | 0.0084254 | 0.0060265 | 0.0071127 | 0.00561 | 0.0040265 | 0.002927 | 0.0025449 | 0.0037029 | 0.0045948 | 0.0039316 | 0.0042014 | 0.0049252 | 0.0057066 | 0.0033963 | 0.0035404 | 0.0030931 | 0.0026134 | 0.0026106 | 0.0026106
| ID_Restaurant | Restaurant | New |  |  | 0.086474 | 0.086474 | 0.086474 | 0.086474 | 0.086474 | 0.086474 | 0.086474 | 0.086474 | 0.086474 | 0.086474 | 0.086474 | 0.086474 | 0.086474 | 0.086474 | 0.086474 | 0.086474 | 0.086474 | 0.086474 | 0.086474 | 0.086474 | 0.086474 | 0.086474 | 0.086474 | 0.086474 | 0.086474 | 0.086474 | 0.076118 | 0.13479 | 0.069354 | 0.046918 | 0.044628 | 0.029809 | 0.03085 | 0.029975 | 0.029814 | 0.029772 | 0.029634 | 0.029504 | 0.029493 | 0.031744 | 0.045979 | 0.050804 | 0.044412 | 0.055354 | 0.052986 | 0.054699 | 0.051994 | 0.050232 | 0.053994
| ID_Lodging | Lodging | New |  |  | 0.297 | 0.1806 | 0.0945 | 0.4685 | 0.1009 | 0.1369 | 0.3717 | 0.2991 | 0.4612 | 0.7841 | 0.1585 | 0.1417 | 0.2496 | 0.2296 | 0.2284 | 0.2401 | 0.247 | 0.3622 | 0.3909 | 0.6247 | 0.54312 | 0.43204 | 0.39339 | 0.43886 | 0.46439 | 0.128 | 0.20349 | 0.29699 | 0.15558 | 0.046744 | 0.072781 | 0.038955 | 0.038813 | 0.038639 | 0.038474 | 0.038255 | 0.038019 | 0.037707 | 0.037585 | 0.037348 | 0.037233 | 0.058875 | 0.041334 | 0.070641 | 0.061853 | 0.044319 | 0.037572 | 0.049054 | 0.037606
| ID_Hospital | Hospital | New |  |  | 0.094115 | 0.03598 | 0.049455 | 0.01673 | 0.089495 | 0.18592 | 0.22197 | 0.06125 | 0.23075 | 0.19785 | 0.15771 | 0.15169 | 0.16621 | 0.24385 | 0.19009 | 0.16198 | 0.14038 | 0.31633 | 0.6502 | 0.647 | 0.45749 | 0.56027 | 0.47069 | 0.54478 | 0.56345 | 0.0594 | 0.4411 | 0.73479 | 0.63747 | 0.925 | 0.77652 | 0.76715 | 0.66262 | 0.32352 | 0.36076 | 0.34499 | 0.33016 | 0.31011 | 0.30969 | 0.35423 | 0.46123 | 0.57354 | 0.53281 | 0.485 | 0.48265 | 0.4995 | 0.45787 | 0.38386 | 0.40817
| ID_OtherHealth | OtherHealth | New |  |  | 0.17478 | 0.06682 | 0.091845 | 0.03107 | 0.1662 | 0.34528 | 0.41223 | 0.11375 | 0.42854 | 0.36744 | 0.29289 | 0.28171 | 0.30868 | 0.45286 | 0.35302 | 0.3545 | 0.30724 | 0.69231 | 0.6502 | 0.647 | 0.45749 | 0.56027 | 0.47069 | 0.54478 | 0.56345 | 0.0965 | 0.058239 | 0.13712 | 0.17538 | 0.2701 | 0.23453 | 0.20035 | 0.17198 | 0.038421 | 0.075035 | 0.07168 | 0.055531 | 0.05596 | 0.072936 | 0.086203 | 0.135 | 0.17442 | 0.15815 | 0.14651 | 0.14477 | 0.15182 | 0.14393 | 0.11273 | 0.1196
| ID_Assembly | Assembly | New |  |  | 0.16187 | 0.40232 | 0.21423 | 0.16636 | 0.14161 | 0.21617 | 0.43234 | 0.29482 | 0.20296 | 0.39566 | 0.36666 | 0.54202 | 0.55654 | 0.70082 | 0.47505 | 0.3558 | 0.6645 | 1.038 | 0.4665 | 0.9589 | 0.46646 | 0.49047 | 0.51238 | 0.5285 | 0.50235 | 0.2637 | 0.76846 | 0.75084 | 0.55522 | 0.59956 | 0.48423 | 0.4405 | 0.56285 | 0.51099 | 0.4964 | 0.13732 | 0.15526 | 0.5187 | 0.61452 | 0.67165 | 0.77751 | 0.94894 | 0.92596 | 1.0775 | 1.103 | 1.0547 | 1.1499 | 1.1022 | 1.1212 | 15.0081
| ID_Other | Other | New |  |  | 0.31423 | 1.1833 | 0.6301 | 0.4893 | 0.4165 | 0.63578 | 1.2716 | 0.86712 | 0.59694 | 1.1637 | 1.0784 | 1.5942 | 1.6369 | 2.0612 | 1.3972 | 1.0427 | 0.80215 | 0.2843 | 0.3475 | 0.2964 | 0.53928 | 0.41026 | 0.42249 | 0.42235 | 0.40972 | 1.2195 | 0.86918 | 1.2075 | 0.98271 | 2.0545 | 1.432 | 1.4816 | 1.3219 | 0.60313 | 1.4194 | 1.7635 | 1.6112 | 1.6372 | 1.3425 | 2.0734 | 2.1351 | 1.9915 | 1.8211 | 1.9145 | 1.7607 | 1.9253 | 1.6866 | 1.6765 | 1.5487 | 34.1829
| ID_Large Office | Large Office | Stock 2016 | Remaining in the year | 2016: 28.8083; 2017: 28.7219; 2018: 28.6357; 2019: 28.5498; 2020: 28.4642; 2021: 28.3788; 2022: 28.2936; 2023: 28.2087; 2024: 28.1241; 2025: 28.0397; 2026: 27.9556; 2027: 27.8718; 2028: 27.7881; 2029: 27.7048; 2030: 27.6217; 2031: 27.5388; 2032: 27.4562; 2033: 27.3738; 2034: 27.2917; 2035: 27.2098
| ID_Medium Office | Medium Office | Stock 2016 | Remaining in the year | 2016: 18.3047; 2017: 18.2498; 2018: 18.195; 2019: 18.1404; 2020: 18.086; 2021: 18.0317; 2022: 17.9777; 2023: 17.9237; 2024: 17.8699; 2025: 17.8163; 2026: 17.7629; 2027: 17.7096; 2028: 17.6565; 2029: 17.6035; 2030: 17.5507; 2031: 17.498; 2032: 17.4455; 2033: 17.3932; 2034: 17.341; 2035: 17.289
| ID_Small Office | Small Office | Stock 2016 | Remaining in the year | 2016: 13.7694; 2017: 13.7281; 2018: 13.6869; 2019: 13.6459; 2020: 13.6049; 2021: 13.5641; 2022: 13.5234; 2023: 13.4828; 2024: 13.4424; 2025: 13.4021; 2026: 13.3619; 2027: 13.3218; 2028: 13.2818; 2029: 13.242; 2030: 13.2022; 2031: 13.1626; 2032: 13.1231; 2033: 13.0838; 2034: 13.0445; 2035: 13.0054
| ID_Big Box-Retail | Big Box-Retail | Stock 2016 | Remaining in the year | 2016: 14.337; 2017: 14.2711; 2018: 14.2054; 2019: 14.1401; 2020: 14.075; 2021: 14.0103; 2022: 13.9458; 2023: 13.8817; 2024: 13.8178; 2025: 13.7543; 2026: 13.691; 2027: 13.628; 2028: 13.5653; 2029: 13.5029; 2030: 13.4408; 2031: 13.379; 2032: 13.3175; 2033: 13.2562; 2034: 13.1952; 2035: 13.1345
| ID_Small Box-Retail | Small Box-Retail | Stock 2016 | Remaining in the year | 2016: 20.7992; 2017: 20.7035; 2018: 20.6083; 2019: 20.5135; 2020: 20.4192; 2021: 20.3252; 2022: 20.2317; 2023: 20.1387; 2024: 20.046; 2025: 19.9538; 2026: 19.862; 2027: 19.7707; 2028: 19.6797; 2029: 19.5892; 2030: 19.4991; 2031: 19.4094; 2032: 19.3201; 2033: 19.2312; 2034: 19.1428; 2035: 19.0547
| ID_High End-Retail | High End-Retail | Stock 2016 | Remaining in the year | 2016: 11.3261; 2017: 11.274; 2018: 11.2221; 2019: 11.1705; 2020: 11.1191; 2021: 11.068; 2022: 11.0171; 2023: 10.9664; 2024: 10.9159; 2025: 10.8657; 2026: 10.8157; 2027: 10.766; 2028: 10.7165; 2029: 10.6672; 2030: 10.6181; 2031: 10.5693; 2032: 10.5206; 2033: 10.4722; 2034: 10.4241; 2035: 10.3761
| ID_Anchor-Retail | Anchor-Retail | Stock 2016 | Remaining in the year | 2016: 11.1729; 2017: 11.1215; 2018: 11.0704; 2019: 11.0195; 2020: 10.9688; 2021: 10.9183; 2022: 10.8681; 2023: 10.8181; 2024: 10.7683; 2025: 10.7188; 2026: 10.6695; 2027: 10.6204; 2028: 10.5716; 2029: 10.5229; 2030: 10.4745; 2031: 10.4263; 2032: 10.3784; 2033: 10.3306; 2034: 10.2831; 2035: 10.2358
| ID_K-12 | K-12 | Stock 2016 | Remaining in the year | 2016: 13.3202; 2017: 13.2656; 2018: 13.2112; 2019: 13.157; 2020: 13.1031; 2021: 13.0494; 2022: 12.9959; 2023: 12.9426; 2024: 12.8895; 2025: 12.8367; 2026: 12.784; 2027: 12.7316; 2028: 12.6794; 2029: 12.6274; 2030: 12.5757; 2031: 12.5241; 2032: 12.4728; 2033: 12.4216; 2034: 12.3707; 2035: 12.32
| ID_University | University | Stock 2016 | Remaining in the year | 2016: 17.5157; 2017: 17.4438; 2018: 17.3723; 2019: 17.3011; 2020: 17.2302; 2021: 17.1595; 2022: 17.0892; 2023: 17.0191; 2024: 16.9493; 2025: 16.8798; 2026: 16.8106; 2027: 16.7417; 2028: 16.6731; 2029: 16.6047; 2030: 16.5366; 2031: 16.4688; 2032: 16.4013; 2033: 16.3341; 2034: 16.2671; 2035: 16.2004
| ID_Warehouse | Warehouse | Stock 2016 | Remaining in the year | 2016: 33.604; 2017: 33.4797; 2018: 33.3558; 2019: 33.2324; 2020: 33.1094; 2021: 32.9869; 2022: 32.8649; 2023: 32.7433; 2024: 32.6221; 2025: 32.5014; 2026: 32.3811; 2027: 32.2613; 2028: 32.142; 2029: 32.023; 2030: 31.9046; 2031: 31.7865; 2032: 31.6689; 2033: 31.5517; 2034: 31.435; 2035: 31.3187
| ID_Supermarket | Supermarket | Stock 2016 | Remaining in the year | 2016: 2.7864; 2017: 2.7613; 2018: 2.7365; 2019: 2.7118; 2020: 2.6874; 2021: 2.6632; 2022: 2.6393; 2023: 2.6155; 2024: 2.592; 2025: 2.5686; 2026: 2.5455; 2027: 2.5226; 2028: 2.4999; 2029: 2.4774; 2030: 2.4551; 2031: 2.433; 2032: 2.4111; 2033: 2.3894; 2034: 2.3679; 2035: 2.3466
| ID_MiniMart | MiniMart | Stock 2016 | Remaining in the year | 2016: 1.3142; 2017: 1.308; 2018: 1.3018; 2019: 1.2957; 2020: 1.2896; 2021: 1.2835; 2022: 1.2774; 2023: 1.2714; 2024: 1.2654; 2025: 1.2594; 2026: 1.2535; 2027: 1.2476; 2028: 1.2417; 2029: 1.2358; 2030: 1.23; 2031: 1.2242; 2032: 1.2184; 2033: 1.2127; 2034: 1.2069; 2035: 1.2012
| ID_Restaurant | Restaurant | Stock 2016 | Remaining in the year | 2016: 3.2648; 2017: 3.2494; 2018: 3.234; 2019: 3.2188; 2020: 3.2036; 2021: 3.1885; 2022: 3.1734; 2023: 3.1584; 2024: 3.1435; 2025: 3.1287; 2026: 3.1139; 2027: 3.0992; 2028: 3.0846; 2029: 3.07; 2030: 3.0555; 2031: 3.0411; 2032: 3.0268; 2033: 3.0125; 2034: 2.9983; 2035: 2.9841
| ID_Lodging | Lodging | Stock 2016 | Remaining in the year | 2016: 10.74; 2017: 10.7143; 2018: 10.6885; 2019: 10.6629; 2020: 10.6373; 2021: 10.6118; 2022: 10.5863; 2023: 10.5609; 2024: 10.5356; 2025: 10.5103; 2026: 10.485; 2027: 10.4599; 2028: 10.4348; 2029: 10.4097; 2030: 10.3847; 2031: 10.3598; 2032: 10.335; 2033: 10.3102; 2034: 10.2854; 2035: 10.2607
| ID_Hospital | Hospital | Stock 2016 | Remaining in the year | 2016: 16.3564; 2017: 16.3221; 2018: 16.2878; 2019: 16.2536; 2020: 16.2194; 2021: 16.1854; 2022: 16.1514; 2023: 16.1175; 2024: 16.0836; 2025: 16.0499; 2026: 16.0162; 2027: 15.9825; 2028: 15.949; 2029: 15.9155; 2030: 15.882; 2031: 15.8487; 2032: 15.8154; 2033: 15.7822; 2034: 15.749; 2035: 15.716
| ID_OtherHealth | OtherHealth | Stock 2016 | Remaining in the year | 2016: 7.0051; 2017: 6.9883; 2018: 6.9715; 2019: 6.9548; 2020: 6.9381; 2021: 6.9214; 2022: 6.9048; 2023: 6.8883; 2024: 6.8717; 2025: 6.8552; 2026: 6.8388; 2027: 6.8224; 2028: 6.806; 2029: 6.7897; 2030: 6.7734; 2031: 6.7571; 2032: 6.7409; 2033: 6.7247; 2034: 6.7086; 2035: 6.6925
| ID_Assembly | Assembly | Stock 2016 | Remaining in the year | 2016: 26.7688; 2017: 26.6487; 2018: 26.5292; 2019: 26.4101; 2020: 26.2916; 2021: 26.1737; 2022: 26.0562; 2023: 25.9393; 2024: 25.823; 2025: 25.7071; 2026: 25.5918; 2027: 25.4769; 2028: 25.3626; 2029: 25.2488; 2030: 25.1356; 2031: 25.0228; 2032: 24.9105; 2033: 24.7987; 2034: 24.6875; 2035: 24.5767
| ID_Other | Other | Stock 2016 | Remaining in the year | 2016: 41.0993; 2017: 40.7294; 2018: 40.3629; 2019: 39.9996; 2020: 39.6396; 2021: 39.2829; 2022: 38.9293; 2023: 38.579; 2024: 38.2317; 2025: 37.8877; 2026: 37.5467; 2027: 37.2087; 2028: 36.8739; 2029: 36.542; 2030: 36.2131; 2031: 35.8872; 2032: 35.5642; 2033: 35.2441; 2034: 34.9269; 2035: 34.6126
Montana
| MT_Large Off | Large Off | New |  |  | 0.027638 | 0.067805 | 0.049111 | 0.038349 | 0.066037 | 0.029153 | 0.079578 | 0.19129 | 0.14137 | 0.21059 | 0.10413 | 0.21539 | 0.19139 | 0.25455 | 0.21196 | 0.19126 | 0.26221 | 0.21725 | 0.027993 | 0.041475 | 0.040846 | 0.050887 | 0.052535 | 0.058531 | 0.064686 | 0.019266 | 0.13175 | 0.15205 | 0.17997 | 0.20195 | 0.10961 | 0.095262 | 0.13407 | 0.15356 | 0.025996 | 0.18032 | 0.15987 | 0.14949 | 0.17497 | 0.1885 | 0.21132 | 0.20467 | 0.1909 | 0.2478 | 0.22566 | 0.19295 | 0.18012 | 0.20616 | 0.22074
| MT_Medium Off | Medium Off | New |  |  | 0.012452 | 0.030549 | 0.022126 | 0.017278 | 0.029752 | 0.013135 | 0.035853 | 0.086184 | 0.063693 | 0.09488 | 0.046916 | 0.097042 | 0.08623 | 0.11468 | 0.095494 | 0.08617 | 0.11814 | 0.09788 | 0.082646 | 0.12245 | 0.12059 | 0.15024 | 0.1551 | 0.1728 | 0.19098 | 0.024206 | 0.38898 | 0.4489 | 0.53135 | 0.59625 | 0.32362 | 0.28125 | 0.39582 | 0.45336 | 0.076751 | 0.53238 | 0.472 | 0.44135 | 0.51657 | 0.55653 | 0.62389 | 0.60426 | 0.5636 | 0.7316 | 0.66623 | 0.56965 | 0.5318 | 0.60867 | 0.6517
| MT_Small Off | Small Off | New |  |  | 0.014611 | 0.035845 | 0.025963 | 0.020273 | 0.034911 | 0.015412 | 0.042069 | 0.10113 | 0.074736 | 0.11133 | 0.05505 | 0.11387 | 0.10118 | 0.13457 | 0.11205 | 0.10111 | 0.13862 | 0.11485 | 0.022661 | 0.033575 | 0.033066 | 0.041194 | 0.042529 | 0.047382 | 0.052365 | 0.005928 | 0.10665 | 0.12309 | 0.14569 | 0.16349 | 0.088734 | 0.077117 | 0.10853 | 0.12431 | 0.021045 | 0.14598 | 0.12942 | 0.12102 | 0.14164 | 0.1526 | 0.17107 | 0.16568 | 0.15453 | 0.2006 | 0.18268 | 0.15619 | 0.14582 | 0.16689 | 0.17869
Xlarge Ret | MT_Big Box-Retail | Big Box-Retail | New |  |  | 0.047324 | 0.063539 | 0.074493 | 0.056242 | 0.047357 | 0.13959 | 0.099959 | 0.13431 | 0.060114 | 0.058311 | 0.073368 | 0.1058 | 0.1309 | 0.18562 | 0.069612 | 0.086867 | 0.15042 | 0.069918 | 0.053337 | 0.17852 | 0.11837 | 0.10232 | 0.10052 | 0.10493 | 0.11181 | 0.37766 | 0.082259 | 0.053753 | 0.08141 | 0.18643 | 0.13386 | 0.096875 | 0.10471 | 0.089699 | 0.07321 | 0.055468 | 0.055382 | 0.080931 | 0.10846 | 0.11588 | 0.13715 | 0.16893 | 0.14361 | 0.15071 | 0.1431 | 0.14322 | 0.14106 | 0.1225 | 0.13031
Large Ret | MT_Small Box-Retail | Small Box-Retail | New |  |  | 0.087406 | 0.11736 | 0.13759 | 0.10388 | 0.087467 | 0.25782 | 0.18462 | 0.24807 | 0.11103 | 0.1077 | 0.13551 | 0.19541 | 0.24177 | 0.34284 | 0.12857 | 0.16044 | 0.27783 | 0.12914 | 0.026669 | 0.089259 | 0.059185 | 0.05116 | 0.050261 | 0.052465 | 0.055904 | 0.17534 | 0.041129 | 0.026877 | 0.040705 | 0.093215 | 0.066932 | 0.048437 | 0.052355 | 0.04485 | 0.036605 | 0.027734 | 0.027691 | 0.040465 | 0.054228 | 0.05794 | 0.068576 | 0.084464 | 0.071806 | 0.075355 | 0.071549 | 0.071611 | 0.070532 | 0.061251 | 0.065155
Medium Ret | MT_High End-Retail | High End-Retail | New |  |  | 0.021851 | 0.029339 | 0.034397 | 0.02597 | 0.021867 | 0.064454 | 0.046156 | 0.062017 | 0.027757 | 0.026925 | 0.033877 | 0.048853 | 0.060443 | 0.08571 | 0.032143 | 0.04011 | 0.069458 | 0.032284 | 0.16297 | 0.54547 | 0.36168 | 0.31264 | 0.30715 | 0.32062 | 0.34164 | 0.60695 | 0.25135 | 0.16425 | 0.24875 | 0.56965 | 0.40903 | 0.29601 | 0.31995 | 0.27408 | 0.2237 | 0.16948 | 0.16922 | 0.24729 | 0.33139 | 0.35408 | 0.41907 | 0.51617 | 0.43881 | 0.46051 | 0.43725 | 0.43762 | 0.43103 | 0.37431 | 0.39817
Small Ret | MT_Anchor-Retail | Anchor-Retail | New |  |  | 0.042189 | 0.056645 | 0.066411 | 0.05014 | 0.042219 | 0.12444 | 0.089113 | 0.11974 | 0.053592 | 0.051984 | 0.065408 | 0.094321 | 0.1167 | 0.16548 | 0.062059 | 0.077442 | 0.1341 | 0.062332 | 0.053337 | 0.17852 | 0.11837 | 0.10232 | 0.10052 | 0.10493 | 0.11181 | 0.18883 | 0.082259 | 0.053753 | 0.08141 | 0.18643 | 0.13386 | 0.096875 | 0.10471 | 0.089699 | 0.07321 | 0.055468 | 0.055382 | 0.080931 | 0.10846 | 0.11588 | 0.13715 | 0.16893 | 0.14361 | 0.15071 | 0.1431 | 0.14322 | 0.14106 | 0.1225 | 0.13031
| MT_K-12 | K-12 | New |  |  | 0.083688 | 0.078474 | 0.23701 | 0.23516 | 0.27984 | 0.17681 | 0.084348 | 0.40854 | 0.22532 | 0.05412 | 0.40907 | 0.2708 | 0.20737 | 0.19912 | 0.15206 | 0.2726 | 0.189 | 0.1072 | 0.4497 | 0.112 | 0.44017 | 0.21985 | 0.15365 | 0.15856 | 0.16346 | 0.1061 | 0.1252 | 0.023176 | 0.022908 | 0.022786 | 0.022493 | 0.022383 | 0.022164 | 0.021859 | 0.021652 | 0.021359 | 0.021005 | 0.020773 | 0.020517 | 0.02031 | 0.020005 | 0.019834 | 0.017686 | 0.019505 | 0.019383 | 0.0192 | 0.018992 | 0.018956 | 0.018712
| MT_University | University | New |  |  | 0.043112 | 0.040426 | 0.12209 | 0.12114 | 0.14416 | 0.091086 | 0.043452 | 0.21046 | 0.11608 | 0.02788 | 0.21073 | 0.1395 | 0.10683 | 0.10258 | 0.078336 | 0.1468 | 0.2436 | 0.1031 | 0.1915 | 0.2942 | 0.35745 | 0.22418 | 0.17356 | 0.17526 | 0.17825 | 0.1061 | 0.1233 | 0.021687 | 0.020196 | 0.019946 | 0.01977 | 0.019642 | 0.019512 | 0.01934 | 0.019212 | 0.01899 | 0.018797 | 0.018692 | 0.018553 | 0.018404 | 0.018387 | 0.018316 | 0.016405 | 0.018227 | 0.018189 | 0.019999 | 0.018151 | 0.018121 | 0.033845
| MT_Warehouse | Warehouse | New |  |  | 0.1671 | 0.0716 | 0.2694 | 0.0433 | 0.0459 | 0.0993 | 0.2214 | 0.3105 | 0.3302 | 0.3816 | 0.1825 | 0.3387 | 0.4871 | 0.3115 | 0.2233 | 0.1108 | 0.2284 | 0.2587 | 0.072 | 0.2669 | 0.13994 | 0.13183 | 0.11379 | 0.1183 | 0.13708 | 0 | 0.4864 | 0.58805 | 0.54473 | 0.38672 | 0.50836 | 0.77963 | 0.21381 | 0.29319 | 0.14507 | 0.25641 | 0.51601 | 0.43989 | 0.54299 | 0.3584 | 0.50799 | 0.31308 | 0.39957 | 0.35183 | 0.31295 | 0.40059 | 0.33812 | 0.37391 | 0.25485
| MT_Supermarket | Supermarket | New |  |  | 0.062101 | 0.08338 | 0.097754 | 0.073804 | 0.062144 | 0.18318 | 0.13117 | 0.17625 | 0.078885 | 0.076518 | 0.096278 | 0.13884 | 0.17178 | 0.24358 | 0.091349 | 0.033659 | 0.057815 | 0.02664 | 0.0476 | 0.0212 | 0.037392 | 0.038556 | 0.039255 | 0.039613 | 0.039229 | 0.17585 | 0.016313 | 0.027108 | 0.026772 | 0.026486 | 0.026351 | 0.026257 | 0.025954 | 0.025571 | 0.025339 | 0.024999 | 0.024619 | 0.024195 | 0.023822 | 0.023432 | 0.023196 | 0.023025 | 0.020616 | 0.022803 | 0.022604 | 0.02245 | 0.022231 | 0.022103 | 0.021885
| MT_MiniMart | MiniMart | New |  |  | 0.025129 | 0.03374 | 0.039557 | 0.029865 | 0.025147 | 0.074123 | 0.053079 | 0.07132 | 0.031921 | 0.030964 | 0.038959 | 0.056181 | 0.06951 | 0.098567 | 0.036965 | 0.013621 | 0.023395 | 0.01078 | 0.0476 | 0.0212 | 0.037392 | 0.038556 | 0.039255 | 0.039613 | 0.039229 | 0 | 0.012392 | 0.0039628 | 0.009042 | 0.015782 | 0.014895 | 0.0075354 | 0.0084062 | 0.0090716 | 0.0068478 | 0.0029815 | 0.0029705 | 0.0050841 | 0.0050924 | 0.0056555 | 0.011357 | 0.010657 | 0.011688 | 0.011228 | 0.0099824 | 0.008843 | 0.01245 | 0.0056311 | 0.0090954
| MT_Restaurant | Restaurant | New |  |  | 0.0182 | 0.0277 | 0.0102 | 0.0074 | 0.0322 | 0.0131 | 0.0772 | 0.0413 | 0.048 | 0.0455 | 0.0513 | 0.0503 | 0.0252 | 0.0305 | 0.026 | 0.069502 | 0.11938 | 0.055007 | 0.040882 | 0.13683 | 0.090729 | 0.078427 | 0.07705 | 0.080428 | 0.0857 | 0.0004 | 0.1062 | 0.17267 | 0.081807 | 0.081806 | 0.081674 | 0.081643 | 0.081251 | 0.0809 | 0.080189 | 0.079514 | 0.078828 | 0.078096 | 0.077412 | 0.076804 | 0.076487 | 0.097543 | 0.094784 | 0.091506 | 0.108 | 0.11638 | 0.10841 | 0.091801 | 0.10843
| MT_Lodging | Lodging | New |  |  | 0.0162 | 0.0728 | 0.2314 | 0.0629 | 0.0803 | 0.1036 | 0.1375 | 0.1279 | 0.243 | 0.2162 | 0.1592 | 0.2424 | 0.153 | 0.1563 | 0.3284 | 0.2853 | 0.0843 | 0.1319 | 0.1485 | 0.3303 | 0.26767 | 0.22669 | 0.21575 | 0.24875 | 0.27003 | 0.2773 | 0.24507 | 0.42444 | 0.33813 | 0.24335 | 0.22151 | 0.15474 | 0.17969 | 0.070791 | 0.06329 | 0.06629 | 0.063264 | 0.06311 | 0.06297 | 0.087901 | 0.1719 | 0.20046 | 0.1748 | 0.18206 | 0.21441 | 0.21419 | 0.20242 | 0.18052 | 0.19118
| MT_Hospital | Hospital | New |  |  | 0.055926 | 0.077945 | 0.039616 | 0.037861 | 0.048602 | 0.048461 | 0.10104 | 0.050918 | 0.058921 | 0.084544 | 0.093974 | 0.059202 | 0.074201 | 0.10715 | 0.11398 | 0.094021 | 0.054499 | 0.059062 | 0.3604 | 0.3353 | 0.188 | 0.19011 | 0.24725 | 0.2849 | 0.29366 | 0.1063 | 0.13266 | 0.3174 | 0.34412 | 0.48089 | 0.41762 | 0.34719 | 0.27365 | 0.19785 | 0.12513 | 0.11981 | 0.080947 | 0.079932 | 0.11924 | 0.18187 | 0.16715 | 0.21723 | 0.19861 | 0.16803 | 0.19335 | 0.19344 | 0.15124 | 0.13304 | 0.14591
| MT_OtherHealth | OtherHealth | New |  |  | 0.18307 | 0.25515 | 0.12968 | 0.12394 | 0.1591 | 0.15864 | 0.33076 | 0.16668 | 0.19288 | 0.27676 | 0.30763 | 0.1938 | 0.2429 | 0.35075 | 0.37312 | 0.30778 | 0.1784 | 0.19334 | 0.3604 | 0.3353 | 0.188 | 0.19011 | 0.24725 | 0.2849 | 0.29366 | 0.1121 | 0.063155 | 0.15685 | 0.18414 | 0.26915 | 0.2567 | 0.22093 | 0.19858 | 0.14655 | 0.13849 | 0.13476 | 0.12794 | 0.12676 | 0.13916 | 0.14938 | 0.1875 | 0.20193 | 0.18163 | 0.19512 | 0.18369 | 0.19084 | 0.18004 | 0.17115 | 0.15555 | 3.74
| MT_Assembly | Assembly | New |  |  | 0.13889 | 0.086394 | 0.089862 | 0.10047 | 0.091596 | 0.053103 | 0.075078 | 0.14943 | 0.19897 | 0.17751 | 0.29962 | 0.32215 | 0.23168 | 0.13569 | 0.19543 | 0.0739 | 0.1979 | 0.1904 | 0.2725 | 0.3097 | 0.14438 | 0.12594 | 0.11275 | 0.11358 | 0.10568 | 0.0221 | 0.67978 | 0.61635 | 0.22825 | 0.24003 | 0.21111 | 0.12188 | 0.18278 | 0.29772 | 0.31296 | 0.12367 | 0.23814 | 0.30688 | 0.28227 | 0.57408 | 0.36377 | 0.66686 | 0.59243 | 0.51431 | 0.82117 | 0.5215 | 0.61549 | 0.7427 | 0.3237 | 8.2817
| MT_Other | Other | New |  |  | 0.26961 | 0.16771 | 0.17444 | 0.19503 | 0.1778 | 0.10308 | 0.14574 | 0.29007 | 0.38623 | 0.34459 | 0.58161 | 0.62535 | 0.44972 | 0.26341 | 0.37937 | 0.1551 | 0.2155 | 0.212 | 0.2098 | 0.1927 | 0.2812 | 0.25255 | 0.26806 | 0.28887 | 0.27116 | 0.6939 | 0.68493 | 0.68563 | 0.4249 | 1.1472 | 0.66708 | 0.50408 | 0.83179 | 0.58875 | 0.46336 | 0.54504 | 0.81463 | 0.76677 | 0.82983 | 0.75228 | 0.77731 | 0.9688 | 0.8805 | 0.78875 | 0.90206 | 0.75259 | 1.0228 | 0.6802 | 0.95379
| MT_Large Office | Large Office | Stock 2016 | Remaining in the year | 2016: 22.8487; 2017: 22.7802; 2018: 22.7119; 2019: 22.6437; 2020: 22.5758; 2021: 22.5081; 2022: 22.4405; 2023: 22.3732; 2024: 22.3061; 2025: 22.2392; 2026: 22.1725; 2027: 22.1059; 2028: 22.0396; 2029: 21.9735; 2030: 21.9076; 2031: 21.8419; 2032: 21.7763; 2033: 21.711; 2034: 21.6459; 2035: 21.5809
| MT_Medium Office | Medium Office | Stock 2016 | Remaining in the year | 2016: 12.307; 2017: 12.2701; 2018: 12.2333; 2019: 12.1966; 2020: 12.16; 2021: 12.1235; 2022: 12.0872; 2023: 12.0509; 2024: 12.0148; 2025: 11.9787; 2026: 11.9428; 2027: 11.9069; 2028: 11.8712; 2029: 11.8356; 2030: 11.8001; 2031: 11.7647; 2032: 11.7294; 2033: 11.6942; 2034: 11.6591; 2035: 11.6242
| MT_Small Office | Small Office | Stock 2016 | Remaining in the year | 2016: 12.299; 2017: 12.2621; 2018: 12.2253; 2019: 12.1886; 2020: 12.1521; 2021: 12.1156; 2022: 12.0793; 2023: 12.043; 2024: 12.0069; 2025: 11.9709; 2026: 11.935; 2027: 11.8992; 2028: 11.8635; 2029: 11.8279; 2030: 11.7924; 2031: 11.757; 2032: 11.7218; 2033: 11.6866; 2034: 11.6515; 2035: 11.6166
| MT_Big Box-Retail | Big Box-Retail | Stock 2016 | Remaining in the year | 2016: 15.4812; 2017: 15.41; 2018: 15.3391; 2019: 15.2685; 2020: 15.1983; 2021: 15.1284; 2022: 15.0588; 2023: 14.9895; 2024: 14.9206; 2025: 14.8519; 2026: 14.7836; 2027: 14.7156; 2028: 14.6479; 2029: 14.5805; 2030: 14.5135; 2031: 14.4467; 2032: 14.3802; 2033: 14.3141; 2034: 14.2482; 2035: 14.1827
| MT_Small Box-Retail | Small Box-Retail | Stock 2016 | Remaining in the year | 2016: 26.75; 2017: 26.627; 2018: 26.5045; 2019: 26.3826; 2020: 26.2612; 2021: 26.1404; 2022: 26.0202; 2023: 25.9005; 2024: 25.7813; 2025: 25.6627; 2026: 25.5447; 2027: 25.4272; 2028: 25.3102; 2029: 25.1938; 2030: 25.0779; 2031: 24.9625; 2032: 24.8477; 2033: 24.7334; 2034: 24.6196; 2035: 24.5064
| MT_High End-Retail | High End-Retail | Stock 2016 | Remaining in the year | 2016: 10.1278; 2017: 10.0813; 2018: 10.0349; 2019: 9.9887; 2020: 9.9428; 2021: 9.897; 2022: 9.8515; 2023: 9.8062; 2024: 9.7611; 2025: 9.7162; 2026: 9.6715; 2027: 9.627; 2028: 9.5827; 2029: 9.5386; 2030: 9.4948; 2031: 9.4511; 2032: 9.4076; 2033: 9.3643; 2034: 9.3213; 2035: 9.2784
| MT_Anchor-Retail | Anchor-Retail | Stock 2016 | Remaining in the year | 2016: 13.7609; 2017: 13.6976; 2018: 13.6346; 2019: 13.5719; 2020: 13.5095; 2021: 13.4473; 2022: 13.3855; 2023: 13.3239; 2024: 13.2626; 2025: 13.2016; 2026: 13.1409; 2027: 13.0804; 2028: 13.0203; 2029: 12.9604; 2030: 12.9007; 2031: 12.8414; 2032: 12.7823; 2033: 12.7235; 2034: 12.665; 2035: 12.6067
| MT_K-12 | K-12 | Stock 2016 | Remaining in the year | 2016: 11.1616; 2017: 11.1159; 2018: 11.0703; 2019: 11.0249; 2020: 10.9797; 2021: 10.9347; 2022: 10.8899; 2023: 10.8452; 2024: 10.8008; 2025: 10.7565; 2026: 10.7124; 2027: 10.6685; 2028: 10.6247; 2029: 10.5811; 2030: 10.5378; 2031: 10.4946; 2032: 10.4515; 2033: 10.4087; 2034: 10.366; 2035: 10.3235
| MT_University | University | Stock 2016 | Remaining in the year | 2016: 8.5433; 2017: 8.5083; 2018: 8.4734; 2019: 8.4387; 2020: 8.4041; 2021: 8.3696; 2022: 8.3353; 2023: 8.3011; 2024: 8.2671; 2025: 8.2332; 2026: 8.1994; 2027: 8.1658; 2028: 8.1323; 2029: 8.099; 2030: 8.0658; 2031: 8.0327; 2032: 7.9998; 2033: 7.967; 2034: 7.9343; 2035: 7.9018
| MT_Warehouse | Warehouse | Stock 2016 | Remaining in the year | 2016: 32.9901; 2017: 32.8681; 2018: 32.7465; 2019: 32.6253; 2020: 32.5046; 2021: 32.3843; 2022: 32.2645; 2023: 32.1451; 2024: 32.0262; 2025: 31.9077; 2026: 31.7896; 2027: 31.672; 2028: 31.5548; 2029: 31.4381; 2030: 31.3217; 2031: 31.2059; 2032: 31.0904; 2033: 30.9754; 2034: 30.8607; 2035: 30.7466
| MT_Supermarket | Supermarket | Stock 2016 | Remaining in the year | 2016: 4.9198; 2017: 4.8755; 2018: 4.8316; 2019: 4.7881; 2020: 4.745; 2021: 4.7023; 2022: 4.66; 2023: 4.6181; 2024: 4.5765; 2025: 4.5353; 2026: 4.4945; 2027: 4.454; 2028: 4.414; 2029: 4.3742; 2030: 4.3349; 2031: 4.2958; 2032: 4.2572; 2033: 4.2189; 2034: 4.1809; 2035: 4.1433
| MT_MiniMart | MiniMart | Stock 2016 | Remaining in the year | 2016: 2.0546; 2017: 2.0449; 2018: 2.0353; 2019: 2.0257; 2020: 2.0161; 2021: 2.0066; 2022: 1.9971; 2023: 1.9877; 2024: 1.9783; 2025: 1.969; 2026: 1.9597; 2027: 1.9504; 2028: 1.9412; 2029: 1.9321; 2030: 1.9229; 2031: 1.9139; 2032: 1.9048; 2033: 1.8958; 2034: 1.8869; 2035: 1.878
| MT_Restaurant | Restaurant | Stock 2016 | Remaining in the year | 2016: 9.3145; 2017: 9.2705; 2018: 9.2267; 2019: 9.1832; 2020: 9.1398; 2021: 9.0967; 2022: 9.0538; 2023: 9.011; 2024: 8.9685; 2025: 8.9262; 2026: 8.884; 2027: 8.8421; 2028: 8.8004; 2029: 8.7588; 2030: 8.7175; 2031: 8.6763; 2032: 8.6354; 2033: 8.5946; 2034: 8.5541; 2035: 8.5137
| MT_Lodging | Lodging | Stock 2016 | Remaining in the year | 2016: 16.8707; 2017: 16.8302; 2018: 16.7898; 2019: 16.7495; 2020: 16.7093; 2021: 16.6692; 2022: 16.6292; 2023: 16.5893; 2024: 16.5494; 2025: 16.5097; 2026: 16.4701; 2027: 16.4306; 2028: 16.3911; 2029: 16.3518; 2030: 16.3126; 2031: 16.2734; 2032: 16.2344; 2033: 16.1954; 2034: 16.1565; 2035: 16.1177
| MT_Hospital | Hospital | Stock 2016 | Remaining in the year | 2016: 14.275; 2017: 14.245; 2018: 14.2151; 2019: 14.1853; 2020: 14.1555; 2021: 14.1257; 2022: 14.0961; 2023: 14.0665; 2024: 14.0369; 2025: 14.0075; 2026: 13.978; 2027: 13.9487; 2028: 13.9194; 2029: 13.8902; 2030: 13.861; 2031: 13.8319; 2032: 13.8028; 2033: 13.7739; 2034: 13.7449; 2035: 13.7161
| MT_OtherHealth | OtherHealth | Stock 2016 | Remaining in the year | 2016: 7.1382; 2017: 7.121; 2018: 7.1039; 2019: 7.0869; 2020: 7.0699; 2021: 7.0529; 2022: 7.036; 2023: 7.0191; 2024: 7.0023; 2025: 6.9855; 2026: 6.9687; 2027: 6.952; 2028: 6.9353; 2029: 6.9186; 2030: 6.902; 2031: 6.8855; 2032: 6.8689; 2033: 6.8525; 2034: 6.836; 2035: 6.8196
| MT_Assembly | Assembly | Stock 2016 | Remaining in the year | 2016: 27.7498; 2017: 27.6253; 2018: 27.5014; 2019: 27.378; 2020: 27.2551; 2021: 27.1328; 2022: 27.0111; 2023: 26.8899; 2024: 26.7693; 2025: 26.6492; 2026: 26.5296; 2027: 26.4106; 2028: 26.2921; 2029: 26.1741; 2030: 26.0567; 2031: 25.9398; 2032: 25.8234; 2033: 25.7075; 2034: 25.5922; 2035: 25.4774
| MT_Other | Other | Stock 2016 | Remaining in the year | 2016: 27.858; 2017: 27.6072; 2018: 27.3588; 2019: 27.1126; 2020: 26.8685; 2021: 26.6267; 2022: 26.3871; 2023: 26.1496; 2024: 25.9143; 2025: 25.681; 2026: 25.4499; 2027: 25.2208; 2028: 24.9939; 2029: 24.7689; 2030: 24.546; 2031: 24.3251; 2032: 24.1062; 2033: 23.8892; 2034: 23.6742; 2035: 23.4611
|  | Region |  | 0.57 | 1986: Western MT portion of state
|  | Large Off | New |  |  | 5.8453 | 2.3943 | 3.2536 | 3.8808 | 2.6785 | 2.1289 | 1.9047 | 2.9945 | 3.7349 | 4.3097 | 4.6932 | 6.7041 | 8.0156 | 8.5121 | 5.7106 | 3.9532 | 3.614 | 4.2578 | 2.9054 | 5.764 | 4.1477 | 4.3043 | 3.9758 | 3.9081 | 4.0981 | 2.7871 | 4.8775 | 8.84 | 7.7489 | 7.8067 | 5.9497 | 5.8909 | 6.8916 | 6.641 | 5.4382 | 6.9237 | 6.0406 | 5.862 | 6.6048 | 6.6082 | 7.2276 | 7.9321 | 7.259 | 7.9122 | 7.7623 | 7.6402 | 7.1725 | 7.081 | 7.4281
|  | Medium Off | New |  |  | 2.6335 | 1.0787 | 1.4659 | 1.7485 | 1.2068 | 0.95918 | 0.85815 | 1.3491 | 1.6827 | 1.9417 | 2.1145 | 3.0205 | 3.6114 | 3.8351 | 2.5729 | 1.7811 | 1.6282 | 1.9183 | 2.5205 | 4.3867 | 3.3467 | 3.4921 | 3.2325 | 3.2055 | 3.3583 | 3.5017 | 3.8009 | 6.7494 | 5.9953 | 6.3307 | 4.6246 | 4.6954 | 5.5562 | 5.2903 | 4.0955 | 5.6166 | 4.8928 | 4.649 | 5.3601 | 5.3451 | 5.7169 | 6.1644 | 5.8004 | 6.4332 | 6.1077 | 6.3133 | 5.5403 | 5.5266 | 5.9833
|  | Small Off | New |  |  | 3.0901 | 1.2657 | 1.72 | 2.0516 | 1.416 | 1.1255 | 1.0069 | 1.5831 | 1.9745 | 2.2783 | 2.4811 | 3.5441 | 4.2375 | 4.5 | 3.0189 | 2.0899 | 1.9105 | 2.2509 | 0.65601 | 1.1345 | 0.87002 | 0.90846 | 0.8417 | 0.83495 | 0.87499 | 0.85756 | 0.99417 | 1.7688 | 1.5723 | 1.6621 | 1.2171 | 1.2444 | 1.4586 | 1.4004 | 1.0788 | 1.4748 | 1.2896 | 1.2239 | 1.4012 | 1.3991 | 1.4996 | 1.6198 | 1.5187 | 1.6891 | 1.5972 | 1.6405 | 1.4566 | 1.4532 | 1.5649
|  | Big Box-Retail | New |  |  | 1.9602 | 1.814 | 1.5991 | 1.283 | 0.97987 | 1.2417 | 1.8848 | 2.4989 | 2.2885 | 1.2544 | 1.5651 | 2.1687 | 2.727 | 2.364 | 2.1213 | 1.7332 | 1.6498 | 1.7728 | 2.8052 | 3.6163 | 3.0317 | 2.8344 | 2.7516 | 2.872 | 3.0134 | 5.4011 | 1.6247 | 1.6214 | 0.89046 | 1.7994 | 1.4858 | 0.89794 | 0.91202 | 0.85125 | 0.73204 | 0.73428 | 0.71341 | 0.89456 | 1.0321 | 1.0963 | 1.6173 | 1.8239 | 1.6267 | 1.597 | 1.5393 | 1.2961 | 1.3176 | 1.247 | 1.354
|  | Small Box-Retail | New |  |  | 3.6204 | 3.3503 | 2.9535 | 2.3697 | 1.8098 | 2.2933 | 3.4813 | 4.6153 | 4.2267 | 2.3169 | 2.8908 | 4.0056 | 5.0367 | 4.3662 | 3.9181 | 3.2012 | 3.0472 | 3.2744 | 1.1202 | 1.4533 | 1.2151 | 1.1323 | 1.1015 | 1.1494 | 1.2059 | 2.5076 | 0.63458 | 0.62587 | 0.3567 | 0.7196 | 0.59648 | 0.36612 | 0.37318 | 0.34505 | 0.29286 | 0.29376 | 0.28416 | 0.36455 | 0.42647 | 0.44956 | 0.65214 | 0.73354 | 0.65561 | 0.64605 | 0.62178 | 0.52555 | 0.53266 | 0.50454 | 0.54553
|  | High End-Retail | New |  |  | 0.9051 | 0.83759 | 0.73837 | 0.59243 | 0.45245 | 0.57333 | 0.87031 | 1.1538 | 1.0567 | 0.57922 | 0.72269 | 1.0014 | 1.2592 | 1.0915 | 0.97952 | 0.8003 | 0.76179 | 0.8186 | 4.0641 | 5.3398 | 4.445 | 4.1358 | 4.0236 | 4.1983 | 4.4054 | 8.6803 | 2.3447 | 2.2921 | 1.3432 | 2.7276 | 2.2452 | 1.3847 | 1.4143 | 1.3049 | 1.1035 | 1.0932 | 1.0602 | 1.3687 | 1.6102 | 1.7014 | 2.4475 | 2.7643 | 2.4645 | 2.4352 | 2.3437 | 1.9971 | 2.0221 | 1.9075 | 2.0634
|  | Anchor-Retail | New |  |  | 1.7475 | 1.6171 | 1.4256 | 1.1438 | 0.87356 | 1.1069 | 1.6803 | 2.2277 | 2.0402 | 1.1183 | 1.3953 | 1.9334 | 2.4311 | 2.1075 | 1.8912 | 1.5452 | 1.4708 | 1.5805 | 1.278 | 1.6702 | 1.3914 | 1.2897 | 1.257 | 1.3108 | 1.3743 | 2.7005 | 0.72521 | 0.70031 | 0.42474 | 0.8625 | 0.71244 | 0.43988 | 0.4488 | 0.41374 | 0.34302 | 0.33947 | 0.32966 | 0.43689 | 0.51887 | 0.54817 | 0.7797 | 0.87859 | 0.7842 | 0.77729 | 0.74887 | 0.63964 | 0.64715 | 0.61166 | 0.66242
|  | K-12 | New |  |  | 2.3326 | 2.1344 | 2.7849 | 3.7213 | 3.8397 | 4.5304 | 3.8656 | 3.7622 | 4.9318 | 3.5256 | 4.1166 | 3.6865 | 4.4936 | 4.0552 | 4.7026 | 5.7827 | 6.4745 | 4.3306 | 5.0644 | 4.8802 | 5.3146 | 5.8393 | 5.5907 | 5.397 | 5.252 | 1.5136 | 0.49029 | 0.50923 | 0.50323 | 0.49337 | 1.103 | 0.94992 | 0.71721 | 0.74423 | 0.8514 | 0.99139 | 1.5015 | 1.8698 | 1.6453 | 1.6753 | 1.7943 | 1.8624 | 1.7489 | 1.7976 | 1.6195 | 1.8221 | 1.6337 | 1.7826 | 1.6891
|  | University | New |  |  | 1.2017 | 1.0995 | 1.4347 | 1.9171 | 1.978 | 2.3339 | 1.9914 | 1.9381 | 2.5406 | 1.8162 | 2.1207 | 1.8991 | 2.3149 | 2.0891 | 2.4225 | 2.7599 | 3.2232 | 1.712 | 2.2423 | 1.9981 | 2.2146 | 2.453 | 2.3253 | 2.2546 | 2.2122 | 1.5136 | 0.86476 | 0.78056 | 0.63958 | 0.28002 | 0.2972 | 0.58203 | 0.83189 | 0.6661 | 0.73648 | 0.64334 | 0.97289 | 1.1821 | 1.1785 | 1.2952 | 1.3229 | 1.4229 | 1.443 | 1.2924 | 1.1785 | 1.3434 | 1.2266 | 1.2571 | 1.298
|  | Warehouse | New |  |  | 7.7682 | 6.191 | 6.2495 | 6.6152 | 5.581 | 5.243 | 4.4019 | 6.0447 | 9.7516 | 11.1164 | 11.3709 | 11.8695 | 10.8889 | 9.4941 | 10.4332 | 5.9006 | 6.8124 | 6.1124 | 9.2291 | 8.4586 | 8.0453 | 7.6519 | 7.4193 | 7.7887 | 8.2632 | 0.0123 | 6.8948 | 6.9782 | 7.975 | 7.7016 | 7.6389 | 5.6804 | 4.8332 | 3.6495 | 3.1897 | 4.0872 | 4.655 | 4.9937 | 4.7464 | 4.9595 | 4.5661 | 3.9324 | 4.0099 | 4.0252 | 4.5207 | 4.3193 | 4.1327 | 4.1604 | 3.7864
|  | Supermarket | New |  |  | 0.94563 | 0.87797 | 0.76897 | 0.63948 | 0.43395 | 0.70857 | 0.99833 | 1.2788 | 1.1414 | 0.71824 | 0.84101 | 1.2251 | 1.5651 | 1.276 | 1.1075 | 0.63798 | 0.62625 | 0.67167 | 0.49273 | 0.49918 | 0.51242 | 0.5682 | 0.49315 | 0.50501 | 0.53237 | 2.5148 | 0.91859 | 0.90821 | 0.3011 | 0.38925 | 0.34341 | 0.29927 | 0.29689 | 0.2938 | 0.29042 | 0.28614 | 0.28164 | 0.27689 | 0.27358 | 0.27063 | 0.26801 | 0.2666 | 0.25138 | 0.26455 | 0.26299 | 0.26141 | 0.25948 | 0.25751 | 0.25563
|  | MiniMart | New |  |  | 0.38265 | 0.35528 | 0.31117 | 0.25877 | 0.1756 | 0.28673 | 0.40398 | 0.51748 | 0.46186 | 0.29064 | 0.34032 | 0.49575 | 0.63333 | 0.51632 | 0.44816 | 0.25816 | 0.25341 | 0.27179 | 0.49273 | 0.49918 | 0.51242 | 0.5682 | 0.49315 | 0.50501 | 0.53237 | 0 | 0.16182 | 0.22378 | 0.15345 | 0.19766 | 0.18601 | 0.095761 | 0.10062 | 0.085647 | 0.065415 | 0.057243 | 0.055087 | 0.073916 | 0.092056 | 0.10394 | 0.15172 | 0.15707 | 0.14511 | 0.15273 | 0.14105 | 0.11701 | 0.12001 | 0.11457 | 0.12118
|  | Restaurant | New |  |  | 0.40275 | 0.37036 | 0.48769 | 0.46379 | 0.53813 | 0.42164 | 0.43038 | 0.50292 | 0.48163 | 0.45581 | 0.62052 | 0.56235 | 0.58474 | 0.54046 | 0.42069 | 1.2428 | 1.1604 | 1.2478 | 0.82163 | 1.0279 | 0.87629 | 0.82285 | 0.79913 | 0.82991 | 0.86442 | 0.1052 | 0.86402 | 1.2402 | 0.65648 | 0.46895 | 0.47387 | 0.45145 | 0.45051 | 0.44778 | 0.44523 | 0.44274 | 0.43991 | 0.43709 | 0.43514 | 0.4358 | 0.59162 | 0.66468 | 0.65354 | 0.67606 | 0.7056 | 0.63207 | 0.63726 | 0.58284 | 0.63928
|  | Lodging | New |  |  | 1.268 | 3.2702 | 2.1935 | 2.169 | 1.4528 | 0.90405 | 1.3592 | 1.5139 | 2.303 | 2.7516 | 4.7814 | 4.4063 | 3.3657 | 3.4346 | 2.0286 | 0.95992 | 1.6629 | 1.8798 | 2.3661 | 3.0827 | 3.017 | 2.5402 | 2.2923 | 2.603 | 2.7304 | 0.92476 | 2.0956 | 2.8401 | 1.4232 | 1.0327 | 1.0159 | 0.74305 | 0.76054 | 0.65616 | 0.62755 | 0.61023 | 0.60572 | 0.65098 | 0.6932 | 0.78844 | 1.3646 | 1.6032 | 1.6413 | 1.6703 | 1.7557 | 1.4871 | 1.44 | 1.35 | 1.4487
|  | Hospital | New |  |  | 0.75906 | 0.75352 | 1.0492 | 0.82287 | 0.67738 | 1.2262 | 0.94672 | 0.94664 | 0.8997 | 0.77038 | 1.1872 | 1.3819 | 2.1636 | 1.9397 | 1.5831 | 1.0262 | 1.0453 | 1.1346 | 7.6951 | 4.5313 | 4.4961 | 4.5696 | 4.8413 | 5.1556 | 5.2352 | 0.72659 | 1.4876 | 2.8342 | 2.9844 | 4.1336 | 3.5601 | 3.2008 | 2.6531 | 1.873 | 1.6467 | 1.5196 | 1.3328 | 1.3372 | 1.4087 | 1.6726 | 2.0158 | 2.3034 | 2.0639 | 1.988 | 1.9342 | 1.7745 | 1.6724 | 1.5414 | 1.5563
|  | OtherHealth | New |  |  | 1.5869 | 1.585 | 2.1841 | 1.6984 | 1.4102 | 2.5247 | 1.9978 | 1.9581 | 1.8395 | 1.6013 | 2.4547 | 2.8233 | 4.3996 | 3.9503 | 3.2548 | 3.1836 | 3.2696 | 3.3711 | 7.6951 | 4.5313 | 4.4961 | 4.5696 | 4.8413 | 5.1556 | 5.2352 | 1.3779 | 1.2199 | 2.5988 | 2.9816 | 4.5029 | 4.0786 | 3.592 | 3.0401 | 2.3019 | 2.1321 | 1.9772 | 1.8096 | 1.9023 | 2.013 | 2.304 | 2.7992 | 3.0682 | 2.7442 | 2.8047 | 2.7283 | 2.496 | 2.4392 | 2.3387 | 2.3104
|  | Assembly | New |  |  | 2.0197 | 2.4033 | 1.6101 | 2.2883 | 2.894 | 2.6208 | 2.8082 | 2.441 | 3.4118 | 4.6981 | 5.0204 | 6.1224 | 6.8415 | 6.7605 | 5.2803 | 4.7062 | 4.0795 | 5.637 | 3.2726 | 4.1234 | 4.1991 | 3.956 | 4.2246 | 4.3471 | 4.1661 | 2.241 | 7.0802 | 8.7104 | 4.2644 | 3.1855 | 3.1699 | 2.2629 | 2.6024 | 2.292 | 2.1556 | 1.482 | 1.5603 | 2.3546 | 3.274 | 3.6242 | 4.442 | 5.8224 | 6.4604 | 6.9015 | 6.7485 | 6.4365 | 6.3053 | 6.2237 | 6.0387
|  | Other | New |  |  | 3.9206 | 5.0676 | 3.3397 | 4.6083 | 5.7594 | 5.3037 | 5.8835 | 5.0332 | 6.8259 | 9.5155 | 10.1121 | 12.4267 | 13.8372 | 13.8242 | 10.7251 | 7.236 | 9.5128 | 8.7676 | 3.6072 | 4.0182 | 4.2712 | 4.5946 | 4.4291 | 4.3282 | 4.1835 | 6.2913 | 6.774 | 7.4745 | 9.3944 | 12.8631 | 10.722 | 10.1421 | 9.4612 | 7.3639 | 8.1591 | 7.9604 | 8.6026 | 9.3208 | 9.0573 | 10.1844 | 10.7877 | 11.0054 | 10.2671 | 11.0275 | 9.9609 | 10.34 | 9.8384 | 9.3283 | 9.0356
|  | Large Office | Stock 2016 | Remaining in the year | 2016: 380.0883; 2017: 378.948; 2018: 377.8112; 2019: 376.6777; 2020: 375.5477; 2021: 374.4211; 2022: 373.2978; 2023: 372.1779; 2024: 371.0614; 2025: 369.9482; 2026: 368.8383; 2027: 367.7318; 2028: 366.6286; 2029: 365.5288; 2030: 364.4322; 2031: 363.3389; 2032: 362.2489; 2033: 361.1621; 2034: 360.0786; 2035: 358.9984
|  | Medium Office | Stock 2016 | Remaining in the year | 2016: 190.7369; 2017: 190.1647; 2018: 189.5942; 2019: 189.0254; 2020: 188.4583; 2021: 187.8929; 2022: 187.3293; 2023: 186.7673; 2024: 186.207; 2025: 185.6483; 2026: 185.0914; 2027: 184.5361; 2028: 183.9825; 2029: 183.4306; 2030: 182.8803; 2031: 182.3316; 2032: 181.7846; 2033: 181.2393; 2034: 180.6956; 2035: 180.1535
|  | Small Office | Stock 2016 | Remaining in the year | 2016: 184.0914; 2017: 183.5391; 2018: 182.9885; 2019: 182.4395; 2020: 181.8922; 2021: 181.3465; 2022: 180.8025; 2023: 180.2601; 2024: 179.7193; 2025: 179.1801; 2026: 178.6426; 2027: 178.1067; 2028: 177.5723; 2029: 177.0396; 2030: 176.5085; 2031: 175.979; 2032: 175.451; 2033: 174.9247; 2034: 174.3999; 2035: 173.8767
|  | Big Box-Retail | Stock 2016 | Remaining in the year | 2016: 137.9404; 2017: 137.3059; 2018: 136.6743; 2019: 136.0456; 2020: 135.4198; 2021: 134.7968; 2022: 134.1768; 2023: 133.5596; 2024: 132.9452; 2025: 132.3336; 2026: 131.7249; 2027: 131.119; 2028: 130.5158; 2029: 129.9154; 2030: 129.3178; 2031: 128.723; 2032: 128.1308; 2033: 127.5414; 2034: 126.9548; 2035: 126.3708
|  | Small Box-Retail | Stock 2016 | Remaining in the year | 2016: 211.2143; 2017: 210.2427; 2018: 209.2756; 2019: 208.3129; 2020: 207.3547; 2021: 206.4008; 2022: 205.4514; 2023: 204.5063; 2024: 203.5656; 2025: 202.6292; 2026: 201.6971; 2027: 200.7693; 2028: 199.8457; 2029: 198.9264; 2030: 198.0114; 2031: 197.1005; 2032: 196.1939; 2033: 195.2914; 2034: 194.393; 2035: 193.4988
|  | High End-Retail | Stock 2016 | Remaining in the year | 2016: 94.7563; 2017: 94.3205; 2018: 93.8866; 2019: 93.4547; 2020: 93.0248; 2021: 92.5969; 2022: 92.1709; 2023: 91.747; 2024: 91.3249; 2025: 90.9048; 2026: 90.4867; 2027: 90.0704; 2028: 89.6561; 2029: 89.2437; 2030: 88.8332; 2031: 88.4245; 2032: 88.0178; 2033: 87.6129; 2034: 87.2099; 2035: 86.8087
|  | Anchor-Retail | Stock 2016 | Remaining in the year | 2016: 109.9991; 2017: 109.4931; 2018: 108.9895; 2019: 108.4881; 2020: 107.9891; 2021: 107.4923; 2022: 106.9979; 2023: 106.5057; 2024: 106.0157; 2025: 105.5281; 2026: 105.0426; 2027: 104.5594; 2028: 104.0785; 2029: 103.5997; 2030: 103.1232; 2031: 102.6488; 2032: 102.1766; 2033: 101.7066; 2034: 101.2387; 2035: 100.773
|  | K-12 | Stock 2016 | Remaining in the year | 2016: 241.1176; 2017: 240.1291; 2018: 239.1445; 2019: 238.164; 2020: 237.1876; 2021: 236.2151; 2022: 235.2466; 2023: 234.2821; 2024: 233.3215; 2025: 232.3649; 2026: 231.4122; 2027: 230.4634; 2028: 229.5185; 2029: 228.5775; 2030: 227.6403; 2031: 226.707; 2032: 225.7775; 2033: 224.8518; 2034: 223.9299; 2035: 223.0118
|  | University | Stock 2016 | Remaining in the year | 2016: 122.1534; 2017: 121.6526; 2018: 121.1538; 2019: 120.6571; 2020: 120.1624; 2021: 119.6697; 2022: 119.1791; 2023: 118.6904; 2024: 118.2038; 2025: 117.7192; 2026: 117.2365; 2027: 116.7558; 2028: 116.2771; 2029: 115.8004; 2030: 115.3256; 2031: 114.8528; 2032: 114.3819; 2033: 113.9129; 2034: 113.4459; 2035: 112.9808
|  | Warehouse | Stock 2016 | Remaining in the year | 2016: 448.863; 2017: 447.2022; 2018: 445.5476; 2019: 443.899; 2020: 442.2566; 2021: 440.6203; 2022: 438.99; 2023: 437.3657; 2024: 435.7475; 2025: 434.1352; 2026: 432.5289; 2027: 430.9285; 2028: 429.3341; 2029: 427.7456; 2030: 426.1629; 2031: 424.5861; 2032: 423.0151; 2033: 421.45; 2034: 419.8906; 2035: 418.337
|  | Supermarket | Stock 2016 | Remaining in the year | 2016: 53.7209; 2017: 53.2375; 2018: 52.7583; 2019: 52.2835; 2020: 51.8129; 2021: 51.3466; 2022: 50.8845; 2023: 50.4265; 2024: 49.9727; 2025: 49.5229; 2026: 49.0772; 2027: 48.6355; 2028: 48.1978; 2029: 47.764; 2030: 47.3342; 2031: 46.9082; 2032: 46.486; 2033: 46.0676; 2034: 45.653; 2035: 45.2421
|  | MiniMart | Stock 2016 | Remaining in the year | 2016: 22.491; 2017: 22.3849; 2018: 22.2792; 2019: 22.174; 2020: 22.0694; 2021: 21.9652; 2022: 21.8615; 2023: 21.7584; 2024: 21.6557; 2025: 21.5534; 2026: 21.4517; 2027: 21.3505; 2028: 21.2497; 2029: 21.1494; 2030: 21.0496; 2031: 20.9502; 2032: 20.8513; 2033: 20.7529; 2034: 20.6549; 2035: 20.5575
|  | Restaurant | Stock 2016 | Remaining in the year | 2016: 51.5509; 2017: 51.3075; 2018: 51.0654; 2019: 50.8243; 2020: 50.5844; 2021: 50.3457; 2022: 50.1081; 2023: 49.8715; 2024: 49.6362; 2025: 49.4019; 2026: 49.1687; 2027: 48.9366; 2028: 48.7056; 2029: 48.4757; 2030: 48.2469; 2031: 48.0192; 2032: 47.7926; 2033: 47.567; 2034: 47.3425; 2035: 47.119
|  | Lodging | Stock 2016 | Remaining in the year | 2016: 170.1519; 2017: 169.7435; 2018: 169.3361; 2019: 168.9297; 2020: 168.5243; 2021: 168.1199; 2022: 167.7164; 2023: 167.3138; 2024: 166.9123; 2025: 166.5117; 2026: 166.1121; 2027: 165.7134; 2028: 165.3157; 2029: 164.9189; 2030: 164.5231; 2031: 164.1283; 2032: 163.7344; 2033: 163.3414; 2034: 162.9494; 2035: 162.5583
|  | Hospital | Stock 2016 | Remaining in the year | 2016: 105.0295; 2017: 104.8089; 2018: 104.5888; 2019: 104.3692; 2020: 104.15; 2021: 103.9313; 2022: 103.713; 2023: 103.4952; 2024: 103.2779; 2025: 103.061; 2026: 102.8446; 2027: 102.6286; 2028: 102.4131; 2029: 102.198; 2030: 101.9834; 2031: 101.7692; 2032: 101.5555; 2033: 101.3423; 2034: 101.1294; 2035: 100.9171
|  | OtherHealth | Stock 2016 | Remaining in the year | 2016: 128.7482; 2017: 128.4392; 2018: 128.131; 2019: 127.8234; 2020: 127.5167; 2021: 127.2106; 2022: 126.9053; 2023: 126.6008; 2024: 126.2969; 2025: 125.9938; 2026: 125.6914; 2027: 125.3898; 2028: 125.0888; 2029: 124.7886; 2030: 124.4891; 2031: 124.1903; 2032: 123.8923; 2033: 123.5949; 2034: 123.2983; 2035: 123.0024
|  | Assembly | Stock 2016 | Remaining in the year | 2016: 375.9022; 2017: 374.2157; 2018: 372.5367; 2019: 370.8653; 2020: 369.2013; 2021: 367.5448; 2022: 365.8958; 2023: 364.2541; 2024: 362.6198; 2025: 360.9929; 2026: 359.3732; 2027: 357.7609; 2028: 356.1557; 2029: 354.5577; 2030: 352.967; 2031: 351.3833; 2032: 349.8068; 2033: 348.2373; 2034: 346.6749; 2035: 345.1195
|  | Other | Stock 2016 | Remaining in the year | 2016: 342.6499; 2017: 339.566; 2018: 336.5099; 2019: 333.4814; 2020: 330.48; 2021: 327.5057; 2022: 324.5581; 2023: 321.6371; 2024: 318.7424; 2025: 315.8737; 2026: 313.0308; 2027: 310.2136; 2028: 307.4216; 2029: 304.6549; 2030: 301.913; 2031: 299.1957; 2032: 296.503; 2033: 293.8345; 2034: 291.1899; 2035: 288.5692

## Inflation Rate
go back
GDP deflator
|  | Inflation Rate assumption | Inflation Index 2012 base year
| 1985 | 2.058% | 1.8325 |  | Trend Forecast
| 1986 | 1.537% | 1.7962 |  | Inflation rate
| 1987 | 1.946% | 1.7515 |  | (GDP Deflator) | CPI
| 1988 | 2.498% | 1.6923 | 2013 | 1.7782 | 1.5864
| 1989 | 2.862% | 1.6289 | 2014 | 1.5369 | 1.9005
| 1990 | 3.034% | 1.5708 | 2015 | 1.611 | 1.7405
| 1991 | 2.854% | 1.5203 | 2016 | 1.6547 | 2.0115
| 1992 | 1.941% | 1.4864 | 2017 | 1.601 | 1.9177
| 1993 | 1.996% | 1.4518 | 2018 | 1.6839 | 2.0217
| 1994 | 1.878% | 1.4215 | 2019 | 1.6311 | 1.9685
| 1995 | 1.847% | 1.3925 | 2020 | 1.6685 | 1.9457
| 1996 | 1.746% | 1.3675 | 2021 | 1.7121 | 1.9698
| 1997 | 1.562% | 1.3445 | 2022 | 1.7436 | 1.982
| 1998 | 1.058% | 1.3301 | 2023 | 1.7407 | 1.9693
| 1999 | 1.396% | 1.3114 | 2024 | 1.7097 | 1.9224
| 2000 | 2.132% | 1.2822 | 2025 | 1.7105 | 1.9252
| 2001 | 2.399% | 1.2535 | 2026 | 1.7234 | 1.9271
| 2002 | 1.788% | 1.2345 | 2027 | 1.7329 | 1.943
| 2003 | 2.217% | 1.2104 | 2028 | 1.7424 | 1.942
| 2004 | 3.058% | 1.1781 | 2029 | 1.7904 | 1.9744
| 2005 | 3.538% | 1.1414 | 2030 | 1.8061 | 1.9876
| 2006 | 3.237% | 1.1074 | 2031 | 1.8466 | 2.0337
| 2007 | 2.901% | 1.0788 | 2032 | 1.82 | 2.0042
| 2008 | 2.197% | 1.0581 | 2033 | 1.8134 | 2.004
| 2009 | 0.8907% | 1.05 | 2034 | 1.8319 | 2.0425
| 2010 | 1.342% | 1.0375 | 2035 | 1.8204 | 2.0435
| 2011 | 2.133% | 1.0175 | Average
| 2012 | 1.775% | 1 | 2015-2019 | 1.6364 | 1.932
| 2013 | 1.778% | 1.0199 | 2015-2035 | 1.7331 | 1.9655
| 2014 | 1.537% | 1.0355
| 2015 | 1.611% | 1.0522
| 2016 | 1.655% | 1.0696
| 2017 | 1.601% | 1.0867
| 2018 | 1.684% | 1.105
| 2019 | 1.631% | 1.1231
| 2020 | 1.668% | 1.1418
| 2021 | 1.712% | 1.1614
| 2022 | 1.744% | 1.1816
| 2023 | 1.741% | 1.2022
| 2024 | 1.71% | 1.2227
| 2025 | 1.711% | 1.2436
| 2026 | 1.723% | 1.2651
| 2027 | 1.733% | 1.287
| 2028 | 1.742% | 1.3094
| 2029 | 1.79% | 1.3329
| 2030 | 1.806% | 1.3569
| 2031 | 1.847% | 1.382
| 2032 | 1.82% | 1.4071
| 2033 | 1.813% | 1.4327
| 2034 | 1.832% | 1.4589
| 2035 | 1.82% | 1.4855

## Retail Fuel Prices
go back | In this tab we are presenting fuel prices delivered to each customer class.
All prices are expressed in Nominal dollars per millions of Btu.
to allow comparison among fuels all prices are in dollar per mmBtu basis
Base Case Prices | is the scenario name.
Engine | is the model name.
This is the Historical FP.
Year
Oregon Historical Fuel Price ($/mmBtu) |  | 1985 | 1986 | 1987 | 1988 | 1989 | 1990 | 1991 | 1992 | 1993 | 1994 | 1995 | 1996 | 1997 | 1998 | 1999 | 2000 | 2001 | 2002 | 2003 | 2004 | 2005 | 2006 | 2007 | 2008 | 2009 | 2010 | 2011 | 2012 | 2013 | 2014 | 2015 | 2016 | 2017 | 2018 | 2019 | 2020 | 2021 | 2022 | 2023 | 2024 | 2025 | 2026 | 2027 | 2028 | 2029 | 2030 | 2031 | 2032 | 2033 | 2034 | 2035
XFP | Res Electricity | 13.72 | 13.6305 | 13.5925 | 13.2141 | 12.8006 | 12.3259 | 12.2 | 12.2561 | 12.2325 | 12.7416 | 12.8872 | 13.1465 | 12.6496 | 13.1081 | 12.7536 | 12.769 | 13.3311 | 14.8246 | 14.3918 | 14.2078 | 13.8592 | 13.8352 | 14.7217 | 14.9458 | 15.1353 | 15.2757 | 16.0724 | 16.2384 | 16.4495 | 16.6634 | 16.88 | 17.0994 | 17.3217 | 17.5469 | 17.775 | 18.0061 | 18.2402 | 18.4773 | 18.7175 | 18.9608 | 19.2073 | 19.457 | 19.7099 | 19.9662 | 20.2257 | 20.4887 | 20.755 | 21.0248 | 21.2982 | 21.575 | 21.8555
XFP | Com Electricity | 14.96 | 14.5957 | 14.4909 | 13.3743 | 12.9839 | 12.4859 | 12.3556 | 12.1374 | 12.0578 | 11.9253 | 11.9335 | 11.9493 | 11.3932 | 11.4351 | 11.0733 | 11.1163 | 11.681 | 13.9145 | 13.0006 | 12.7499 | 12.4315 | 12.5218 | 12.9482 | 12.8321 | 13.0582 | 13.0615 | 13.7377 | 13.7637 | 13.9426 | 14.1239 | 14.3075 | 14.4935 | 14.6819 | 14.8727 | 15.0661 | 15.2619 | 15.4603 | 15.6613 | 15.8649 | 16.0712 | 16.2801 | 16.4917 | 16.7061 | 16.9233 | 17.1433 | 17.3662 | 17.5919 | 17.8206 | 18.0523 | 18.287 | 18.5247
XFP | Ind Electricity | 10.32 | 9.9274 | 9.5737 | 9.2555 | 8.8789 | 8.235 | 7.9806 | 7.9898 | 8.1079 | 8.3012 | 8.1587 | 8.0738 | 7.4998 | 8.1043 | 7.9398 | 7.7296 | 8.9308 | 9.8404 | 9.4462 | 8.7541 | 9.2373 | 8.9793 | 9.1006 | 9.1692 | 9.5109 | 9.3087 | 9.2121 | 9.2492 | 9.3695 | 9.4913 | 9.6147 | 9.7397 | 9.8663 | 9.9945 | 10.1245 | 10.2561 | 10.3894 | 10.5245 | 10.6613 | 10.7999 | 10.9403 | 11.0825 | 11.2266 | 11.3725 | 11.5204 | 11.6701 | 11.8218 | 11.9755 | 12.1312 | 12.2889 | 12.4487
Washington Historical Fuel Price ($/mmBtu) |  | 1985 | 1986 | 1987 | 1988 | 1989 | 1990 | 1991 | 1992 | 1993 | 1994 | 1995 | 1996 | 1997 | 1998 | 1999 | 2000 | 2001 | 2002 | 2003 | 2004 | 2005 | 2006 | 2007 | 2008 | 2009 | 2010 | 2011 | 2012 | 2013 | 2014 | 2015 | 2016 | 2017 | 2018 | 2019 | 2020 | 2021 | 2022 | 2023 | 2024 | 2025 | 2026 | 2027 | 2028 | 2029 | 2030 | 2031 | 2032 | 2033 | 2034 | 2035
XFP | Res Electricity | 11.14 | 11.2767 | 11.786 | 11.7344 | 11.6278 | 11.4543 | 11.0587 | 11.0856 | 11.2096 | 11.8927 | 11.661 | 11.6263 | 11.2536 | 11.3123 | 11.3155 | 11.146 | 12.0862 | 13.1111 | 12.8615 | 12.6081 | 12.5032 | 12.6291 | 13.0587 | 13.2764 | 13.3914 | 13.8368 | 13.9505 | 14.1196 | 14.3032 | 14.4891 | 14.6775 | 14.8683 | 15.0616 | 15.2574 | 15.4557 | 15.6566 | 15.8602 | 16.0664 | 16.2752 | 16.4868 | 16.7011 | 16.9183 | 17.1382 | 17.361 | 17.5867 | 17.8153 | 18.0469 | 18.2815 | 18.5192 | 18.7599 | 19.0038
XFP | Com Electricity | 10.57 | 10.7842 | 10.5494 | 10.3771 | 10.5099 | 10.3427 | 10.1854 | 10.3053 | 10.6109 | 10.9622 | 10.9397 | 10.9174 | 10.6642 | 10.4527 | 10.4224 | 10.1826 | 11.3408 | 12.4427 | 12.3676 | 12.2099 | 12.086 | 12.2755 | 11.7823 | 11.8954 | 12.1475 | 12.6857 | 12.6279 | 12.7127 | 12.878 | 13.0454 | 13.215 | 13.3868 | 13.5608 | 13.7371 | 13.9157 | 14.0966 | 14.2799 | 14.4655 | 14.6536 | 14.8441 | 15.037 | 15.2325 | 15.4305 | 15.6311 | 15.8343 | 16.0402 | 16.2487 | 16.4599 | 16.6739 | 16.8907 | 17.1103
XFP | Ind Electricity | 6.23 | 6.1948 | 6.4823 | 7.2385 | 7.1196 | 6.2252 | 5.8104 | 5.564 | 5.8377 | 6.6769 | 6.9485 | 6.719 | 6.2201 | 6.3469 | 6.4714 | 7.1737 | 10.0815 | 10.1675 | 9.7105 | 8.4707 | 8.1486 | 8.2089 | 8.2169 | 8.0043 | 7.7254 | 7.0124 | 6.889 | 6.8479 | 6.937 | 7.0271 | 7.1185 | 7.211 | 7.3048 | 7.3997 | 7.4959 | 7.5934 | 7.6921 | 7.7921 | 7.8934 | 7.996 | 8.1 | 8.2053 | 8.3119 | 8.42 | 8.5294 | 8.6403 | 8.7526 | 8.8664 | 8.9817 | 9.0985 | 9.2167
Idaho Historical Fuel Price ($/mmBtu) |  | 1985 | 1986 | 1987 | 1988 | 1989 | 1990 | 1991 | 1992 | 1993 | 1994 | 1995 | 1996 | 1997 | 1998 | 1999 | 2000 | 2001 | 2002 | 2003 | 2004 | 2005 | 2006 | 2007 | 2008 | 2009 | 2010 | 2011 | 2012 | 2013 | 2014 | 2015 | 2016 | 2017 | 2018 | 2019 | 2020 | 2021 | 2022 | 2023 | 2024 | 2025 | 2026 | 2027 | 2028 | 2029 | 2030 | 2031 | 2032 | 2033 | 2034 | 2035
XFP | Res Electricity | 12.6 | 12.9411 | 12.9935 | 13.0822 | 12.9289 | 12.6994 | 12.3816 | 12.2476 | 12.1743 | 12.1784 | 12.5105 | 12.1934 | 11.7034 | 11.8725 | 11.6712 | 11.7018 | 12.7376 | 13.7297 | 12.7293 | 12.0749 | 12.0143 | 11.4925 | 11.4386 | 12.3037 | 13.6057 | 13.7428 | 13.2719 | 14.3513 | 14.5378 | 14.7268 | 14.9183 | 15.1122 | 15.3087 | 15.5077 | 15.7093 | 15.9135 | 16.1204 | 16.33 | 16.5423 | 16.7573 | 16.9751 | 17.1958 | 17.4194 | 17.6458 | 17.8752 | 18.1076 | 18.343 | 18.5815 | 18.823 | 19.0677 | 19.3156
XFP | Com Electricity | 12.1 | 12.3896 | 11.8343 | 11.3668 | 11.527 | 11.1342 | 10.8425 | 10.7039 | 10.8437 | 10.4806 | 10.6031 | 9.9091 | 9.5318 | 9.7927 | 9.3476 | 9.1895 | 10.8342 | 11.8597 | 11.3382 | 10.617 | 10.352 | 9.5413 | 9.2478 | 10.0699 | 11.3143 | 11.4289 | 10.8108 | 11.368 | 11.5158 | 11.6655 | 11.8172 | 11.9708 | 12.1264 | 12.2841 | 12.4437 | 12.6055 | 12.7694 | 12.9354 | 13.1035 | 13.2739 | 13.4465 | 13.6213 | 13.7983 | 13.9777 | 14.1594 | 14.3435 | 14.53 | 14.7188 | 14.9102 | 15.104 | 15.3004
XFP | Ind Electricity | 7.69 | 7.5834 | 7.3034 | 7.0972 | 7.028 | 6.8299 | 6.6491 | 6.7684 | 6.8522 | 6.7504 | 6.5959 | 6.4984 | 6.445 | 6.5771 | 6.4411 | 6.7587 | 7.8669 | 9.0441 | 8.4793 | 7.5595 | 7.4641 | 6.6745 | 6.965 | 7.8902 | 9.0229 | 8.8565 | 8.5969 | 9.0684 | 9.1863 | 9.3057 | 9.4267 | 9.5493 | 9.6734 | 9.7992 | 9.9265 | 10.0556 | 10.1863 | 10.3187 | 10.4529 | 10.5888 | 10.7264 | 10.8659 | 11.0071 | 11.1502 | 11.2952 | 11.442 | 11.5907 | 11.7414 | 11.8941 | 12.0487 | 12.2053
Montana Historical Fuel Price ($/mmBtu) |  | 1985 | 1986 | 1987 | 1988 | 1989 | 1990 | 1991 | 1992 | 1993 | 1994 | 1995 | 1996 | 1997 | 1998 | 1999 | 2000 | 2001 | 2002 | 2003 | 2004 | 2005 | 2006 | 2007 | 2008 | 2009 | 2010 | 2011 | 2012 | 2013 | 2014 | 2015 | 2016 | 2017 | 2018 | 2019 | 2020 | 2021 | 2022 | 2023 | 2024 | 2025 | 2026 | 2027 | 2028 | 2029 | 2030 | 2031 | 2032 | 2033 | 2034 | 2035
XFP | Res Electricity | 13.77 | 14.4578 | 15.6406 | 14.9766 | 14.45 | 14.2023 | 14.5951 | 14.5122 | 14.0702 | 14.2598 | 14.3058 | 14.3675 | 14.5498 | 14.62 | 15.047 | 14.0955 | 14.5831 | 15.0664 | 15.4074 | 15.5509 | 15.4824 | 15.3317 | 15.7772 | 16.0626 | 15.5757 | 15.769 | 16.4346 | 16.6961 | 16.9131 | 17.133 | 17.3557 | 17.5814 | 17.8099 | 18.0414 | 18.276 | 18.5136 | 18.7542 | 18.998 | 19.245 | 19.4952 | 19.7486 | 20.0054 | 20.2654 | 20.5289 | 20.7958 | 21.0661 | 21.34 | 21.6174 | 21.8984 | 22.1831 | 22.4715
XFP | Com Electricity | 12.49 | 13.2464 | 13.5635 | 12.6863 | 12.3333 | 12.0324 | 12.4162 | 12.5784 | 12.2325 | 12.1212 | 12.6468 | 12.9102 | 13.3321 | 13.254 | 14.0933 | 11.3609 | 12.7883 | 13.2035 | 13.9536 | 14.6735 | 14.1916 | 13.772 | 14.5744 | 15.0358 | 14.5104 | 14.7119 | 15.3651 | 15.114 | 15.3105 | 15.5096 | 15.7112 | 15.9154 | 16.1223 | 16.3319 | 16.5442 | 16.7593 | 16.9772 | 17.1979 | 17.4215 | 17.6479 | 17.8774 | 18.1098 | 18.3452 | 18.5837 | 18.8253 | 19.07 | 19.3179 | 19.569 | 19.8234 | 20.0811 | 20.3422
XFP | Ind Electricity | 7.35 | 7.4062 | 8.1343 | 8.7937 | 8.3841 | 7.4702 | 7.3926 | 7.1925 | 7.5673 | 7.8849 | 8.0705 | 7.6091 | 8.3142 | 7.3369 | 6.9558 | 8.6189 | 13.9679 | 7.7216 | 8.2219 | 8.2074 | 9.2373 | 9.4655 | 9.2724 | 10.3942 | 9.5109 | 9.4438 | 8.8901 | 8.4526 | 8.5625 | 8.6738 | 8.7865 | 8.9007 | 9.0165 | 9.1337 | 9.2524 | 9.3727 | 9.4945 | 9.618 | 9.743 | 9.8697 | 9.998 | 10.1279 | 10.2596 | 10.393 | 10.5281 | 10.6649 | 10.8036 | 10.944 | 11.0863 | 11.2304 | 11.3764
High range of Prices | is the scenario name.
Engine | is the model name. | 1985 | 1986 | 1987 | 1988 | 1989 | 1990 | 1991 | 1992 | 1993 | 1994 | 1995 | 1996 | 1997 | 1998 | 1999 | 2000 | 2001 | 2002 | 2003 | 2004 | 2005 | 2006 | 2007 | 2008 | 2009 | 2010 | 2011 | 2012 | 2013 | 2014 | 2015 | 2016 | 2017 | 2018 | 2019 | 2020 | 2021 | 2022 | 2023 | 2024 | 2025 | 2026 | 2027 | 2028 | 2029 | 2030 | 2031 | 2032 | 2033 | 2034 | 2035
This is the Historical FP.
Oregon Historical Fuel Price ($/mmBtu) |  | 1985 | 1986 | 1987 | 1988 | 1989 | 1990 | 1991 | 1992 | 1993 | 1994 | 1995 | 1996 | 1997 | 1998 | 1999 | 2000 | 2001 | 2002 | 2003 | 2004 | 2005 | 2006 | 2007 | 2008 | 2009 | 2010 | 2011 | 2012 | 2013 | 2014 | 2015 | 2016 | 2017 | 2018 | 2019 | 2020 | 2021 | 2022 | 2023 | 2024 | 2025 | 2026 | 2027 | 2028 | 2029 | 2030 | 2031 | 2032 | 2033 | 2034 | 2035
XFP | Res Electricity | 13.72 | 13.6305 | 13.5925 | 13.2141 | 12.8006 | 12.3259 | 12.2 | 12.2561 | 12.2325 | 12.7416 | 12.8872 | 13.1465 | 12.6496 | 13.1081 | 12.7536 | 12.769 | 13.3311 | 14.8246 | 14.3918 | 14.2078 | 13.8592 | 13.8352 | 14.7217 | 14.9458 | 15.1353 | 15.2757 | 16.0724 | 16.2384 | 16.4495 | 16.6634 | 17.1633 | 17.6782 | 18.2085 | 18.7548 | 19.3174 | 19.8969 | 20.4938 | 21.1087 | 21.7419 | 22.3942 | 23.066 | 23.758 | 24.4707 | 25.2048 | 25.961 | 26.7398 | 27.542 | 28.3683 | 29.2193 | 30.0959 | 30.9988
XFP | Com Electricity | 14.96 | 14.5957 | 14.4909 | 13.3743 | 12.9839 | 12.4859 | 12.3556 | 12.1374 | 12.0578 | 11.9253 | 11.9335 | 11.9493 | 11.3932 | 11.4351 | 11.0733 | 11.1163 | 11.681 | 13.9145 | 13.0006 | 12.7499 | 12.4315 | 12.5218 | 12.9482 | 12.8321 | 13.0582 | 13.0615 | 13.7377 | 13.7637 | 13.9426 | 14.1239 | 14.5476 | 14.984 | 15.4335 | 15.8965 | 16.3734 | 16.8646 | 17.3706 | 17.8917 | 18.4284 | 18.9813 | 19.5507 | 20.1372 | 20.7414 | 21.3636 | 22.0045 | 22.6646 | 23.3446 | 24.0449 | 24.7663 | 25.5092 | 26.2745
XFP | Ind Electricity | 10.32 | 9.9274 | 9.5737 | 9.2555 | 8.8789 | 8.235 | 7.9806 | 7.9898 | 8.1079 | 8.3012 | 8.1587 | 8.0738 | 7.4998 | 8.1043 | 7.9398 | 7.7296 | 8.9308 | 9.8404 | 9.4462 | 8.7541 | 9.2373 | 8.9793 | 9.1006 | 9.1692 | 9.5109 | 9.3087 | 9.2121 | 9.2492 | 9.3695 | 9.4913 | 9.776 | 10.0693 | 10.3714 | 10.6825 | 11.003 | 11.3331 | 11.6731 | 12.0233 | 12.384 | 12.7555 | 13.1381 | 13.5323 | 13.9383 | 14.3564 | 14.7871 | 15.2307 | 15.6876 | 16.1583 | 16.643 | 17.1423 | 17.6566
Washington Historical Fuel Price ($/mmBtu) |  | 1985 | 1986 | 1987 | 1988 | 1989 | 1990 | 1991 | 1992 | 1993 | 1994 | 1995 | 1996 | 1997 | 1998 | 1999 | 2000 | 2001 | 2002 | 2003 | 2004 | 2005 | 2006 | 2007 | 2008 | 2009 | 2010 | 2011 | 2012 | 2013 | 2014 | 2015 | 2016 | 2017 | 2018 | 2019 | 2020 | 2021 | 2022 | 2023 | 2024 | 2025 | 2026 | 2027 | 2028 | 2029 | 2030 | 2031 | 2032 | 2033 | 2034 | 2035
XFP | Res Electricity | 11.14 | 11.2767 | 11.786 | 11.7344 | 11.6278 | 11.4543 | 11.0587 | 11.0856 | 11.2096 | 11.8927 | 11.661 | 11.6263 | 11.2536 | 11.3123 | 11.3155 | 11.146 | 12.0862 | 13.1111 | 12.8615 | 12.6081 | 12.5032 | 12.6291 | 13.0587 | 13.2764 | 13.3914 | 13.8368 | 13.9505 | 14.1196 | 14.3032 | 14.4891 | 14.9238 | 15.3715 | 15.8327 | 16.3076 | 16.7969 | 17.3008 | 17.8198 | 18.3544 | 18.905 | 19.4722 | 20.0563 | 20.658 | 21.2778 | 21.9161 | 22.5736 | 23.2508 | 23.9483 | 24.6668 | 25.4068 | 26.169 | 26.954
XFP | Com Electricity | 10.57 | 10.7842 | 10.5494 | 10.3771 | 10.5099 | 10.3427 | 10.1854 | 10.3053 | 10.6109 | 10.9622 | 10.9397 | 10.9174 | 10.6642 | 10.4527 | 10.4224 | 10.1826 | 11.3408 | 12.4427 | 12.3676 | 12.2099 | 12.086 | 12.2755 | 11.7823 | 11.8954 | 12.1475 | 12.6857 | 12.6279 | 12.7127 | 12.878 | 13.0454 | 13.4368 | 13.8399 | 14.2551 | 14.6827 | 15.1232 | 15.5769 | 16.0442 | 16.5256 | 17.0213 | 17.532 | 18.0579 | 18.5997 | 19.1577 | 19.7324 | 20.3244 | 20.9341 | 21.5621 | 22.209 | 22.8752 | 23.5615 | 24.2684
XFP | Ind Electricity | 6.23 | 6.1948 | 6.4823 | 7.2385 | 7.1196 | 6.2252 | 5.8104 | 5.564 | 5.8377 | 6.6769 | 6.9485 | 6.719 | 6.2201 | 6.3469 | 6.4714 | 7.1737 | 10.0815 | 10.1675 | 9.7105 | 8.4707 | 8.1486 | 8.2089 | 8.2169 | 8.0043 | 7.7254 | 7.0124 | 6.889 | 6.8479 | 6.937 | 7.0271 | 7.238 | 7.4551 | 7.6787 | 7.9091 | 8.1464 | 8.3908 | 8.6425 | 8.9018 | 9.1688 | 9.4439 | 9.7272 | 10.019 | 10.3196 | 10.6292 | 10.948 | 11.2765 | 11.6148 | 11.9632 | 12.3221 | 12.6918 | 13.0725
Idaho Historical Fuel Price ($/mmBtu) |  | 1985 | 1986 | 1987 | 1988 | 1989 | 1990 | 1991 | 1992 | 1993 | 1994 | 1995 | 1996 | 1997 | 1998 | 1999 | 2000 | 2001 | 2002 | 2003 | 2004 | 2005 | 2006 | 2007 | 2008 | 2009 | 2010 | 2011 | 2012 | 2013 | 2014 | 2015 | 2016 | 2017 | 2018 | 2019 | 2020 | 2021 | 2022 | 2023 | 2024 | 2025 | 2026 | 2027 | 2028 | 2029 | 2030 | 2031 | 2032 | 2033 | 2034 | 2035
XFP | Res Electricity | 12.6 | 12.9411 | 12.9935 | 13.0822 | 12.9289 | 12.6994 | 12.3816 | 12.2476 | 12.1743 | 12.1784 | 12.5105 | 12.1934 | 11.7034 | 11.8725 | 11.6712 | 11.7018 | 12.7376 | 13.7297 | 12.7293 | 12.0749 | 12.0143 | 11.4925 | 11.4386 | 12.3037 | 13.6057 | 13.7428 | 13.2719 | 14.3513 | 14.5378 | 14.7268 | 15.1686 | 15.6237 | 16.0924 | 16.5752 | 17.0724 | 17.5846 | 18.1122 | 18.6555 | 19.2152 | 19.7916 | 20.3854 | 20.997 | 21.6269 | 22.2757 | 22.9439 | 23.6323 | 24.3412 | 25.0715 | 25.8236 | 26.5983 | 27.3963
XFP | Com Electricity | 12.1 | 12.3896 | 11.8343 | 11.3668 | 11.527 | 11.1342 | 10.8425 | 10.7039 | 10.8437 | 10.4806 | 10.6031 | 9.9091 | 9.5318 | 9.7927 | 9.3476 | 9.1895 | 10.8342 | 11.8597 | 11.3382 | 10.617 | 10.352 | 9.5413 | 9.2478 | 10.0699 | 11.3143 | 11.4289 | 10.8108 | 11.368 | 11.5158 | 11.6655 | 12.0155 | 12.3759 | 12.7472 | 13.1296 | 13.5235 | 13.9292 | 14.3471 | 14.7775 | 15.2208 | 15.6775 | 16.1478 | 16.6322 | 17.1312 | 17.6451 | 18.1745 | 18.7197 | 19.2813 | 19.8598 | 20.4555 | 21.0692 | 21.7013
XFP | Ind Electricity | 7.69 | 7.5834 | 7.3034 | 7.0972 | 7.028 | 6.8299 | 6.6491 | 6.7684 | 6.8522 | 6.7504 | 6.5959 | 6.4984 | 6.445 | 6.5771 | 6.4411 | 6.7587 | 7.8669 | 9.0441 | 8.4793 | 7.5595 | 7.4641 | 6.6745 | 6.965 | 7.8902 | 9.0229 | 8.8565 | 8.5969 | 9.0684 | 9.1863 | 9.3057 | 9.5849 | 9.8725 | 10.1686 | 10.4737 | 10.7879 | 11.1115 | 11.4449 | 11.7882 | 12.1419 | 12.5061 | 12.8813 | 13.2678 | 13.6658 | 14.0758 | 14.498 | 14.933 | 15.381 | 15.8424 | 16.3177 | 16.8072 | 17.3114
Montana Historical Fuel Price ($/mmBtu) |  | 1985 | 1986 | 1987 | 1988 | 1989 | 1990 | 1991 | 1992 | 1993 | 1994 | 1995 | 1996 | 1997 | 1998 | 1999 | 2000 | 2001 | 2002 | 2003 | 2004 | 2005 | 2006 | 2007 | 2008 | 2009 | 2010 | 2011 | 2012 | 2013 | 2014 | 2015 | 2016 | 2017 | 2018 | 2019 | 2020 | 2021 | 2022 | 2023 | 2024 | 2025 | 2026 | 2027 | 2028 | 2029 | 2030 | 2031 | 2032 | 2033 | 2034 | 2035
XFP | Res Electricity | 13.77 | 14.4578 | 15.6406 | 14.9766 | 14.45 | 14.2023 | 14.5951 | 14.5122 | 14.0702 | 14.2598 | 14.3058 | 14.3675 | 14.5498 | 14.62 | 15.047 | 14.0955 | 14.5831 | 15.0664 | 15.4074 | 15.5509 | 15.4824 | 15.3317 | 15.7772 | 16.0626 | 15.5757 | 15.769 | 16.4346 | 16.6961 | 16.9131 | 17.133 | 17.647 | 18.1764 | 18.7217 | 19.2833 | 19.8618 | 20.4577 | 21.0714 | 21.7036 | 22.3547 | 23.0253 | 23.7161 | 24.4276 | 25.1604 | 25.9152 | 26.6927 | 27.4934 | 28.3182 | 29.1678 | 30.0428 | 30.9441 | 31.8724
XFP | Com Electricity | 12.49 | 13.2464 | 13.5635 | 12.6863 | 12.3333 | 12.0324 | 12.4162 | 12.5784 | 12.2325 | 12.1212 | 12.6468 | 12.9102 | 13.3321 | 13.254 | 14.0933 | 11.3609 | 12.7883 | 13.2035 | 13.9536 | 14.6735 | 14.1916 | 13.772 | 14.5744 | 15.0358 | 14.5104 | 14.7119 | 15.3651 | 15.114 | 15.3105 | 15.5096 | 15.9749 | 16.4541 | 16.9477 | 17.4562 | 17.9798 | 18.5192 | 19.0748 | 19.6471 | 20.2365 | 20.8436 | 21.4689 | 22.1129 | 22.7763 | 23.4596 | 24.1634 | 24.8883 | 25.635 | 26.404 | 27.1961 | 28.012 | 28.8524
XFP | Ind Electricity | 7.35 | 7.4062 | 8.1343 | 8.7937 | 8.3841 | 7.4702 | 7.3926 | 7.1925 | 7.5673 | 7.8849 | 8.0705 | 7.6091 | 8.3142 | 7.3369 | 6.9558 | 8.6189 | 13.9679 | 7.7216 | 8.2219 | 8.2074 | 9.2373 | 9.4655 | 9.2724 | 10.3942 | 9.5109 | 9.4438 | 8.8901 | 8.4526 | 8.5625 | 8.6738 | 8.934 | 9.202 | 9.4781 | 9.7624 | 10.0553 | 10.3569 | 10.6676 | 10.9877 | 11.3173 | 11.6568 | 12.0065 | 12.3667 | 12.7377 | 13.1198 | 13.5134 | 13.9188 | 14.3364 | 14.7665 | 15.2095 | 15.6658 | 16.1357
Low Range of Prices | is the scenario name.
Engine | is the model name.
This is the Historical FP.
Year |  | 1985 | 1986 | 1987 | 1988 | 1989 | 1990 | 1991 | 1992 | 1993 | 1994 | 1995 | 1996 | 1997 | 1998 | 1999 | 2000 | 2001 | 2002 | 2003 | 2004 | 2005 | 2006 | 2007 | 2008 | 2009 | 2010 | 2011 | 2012 | 2013 | 2014 | 2015 | 2016 | 2017 | 2018 | 2019 | 2020 | 2021 | 2022 | 2023 | 2024 | 2025 | 2026 | 2027 | 2028 | 2029 | 2030 | 2031 | 2032 | 2033 | 2034 | 2035
Oregon Historical Fuel Price ($/mmBtu) |  | 1985 | 1986 | 1987 | 1988 | 1989 | 1990 | 1991 | 1992 | 1993 | 1994 | 1995 | 1996 | 1997 | 1998 | 1999 | 2000 | 2001 | 2002 | 2003 | 2004 | 2005 | 2006 | 2007 | 2008 | 2009 | 2010 | 2011 | 2012 | 2013 | 2014 | 2015 | 2016 | 2017 | 2018 | 2019 | 2020 | 2021 | 2022 | 2023 | 2024 | 2025 | 2026 | 2027 | 2028 | 2029 | 2030 | 2031 | 2032 | 2033 | 2034 | 2035
XFP | Res Electricity | 13.72 | 13.6305 | 13.5925 | 13.2141 | 12.8006 | 12.3259 | 12.2 | 12.2561 | 12.2325 | 12.7416 | 12.8872 | 13.1465 | 12.6496 | 13.1081 | 12.7536 | 12.769 | 13.3311 | 14.8246 | 14.3918 | 14.2078 | 13.8592 | 13.8352 | 14.7217 | 14.9458 | 15.1353 | 15.2757 | 16.0724 | 16.2384 | 16.4495 | 16.6634 | 16.83 | 16.9983 | 17.1683 | 17.34 | 17.5134 | 17.6885 | 17.8654 | 18.044 | 18.2245 | 18.4067 | 18.5908 | 18.7767 | 18.9645 | 19.1541 | 19.3456 | 19.5391 | 19.7345 | 19.9318 | 20.1312 | 20.3325 | 20.5358
XFP | Com Electricity | 14.96 | 14.5957 | 14.4909 | 13.3743 | 12.9839 | 12.4859 | 12.3556 | 12.1374 | 12.0578 | 11.9253 | 11.9335 | 11.9493 | 11.3932 | 11.4351 | 11.0733 | 11.1163 | 11.681 | 13.9145 | 13.0006 | 12.7499 | 12.4315 | 12.5218 | 12.9482 | 12.8321 | 13.0582 | 13.0615 | 13.7377 | 13.7637 | 13.9426 | 14.1239 | 14.2651 | 14.4077 | 14.5518 | 14.6973 | 14.8443 | 14.9928 | 15.1427 | 15.2941 | 15.447 | 15.6015 | 15.7575 | 15.9151 | 16.0743 | 16.235 | 16.3974 | 16.5613 | 16.7269 | 16.8942 | 17.0631 | 17.2338 | 17.4061
XFP | Ind Electricity | 10.32 | 9.9274 | 9.5737 | 9.2555 | 8.8789 | 8.235 | 7.9806 | 7.9898 | 8.1079 | 8.3012 | 8.1587 | 8.0738 | 7.4998 | 8.1043 | 7.9398 | 7.7296 | 8.9308 | 9.8404 | 9.4462 | 8.7541 | 9.2373 | 8.9793 | 9.1006 | 9.1692 | 9.5109 | 9.3087 | 9.2121 | 9.2492 | 9.3695 | 9.4913 | 9.5862 | 9.6821 | 9.7789 | 9.8767 | 9.9754 | 10.0752 | 10.1759 | 10.2777 | 10.3805 | 10.4843 | 10.5891 | 10.695 | 10.802 | 10.91 | 11.0191 | 11.1293 | 11.2406 | 11.353 | 11.4665 | 11.5812 | 11.697
Washington Historical Fuel Price ($/mmBtu) |  | 1985 | 1986 | 1987 | 1988 | 1989 | 1990 | 1991 | 1992 | 1993 | 1994 | 1995 | 1996 | 1997 | 1998 | 1999 | 2000 | 2001 | 2002 | 2003 | 2004 | 2005 | 2006 | 2007 | 2008 | 2009 | 2010 | 2011 | 2012 | 2013 | 2014 | 2015 | 2016 | 2017 | 2018 | 2019 | 2020 | 2021 | 2022 | 2023 | 2024 | 2025 | 2026 | 2027 | 2028 | 2029 | 2030 | 2031 | 2032 | 2033 | 2034 | 2035
XFP | Res Electricity | 11.14 | 11.2767 | 11.786 | 11.7344 | 11.6278 | 11.4543 | 11.0587 | 11.0856 | 11.2096 | 11.8927 | 11.661 | 11.6263 | 11.2536 | 11.3123 | 11.3155 | 11.146 | 12.0862 | 13.1111 | 12.8615 | 12.6081 | 12.5032 | 12.6291 | 13.0587 | 13.2764 | 13.3914 | 13.8368 | 13.9505 | 14.1196 | 14.3032 | 14.4891 | 14.634 | 14.7804 | 14.9282 | 15.0774 | 15.2282 | 15.3805 | 15.5343 | 15.6896 | 15.8465 | 16.005 | 16.1651 | 16.3267 | 16.49 | 16.6549 | 16.8214 | 16.9896 | 17.1595 | 17.3311 | 17.5044 | 17.6795 | 17.8563
XFP | Com Electricity | 10.57 | 10.7842 | 10.5494 | 10.3771 | 10.5099 | 10.3427 | 10.1854 | 10.3053 | 10.6109 | 10.9622 | 10.9397 | 10.9174 | 10.6642 | 10.4527 | 10.4224 | 10.1826 | 11.3408 | 12.4427 | 12.3676 | 12.2099 | 12.086 | 12.2755 | 11.7823 | 11.8954 | 12.1475 | 12.6857 | 12.6279 | 12.7127 | 12.878 | 13.0454 | 13.1759 | 13.3076 | 13.4407 | 13.5751 | 13.7109 | 13.848 | 13.9865 | 14.1263 | 14.2676 | 14.4103 | 14.5544 | 14.6999 | 14.8469 | 14.9954 | 15.1453 | 15.2968 | 15.4498 | 15.6043 | 15.7603 | 15.9179 | 16.0771
XFP | Ind Electricity | 6.23 | 6.1948 | 6.4823 | 7.2385 | 7.1196 | 6.2252 | 5.8104 | 5.564 | 5.8377 | 6.6769 | 6.9485 | 6.719 | 6.2201 | 6.3469 | 6.4714 | 7.1737 | 10.0815 | 10.1675 | 9.7105 | 8.4707 | 8.1486 | 8.2089 | 8.2169 | 8.0043 | 7.7254 | 7.0124 | 6.889 | 6.8479 | 6.937 | 7.0271 | 7.0974 | 7.1684 | 7.2401 | 7.3125 | 7.3856 | 7.4595 | 7.534 | 7.6094 | 7.6855 | 7.7623 | 7.84 | 7.9184 | 7.9975 | 8.0775 | 8.1583 | 8.2399 | 8.3223 | 8.4055 | 8.4896 | 8.5744 | 8.6602
Idaho Historical Fuel Price ($/mmBtu) |  | 1985 | 1986 | 1987 | 1988 | 1989 | 1990 | 1991 | 1992 | 1993 | 1994 | 1995 | 1996 | 1997 | 1998 | 1999 | 2000 | 2001 | 2002 | 2003 | 2004 | 2005 | 2006 | 2007 | 2008 | 2009 | 2010 | 2011 | 2012 | 2013 | 2014 | 2015 | 2016 | 2017 | 2018 | 2019 | 2020 | 2021 | 2022 | 2023 | 2024 | 2025 | 2026 | 2027 | 2028 | 2029 | 2030 | 2031 | 2032 | 2033 | 2034 | 2035
XFP | Res Electricity | 12.6 | 12.9411 | 12.9935 | 13.0822 | 12.9289 | 12.6994 | 12.3816 | 12.2476 | 12.1743 | 12.1784 | 12.5105 | 12.1934 | 11.7034 | 11.8725 | 11.6712 | 11.7018 | 12.7376 | 13.7297 | 12.7293 | 12.0749 | 12.0143 | 11.4925 | 11.4386 | 12.3037 | 13.6057 | 13.7428 | 13.2719 | 14.3513 | 14.5378 | 14.7268 | 14.8741 | 15.0228 | 15.1731 | 15.3248 | 15.4781 | 15.6328 | 15.7892 | 15.9471 | 16.1065 | 16.2676 | 16.4303 | 16.5946 | 16.7605 | 16.9281 | 17.0974 | 17.2684 | 17.4411 | 17.6155 | 17.7916 | 17.9695 | 18.1492
XFP | Com Electricity | 12.1 | 12.3896 | 11.8343 | 11.3668 | 11.527 | 11.1342 | 10.8425 | 10.7039 | 10.8437 | 10.4806 | 10.6031 | 9.9091 | 9.5318 | 9.7927 | 9.3476 | 9.1895 | 10.8342 | 11.8597 | 11.3382 | 10.617 | 10.352 | 9.5413 | 9.2478 | 10.0699 | 11.3143 | 11.4289 | 10.8108 | 11.368 | 11.5158 | 11.6655 | 11.7822 | 11.9 | 12.019 | 12.1392 | 12.2606 | 12.3832 | 12.507 | 12.6321 | 12.7584 | 12.886 | 13.0148 | 13.145 | 13.2764 | 13.4092 | 13.5433 | 13.6787 | 13.8155 | 13.9537 | 14.0932 | 14.2341 | 14.3765
XFP | Ind Electricity | 7.69 | 7.5834 | 7.3034 | 7.0972 | 7.028 | 6.8299 | 6.6491 | 6.7684 | 6.8522 | 6.7504 | 6.5959 | 6.4984 | 6.445 | 6.5771 | 6.4411 | 6.7587 | 7.8669 | 9.0441 | 8.4793 | 7.5595 | 7.4641 | 6.6745 | 6.965 | 7.8902 | 9.0229 | 8.8565 | 8.5969 | 9.0684 | 9.1863 | 9.3057 | 9.3988 | 9.4928 | 9.5877 | 9.6836 | 9.7804 | 9.8782 | 9.977 | 10.0768 | 10.1775 | 10.2793 | 10.3821 | 10.4859 | 10.5908 | 10.6967 | 10.8037 | 10.9117 | 11.0208 | 11.131 | 11.2423 | 11.3548 | 11.4683
Montana Historical Fuel Price ($/mmBtu) |  | 1985 | 1986 | 1987 | 1988 | 1989 | 1990 | 1991 | 1992 | 1993 | 1994 | 1995 | 1996 | 1997 | 1998 | 1999 | 2000 | 2001 | 2002 | 2003 | 2004 | 2005 | 2006 | 2007 | 2008 | 2009 | 2010 | 2011 | 2012 | 2013 | 2014 | 2015 | 2016 | 2017 | 2018 | 2019 | 2020 | 2021 | 2022 | 2023 | 2024 | 2025 | 2026 | 2027 | 2028 | 2029 | 2030 | 2031 | 2032 | 2033 | 2034 | 2035
XFP | Res Electricity | 13.77 | 14.4578 | 15.6406 | 14.9766 | 14.45 | 14.2023 | 14.5951 | 14.5122 | 14.0702 | 14.2598 | 14.3058 | 14.3675 | 14.5498 | 14.62 | 15.047 | 14.0955 | 14.5831 | 15.0664 | 15.4074 | 15.5509 | 15.4824 | 15.3317 | 15.7772 | 16.0626 | 15.5757 | 15.769 | 16.4346 | 16.6961 | 16.9131 | 17.133 | 17.3043 | 17.4774 | 17.6521 | 17.8287 | 18.007 | 18.187 | 18.3689 | 18.5526 | 18.7381 | 18.9255 | 19.1147 | 19.3059 | 19.4989 | 19.6939 | 19.8909 | 20.0898 | 20.2907 | 20.4936 | 20.6985 | 20.9055 | 21.1146
XFP | Com Electricity | 12.49 | 13.2464 | 13.5635 | 12.6863 | 12.3333 | 12.0324 | 12.4162 | 12.5784 | 12.2325 | 12.1212 | 12.6468 | 12.9102 | 13.3321 | 13.254 | 14.0933 | 11.3609 | 12.7883 | 13.2035 | 13.9536 | 14.6735 | 14.1916 | 13.772 | 14.5744 | 15.0358 | 14.5104 | 14.7119 | 15.3651 | 15.114 | 15.3105 | 15.5096 | 15.6647 | 15.8213 | 15.9795 | 16.1393 | 16.3007 | 16.4637 | 16.6284 | 16.7946 | 16.9626 | 17.1322 | 17.3035 | 17.4766 | 17.6513 | 17.8278 | 18.0061 | 18.1862 | 18.368 | 18.5517 | 18.7372 | 18.9246 | 19.1139
XFP | Ind Electricity | 7.35 | 7.4062 | 8.1343 | 8.7937 | 8.3841 | 7.4702 | 7.3926 | 7.1925 | 7.5673 | 7.8849 | 8.0705 | 7.6091 | 8.3142 | 7.3369 | 6.9558 | 8.6189 | 13.9679 | 7.7216 | 8.2219 | 8.2074 | 9.2373 | 9.4655 | 9.2724 | 10.3942 | 9.5109 | 9.4438 | 8.8901 | 8.4526 | 8.5625 | 8.6738 | 8.7605 | 8.8481 | 8.9366 | 9.026 | 9.1162 | 9.2074 | 9.2994 | 9.3924 | 9.4864 | 9.5812 | 9.677 | 9.7738 | 9.8716 | 9.9703 | 10.07 | 10.1707 | 10.2724 | 10.3751 | 10.4788 | 10.5836 | 10.6895
BaseCase retail prices across sectors
2012 $/mmBtu |  | 1985 | 1986 | 1987 | 1988 | 1989 | 1990 | 1991 | 1992 | 1993 | 1994 | 1995 | 1996 | 1997 | 1998 | 1999 | 2000 | 2001 | 2002 | 2003 | 2004 | 2005 | 2006 | 2007 | 2008 | 2009 | 2010 | 2011 | 2012 | 2013 | 2014 | 2015 | 2016 | 2017 | 2018 | 2019 | 2020 | 2021 | 2022 | 2023 | 2024 | 2025 | 2026 | 2027 | 2028 | 2029 | 2030 | 2031 | 2032 | 2033 | 2034 | 2035
Oregon | Res Electricity | 24.2827 | 24.1243 | 24.0571 | 23.3873 | 22.6555 | 21.8153 | 21.5925 | 21.6918 | 21.6499 | 22.551 | 22.8088 | 23.2678 | 22.3883 | 23.1998 | 22.5723 | 22.5995 | 23.5943 | 26.2378 | 25.4717 | 25.146 | 24.529 | 24.4866 | 26.0556 | 26.4522 | 26.7876 | 27.036 | 28.4461 | 28.74 | 29.1136 | 29.4921 | 29.8755 | 30.2639 | 30.6573 | 31.0558 | 31.4596 | 31.8685 | 32.2828 | 32.7025 | 33.1276 | 33.5583 | 33.9946 | 34.4365 | 34.8842 | 35.3377 | 35.797 | 36.2624 | 36.7338 | 37.2114 | 37.6951 | 38.1851 | 38.6816 | 1.3%
Oregon | Res Natural Gas | 11.9113 | 11.2778 | 11.0112 | 11.0765 | 9.6979 | 9.6485 | 9.1053 | 8.9169 | 9.0809 | 9.6503 | 9.1632 | 8.4344 | 8.1125 | 8.8154 | 9.0021 | 10.3226 | 12.079 | 12.9364 | 12.028 | 13.1643 | 14.3643 | 15.6799 | 15.4009 | 14.4004 | 14.916 | 12.8788 | 11.7041 | 10.97 | 11.9 | 12.83 | 12.71 | 12.71 | 12.76 | 12.83 | 12.91 | 13.1 | 13.19 | 13.29 | 13.39 | 13.48 | 13.71 | 13.84 | 13.97 | 14.11 | 14.25 | 14.5 | 14.65 | 14.8 | 14.96 | 15.13 | 15.29 | 0.9283%
Oregon | Com Electricity | 26.4773 | 25.8325 | 25.6472 | 23.6709 | 22.9799 | 22.0986 | 21.868 | 21.4816 | 21.3409 | 21.1064 | 21.1208 | 21.1487 | 20.1646 | 20.2387 | 19.5984 | 19.6745 | 20.6738 | 24.627 | 23.0095 | 22.5657 | 22.0023 | 22.162 | 22.9167 | 22.7112 | 23.1113 | 23.1173 | 24.314 | 24.36 | 24.6767 | 24.9975 | 25.3224 | 25.6516 | 25.9851 | 26.3229 | 26.6651 | 27.0118 | 27.3629 | 27.7186 | 28.079 | 28.444 | 28.8138 | 29.1883 | 29.5678 | 29.9522 | 30.3416 | 30.736 | 31.1356 | 31.5403 | 31.9503 | 32.3657 | 32.7865 | 1.3%
Oregon | Com Natural Gas | 10.7254 | 9.5347 | 8.8397 | 8.7411 | 7.5248 | 7.4606 | 7.0547 | 6.8303 | 7.1234 | 7.6133 | 7.1065 | 6.4687 | 6.0535 | 6.7915 | 7.1535 | 8.2371 | 9.9527 | 9.652 | 9.6642 | 11.0977 | 11.6069 | 13.9588 | 13.0006 | 11.9986 | 12.1772 | 10.4153 | 9.5567 | 8.71 | 9.64 | 10.57 | 10.45 | 10.45 | 10.5 | 10.57 | 10.65 | 10.84 | 10.93 | 11.03 | 11.13 | 11.22 | 11.45 | 11.58 | 11.71 | 11.85 | 11.99 | 12.24 | 12.39 | 12.54 | 12.7 | 12.87 | 13.03 | 1.109%
Oregon | Ind Electricity | 18.2651 | 17.5703 | 16.9442 | 16.3811 | 15.7145 | 14.575 | 14.1247 | 14.1409 | 14.3499 | 14.6921 | 14.4399 | 14.2897 | 13.2737 | 14.3437 | 14.0524 | 13.6804 | 15.8064 | 17.4164 | 16.7185 | 15.4937 | 16.3488 | 15.8922 | 16.1069 | 16.2284 | 16.8331 | 16.4753 | 16.3044 | 16.37 | 16.5828 | 16.7984 | 17.0168 | 17.238 | 17.4621 | 17.6891 | 17.919 | 18.152 | 18.388 | 18.627 | 18.8692 | 19.1145 | 19.3629 | 19.6147 | 19.8697 | 20.128 | 20.3896 | 20.6547 | 20.9232 | 21.1952 | 21.4707 | 21.7499 | 22.0326 | 1.3%
Oregon | Ind Natural Gas | 8.2299 | 6.5017 | 5.6424 | 6.072 | 5.5139 | 5.3358 | 5.0653 | 4.8638 | 4.9158 | 4.9841 | 4.6242 | 4.3218 | 3.9533 | 4.8491 | 5.0637 | 6.2696 | 7.583 | 8.5698 | 7.1405 | 7.4661 | 8.5725 | 9.8796 | 9.7749 | 9.4055 | 9.965 | 7.2657 | 6.8087 | 5.74 | 6.67 | 7.6 | 7.48 | 7.48 | 7.53 | 7.6 | 7.68 | 7.87 | 7.96 | 8.06 | 8.16 | 8.25 | 8.48 | 8.61 | 8.74 | 8.88 | 9.02 | 9.27 | 9.42 | 9.57 | 9.73 | 9.9 | 10.06 | 1.493%
Washington | Res Electricity | 19.7164 | 19.9583 | 20.8597 | 20.7684 | 20.5797 | 20.2728 | 19.5725 | 19.6202 | 19.8396 | 21.0486 | 20.6385 | 20.5771 | 19.9175 | 20.0214 | 20.027 | 19.727 | 21.3912 | 23.205 | 22.7633 | 22.3148 | 22.1292 | 22.352 | 23.1122 | 23.4977 | 23.7012 | 24.4894 | 24.6906 | 24.99 | 25.3149 | 25.644 | 25.9773 | 26.315 | 26.6571 | 27.0037 | 27.3547 | 27.7103 | 28.0706 | 28.4355 | 28.8051 | 29.1796 | 29.5589 | 29.9432 | 30.3325 | 30.7268 | 31.1263 | 31.5309 | 31.9408 | 32.356 | 32.7767 | 33.2027 | 33.6344 | 1.3%
Washington | Res Natural Gas | 11.2387 | 10.0402 | 8.9765 | 8.9412 | 8.6276 | 7.6653 | 6.9476 | 7.2656 | 7.4031 | 7.8878 | 8.0143 | 7.584 | 7.385 | 7.5793 | 7.475 | 9.0109 | 12.1174 | 11.4012 | 10.1074 | 11.5158 | 13.2221 | 14.4952 | 14.6841 | 13.4758 | 14.2629 | 12.3175 | 12.1621 | 11.53 | 12.46 | 13.39 | 13.27 | 13.27 | 13.32 | 13.39 | 13.47 | 13.66 | 13.75 | 13.85 | 13.95 | 14.04 | 14.27 | 14.4 | 14.53 | 14.67 | 14.81 | 15.06 | 15.21 | 15.36 | 15.52 | 15.69 | 15.85 | 0.8923%
Washington | Com Electricity | 18.7076 | 19.0868 | 18.6711 | 18.3662 | 18.6012 | 18.3053 | 18.0269 | 18.2391 | 18.78 | 19.4017 | 19.3619 | 19.3224 | 18.8742 | 18.5001 | 18.4463 | 18.0219 | 20.0718 | 22.0221 | 21.8892 | 21.61 | 21.3908 | 21.7261 | 20.8531 | 21.0533 | 21.4996 | 22.4521 | 22.3498 | 22.5 | 22.7925 | 23.0888 | 23.389 | 23.693 | 24.001 | 24.313 | 24.6291 | 24.9493 | 25.2736 | 25.6022 | 25.935 | 26.2722 | 26.6137 | 26.9597 | 27.3102 | 27.6652 | 28.0248 | 28.3892 | 28.7582 | 29.1321 | 29.5108 | 29.8944 | 30.2831 | 1.3%
Washington | Com Natural Gas | 9.2742 | 8.5585 | 7.4548 | 7.4566 | 7.3464 | 6.3274 | 6.0294 | 6.2749 | 6.4317 | 6.7899 | 6.8086 | 6.4547 | 6.1908 | 6.1667 | 6.2157 | 7.5681 | 10.67 | 10.0673 | 8.8517 | 10.9304 | 11.6876 | 12.9865 | 13.1092 | 11.8498 | 12.5353 | 10.5608 | 10.2894 | 9.54 | 10.47 | 11.4 | 11.28 | 11.28 | 11.33 | 11.4 | 11.48 | 11.67 | 11.76 | 11.86 | 11.96 | 12.05 | 12.28 | 12.41 | 12.54 | 12.68 | 12.82 | 13.07 | 13.22 | 13.37 | 13.53 | 13.7 | 13.86 | 1.035%
Washington | Ind Electricity | 11.0263 | 10.964 | 11.4728 | 12.8113 | 12.6008 | 11.0178 | 10.2836 | 9.8476 | 10.3319 | 11.8173 | 12.298 | 11.8918 | 11.0088 | 11.2332 | 11.4536 | 12.6966 | 17.843 | 17.9952 | 17.1863 | 14.992 | 14.422 | 14.5288 | 14.5429 | 14.1666 | 13.673 | 12.411 | 12.1926 | 12.12 | 12.2776 | 12.4372 | 12.5988 | 12.7626 | 12.9285 | 13.0966 | 13.2669 | 13.4393 | 13.6141 | 13.791 | 13.9703 | 14.1519 | 14.3359 | 14.5223 | 14.7111 | 14.9023 | 15.096 | 15.2923 | 15.4911 | 15.6925 | 15.8965 | 16.1031 | 16.3125 | 1.3%
Washington | Ind Natural Gas | 8.106 | 6.0834 | 4.7533 | 4.8209 | 4.6057 | 4.1553 | 4.1471 | 4.2333 | 4.5625 | 4.0884 | 3.7305 | 3.5829 | 4.1317 | 3.4229 | 3.5901 | 5.0498 | 6.2124 | 5.8768 | 7.2513 | 9.1027 | 11.503 | 10.7066 | 10.3723 | 10.8827 | 11.9454 | 9.4278 | 9.3633 | 8.52 | 9.45 | 10.38 | 10.26 | 10.26 | 10.31 | 10.38 | 10.46 | 10.65 | 10.74 | 10.84 | 10.94 | 11.03 | 11.26 | 11.39 | 11.52 | 11.66 | 11.8 | 12.05 | 12.2 | 12.35 | 12.51 | 12.68 | 12.84 | 1.128%
Idaho | Res Electricity | 22.3004 | 22.9041 | 22.997 | 23.1538 | 22.8826 | 22.4763 | 21.9139 | 21.6768 | 21.5469 | 21.5542 | 22.1421 | 21.5809 | 20.7136 | 21.0129 | 20.6566 | 20.7107 | 22.544 | 24.2998 | 22.5294 | 21.3711 | 21.2639 | 20.3403 | 20.2449 | 21.776 | 24.0804 | 24.3231 | 23.4897 | 25.4 | 25.7302 | 26.0647 | 26.4035 | 26.7468 | 27.0945 | 27.4467 | 27.8035 | 28.165 | 28.5311 | 28.902 | 29.2777 | 29.6584 | 30.0439 | 30.4345 | 30.8301 | 31.2309 | 31.6369 | 32.0482 | 32.4648 | 32.8869 | 33.3144 | 33.7475 | 34.1862 | 1.3%
Idaho | Res Natural Gas | 11.6281 | 10.2668 | 9.2501 | 8.9746 | 7.9627 | 7.7282 | 7.6974 | 7.6259 | 7.6386 | 7.3677 | 7.688 | 7.0403 | 6.8222 | 6.9681 | 6.9927 | 8.0403 | 10.67 | 10.2812 | 9.061 | 10.369 | 11.6069 | 13.0871 | 12.1643 | 11.4778 | 10.8499 | 9.1056 | 8.8035 | 8.13 | 9.06 | 9.99 | 9.87 | 9.87 | 9.92 | 9.99 | 10.07 | 10.26 | 10.35 | 10.45 | 10.55 | 10.64 | 10.87 | 11 | 11.13 | 11.27 | 11.41 | 11.66 | 11.81 | 11.96 | 12.12 | 12.29 | 12.45 | 1.168%
Idaho | Com Electricity | 21.4155 | 21.928 | 20.9452 | 20.1178 | 20.4013 | 19.7061 | 19.1899 | 18.9447 | 19.1921 | 18.5494 | 18.7662 | 17.5379 | 16.8701 | 17.3319 | 16.5441 | 16.2643 | 19.1752 | 20.9902 | 20.0671 | 18.7908 | 18.3218 | 16.8869 | 16.3675 | 17.8225 | 20.0249 | 20.2277 | 19.1337 | 20.12 | 20.3816 | 20.6465 | 20.9149 | 21.1868 | 21.4622 | 21.7413 | 22.0239 | 22.3102 | 22.6002 | 22.894 | 23.1917 | 23.4932 | 23.7986 | 24.1079 | 24.4213 | 24.7388 | 25.0604 | 25.3862 | 25.7162 | 26.0505 | 26.3892 | 26.7323 | 27.0798 | 1.3%
Idaho | Com Natural Gas | 9.5927 | 8.1576 | 7.5916 | 7.3899 | 6.6329 | 6.3903 | 6.5497 | 6.41 | 6.5936 | 6.9777 | 6.7093 | 6.1759 | 5.9849 | 6.0444 | 6.1622 | 7.0173 | 9.5428 | 9.4506 | 8.2731 | 9.6045 | 10.7992 | 12.2712 | 11.3172 | 10.6595 | 10.0598 | 8.3572 | 8.0911 | 7.24 | 8.17 | 9.1 | 8.98 | 8.98 | 9.03 | 9.1 | 9.18 | 9.37 | 9.46 | 9.56 | 9.66 | 9.75 | 9.98 | 10.11 | 10.24 | 10.38 | 10.52 | 10.77 | 10.92 | 11.07 | 11.23 | 11.4 | 11.56 | 1.271%
Idaho | Ind Electricity | 13.6103 | 13.4217 | 12.9262 | 12.5611 | 12.4386 | 12.0881 | 11.768 | 11.9793 | 12.1275 | 11.9473 | 11.6739 | 11.5014 | 11.4069 | 11.6406 | 11.4 | 11.9621 | 13.9235 | 16.0069 | 15.0073 | 13.3793 | 13.2106 | 11.813 | 12.3272 | 13.9647 | 15.9693 | 15.6749 | 15.2154 | 16.05 | 16.2586 | 16.47 | 16.6841 | 16.901 | 17.1207 | 17.3433 | 17.5688 | 17.7972 | 18.0285 | 18.2629 | 18.5003 | 18.7408 | 18.9844 | 19.2312 | 19.4812 | 19.7345 | 19.991 | 20.2509 | 20.5142 | 20.7809 | 21.051 | 21.3247 | 21.6019 | 1.3%
Idaho | Ind Natural Gas | 7.6459 | 5.6302 | 11.2677 | 6.9728 | 4.6057 | 4.171 | 4.3614 | 4.3233 | 4.2829 | 5.3597 | 5.0497 | 3.7641 | 3.6788 | 4.0477 | 4.2465 | 5.1416 | 8.0953 | 8.4313 | 7.042 | 8.0037 | 9.1955 | 10.7289 | 9.9595 | 9.5117 | 8.7853 | 6.4966 | 6.3609 | 5.64 | 6.57 | 7.5 | 7.38 | 7.38 | 7.43 | 7.5 | 7.58 | 7.77 | 7.86 | 7.96 | 8.06 | 8.15 | 8.38 | 8.51 | 8.64 | 8.78 | 8.92 | 9.17 | 9.32 | 9.47 | 9.63 | 9.8 | 9.96 | 1.51%
Montana | Res Electricity | 24.3712 | 25.5885 | 27.6819 | 26.5068 | 25.5746 | 25.1364 | 25.8314 | 25.6849 | 24.9026 | 25.2381 | 25.3194 | 25.4286 | 25.7513 | 25.8756 | 26.6313 | 24.9473 | 25.8103 | 26.6657 | 27.2692 | 27.5232 | 27.4019 | 27.1353 | 27.9236 | 28.4289 | 27.5671 | 27.9092 | 29.0873 | 29.55 | 29.9341 | 30.3233 | 30.7175 | 31.1168 | 31.5213 | 31.9311 | 32.3462 | 32.7667 | 33.1927 | 33.6242 | 34.0613 | 34.5041 | 34.9527 | 35.407 | 35.8673 | 36.3336 | 36.8059 | 37.2844 | 37.7691 | 38.2601 | 38.7575 | 39.2614 | 39.7718 | 1.3%
Montana | Res Natural Gas | 8.5308 | 7.7742 | 7.4035 | 7.0062 | 6.9572 | 7.0357 | 6.718 | 7.0555 | 7.1087 | 7.3822 | 7.0923 | 6.5802 | 6.7261 | 6.9545 | 6.7516 | 7.7255 | 9.0944 | 6.5311 | 8.5193 | 10.7035 | 11.8722 | 12.3718 | 10.5895 | 11.9773 | 9.9018 | 8.8769 | 8.8137 | 7.86 | 8.79 | 9.72 | 9.6 | 9.6 | 9.65 | 9.72 | 9.8 | 9.99 | 10.08 | 10.18 | 10.28 | 10.37 | 10.6 | 10.73 | 10.86 | 11 | 11.14 | 11.39 | 11.54 | 11.69 | 11.85 | 12.02 | 12.18 | 1.197%
Montana | Com Electricity | 22.1057 | 23.4445 | 24.0058 | 22.4532 | 21.8285 | 21.2959 | 21.9751 | 22.2622 | 21.6499 | 21.4531 | 22.3832 | 22.8495 | 23.5962 | 23.4579 | 24.9434 | 20.1074 | 22.6336 | 23.3686 | 24.6961 | 25.9702 | 25.1174 | 24.3748 | 25.7949 | 26.6116 | 25.6816 | 26.0382 | 27.1943 | 26.75 | 27.0977 | 27.45 | 27.8069 | 28.1684 | 28.5345 | 28.9055 | 29.2813 | 29.6619 | 30.0475 | 30.4381 | 30.8338 | 31.2347 | 31.6407 | 32.0521 | 32.4687 | 32.8908 | 33.3184 | 33.7515 | 34.1903 | 34.6348 | 35.085 | 35.5412 | 36.0032 | 1.3%
Montana | Com Natural Gas | 9.0264 | 7.809 | 7.2838 | 7.0062 | 6.941 | 7.1144 | 6.4732 | 6.5451 | 6.7408 | 6.9343 | 6.7802 | 6.2875 | 6.4241 | 6.7915 | 6.7114 | 7.555 | 9.2097 | 6.6192 | 8.5193 | 10.6557 | 11.8953 | 12.2153 | 10.4266 | 11.8392 | 9.807 | 8.7729 | 8.6712 | 7.79 | 8.72 | 9.65 | 9.53 | 9.53 | 9.58 | 9.65 | 9.73 | 9.92 | 10.01 | 10.11 | 10.21 | 10.3 | 10.53 | 10.66 | 10.79 | 10.93 | 11.07 | 11.32 | 11.47 | 11.62 | 11.78 | 11.95 | 12.11 | 1.205%
Montana | Ind Electricity | 13.0086 | 13.108 | 14.3966 | 15.5638 | 14.8388 | 13.2214 | 13.0841 | 12.7298 | 13.3932 | 13.9554 | 14.2838 | 13.4671 | 14.715 | 12.9854 | 12.3109 | 15.2543 | 24.7215 | 13.6663 | 14.5518 | 14.5261 | 16.3488 | 16.7528 | 16.411 | 18.3964 | 16.8331 | 16.7143 | 15.7344 | 14.96 | 15.1545 | 15.3515 | 15.5511 | 15.7532 | 15.958 | 16.1655 | 16.3756 | 16.5885 | 16.8041 | 17.0226 | 17.2439 | 17.4681 | 17.6952 | 17.9252 | 18.1582 | 18.3943 | 18.6334 | 18.8756 | 19.121 | 19.3696 | 19.6214 | 19.8765 | 20.1349 | 1.3%
Montana | Ind Natural Gas | 8.3361 | 6.8329 | 5.745 | 5.0211 | 4.7517 | 5.0052 | 4.7898 | 6.1548 | 3.9885 | 6.9343 | 6.7093 | 6.6081 | 6.3829 | 6.1939 | 4.5011 | 9.5225 | 6.4814 | 3.3851 | 5.3061 | 7.3825 | 9.1147 | 12.7853 | 10.4157 | 11.5522 | 9.4384 | 8.2844 | 8.142 | 7.36 | 8.29 | 9.22 | 9.1 | 9.1 | 9.15 | 9.22 | 9.3 | 9.49 | 9.58 | 9.68 | 9.78 | 9.87 | 10.1 | 10.23 | 10.36 | 10.5 | 10.64 | 10.89 | 11.04 | 11.19 | 11.35 | 11.52 | 11.68 | 1.256%
| Oregon Historical Fuel Price ($/mmBtu) | 1985: ($/mmBtu); 1986: XFP; 1987: XFP; 1989: Washington Historical Fuel Price ($/mmBtu); 1990: XFP; 1991: XFP; 1992: XFP; 1994: Idaho Historical Fuel Price ($/mmBtu); 1995: XFP; 1996: XFP; 1997: XFP; 1999: Montana Historical Fuel Price ($/mmBtu); 2000: XFP; 2001: XFP; 2002: XFP
|  | Oregon Residential | Oregon Commercial Com Electricity | Oregon Industrial |  |  | Washington Residential | Washington Commercial Com Electricity | Washington Industrial |  |  | Idaho Residential | Idaho Commercial Com Electricity | Idaho Industrial |  |  | Montana Residential | Montana Commercial Com Electricity | Montana Industrial
| 1985 | 1985: 13.72; 1986: 14.96; 1987: 10.32; 1989: 1985; 1990: 11.14; 1991: 10.57; 1992: 6.23; 1994: 1985; 1995: 12.6; 1996: 12.1; 1997: 7.69; 1999: 1985; 2000: 13.77; 2001: 12.49; 2002: 7.35
| 1986 | 1985: 13.6305; 1986: 14.5957; 1987: 9.9274; 1989: 1986; 1990: 11.2767; 1991: 10.7842; 1992: 6.1948; 1994: 1986; 1995: 12.9411; 1996: 12.3896; 1997: 7.5834; 1999: 1986; 2000: 14.4578; 2001: 13.2464; 2002: 7.4062
| 1987 | 1985: 13.5925; 1986: 14.4909; 1987: 9.5737; 1989: 1987; 1990: 11.786; 1991: 10.5494; 1992: 6.4823; 1994: 1987; 1995: 12.9935; 1996: 11.8343; 1997: 7.3034; 1999: 1987; 2000: 15.6406; 2001: 13.5635; 2002: 8.1343
| 1988 | 1985: 13.2141; 1986: 13.3743; 1987: 9.2555; 1989: 1988; 1990: 11.7344; 1991: 10.3771; 1992: 7.2385; 1994: 1988; 1995: 13.0822; 1996: 11.3668; 1997: 7.0972; 1999: 1988; 2000: 14.9766; 2001: 12.6863; 2002: 8.7937
| 1989 | 1985: 12.8006; 1986: 12.9839; 1987: 8.8789; 1989: 1989; 1990: 11.6278; 1991: 10.5099; 1992: 7.1196; 1994: 1989; 1995: 12.9289; 1996: 11.527; 1997: 7.028; 1999: 1989; 2000: 14.45; 2001: 12.3333; 2002: 8.3841
| 1990 | 1985: 12.3259; 1986: 12.4859; 1987: 8.235; 1989: 1990; 1990: 11.4543; 1991: 10.3427; 1992: 6.2252; 1994: 1990; 1995: 12.6994; 1996: 11.1342; 1997: 6.8299; 1999: 1990; 2000: 14.2023; 2001: 12.0324; 2002: 7.4702
| 1991 | 1985: 12.2; 1986: 12.3556; 1987: 7.9806; 1989: 1991; 1990: 11.0587; 1991: 10.1854; 1992: 5.8104; 1994: 1991; 1995: 12.3816; 1996: 10.8425; 1997: 6.6491; 1999: 1991; 2000: 14.5951; 2001: 12.4162; 2002: 7.3926
| 1992 | 1985: 12.2561; 1986: 12.1374; 1987: 7.9898; 1989: 1992; 1990: 11.0856; 1991: 10.3053; 1992: 5.564; 1994: 1992; 1995: 12.2476; 1996: 10.7039; 1997: 6.7684; 1999: 1992; 2000: 14.5122; 2001: 12.5784; 2002: 7.1925
| 1993 | 1985: 12.2325; 1986: 12.0578; 1987: 8.1079; 1989: 1993; 1990: 11.2096; 1991: 10.6109; 1992: 5.8377; 1994: 1993; 1995: 12.1743; 1996: 10.8437; 1997: 6.8522; 1999: 1993; 2000: 14.0702; 2001: 12.2325; 2002: 7.5673
| 1994 | 1985: 12.7416; 1986: 11.9253; 1987: 8.3012; 1989: 1994; 1990: 11.8927; 1991: 10.9622; 1992: 6.6769; 1994: 1994; 1995: 12.1784; 1996: 10.4806; 1997: 6.7504; 1999: 1994; 2000: 14.2598; 2001: 12.1212; 2002: 7.8849
| 1995 | 1985: 12.8872; 1986: 11.9335; 1987: 8.1587; 1989: 1995; 1990: 11.661; 1991: 10.9397; 1992: 6.9485; 1994: 1995; 1995: 12.5105; 1996: 10.6031; 1997: 6.5959; 1999: 1995; 2000: 14.3058; 2001: 12.6468; 2002: 8.0705
| 1996 | 1985: 13.1465; 1986: 11.9493; 1987: 8.0738; 1989: 1996; 1990: 11.6263; 1991: 10.9174; 1992: 6.719; 1994: 1996; 1995: 12.1934; 1996: 9.9091; 1997: 6.4984; 1999: 1996; 2000: 14.3675; 2001: 12.9102; 2002: 7.6091
| 1997 | 1985: 12.6496; 1986: 11.3932; 1987: 7.4998; 1989: 1997; 1990: 11.2536; 1991: 10.6642; 1992: 6.2201; 1994: 1997; 1995: 11.7034; 1996: 9.5318; 1997: 6.445; 1999: 1997; 2000: 14.5498; 2001: 13.3321; 2002: 8.3142
| 1998 | 1985: 13.1081; 1986: 11.4351; 1987: 8.1043; 1989: 1998; 1990: 11.3123; 1991: 10.4527; 1992: 6.3469; 1994: 1998; 1995: 11.8725; 1996: 9.7927; 1997: 6.5771; 1999: 1998; 2000: 14.62; 2001: 13.254; 2002: 7.3369
| 1999 | 1985: 12.7536; 1986: 11.0733; 1987: 7.9398; 1989: 1999; 1990: 11.3155; 1991: 10.4224; 1992: 6.4714; 1994: 1999; 1995: 11.6712; 1996: 9.3476; 1997: 6.4411; 1999: 1999; 2000: 15.047; 2001: 14.0933; 2002: 6.9558
| 2000 | 1985: 12.769; 1986: 11.1163; 1987: 7.7296; 1989: 2000; 1990: 11.146; 1991: 10.1826; 1992: 7.1737; 1994: 2000; 1995: 11.7018; 1996: 9.1895; 1997: 6.7587; 1999: 2000; 2000: 14.0955; 2001: 11.3609; 2002: 8.6189
| 2001 | 1985: 13.3311; 1986: 11.681; 1987: 8.9308; 1989: 2001; 1990: 12.0862; 1991: 11.3408; 1992: 10.0815; 1994: 2001; 1995: 12.7376; 1996: 10.8342; 1997: 7.8669; 1999: 2001; 2000: 14.5831; 2001: 12.7883; 2002: 13.9679
| 2002 | 1985: 14.8246; 1986: 13.9145; 1987: 9.8404; 1989: 2002; 1990: 13.1111; 1991: 12.4427; 1992: 10.1675; 1994: 2002; 1995: 13.7297; 1996: 11.8597; 1997: 9.0441; 1999: 2002; 2000: 15.0664; 2001: 13.2035; 2002: 7.7216
| 2003 | 1985: 14.3918; 1986: 13.0006; 1987: 9.4462; 1989: 2003; 1990: 12.8615; 1991: 12.3676; 1992: 9.7105; 1994: 2003; 1995: 12.7293; 1996: 11.3382; 1997: 8.4793; 1999: 2003; 2000: 15.4074; 2001: 13.9536; 2002: 8.2219
| 2004 | 1985: 14.2078; 1986: 12.7499; 1987: 8.7541; 1989: 2004; 1990: 12.6081; 1991: 12.2099; 1992: 8.4707; 1994: 2004; 1995: 12.0749; 1996: 10.617; 1997: 7.5595; 1999: 2004; 2000: 15.5509; 2001: 14.6735; 2002: 8.2074
| 2005 | 1985: 13.8592; 1986: 12.4315; 1987: 9.2373; 1989: 2005; 1990: 12.5032; 1991: 12.086; 1992: 8.1486; 1994: 2005; 1995: 12.0143; 1996: 10.352; 1997: 7.4641; 1999: 2005; 2000: 15.4824; 2001: 14.1916; 2002: 9.2373
| 2006 | 1985: 13.8352; 1986: 12.5218; 1987: 8.9793; 1989: 2006; 1990: 12.6291; 1991: 12.2755; 1992: 8.2089; 1994: 2006; 1995: 11.4925; 1996: 9.5413; 1997: 6.6745; 1999: 2006; 2000: 15.3317; 2001: 13.772; 2002: 9.4655
| 2007 | 1985: 14.7217; 1986: 12.9482; 1987: 9.1006; 1989: 2007; 1990: 13.0587; 1991: 11.7823; 1992: 8.2169; 1994: 2007; 1995: 11.4386; 1996: 9.2478; 1997: 6.965; 1999: 2007; 2000: 15.7772; 2001: 14.5744; 2002: 9.2724
| 2008 | 1985: 14.9458; 1986: 12.8321; 1987: 9.1692; 1989: 2008; 1990: 13.2764; 1991: 11.8954; 1992: 8.0043; 1994: 2008; 1995: 12.3037; 1996: 10.0699; 1997: 7.8902; 1999: 2008; 2000: 16.0626; 2001: 15.0358; 2002: 10.3942
| 2009 | 1985: 15.1353; 1986: 13.0582; 1987: 9.5109; 1989: 2009; 1990: 13.3914; 1991: 12.1475; 1992: 7.7254; 1994: 2009; 1995: 13.6057; 1996: 11.3143; 1997: 9.0229; 1999: 2009; 2000: 15.5757; 2001: 14.5104; 2002: 9.5109
| 2010 | 1985: 15.2757; 1986: 13.0615; 1987: 9.3087; 1989: 2010; 1990: 13.8368; 1991: 12.6857; 1992: 7.0124; 1994: 2010; 1995: 13.7428; 1996: 11.4289; 1997: 8.8565; 1999: 2010; 2000: 15.769; 2001: 14.7119; 2002: 9.4438
| 2011 | 1985: 16.0724; 1986: 13.7377; 1987: 9.2121; 1989: 2011; 1990: 13.9505; 1991: 12.6279; 1992: 6.889; 1994: 2011; 1995: 13.2719; 1996: 10.8108; 1997: 8.5969; 1999: 2011; 2000: 16.4346; 2001: 15.3651; 2002: 8.8901
| 2012 | 1985: 16.2384; 1986: 13.7637; 1987: 9.2492; 1989: 2012; 1990: 14.1196; 1991: 12.7127; 1992: 6.8479; 1994: 2012; 1995: 14.3513; 1996: 11.368; 1997: 9.0684; 1999: 2012; 2000: 16.6961; 2001: 15.114; 2002: 8.4526
| 2013 | 1985: 16.4495; 1986: 13.9426; 1987: 9.3695; 1989: 2013; 1990: 14.3032; 1991: 12.878; 1992: 6.937; 1994: 2013; 1995: 14.5378; 1996: 11.5158; 1997: 9.1863; 1999: 2013; 2000: 16.9131; 2001: 15.3105; 2002: 8.5625
| 2014 | 1985: 16.6634; 1986: 14.1239; 1987: 9.4913; 1989: 2014; 1990: 14.4891; 1991: 13.0454; 1992: 7.0271; 1994: 2014; 1995: 14.7268; 1996: 11.6655; 1997: 9.3057; 1999: 2014; 2000: 17.133; 2001: 15.5096; 2002: 8.6738
| 2015 | 1985: 16.83; 1986: 14.2651; 1987: 9.5862; 1989: 2015; 1990: 14.634; 1991: 13.1759; 1992: 7.0974; 1994: 2015; 1995: 14.8741; 1996: 11.7822; 1997: 9.3988; 1999: 2015; 2000: 17.3043; 2001: 15.6647; 2002: 8.7605
| 2016 | 1985: 16.9983; 1986: 14.4077; 1987: 9.6821; 1989: 2016; 1990: 14.7804; 1991: 13.3076; 1992: 7.1684; 1994: 2016; 1995: 15.0228; 1996: 11.9; 1997: 9.4928; 1999: 2016; 2000: 17.4774; 2001: 15.8213; 2002: 8.8481
| 2017 | 1985: 17.1683; 1986: 14.5518; 1987: 9.7789; 1989: 2017; 1990: 14.9282; 1991: 13.4407; 1992: 7.2401; 1994: 2017; 1995: 15.1731; 1996: 12.019; 1997: 9.5877; 1999: 2017; 2000: 17.6521; 2001: 15.9795; 2002: 8.9366
| 2018 | 1985: 17.34; 1986: 14.6973; 1987: 9.8767; 1989: 2018; 1990: 15.0774; 1991: 13.5751; 1992: 7.3125; 1994: 2018; 1995: 15.3248; 1996: 12.1392; 1997: 9.6836; 1999: 2018; 2000: 17.8287; 2001: 16.1393; 2002: 9.026
| 2019 | 1985: 17.5134; 1986: 14.8443; 1987: 9.9754; 1989: 2019; 1990: 15.2282; 1991: 13.7109; 1992: 7.3856; 1994: 2019; 1995: 15.4781; 1996: 12.2606; 1997: 9.7804; 1999: 2019; 2000: 18.007; 2001: 16.3007; 2002: 9.1162
| 2020 | 1985: 17.6885; 1986: 14.9928; 1987: 10.0752; 1989: 2020; 1990: 15.3805; 1991: 13.848; 1992: 7.4595; 1994: 2020; 1995: 15.6328; 1996: 12.3832; 1997: 9.8782; 1999: 2020; 2000: 18.187; 2001: 16.4637; 2002: 9.2074
| 2021 | 1985: 17.8654; 1986: 15.1427; 1987: 10.1759; 1989: 2021; 1990: 15.5343; 1991: 13.9865; 1992: 7.534; 1994: 2021; 1995: 15.7892; 1996: 12.507; 1997: 9.977; 1999: 2021; 2000: 18.3689; 2001: 16.6284; 2002: 9.2994
| 2022 | 1985: 18.044; 1986: 15.2941; 1987: 10.2777; 1989: 2022; 1990: 15.6896; 1991: 14.1263; 1992: 7.6094; 1994: 2022; 1995: 15.9471; 1996: 12.6321; 1997: 10.0768; 1999: 2022; 2000: 18.5526; 2001: 16.7946; 2002: 9.3924
| 2023 | 1985: 18.2245; 1986: 15.447; 1987: 10.3805; 1989: 2023; 1990: 15.8465; 1991: 14.2676; 1992: 7.6855; 1994: 2023; 1995: 16.1065; 1996: 12.7584; 1997: 10.1775; 1999: 2023; 2000: 18.7381; 2001: 16.9626; 2002: 9.4864
| 2024 | 1985: 18.4067; 1986: 15.6015; 1987: 10.4843; 1989: 2024; 1990: 16.005; 1991: 14.4103; 1992: 7.7623; 1994: 2024; 1995: 16.2676; 1996: 12.886; 1997: 10.2793; 1999: 2024; 2000: 18.9255; 2001: 17.1322; 2002: 9.5812
| 2025 | 1985: 18.5908; 1986: 15.7575; 1987: 10.5891; 1989: 2025; 1990: 16.1651; 1991: 14.5544; 1992: 7.84; 1994: 2025; 1995: 16.4303; 1996: 13.0148; 1997: 10.3821; 1999: 2025; 2000: 19.1147; 2001: 17.3035; 2002: 9.677
| 2026 | 1985: 18.7767; 1986: 15.9151; 1987: 10.695; 1989: 2026; 1990: 16.3267; 1991: 14.6999; 1992: 7.9184; 1994: 2026; 1995: 16.5946; 1996: 13.145; 1997: 10.4859; 1999: 2026; 2000: 19.3059; 2001: 17.4766; 2002: 9.7738
| 2027 | 1985: 18.9645; 1986: 16.0743; 1987: 10.802; 1989: 2027; 1990: 16.49; 1991: 14.8469; 1992: 7.9975; 1994: 2027; 1995: 16.7605; 1996: 13.2764; 1997: 10.5908; 1999: 2027; 2000: 19.4989; 2001: 17.6513; 2002: 9.8716
| 2028 | 1985: 19.1541; 1986: 16.235; 1987: 10.91; 1989: 2028; 1990: 16.6549; 1991: 14.9954; 1992: 8.0775; 1994: 2028; 1995: 16.9281; 1996: 13.4092; 1997: 10.6967; 1999: 2028; 2000: 19.6939; 2001: 17.8278; 2002: 9.9703
| 2029 | 1985: 19.3456; 1986: 16.3974; 1987: 11.0191; 1989: 2029; 1990: 16.8214; 1991: 15.1453; 1992: 8.1583; 1994: 2029; 1995: 17.0974; 1996: 13.5433; 1997: 10.8037; 1999: 2029; 2000: 19.8909; 2001: 18.0061; 2002: 10.07
| 2030 | 1985: 19.5391; 1986: 16.5613; 1987: 11.1293; 1989: 2030; 1990: 16.9896; 1991: 15.2968; 1992: 8.2399; 1994: 2030; 1995: 17.2684; 1996: 13.6787; 1997: 10.9117; 1999: 2030; 2000: 20.0898; 2001: 18.1862; 2002: 10.1707
| 2031 | 1985: 19.7345; 1986: 16.7269; 1987: 11.2406; 1989: 2031; 1990: 17.1595; 1991: 15.4498; 1992: 8.3223; 1994: 2031; 1995: 17.4411; 1996: 13.8155; 1997: 11.0208; 1999: 2031; 2000: 20.2907; 2001: 18.368; 2002: 10.2724
| 2032 | 1985: 19.9318; 1986: 16.8942; 1987: 11.353; 1989: 2032; 1990: 17.3311; 1991: 15.6043; 1992: 8.4055; 1994: 2032; 1995: 17.6155; 1996: 13.9537; 1997: 11.131; 1999: 2032; 2000: 20.4936; 2001: 18.5517; 2002: 10.3751
| 2033 | 1985: 20.1312; 1986: 17.0631; 1987: 11.4665; 1989: 2033; 1990: 17.5044; 1991: 15.7603; 1992: 8.4896; 1994: 2033; 1995: 17.7916; 1996: 14.0932; 1997: 11.2423; 1999: 2033; 2000: 20.6985; 2001: 18.7372; 2002: 10.4788
| 2034 | 1985: 20.3325; 1986: 17.2338; 1987: 11.5812; 1989: 2034; 1990: 17.6795; 1991: 15.9179; 1992: 8.5744; 1994: 2034; 1995: 17.9695; 1996: 14.2341; 1997: 11.3548; 1999: 2034; 2000: 20.9055; 2001: 18.9246; 2002: 10.5836
| 2035 | 1985: 20.5358; 1986: 17.4061; 1987: 11.697; 1989: 2035; 1990: 17.8563; 1991: 16.0771; 1992: 8.6602; 1994: 2035; 1995: 18.1492; 1996: 14.3765; 1997: 11.4683; 1999: 2035; 2000: 21.1146; 2001: 19.1139; 2002: 10.6895

## Loads outside NW
In this tab the annual energy and peak load for regions outside Northwest is presented.
These loads are used in development of wholesale electricity price forecasts. These load forecasts are at the busbar (genertor site) and net of conservation
go back
ENERGY (MWa)
|  | CANo | CASo | BC | WY | CO | NM | AZ | UT | NV North | Alberta | Baja | NV South
| 2006 | 12468.116 | 17952.6826 | 7032.2119 | 1604.27 | 5424.7296 | 2207.9992 | 9379.096 | 3467.816 | 1349.5475 | 7919.0639 | 1223.1528 | 2859.2672
| 2007 | 13334.9798 | 18329.4001 | 7106.3145 | 1692.6076 | 6369.1729 | 2822.331 | 9886.9109 | 3669.4047 | 1366.4984 | 7952.0548 | 1243.876 | 2955.9088
| 2008 | 13451.0979 | 18468.9866 | 7010.2898 | 1769.1034 | 6524.6222 | 2654.9915 | 9591.9401 | 3736.71 | 1347.4307 | 7984.8174 | 1258.9089 | 2896.8234
| 2009 | 14250.1447 | 18476.0147 | 6788.8579 | 1727.4608 | 6361.1362 | 2660.5737 | 9291.5013 | 3599.4854 | 1309.299 | 7980.9361 | 1224.8507 | 2831.6755
| 2010 | 13970.9756 | 17973.9899 | 6672.4983 | 1165.6003 | 4779.1826 | 2757.7308 | 9294.8424 | 4132.583 | 1294.916 | 8187.5364 | 1214 | 2797.0042
| 2011 | 14461.7035 | 15779.6051 | 6872.3516 | 1201.9749 | 4799.5959 | 2693.958 | 8769.3744 | 4261.5474 | 1304.2747 | 8402.7142 | 1304.3909 | 2789.1476
| 2012 | 14447.2603 | 18482.9909 | 6887.4822 | 1239.0172 | 4698.4284 | 2698.7589 | 8447.0457 | 4392.879 | 1350.738 | 8603.6401 | 1368.3524 | 2879.6629
| 2013 | 14403.3871 | 18218.4013 | 7045.2744 | 1961.3712 | 6879.2753 | 2838.4216 | 9873.4317 | 4432.1953 | 1358.2501 | 8922.8174 | 1370.5603 | 2888.1675
| 2014 | 14503.2636 | 18333.1918 | 7109.1082 | 2008.2448 | 6897.8492 | 2858.434 | 10056.4325 | 4471.8634 | 1390.6937 | 9228.5976 | 1398.4519 | 2922.8645
| 2015 | 14558.7653 | 18403.6635 | 7173.5204 | 2056.2386 | 6916.4733 | 2878.5875 | 10242.8252 | 4511.8866 | 1423.9124 | 9544.8567 | 1426.911 | 2957.9784
| 2016 | 14581.8823 | 18414.9644 | 7238.5162 | 2105.3794 | 6935.1476 | 2898.8831 | 10432.6726 | 4552.268 | 1457.9245 | 9871.9538 | 1455.9494 | 2993.5141
| 2017 | 14638.0198 | 18462.9771 | 7304.1009 | 2155.6945 | 6953.8724 | 2919.3218 | 10626.0387 | 4593.0108 | 1492.7491 | 10210.2604 | 1485.5786 | 3029.4768
| 2018 | 14698.4567 | 18521.8713 | 7370.2798 | 2207.2121 | 6972.6478 | 2939.9046 | 10822.9888 | 4634.1182 | 1528.4055 | 10560.1606 | 1515.8109 | 3065.8714
| 2019 | 14796.4904 | 18639.5023 | 7437.0583 | 2259.961 | 6991.4738 | 2960.6325 | 11023.5894 | 4675.5936 | 1564.9136 | 10922.0517 | 1546.6584 | 3102.7033
| 2020 | 14901.7439 | 18785.0195 | 7504.4419 | 2313.9704 | 7010.3507 | 2981.5066 | 11227.908 | 4717.4402 | 1602.2937 | 11296.3445 | 1578.1336 | 3139.9777
| 2021 | 14996.6511 | 18909.5051 | 7572.436 | 2369.2705 | 7029.2785 | 3002.5279 | 11436.0135 | 4759.6612 | 1640.5668 | 11683.4642 | 1610.2494 | 3177.6999
| 2022 | 15096.7049 | 19031.5759 | 7641.0461 | 2425.8923 | 7048.2575 | 3023.6973 | 11647.9763 | 4802.2602 | 1679.754 | 12083.8503 | 1643.0187 | 3215.8752
| 2023 | 15165.8621 | 19124.8454 | 7710.2779 | 2483.8672 | 7067.2876 | 3045.016 | 11863.8677 | 4845.2404 | 1719.8772 | 12497.9574 | 1676.4549 | 3254.5092
| 2024 | 15222.1954 | 19202.4498 | 7780.137 | 2543.2276 | 7086.3692 | 3066.485 | 12083.7606 | 4888.6053 | 1760.9589 | 12926.2557 | 1710.5716 | 3293.6073
| 2025 | 15384.2134 | 19427.7372 | 7871.0855 | 2565.0585 | 7168.4516 | 3124.3504 | 12331.1013 | 4932.3584 | 1784.4968 | 13124.1992 | 1750.1048 | 3365.0631
| 2026 | 15503.3856 | 19535.2186 | 7936.3981 | 2584.2414 | 7227.5513 | 3174.6892 | 12555.0182 | 4976.503 | 1802.6491 | 13352.1652 | 1785.6235 | 3429.1893
| 2027 | 15624.6246 | 19708.6278 | 7998.7531 | 2602.0016 | 7283.5545 | 3223.9092 | 12779.4505 | 5021.0427 | 1819.0734 | 13568.9441 | 1820.3389 | 3493.2274
| 2028 | 15705.001 | 19891.2387 | 8037.7403 | 2617.4875 | 7318.1597 | 3263.5523 | 12975.0178 | 5065.981 | 1830.3354 | 13802.1612 | 1849.9825 | 3551.2786
| 2029 | 15897.1684 | 20024.1805 | 8138.9457 | 2639.2655 | 7397.8098 | 3325.1985 | 13253.0736 | 5111.3215 | 1855.1984 | 14032.0679 | 1890.6768 | 3630.7005
| 2030 | 16021.307 | 20299.0236 | 8217.9194 | 2659.7135 | 7456.3755 | 3379.063 | 13509.7593 | 5157.0679 | 1876.416 | 14277.157 | 1927.3534 | 3705.2865
| 2031 | 16200.0178 | 20472.2455 | 8284.8421 | 2678.162 | 7512.2606 | 3432.2718 | 13775.3098 | 5203.2236 | 1895.6295 | 14523.1594 | 1963.1158 | 3779.3608
| 2032 | 16292.0143 | 20746.4425 | 8324.9691 | 2693.8272 | 7545.5286 | 3476.3165 | 14010.3073 | 5249.7925 | 1909.8342 | 14766.1938 | 1994.0357 | 3847.388
| 2033 | 16457.639 | 20893.2134 | 8414.7623 | 2726.7916 | 7626.6785 | 3539.7987 | 14318.2694 | 5296.7781 | 1934.992 | 14991.7626 | 2035.0884 | 3935.0015
| 2034 | 16612.4407 | 21127.968 | 8492.2628 | 2749.1942 | 7689.9259 | 3597.7929 | 14603.1667 | 5344.1843 | 1956.6308 | 15241.7143 | 2074.2753 | 4016.5847
| 2035 | 16759.3117 | 21355.922 | 8564.7459 | 2771.7234 | 7749.7189 | 3654.9369 | 14889.2606 | 5392.0147 | 1977.5733 | 15495.88 | 2113.0814 | 4098.5499
PEAK MW
| DEMAND YEAR | CANo | CASo | BC | WY | CO | NM | AZ | UT | NV North | Alberta | Baja | NV South
| 2006 | 24854.8927 | 34861.0417 | 11039 | 2029.2889 | 8568.9886 | 2416.7071 | 18801.2144 | 5475.8258 | 2019.3928 | 9661 | 2050 | 6022.8484
| 2007 | 25449.0058 | 35527.0052 | 10458 | 2151.0705 | 10439.5157 | 3217.1527 | 18797.1414 | 5840.0357 | 2084.8617 | 9710 | 2153 | 6337.1898
| 2008 | 25954.5915 | 33545.0729 | 10885 | 2166.5426 | 10355.0477 | 3008.5397 | 17941.4295 | 5808.882 | 1987.3013 | 9806 | 2045 | 5945.9909
| 2009 | 24895.5479 | 34188.5842 | 10757 | 2047.2051 | 9486.0538 | 3077.4279 | 18040.7629 | 5548.4935 | 1912.8054 | 10236 | 2076.907 | 6012.0752
| 2010 | 26270.6559 | 35736.8737 | 10716 | 1721.94 | 7608 | 4501.847 | 17818.683 | 6105.06 | 1925 | 10196 | 2174.055 | 6034
| 2011 | 20111.46 | 33407.54 | 10412 | 1735.58 | 7826 | 4332 | 16871.1 | 6153.42 | 1870 | 10226 | 2236.698 | 5929
| 2012 | 26573.8651 | 34647.8892 | 10918 | 1842.94 | 7934 | 4323 | 17155.5 | 6534.06 | 2030 | 10609 | 2128.3976 | 6207
| 2013 | 26573.8651 | 34647.8892 | 10685.4024 | 2305.7342 | 10764.324 | 3312.0662 | 18936.3747 | 6595.4802 | 2022.0558 | 10957.2807 | 2199.1604 | 6156.8756
| 2014 | 27076.1206 | 35279.3879 | 10822.6566 | 2332.1984 | 10839.0849 | 3461.0567 | 19331.3171 | 6657.4777 | 2052.631 | 11327.6724 | 2272.2759 | 6206.9794
| 2015 | 27407.909 | 35652.5717 | 10961.6738 | 2358.9664 | 10914.365 | 3616.7494 | 19734.4965 | 6720.058 | 2083.6685 | 11710.5846 | 2347.8222 | 6257.491
| 2016 | 27477.8126 | 35759.6053 | 11102.4768 | 2386.0416 | 10990.1679 | 3779.4459 | 20146.0848 | 6783.2265 | 2115.1754 | 12106.4405 | 2425.8802 | 6308.4136
| 2017 | 27577.034 | 35920.1851 | 11245.0883 | 2413.4275 | 11066.4973 | 3949.461 | 20566.2573 | 6846.9888 | 2147.1586 | 12515.6776 | 2506.5334 | 6359.7507
| 2018 | 27737.8698 | 36094.0707 | 11389.5317 | 2441.1278 | 11143.3568 | 4127.1242 | 20995.193 | 6911.3505 | 2179.6255 | 12938.7482 | 2589.8681 | 6411.5055
| 2019 | 27912.6807 | 36318.477 | 11535.8305 | 2469.146 | 11220.7502 | 4312.7794 | 21433.0747 | 6976.3172 | 2212.5833 | 13376.12 | 2675.9735 | 6463.6815
| 2020 | 28093.3594 | 36586.0678 | 11684.0085 | 2497.4858 | 11298.681 | 4506.7862 | 21880.089 | 7041.8946 | 2246.0395 | 13828.2764 | 2764.9415 | 6516.2821
| 2021 | 28227.2062 | 36782.4298 | 11834.0898 | 2526.1508 | 11377.1531 | 4709.5202 | 22336.4263 | 7108.0884 | 2280.0015 | 14295.7171 | 2856.8675 | 6569.3107
| 2022 | 28351.0729 | 36942.6275 | 11986.099 | 2555.1449 | 11456.1702 | 4921.3739 | 22802.2812 | 7174.9045 | 2314.4771 | 14778.9589 | 2951.8498 | 6622.7709
| 2023 | 28408.6368 | 37034.3089 | 12140.0607 | 2584.4717 | 11535.7361 | 5142.7578 | 23277.8521 | 7242.3486 | 2349.4739 | 15278.5358 | 3049.9899 | 6676.6662
| 2024 | 28439.5512 | 37087.8187 | 12296 | 2614.1352 | 11615.8546 | 5374.1004 | 23763.3416 | 7310.4266 | 2385 | 15795 | 3151.3929 | 6731
| 2025 | 28577.3534 | 37360.2301 | 12418.6439 | 2634.4956 | 11705.2736 | 5462.1784 | 24211.7537 | 7379.1446 | 2413.7509 | 16117 | 3218.0729 | 6866.8122
| 2026 | 28731.2804 | 37653.3567 | 12542.0169 | 2654.5932 | 11791.531 | 5552.447 | 24675.2689 | 7448.5086 | 2442.2117 | 16413 | 3285.4327 | 7003.4421
| 2027 | 28912.1386 | 37984.4717 | 12662.1895 | 2673.3152 | 11873.0675 | 5641.188 | 25144.0586 | 7518.5246 | 2469.1099 | 16682 | 3351.9105 | 7143.2702
| 2028 | 29108.9935 | 38337.0871 | 12788.2739 | 2692.2833 | 11956.3426 | 5729.2869 | 25622.0832 | 7589.1987 | 2496.4602 | 16949 | 3418.0736 | 7288.9529
| 2029 | 29355.271 | 38743.152 | 12925.8518 | 2712.3997 | 12041.0242 | 5823.2803 | 26130.0546 | 7660.5372 | 2527.0833 | 17291 | 3486.0394 | 7442.3216
| 2030 | 29550.4968 | 39078.4049 | 13069.3947 | 2733.6086 | 12127.3781 | 5919.284 | 26659.5049 | 7732.5462 | 2559.4942 | 17619 | 3554.8816 | 7601.4201
| 2031 | 29860.2304 | 39579.3895 | 13196.2343 | 2752.8734 | 12207.6641 | 6013.7102 | 27209.3791 | 7805.2322 | 2589.969 | 17942 | 3622.5639 | 7761.2126
| 2032 | 30076.1776 | 39952.3204 | 13324.0672 | 2771.9803 | 12288.4456 | 6109.4762 | 27766.6044 | 7878.6013 | 2621.1898 | 18194 | 3690.7753 | 7927.0736
| 2033 | 30314.5499 | 40357.9587 | 13460.5379 | 2795.1836 | 12373.249 | 6207.6991 | 28323.0651 | 7952.6602 | 2652.7119 | 18559 | 3762.5532 | 8093.8668
| 2034 | 30561.5877 | 40774.7407 | 13599.1735 | 2819.4016 | 12458.3588 | 6308.0725 | 28896.5114 | 8027.4152 | 2685.1168 | 18898.9062 | 3835.508 | 8265.2165
| 2035 | 30808.7356 | 41193.6675 | 13737.9895 | 2844.6032 | 12543.5457 | 6409.7704 | 29484.0021 | 8102.8729 | 2717.8902 | 19238.0027 | 3909.4981 | 8440.4071
Location of source file:
Q:\MJ\Demand Forecasting Model\Forecast for areas outside northwest\Translation of 2020 output to AURORA input for 2014 Electricity Price forecast.xlsx

## NGas and Electricity prices
It should be emphasised that the natural gas prices shown here are bench mark prices. in calculating the regional burner-tip prices we use the relationship between the burner-tip prices and these bench mark prices.
|  |  | $/mmBtu | [9 empty] | $/MWh | [8 empty] | $/MWh |  |  |  | $/MWh
|  |  | 2012 Real Dollars | [9 empty] | 2012 Real Dollars |  | ALL HOURS |  | ALL HOURS |  | ALL HOURS |  |  | 2012 Real Dollars | ALL HOURS | ALL HOURS | ALL HOURS | 2012 Real Dollars | ALL HOURS | ALL HOURS | ALL HOURS
|  |  |  | MEDIUM | MEDIUM | MEDIUM | LOW | LOW | LOW | HIGH | HIGH | HIGH |  |  | MEDIUM |  | Low |  | High |  |  |  | MEDIUM | Low | High |  | MEDIUM | Low | High
|  |  | YEAR | Henry Hub | Sumas | AECO | Henry Hub | Sumas | AECO | Henry Hub | Sumas | AECO | YEAR |  | PNW_E (Mid C) |  | PNW_E (Mid C) |  | PNW_E (Mid C) |  |  | YEAR | PNW_E (Mid C) | PNW_E (Mid C) | PNW_E (Mid C) | YEAR | PNW_E (Mid C) | PNW_E (Mid C) | PNW_E (Mid C)
|  |  | 2015 | 2.6253 | 2.2207 | 2.4749 | 2.6253 | 2.2207 | 2.4749 | 2.6253 | 2.2207 | 2.4749 | 2015 |  | 22.4331 |  | 22.4331 |  | 22.4331 |  |  | 2015 | 31.1615 | 29.4156 | 32.9255 | 2015 | 31.6321 | 28.4003 | 33.8994
|  |  | 2016 | 2.9634 | 2.6671 | 2.4808 | 2.5544 | 2.299 | 2.0634 | 3.3723 | 3.0351 | 2.8982 | 2016 |  | 24.2934 |  | 18.6335 |  | 26.7808 |  |  | 2016 | 31.2 | 28.9954 | 33.444 | 2016 | 31.6159 | 27.8747 | 34.814
|  |  | 2017 | 3.2268 | 2.9041 | 2.6997 | 2.7664 | 2.4898 | 2.1098 | 3.7303 | 3.3573 | 3.2136 | 2017 |  | 25.8082 |  | 19.1277 |  | 28.8155 |  |  | 2017 | 31.4183 | 28.6547 | 34.1987 | 2017 | 31.9962 | 27.4803 | 35.755
|  |  | 2018 | 3.4902 | 3.1412 | 2.9186 | 2.6264 | 2.3638 | 2.0369 | 4.3357 | 3.9022 | 3.7815 | 2018 |  | 27.323 |  | 18.351 |  | 32.4797 |  |  | 2018 | 31.6652 | 28.4658 | 35.3558 | 2018 | 32.4463 | 27.0896 | 36.723
|  |  | 2019 | 3.7537 | 3.3783 | 3.1374 | 2.6362 | 2.3726 | 1.9969 | 4.8201 | 4.3381 | 4.2259 | 2019 |  | 28.8378 |  | 17.9249 |  | 35.3465 |  |  | 2019 | 32.195 | 28.6169 | 36.71 | 2019 | 33.055 | 26.7027 | 38.0507
|  |  | 2020 | 4.0171 | 3.6154 | 3.3563 | 2.6578 | 2.392 | 1.9989 | 5.2164 | 4.6947 | 4.5803 | 2020 |  | 30.3526 |  | 17.9467 |  | 37.6335 |  |  | 2020 | 32.7418 | 28.7077 | 37.6735 | 2020 | 34.352 | 27.3723 | 39.4294
|  |  | 2021 | 4.1511 | 3.736 | 3.443 | 2.688 | 2.4192 | 1.9897 | 5.4128 | 4.8716 | 4.7309 | 2021 |  | 30.9532 |  | 17.8489 |  | 38.6047 |  |  | 2021 | 34.5799 | 30.0366 | 40.237 | 2021 | 34.9973 | 26.9826 | 40.8612
|  |  | 2022 | 4.2851 | 3.8566 | 3.5298 | 2.892 | 2.6028 | 2.108 | 5.7391 | 5.1652 | 5.0139 | 2022 |  | 31.5538 |  | 19.1084 |  | 40.4306 |  |  | 2022 | 35.2243 | 30.2276 | 41.3862 | 2022 | 35.655 | 26.5968 | 42.3481
|  |  | 2023 | 4.4191 | 3.9772 | 3.6166 | 2.8738 | 2.5864 | 2.0393 | 6.1741 | 5.5567 | 5.4078 | 2023 |  | 32.1544 |  | 18.3772 |  | 42.9721 |  |  | 2023 | 36.258 | 30.7521 | 42.9876 | 2023 | 36.3253 | 26.2146 | 43.8922
|  |  | 2024 | 4.5531 | 4.0978 | 3.7034 | 2.8856 | 2.5971 | 2.0015 | 6.5031 | 5.8528 | 5.6937 | 2024 |  | 32.755 |  | 17.9737 |  | 44.8165 |  |  | 2024 | 37.0611 | 31.0897 | 44.273 | 2024 | 37.0084 | 25.836 | 45.4958
|  |  | 2025 | 4.6871 | 4.2184 | 3.8401 | 2.8975 | 2.6077 | 2.0136 | 6.742 | 6.0678 | 5.9375 | 2025 |  | 33.7016 |  | 18.1028 |  | 46.3893 |  |  | 2025 | 37.8255 | 31.2796 | 45.5438 | 2025 | 38.5521 | 26.1403 | 47.1612
|  |  | 2026 | 4.8247 | 4.3422 | 3.9806 | 2.9516 | 2.6564 | 2.0688 | 7.1117 | 6.4005 | 6.3148 | 2026 |  | 34.6735 |  | 18.6911 |  | 48.8239 |  |  | 2026 | 39.0379 | 31.9292 | 47.4532 | 2026 | 39.4595 | 25.3844 | 48.8907
|  |  | 2027 | 4.9623 | 4.466 | 4.121 | 3.0362 | 2.7326 | 2.1551 | 7.2212 | 6.4991 | 6.4266 | 2027 |  | 35.6455 |  | 19.6111 |  | 49.545 |  |  | 2027 | 39.8595 | 32.2474 | 48.9169 | 2027 | 40.3887 | 24.6431 | 50.687
|  |  | 2028 | 5.0998 | 4.5899 | 4.2614 | 3.0876 | 2.7788 | 2.2076 | 7.524 | 6.7716 | 6.7356 | 2028 |  | 36.6174 |  | 20.17 |  | 51.5389 |  |  | 2028 | 40.1852 | 32.1164 | 49.6795 | 2028 | 41.3403 | 23.9158 | 52.5524
|  |  | 2029 | 5.2374 | 4.7137 | 4.4018 | 3.1372 | 2.8235 | 2.2582 | 7.839 | 7.0551 | 7.0571 | 2029 |  | 37.5893 |  | 20.7094 |  | 53.6132 |  |  | 2029 | 40.9811 | 32.4389 | 51.2326 | 2029 | 42.3147 | 23.2025 | 54.4899
|  |  | 2030 | 5.375 | 4.8375 | 4.5422 | 3.185 | 2.8665 | 2.307 | 8.16 | 7.344 | 7.3848 | 2030 |  | 38.5613 |  | 21.2292 |  | 55.727 |  |  | 2030 | 41.8191 | 32.6547 | 52.8277 | 2030 | 43.9824 | 23.5605 | 56.5021
|  |  | 2031 | 5.5515 | 4.9964 | 4.7224 | 3.231 | 2.9079 | 2.354 | 8.5063 | 7.6557 | 7.7382 | 2031 |  | 39.8081 |  | 21.7294 |  | 58.0075 |  |  | 2031 | 42.0988 | 32.5 | 53.541 | 2031 | 45.0204 | 22.854 | 58.592
|  |  | 2032 | 5.728 | 5.1552 | 4.9025 | 3.312 | 2.9808 | 2.4366 | 8.8872 | 7.9985 | 8.127 | 2032 |  | 41.055 |  | 22.6103 |  | 60.5156 |  |  | 2032 | 42.907 | 32.6708 | 55.0047 | 2032 | 46.0834 | 22.1609 | 60.7625
|  |  | 2033 | 5.9045 | 5.3141 | 5.0827 | 3.393 | 3.0537 | 2.5193 | 9.2754 | 8.3479 | 8.5233 | 2033 |  | 42.3019 |  | 23.4911 |  | 63.0722 |  |  | 2033 | 43.8393 | 32.989 | 56.8977 | 2033 | 47.172 | 21.4811 | 63.0169
|  |  | 2034 | 6.081 | 5.4729 | 5.2628 | 3.474 | 3.1266 | 2.602 | 9.6039 | 8.6435 | 8.8585 | 2034 |  | 43.5487 |  | 24.3719 |  | 65.235 |  |  | 2034 | 44.4981 | 33.0762 | 58.2485 | 2034 | 48.2868 | 20.8143 | 65.3583
|  |  | 2035 | 6.2575 | 5.6318 | 5.443 | 3.555 | 3.1995 | 2.6847 | 10.005 | 9.0045 | 9.2679 | 2035 |  | 44.7956 |  | 25.2528 |  | 67.8764 |  |  | 2035 | 45.3102 | 33.3165 | 59.8131 | 2035 | 49.4285 | 20.1602 | 67.7903
|  |  | $/mmBtu | [12 empty] | $/MWh |  | ALL HOURS |  | ALL HOURS | ALL HOURS
|  |  | 2012 Real Dollars | [12 empty] | 2012 Real Dollars |  | MEDIUM |  | Low | High
|  |  |  | MEDIUM | MEDIUM | MEDIUM | LOW | LOW | LOW | HIGH | HIGH | HIGH | [5 empty] | PNW_E (Mid C) |  | PNW_E (Mid C) | PNW_E (Mid C)
|  |  | Month - Year | Henry Hub | Sumas | AECO | Henry Hub | Sumas | AECO | Henry Hub | Sumas | AECO |  |  |  | Month - Year
2016 | 1 |  | 1-2016 | 2.9767 | 2.7933 | 2.482 | 2.5659 | 2.4078 | 2.0643 | 3.3875 | 3.1788 | 2.8995 | 2016 | 1 |  | 1-2016 |  | 25.8681 |  | 19.8195 | 28.5111
2016 | 2 |  | 2-2016 | 3.0164 | 2.7711 | 2.6113 | 2.6 | 2.3886 | 2.1719 | 3.4326 | 3.1535 | 3.0506 | 2016 | 2 |  | 2-2016 |  | 24.7071 |  | 18.9616 | 27.3689
2016 | 3 |  | 3-2016 | 2.9932 | 2.7023 | 2.6222 | 2.5801 | 2.3293 | 2.181 | 3.4062 | 3.0752 | 3.0634 | 2016 | 3 |  | 3-2016 |  | 24.0103 |  | 18.3886 | 26.368
2016 | 4 |  | 4-2016 | 3.0078 | 2.71 | 2.4815 | 2.5927 | 2.3359 | 2.064 | 3.4229 | 3.0839 | 2.899 | 2016 | 4 |  | 4-2016 |  | 22.2269 |  | 17.0831 | 24.4449
2016 | 5 |  | 5-2016 | 3.0636 | 2.7037 | 2.473 | 2.6407 | 2.3305 | 2.0568 | 3.4863 | 3.0768 | 2.889 | 2016 | 5 |  | 5-2016 |  | 21.8313 |  | 16.6672 | 24.0915
2016 | 6 |  | 6-2016 | 3.0291 | 2.5536 | 2.4496 | 2.611 | 2.2011 | 2.0374 | 3.447 | 2.9059 | 2.8617 | 2016 | 6 |  | 6-2016 |  | 21.9184 |  | 16.694 | 24.4016
2016 | 7 |  | 7-2016 | 2.8801 | 2.531 | 2.346 | 2.4826 | 2.1816 | 1.9512 | 3.2775 | 2.8802 | 2.7406 | 2016 | 7 |  | 7-2016 |  | 23.2633 |  | 17.7669 | 25.6864
2016 | 8 |  | 8-2016 | 2.9195 | 2.4884 | 2.3237 | 2.5166 | 2.145 | 1.9327 | 3.3224 | 2.8318 | 2.7146 | 2016 | 8 |  | 8-2016 |  | 25.1354 |  | 19.301 | 27.6464
2016 | 9 |  | 9-2016 | 2.7488 | 2.4059 | 2.2155 | 2.3694 | 2.0738 | 1.8427 | 3.1281 | 2.7378 | 2.5883 | 2016 | 9 |  | 9-2016 |  | 24.6034 |  | 19.0138 | 27.0906
2016 | 10 |  | 10-2016 | 2.8963 | 2.5974 | 2.5384 | 2.4966 | 2.2389 | 2.1113 | 3.296 | 2.9558 | 2.9655 | 2016 | 10 |  | 10-2016 |  | 25.654 |  | 19.7168 | 28.2551
2016 | 11 |  | 11-2016 | 2.899 | 2.8179 | 2.6121 | 2.4989 | 2.4289 | 2.1725 | 3.299 | 3.2067 | 3.0515 | 2016 | 11 |  | 11-2016 |  | 25.8268 |  | 19.9097 | 28.3096
2016 | 12 |  | 12-2016 | 3.1304 | 2.9303 | 2.6148 | 2.6984 | 2.5259 | 2.1748 | 3.5624 | 3.3347 | 3.0547 | 2016 | 12 |  | 12-2016 |  | 26.4757 |  | 20.2801 | 29.1953
2017 | 1 |  | 1-2017 | 3.2413 | 3.0416 | 2.7009 | 2.7788 | 2.6076 | 2.1107 | 3.7471 | 3.5162 | 3.215 | 2017 | 1 |  | 1-2017 |  | 27.6894 |  | 20.5207 | 30.9077
2017 | 2 |  | 2-2017 | 3.2845 | 3.0174 | 2.8417 | 2.8158 | 2.5869 | 2.2207 | 3.797 | 3.4882 | 3.3826 | 2017 | 2 |  | 2-2017 |  | 26.2986 |  | 19.5186 | 29.6176
2017 | 3 |  | 3-2017 | 3.2593 | 2.9425 | 2.8536 | 2.7942 | 2.5226 | 2.23 | 3.7678 | 3.4016 | 3.3967 | 2017 | 3 |  | 3-2017 |  | 25.3758 |  | 18.8083 | 28.3625
2017 | 4 |  | 4-2017 | 3.2752 | 2.9509 | 2.7005 | 2.8079 | 2.5298 | 2.1104 | 3.7862 | 3.4113 | 3.2145 | 2017 | 4 |  | 4-2017 |  | 23.3823 |  | 17.3931 | 25.9558
2017 | 5 |  | 5-2017 | 3.3359 | 2.944 | 2.6911 | 2.8599 | 2.524 | 2.1031 | 3.8564 | 3.4034 | 3.2034 | 2017 | 5 |  | 5-2017 |  | 24.0198 |  | 17.7246 | 26.6149
2017 | 6 |  | 6-2017 | 3.2983 | 2.7806 | 2.6657 | 2.8277 | 2.3838 | 2.0832 | 3.813 | 3.2144 | 3.1731 | 2017 | 6 |  | 6-2017 |  | 23.2297 |  | 17.008 | 26.2046
2017 | 7 |  | 7-2017 | 3.1361 | 2.756 | 2.5529 | 2.6886 | 2.3627 | 1.9951 | 3.6254 | 3.186 | 3.0388 | 2017 | 7 |  | 7-2017 |  | 24.4381 |  | 17.9973 | 27.3528
2017 | 8 |  | 8-2017 | 3.1791 | 2.7096 | 2.5287 | 2.7254 | 2.323 | 1.9761 | 3.6751 | 3.1324 | 3.01 | 2017 | 8 |  | 8-2017 |  | 26.6224 |  | 19.7408 | 29.6444
2017 | 9 |  | 9-2017 | 2.9932 | 2.6197 | 2.411 | 2.5661 | 2.2459 | 1.8841 | 3.4602 | 3.0284 | 2.8699 | 2017 | 9 |  | 9-2017 |  | 25.9181 |  | 19.3841 | 28.8806
2017 | 10 |  | 10-2017 | 3.1538 | 2.8283 | 2.7623 | 2.7038 | 2.4247 | 2.1587 | 3.6458 | 3.2696 | 3.2881 | 2017 | 10 |  | 10-2017 |  | 27.0855 |  | 20.0907 | 30.3534
2017 | 11 |  | 11-2017 | 3.1567 | 3.0683 | 2.8425 | 2.7063 | 2.6305 | 2.2214 | 3.6492 | 3.5471 | 3.3836 | 2017 | 11 |  | 11-2017 |  | 27.3483 |  | 20.4165 | 30.2483
2017 | 12 |  | 12-2017 | 3.4087 | 3.1908 | 2.8455 | 2.9223 | 2.7355 | 2.2237 | 3.9405 | 3.6886 | 3.3871 | 2017 | 12 |  | 12-2017 |  | 28.2902 |  | 20.9294 | 31.6429
2018 | 1 |  | 1-2018 | 3.5059 | 3.2899 | 2.9199 | 2.6382 | 2.4757 | 2.0378 | 4.3552 | 4.0869 | 3.7832 | 2018 | 1 |  | 1-2018 |  | 29.648 |  | 19.9313 | 35.2099
2018 | 2 |  | 2-2018 | 3.5526 | 3.2638 | 3.072 | 2.6733 | 2.456 | 2.144 | 4.4132 | 4.0544 | 3.9804 | 2018 | 2 |  | 2-2018 |  | 28.4576 |  | 19.1107 | 34.194
2018 | 3 |  | 3-2018 | 3.5253 | 3.1827 | 3.0849 | 2.6528 | 2.395 | 2.153 | 4.3793 | 3.9537 | 3.997 | 2018 | 3 |  | 3-2018 |  | 27.1869 |  | 18.2966 | 32.19
2018 | 4 |  | 4-2018 | 3.5426 | 3.1918 | 2.9194 | 2.6658 | 2.4018 | 2.0374 | 4.4007 | 3.9649 | 3.7826 | 2018 | 4 |  | 4-2018 |  | 24.6437 |  | 16.6108 | 29.3461
2018 | 5 |  | 5-2018 | 3.6082 | 3.1844 | 2.9093 | 2.7152 | 2.3962 | 2.0304 | 4.4823 | 3.9558 | 3.7695 | 2018 | 5 |  | 5-2018 |  | 24.2092 |  | 16.1335 | 28.5451
2018 | 6 |  | 6-2018 | 3.5676 | 3.0075 | 2.8818 | 2.6846 | 2.2632 | 2.0112 | 4.4318 | 3.7361 | 3.7339 | 2018 | 6 |  | 6-2018 |  | 23.8712 |  | 15.6337 | 28.5981
2018 | 7 |  | 7-2018 | 3.3921 | 2.9809 | 2.7599 | 2.5525 | 2.2431 | 1.9261 | 4.2138 | 3.703 | 3.5759 | 2018 | 7 |  | 7-2018 |  | 25.7771 |  | 17.2781 | 30.5555
2018 | 8 |  | 8-2018 | 3.4386 | 2.9308 | 2.7337 | 2.5875 | 2.2054 | 1.9079 | 4.2716 | 3.6408 | 3.542 | 2018 | 8 |  | 8-2018 |  | 28.4036 |  | 19.0466 | 33.4848
2018 | 9 |  | 9-2018 | 3.2375 | 2.8336 | 2.6065 | 2.4362 | 2.1322 | 1.8191 | 4.0218 | 3.52 | 3.3771 | 2018 | 9 |  | 9-2018 |  | 27.8392 |  | 18.9453 | 32.9935
2018 | 10 |  | 10-2018 | 3.4112 | 3.0592 | 2.9863 | 2.5669 | 2.302 | 2.0841 | 4.2376 | 3.8003 | 3.8693 | 2018 | 10 |  | 10-2018 |  | 28.8214 |  | 19.4257 | 34.4338
2018 | 11 |  | 11-2018 | 3.4144 | 3.3188 | 3.073 | 2.5693 | 2.4974 | 2.1446 | 4.2415 | 4.1228 | 3.9816 | 2018 | 11 |  | 11-2018 |  | 28.6407 |  | 19.3749 | 33.9385
2018 | 12 |  | 12-2018 | 3.6869 | 3.4513 | 3.0762 | 2.7744 | 2.5971 | 2.1469 | 4.5801 | 4.2873 | 3.9857 | 2018 | 12 |  | 12-2018 |  | 30.3773 |  | 20.4254 | 36.2667
2019 | 1 |  | 1-2019 | 3.7705 | 3.5382 | 3.1388 | 2.6481 | 2.4849 | 1.9978 | 4.8418 | 4.5435 | 4.2278 | 2019 | 1 |  | 1-2019 |  | 31.2816 |  | 19.4377 | 38.3468
2019 | 2 |  | 2-2019 | 3.8207 | 3.5101 | 3.3024 | 2.6833 | 2.4651 | 2.1019 | 4.9062 | 4.5073 | 4.4481 | 2019 | 2 |  | 2-2019 |  | 29.9235 |  | 18.5797 | 37.1154
2019 | 3 |  | 3-2019 | 3.7914 | 3.4229 | 3.3162 | 2.6627 | 2.4039 | 2.1107 | 4.8685 | 4.3954 | 4.4667 | 2019 | 3 |  | 3-2019 |  | 28.4321 |  | 17.6424 | 34.7254
2019 | 4 |  | 4-2019 | 3.8099 | 3.4326 | 3.1383 | 2.6757 | 2.4108 | 1.9974 | 4.8923 | 4.4079 | 4.227 | 2019 | 4 |  | 4-2019 |  | 26.0894 |  | 16.214 | 31.9829
2019 | 5 |  | 5-2019 | 3.8805 | 3.4247 | 3.1275 | 2.7253 | 2.4052 | 1.9905 | 4.983 | 4.3977 | 4.2125 | 2019 | 5 |  | 5-2019 |  | 26.2572 |  | 16.4114 | 32.0178
2019 | 6 |  | 6-2019 | 3.8368 | 3.2345 | 3.0979 | 2.6946 | 2.2716 | 1.9717 | 4.9269 | 4.1535 | 4.1726 | 2019 | 6 |  | 6-2019 |  | 25.4494 |  | 15.5833 | 31.3561
2019 | 7 |  | 7-2019 | 3.6481 | 3.2059 | 2.9668 | 2.5621 | 2.2515 | 1.8883 | 4.6845 | 4.1167 | 3.9961 | 2019 | 7 |  | 7-2019 |  | 27.1306 |  | 16.7635 | 33.2178
2019 | 8 |  | 8-2019 | 3.6981 | 3.152 | 2.9387 | 2.5972 | 2.2137 | 1.8704 | 4.7487 | 4.0475 | 3.9582 | 2019 | 8 |  | 8-2019 |  | 29.4683 |  | 18.3121 | 35.9694
2019 | 9 |  | 9-2019 | 3.4818 | 3.0474 | 2.8019 | 2.4453 | 2.1402 | 1.7833 | 4.4711 | 3.9132 | 3.774 | 2019 | 9 |  | 9-2019 |  | 29.3831 |  | 18.4338 | 35.9338
2019 | 10 |  | 10-2019 | 3.6687 | 3.2901 | 3.2102 | 2.5765 | 2.3106 | 2.0432 | 4.7109 | 4.2248 | 4.3239 | 2019 | 10 |  | 10-2019 |  | 30.3742 |  | 18.8981 | 37.5286
2019 | 11 |  | 11-2019 | 3.672 | 3.5693 | 3.3034 | 2.5789 | 2.5067 | 2.1025 | 4.7153 | 4.5833 | 4.4494 | 2019 | 11 |  | 11-2019 |  | 30.204 |  | 18.8914 | 37.1214
2019 | 12 |  | 12-2019 | 3.9652 | 3.7117 | 3.3068 | 2.7848 | 2.6068 | 2.1047 | 5.0917 | 4.7662 | 4.4541 | 2019 | 12 |  | 12-2019 |  | 32.0598 |  | 19.9314 | 38.8428
2020 | 1 |  | 1-2020 | 4.0351 | 3.7865 | 3.3578 | 2.6698 | 2.5053 | 1.9998 | 5.2398 | 4.917 | 4.5824 | 2020 | 1 |  | 1-2020 |  | 32.9625 |  | 19.5184 | 40.3896
2020 | 2 |  | 2-2020 | 4.0889 | 3.7564 | 3.5328 | 2.7053 | 2.4853 | 2.104 | 5.3096 | 4.8779 | 4.8212 | 2020 | 2 |  | 2-2020 |  | 31.4651 |  | 18.6063 | 39.6239
2020 | 3 |  | 3-2020 | 4.0574 | 3.6631 | 3.5476 | 2.6845 | 2.4236 | 2.1129 | 5.2688 | 4.7567 | 4.8414 | 2020 | 3 |  | 3-2020 |  | 29.9282 |  | 17.7459 | 36.9265
2020 | 4 |  | 4-2020 | 4.0773 | 3.6735 | 3.3572 | 2.6976 | 2.4305 | 1.9995 | 5.2946 | 4.7703 | 4.5816 | 2020 | 4 |  | 4-2020 |  | 27.6273 |  | 16.2742 | 34.3381
2020 | 5 |  | 5-2020 | 4.1528 | 3.665 | 3.3456 | 2.7476 | 2.4249 | 1.9926 | 5.3927 | 4.7592 | 4.5658 | 2020 | 5 |  | 5-2020 |  | 26.624 |  | 15.7001 | 32.8959
2020 | 6 |  | 6-2020 | 4.1061 | 3.4615 | 3.314 | 2.7167 | 2.2902 | 1.9737 | 5.332 | 4.495 | 4.5226 | 2020 | 6 |  | 6-2020 |  | 26.9748 |  | 15.6304 | 33.5656
2020 | 7 |  | 7-2020 | 3.9041 | 3.4309 | 3.1738 | 2.5831 | 2.27 | 1.8902 | 5.0697 | 4.4552 | 4.3313 | 2020 | 7 |  | 7-2020 |  | 28.7049 |  | 16.9116 | 35.4255
2020 | 8 |  | 8-2020 | 3.9576 | 3.3732 | 3.1437 | 2.6185 | 2.2318 | 1.8723 | 5.1392 | 4.3803 | 4.2902 | 2020 | 8 |  | 8-2020 |  | 30.9121 |  | 18.3085 | 38.1329
2020 | 9 |  | 9-2020 | 3.7262 | 3.2613 | 2.9974 | 2.4653 | 2.1577 | 1.7852 | 4.8387 | 4.2349 | 4.0905 | 2020 | 9 |  | 9-2020 |  | 30.9776 |  | 18.4896 | 38.1727
2020 | 10 |  | 10-2020 | 3.9261 | 3.521 | 3.4341 | 2.5976 | 2.3296 | 2.0453 | 5.0983 | 4.5722 | 4.6866 | 2020 | 10 |  | 10-2020 |  | 32.0603 |  | 18.96 | 39.9626
2020 | 11 |  | 11-2020 | 3.9297 | 3.8198 | 3.5338 | 2.6 | 2.5273 | 2.1047 | 5.103 | 4.9602 | 4.8227 | 2020 | 11 |  | 11-2020 |  | 31.9688 |  | 19.0854 | 40.096
2020 | 12 |  | 12-2020 | 4.2435 | 3.9722 | 3.5375 | 2.8076 | 2.6281 | 2.1069 | 5.5104 | 5.1581 | 4.8277 | 2020 | 12 |  | 12-2020 |  | 34.025 |  | 20.1301 | 42.0731
2021 | 1 |  | 1-2021 | 4.1698 | 3.9128 | 3.4446 | 2.7001 | 2.5337 | 1.9906 | 5.4372 | 5.1022 | 4.733 | 2021 | 1 |  | 1-2021 |  | 33.2369 |  | 19.1106 | 41.0744
2021 | 2 |  | 2-2021 | 4.2253 | 3.8817 | 3.6241 | 2.736 | 2.5136 | 2.0944 | 5.5096 | 5.0616 | 4.9797 | 2021 | 2 |  | 2-2021 |  | 31.9769 |  | 18.3914 | 40.535
2021 | 3 |  | 3-2021 | 4.1928 | 3.7853 | 3.6393 | 2.715 | 2.4511 | 2.1032 | 5.4672 | 4.9359 | 5.0005 | 2021 | 3 |  | 3-2021 |  | 30.5756 |  | 17.6101 | 37.8836
2021 | 4 |  | 4-2021 | 4.2133 | 3.7961 | 3.444 | 2.7283 | 2.4581 | 1.9903 | 5.494 | 4.9499 | 4.7322 | 2021 | 4 |  | 4-2021 |  | 27.7143 |  | 16.0321 | 34.4152
2021 | 5 |  | 5-2021 | 4.2914 | 3.7873 | 3.4321 | 2.7788 | 2.4524 | 1.9834 | 5.5958 | 4.9385 | 4.7159 | 2021 | 5 |  | 5-2021 |  | 27.6839 |  | 15.9792 | 33.9002
2021 | 6 |  | 6-2021 | 4.2431 | 3.577 | 3.3997 | 2.7476 | 2.3163 | 1.9647 | 5.5328 | 4.6642 | 4.6713 | 2021 | 6 |  | 6-2021 |  | 28.2934 |  | 16.1402 | 35.1935
2021 | 7 |  | 7-2021 | 4.0344 | 3.5453 | 3.2558 | 2.6124 | 2.2958 | 1.8816 | 5.2606 | 4.623 | 4.4736 | 2021 | 7 |  | 7-2021 |  | 29.4065 |  | 16.9976 | 36.5616
2021 | 8 |  | 8-2021 | 4.0896 | 3.4857 | 3.2249 | 2.6482 | 2.2571 | 1.8637 | 5.3327 | 4.5452 | 4.4312 | 2021 | 8 |  | 8-2021 |  | 31.4962 |  | 18.2864 | 39.1805
2021 | 9 |  | 9-2021 | 3.8505 | 3.3701 | 3.0748 | 2.4934 | 2.1823 | 1.777 | 5.0209 | 4.3944 | 4.225 | 2021 | 9 |  | 9-2021 |  | 31.2119 |  | 18.0894 | 38.8023
2021 | 10 |  | 10-2021 | 4.0571 | 3.6384 | 3.5229 | 2.6271 | 2.356 | 2.0359 | 5.2903 | 4.7443 | 4.8406 | 2021 | 10 |  | 10-2021 |  | 32.6049 |  | 18.7889 | 40.954
2021 | 11 |  | 11-2021 | 4.0608 | 3.9472 | 3.6252 | 2.6296 | 2.556 | 2.095 | 5.2952 | 5.147 | 4.9811 | 2021 | 11 |  | 11-2021 |  | 32.8665 |  | 18.9809 | 41.4025
2021 | 12 |  | 12-2021 | 4.385 | 4.1047 | 3.629 | 2.8395 | 2.658 | 2.0972 | 5.7179 | 5.3524 | 4.9864 | 2021 | 12 |  | 12-2021 |  | 34.3708 |  | 19.7803 | 43.3531
2022 | 1 |  | 1-2022 | 4.3044 | 4.0392 | 3.5314 | 2.905 | 2.726 | 2.1089 | 5.7649 | 5.4097 | 5.0161 | 2022 | 1 |  | 1-2022 |  | 33.973 |  | 20.5748 | 43.2608
2022 | 2 |  | 2-2022 | 4.3617 | 4.007 | 3.7154 | 2.9437 | 2.7043 | 2.2188 | 5.8417 | 5.3667 | 5.2776 | 2022 | 2 |  | 2-2022 |  | 32.6722 |  | 19.6979 | 42.6599
2022 | 3 |  | 3-2022 | 4.3281 | 3.9075 | 3.731 | 2.9211 | 2.6372 | 2.2281 | 5.7968 | 5.2334 | 5.2997 | 2022 | 3 |  | 3-2022 |  | 31.2534 |  | 18.9164 | 39.7997
2022 | 4 |  | 4-2022 | 4.3493 | 3.9186 | 3.5308 | 2.9354 | 2.6447 | 2.1085 | 5.8252 | 5.2483 | 5.0153 | 2022 | 4 |  | 4-2022 |  | 28.3358 |  | 17.1803 | 35.9219
2022 | 5 |  | 5-2022 | 4.4299 | 3.9096 | 3.5186 | 2.9897 | 2.6386 | 2.1013 | 5.9331 | 5.2362 | 4.998 | 2022 | 5 |  | 5-2022 |  | 27.6873 |  | 16.7149 | 34.8223
2022 | 6 |  | 6-2022 | 4.38 | 3.6925 | 3.4853 | 2.9561 | 2.492 | 2.0814 | 5.8663 | 4.9454 | 4.9507 | 2022 | 6 |  | 6-2022 |  | 28.8289 |  | 17.2322 | 36.8555
2022 | 7 |  | 7-2022 | 4.1646 | 3.6598 | 3.3379 | 2.8107 | 2.47 | 1.9933 | 5.5777 | 4.9016 | 4.7413 | 2022 | 7 |  | 7-2022 |  | 29.927 |  | 18.2073 | 38.2572
2022 | 8 |  | 8-2022 | 4.2216 | 3.5982 | 3.3062 | 2.8492 | 2.4285 | 1.9744 | 5.6542 | 4.8192 | 4.6963 | 2022 | 8 |  | 8-2022 |  | 32.3701 |  | 19.6585 | 41.2938
2022 | 9 |  | 9-2022 | 3.9748 | 3.4788 | 3.1523 | 2.6826 | 2.3479 | 1.8825 | 5.3235 | 4.6593 | 4.4777 | 2022 | 9 |  | 9-2022 |  | 31.7522 |  | 19.3167 | 40.4658
2022 | 10 |  | 10-2022 | 4.1881 | 3.7559 | 3.6117 | 2.8265 | 2.5348 | 2.1569 | 5.6092 | 5.0303 | 5.1302 | 2022 | 10 |  | 10-2022 |  | 33.3596 |  | 20.222 | 43.1686
2022 | 11 |  | 11-2022 | 4.1919 | 4.0746 | 3.7166 | 2.8291 | 2.75 | 2.2195 | 5.6143 | 5.4572 | 5.2791 | 2022 | 11 |  | 11-2022 |  | 33.5021 |  | 20.4045 | 43.3321
2022 | 12 |  | 12-2022 | 4.5266 | 4.2372 | 3.7204 | 3.055 | 2.8597 | 2.2218 | 6.0626 | 5.675 | 5.2847 | 2022 | 12 |  | 12-2022 |  | 34.9836 |  | 21.1755 | 45.3294
2023 | 1 |  | 1-2023 | 4.439 | 4.1655 | 3.6182 | 2.8867 | 2.7088 | 2.0403 | 6.2018 | 5.8197 | 5.4103 | 2023 | 1 |  | 1-2023 |  | 34.6931 |  | 19.7939 | 45.7384
2023 | 2 |  | 2-2023 | 4.4981 | 4.1323 | 3.8068 | 2.9251 | 2.6873 | 2.1466 | 6.2844 | 5.7734 | 5.6922 | 2023 | 2 |  | 2-2023 |  | 33.0607 |  | 18.8308 | 45.105
2023 | 3 |  | 3-2023 | 4.4635 | 4.0297 | 3.8227 | 2.9026 | 2.6205 | 2.1556 | 6.2361 | 5.63 | 5.716 | 2023 | 3 |  | 3-2023 |  | 31.7332 |  | 18.0367 | 42.2638
2023 | 4 |  | 4-2023 | 4.4853 | 4.0412 | 3.6176 | 2.9168 | 2.628 | 2.0399 | 6.2666 | 5.6461 | 5.4093 | 2023 | 4 |  | 4-2023 |  | 28.64 |  | 16.2686 | 37.8492
2023 | 5 |  | 5-2023 | 4.5684 | 4.0318 | 3.6051 | 2.9709 | 2.6219 | 2.0329 | 6.3827 | 5.633 | 5.3907 | 2023 | 5 |  | 5-2023 |  | 29.2094 |  | 16.7012 | 38.5243
2023 | 6 |  | 6-2023 | 4.517 | 3.8079 | 3.571 | 2.9374 | 2.4763 | 2.0136 | 6.3109 | 5.3202 | 5.3397 | 2023 | 6 |  | 6-2023 |  | 29.522 |  | 16.8669 | 39.4567
2023 | 7 |  | 7-2023 | 4.2948 | 3.7742 | 3.4199 | 2.7929 | 2.4544 | 1.9285 | 6.0005 | 5.2731 | 5.1138 | 2023 | 7 |  | 7-2023 |  | 30.549 |  | 17.4435 | 40.6387
2023 | 8 |  | 8-2023 | 4.3537 | 3.7108 | 3.3875 | 2.8312 | 2.4131 | 1.9102 | 6.0827 | 5.1844 | 5.0653 | 2023 | 8 |  | 8-2023 |  | 32.9388 |  | 18.8613 | 43.6856
2023 | 9 |  | 9-2023 | 4.0991 | 3.5876 | 3.2298 | 2.6657 | 2.3331 | 1.8212 | 5.727 | 5.0124 | 4.8295 | 2023 | 9 |  | 9-2023 |  | 32.0395 |  | 18.3906 | 42.6222
2023 | 10 |  | 10-2023 | 4.319 | 3.8733 | 3.7005 | 2.8087 | 2.5188 | 2.0867 | 6.0343 | 5.4116 | 5.5333 | 2023 | 10 |  | 10-2023 |  | 33.9085 |  | 19.404 | 45.7756
2023 | 11 |  | 11-2023 | 4.323 | 4.202 | 3.8079 | 2.8113 | 2.7326 | 2.1472 | 6.0398 | 5.8708 | 5.6939 | 2023 | 11 |  | 11-2023 |  | 33.9967 |  | 19.6161 | 46.0165
2023 | 12 |  | 12-2023 | 4.6681 | 4.3697 | 3.8119 | 3.0357 | 2.8416 | 2.1495 | 6.522 | 6.1051 | 5.6999 | 2023 | 12 |  | 12-2023 |  | 35.5612 |  | 20.3133 | 47.9897
2024 | 1 |  | 1-2024 | 4.5736 | 4.2918 | 3.705 | 2.8986 | 2.72 | 2.0024 | 6.5324 | 6.1299 | 5.6963 | 2024 | 1 |  | 1-2024 |  | 35.3235 |  | 19.4605 | 47.9252
2024 | 2 |  | 2-2024 | 4.6345 | 4.2576 | 3.8981 | 2.9372 | 2.6984 | 2.1067 | 6.6193 | 6.0812 | 5.9931 | 2024 | 2 |  | 2-2024 |  | 34.0044 |  | 18.6267 | 47.3922
2024 | 3 |  | 3-2024 | 4.5989 | 4.1519 | 3.9144 | 2.9146 | 2.6314 | 2.1155 | 6.5685 | 5.9301 | 6.0182 | 2024 | 3 |  | 3-2024 |  | 32.609 |  | 17.7321 | 44.3838
2024 | 4 |  | 4-2024 | 4.6214 | 4.1637 | 3.7044 | 2.9289 | 2.6388 | 2.002 | 6.6006 | 5.947 | 5.6953 | 2024 | 4 |  | 4-2024 |  | 29.8148 |  | 16.1044 | 40.4748
2024 | 5 |  | 5-2024 | 4.707 | 4.1541 | 3.6916 | 2.9831 | 2.6327 | 1.9951 | 6.7229 | 5.9332 | 5.6756 | 2024 | 5 |  | 5-2024 |  | 28.4934 |  | 15.7379 | 38.559
2024 | 6 |  | 6-2024 | 4.654 | 3.9234 | 3.6567 | 2.9496 | 2.4865 | 1.9762 | 6.6472 | 5.6038 | 5.6219 | 2024 | 6 |  | 6-2024 |  | 29.3448 |  | 15.9251 | 39.8041
2024 | 7 |  | 7-2024 | 4.4251 | 3.8887 | 3.502 | 2.8045 | 2.4645 | 1.8926 | 6.3203 | 5.5542 | 5.3841 | 2024 | 7 |  | 7-2024 |  | 31.2876 |  | 17.1487 | 42.9606
2024 | 8 |  | 8-2024 | 4.4857 | 3.8233 | 3.4688 | 2.8429 | 2.4231 | 1.8747 | 6.4069 | 5.4608 | 5.333 | 2024 | 8 |  | 8-2024 |  | 33.5332 |  | 18.4812 | 45.7877
2024 | 9 |  | 9-2024 | 4.2234 | 3.6964 | 3.3073 | 2.6767 | 2.3427 | 1.7874 | 6.0322 | 5.2796 | 5.0848 | 2024 | 9 |  | 9-2024 |  | 33.1806 |  | 18.3766 | 45.0675
2024 | 10 |  | 10-2024 | 4.45 | 3.9908 | 3.7893 | 2.8203 | 2.5292 | 2.0479 | 6.3559 | 5.7 | 5.8258 | 2024 | 10 |  | 10-2024 |  | 34.6175 |  | 19.0625 | 47.8052
2024 | 11 |  | 11-2024 | 4.4541 | 4.3295 | 3.8993 | 2.8229 | 2.7439 | 2.1073 | 6.3617 | 6.1837 | 5.9949 | 2024 | 11 |  | 11-2024 |  | 34.3999 |  | 18.9574 | 47.5005
2024 | 12 |  | 12-2024 | 4.8097 | 4.5022 | 3.9034 | 3.0483 | 2.8534 | 2.1095 | 6.8696 | 6.4305 | 6.0012 | 2024 | 12 |  | 12-2024 |  | 36.4507 |  | 20.0709 | 50.1374
2025 | 1 |  | 1-2025 | 4.7082 | 4.4181 | 3.8419 | 2.9105 | 2.7312 | 2.0145 | 6.7723 | 6.3551 | 5.9401 | 2025 | 1 |  | 1-2025 |  | 36.1053 |  | 19.4492 | 49.2648
2025 | 2 |  | 2-2025 | 4.7709 | 4.383 | 4.0421 | 2.9493 | 2.7095 | 2.1195 | 6.8625 | 6.3045 | 6.2497 | 2025 | 2 |  | 2-2025 |  | 34.7803 |  | 18.5905 | 49.0371
2025 | 3 |  | 3-2025 | 4.7342 | 4.2741 | 4.059 | 2.9266 | 2.6422 | 2.1283 | 6.8097 | 6.1479 | 6.2759 | 2025 | 3 |  | 3-2025 |  | 33.2087 |  | 17.7538 | 45.7812
2025 | 4 |  | 4-2025 | 4.7574 | 4.2863 | 3.8412 | 2.9409 | 2.6497 | 2.0141 | 6.8431 | 6.1654 | 5.9391 | 2025 | 4 |  | 4-2025 |  | 30.7196 |  | 16.1175 | 41.9626
2025 | 5 |  | 5-2025 | 4.8455 | 4.2763 | 3.828 | 2.9954 | 2.6436 | 2.0072 | 6.9698 | 6.1511 | 5.9186 | 2025 | 5 |  | 5-2025 |  | 30.2254 |  | 16.3124 | 40.942
2025 | 6 |  | 6-2025 | 4.7909 | 4.0389 | 3.7917 | 2.9617 | 2.4968 | 1.9882 | 6.8914 | 5.8096 | 5.8626 | 2025 | 6 |  | 6-2025 |  | 30.6369 |  | 16.4184 | 41.6741
2025 | 7 |  | 7-2025 | 4.5553 | 4.0031 | 3.6313 | 2.816 | 2.4747 | 1.9041 | 6.5524 | 5.7582 | 5.6146 | 2025 | 7 |  | 7-2025 |  | 32.305 |  | 17.202 | 44.3392
2025 | 8 |  | 8-2025 | 4.6177 | 3.9358 | 3.5969 | 2.8546 | 2.4331 | 1.886 | 6.6422 | 5.6613 | 5.5614 | 2025 | 8 |  | 8-2025 |  | 34.2761 |  | 18.4586 | 46.8437
2025 | 9 |  | 9-2025 | 4.3477 | 3.8052 | 3.4295 | 2.6877 | 2.3523 | 1.7982 | 6.2538 | 5.4735 | 5.3025 | 2025 | 9 |  | 9-2025 |  | 33.9455 |  | 18.4893 | 46.4445
2025 | 10 |  | 10-2025 | 4.581 | 4.1082 | 3.9292 | 2.8319 | 2.5397 | 2.0603 | 6.5893 | 5.9093 | 6.0752 | 2025 | 10 |  | 10-2025 |  | 35.455 |  | 19.1008 | 49.1398
2025 | 11 |  | 11-2025 | 4.5852 | 4.4569 | 4.0433 | 2.8345 | 2.7552 | 2.1201 | 6.5954 | 6.4108 | 6.2516 | 2025 | 11 |  | 11-2025 |  | 35.3073 |  | 19.0121 | 49.1872
2025 | 12 |  | 12-2025 | 4.9512 | 4.6347 | 4.0475 | 3.0608 | 2.8651 | 2.1223 | 7.1219 | 6.6667 | 6.2581 | 2025 | 12 |  | 12-2025 |  | 37.4543 |  | 20.3289 | 52.0558
2026 | 1 |  | 1-2026 | 4.8464 | 4.5478 | 3.9824 | 2.9649 | 2.7822 | 2.0697 | 7.1437 | 6.7035 | 6.3177 | 2026 | 1 |  | 1-2026 |  | 36.9619 |  | 20.0824 | 51.848
2026 | 2 |  | 2-2026 | 4.9109 | 4.5116 | 4.1899 | 3.0043 | 2.7601 | 2.1776 | 7.2388 | 6.6502 | 6.6469 | 2026 | 2 |  | 2-2026 |  | 35.9767 |  | 19.2082 | 51.5593
2026 | 3 |  | 3-2026 | 4.8732 | 4.3995 | 4.2074 | 2.9813 | 2.6915 | 2.1867 | 7.1832 | 6.485 | 6.6747 | 2026 | 3 |  | 3-2026 |  | 34.4006 |  | 18.3984 | 48.438
2026 | 4 |  | 4-2026 | 4.897 | 4.4121 | 3.9817 | 2.9959 | 2.6992 | 2.0694 | 7.2183 | 6.5035 | 6.3166 | 2026 | 4 |  | 4-2026 |  | 31.6341 |  | 16.7268 | 43.936
2026 | 5 |  | 5-2026 | 4.9877 | 4.4019 | 3.9679 | 3.0513 | 2.6929 | 2.0622 | 7.352 | 6.4884 | 6.2948 | 2026 | 5 |  | 5-2026 |  | 29.803 |  | 16.1182 | 41.1406
2026 | 6 |  | 6-2026 | 4.9316 | 4.1574 | 3.9304 | 3.017 | 2.5434 | 2.0427 | 7.2693 | 6.1282 | 6.2352 | 2026 | 6 |  | 6-2026 |  | 31.6315 |  | 17.0278 | 43.9263
2026 | 7 |  | 7-2026 | 4.689 | 4.1206 | 3.7641 | 2.8686 | 2.5209 | 1.9563 | 6.9117 | 6.0739 | 5.9715 | 2026 | 7 |  | 7-2026 |  | 33.3992 |  | 18.0146 | 46.8291
2026 | 8 |  | 8-2026 | 4.7533 | 4.0513 | 3.7284 | 2.9079 | 2.4785 | 1.9377 | 7.0064 | 5.9718 | 5.9148 | 2026 | 8 |  | 8-2026 |  | 35.2843 |  | 19.134 | 49.2623
2026 | 9 |  | 9-2026 | 4.4753 | 3.9169 | 3.5549 | 2.7379 | 2.3963 | 1.8476 | 6.5967 | 5.7736 | 5.6395 | 2026 | 9 |  | 9-2026 |  | 35.0509 |  | 19.0593 | 49.1899
2026 | 10 |  | 10-2026 | 4.7154 | 4.2288 | 4.0729 | 2.8848 | 2.5871 | 2.1168 | 6.9507 | 6.2334 | 6.4613 | 2026 | 10 |  | 10-2026 |  | 36.8003 |  | 19.8032 | 52.3148
2026 | 11 |  | 11-2026 | 4.7198 | 4.5877 | 4.1911 | 2.8874 | 2.8066 | 2.1782 | 6.9571 | 6.7624 | 6.6489 | 2026 | 11 |  | 11-2026 |  | 36.7308 |  | 19.7696 | 52.3787
2026 | 12 |  | 12-2026 | 5.0966 | 4.7708 | 4.1955 | 3.1179 | 2.9186 | 2.1805 | 7.5125 | 7.0322 | 6.6558 | 2026 | 12 |  | 12-2026 |  | 38.4093 |  | 20.9508 | 55.0634
2027 | 1 |  | 1-2027 | 4.9846 | 4.6775 | 4.1228 | 3.0499 | 2.8619 | 2.1561 | 7.2537 | 6.8068 | 6.4295 | 2027 | 1 |  | 1-2027 |  | 37.7516 |  | 20.9443 | 52.2544
2027 | 2 |  | 2-2027 | 5.0509 | 4.6403 | 4.3377 | 3.0905 | 2.8392 | 2.2685 | 7.3502 | 6.7526 | 6.7646 | 2027 | 2 |  | 2-2027 |  | 37.0517 |  | 20.1108 | 52.2901
2027 | 3 |  | 3-2027 | 5.0121 | 4.525 | 4.3559 | 3.0667 | 2.7687 | 2.278 | 7.2938 | 6.5849 | 6.7929 | 2027 | 3 |  | 3-2027 |  | 35.2684 |  | 19.331 | 49.2608
2027 | 4 |  | 4-2027 | 5.0367 | 4.5379 | 4.1221 | 3.0817 | 2.7765 | 2.1557 | 7.3295 | 6.6037 | 6.4284 | 2027 | 4 |  | 4-2027 |  | 32.275 |  | 17.458 | 44.5211
2027 | 5 |  | 5-2027 | 5.1299 | 4.5274 | 4.1079 | 3.1388 | 2.7701 | 2.1483 | 7.4652 | 6.5884 | 6.4062 | 2027 | 5 |  | 5-2027 |  | 31.6241 |  | 17.4756 | 42.65
2027 | 6 |  | 6-2027 | 5.0722 | 4.276 | 4.069 | 3.1035 | 2.6163 | 2.128 | 7.3812 | 6.2225 | 6.3456 | 2027 | 6 |  | 6-2027 |  | 32.7617 |  | 18.1441 | 45.1335
2027 | 7 |  | 7-2027 | 4.8227 | 4.2381 | 3.8969 | 2.9508 | 2.5931 | 2.038 | 7.0182 | 6.1675 | 6.0772 | 2027 | 7 |  | 7-2027 |  | 34.0126 |  | 18.7844 | 47.0921
2027 | 8 |  | 8-2027 | 4.8888 | 4.1669 | 3.8599 | 2.9913 | 2.5495 | 2.0186 | 7.1143 | 6.0637 | 6.0195 | 2027 | 8 |  | 8-2027 |  | 36.4251 |  | 20.0744 | 49.872
2027 | 9 |  | 9-2027 | 4.6029 | 4.0286 | 3.6803 | 2.8163 | 2.4649 | 1.9247 | 6.6983 | 5.8625 | 5.7393 | 2027 | 9 |  | 9-2027 |  | 35.7025 |  | 19.746 | 49.2673
2027 | 10 |  | 10-2027 | 4.8499 | 4.3494 | 4.2166 | 2.9674 | 2.6612 | 2.2051 | 7.0577 | 6.3294 | 6.5757 | 2027 | 10 |  | 10-2027 |  | 37.6409 |  | 20.5633 | 52.8855
2027 | 11 |  | 11-2027 | 4.8544 | 4.7185 | 4.339 | 2.9702 | 2.8871 | 2.2692 | 7.0642 | 6.8665 | 6.7666 | 2027 | 11 |  | 11-2027 |  | 37.8078 |  | 20.7583 | 53.4518
2027 | 12 |  | 12-2027 | 5.2419 | 4.9068 | 4.3435 | 3.2073 | 3.0023 | 2.2715 | 7.6282 | 7.1405 | 6.7736 | 2027 | 12 |  | 12-2027 |  | 39.4243 |  | 21.943 | 55.8616
2028 | 1 |  | 1-2028 | 5.1228 | 4.8072 | 4.2633 | 3.1015 | 2.9104 | 2.2086 | 7.5579 | 7.0922 | 6.7387 | 2028 | 1 |  | 1-2028 |  | 38.9813 |  | 21.7769 | 55.1493
2028 | 2 |  | 2-2028 | 5.191 | 4.7689 | 4.4855 | 3.1428 | 2.8872 | 2.3237 | 7.6584 | 7.0358 | 7.0899 | 2028 | 2 |  | 2-2028 |  | 38.1872 |  | 20.6898 | 54.881
2028 | 3 |  | 3-2028 | 5.1511 | 4.6505 | 4.5043 | 3.1186 | 2.8155 | 2.3334 | 7.5996 | 6.861 | 7.1195 | 2028 | 3 |  | 3-2028 |  | 36.2919 |  | 19.8762 | 51.24
2028 | 4 |  | 4-2028 | 5.1763 | 4.6637 | 4.2626 | 3.1339 | 2.8236 | 2.2082 | 7.6368 | 6.8806 | 6.7375 | 2028 | 4 |  | 4-2028 |  | 32.6454 |  | 17.7429 | 44.6066
2028 | 5 |  | 5-2028 | 5.2722 | 4.6529 | 4.2479 | 3.1919 | 2.817 | 2.2006 | 7.7783 | 6.8646 | 6.7143 | 2028 | 5 |  | 5-2028 |  | 31.8815 |  | 17.5472 | 43.5977
2028 | 6 |  | 6-2028 | 5.2128 | 4.3945 | 4.2077 | 3.156 | 2.6606 | 2.1798 | 7.6907 | 6.4834 | 6.6508 | 2028 | 6 |  | 6-2028 |  | 33.436 |  | 18.4171 | 46.6127
2028 | 7 |  | 7-2028 | 4.9564 | 4.3556 | 4.0297 | 3.0008 | 2.637 | 2.0876 | 7.3124 | 6.4261 | 6.3694 | 2028 | 7 |  | 7-2028 |  | 35.0497 |  | 19.3876 | 48.7517
2028 | 8 |  | 8-2028 | 5.0243 | 4.2824 | 3.9915 | 3.0419 | 2.5927 | 2.0678 | 7.4126 | 6.318 | 6.309 | 2028 | 8 |  | 8-2028 |  | 37.7223 |  | 20.8728 | 52.3571
2028 | 9 |  | 9-2028 | 4.7306 | 4.1403 | 3.8057 | 2.864 | 2.5067 | 1.9715 | 6.9792 | 6.1084 | 6.0153 | 2028 | 9 |  | 9-2028 |  | 36.4718 |  | 20.1969 | 51.3589
2028 | 10 |  | 10-2028 | 4.9844 | 4.47 | 4.3603 | 3.0177 | 2.7063 | 2.2588 | 7.3536 | 6.5948 | 6.8919 | 2028 | 10 |  | 10-2028 |  | 39.0507 |  | 21.4332 | 55.7316
2028 | 11 |  | 11-2028 | 4.989 | 4.8493 | 4.4868 | 3.0205 | 2.9359 | 2.3244 | 7.3604 | 7.1544 | 7.092 | 2028 | 11 |  | 11-2028 |  | 39.0972 |  | 21.5747 | 55.948
2028 | 12 |  | 12-2028 | 5.3873 | 5.0429 | 4.4915 | 3.2616 | 3.0531 | 2.3268 | 7.948 | 7.44 | 7.0994 | 2028 | 12 |  | 12-2028 |  | 40.5938 |  | 22.5252 | 58.2325
2029 | 1 |  | 1-2029 | 5.261 | 4.9368 | 4.4038 | 3.1513 | 2.9572 | 2.2592 | 7.8743 | 7.3891 | 7.0603 | 2029 | 1 |  | 1-2029 |  | 40.0269 |  | 22.3744 | 57.4307
2029 | 2 |  | 2-2029 | 5.331 | 4.8976 | 4.6333 | 3.1933 | 2.9336 | 2.377 | 7.9791 | 7.3303 | 7.4283 | 2029 | 2 |  | 2-2029 |  | 39.4115 |  | 21.396 | 57.6525
2029 | 3 |  | 3-2029 | 5.2901 | 4.7759 | 4.6527 | 3.1687 | 2.8608 | 2.3869 | 7.9178 | 7.1483 | 7.4594 | 2029 | 3 |  | 3-2029 |  | 37.5217 |  | 20.4953 | 54.4159
2029 | 4 |  | 4-2029 | 5.3159 | 4.7895 | 4.403 | 3.1842 | 2.8689 | 2.2589 | 7.9565 | 7.1686 | 7.0591 | 2029 | 4 |  | 4-2029 |  | 33.4834 |  | 18.1343 | 46.4781
2029 | 5 |  | 5-2029 | 5.4144 | 4.7784 | 4.3879 | 3.2432 | 2.8623 | 2.2511 | 8.1039 | 7.152 | 7.0348 | 2029 | 5 |  | 5-2029 |  | 33.23 |  | 18.4992 | 45.7651
2029 | 6 |  | 6-2029 | 5.3535 | 4.5131 | 4.3464 | 3.2067 | 2.7033 | 2.2298 | 8.0127 | 6.7549 | 6.9682 | 2029 | 6 |  | 6-2029 |  | 33.9183 |  | 18.7275 | 47.4409
2029 | 7 |  | 7-2029 | 5.0902 | 4.4732 | 4.1625 | 3.049 | 2.6794 | 2.1354 | 7.6186 | 6.6951 | 6.6734 | 2029 | 7 |  | 7-2029 |  | 35.597 |  | 19.6538 | 50.2879
2029 | 8 |  | 8-2029 | 5.1599 | 4.3979 | 4.123 | 3.0908 | 2.6343 | 2.1152 | 7.723 | 6.5825 | 6.6101 | 2029 | 8 |  | 8-2029 |  | 38.7376 |  | 21.4673 | 54.5731
2029 | 9 |  | 9-2029 | 4.8582 | 4.252 | 3.9311 | 2.91 | 2.5469 | 2.0167 | 7.2714 | 6.3641 | 6.3025 | 2029 | 9 |  | 9-2029 |  | 37.8446 |  | 21.0434 | 53.6143
2029 | 10 |  | 10-2029 | 5.1188 | 4.5906 | 4.504 | 3.0662 | 2.7498 | 2.3106 | 7.6615 | 6.8709 | 7.2209 | 2029 | 10 |  | 10-2029 |  | 39.8909 |  | 21.8785 | 57.5441
2029 | 11 |  | 11-2029 | 5.1235 | 4.9802 | 4.6347 | 3.069 | 2.9831 | 2.3777 | 7.6686 | 7.454 | 7.4305 | 2029 | 11 |  | 11-2029 |  | 39.572 |  | 21.6895 | 57.4263
2029 | 12 |  | 12-2029 | 5.5326 | 5.1789 | 4.6395 | 3.314 | 3.1022 | 2.3802 | 8.2808 | 7.7514 | 7.4383 | 2029 | 12 |  | 12-2029 |  | 41.838 |  | 23.1536 | 60.7296
2030 | 1 |  | 1-2030 | 5.3992 | 5.0665 | 4.5443 | 3.1993 | 3.0022 | 2.3081 | 8.1967 | 7.6917 | 7.3881 | 2030 | 1 |  | 1-2030 |  | 40.9122 |  | 23.0319 | 60.0152
2030 | 2 |  | 2-2030 | 5.471 | 5.0262 | 4.7811 | 3.2419 | 2.9783 | 2.4283 | 8.3058 | 7.6305 | 7.7731 | 2030 | 2 |  | 2-2030 |  | 40.6537 |  | 22.0819 | 59.7945
2030 | 3 |  | 3-2030 | 5.429 | 4.9014 | 4.8011 | 3.217 | 2.9044 | 2.4385 | 8.242 | 7.441 | 7.8057 | 2030 | 3 |  | 3-2030 |  | 38.4556 |  | 20.9614 | 56.2492
2030 | 4 |  | 4-2030 | 5.4556 | 4.9153 | 4.5435 | 3.2327 | 2.9126 | 2.3077 | 8.2823 | 7.4622 | 7.3868 | 2030 | 4 |  | 4-2030 |  | 34.7205 |  | 18.6698 | 49.3168
2030 | 5 |  | 5-2030 | 5.5566 | 4.904 | 4.5278 | 3.2926 | 2.9059 | 2.2997 | 8.4358 | 7.4449 | 7.3613 | 2030 | 5 |  | 5-2030 |  | 32.8877 |  | 18.2718 | 45.8454
2030 | 6 |  | 6-2030 | 5.4941 | 4.6316 | 4.485 | 3.2556 | 2.7445 | 2.2779 | 8.3408 | 7.0315 | 7.2917 | 2030 | 6 |  | 6-2030 |  | 34.4788 |  | 18.9144 | 48.419
2030 | 7 |  | 7-2030 | 5.2239 | 4.5907 | 4.2953 | 3.0954 | 2.7202 | 2.1816 | 7.9306 | 6.9693 | 6.9832 | 2030 | 7 |  | 7-2030 |  | 36.8563 |  | 20.4151 | 52.9179
2030 | 8 |  | 8-2030 | 5.2954 | 4.5135 | 4.2545 | 3.1379 | 2.6745 | 2.1609 | 8.0392 | 6.8521 | 6.917 | 2030 | 8 |  | 8-2030 |  | 39.5615 |  | 21.9637 | 56.5975
2030 | 9 |  | 9-2030 | 4.9858 | 4.3637 | 4.0565 | 2.9544 | 2.5857 | 2.0603 | 7.5691 | 6.6247 | 6.595 | 2030 | 9 |  | 9-2030 |  | 39.0917 |  | 21.7639 | 56.0311
2030 | 10 |  | 10-2030 | 5.2533 | 4.7112 | 4.6476 | 3.1129 | 2.7916 | 2.3605 | 7.9752 | 7.1522 | 7.5561 | 2030 | 10 |  | 10-2030 |  | 41.0805 |  | 22.5177 | 59.8716
2030 | 11 |  | 11-2030 | 5.2581 | 5.111 | 4.7825 | 3.1158 | 3.0286 | 2.4291 | 7.9826 | 7.7592 | 7.7754 | 2030 | 11 |  | 11-2030 |  | 40.8614 |  | 22.3299 | 60.0783
2030 | 12 |  | 12-2030 | 5.6779 | 5.315 | 4.7875 | 3.3645 | 3.1494 | 2.4316 | 8.6199 | 8.0688 | 7.7836 | 2030 | 12 |  | 12-2030 |  | 43.175 |  | 23.829 | 63.5875
2031 | 1 |  | 1-2031 | 5.5765 | 5.2329 | 4.7245 | 3.2455 | 3.0456 | 2.355 | 8.5446 | 8.0181 | 7.7417 | 2031 | 1 |  | 1-2031 |  | 42.6014 |  | 23.5555 | 62.4088
2031 | 2 |  | 2-2031 | 5.6507 | 5.1913 | 4.9707 | 3.2887 | 3.0213 | 2.4778 | 8.6583 | 7.9544 | 8.1452 | 2031 | 2 |  | 2-2031 |  | 41.8549 |  | 22.502 | 62.43
2031 | 3 |  | 3-2031 | 5.6073 | 5.0623 | 4.9916 | 3.2635 | 2.9463 | 2.4881 | 8.5918 | 7.7568 | 8.1793 | 2031 | 3 |  | 3-2031 |  | 39.1045 |  | 21.159 | 57.5681
2031 | 4 |  | 4-2031 | 5.6347 | 5.0767 | 4.7237 | 3.2794 | 2.9547 | 2.3546 | 8.6338 | 7.7789 | 7.7404 | 2031 | 4 |  | 4-2031 |  | 35.8379 |  | 18.9809 | 51.2116
2031 | 5 |  | 5-2031 | 5.7391 | 5.065 | 4.7074 | 3.3402 | 2.9478 | 2.3465 | 8.7938 | 7.7609 | 7.7137 | 2031 | 5 |  | 5-2031 |  | 34.857 |  | 19.335 | 48.7845
2031 | 6 |  | 6-2031 | 5.6745 | 4.7837 | 4.6629 | 3.3026 | 2.7842 | 2.3243 | 8.6948 | 7.3299 | 7.6407 | 2031 | 6 |  | 6-2031 |  | 35.9233 |  | 19.6837 | 51.2775
2031 | 7 |  | 7-2031 | 5.3954 | 4.7414 | 4.4656 | 3.1401 | 2.7595 | 2.226 | 8.2671 | 7.265 | 7.3175 | 2031 | 7 |  | 7-2031 |  | 37.7156 |  | 20.5981 | 54.6313
2031 | 8 |  | 8-2031 | 5.4693 | 4.6617 | 4.4233 | 3.1832 | 2.7131 | 2.2049 | 8.3804 | 7.1429 | 7.2481 | 2031 | 8 |  | 8-2031 |  | 40.2184 |  | 22.1891 | 58.3322
2031 | 9 |  | 9-2031 | 5.1495 | 4.507 | 4.2174 | 2.997 | 2.6231 | 2.1022 | 7.8904 | 6.9059 | 6.9107 | 2031 | 9 |  | 9-2031 |  | 40.3161 |  | 22.2921 | 58.2868
2031 | 10 |  | 10-2031 | 5.4258 | 4.8659 | 4.832 | 3.1578 | 2.832 | 2.4086 | 8.3137 | 7.4558 | 7.9178 | 2031 | 10 |  | 10-2031 |  | 42.3718 |  | 23.061 | 62.4057
2031 | 11 |  | 11-2031 | 5.4308 | 5.2788 | 4.9722 | 3.1608 | 3.0723 | 2.4785 | 8.3214 | 8.0885 | 8.1476 | 2031 | 11 |  | 11-2031 |  | 42.1069 |  | 22.8591 | 62.6685
2031 | 12 |  | 12-2031 | 5.8644 | 5.4895 | 4.9774 | 3.4131 | 3.1949 | 2.4811 | 8.9857 | 8.4113 | 8.1561 | 2031 | 12 |  | 12-2031 |  | 44.7897 |  | 24.5379 | 66.0851
2032 | 1 |  | 1-2032 | 5.7538 | 5.3993 | 4.9048 | 3.3269 | 3.1219 | 2.4377 | 8.9272 | 8.3772 | 8.1307 | 2032 | 1 |  | 1-2032 |  | 43.8842 |  | 24.6237 | 65.6544
2032 | 2 |  | 2-2032 | 5.8304 | 5.3563 | 5.1604 | 3.3712 | 3.0971 | 2.5648 | 9.046 | 8.3105 | 8.5544 | 2032 | 2 |  | 2-2032 |  | 43.5418 |  | 23.5593 | 65.383
2032 | 3 |  | 3-2032 | 5.7856 | 5.2233 | 5.182 | 3.3453 | 3.0202 | 2.5755 | 8.9765 | 8.1041 | 8.5902 | 2032 | 3 |  | 3-2032 |  | 40.5761 |  | 22.308 | 60.1437
2032 | 4 |  | 4-2032 | 5.8139 | 5.2381 | 4.9039 | 3.3617 | 3.0288 | 2.4373 | 9.0204 | 8.1272 | 8.1292 | 2032 | 4 |  | 4-2032 |  | 37.0825 |  | 19.9946 | 52.8342
2032 | 5 |  | 5-2032 | 5.9216 | 5.226 | 4.887 | 3.4239 | 3.0217 | 2.4289 | 9.1875 | 8.1084 | 8.1012 | 2032 | 5 |  | 5-2032 |  | 34.6987 |  | 19.1395 | 48.824
2032 | 6 |  | 6-2032 | 5.8549 | 4.9358 | 4.8408 | 3.3854 | 2.854 | 2.4059 | 9.0841 | 7.6581 | 8.0246 | 2032 | 6 |  | 6-2032 |  | 37.1309 |  | 20.2526 | 53.4097
2032 | 7 |  | 7-2032 | 5.5669 | 4.8921 | 4.636 | 3.2189 | 2.8287 | 2.3042 | 8.6373 | 7.5903 | 7.6851 | 2032 | 7 |  | 7-2032 |  | 38.6985 |  | 21.4237 | 56.8966
2032 | 8 |  | 8-2032 | 5.6432 | 4.8099 | 4.592 | 3.263 | 2.7811 | 2.2823 | 8.7556 | 7.4627 | 7.6122 | 2032 | 8 |  | 8-2032 |  | 41.4899 |  | 23.2673 | 61.0551
2032 | 9 |  | 9-2032 | 5.3132 | 4.6503 | 4.3783 | 3.0722 | 2.6889 | 2.1761 | 8.2437 | 7.2151 | 7.2579 | 2032 | 9 |  | 9-2032 |  | 41.4495 |  | 23.1402 | 60.8791
2032 | 10 |  | 10-2032 | 5.5983 | 5.0206 | 5.0163 | 3.237 | 2.903 | 2.4932 | 8.686 | 7.7896 | 8.3156 | 2032 | 10 |  | 10-2032 |  | 43.7015 |  | 23.9005 | 65.2019
2032 | 11 |  | 11-2032 | 5.6035 | 5.4467 | 5.1619 | 3.24 | 3.1493 | 2.5655 | 8.694 | 8.4507 | 8.5569 | 2032 | 11 |  | 11-2032 |  | 44.1455 |  | 24.123 | 66.2044
2032 | 12 |  | 12-2032 | 6.0508 | 5.664 | 5.1673 | 3.4987 | 3.275 | 2.5682 | 9.3881 | 8.7879 | 8.5659 | 2032 | 12 |  | 12-2032 |  | 46.2607 |  | 25.5907 | 69.7014
2033 | 1 |  | 1-2033 | 5.9311 | 5.5656 | 5.085 | 3.4083 | 3.1983 | 2.5204 | 9.3172 | 8.7431 | 8.5271 | 2033 | 1 |  | 1-2033 |  | 44.9253 |  | 25.44 | 67.8762
2033 | 2 |  | 2-2033 | 6.01 | 5.5214 | 5.35 | 3.4536 | 3.1728 | 2.6518 | 9.4412 | 8.6736 | 8.9715 | 2033 | 2 |  | 2-2033 |  | 44.9043 |  | 24.3099 | 68.2951
2033 | 3 |  | 3-2033 | 5.9638 | 5.3842 | 5.3724 | 3.4271 | 3.094 | 2.6629 | 9.3687 | 8.4581 | 9.009 | 2033 | 3 |  | 3-2033 |  | 42.1685 |  | 23.015 | 63.2998
2033 | 4 |  | 4-2033 | 5.993 | 5.3996 | 5.0841 | 3.4439 | 3.1028 | 2.52 | 9.4145 | 8.4822 | 8.5256 | 2033 | 4 |  | 4-2033 |  | 37.4191 |  | 20.4922 | 53.6352
2033 | 5 |  | 5-2033 | 6.104 | 5.3871 | 5.0666 | 3.5077 | 3.0956 | 2.5113 | 9.5889 | 8.4626 | 8.4962 | 2033 | 5 |  | 5-2033 |  | 37.0936 |  | 20.9594 | 53.8828
2033 | 6 |  | 6-2033 | 6.0353 | 5.0879 | 5.0186 | 3.4682 | 2.9238 | 2.4876 | 9.481 | 7.9927 | 8.4158 | 2033 | 6 |  | 6-2033 |  | 38.5407 |  | 21.2707 | 56.3156
2033 | 7 |  | 7-2033 | 5.7385 | 5.0429 | 4.8063 | 3.2976 | 2.8979 | 2.3823 | 9.0146 | 7.9219 | 8.0598 | 2033 | 7 |  | 7-2033 |  | 39.228 |  | 22.0306 | 58.3348
2033 | 8 |  | 8-2033 | 5.8171 | 4.9581 | 4.7607 | 3.3428 | 2.8491 | 2.3597 | 9.1381 | 7.7887 | 7.9834 | 2033 | 8 |  | 8-2033 |  | 42.6819 |  | 24.1711 | 63.575
2033 | 9 |  | 9-2033 | 5.4769 | 4.7936 | 4.5391 | 3.1473 | 2.7546 | 2.2499 | 8.6038 | 7.5303 | 7.6118 | 2033 | 9 |  | 9-2033 |  | 42.3937 |  | 23.906 | 62.9195
2033 | 10 |  | 10-2033 | 5.7708 | 5.1753 | 5.2006 | 3.3162 | 2.974 | 2.5778 | 9.0654 | 8.1299 | 8.721 | 2033 | 10 |  | 10-2033 |  | 45.1656 |  | 24.9195 | 67.7078
2033 | 11 |  | 11-2033 | 5.7761 | 5.6145 | 5.3516 | 3.3192 | 3.2263 | 2.6526 | 9.0738 | 8.8199 | 8.9742 | 2033 | 11 |  | 11-2033 |  | 45.4504 |  | 25.043 | 68.61
2033 | 12 |  | 12-2033 | 6.2373 | 5.8385 | 5.3572 | 3.5842 | 3.3551 | 2.6554 | 9.7982 | 9.1718 | 8.9835 | 2033 | 12 |  | 12-2033 |  | 47.6512 |  | 26.3359 | 72.4146
2034 | 1 |  | 1-2034 | 6.1084 | 5.732 | 5.2652 | 3.4896 | 3.2746 | 2.6032 | 9.6471 | 9.0527 | 8.8625 | 2034 | 1 |  | 1-2034 |  | 46.6265 |  | 26.6102 | 70.9671
2034 | 2 |  | 2-2034 | 6.1897 | 5.6864 | 5.5396 | 3.5361 | 3.2486 | 2.7388 | 9.7755 | 8.9807 | 9.3243 | 2034 | 2 |  | 2-2034 |  | 46.6078 |  | 25.4414 | 70.6867
2034 | 3 |  | 3-2034 | 6.1421 | 5.5452 | 5.5628 | 3.5089 | 3.1679 | 2.7503 | 9.7004 | 8.7576 | 9.3634 | 2034 | 3 |  | 3-2034 |  | 43.3966 |  | 23.9 | 65.337
2034 | 4 |  | 4-2034 | 6.1722 | 5.561 | 5.2643 | 3.5261 | 3.1769 | 2.6027 | 9.7479 | 8.7826 | 8.8609 | 2034 | 4 |  | 4-2034 |  | 38.3679 |  | 21.1741 | 55.4604
2034 | 5 |  | 5-2034 | 6.2865 | 5.5481 | 5.2461 | 3.5914 | 3.1696 | 2.5937 | 9.9284 | 8.7622 | 8.8304 | 2034 | 5 |  | 5-2034 |  | 36.9324 |  | 20.8857 | 53.7355
2034 | 6 |  | 6-2034 | 6.2157 | 5.24 | 5.1965 | 3.551 | 2.9935 | 2.5692 | 9.8167 | 8.2757 | 8.7468 | 2034 | 6 |  | 6-2034 |  | 39.1098 |  | 21.7726 | 57.5084
2034 | 7 |  | 7-2034 | 5.91 | 5.1936 | 4.9767 | 3.3763 | 2.9671 | 2.4605 | 9.3338 | 8.2024 | 8.3768 | 2034 | 7 |  | 7-2034 |  | 40.5183 |  | 22.9946 | 60.2178
2034 | 8 |  | 8-2034 | 5.991 | 5.1063 | 4.9295 | 3.4226 | 2.9172 | 2.4372 | 9.4617 | 8.0645 | 8.2973 | 2034 | 8 |  | 8-2034 |  | 44.0674 |  | 25.0803 | 66.045
2034 | 9 |  | 9-2034 | 5.6407 | 4.9369 | 4.7 | 3.2224 | 2.8204 | 2.3237 | 8.9084 | 7.7969 | 7.9112 | 2034 | 9 |  | 9-2034 |  | 43.7107 |  | 24.8806 | 65.1735
2034 | 10 |  | 10-2034 | 5.9433 | 5.33 | 5.385 | 3.3953 | 3.045 | 2.6624 | 9.3864 | 8.4178 | 9.064 | 2034 | 10 |  | 10-2034 |  | 46.9143 |  | 26.0322 | 70.5807
2034 | 11 |  | 11-2034 | 5.9488 | 5.7823 | 5.5412 | 3.3985 | 3.3034 | 2.7396 | 9.3951 | 9.1322 | 9.3271 | 2034 | 11 |  | 11-2034 |  | 47.0597 |  | 26.2223 | 71.5767
2034 | 12 |  | 12-2034 | 6.4237 | 6.0131 | 5.547 | 3.6698 | 3.4352 | 2.7425 | 10.1451 | 9.4966 | 9.3369 | 2034 | 12 |  | 12-2034 |  | 49.2734 |  | 27.4692 | 75.5309
2035 | 1 |  | 1-2035 | 6.2857 | 5.8984 | 5.4454 | 3.571 | 3.351 | 2.6859 | 10.05 | 9.4308 | 9.2721 | 2035 | 1 |  | 1-2035 |  | 47.9751 |  | 27.4449 | 73.9877
2035 | 2 |  | 2-2035 | 6.3693 | 5.8515 | 5.7292 | 3.6185 | 3.3243 | 2.8258 | 10.1838 | 9.3558 | 9.7553 | 2035 | 2 |  | 2-2035 |  | 48.2315 |  | 26.356 | 74.1334
2035 | 3 |  | 3-2035 | 6.3204 | 5.7061 | 5.7532 | 3.5907 | 3.2417 | 2.8377 | 10.1056 | 9.1234 | 9.7961 | 2035 | 3 |  | 3-2035 |  | 45.0965 |  | 24.9019 | 68.5292
2035 | 4 |  | 4-2035 | 6.3513 | 5.7224 | 5.4445 | 3.6083 | 3.251 | 2.6854 | 10.155 | 9.1494 | 9.2705 | 2035 | 4 |  | 4-2035 |  | 38.963 |  | 22.0179 | 57.8022
2035 | 5 |  | 5-2035 | 6.469 | 5.7091 | 5.4257 | 3.6751 | 3.2435 | 2.6761 | 10.3431 | 9.1282 | 9.2385 | 2035 | 5 |  | 5-2035 |  | 38.5296 |  | 22.1928 | 56.1373
2035 | 6 |  | 6-2035 | 6.3961 | 5.3921 | 5.3744 | 3.6338 | 3.0633 | 2.6508 | 10.2267 | 8.6213 | 9.1511 | 2035 | 6 |  | 6-2035 |  | 39.6182 |  | 22.3571 | 57.9685
2035 | 7 |  | 7-2035 | 6.0815 | 5.3444 | 5.147 | 3.455 | 3.0362 | 2.5387 | 9.7237 | 8.545 | 8.764 | 2035 | 7 |  | 7-2035 |  | 41.4439 |  | 23.4425 | 62.414
2035 | 8 |  | 8-2035 | 6.1649 | 5.2545 | 5.0982 | 3.5024 | 2.9852 | 2.5146 | 9.8569 | 8.4013 | 8.6808 | 2035 | 8 |  | 8-2035 |  | 45.4054 |  | 26.0158 | 69.3324
2035 | 9 |  | 9-2035 | 5.8044 | 5.0802 | 4.8609 | 3.2976 | 2.8861 | 2.3976 | 9.2805 | 8.1226 | 8.2768 | 2035 | 9 |  | 9-2035 |  | 45.4941 |  | 26.052 | 68.5914
2035 | 10 |  | 10-2035 | 6.1158 | 5.4847 | 5.5693 | 3.4745 | 3.116 | 2.747 | 9.7784 | 8.7694 | 9.4829 | 2035 | 10 |  | 10-2035 |  | 48.0356 |  | 27.0532 | 73.2836
2035 | 11 |  | 11-2035 | 6.1215 | 5.9501 | 5.7309 | 3.4777 | 3.3804 | 2.8267 | 9.7875 | 9.5136 | 9.7582 | 2035 | 11 |  | 11-2035 |  | 47.9203 |  | 26.8009 | 74.1204
2035 | 12 |  | 12-2035 | 6.6102 | 6.1876 | 5.7369 | 3.7554 | 3.5153 | 2.8296 | 10.5689 | 9.8932 | 9.7684 | 2035 | 12 |  | 12-2035 |  | 50.8339 |  | 28.3981 | 78.2164
Natural Gas Price Forecast
$/mmBtu
2012 real dollars
Wholesale Electric Price Forecast
$/MWh
2012 real dollars
December 15, 2015
Steven Simmons
Senior Economic Analyst
Northwest Power & Conservation Council
503-820-2358
ANNUAL - Natural Gas
MONTHLY - Natural Gas
ANNUAL - Wholesale Electric Price
MONTHLY - Wholesale Electric Price
DRAFT ANNUAL - Wholesale Electric Price
Natural Gas Price Forecast
$/mmBtu
2012 real dollars
Wholesale Electric Price Forecast
$/MWh
2012 real dollars
December 15, 2015
Steven Simmons
Senior Economic Analyst
Northwest Power & Conservation Council
503-820-2358
ANNUAL - Natural Gas
MONTHLY - Natural Gas
ANNUAL - Wholesale Electric Price
MONTHLY - Wholesale Electric Price
DRAFT 1 ANNUAL - Wholesale Electric Price
DRAFT 2 ANNUAL - Wholesale Electric Price

## Partial List of Standards
For a more complete listing please see conservation chapter.
Sector | Product | Initial Federal Legislation | Last Standard Issued | Effective Date of Last Standard | Issued By: | Updated DOE Standard Due | Potential Effective Date | State Standard in OR and/or WA | DOE NIA Exists | Went into effect in 2005 to 2014 | Expected update to go into effect by 2014 | Was this product explicitly modeled in 5th Plan? | Was this product explicitly modeled in 6th Plan? | Was most recent standard included in 5th Plan Baseline? | Was most recent standard included in 6th Plan Baseline? | Addressed in Supply Curve or Forecast? | Addressed Explicitly in Residential Building Codes ( not completed at this point) | Addressed Explicitly in Non-residential Building Codes (includes residential over floors) | Magnitude of National Primary Source Savings Potential (In Quadrillion BTU, Per LBNL) | Potential End-Use Group | Notes | 6P Source Data
Commercial/Industrial | Automatic Commercial Ice Makers | EPACT 2005 | 2014 | 2017 | Congress |  |  |  | X | X |  | Yes | Yes | ASHRAE 2001 | ASHRAE 2010 | Supply Curve Only | none | none | 0.14 | Icemakers | 6P Baseline is WA, OR, 2010 Fed standard | PC-Pack Refrig Equip-6P-D3.xls
Residential | Battery Chargers | EPACT 2005 | None | None | N/A | 2013 | 2017 | X |  |  |  | No | No | No | No | N/A | none | none | Not applicable, see notes | Battery Chargers | Did not go into effect in 2005-2014 | not modeled
Residential | Boilers | NAECA 1987 | 2007 | 2012 | Congress | 2015 | 2020 |  | X | X |  | No | No | No | No | Added to Forecast in May, 2012 | direcly OR and WA2009, not WA2012. OR requires buildings select one or more extra efficency options depending upon building size and the option savings. High efficiency boiler is one option. | directly | 0.54 | Res HVAC |  | not modeled
Lighting | Candelabra & Intermediate Base Incandescent Lamps | None | 2007 | 2012 | Congress | 2013 | 2020 |  |  | X |  | No | Yes | No | Yes, 2006 | Both | ID, MT (iecc2009) and WA2009: 50% of lamps must be high efficacy (lamps >40W ->60l/W, lamps 15-40W ->50l/W , lamps <= 15W -> 40 l/W).. IECC 2012 and WA2012 will move goal post to 75%. OR requires 50% of lamps to be greated than 40l/W. | same as General Service Incandescent Lamps | 0 | Res Lighting/Non-Res Lighting | Product should be included in the residential lighting LPD baseline. Source of savings from DOE March 2009 EISA 2007 Technical Support Document. | EStarLighting_ExistingFY09v1_1.xls
Lighting | Ceiling Fan Light Kits | EPACT 2005 | 2005 | 2007 | Congress | 2013 | 2016 |  |  | X |  | No | No | No | N/A | N/A | none | none | 4.57 | Res Lighting | Cannot find 6P workbook related to this product, 6th plan report indicated that the 2007 standard is included in the supply curve
Residential | Central Air Conditioners | EPACT 1992 | 2011 | 2016 | DOE |  |  |  | X |  |  | Yes | Yes | No | No, 2006 | Both | direcly OR and WA2009, not WA2012 | directly - does not distinguish except by single phase vs. three phase |  | Res HVAC |  | PNWResSpaceConditioningCurve_6thPlanv1_8.xls
Commercial/Industrial | Commercial CAC and HPs (Air-Cooled, Large) | EPACT 1992 | 2010 | 2016 | Congress | 2015 | 2019 |  |  | X |  | Yes | Yes | ASHRAE 2001 | ASHRAE 2010 | Supply Curve Only, Added to Forecast in May, 2012 | WA2009. OR and WA2012 require buildings select one or more extra efficency options depending upon building size and the option savings. High efficiency heat pump is one option. | directly | 1.72 | Non-Res HVAC |  | PC-HVACEQUIP-6P-D7.xls
Commercial/Industrial | Commercial CAC and HPs (Air-Cooled, Small) | EPACT 1992 | 2008 | 2016 | Congress | 2015 | 2019 |  |  | X |  | Yes | Yes | ASHRAE 2001 | ASHRAE 2010 | Supply Curve Only, Added to Forecast in May, 2012 | WA2009. OR and WA2012 require buildings select one or more extra efficency options depending upon building size and the option savings. High efficiency heat pump is one option. | directly | 3.03 | Non-Res HVAC |  | PC-HVACEQUIP-6P-D7.xls
Commercial/Industrial | Commercial CAC and HPs (Air-Cooled, Very Large) | EPACT 1992 | 2010 | 2016 | Congress | 2015 | 2019 |  |  | X |  | Yes | Yes | ASHRAE 2001 | ASHRAE 2010 | Supply Curve Only, Added to Forecast in May, 2012 | WA2009. OR and WA2012 require buildings select one or more extra efficency options depending upon building size and the option savings. High efficiency heat pump is one option. | directly | 0.43 | Non-Res HVAC |  | PC-HVACEQUIP-6P-D7.xls
Commercial/Industrial | Commercial CAC and HPs (Water- and Evaporatively-Cooled) | EPACT 1992 | 2012 | 2013 | DOE | 2020 | 2023 |  |  | X |  | Yes | Yes | ASHRAE 2001 | ASHRAE 2010 | Supply Curve Only | WA2009. OR and WA2012 require buildings select one or more extra efficency options depending upon building size and the option savings. High efficiency heat pump is one option. | directly | 0.012 | Non-Res HVAC | The magnitude of savings includes VRF water-source HPs and Computer Room ACs | PC-HVACEQUIP-6P-D7.xls
Commercial/Industrial | Commercial Clothes Washers | EPACT 2005 | 2010 | 2018 | DOE |  |  | X | X | X |  | No | No | No | No | N/A | none | Seattle code (1475) requires energy star | 0.2 | Non-Res Clothes Washers |  | not modeled
Commercial/Industrial | Commercial Packaged Boilers | EPACT 1992 | 2009 | 2012 | DOE | 2017 | 2020 |  |  | X |  | No | No | No | No | N/A | direcly OR and WA2009, not WA2012. OR requires buildings select one or more extra efficency options depending upon building size and the option savings. High efficiency boiler is one option. | directly | 0.11 | Non-Res HVAC |  | not modeled
Commercial/Industrial | Commercial Prerinse Spray Valves | EPACT 2005 | 2005 | 2006 | Congress | 2013 | 2016 |  |  | X |  | Yes - Retrofit | Yes - Retrofit | unclear | EPACT 2005 | Supply Curve Only | none | none | 1.4 | Prerinse Spray Valves | EPACT 2005 Standard is 1.6 gpm. Measure flow on the 1.6 gpm heads is 1.2 gpm per AWWA study. | PC-Spray Head-6P-D1.xls
Commercial/Industrial | Commercial Refrigeration Equipment | EPACT 2005 | 2014 | 2017 | DOE |  |  |  | X |  |  | Yes | Yes | No | EPACT 2005 | Both | none | In WA, beyond walk-in (as discussed above) and refrigerated warehouse, condenser heat recovery is required to water heat in smaller and to water and space heat is most grocery. (2009 1436.4, 2012 C403.2.6.3 ) | 2.9 | Non-Res Refrigeration |  | PC-Pack Refrig Equip-6P-D3.xls
Commercial/Industrial | Commercial Warm Air Furnaces | EPACT 1992 | 2004 | [8 empty] | No | No | No | No | N/A | WA2009. OR and WA2012 require buildings select one or more extra efficency options depending upon building size and the option savings. High efficiency furnace is one option. | directly | Not applicable, see notes | Non-Res HVAC | Did not go into effect in 2005-2014, update on standard in 2004 involves test procedures only | not modeled
Commercial/Industrial | Commercial Water Heating Equipment | EPACT 1992 | 2001 | 2003 | DOE | None | None |  | X |  |  | No | No | No | No | N/A | WA2009. OR and WA2012 require buildings select one or more extra efficency options depending upon building size and the option savings. High efficiency DHW is one option. | directly in current ID, MT, OR and in the soon to be adopted WSEC | Not applicable, see notes | Non-Res Water Heating | Did not go into effect in 2005-2014 | not modeled
Residential | Compact Audio Equipment | None | [5 empty] | X |  | X |  | No | No | No | No | N/A | none | none | Savings potential analysis not available | Audio | Oregon Standard went into effect in 2009, all compact audio products may not use more than 2 watts in standby passive mode. | not modeled
Residential | Cooking Ranges and Ovens | NAECA 1987 | 2009 | 2012 | DOE | 2017 | 2020 |  |  | X |  | No | Yes | No | Yes, Effective Date, 2012 | Supply Curve Only, Added to Forecast in May, 2012 | none | none | 0.18 | Res Cooking |  | Resoven_MicrowaveFY09v1_0.xls
Residential | Dehumidifiers | EPACT 2005 | 2007 | 2012 | Congress | 2015 | 2018 |  | X | X |  | No | Yes | No | EPACT 2005 | Forecast only | none | none | 0.57 | Dehumidifiers |  | forecast only
Residential | Direct Heating Equipment | NAECA 1987 | 2010 | 2013 | DOE | 2018 | 2021 |  |  | X |  | No | No | No | No | N/A | none | none | 0.26 | Res HVAC |  | not modeled
Residential | Dishwashers | NAECA 1987 | 2012 | 2013 | DOE | 2014 | 2019 |  |  | X |  | No | Yes | No | No, 2007 | Both | none | Seattle code (1475) requires energy star | 0.73 | Dishwashers |  | EStarResDishwasherFY09v1_0.xls
Commercial/Industrial | Distribution Transformers: Liquid-Immersed and Medium-Voltage, Dry-Type | EPACT 1992 | 2007 | 2010 | DOE | 2012 | 2016 |  | X | X |  | No | No | No | No | N/A | none | OR 507.1 requires NEMA class 1 though has several exceptions | 5.89 | Distribution Transformers |  | not modeled
Commercial/Industrial | Distribution Transformers: Low-Voltage Dry-Type | EPACT 2005 | 2005 | 2007 | Congress | 2013 | 2016 |  | X | X |  | No | Yes | No | Yes, Fed 2007 | Supply Curve Only | none | OR 507.1 and WA (2009 1540, 2012 C405.9) regulate transformers, OR more extensively, WA "minimum efficiency of a low voltage drytype distribution transformer shall be the class I efficiency levels specified in "Guide for Determining Energy Efficiency for Distribution Transformers" published by the National Electrical Manufacturers Association (NEMA TP-1-2002" | 1.28 | Distribution Transformers | Distribution Transformers is in the industrial supply curve, but there is no stock model for this product. | Industrial_tool_111209.xls
Residential | DVD Players and Recorders | None | [5 empty] | X |  | X |  | No | No | No | No | N/A | none | none | Savings potential analysis not available | Entertainment | Oregon Standard went into effect in 2009, all DVD products may not use more than 3 watts in standby passive mode. | not modeled
Commercial/Industrial | Electric Motors | EPACT 1992 | 2014 | 2016 | Congress |  |  |  | X | X |  | Yes | Yes | EPACT 1997 | Yes, 2010 | Both | Indirect: WA2012 and IECC2012 regulate Watts/ cfm in hvac fans | directly in 2009 WA code in all standard motors, indirectly in ID, MT, OR and 2012 WA (no more direct impact) through fan motor power limits. Fractional HP motors required to be ECM in all instances in WA and in series fan powered terminals in OR. | 0.14 | Motors | This model is In the Industrial Supply Curve, no stock model available | Industrial_tool_111209.xls
Residential | External Power Supplies | EPACT 2005 | 2014 | 2016 | DOE | [6 empty] | No | Yes | No | No | Forecast only | none | none | 3.8 | Power Supplies | The 6th plan assumes a 5% increase in efficiency for this product. The actual standard was added to the model in May, 2012 which will be incorporated into the 7th plan. | forecast only
Lighting | Fluorescent Lamp Ballasts | NAECA 1988 | 2011 | 2014 | DOE | 2019 | 2022 |  |  | X |  | No | No | No | No, 2009 and phasing through July 2010 | Supply Curve | none | indirectly through LPD requirements. WSEC is below 90.1-2010. 90.1 assumed linear fluorescent efficacy on par with high performance T8 | 6.72 | Non-Res Lighting | Cannot find 6P workbook related to this product, standard sourced from 6th plan report
Residential | Furnaces | NAECA 1987 | 2011 (revoked) | 2013 | DOE | 2019 | 2024 |  | X | X |  | No | No | No | No | N/A | direcly OR and WA2009. OR and WA2012 require buildings select one or more extra efficency options depending upon building size and the option savings. High efficiency furnace is one option. | directly | Not applicable, see notes | Res HVAC | This standard has been revoked | not modeled
Residential | Furnace Fans | None | 2014 | 2019 | DOE |  |  |  | X |  |  | No | No | No | No | N/A |  | none | 3.99 | Res HVAC |  | not modeled
Lighting | General Service Fluorescent Lamps | EPACT 1992 | 2015 | 2018 | DOE |  |  |  | X | X |  | Yes | Yes | No | No | Both | none | indirectly through LPD requirements. WSEC is below 90.1-2010. 90.1 assumed linear fluorescent efficacy on par with high performance T8 | 6.885 | Non-Res Lighting | The magnitude of savings sourced from 2009 DOE Final Rule | PC-LPDPackage-6P-D16.xls
Lighting | General Service Incandescent Lamps | EISA 2007 | 2007 | 2012 | Congress | 2017 | 2020 |  | X | X |  | Yes | Yes | No | Yes, 2012 and phasing through 2014 | Both | ID, MT (iecc2009) and WA2009: 50% of lamps must be high efficacy (lamps >40W ->60l/W, lamps 15-40W ->50l/W , lamps <= 15W -> 40 l/W).. IECC 2012 and WA2012 will move goal post to 75%. OR requires 50% of lamps to be greated than 40l/W. | Directly through exterior lighting and dwelling unit (generally multifamily over 3 stories not hotel) minimum efficacy requirements, and indirectly through LPD requirements. The 2009 IECC (currently in ID and MT) limits exterior lamps over 100 watts to high efficacy sources (60 lumens/W). ID, MT, OR, and WA require dwelling units to pursue full compliance with lighting code including controls ( really not tenable) or to install a percentage of high efficacy lamps (lamps >40W ->60l/W, lamps 15-40W ->50l/W , lamps <= 15W -> 40 l/W). ID, MT, and OR require 50% of the permanently installed interior dwelling unit fixtures to be fitted with high efficacy lamps . WA requires dwelling units to have 75% of the permanently installed lamps be high-efficacy. LPD requirements are pushing to levels that require incandescent conversion or changes to the fixture mix to get higher average fixture efficiency. The WSEC in particular is below 90.1-2010 and therefor assumes some portion of incandescent lighting is converted to higher efficacy source or fixture efficiencies improve in other lighting types. | 13.5 | Res Lighting/Non-Res Lighting |  | PC-LPDPackage-6P-D16.xls
Residential | Heat Pumps | EPACT 1992 |  | 2006 | DOE | 2011 | 2015 |  | X | X |  | Yes | Yes | Yes, 2006 | Yes, 2006 | Both | OR and WA2009. OR and WA2012 require buildings select one or more extra efficency options depending upon building size and the option savings. High efficiency heat pump is one option. | directly | 2.0675 | Res HVAC | The magnitude of the national savings potential is estimated using LBNL's estimate of 8.27 for both Central AC and Heat Pumps, then scaling using the approximate shipments ratio derived from the 2011 DOE shipments analysis of 3:1. | PNWResSpaceConditioningCurve_6thPlanv1_8.xls
Lighting | High Intensity Discharge Lamps | not till 2017 | [6 empty] | X |  |  | No | No | No | No | N/A | none | indirectly through interior and exterior LPD requirements and in WA requirements for OS control in warehouses. | Not applicable, see notes | Non-Res Lighting | Did not go into effect in 2005-2014 | not modeled
Commercial/Industrial | Hot Food Holding Cabinets | None | [5 empty] | X |  | X |  | No | Yes | No | N/A | Supply Curve Only | none | Seattle code (1475) requires energy star | Savings potential analysis not available | Hot Food Holding Cabinets | Oregon standard went into effect in 2009, all hot food holding cabinets shall have a maximum idle energy rate of 40 watts per cubic foot of interior volume. | PC-Cooking-6P-D2.xls
Lighting | Illuminated Exit Signs | EPACT 2005 | 2005 | 2006 | Congress | 2013 | 2016 |  |  | X |  | Yes | Yes Retro Only | No | Yes, Effective Date 2006 | Supply Curve Only | none | All states limit exits to 5 watts per side. | 0.72 | Exit Signs |  | PC-Exit Sign-6P-D2.xls
Lighting | Incandescent Reflector Lamps | EPACT 1992 | 2015 | 2018 | DOE |  |  |  | X | X |  | Yes | Yes | No | No, Effective Date 2008 | Supply Curve Only | ID, MT (iecc2009) and WA2009: 50% of lamps must be high efficacy (lamps >40W ->60l/W, lamps 15-40W ->50l/W , lamps <= 15W -> 40 l/W).. IECC 2012 and WA2012 will move goal post to 75%. OR requires 50% of lamps to be greated than 40l/W. | same as General Service Incandescent Lamps | 1.665 | Res Lighting/Non-Res Lighting | The magnitude of savings sourced from the DOE 2009 final rule. Standard sourced from 6th plan report, product should be included in lighting LPD. | EStarLighting_ExistingFY09v1_1.xls
Lighting | Medium Base Compact Fluorescent Lamps | EPACT 2005 | 2005 | 2006 | Congress | 2013 | 2016 |  | X | X |  | No | Yes | No | Yes, 2006 | Both | ID, MT (iecc2009) and WA2009: 50% of lamps must be high efficacy (lamps >40W ->60l/W, lamps 15-40W ->50l/W , lamps <= 15W -> 40 l/W).. IECC 2012 and WA2012 will move goal post to 75%. OR requires 50% of lamps to be greated than 40l/W. | Most codes regulate the installed watts, which for a screw-in fixture is the wattage of the housing which is a large number. So in new construction CFL lamps are uniformly pin-based. Screw base CFL lamps are limited to retrofit and bulb changing does not trigger code. | 0 | Res Lighting/Non-Res Lighting | Product should be included in the residential lighting LPD baseline. | EStarLighting_ExistingFY09v1_1.xls
Lighting | Mercury Vapor Lamp Ballasts | EPACT 2005 | 2005 | 2008 | Congress | None | None |  |  | X |  | No | No | No | No | N/A | none | indirectly through interior and exterior LPD requirements and in WA requirements for OS control in warehouses. Not seen in new construction. If light code triggered would be changed. | 0 | Non-Res Lighting | This product has been made illegal | not modeled
Lighting | Metal Halide Lamp Fixtures | EISA 2007 | 2014 | 2017 | DOE |  |  |  | X |  |  | Yes | Yes | No | EPACT 2005 | Supply Curve Only | none | indirectly through LPD requirements. WSEC is below 90.1-2010. 90.1 assumed linear fluorescent efficacy on par with high performance T8 | 6.44 +.49 | Non-Res Lighting |  | PC-LPDPackage-6P-D16.xls
Residential | Microwave Ovens | NAECA 1987 | 2013 | 2016 | DOE | [6 empty] | No | No | No | No | Added to Forecast in May, 2012 | none | none | Not applicable, see notes | Cooking | Did not go into effect in 2005-2014 | not modeled
Commercial/Industrial | Packaged Terminal AC and HP | EPACT 1992 | 2008 | 2012 | DOE | 2016 | 2019 |  | X | X |  | Yes | Yes | No | ASHRAE 2010 | Supply Curve Only, Added to Forecast in May, 2012 | OR and WA2009. OR and WA2012 require buildings select one or more extra efficency options depending upon building size and the option savings. High efficiency heat pump is one option. | directly | 0.04 | Non-Res HVAC |  | PC-HVACEQUIP-6P-D7.xls
Commercial/Industrial | Single Package Vertical Air Conditioners & Single Package Vertical Heat Pumps | EISA 2007 | 2009 | 2010 | DOE | 2014 | 2019 |  |  |  |  | No | No | No | No | N/A | none | directly | Savings potential analysis not available | Non-Res HVAC | Used to be covered under small, large, and very large commercial package air-conditioning and heating equipment
Residential | Pool Heaters | NAECA 1987 | 2010 | 2013 | DOE | 2018 | 2021 |  | X | X |  | No | No | No | No | N/A | WA2009, WA2012 bans pilot lights but no efficiency levels | Directly. Table 504.2 or in WA Table C404.2 | 0.02 | Pool Heaters |  | not modeled
Residential | Pool Pumps | None | [5 empty] | X |  | X |  | No | No | No | No | N/A | WA2009, WA2012 | none | Savings potential analysis not available | Pool Pumps | Washington standard went into effect in 2010. All replacement residential pool pumps purchased of 1 hp or larger must be two-speed, or variable-speed. | not modeled
Residential | Portable Electric Spas | None | [5 empty] | X |  | X |  | No | No | No | No | N/A | WA2009 | none | Savings potential analysis not available | Spas | Oregon standard went into effect in 2009, all portable electric spas may not have a standby power greater than 5 (V2/3) watts | not modeled
Commercial/Industrial | Refrigerated Beverage Vending Machines | EPACT 2005 | 2009 | 2012 | DOE | 2017 | 2020 |  | X | X |  | Yes | Yes | No | No, 2010 | Supply Curve Only | none | none | 0.19 | Vending Machines |  | PC-Pack Refrig Equip-6P-D3.xls
Residential | Residential Ceiling Fans | EPACT 2005 | 2005 | 2007 | Congress |  |  |  |  | X |  | No | Yes | No | Yes, EPACT 2005 | Forecast only | none | none | Savings potential analysis not available | Res Ceiling Fans
Residential | Residential Clothes Dryers | NAECA 1987 | 2011 | 2015 | DOE | 2019 | 2022 |  | X |  |  | No | Yes | No | 2010 | Both | none | none | Not applicable, see notes | Res Clothes Dryers | Did not go into effect in 2005-2014 | EStarWasher_DryerSingleFamily_FY09v1_1.xls;EStarWasher_DryerMultiFamily_FY09v1_1.xls
Residential | Residential Clothes Washers | NAECA 1987 | 2012 | 2015 | DOE | 2020 | 2023 |  |  |  |  | Yes | Yes | 2007 | 2007 | Both | none | none | 0.7 | Res Clothes Washers | The magnitude of the national savings potential is estimated using the total estimate energy savings of the 2001 rule (5.52 quads) multiplied by the fraction of units affected (.98) multiplied by the incremental improvement over the 2004 requirements (.13). http://www.gpo.gov/fdsys/pkg/FR-2001-01-12/pdf/01-611.pdf | EStarWasher_DryerSingleFamily_FY09v1_1.xls;EStarWasher_DryerMultiFamily_FY09v1_1.xls
Residential | Residential Refrigerators and Freezers | NAECA 1987 | 2011 | 2014 | DOE | 2019 | 2022 |  | X | X |  | Yes | Yes | No | No, Effective Date, 2010 | Both | none | none | 7.65 | Res Refrigeration |  | EStarRefrigeratorFY09v1_0.xls; EStarResFreezersFY09v1_0.xls
Residential | Residential Room Air Conditioners | NAECA 1987 | 2011 | 2014 | DOE | 2019 | 2022 |  | X | X |  | Yes | Yes | No, 2000 | No, Effective Date, 2010 | Both | WA2009 only | directly - does not distinguish except by single phase vs. three phase | 0.28 | Res HVAC |  | PNWResSpaceConditioningCurve_6thPlanv1_8.xls
Residential | Residential Water Heaters | NAECA 1987 | 2010 | 2015 | DOE | 2018 | 2021 |  |  |  |  | Yes | Yes | 2004 | 2010 | Both | WA2009. OR and WA2012 require buildings select one or more extra efficency options depending upon building size and the option savings. High efficiency DHW is one option. | directly in current ID, MT, OR and in the soon to be adopted WSEC | Not applicable, see notes | Res Water Heating | Did not go into effect in 2005-2014 | RESDHWFY09v1_1.xls
Lighting | Torchieres | EPACT 2005 | 2005 | 2006 | Congress | 2013 | 2016 |  |  | X |  | No | No | No | N/A | N/A | none | none | 2.78 | Res Lighting | Cannot find 6P workbook related to this product, 6th plan report indicated that the 2007 standard is included in the supply curve
Lighting | Traffic Signal Modules and Pedestrian Modules | EPACT 2005 | 2005 | 2006 | Congress | 2013 | 2016 |  |  | X |  | Yes | Yes | unclear | EPACT 2005 | Supply Curve Only | none | X - this X was here. I did not put it here. I would say the building code has no impact on this (i.e. "none") | 0.31 | Lighting-Traffic |  | PC-Traffic Signals-6P-D1.xls
Commercial/Industrial | Unit Heaters | EPACT 2005 | 2005 | 2008 | Congress | 2013 | 2016 |  |  | X |  | No | No | No | No | N/A | none | directly though IECC (ID,MT) does not include text requiring electronic pilot and flue dampers/power combustion | 1.25 | Non-Res HVAC |  | not modeled
Commercial/Industrial | Walk-In Coolers and Freezers | EISA 2007 | 2014 | 2017 | Congress |  |  |  | X |  |  | No | No | No | No | N/A | none | Proposed WA code (C402.5, C403.5, & C405.10) to take effect July 2013. Walls, roof, and door of R25 for coolers and R32 for freezers, R28 for freezer floors. Also has door closing, glazing, mech (ECM motors, anti-sweat limits and controls, and lighting requirements ( high efficacy, timer/OS) | 3.1 | Non-Res Walk-in Refrigeration |  | not modeled
Commercial/Industrial | Water Dispensers | None | [5 empty] | X |  | X |  | No | No | No | No | N/A | none | none | Savings potential analysis not available | Water Dispensers | Oregon standard went into effect in 2009, bottle-type water dispensers may not have standby energy consumption greater than 1.2 kWh per day | not modeled
Note on R7: Mike Kennedy: There is not Seattle residential code. Any item attributed to WA is applicable inSeattle too. This is primarily focusd on new consturction and reach of code into retorfits is not well understood.
Note on S7: Mike Kennedy: In most cases, energy codes only apply to new construction and major remodel work. Lamp changing does not typically trigger code. Comments here primarily apply to new consturction and do not address situations where code is not triggered. They also do not address the Oregon Reach code. If that is desired we can add a column for it. The difficulty is that it has provissions for everything but you only have to pick a certain number so it is hard to say what is required. Also, NEEA codes people indicate almost nobody is opting to comply with the Oregon Reach which is optional. Any provision attributed to WA code is also applicable to Seattle. Seattle is strictly in addition to state code.
Note on P9: Angie Lee: The 6th power plan report mentioned about the incorporation of this product, but the code write-up did not have this product, and baseline analysis spreadsheets do not have this product either
Note on D22: Angie Lee: update on test procedure only
Note on B32: Angie Lee: move up
Note on V35: Angie Lee: https://www.acca.org/archives/news-and-media/news-room/press-releases/8232
Note on B59: Angie Lee: Move up

## Impact of Fed Standards
Run Dat April 7 2015
BaseCase compared to BaseFreeze standards
This is the Electricity Review (including Western Montana portion of loads) for Northwest
In this worksheet you can find estimated direct and indirect impact of Federal Appliane Standards.
the Basecase run was compared agaist the case where appliance standards coming into effect in 2012-2035 were turned off, allowing device level loads to increase.
in the first block of data we are showing the aggregate level load impact. The values shown in rows 13-56 reflect higher loads due to lack of standards post 2012.
in the second block of data we are showing sector and enduse level impacts.
It should be noted that although there are no explicit appliance standards covering transportation and streetlighting, there are savings attributable to appliance standards by inclusion of standards on distribution transformers.
The standard on transformers are expected to lowers T&D losses by 2% over the 20 year forecast horizon.
in the third block of data starting in row 100 the indirect impact, through increased genreation from Rooftop solar is presented.
ICE stands for Information Communication and Entertainment (general household electronics).
Northwest Average Day Loads (MWa) Prior to adj for ICE |  | 2012 | 2013 | 2014 | 2015 | 2016 | 2017 | 2018 | 2019 | 2020 | 2021 | 2022 | 2023 | 2024 | 2025 | 2026 | 2027 | 2028 | 2029 | 2030 | 2031 | 2032 | 2033 | 2034 | 2035
LDCClass | Annual | 0 | 127.7 | 259.21 | 396.67 | 516.01 | 641.65 | 755.15 | 882.29 | 996.91 | 1092.75 | 1181.14 | 1264.78 | 1343.78 | 1419.5 | 1492.33 | 1562.71 | 1631.39 | 1697.37 | 1761.74 | 1821.79 | 1878.69 | 1934.16 | 1987.88 | 2039.74
LDCClass | January | 0 | 137.32 | 281.1 | 433.23 | 568.73 | 707.87 | 832.87 | 990.56 | 1133.7 | 1252.09 | 1362.69 | 1468.11 | 1568.67 | 1665.85 | 1760.25 | 1852.04 | 1941.45 | 2027.74 | 2112.18 | 2191.96 | 2267.86 | 2341.18 | 2412.47 | 2481.19
LDCClass | February | 0 | 122.02 | 248.34 | 382.67 | 501.45 | 625.36 | 737.28 | 878.66 | 1007.03 | 1114.77 | 1215.01 | 1310.45 | 1401.19 | 1488.6 | 1573.17 | 1655.12 | 1734.99 | 1811.92 | 1886.96 | 1957.66 | 2024.88 | 2090.14 | 2153.48 | 2214.49
LDCClass | March | 0 | 100.1 | 201.98 | 312.78 | 410.24 | 517.46 | 615.71 | 744.48 | 862.03 | 963.58 | 1057.98 | 1148.02 | 1233.5 | 1315.72 | 1395.07 | 1471.8 | 1546.74 | 1618.76 | 1688.81 | 1754.87 | 1817.83 | 1879.5 | 1939.38 | 1997.16
LDCClass | April | 0 | 109.59 | 220.37 | 338.31 | 439.95 | 548.87 | 647.94 | 779.04 | 898.26 | 1001.81 | 1097.57 | 1188.63 | 1274.69 | 1357.24 | 1436.56 | 1512.98 | 1587.46 | 1658.9 | 1728.27 | 1793.37 | 1855.11 | 1915.52 | 1973.99 | 2030.26
LDCClass | May | 0 | 114.15 | 229.91 | 352.2 | 456.79 | 569.77 | 672.57 | 792.56 | 901.07 | 994.55 | 1080.45 | 1161.69 | 1238.13 | 1311.19 | 1381.06 | 1448.27 | 1513.84 | 1576.62 | 1637.63 | 1694.41 | 1748.15 | 1800.9 | 1851.87 | 1901.13
LDCClass | June | 0 | 131.18 | 265.09 | 401.5 | 516.83 | 639.81 | 751.09 | 855.59 | 948.82 | 1027.8 | 1099.54 | 1166.66 | 1229.42 | 1288.99 | 1345.71 | 1400.3 | 1453.73 | 1504.85 | 1554.77 | 1600.48 | 1643.59 | 1685.99 | 1726.93 | 1766.69
LDCClass | July | 0 | 122.22 | 247.57 | 374.69 | 482.99 | 599.52 | 705.55 | 806.49 | 896.8 | 974.07 | 1044.41 | 1110.43 | 1172.25 | 1231.02 | 1286.99 | 1340.9 | 1393.82 | 1444.52 | 1494.09 | 1539.65 | 1582.9 | 1625.75 | 1667.28 | 1707.76
LDCClass | August | 0 | 144.45 | 292.45 | 442.33 | 568.72 | 699.72 | 817.65 | 929.87 | 1029.8 | 1115.52 | 1193.25 | 1265.78 | 1333.47 | 1397.62 | 1458.63 | 1517.2 | 1574.42 | 1629.18 | 1682.63 | 1731.57 | 1777.63 | 1822.79 | 1866.37 | 1908.61
LDCClass | September | 0 | 134.29 | 271.47 | 414.19 | 536.33 | 666.09 | 783.03 | 891.8 | 988.44 | 1065.56 | 1135.77 | 1201.61 | 1263.29 | 1321.91 | 1377.89 | 1431.84 | 1484.68 | 1535.3 | 1584.71 | 1630.01 | 1672.72 | 1714.63 | 1755.09 | 1794.22
LDCClass | October | 0 | 129.49 | 263.19 | 403.5 | 526.06 | 656.15 | 773.49 | 895.53 | 1004.97 | 1092.58 | 1173.25 | 1249.43 | 1321.35 | 1390.18 | 1456.36 | 1520.39 | 1582.88 | 1642.92 | 1701.49 | 1755.88 | 1807.34 | 1857.43 | 1905.87 | 1952.58
LDCClass | November | 0 | 145.07 | 296.54 | 454.84 | 594.27 | 738.15 | 867.04 | 1011.91 | 1142.24 | 1247.51 | 1344.96 | 1437.06 | 1524.33 | 1608.14 | 1689.07 | 1767.51 | 1843.74 | 1917.07 | 1988.66 | 2055.54 | 2118.75 | 2179.55 | 2238.35 | 2294.85
LDCClass | December | 0 | 142.26 | 292.01 | 449.2 | 589.1 | 730.32 | 856.69 | 1010.91 | 1150.42 | 1264.39 | 1370.63 | 1471.71 | 1567.98 | 1660.89 | 1751.06 | 1838.65 | 1923.92 | 2006.18 | 2086.68 | 2162.47 | 2234.46 | 2303.85 | 2371.2 | 2436.03
Northwest Peak Day Loads (MW) Prior to adj. to ICE |  | 2012 | 2013 | 2014 | 2015 | 2016 | 2017 | 2018 | 2019 | 2020 | 2021 | 2022 | 2023 | 2024 | 2025 | 2026 | 2027 | 2028 | 2029 | 2030 | 2031 | 2032 | 2033 | 2034 | 2035
LDCClass | Annual | 0 | 165.75 | 341.43 | 528.36 | 698.24 | 869.21 | 1022.4 | 1237.89 | 1434.87 | 1603.35 | 1761.27 | 1911.81 | 2055.5 | 2194.63 | 2329.81 | 2461.18 | 2588.69 | 2711.88 | 2832.46 | 2947.12 | 3056.38 | 3161.29 | 3263.27 | 3361.72 |  | 1.6481
LDCClass | January | 0 | 165.75 | 341.43 | 528.36 | 698.24 | 869.21 | 1022.4 | 1237.89 | 1434.87 | 1603.35 | 1761.27 | 1911.81 | 2055.5 | 2194.63 | 2329.81 | 2461.18 | 2588.69 | 2711.88 | 2832.46 | 2947.12 | 3056.38 | 3161.29 | 3263.27 | 3361.72
LDCClass | February | 0 | 163.86 | 336.74 | 519.84 | 685.49 | 850.97 | 999 | 1190.78 | 1365.24 | 1513.74 | 1652.39 | 1784.1 | 1909.48 | 2030.59 | 2148.03 | 2261.99 | 2372.64 | 2479.53 | 2584.2 | 2683.29 | 2777.68 | 2868.31 | 2956.35 | 3041.35
LDCClass | March | 0 | 158.89 | 325.79 | 501.92 | 660.95 | 820.88 | 964.35 | 1149.95 | 1318.99 | 1464.06 | 1599.63 | 1728.72 | 1851.79 | 1970.77 | 2086.34 | 2198.66 | 2307.98 | 2413.66 | 2517.23 | 2615.46 | 2709.21 | 2799.6 | 2887.63 | 2972.75
LDCClass | April | 0 | 152.06 | 308.81 | 471.73 | 614.88 | 758.04 | 886.27 | 1042.95 | 1184.87 | 1306.5 | 1419.55 | 1527.16 | 1629.53 | 1728.24 | 1823.96 | 1916.87 | 2007.67 | 2095.39 | 2181.38 | 2262.45 | 2339.78 | 2415.02 | 2488.32 | 2559.27
LDCClass | May | 0 | 146.76 | 295.12 | 447.51 | 577.49 | 708.67 | 826.45 | 955.22 | 1070.67 | 1168.09 | 1257.65 | 1342.65 | 1422.93 | 1499.83 | 1573.8 | 1645.28 | 1715.57 | 1783.25 | 1849.47 | 1911.1 | 1969.68 | 2027.64 | 2083.99 | 2138.65
LDCClass | June | 0 | 136.22 | 273.64 | 413.8 | 533.31 | 653.62 | 762.22 | 869.33 | 965.06 | 1044.12 | 1116.42 | 1185.08 | 1249.84 | 1311.83 | 1371.3 | 1428.91 | 1486.17 | 1541.39 | 1595.66 | 1645.93 | 1693.94 | 1742.26 | 1789.36 | 1835.56
LDCClass | July | 0 | 145.35 | 292.25 | 437.68 | 562.21 | 687.25 | 800.33 | 910.5 | 1008.94 | 1090.63 | 1165.32 | 1236.45 | 1303.59 | 1367.91 | 1429.69 | 1489.59 | 1549.45 | 1607.27 | 1664.18 | 1716.96 | 1767.57 | 1819.01 | 1869.41 | 1919.05
LDCClass | August | 0 | 148.01 | 297.64 | 445.86 | 572.33 | 699.22 | 813.85 | 929.58 | 1033.28 | 1119.81 | 1199.18 | 1274.91 | 1346.56 | 1415.38 | 1481.67 | 1546.01 | 1610.23 | 1672.32 | 1733.48 | 1790.47 | 1845.1 | 1900.44 | 1954.73 | 2008.17 |  |  |  | 83
LDCClass | September | 0 | 142.29 | 292.95 | 448.63 | 590.7 | 731.41 | 857.54 | 979.9 | 1090.06 | 1181.45 | 1265.91 | 1345.06 | 1420.02 | 1492.06 | 1561.65 | 1629.45 | 1695.52 | 1759.46 | 1822.54 | 1881.32 | 1937.53 | 1991.32 | 2043.55 | 2094.46
LDCClass | October | 0 | 149.68 | 307.44 | 471.98 | 622.19 | 774.63 | 911.24 | 1058.65 | 1191.59 | 1301.34 | 1403.08 | 1498.86 | 1589.61 | 1676.8 | 1761.06 | 1842.84 | 1922.23 | 1998.84 | 2073.94 | 2144.31 | 2211.22 | 2275.17 | 2337.07 | 2396.9
LDCClass | November | 0 | 159.26 | 327.59 | 505.96 | 666.98 | 829.63 | 975.18 | 1152.41 | 1313.11 | 1447.29 | 1572.43 | 1691 | 1803.76 | 1912.55 | 2018.01 | 2120.45 | 2219.82 | 2315.79 | 2409.81 | 2498.56 | 2583.03 | 2663.87 | 2742.32 | 2818.07
LDCClass | December | 0 | 168.39 | 346.9 | 535.49 | 707.27 | 876.8 | 1028.23 | 1233.55 | 1420.81 | 1579.77 | 1728.63 | 1870.41 | 2005.69 | 2136.64 | 2263.92 | 2387.58 | 2507.63 | 2623.68 | 2737.35 | 2845.13 | 2947.91 | 3046.48 | 3142.29 | 3234.73
Northwest Minimum Day Loads (MW) Prior to adjustment for ICE |  | 2012 | 2013 | 2014 | 2015 | 2016 | 2017 | 2018 | 2019 | 2020 | 2021 | 2022 | 2023 | 2024 | 2025 | 2026 | 2027 | 2028 | 2029 | 2030 | 2031 | 2032 | 2033 | 2034 | 2035
LDCClass | Annual | 0 | 99.27 | 202.49 | 308.8 | 401.19 | 513.61 | 617.97 | 718.89 | 814.1 | 894.41 | 969.11 | 1038.85 | 1104.64 | 1170.5 | 1231.48 | 1291.54 | 1350.95 | 1406.39 | 1454.08 | 1497.89 | 1539.08 | 1577.91 | 1615.15 | 1650.78
LDCClass | January | 0 | 117.35 | 239.27 | 365.13 | 474.41 | 594.01 | 702.35 | 819.7 | 926.13 | 1019.2 | 1105.55 | 1186.87 | 1264.14 | 1338.46 | 1410.53 | 1480.78 | 1548.95 | 1614.74 | 1679.28 | 1739.81 | 1797.54 | 1852.7 | 1906.28 | 1957.97
LDCClass | February | 0 | 108.8 | 221.85 | 339.52 | 441.93 | 558.46 | 664.74 | 783.59 | 891.74 | 987.54 | 1076.32 | 1159.85 | 1239.01 | 1314.98 | 1388.41 | 1459.75 | 1528.79 | 1595.23 | 1660.2 | 1721.15 | 1779.2 | 1834.64 | 1888.39 | 1940.17
LDCClass | March | 0 | 100.84 | 206.01 | 315.42 | 410.81 | 531.54 | 642.66 | 748.58 | 844.12 | 927.74 | 1004.19 | 1074.92 | 1141.11 | 1203.78 | 1263.52 | 1321.05 | 1376.22 | 1428.82 | 1479.88 | 1527 | 1571.51 | 1613.63 | 1654.07 | 1692.84
LDCClass | April | 0 | 111.16 | 226.43 | 345.44 | 447.7 | 565.43 | 672.17 | 772.56 | 862.53 | 940.62 | 1011.78 | 1077.54 | 1138.98 | 1197.16 | 1252.66 | 1306.07 | 1357.37 | 1406.39 | 1454.08 | 1497.89 | 1539.08 | 1577.91 | 1615.15 | 1650.78
LDCClass | May | 0 | 108.34 | 220.86 | 336.85 | 436.81 | 554.99 | 662.65 | 762.74 | 852.56 | 930.67 | 1001.87 | 1067.62 | 1129.01 | 1187.15 | 1242.5 | 1295.77 | 1346.93 | 1395.79 | 1443.44 | 1487.2 | 1528.42 | 1567.36 | 1604.71 | 1640.65
LDCClass | June | 0 | 106.31 | 216.77 | 330.28 | 428.59 | 544.46 | 650.06 | 747.66 | 835.26 | 911.15 | 980.39 | 1044.45 | 1104.35 | 1161.21 | 1215.38 | 1267.57 | 1317.79 | 1365.88 | 1412.92 | 1456.12 | 1497.01 | 1535.74 | 1572.99 | 1609.04
LDCClass | July | 0 | 101.6 | 207.11 | 316.54 | 412.39 | 529.29 | 636.38 | 733.58 | 820.84 | 896.6 | 965.76 | 1029.73 | 1089.54 | 1146.28 | 1200.33 | 1252.44 | 1302.66 | 1350.79 | 1397.92 | 1441.43 | 1482.69 | 1521.94 | 1559.79 | 1596.52
LDCClass | August | 0 | 84.36 | 172.23 | 264.02 | 344.89 | 450.09 | 547.43 | 635.33 | 714.6 | 783.25 | 845.98 | 903.97 | 958.18 | 1009.55 | 1058.37 | 1105.41 | 1150.68 | 1193.91 | 1236.16 | 1275.12 | 1312.12 | 1347.28 | 1381.13 | 1414
LDCClass | September | 0 | 99.27 | 202.49 | 308.8 | 401.19 | 513.61 | 616.5 | 710 | 793.89 | 866.29 | 932.27 | 993.14 | 1049.95 | 1103.69 | 1154.81 | 1204.02 | 1251.27 | 1296.41 | 1340.4 | 1380.78 | 1418.9 | 1454.91 | 1489.48 | 1522.73
LDCClass | October | 0 | 98.23 | 200.37 | 306.03 | 397.76 | 513.29 | 619.44 | 718.96 | 808.53 | 886.35 | 957.39 | 1023.04 | 1084.39 | 1142.41 | 1197.66 | 1250.81 | 1301.79 | 1350.4 | 1397.68 | 1441.19 | 1482.28 | 1521.12 | 1558.38 | 1594.17
LDCClass | November | 0 | 102.41 | 208.66 | 318.5 | 413.58 | 525.16 | 626.89 | 725.25 | 813.82 | 890.56 | 960.91 | 1026.27 | 1087.65 | 1146.04 | 1202.01 | 1256.09 | 1308.22 | 1358.18 | 1406.9 | 1452 | 1494.68 | 1535.14 | 1574.13 | 1611.58
LDCClass | December | 0 | 114.19 | 233.13 | 356.13 | 462.95 | 578.05 | 682.03 | 792.5 | 892.47 | 979.23 | 1059.57 | 1135.03 | 1206.61 | 1275.33 | 1341.88 | 1406.68 | 1469.5 | 1530.04 | 1589.37 | 1644.84 | 1697.6 | 1747.87 | 1796.6 | 1843.51
| Average load impact after adjustment for ICE | 2012 | 2013 | 2014 | 2015 | 2016 | 2017 | 2018 | 2019 | 2020 | 2021 | 2022 | 2023 | 2024 | 2025 | 2026 | 2027 | 2028 | 2029 | 2030 | 2031 | 2032 | 2033 | 2034 | 2035 |  |  |  |  | Northwest Average MW | 2015 | 2035
| Northwest Residential Loads (Average MW) | 0 | 8.5742 | 20.6963 | 41.0856 | 63.3177 | 87.2104 | 109.1694 | 155.5449 | 198.7153 | 231.0389 | 262.4462 | 293.3892 | 323.5654 | 353.335 | 382.6469 | 411.2542 | 439.0848 | 466.0841 | 492.4772 | 518.3256 | 543.1692 | 567.3403 | 591.083 | 614.0806 |  |  |  |  | Residential | 41.0856 | 614.0806
| Northwest Commercial Loads (Average MW) | 0 | 7.3516 | 16.2169 | 24.5183 | 38.6313 | 70.9155 | 103.2671 | 134.1918 | 163.5434 | 190.6153 | 215.9144 | 239.5879 | 262.1473 | 283.7215 | 304.5137 | 325.0034 | 345.0639 | 364.1701 | 382.8653 | 400.8938 | 418.2135 | 434.9715 | 451.2352 | 467.2808 |  |  |  |  | Commercial | 24.5183 | 467.2808
| Northwest Industrial Loads (Average MW) | 0 | 5.5434 | 10.7523 | 16.6701 | 22.5719 | 28.6313 | 35.3071 | 41.8208 | 48.3573 | 55.0811 | 61.9269 | 68.9269 | 76.0822 | 83.4121 | 90.8048 | 98.339 | 106.0148 | 113.8345 | 121.8653 | 129.3196 | 137.5719 | 145.9726 | 154.5137 | 163.3071 |  |  |  |  | Industrial | 16.6701 | 163.3071
| Northwest Transportation Loads (Average MW) | 0 | 0.0088128 | 0.040388 | 0.080868 | 0.14981 | 0.25664 | 0.40829 | 0.61185 | 0.86928 | 1.1879 | 1.5695 | 2.016 | 2.5289 | 3.1123 | 3.7678 | 4.4751 | 5.2279 | 6.0178 | 6.8347 | 7.6507 | 8.4408 | 9.2061 | 9.9969 | 10.6992 |  |  |  |  | Transportation | 0.080868 | 10.6992
| Northwest Streetlighting Loads (Average MW) | 0 | 0.34932 | 0.70091 | 1.0546 | 1.4099 | 1.7674 | 2.1261 | 2.4868 | 2.8486 | 3.2121 | 3.5771 | 3.9429 | 4.31 | 4.6781 | 5.0471 | 5.4171 | 5.788 | 6.1594 | 6.5311 | 6.9053 | 7.2799 | 7.6553 | 8.0316 | 8.409 |  |  |  |  | Streetlighting | 1.0546 | 8.409
| Total after adjustment for ICE (Average MW) | 0 | 21.8273 | 48.4068 | 83.4094 | 126.0806 | 188.7812 | 250.278 | 334.656 | 414.3339 | 481.1353 | 545.4341 | 607.8629 | 668.6338 | 728.259 | 786.7804 | 844.4889 | 901.1795 | 956.2659 | 1010.5735 | 1063.095 | 1114.6752 | 1165.1457 | 1214.8604 | 1263.7767 |  | 2082.8456 |  |  | Total | 83.4094 | 1263.7767
| Adjustment for ICE enduse (Average MW) | 0 | 105.9521 | 214.8836 | 323.0263 | 408.857 | 479.3684 | 537.8146 | 586.7839 | 627.9068 | 663.0079 | 693.1611 | 719.6154 | 743.0362 | 764.3156 | 783.8634 | 801.8725 | 818.5099 | 834.0277 | 848.8231 | 861.0511 | 870.9096 | 879.0558 | 886.0574 | 891.8943
Northwest Residential Loads (GWh) |  | 2012 | 2013 | 2014 | 2015 | 2016 | 2017 | 2018 | 2019 | 2020 | 2021 | 2022 | 2023 | 2024 | 2025 | 2026 | 2027 | 2028 | 2029 | 2030 | 2031 | 2032 | 2033 | 2034 | 2035 | [5 empty] | 2015 | 2035 | 2015 | 2035
LDCEU | Total | 0 | 1003.25 | 2063.68 | 3189.62 | 4136.25 | 4963.23 | 5667.58 | 6502.8 | 7241.21 | 7831.85 | 8371.12 | 8873.92 | 9343.43 | 9790.62 | 10218.63 | 10626.99 | 11016.53 | 11388.98 | 11749.79 | 12083.34 | 12387.33 | 12670.43 | 12939.75 | 13192.34 | 2155.671 |  |  |  | Total | 41.0856 | 614.0806 | 3189.62 | 13192.34
LDCEU | Space Heating | 0 | 13.47 | 27.74 | 42.56 | 56.99 | 71.51 | 86.14 | 306.45 | 516.99 | 721.71 | 918.46 | 1111.43 | 1298.64 | 1482.91 | 1664.25 | 1841.03 | 2013.13 | 2180 | 2343.16 | 2503.23 | 2656.83 | 2806.33 | 2953.29 | 3095.34 |  |  |  |  | Space Heating | 4.8584 | 353.3493 | 42.56 | 3095.34
LDCEU | Water Heating Under 55 | 0 | 10.97 | 22.85 | 89.76 | 151.53 | 207.93 | 259.67 | 307.28 | 350.83 | 390.89 | 427.79 | 462 | 493.72 | 523.5 | 551.46 | 577.69 | 602.17 | 625.14 | 646.91 | 667.56 | 686.94 | 705.32 | 722.96 | 739.77 |  |  |  |  | Water Heating Under 55 | 10.2466 | 84.4486 | 89.76 | 739.77
LDCEU | Lighting | 0 | 11.73 | 27.57 | 57.8 | 104.91 | 176.5 | 239.82 | 293.79 | 339.79 | 305.53 | 279.48 | 260.26 | 246.67 | 237.81 | 232.89 | 231.19 | 232.2 | 235.43 | 240.58 | 247.33 | 255.35 | 264.5 | 274.66 | 285.62 |  |  |  |  | Lighting | 6.5982 | 32.605 | 57.8 | 285.62
LDCEU | Refrigeration | 0 | 4.91 | 10.031 | 15.265 | 20.289 | 25.288 | 30.275 | 35.259 | 40.232 | 45.207 | 50.187 | 55.188 | 60.215 | 65.292 | 70.423 | 75.605 | 80.825 | 86.088 | 91.418 | 96.814 | 102.245 | 107.733 | 113.307 | 118.94 |  |  |  |  | Refrigeration | 1.7426 | 13.5776 | 15.265 | 118.94
LDCEU | Freezer | 0 | 6.725 | 13.625 | 20.634 | 27.146 | 33.325 | 39.184 | 44.774 | 50.082 | 55.162 | 60.006 | 64.663 | 69.136 | 73.477 | 77.69 | 81.754 | 85.687 | 89.5 | 93.219 | 96.848 | 100.363 | 103.804 | 107.199 | 110.526 |  |  |  |  | Freezer | 2.3555 | 12.6171 | 20.634 | 110.526
LDCEU | Clothes Washer | 0 | 0.3396 | 0.6958 | 1.062 | 1.4165 | 1.7721 | 2.1295 | 2.4897 | 2.8523 | 3.2188 | 3.5886 | 3.9635 | 4.3432 | 4.7299 | 5.1238 | 5.524 | 5.9309 | 6.3442 | 6.7655 | 7.1954 | 7.6306 | 8.074 | 8.5273 | 8.988 |  |  |  |  | Clothes Washer | 0.12123 | 1.026 | 1.062 | 8.988
LDCEU | Clothes Dryer | 0 | 12.402 | 47.976 | 84.947 | 127.063 | 165.099 | 199.426 | 230.41 | 258.124 | 282.97 | 305.08 | 324.807 | 342.276 | 357.814 | 371.514 | 383.439 | 393.663 | 402.323 | 409.597 | 415.573 | 420.213 | 423.699 | 426.174 | 427.621 |  |  |  |  | Clothes Dryer | 9.6971 | 48.8152 | 84.947 | 427.621
LDCEU | Dishwasher | 0 | 1.431 | 2.942 | 4.517 | 6.073 | 7.673 | 9.326 | 11.044 | 12.828 | 14.691 | 16.634 | 18.669 | 20.801 | 23.04 | 25.396 | 27.866 | 30.455 | 33.166 | 36.01 | 38.997 | 42.109 | 45.367 | 48.788 | 52.359 |  |  |  |  | Dishwasher | 0.51564 | 5.9771 | 4.517 | 52.359
LDCEU | Cooking | 0 | 3.089 | 6.404 | 9.888 | 13.32 | 16.806 | 20.347 | 49.092 | 75.265 | 99.169 | 120.958 | 140.873 | 159.02 | 175.654 | 190.829 | 204.614 | 216.969 | 228.025 | 237.949 | 246.789 | 254.504 | 261.224 | 267.079 | 272.059 |  |  |  |  | Cooking | 1.1288 | 31.057 | 9.888 | 272.059
LDCEU | Air Conditioning | 0 | 1.62 | 4.083 | 4.5843 | 5.9817 | 7.2683 | 8.4601 | 9.7804 | 10.9836 | 12.0768 | 13.087 | 14.0094 | 14.8688 | 15.6597 | 16.4004 | 17.085 | 17.7202 | 18.3067 | 18.8562 | 19.357 | 19.846 | 20.3147 | 20.799 | 21.29 |  |  |  |  | Air Conditioning | 0.52332 | 2.4304 | 4.5843 | 21.29
LDCEU | Entertainment Center | 0 | 928.14 | 1882.38 | 2829.71 | 3581.587 | 4199.267 | 4711.256 | 5140.227 | 5500.464 | 5807.949 | 6072.091 | 6303.831 | 6508.997 | 6695.405 | 6866.643 | 7024.403 | 7170.147 | 7306.083 | 7435.69 | 7542.808 | 7629.168 | 7700.529 | 7761.863 | 7812.994 |  |  |  |  | Other Non-Substitutables | 2.8162 | 25.9027 | 2829.71 | 7812.994
LDCEU | Other Non-Substitutables | 0 | 7.75 | 16.014 | 24.67 | 33.191 | 41.854 | 50.679 | 59.67 | 68.793 | 78.068 | 87.491 | 97.085 | 106.849 | 116.825 | 127.017 | 137.414 | 147.968 | 158.687 | 169.618 | 180.751 | 192.012 | 203.441 | 215.092 | 226.908 |  |  |  |  | Water Heating Over 55 | 0.48311 | 2.2729 | 24.67 | 226.908
LDCEU | Water Heating Over 55 | 0 | 0.6529 | 1.3571 | 4.232 | 6.7401 | 8.94 | 10.861 | 12.5305 | 13.9728 | 15.2108 | 16.2644 | 17.1529 | 17.8933 | 18.502 | 18.993 | 19.3788 | 19.6715 | 19.8816 | 20.02 | 20.095 | 20.1139 | 20.0849 | 20.0154 | 19.9103 | [7 empty] | 4.232 | 19.9103
Northwest Commercial Loads (GWh) |  | 2012 | 2013 | 2014 | 2015 | 2016 | 2017 | 2018 | 2019 | 2020 | 2021 | 2022 | 2023 | 2024 | 2025 | 2026 | 2027 | 2028 | 2029 | 2030 | 2031 | 2032 | 2033 | 2034 | 2035 |  |  |  | 2015 | 2035
LDCEU | Total | 0 | 64.4 | 142.06 | 214.78 | 338.41 | 621.22 | 904.62 | 1175.52 | 1432.64 | 1669.79 | 1891.41 | 2098.79 | 2296.41 | 2485.4 | 2667.54 | 2847.03 | 3022.76 | 3190.13 | 3353.9 | 3511.83 | 3663.55 | 3810.35 | 3952.82 | 4093.38 |  |  |  | 24.5183 | 467.2808
LDCEU | Space Heating | 0 | 4.1 | 8.517 | 13.095 | 17.591 | 22.095 | 26.611 | 31.168 | 35.806 | 40.447 | 45.179 | 49.945 | 54.784 | 59.72 | 64.756 | 69.959 | 75.326 | 80.721 | 86.268 | 91.845 | 97.479 | 103.117 | 108.789 | 114.549 |  |  |  | 1.4949 | 13.0764
LDCEU | Water Heating | 0 | 1.273 | 2.676 | 18.126 | 32.379 | 45.441 | 57.389 | 68.407 | 78.308 | 87.405 | 95.801 | 103.636 | 111.001 | 117.914 | 124.499 | 130.955 | 137.236 | 143.151 | 148.773 | 154.129 | 159.207 | 164.017 | 168.61 | 173.109 |  |  |  | 2.0692 | 19.7613
LDCEU | Other Substitutables | 0 | 0.9594 | 1.9919 | 3.055 | 4.09 | 18.467 | 34.1688 | 47.7074 | 59.4526 | 69.5784 | 78.3124 | 85.8585 | 92.4236 | 98.1318 | 103.1022 | 107.5583 | 111.4968 | 114.9029 | 117.9118 | 120.5451 | 122.8054 | 124.7979 | 126.5364 | 128.1019 |  |  |  | 0.34874 | 14.6235
LDCEU | Refrigeration | 0 | 7.839 | 15.806 | 23.612 | 30.894 | 182.068 | 330.709 | 466.099 | 588.289 | 699.354 | 800.304 | 892.511 | 978.19 | 1057.526 | 1131.403 | 1202.374 | 1269.668 | 1331.462 | 1389.504 | 1443.208 | 1492.448 | 1538.478 | 1581.34 | 1622.101 |  |  |  | 2.6954 | 185.1713
LDCEU | Lighting | 0 | 21.61 | 53.28 | 92.79 | 138.65 | 189.81 | 245.34 | 305.48 | 368.92 | 426.56 | 480.43 | 530.41 | 577.72 | 622.92 | 666.32 | 708.35 | 748.59 | 785.86 | 821.63 | 855.38 | 886.41 | 915.05 | 941.44 | 966.18 |  |  |  | 10.5925 | 110.2945
LDCEU | Air Conditioning | 0 | 14.89 | 30.95 | 47.76 | 64.53 | 81.71 | 99.39 | 117.67 | 136.47 | 155.78 | 175.94 | 196.85 | 218.73 | 241.66 | 265.75 | 291.36 | 318.55 | 346.78 | 376.56 | 407.47 | 439.67 | 473.11 | 507.87 | 544.22 |  |  |  | 5.4521 | 62.1256
LDCEU | Other Non-Substitutables | 0 | 13.73 | 28.83 | 16.34 | 50.27 | 81.63 | 111.01 | 138.98 | 165.4 | 190.68 | 215.44 | 239.58 | 263.55 | 287.52 | 311.72 | 336.48 | 361.89 | 387.25 | 413.26 | 439.25 | 465.52 | 491.78 | 518.24 | 545.12 |  |  |  | 1.8653 | 62.2283
Northwest Industrial Loads (GWh) |  | 2012 | 2013 | 2014 | 2015 | 2016 | 2017 | 2018 | 2019 | 2020 | 2021 | 2022 | 2023 | 2024 | 2025 | 2026 | 2027 | 2028 | 2029 | 2030 | 2031 | 2032 | 2033 | 2034 | 2035 |  |  | Northwest Industrial Loads (AMW) | 2015 | 2035
LDCEU | Total | 0 | 48.56 | 94.19 | 146.03 | 197.73 | 250.81 | 309.29 | 366.35 | 423.61 | 482.51 | 542.48 | 603.8 | 666.48 | 730.69 | 795.45 | 861.45 | 928.69 | 997.19 | 1067.54 | 1132.84 | 1205.13 | 1278.72 | 1353.54 | 1430.57 |  |  | Total | 16.6701 | 163.3071
LDCEU | Process Heat | 0 | 5.721 | 10.381 | 16.009 | 21.623 | 27.327 | 33.982 | 40.173 | 46.275 | 52.571 | 59.015 | 65.594 | 72.309 | 79.093 | 86.073 | 93.186 | 100.433 | 107.811 | 115.32 | 121.787 | 129.543 | 137.437 | 145.47 | 153.637 |  |  | Process Heat | 1.8275 | 17.5385
LDCEU | Motors | 0 | 21.59 | 41.32 | 63.84 | 86.1 | 108.83 | 133.05 | 157.1 | 181.3 | 206.18 | 231.62 | 257.61 | 284.15 | 311.19 | 338.85 | 367.07 | 395.85 | 425.19 | 455.1 | 484.19 | 515.2 | 546.79 | 578.96 | 611.69 |  |  | Motors | 7.2877 | 69.8276
LDCEU | Other Subs | 0 | 6.947 | 12.59 | 19.642 | 26.731 | 34.07 | 41.934 | 49.855 | 57.833 | 66.125 | 74.683 | 83.48 | 92.514 | 101.759 | 111.25 | 120.962 | 130.893 | 141.037 | 151.387 | 161.566 | 172.331 | 183.304 | 194.486 | 205.866 |  |  | Other Subs | 2.2422 | 23.5007
LDCEU | Miscellaneous | 0 | 14.3 | 29.89 | 46.54 | 63.28 | 80.58 | 100.32 | 119.23 | 138.2 | 157.63 | 177.16 | 197.13 | 217.51 | 238.65 | 259.28 | 280.22 | 301.51 | 323.14 | 345.72 | 365.3 | 388.06 | 411.18 | 434.63 | 459.38 |  |  | Miscellaneous | 5.3128 | 52.4406
Northwest Transportation Loads (GWh) |  | 2012 | 2013 | 2014 | 2015 | 2016 | 2017 | 2018 | 2019 | 2020 | 2021 | 2022 | 2023 | 2024 | 2025 | 2026 | 2027 | 2028 | 2029 | 2030 | 2031 | 2032 | 2033 | 2034 | 2035 |  |  | Transportation | 0.080868 | 93.725
LDCECC | Transportation | 0 | 0.0772 | 0.3538 | 0.7084 | 1.3123 | 2.2482 | 3.5766 | 5.3598 | 7.6149 | 10.406 | 13.749 | 17.66 | 22.153 | 27.264 | 33.006 | 39.202 | 45.796 | 52.716 | 59.872 | 67.02 | 73.941 | 80.645 | 87.573 | 93.725 |  |  | Streetlighting | 1.0546 | 8.409
Northwest Streetlighting Loads (GWh) |  | 2012 | 2013 | 2014 | 2015 | 2016 | 2017 | 2018 | 2019 | 2020 | 2021 | 2022 | 2023 | 2024 | 2025 | 2026 | 2027 | 2028 | 2029 | 2030 | 2031 | 2032 | 2033 | 2034 | 2035 |  |  | Northwest T&D Efficiency | 0.8761 | 0.8938
LDCECC | Streetlighting | 0 | 3.06 | 6.14 | 9.238 | 12.351 | 15.482 | 18.625 | 21.784 | 24.954 | 28.138 | 31.335 | 34.54 | 37.756 | 40.98 | 44.213 | 47.454 | 50.703 | 53.956 | 57.212 | 60.49 | 63.772 | 67.06 | 70.357 | 73.663
|  | 2012 | 2013 | 2014 | 2015 | 2016 | 2017 | 2018 | 2019 | 2020 | 2021 | 2022 | 2023 | 2024 | 2025 | 2026 | 2027 | 2028 | 2029 | 2030 | 2031 | 2032 | 2033 | 2034 | 2035
TDEF | Northwest T&D Efficiency (Btu/Btu) | 0.8735 | 0.8744 | 0.8753 | 0.8761 | 0.877 | 0.8779 | 0.8788 | 0.8797 | 0.8805 | 0.8814 | 0.8823 | 0.8832 | 0.8841 | 0.8849 | 0.8858 | 0.8867 | 0.8876 | 0.8885 | 0.8894 | 0.8903 | 0.8912 | 0.8921 | 0.8929 | 0.8938
Indirect effect of Standards
Installation and generation from Rooftop solar is related to energy requirements in the homes. As standards come into effect, energy requirements decline and rooftop solar generation decline as well.
| Northwest Average Solar generation (MWA) | 2012 | 2013 | 2014 | 2015 | 2016 | 2017 | 2018 | 2019 | 2020 | 2021 | 2022 | 2023 | 2024 | 2025 | 2026 | 2027 | 2028 | 2029 | 2030 | 2031 | 2032 | 2033 | 2034 | 2035
CgLDC | Annual | 0 | 0.0714 | 4.0644 | 9.7411 | 18.8936 | 26.4522 | 32.8759 | 39.0515 | 45.1997 | 51.2241 | 57.2431 | 62.4646 | 67.6031 | 72.7509 | 77.9436 | 83.2219 | 87.8109 | 92.3837 | 97.0494 | 101.7086 | 106.1648 | 109.2584 | 112.1945 | 115.0257
CgLDC | January | 0 | 0.0399 | 2.2765 | 5.4528 | 10.5645 | 14.7826 | 18.365 | 21.8064 | 25.228 | 28.5776 | 31.9217 | 34.8222 | 37.6727 | 40.5266 | 43.4028 | 46.3224 | 48.8615 | 51.3886 | 53.9652 | 56.5362 | 58.9903 | 60.6978 | 62.3168 | 63.8761
CgLDC | February | 0 | 0.0557 | 3.1743 | 7.6082 | 14.7593 | 20.666 | 25.6861 | 30.5131 | 35.3194 | 40.0299 | 44.7369 | 48.8214 | 52.8418 | 56.8707 | 60.9362 | 65.0702 | 68.6655 | 72.249 | 75.9071 | 79.5613 | 83.058 | 85.487 | 87.7933 | 90.0184
CgLDC | March | 0 | 0.0765 | 4.358 | 10.4454 | 20.2623 | 28.3704 | 35.2615 | 41.8871 | 48.4842 | 54.9494 | 61.4093 | 67.0144 | 72.5312 | 78.0589 | 83.636 | 89.3066 | 94.2374 | 99.1517 | 104.1672 | 109.1767 | 113.9696 | 117.298 | 120.4576 | 123.5054
CgLDC | April | 0 | 0.0831 | 4.7313 | 11.3397 | 21.9953 | 30.7958 | 38.2752 | 45.466 | 52.6254 | 59.6411 | 66.6506 | 72.7321 | 78.717 | 84.7133 | 90.7625 | 96.912 | 102.2587 | 107.5869 | 113.024 | 118.4539 | 123.6481 | 127.2543 | 130.6771 | 133.9783
CgLDC | May | 0 | 0.0881 | 5.0183 | 12.0284 | 23.3336 | 32.671 | 40.6075 | 48.238 | 55.8364 | 63.2827 | 70.7229 | 77.1772 | 83.5299 | 89.8944 | 96.3149 | 102.8421 | 108.5162 | 114.171 | 119.9409 | 125.7028 | 131.2153 | 135.0397 | 138.6692 | 142.17
CgLDC | June | 0 | 0.0902 | 5.1365 | 12.3132 | 23.8919 | 33.457 | 41.5882 | 49.4071 | 57.1956 | 64.8297 | 72.4587 | 79.0772 | 85.5936 | 92.123 | 98.7113 | 105.4112 | 111.2351 | 117.0407 | 122.9657 | 128.8835 | 134.5475 | 138.4755 | 142.2041 | 145.8015
CgLDC | July | 0 | 0.0979 | 5.5737 | 13.3599 | 25.9168 | 36.2883 | 45.1037 | 53.5792 | 62.0195 | 70.2906 | 78.5551 | 85.7239 | 92.7802 | 99.8491 | 106.98 | 114.2294 | 120.5305 | 126.81 | 133.2171 | 139.6151 | 145.7359 | 149.981 | 154.0095 | 157.8949
CgLDC | August | 0 | 0.0908 | 5.1708 | 12.3931 | 24.0378 | 33.6546 | 41.8279 | 49.6852 | 57.5084 | 65.1738 | 72.8323 | 79.4753 | 86.0129 | 92.5615 | 99.1668 | 105.8805 | 111.7163 | 117.5312 | 123.4635 | 129.3869 | 135.052 | 138.9824 | 142.7117 | 146.308
CgLDC | September | 0 | 0.0861 | 4.9042 | 11.7541 | 22.799 | 31.9209 | 39.6736 | 47.127 | 54.548 | 61.8199 | 69.0854 | 75.3881 | 81.5909 | 87.805 | 94.0733 | 100.4451 | 105.9844 | 111.5044 | 117.1364 | 122.7605 | 128.1401 | 131.8735 | 135.4166 | 138.8336
CgLDC | October | 0 | 0.0684 | 3.894 | 9.3307 | 18.0903 | 25.3225 | 31.4674 | 37.3734 | 43.2504 | 49.0072 | 54.7574 | 59.7456 | 64.652 | 69.5663 | 74.5221 | 79.5573 | 83.9355 | 88.2964 | 92.7449 | 97.1861 | 101.4311 | 104.3807 | 107.1792 | 109.8768
CgLDC | November | 0 | 0.0414 | 2.3567 | 5.6473 | 10.9497 | 15.3278 | 19.0476 | 22.6231 | 26.1812 | 29.6667 | 33.1485 | 36.1694 | 39.1409 | 42.1179 | 45.1203 | 48.1713 | 50.8248 | 53.4682 | 56.1654 | 58.8584 | 61.4331 | 63.2228 | 64.9215 | 66.559
CgLDC | December | 0 | 0.0372 | 2.121 | 5.0823 | 9.8537 | 13.7933 | 17.1403 | 20.3575 | 23.5588 | 26.6947 | 29.827 | 32.5447 | 35.2178 | 37.8955 | 40.5962 | 43.3403 | 45.7269 | 48.1042 | 50.5296 | 52.9514 | 55.2665 | 56.8758 | 58.4032 | 59.8755
Northwest Peak Residential Cogeneration Loads (MW)
CgLDC | Annual | 0 | 0.0563 | 3.2032 | 7.6748 | 14.8765 | 20.8215 | 25.8725 | 30.7259 | 35.5554 | 40.2845 | 45.0073 | 49.1028 | 53.1302 | 57.1622 | 61.2266 | 65.3541 | 68.9418 | 72.5139 | 76.1555 | 79.7897 | 83.2613 | 85.6713 | 87.9565 | 90.1583
CgLDC | January | 0 | 0 | 0 | 0 | 0 | 0 | 0 | 0 | 0 | 0 | 0 | 0 | 0 | 0 | 0 | 0 | 0 | 0 | 0 | 0 | 0 | 0 | 0 | 0
CgLDC | February | 0 | 0.0084 | 0.4794 | 1.1448 | 2.2047 | 3.0752 | 3.8121 | 4.5166 | 5.2126 | 5.8898 | 6.5628 | 7.1448 | 7.7123 | 8.2772 | 8.8426 | 9.411 | 9.9049 | 10.3923 | 10.8855 | 11.3745 | 11.8349 | 12.1567 | 12.459 | 12.7474
CgLDC | March | 0 | 0.0261 | 1.4913 | 3.5611 | 6.8583 | 9.5668 | 11.8593 | 14.0513 | 16.2168 | 18.3238 | 20.4179 | 22.228 | 23.993 | 25.7494 | 27.5073 | 29.274 | 30.808 | 32.3218 | 33.8529 | 35.3703 | 36.7988 | 37.7953 | 38.7313 | 39.6235
CgLDC | April | 0 | 0.0691 | 3.9354 | 9.4157 | 18.2003 | 25.4364 | 31.5739 | 37.4592 | 43.297 | 48.9981 | 54.6797 | 59.5992 | 64.4198 | 69.2333 | 74.0704 | 78.961 | 83.2092 | 87.4231 | 91.7047 | 95.9647 | 100.0095 | 102.8216 | 105.4768 | 108.0242
CgLDC | May | 0 | 0.1185 | 6.7503 | 16.1732 | 31.3498 | 43.8776 | 54.521 | 64.7482 | 74.9241 | 84.8889 | 94.84 | 103.4694 | 111.955 | 120.4505 | 129.0141 | 137.7102 | 145.2689 | 152.7946 | 160.467 | 168.1233 | 175.4368 | 180.5136 | 185.327 | 189.9646
CgLDC | June | 0 | 0.1336 | 7.6025 | 18.2195 | 35.3325 | 49.4641 | 61.4728 | 73.0164 | 84.5071 | 95.7649 | 107.0113 | 116.7673 | 126.3663 | 135.9816 | 145.6796 | 155.5355 | 164.1044 | 172.6414 | 181.3509 | 190.0472 | 198.3624 | 204.136 | 209.6147 | 214.8972
CgLDC | July | 0 | 0.1565 | 8.9087 | 21.3644 | 41.485 | 58.1155 | 72.2588 | 85.8663 | 99.4313 | 112.7365 | 126.0399 | 137.5849 | 148.9616 | 160.3683 | 171.8859 | 183.6111 | 193.8035 | 203.9733 | 214.3598 | 224.741 | 234.6905 | 241.5862 | 248.1375 | 254.4643
CgLDC | August | 0 | 0.1517 | 8.6394 | 20.7176 | 40.2261 | 56.3502 | 70.0622 | 83.2542 | 96.4042 | 109.3016 | 122.1968 | 133.388 | 144.4154 | 155.4717 | 166.6356 | 178.0001 | 187.8803 | 197.738 | 207.8059 | 217.8687 | 227.5126 | 234.199 | 240.552 | 246.687
CgLDC | September | 0 | 0 | 0 | 0 | 0 | 0 | 0 | 0 | 0 | 0 | 0 | 0 | 0 | 0 | 0 | 0 | 0 | 0 | 0 | 0 | 0 | 0 | 0 | 0
CgLDC | October | 0 | 0.0072 | 0.4119 | 0.9829 | 1.8908 | 2.636 | 3.266 | 3.8682 | 4.462 | 5.0393 | 5.6126 | 6.1082 | 6.5909 | 7.071 | 7.5513 | 8.0333 | 8.4525 | 8.8656 | 9.2834 | 9.6973 | 10.0862 | 10.3589 | 10.6152 | 10.8593
CgLDC | November | 0 | 0 | 0 | 0 | 0 | 0 | 0 | 0 | 0 | 0 | 0 | 0 | 0 | 0 | 0 | 0 | 0 | 0 | 0 | 0 | 0 | 0 | 0 | 0
CgLDC | December | 0 | 0 | 0 | 0 | 0 | 0 | 0 | 0 | 0 | 0 | 0 | 0 | 0 | 0 | 0 | 0 | 0 | 0 | 0 | 0 | 0 | 0 | 0 | 0
Note on B84: Massoud Jourabchi: Impact of Federal Standards from voluntary industry efforts is included in this measure, as well as anticipated reduction in load due to other trends.

## Rooftop Solar PV
Historic data from EIA-DOE form 861 filed by electric utilities provides a fairly good count of solar installs since 2010. for earlier years data quality is not good. We have not shown pre 2010 values here.
to measure impact of solar power on the system, hourly solar generation for each state was mapped to the system hourly loads. These measures show contribution to system peak, average and minimum from rooftop solar PV.
to estimate cost of installs we have incorporated a declining cost curve for solar installations. This cost curve is shown below.
Medium growth scenario
For further documentation and discussion of the rooftop solar PV, please see Appendix K.
\CgCC
|  |  |  | 2012 dollars per mmbtu | Cost multipliers used to reduce install cost of rooftop solar PV
|  |  | 2008 | 0.002242
|  |  | 2009 | 0.0020807
|  |  | 2010 | 0.0018361
|  |  | 2011 | 0.001578
|  |  | 2012 | 0.001371 | 1
|  |  | 2013 | 0.0010243 | 0.74712
|  |  | 2014 | 0.00092186 | 0.6724
|  |  | 2015 | 0.00087577 | 0.63878
|  |  | 2016 | 0.00083144 | 0.60645
|  |  | 2017 | 0.00079648 | 0.58095
|  |  | 2018 | 0.00078094 | 0.56961
|  |  | 2019 | 0.00076539 | 0.55828
|  |  | 2020 | 0.00074985 | 0.54694
|  |  | 2021 | 0.00073431 | 0.53561
|  |  | 2022 | 0.00071877 | 0.52427
|  |  | 2023 | 0.00070906 | 0.51719
|  |  | 2024 | 0.00069935 | 0.5101
|  |  | 2025 | 0.00068963 | 0.50302
|  |  | 2026 | 0.00067992 | 0.49593
|  |  | 2027 | 0.00067021 | 0.48885
|  |  | 2028 | 0.00066438 | 0.4846
|  |  | 2029 | 0.00065855 | 0.48034
|  |  | 2030 | 0.00065272 | 0.47609
|  |  | 2031 | 0.00064689 | 0.47184
|  |  | 2032 | 0.00064107 | 0.46759
|  |  | 2033 | 0.00064107 | 0.46759
|  |  | 2034 | 0.00064107 | 0.46759
|  |  | 2035 | 0.00064107 | 0.46759
Capacity factor AC/AC
|  |  | Oregon | 17.24%
|  |  | Idaho | 20.06%
|  |  | Washington | 15.49%
|  |  | Western Montana | 18.8%
Contribution to System Average, Peak (Max) and Minimum load
these monthly multipliers are applied to annual energy from the Rooftop units to estimate generation from solar panels during system peak, average and minimum
depending on the system peak hour, there may be no contribution to peak from solar in some months.
|  |  | /Variab | Month | MONT_PV | WA_PV | ID_PV | OR_PV
|  |  | AVG | 1 | 0.62623 | 0.42463 | 0.61432 | 0.51897
|  |  | MAX | 1 | 0 | 0 | 0 | 0
|  |  | MIN | 1 | 0 | 0 | 0 | 0
|  |  | AVG | 2 | 0.85104 | 0.71588 | 0.8226 | 0.73103
|  |  | MAX | 2 | 0.004172 | 0.035973 | 0.04431 | 0.096576
|  |  | MIN | 2 | 0 | 0 | 0 | 0
|  |  | AVG | 3 | 1.0599 | 1.0115 | 1.0187 | 1.0072
|  |  | MAX | 3 | 0.029681 | 0.13934 | 0.011576 | 0.30404
|  |  | MIN | 3 | 0 | 0 | 0 | 0
|  |  | AVG | 4 | 1.1283 | 1.1719 | 1.1276 | 1.1459
|  |  | MAX | 4 | 0.55397 | 0.66988 | 0.23111 | 0.87837
|  |  | MIN | 4 | 0 | 0 | 0 | 0
|  |  | AVG | 5 | 1.1721 | 1.3419 | 1.1741 | 1.2643
|  |  | MAX | 5 | 1.2807 | 1.5018 | 1.2094 | 1.5156
|  |  | MIN | 5 | 0 | 0 | 0 | 0
|  |  | AVG | 6 | 1.2208 | 1.3888 | 1.1971 | 1.2867
|  |  | MAX | 6 | 1.7863 | 1.7405 | 2.0608 | 1.8156
|  |  | MIN | 6 | 0 | 0 | 0 | 0
|  |  | AVG | 7 | 1.3367 | 1.4504 | 1.2593 | 1.3919
|  |  | MAX | 7 | 2.2679 | 2.1766 | 1.9608 | 1.9998
|  |  | MIN | 7 | 0 | 0 | 0 | 0
|  |  | AVG | 8 | 1.2943 | 1.3592 | 1.2737 | 1.3497
|  |  | MAX | 8 | 1.9066 | 2.0703 | 2.144 | 1.9686
|  |  | MIN | 8 | 0 | 0 | 0 | 0
|  |  | AVG | 9 | 1.178 | 1.2818 | 1.1995 | 1.2738
|  |  | MAX | 9 | 0 | 0 | 0 | 0
|  |  | MIN | 9 | 0 | 0 | 0 | 0
|  |  | AVG | 10 | 0.97202 | 0.90427 | 1.0826 | 0.98372
|  |  | MAX | 10 | 0.027475 | 0.01087 | 0.10233 | 0.093997
|  |  | MIN | 10 | 0 | 0 | 0 | 0
|  |  | AVG | 11 | 0.63564 | 0.50307 | 0.66335 | 0.558
|  |  | MAX | 11 | 0 | 0 | 0 | 0
|  |  | MIN | 11 | 0 | 0 | 0 | 0
|  |  | AVG | 12 | 0.51588 | 0.43036 | 0.55601 | 0.47138
|  |  | MAX | 12 | 0 | 0 | 0 | 0
|  |  | MIN | 12 | 0 | 0 | 0 | 0
Medium growth scenario
BaseFreeze2015
FE2015 Medium growth scenario
This is the Solar Cogeneration Review for Northwest
Inslatted capacity in MW DC installed at customer site
Northwest Solar Cogeneration Generating Capacity (MW) | Northwest Solar Cogeneration Generating Capacity (MW) | Sector | 2010 | 2011 | 2012 | 2013 | 2014 | 2015 | 2016 | 2017 | 2018 | 2019 | 2020 | 2021 | 2022 | 2023 | 2024 | 2025 | 2026 | 2027 | 2028 | 2029 | 2030 | 2031 | 2032 | 2033 | 2034 | 2035
CgGC | Residential |  | 36.9536 | 63.0215 | 91.6441 | 115.366 | 151.921 | 173.1038 | 231.2041 | 256.799 | 271.3951 | 288.1053 | 307.1943 | 328.4039 | 352.7392 | 372.4869 | 394.0003 | 417.5266 | 443.1598 | 471.3311 | 494.6636 | 519.2695 | 545.9348 | 573.5388 | 603.0974 | 622.6831 | 643.3256 | 665.1152
Generation (bus-bar) equivalent in GWH/year
Northwest Solar Electricity from Cogeneration (GWh/YR) | Northwest Solar Electricity from Cogeneration (GWh/YR) | Residential | 2010 | 2011 | 2012 | 2013 | 2014 | 2015 | 2016 | 2017 | 2018 | 2019 | 2020 | 2021 | 2022 | 2023 | 2024 | 2025 | 2026 | 2027 | 2028 | 2029 | 2030 | 2031 | 2032 | 2033 | 2034 | 2035
CgEG | Residential |  | 33.4857 | 57.0191 | 82.8381 | 103.8881 | 136.9054 | 156.5661 | 209.4028 | 232.5694 | 245.7804 | 260.9081 | 278.1909 | 297.3958 | 319.4263 | 337.3086 | 356.7873 | 378.0933 | 401.3094 | 426.8232 | 447.962 | 470.2522 | 494.411 | 519.4209 | 546.1979 | 563.956 | 582.6727 | 602.4269
Contribution to Peak Load Reduction
Northwest Peak Residential Cogeneration Loads (MW) | Northwest Peak Residential Cogeneration Loads (MW) |  | 2010 | 2011 | 2012 | 2013 | 2014 | 2015 | 2016 | 2017 | 2018 | 2019 | 2020 | 2021 | 2022 | 2023 | 2024 | 2025 | 2026 | 2027 | 2028 | 2029 | 2030 | 2031 | 2032 | 2033 | 2034 | 2035
CgLDC | Annual | Residential | 11.5162 | 18.5187 | 27.6275 | 34.6554 | 45.6097 | 51.8993 | 69.2651 | 76.8475 | 81.1277 | 86.0303 | 91.631 | 97.8513 | 104.9873 | 110.7454 | 117.0144 | 123.8671 | 131.3292 | 139.5246 | 146.274 | 153.3838 | 161.0847 | 169.0454 | 177.5624 | 183.1338 | 189.0037 | 195.1969
CgLDC | January | Residential | 0.02364 | 0.044183 | 0.06057 | 0.076351 | 0.10039 | 0.11381 | 0.15196 | 0.16864 | 0.17807 | 0.18888 | 0.20122 | 0.21493 | 0.23066 | 0.24337 | 0.25721 | 0.27233 | 0.2888 | 0.30691 | 0.32183 | 0.33756 | 0.3546 | 0.37222 | 0.39107 | 0.40344 | 0.41647 | 0.43021
CgLDC | February | Residential | 0.45101 | 0.84759 | 1.106 | 1.3689 | 1.8058 | 2.0572 | 2.7514 | 3.051 | 3.2198 | 3.4133 | 3.6343 | 3.8797 | 4.161 | 4.3878 | 4.6345 | 4.9043 | 5.1981 | 5.5203 | 5.7857 | 6.065 | 6.3673 | 6.6798 | 7.0136 | 7.2321 | 7.4622 | 7.7049
CgLDC | March | Residential | 1.6646 | 2.8013 | 4.1902 | 5.2942 | 6.9583 | 7.8765 | 10.5005 | 11.6528 | 12.3044 | 13.0504 | 13.9026 | 14.8491 | 15.935 | 16.8118 | 17.7666 | 18.8101 | 19.9466 | 21.1952 | 22.224 | 23.308 | 24.4822 | 25.6964 | 26.9959 | 27.8465 | 28.7429 | 29.6887
CgLDC | April | Residential | 4.4017 | 7.471 | 10.37 | 12.8612 | 16.9606 | 19.3849 | 25.9351 | 28.764 | 30.3589 | 32.1868 | 34.2747 | 36.5937 | 39.2524 | 41.3974 | 43.7314 | 46.2835 | 49.0625 | 52.1127 | 54.6254 | 57.2705 | 60.135 | 63.0954 | 66.26 | 68.3322 | 70.5153 | 72.8174
CgLDC | May | Residential | 7.1049 | 11.4468 | 16.5107 | 20.8352 | 27.3929 | 31.1357 | 41.532 | 46.09 | 48.6667 | 51.617 | 54.9883 | 58.7325 | 63.029 | 66.4981 | 70.2761 | 74.4057 | 78.9033 | 83.8453 | 87.917 | 92.2079 | 96.8567 | 101.6637 | 106.8091 | 110.1773 | 113.7263 | 117.4714
CgLDC | June | Residential | 11.4506 | 18.5187 | 26.9233 | 33.7737 | 44.45 | 50.625 | 67.5972 | 75.0002 | 79.1812 | 83.97 | 89.4414 | 95.5182 | 102.4893 | 108.1162 | 114.2425 | 120.9398 | 128.2334 | 136.2445 | 142.8444 | 149.7971 | 157.3286 | 165.1151 | 173.446 | 178.8997 | 184.6458 | 190.7081
CgLDC | July | Residential | 11.5162 | 18.4222 | 27.6275 | 34.6554 | 45.6097 | 51.8993 | 69.2651 | 76.8475 | 81.1277 | 86.0303 | 91.631 | 97.8513 | 104.9873 | 110.7454 | 117.0144 | 123.8671 | 131.3292 | 139.5246 | 146.274 | 153.3838 | 161.0847 | 169.0454 | 177.5624 | 183.1338 | 189.0037 | 195.1969
CgLDC | August | Residential | 10.1493 | 16.5125 | 24.4715 | 30.5444 | 40.2357 | 45.9168 | 61.3596 | 68.0674 | 71.8523 | 76.1887 | 81.1427 | 86.645 | 92.9557 | 98.0479 | 103.5909 | 109.651 | 116.2503 | 123.4965 | 129.4655 | 135.7516 | 142.5603 | 149.5983 | 157.1257 | 162.0529 | 167.2439 | 172.7197
CgLDC | September | Residential | 0 | 0 | 0 | 0 | 0 | 0 | 0 | 0 | 0 | 0 | 0 | 0 | 0 | 0 | 0 | 0 | 0 | 0 | 0 | 0 | 0 | 0 | 0 | 0 | 0 | 0
CgLDC | October | Residential | 0.59294 | 1.0395 | 1.4616 | 1.824 | 2.4028 | 2.7427 | 3.6693 | 4.0708 | 4.2976 | 4.5574 | 4.8543 | 5.1841 | 5.5622 | 5.8676 | 6.2 | 6.5635 | 6.9594 | 7.3941 | 7.7526 | 8.1302 | 8.5391 | 8.962 | 9.4142 | 9.7108 | 10.0234 | 10.353
CgLDC | November | Residential | 0 | 0 | 0 | 0 | 0 | 0 | 0 | 0 | 0 | 0 | 0 | 0 | 0 | 0 | 0 | 0 | 0 | 0 | 0 | 0 | 0 | 0 | 0 | 0 | 0 | 0
CgLDC | December | Residential | 0 | 0 | 0 | 0 | 0 | 0 | 0 | 0 | 0 | 0 | 0 | 0 | 0 | 0 | 0 | 0 | 0 | 0 | 0 | 0 | 0 | 0 | 0 | 0 | 0 | 0
Northwest Average Residential Cogeneration Loads (MW) | Northwest Average Residential Cogeneration Loads (aMW) |  | 2010 | 2011 | 2012 | 2013 | 2014 | 2015 | 2016 | 2017 | 2018 | 2019 | 2020 | 2021 | 2022 | 2023 | 2024 | 2025 | 2026 | 2027 | 2028 | 2029 | 2030 | 2031 | 2032 | 2033 | 2034 | 2035
CgLDC | Annual | Residential | 4.3473 | 7.5082 | 10.7578 | 13.4203 | 17.683 | 20.3087 | 27.1582 | 30.1292 | 31.8054 | 33.7262 | 35.9211 | 38.3595 | 41.1567 | 43.4141 | 45.8719 | 48.5596 | 51.4865 | 54.7013 | 57.3495 | 60.139 | 63.1619 | 66.2866 | 69.6298 | 71.8182 | 74.1236 | 76.556
CgLDC | January | Residential | 2.1245 | 3.6622 | 5.2354 | 6.4775 | 8.5483 | 9.8792 | 13.2431 | 14.6891 | 15.5045 | 16.4393 | 17.5076 | 18.6947 | 20.0557 | 21.1544 | 22.3503 | 23.6586 | 25.0834 | 26.6479 | 27.9373 | 29.2951 | 30.7667 | 32.2877 | 33.9144 | 34.9806 | 36.1038 | 37.2885
CgLDC | February | Residential | 2.927 | 5.0515 | 7.2405 | 9.0229 | 11.8919 | 13.6977 | 18.3346 | 20.341 | 21.4735 | 22.7714 | 24.2546 | 25.9027 | 27.793 | 29.3192 | 30.9809 | 32.7984 | 34.7778 | 36.9523 | 38.7441 | 40.6319 | 42.6779 | 44.7931 | 47.0563 | 48.5391 | 50.1012 | 51.7494
CgLDC | March | Residential | 4.4186 | 7.627 | 10.9184 | 13.6141 | 17.9399 | 20.6107 | 27.5731 | 30.5897 | 32.2921 | 34.243 | 36.4723 | 38.949 | 41.7898 | 44.083 | 46.5797 | 49.31 | 52.2835 | 55.5496 | 58.2406 | 61.0753 | 64.1472 | 67.3227 | 70.7202 | 72.9453 | 75.2895 | 77.7627
CgLDC | April | Residential | 5.1275 | 8.8558 | 12.6942 | 15.8542 | 20.8859 | 23.9862 | 32.0744 | 35.5851 | 37.5664 | 39.8366 | 42.431 | 45.3133 | 48.6197 | 51.2886 | 54.1945 | 57.3723 | 60.833 | 64.6345 | 67.7663 | 71.0656 | 74.6411 | 78.3373 | 82.2923 | 84.8817 | 87.6095 | 90.4878
CgLDC | May | Residential | 5.9682 | 10.3128 | 14.7765 | 18.4675 | 24.3244 | 27.8728 | 37.2463 | 41.3218 | 43.6212 | 46.2558 | 49.2661 | 52.6103 | 56.4467 | 59.5423 | 62.9129 | 66.5984 | 70.6115 | 75.0195 | 78.6497 | 82.474 | 86.6177 | 90.9009 | 95.4838 | 98.4822 | 101.6409 | 104.9739
CgLDC | June | Residential | 6.269 | 10.8381 | 15.5471 | 19.4689 | 25.6345 | 29.3525 | 39.2045 | 43.4967 | 45.9187 | 48.6935 | 51.8641 | 55.3863 | 59.4273 | 62.6881 | 66.2389 | 70.121 | 74.3483 | 78.9919 | 82.8159 | 86.8447 | 91.2102 | 95.7227 | 100.5516 | 103.7101 | 107.0375 | 110.5488
CgLDC | July | Residential | 6.84 | 11.8241 | 16.9594 | 21.205 | 27.9283 | 32.0106 | 42.7666 | 47.4465 | 50.0865 | 53.1114 | 56.5676 | 60.4073 | 64.8123 | 68.3665 | 72.2365 | 76.468 | 81.0754 | 86.1363 | 90.3038 | 94.6941 | 99.4513 | 104.3684 | 109.63 | 113.0713 | 116.6965 | 120.522
CgLDC | August | Residential | 5.8738 | 10.1495 | 14.5492 | 18.1538 | 23.9188 | 27.4539 | 36.6988 | 40.7126 | 42.9764 | 45.5706 | 48.5347 | 51.8277 | 55.6052 | 58.6531 | 61.9717 | 65.6004 | 69.5517 | 73.8915 | 77.4654 | 81.2301 | 85.3094 | 89.5258 | 94.0371 | 96.9884 | 100.0974 | 103.3779
CgLDC | September | Residential | 4.994 | 8.6271 | 12.3643 | 15.4389 | 20.3392 | 23.3424 | 31.2061 | 34.6206 | 36.5472 | 38.7547 | 41.2772 | 44.0796 | 47.2943 | 49.8887 | 52.7135 | 55.8024 | 59.1661 | 62.8608 | 65.904 | 69.1099 | 72.5838 | 76.1748 | 80.0171 | 82.5318 | 85.1809 | 87.9761
CgLDC | October | Residential | 3.656 | 6.3061 | 9.0186 | 11.1886 | 14.7576 | 17.0103 | 22.7818 | 25.2706 | 26.6742 | 28.283 | 30.1215 | 32.1643 | 34.5067 | 36.3974 | 38.4555 | 40.7066 | 43.1581 | 45.8502 | 48.0684 | 50.4045 | 52.9361 | 55.5528 | 58.3516 | 60.185 | 62.1165 | 64.154
CgLDC | November | Residential | 2.1229 | 3.6614 | 5.2395 | 6.5138 | 8.5886 | 9.8988 | 13.2572 | 14.7069 | 15.5251 | 16.4628 | 17.5344 | 18.7251 | 20.0907 | 21.1932 | 22.3935 | 23.7064 | 25.1362 | 26.7068 | 28.0012 | 29.3646 | 30.8423 | 32.3698 | 34.004 | 35.075 | 36.2034 | 37.3938
CgLDC | December | Residential | 1.7453 | 3.0082 | 4.3009 | 5.3289 | 7.0307 | 8.1222 | 10.8874 | 12.0769 | 12.748 | 13.5173 | 14.3966 | 15.3735 | 16.4937 | 17.3982 | 18.3828 | 19.4598 | 20.6329 | 21.9212 | 22.9831 | 24.1015 | 25.3136 | 26.5666 | 27.9068 | 28.7855 | 29.7112 | 30.6877
Inslatted capacity in MW DC installed at customer site
Northwest Solar Cogeneration Generating Capacity (MW) | Northwest Solar Cogeneration Generating Capacity (MW) |  | 2010 | 2011 | 2012 | 2013 | 2014 | 2015 | 2016 | 2017 | 2018 | 2019 | 2020 | 2021 | 2022 | 2023 | 2024 | 2025 | 2026 | 2027 | 2028 | 2029 | 2030 | 2031 | 2032 | 2033 | 2034 | 2035
CgGC | Commercial | Commercial | 1.6454 | 2.8167 | 4.1185 | 22.6174 | 25.2946 | 25.6678 | 30.4757 | 35.0811 | 38.9887 | 42.1887 | 47.0919 | 52.7161 | 56.8914 | 61.6578 | 66.8371 | 72.4313 | 78.5469 | 85.2493 | 92.7154 | 97.5704 | 106.1466 | 111.7908 | 121.5861 | 127.6239 | 134.0264 | 140.725
Generation (bus-bar) equivalent in GWH/year
Northwest Solar Electricity from Cogeneration (GWh/YR) | Northwest Solar Electricity from Cogeneration (GWh/YR) |  | 2010 | 2011 | 2012 | 2013 | 2014 | 2015 | 2016 | 2017 | 2018 | 2019 | 2020 | 2021 | 2022 | 2023 | 2024 | 2025 | 2026 | 2027 | 2028 | 2029 | 2030 | 2031 | 2032 | 2033 | 2034 | 2035
CgEG | Commercial | Commercial | 1.4861 | 2.5397 | 3.7082 | 20.4528 | 22.92 | 23.2706 | 27.6658 | 31.8487 | 35.3966 | 38.303 | 42.7566 | 47.8638 | 51.654 | 55.9843 | 60.689 | 65.7698 | 71.3267 | 77.4163 | 84.1979 | 88.6077 | 96.399 | 101.5302 | 110.4275 | 115.9208 | 121.7356 | 127.82
Contribution to Peak Load Reduction
Northwest Peak Commercial Cogeneration Loads (MW) | Northwest Peak Commercial Cogeneration Loads (MW) |  | 2010 | 2011 | 2012 | 2013 | 2014 | 2015 | 2016 | 2017 | 2018 | 2019 | 2020 | 2021 | 2022 | 2023 | 2024 | 2025 | 2026 | 2027 | 2028 | 2029 | 2030 | 2031 | 2032 | 2033 | 2034 | 2035
CgLDC | Annual | Commercial | 0.51326 | 0.82655 | 1.2409 | 6.8142 | 7.6172 | 7.7232 | 9.1645 | 10.539 | 11.7015 | 12.65 | 14.1062 | 15.7755 | 17.0085 | 18.415 | 19.942 | 21.5895 | 23.3883 | 25.3579 | 27.5505 | 28.9643 | 31.4776 | 33.118 | 35.9821 | 37.7296 | 39.5827 | 41.5191
CgLDC | January | Commercial | 0.00105 | 0.001968 | 0.00271 | 0.014944 | 0.016722 | 0.016947 | 0.020113 | 0.023132 | 0.025685 | 0.027768 | 0.030968 | 0.034633 | 0.037342 | 0.040433 | 0.043787 | 0.047406 | 0.051361 | 0.05569 | 0.060506 | 0.06361 | 0.069135 | 0.07274 | 0.079032 | 0.082888 | 0.086956 | 0.091205
CgLDC | February | Commercial | 0.020015 | 0.037693 | 0.0494 | 0.27334 | 0.30675 | 0.31135 | 0.3705 | 0.42611 | 0.47317 | 0.51166 | 0.5706 | 0.63821 | 0.68817 | 0.74509 | 0.80692 | 0.8736 | 0.94632 | 1.0259 | 1.1145 | 1.1717 | 1.2733 | 1.3397 | 1.4552 | 1.5258 | 1.6007 | 1.6789
CgLDC | March | Commercial | 0.074303 | 0.12538 | 0.1885 | 1.0331 | 1.1532 | 1.1683 | 1.3846 | 1.5922 | 1.7679 | 1.9111 | 2.1312 | 2.3833 | 2.5697 | 2.7822 | 3.0129 | 3.2618 | 3.5336 | 3.8313 | 4.1626 | 4.3761 | 4.7559 | 5.0037 | 5.4365 | 5.7009 | 5.9808 | 6.2732
CgLDC | April | Commercial | 0.19515 | 0.33199 | 0.46269 | 2.5615 | 2.875 | 2.9182 | 3.4726 | 3.9939 | 4.4347 | 4.795 | 5.3474 | 5.9808 | 6.4485 | 6.9821 | 7.5615 | 8.1864 | 8.8686 | 9.6153 | 10.4463 | 10.9826 | 11.9352 | 12.5579 | 13.6424 | 14.3053 | 15.0077 | 15.7416
CgLDC | May | Commercial | 0.31695 | 0.51201 | 0.74208 | 4.0698 | 4.545 | 4.6059 | 5.4607 | 6.2797 | 6.9722 | 7.5366 | 8.4043 | 9.3984 | 10.1327 | 10.9709 | 11.8805 | 12.862 | 13.9346 | 15.1089 | 16.416 | 17.2582 | 18.757 | 19.7347 | 21.4431 | 22.4868 | 23.5912 | 24.7453
CgLDC | June | Commercial | 0.50962 | 0.82655 | 1.2072 | 6.6411 | 7.429 | 7.5329 | 8.9421 | 10.2836 | 11.418 | 12.3435 | 13.7649 | 15.3938 | 16.5969 | 17.9698 | 19.4602 | 21.0682 | 22.8245 | 24.7475 | 26.8877 | 28.2674 | 30.7212 | 32.323 | 35.1191 | 36.8272 | 38.6358 | 40.5258
CgLDC | July | Commercial | 0.51326 | 0.8236 | 1.2409 | 6.8142 | 7.6172 | 7.7232 | 9.1645 | 10.539 | 11.7015 | 12.65 | 14.1062 | 15.7755 | 17.0085 | 18.415 | 19.942 | 21.5895 | 23.3883 | 25.3579 | 27.5505 | 28.9643 | 31.4776 | 33.118 | 35.9821 | 37.7296 | 39.5827 | 41.5191
CgLDC | August | Commercial | 0.45095 | 0.73589 | 1.0953 | 6.0394 | 6.7646 | 6.8625 | 8.1544 | 9.378 | 10.4126 | 11.2574 | 12.5538 | 14.0398 | 15.1372 | 16.3895 | 17.7492 | 19.2158 | 20.8173 | 22.5706 | 24.5221 | 25.7807 | 28.0179 | 29.4791 | 32.0275 | 33.5842 | 35.2336 | 36.9571
CgLDC | September | Commercial | 0 | 0 | 0 | 0 | 0 | 0 | 0 | 0 | 0 | 0 | 0 | 0 | 0 | 0 | 0 | 0 | 0 | 0 | 0 | 0 | 0 | 0 | 0 | 0 | 0 | 0
CgLDC | October | Commercial | 0.026241 | 0.046123 | 0.065107 | 0.36089 | 0.40503 | 0.41093 | 0.48879 | 0.56219 | 0.62423 | 0.67491 | 0.75271 | 0.84182 | 0.90765 | 0.98282 | 1.0644 | 1.1524 | 1.2485 | 1.3538 | 1.4708 | 1.5463 | 1.6806 | 1.7683 | 1.9212 | 2.0149 | 2.1138 | 2.2172
CgLDC | November | Commercial | 0 | 0 | 0 | 0 | 0 | 0 | 0 | 0 | 0 | 0 | 0 | 0 | 0 | 0 | 0 | 0 | 0 | 0 | 0 | 0 | 0 | 0 | 0 | 0 | 0 | 0
CgLDC | December | Commercial | 0 | 0 | 0 | 0 | 0 | 0 | 0 | 0 | 0 | 0 | 0 | 0 | 0 | 0 | 0 | 0 | 0 | 0 | 0 | 0 | 0 | 0 | 0 | 0 | 0 | 0
Contribution to Monthly Average Load Reduction
Northwest Average Commercial Cogeneration Loads (MW) | Northwest Average Commercial Cogeneration Loads (MW) |  | 2010 | 2011 | 2012 | 2013 | 2014 | 2015 | 2016 | 2017 | 2018 | 2019 | 2020 | 2021 | 2022 | 2023 | 2024 | 2025 | 2026 | 2027 | 2028 | 2029 | 2030 | 2031 | 2032 | 2033 | 2034 | 2035
CgLDC | Annual | Commercial | 0.1931 | 0.33429 | 0.48099 | 2.6534 | 2.9732 | 3.0175 | 3.5867 | 4.1249 | 4.5797 | 4.9506 | 5.5206 | 6.1738 | 6.6557 | 7.2064 | 7.8043 | 8.4493 | 9.154 | 9.9258 | 10.7848 | 11.3385 | 12.3233 | 12.9667 | 14.0893 | 14.7752 | 15.5011 | 16.2601
CgLDC | January | Commercial | 0.093812 | 0.16207 | 0.23251 | 1.2925 | 1.4536 | 1.4767 | 1.7595 | 2.0237 | 2.2469 | 2.4291 | 2.709 | 3.0297 | 3.2661 | 3.5366 | 3.8302 | 4.1469 | 4.4931 | 4.8721 | 5.2938 | 5.5657 | 6.0493 | 6.3656 | 6.9166 | 7.2541 | 7.6104 | 7.983
CgLDC | February | Commercial | 0.12967 | 0.22433 | 0.32279 | 1.7861 | 2.0039 | 2.0343 | 2.4199 | 2.7831 | 3.0899 | 3.3401 | 3.7248 | 4.1656 | 4.4906 | 4.8624 | 5.2659 | 5.7012 | 6.1771 | 6.6983 | 7.2782 | 7.6518 | 8.3168 | 8.7515 | 9.5095 | 9.9735 | 10.4635 | 10.9758
CgLDC | March | Commercial | 0.19599 | 0.33911 | 0.48744 | 2.6935 | 3.0202 | 3.0654 | 3.645 | 4.192 | 4.6543 | 5.0313 | 5.6108 | 6.2747 | 6.7645 | 7.3244 | 7.9321 | 8.5878 | 9.3043 | 10.0889 | 10.962 | 11.5248 | 12.526 | 13.1802 | 14.3213 | 15.0192 | 15.7569 | 16.5283
CgLDC | April | Commercial | 0.22773 | 0.39426 | 0.56754 | 3.1307 | 3.5076 | 3.5596 | 4.2305 | 4.8652 | 5.4016 | 5.839 | 6.5113 | 7.2817 | 7.85 | 8.4996 | 9.2048 | 9.9655 | 10.7969 | 11.7074 | 12.7207 | 13.3737 | 14.5355 | 15.2945 | 16.619 | 17.4285 | 18.2848 | 19.18
CgLDC | May | Commercial | 0.26557 | 0.45998 | 0.66202 | 3.644 | 4.0791 | 4.1387 | 4.9161 | 5.6535 | 6.2769 | 6.7853 | 7.5663 | 8.4616 | 9.1221 | 9.8767 | 10.6959 | 11.5797 | 12.5452 | 13.6025 | 14.7795 | 15.5382 | 16.8874 | 17.7685 | 19.3066 | 20.2455 | 21.2402 | 22.2801
CgLDC | June | Commercial | 0.27931 | 0.48405 | 0.69754 | 3.833 | 4.287 | 4.3488 | 5.1629 | 5.9372 | 6.5917 | 7.1253 | 7.9453 | 8.8853 | 9.5788 | 10.371 | 11.2311 | 12.1591 | 13.1728 | 14.283 | 15.5189 | 16.3155 | 17.7323 | 18.6573 | 20.2726 | 21.2583 | 22.3029 | 23.3949
CgLDC | July | Commercial | 0.30462 | 0.52782 | 0.76048 | 4.1816 | 4.6789 | 4.7471 | 5.6375 | 6.483 | 7.1977 | 7.7805 | 8.6758 | 9.7023 | 10.4596 | 11.3247 | 12.2639 | 13.2773 | 14.3842 | 15.5964 | 16.9459 | 17.8159 | 19.3628 | 20.373 | 22.1368 | 23.213 | 24.3536 | 25.5461
CgLDC | August | Commercial | 0.26125 | 0.45248 | 0.65145 | 3.5882 | 4.0182 | 4.0778 | 4.8454 | 5.5722 | 6.1866 | 6.6876 | 7.4573 | 8.3397 | 8.9906 | 9.7343 | 10.5418 | 11.413 | 12.3646 | 13.4067 | 14.5668 | 15.3147 | 16.6445 | 17.5131 | 19.0292 | 19.9546 | 20.9351 | 21.9602
CgLDC | September | Commercial | 0.22198 | 0.38438 | 0.55327 | 3.0493 | 3.4154 | 3.4658 | 4.1185 | 4.7363 | 5.2585 | 5.6844 | 6.3387 | 7.0888 | 7.642 | 8.2743 | 8.9607 | 9.7012 | 10.5104 | 11.3964 | 12.3826 | 13.0183 | 14.149 | 14.8875 | 16.1765 | 16.9638 | 17.7973 | 18.6686
CgLDC | October | Commercial | 0.16179 | 0.27971 | 0.40153 | 2.2259 | 2.5 | 2.5389 | 3.0226 | 3.4763 | 3.8597 | 4.1726 | 4.6532 | 5.204 | 5.6101 | 6.0746 | 6.5788 | 7.1226 | 7.717 | 8.3678 | 9.092 | 9.5588 | 10.3892 | 10.9321 | 11.8783 | 12.4573 | 13.0692 | 13.709
CgLDC | November | Commercial | 0.093901 | 0.16234 | 0.23318 | 1.2929 | 1.452 | 1.4744 | 1.755 | 2.0185 | 2.241 | 2.4226 | 2.7017 | 3.0215 | 3.2572 | 3.527 | 3.8197 | 4.1355 | 4.4808 | 4.8588 | 5.2794 | 5.5505 | 6.0328 | 6.3481 | 6.8979 | 7.2345 | 7.5899 | 7.9614
CgLDC | December | Commercial | 0.077043 | 0.1331 | 0.19096 | 1.0617 | 1.1939 | 1.2128 | 1.4449 | 1.6619 | 1.8452 | 1.9948 | 2.2246 | 2.488 | 2.6821 | 2.9043 | 3.1454 | 3.4055 | 3.6898 | 4.0012 | 4.3476 | 4.5708 | 4.9681 | 5.2279 | 5.6805 | 5.9579 | 6.2505 | 6.5565
Inslatted capacity in MW DC installed at customer site
Northwest Solar Cogeneration Generating Capacity (MW) | Northwest Solar Cogeneration Generating Capacity (MW) |  | 2010 | 2011 | 2012 | 2013 | 2014 | 2015 | 2016 | 2017 | 2018 | 2019 | 2020 | 2021 | 2022 | 2023 | 2024 | 2025 | 2026 | 2027 | 2028 | 2029 | 2030 | 2031 | 2032 | 2033 | 2034 | 2035
CgGC |  | Industrial | 2.6706 | 3.8311 | 5.0444 | 5.0444 | 5.0444 | 5.0444 | 5.0444 | 5.0444 | 5.0444 | 5.0444 | 5.0444 | 5.0444 | 5.0444 | 5.0444 | 5.0444 | 5.0444 | 5.0444 | 5.0444 | 5.0444 | 5.0444 | 5.0444 | 5.0444 | 5.0444 | 5.0444 | 5.0444 | 5.0444
Generation (bus-bar) equivalent in GWH/year
Northwest Solar Electricity from Cogeneration (GWh/YR) | Northwest Solar Electricity from Cogeneration (GWh/YR) | Industrial | 2010 | 2011 | 2012 | 2013 | 2014 | 2015 | 2016 | 2017 | 2018 | 2019 | 2020 | 2021 | 2022 | 2023 | 2024 | 2025 | 2026 | 2027 | 2028 | 2029 | 2030 | 2031 | 2032 | 2033 | 2034 | 2035
CgEG |  |  | 5.3438 | 6.9352 | 10.0636 | 10.2821 | 10.6723 | 10.7734 | 10.8535 | 10.9325 | 11.0141 | 11.0987 | 11.1864 | 11.2722 | 11.3563 | 11.4405 | 11.5277 | 11.6177 | 11.7108 | 11.8021 | 11.8847 | 11.9551 | 12.0254 | 12.0968 | 12.1689 | 12.2411 | 12.3142 | 12.383
Contribution to Peak Load Reduction
Northwest Peak Industrial Cogeneration Loads (MW) | Northwest Peak Industrial Cogeneration Loads (MW) |  | 2010 | 2011 | 2012 | 2013 | 2014 | 2015 | 2016 | 2017 | 2018 | 2019 | 2020 | 2021 | 2022 | 2023 | 2024 | 2025 | 2026 | 2027 | 2028 | 2029 | 2030 | 2031 | 2032 | 2033 | 2034 | 2035
CgLDC | Annual | Industrial | 1.83 | 2.2492 | 3.3337 | 3.402 | 3.5267 | 3.5565 | 3.5792 | 3.6015 | 3.6246 | 3.6486 | 3.6737 | 3.698 | 3.7218 | 3.7456 | 3.7703 | 3.796 | 3.8225 | 3.8484 | 3.8714 | 3.8903 | 3.9092 | 3.9283 | 3.9476 | 3.967 | 3.9866 | 4.0049
CgLDC | January | Industrial | 0.003796 | 0.005414 | 0.007432 | 0.007585 | 0.007864 | 0.007931 | 0.007981 | 0.008031 | 0.008082 | 0.008135 | 0.00819 | 0.008244 | 0.008296 | 0.00835 | 0.008405 | 0.008462 | 0.008522 | 0.00858 | 0.008631 | 0.008674 | 0.008717 | 0.00876 | 0.008804 | 0.008847 | 0.008891 | 0.008932
CgLDC | February | Industrial | 0.071609 | 0.10253 | 0.13371 | 0.13651 | 0.1416 | 0.1428 | 0.14371 | 0.14461 | 0.14555 | 0.14652 | 0.14754 | 0.14852 | 0.14949 | 0.15048 | 0.15151 | 0.15257 | 0.15368 | 0.15475 | 0.1557 | 0.15648 | 0.15726 | 0.15806 | 0.15886 | 0.15967 | 0.16048 | 0.16124
CgLDC | March | Industrial | 0.26514 | 0.33989 | 0.50813 | 0.51847 | 0.53734 | 0.54186 | 0.54531 | 0.54867 | 0.55215 | 0.55577 | 0.55954 | 0.56319 | 0.56676 | 0.57036 | 0.57409 | 0.57797 | 0.58198 | 0.58591 | 0.58939 | 0.59226 | 0.59511 | 0.59801 | 0.60094 | 0.60387 | 0.60683 | 0.60958
CgLDC | April | Industrial | 0.70129 | 0.90718 | 1.2582 | 1.2846 | 1.3326 | 1.3438 | 1.3524 | 1.361 | 1.3698 | 1.379 | 1.3886 | 1.3979 | 1.4071 | 1.4163 | 1.4259 | 1.4358 | 1.4461 | 1.4562 | 1.4651 | 1.4724 | 1.4797 | 1.4872 | 1.4947 | 1.5022 | 1.5098 | 1.5169
CgLDC | May | Industrial | 1.1328 | 1.3902 | 2.0017 | 2.0426 | 2.1171 | 2.135 | 2.1486 | 2.162 | 2.1758 | 2.1901 | 2.205 | 2.2196 | 2.2337 | 2.2478 | 2.2625 | 2.2777 | 2.2935 | 2.3089 | 2.3226 | 2.3339 | 2.3451 | 2.3565 | 2.368 | 2.3796 | 2.3912 | 2.402
CgLDC | June | Industrial | 1.8259 | 2.2492 | 3.264 | 3.3312 | 3.4537 | 3.4829 | 3.5051 | 3.527 | 3.5497 | 3.5733 | 3.5978 | 3.6216 | 3.6449 | 3.6683 | 3.6925 | 3.7176 | 3.7437 | 3.7691 | 3.7917 | 3.8103 | 3.8288 | 3.8477 | 3.8667 | 3.8857 | 3.905 | 3.9229
CgLDC | July | Industrial | 1.83 | 2.2278 | 3.3337 | 3.402 | 3.5267 | 3.5565 | 3.5792 | 3.6015 | 3.6246 | 3.6486 | 3.6737 | 3.698 | 3.7218 | 3.7456 | 3.7703 | 3.796 | 3.8225 | 3.8484 | 3.8714 | 3.8903 | 3.9092 | 3.9283 | 3.9476 | 3.967 | 3.9866 | 4.0049
CgLDC | August | Industrial | 1.6171 | 2.0034 | 2.9637 | 3.0251 | 3.137 | 3.1636 | 3.1838 | 3.2038 | 3.2245 | 3.246 | 3.2685 | 3.2903 | 3.3116 | 3.333 | 3.3552 | 3.3783 | 3.4022 | 3.4255 | 3.4461 | 3.4631 | 3.4801 | 3.4974 | 3.5148 | 3.5323 | 3.55 | 3.5664
CgLDC | September | Industrial | 0 | 0 | 0 | 0 | 0 | 0 | 0 | 0 | 0 | 0 | 0 | 0 | 0 | 0 | 0 | 0 | 0 | 0 | 0 | 0 | 0 | 0 | 0 | 0 | 0 | 0
CgLDC | October | Industrial | 0.095237 | 0.12743 | 0.1793 | 0.18307 | 0.1899 | 0.1915 | 0.19273 | 0.19395 | 0.1952 | 0.19651 | 0.19786 | 0.19918 | 0.20047 | 0.20177 | 0.20313 | 0.20453 | 0.20599 | 0.20741 | 0.20868 | 0.20972 | 0.21077 | 0.21183 | 0.21291 | 0.21397 | 0.21505 | 0.21605
CgLDC | November | Industrial | 0 | 0 | 0 | 0 | 0 | 0 | 0 | 0 | 0 | 0 | 0 | 0 | 0 | 0 | 0 | 0 | 0 | 0 | 0 | 0 | 0 | 0 | 0 | 0 | 0 | 0
CgLDC | December | Industrial | 0 | 0 | 0 | 0 | 0 | 0 | 0 | 0 | 0 | 0 | 0 | 0 | 0 | 0 | 0 | 0 | 0 | 0 | 0 | 0 | 0 | 0 | 0 | 0 | 0 | 0
Contribution to Monthly Average Load Reduction
Northwest Average Industrial Cogeneration Loads (MW) | Northwest Average Industrial Cogeneration Loads (MW) |  | 2010 | 2011 | 2012 | 2013 | 2014 | 2015 | 2016 | 2017 | 2018 | 2019 | 2020 | 2021 | 2022 | 2023 | 2024 | 2025 | 2026 | 2027 | 2028 | 2029 | 2030 | 2031 | 2032 | 2033 | 2034 | 2035
CgLDC | Annual | Industrial | 0.69309 | 0.9117 | 1.303 | 1.3301 | 1.3794 | 1.3911 | 1.4001 | 1.409 | 1.4182 | 1.4277 | 1.4377 | 1.4474 | 1.4568 | 1.4662 | 1.4759 | 1.4859 | 1.4963 | 1.5065 | 1.5155 | 1.523 | 1.5304 | 1.538 | 1.5456 | 1.5532 | 1.5609 | 1.5681
CgLDC | January | Industrial | 0.3407 | 0.4479 | 0.63921 | 0.65277 | 0.67739 | 0.68316 | 0.68761 | 0.69202 | 0.69659 | 0.70134 | 0.70629 | 0.7111 | 0.71582 | 0.72049 | 0.72533 | 0.73035 | 0.73555 | 0.74063 | 0.74514 | 0.74887 | 0.7526 | 0.7564 | 0.76023 | 0.76405 | 0.76792 | 0.77151
CgLDC | February | Industrial | 0.4688 | 0.61674 | 0.88216 | 0.90064 | 0.93425 | 0.94219 | 0.94831 | 0.95434 | 0.96059 | 0.96709 | 0.97385 | 0.98043 | 0.98686 | 0.99321 | 0.99979 | 1.0066 | 1.0137 | 1.0206 | 1.0267 | 1.0318 | 1.0369 | 1.042 | 1.0472 | 1.0524 | 1.0577 | 1.0625
CgLDC | March | Industrial | 0.70623 | 0.92894 | 1.3271 | 1.3548 | 1.4052 | 1.4172 | 1.4263 | 1.4354 | 1.4447 | 1.4545 | 1.4646 | 1.4745 | 1.4841 | 1.4937 | 1.5036 | 1.5138 | 1.5245 | 1.5349 | 1.5441 | 1.5517 | 1.5593 | 1.5671 | 1.5749 | 1.5827 | 1.5906 | 1.5979
CgLDC | April | Industrial | 0.81834 | 1.0766 | 1.5396 | 1.5716 | 1.6298 | 1.6437 | 1.6543 | 1.6648 | 1.6756 | 1.6869 | 1.6986 | 1.71 | 1.7212 | 1.7322 | 1.7437 | 1.7555 | 1.7678 | 1.7798 | 1.7904 | 1.7992 | 1.808 | 1.8169 | 1.8259 | 1.8349 | 1.844 | 1.8525
CgLDC | May | Industrial | 0.9493 | 1.2488 | 1.7845 | 1.8214 | 1.8886 | 1.9046 | 1.9169 | 1.929 | 1.9415 | 1.9545 | 1.9681 | 1.9813 | 1.9942 | 2.0069 | 2.0202 | 2.0339 | 2.0481 | 2.062 | 2.0743 | 2.0844 | 2.0945 | 2.1048 | 2.1152 | 2.1256 | 2.1361 | 2.1459
CgLDC | June | Industrial | 0.99599 | 1.3105 | 1.8743 | 1.9128 | 1.9832 | 2 | 2.0129 | 2.0255 | 2.0386 | 2.0523 | 2.0665 | 2.0803 | 2.0938 | 2.1071 | 2.121 | 2.1353 | 2.1502 | 2.1647 | 2.1775 | 2.1881 | 2.1987 | 2.2094 | 2.2202 | 2.2311 | 2.2421 | 2.2523
CgLDC | July | Industrial | 1.0865 | 1.4294 | 2.0438 | 2.086 | 2.1628 | 2.1812 | 2.1952 | 2.209 | 2.2234 | 2.2383 | 2.2538 | 2.2689 | 2.2837 | 2.2983 | 2.3134 | 2.3291 | 2.3453 | 2.3612 | 2.3752 | 2.3868 | 2.3983 | 2.41 | 2.4219 | 2.4338 | 2.4458 | 2.4569
CgLDC | August | Industrial | 0.93399 | 1.2286 | 1.7559 | 1.7923 | 1.8586 | 1.8744 | 1.8865 | 1.8984 | 1.9108 | 1.9236 | 1.937 | 1.95 | 1.9628 | 1.9754 | 1.9884 | 2.0019 | 2.0159 | 2.0296 | 2.0417 | 2.0517 | 2.0617 | 2.0718 | 2.082 | 2.0923 | 2.1027 | 2.1123
CgLDC | September | Industrial | 0.79558 | 1.0466 | 1.496 | 1.5271 | 1.5836 | 1.597 | 1.6074 | 1.6175 | 1.628 | 1.639 | 1.6504 | 1.6615 | 1.6723 | 1.683 | 1.6941 | 1.7057 | 1.7176 | 1.7293 | 1.7396 | 1.7481 | 1.7566 | 1.7653 | 1.774 | 1.7828 | 1.7916 | 1.7998
CgLDC | October | Industrial | 0.58488 | 0.76901 | 1.0976 | 1.1207 | 1.1627 | 1.1726 | 1.1802 | 1.1878 | 1.1956 | 1.2037 | 1.2121 | 1.2204 | 1.2284 | 1.2364 | 1.2447 | 1.2532 | 1.2621 | 1.2708 | 1.2785 | 1.2849 | 1.2912 | 1.2977 | 1.3042 | 1.3107 | 1.3173 | 1.3235
CgLDC | November | Industrial | 0.34047 | 0.44779 | 0.63972 | 0.6532 | 0.67768 | 0.68343 | 0.68788 | 0.69226 | 0.69681 | 0.70153 | 0.70644 | 0.71123 | 0.71591 | 0.72054 | 0.72534 | 0.73033 | 0.73548 | 0.74053 | 0.745 | 0.74871 | 0.75242 | 0.75619 | 0.75999 | 0.76377 | 0.76761 | 0.77117
CgLDC | December | Industrial | 0.28038 | 0.36866 | 0.52632 | 0.53749 | 0.55776 | 0.5625 | 0.56617 | 0.56979 | 0.57356 | 0.57747 | 0.58153 | 0.58549 | 0.58936 | 0.5932 | 0.59718 | 0.6013 | 0.60558 | 0.60975 | 0.61346 | 0.61653 | 0.61961 | 0.62274 | 0.62589 | 0.62904 | 0.63221 | 0.63517

## Electric Vehicles
New Vehicle( passenger and light duty) in (1000) | [5 empty] | Reference case market acceptance scenario
Year | Idaho | Montana | Oregon | Washington | Region | Market share base ID MT | Market share base OR WA
2010 | 32 | 40 | 99 | 174 | 345 | 0.07% | 0.2%
2011 | 36 | 44 | 110 | 193 | 383 | 0.1% | 0.3%
2012 | 43 | 55 | 133 | 228 | 459 | 0.11% | 1%
2013 | 49 | 58 | 147 | 251 | 505 | 0.3% | 1.6%
2014 | 47 | 60 | 159 | 245 | 512 | 1% | 2.5%
2015 | 48 | 60 | 160 | 249 | 517 | 1.6% | 3%
2016 | 48 | 59 | 161 | 254 | 522 | 2.3% | 5%
2017 | 47 | 58 | 157 | 259 | 521 | 2.9% | 7%
2018 | 47 | 56 | 153 | 256 | 512 | 3.5% | 9%
2019 | 47 | 55 | 154 | 253 | 509 | 4.2% | 11%
2020 | 47 | 54 | 154 | 251 | 505 | 4.8% | 13%
2021 | 47 | 52 | 152 | 253 | 505 | 5.5% | 15%
2022 | 47 | 52 | 150 | 255 | 503 | 6.1% | 17%
2023 | 47 | 52 | 149 | 256 | 504 | 6.8% | 19%
2024 | 48 | 52 | 149 | 257 | 506 | 7.4% | 21%
2025 | 49 | 53 | 151 | 260 | 513 | 8.1% | 23%
2026 | 50 | 54 | 154 | 265 | 522 | 8.7% | 25%
2027 | 51 | 54 | 156 | 270 | 531 | 9.3% | 26%
2028 | 52 | 55 | 158 | 273 | 538 | 10% | 27%
2029 | 53 | 55 | 159 | 276 | 544 | 10.6% | 28%
2030 | 54 | 55 | 159 | 278 | 547 | 11.3% | 29%
2031 | 55 | 56 | 158 | 278 | 546 | 11.9% | 29%
2032 | 56 | 55 | 158 | 280 | 549 | 12.6% | 29%
2033 | 56 | 55 | 159 | 282 | 551 | 13.2% | 29%
2034 | 57 | 55 | 160 | 284 | 556 | 13.9% | 29%
2035 | 58 | 55 | 161 | 287 | 561 | 14.5% | 29%
New Vehicle( passenger and light duty) in (1000) | [5 empty] | High market acceptance scenario
Year | Idaho | Montana | Oregon | Washington | Region | Market share base ID MT | Market share base OR WA
2010 | 32.1848 | 40.1177 | 98.7933 | 173.7607 | 344.8565 | 0.06667% | 0.2%
2011 | 36.437 | 44.347 | 110.101 | 192.56 | 383.445 | 0.1% | 0.3%
2012 | 42.9645 | 54.7966 | 133.1045 | 228.1826 | 459.0483 | 0.1116% | 1%
2013 | 49.0749 | 58.1277 | 146.5998 | 251.0386 | 504.8411 | 0.32% | 1.6%
2014 | 48.5503 | 61.9087 | 163.4745 | 251.3282 | 525.2618 | 1.169% | 3%
2015 | 48.7228 | 60.8931 | 162.4252 | 252.7128 | 524.7539 | 2.018% | 4.5%
2016 | 48.594 | 60.072 | 162.5879 | 256.6377 | 527.8915 | 2.867% | 6.7%
2017 | 49.3949 | 60.1014 | 163.2779 | 269.0076 | 541.7818 | 3.716% | 9.5%
2018 | 48.9472 | 58.615 | 160.7029 | 268.7842 | 537.0492 | 4.565% | 12.5%
2019 | 48.9776 | 57.6344 | 161.1063 | 265.3397 | 533.058 | 5.415% | 15.3%
2020 | 49.015 | 55.9204 | 160.7846 | 262.2098 | 527.9297 | 6.264% | 18%
2021 | 48.7885 | 54.5122 | 158.6767 | 263.1597 | 525.1371 | 7.113% | 20%
2022 | 48.7979 | 53.9262 | 156.0676 | 265.0814 | 523.8732 | 7.962% | 22.5%
2023 | 49.3368 | 53.9568 | 155.4782 | 267.053 | 525.8247 | 8.811% | 25%
2024 | 50.0779 | 54.2295 | 155.9563 | 268.2422 | 528.5058 | 9.66% | 27%
2025 | 50.7678 | 55.0084 | 157.7032 | 271.4644 | 534.9438 | 10.51% | 29%
2026 | 51.5293 | 55.5347 | 159.1915 | 274.7121 | 540.9676 | 11.36% | 31%
2027 | 52.7204 | 56.3418 | 161.5773 | 279.4076 | 550.0471 | 12.21% | 33%
2028 | 54.3678 | 57.3586 | 164.5425 | 284.8153 | 561.0843 | 13.06% | 34.5%
2029 | 55.6719 | 57.8829 | 166.6333 | 289.4133 | 569.6014 | 13.91% | 36%
2030 | 56.9613 | 58.4443 | 167.8125 | 292.7522 | 575.9703 | 14.75% | 37%
2031 | 58.1112 | 58.8598 | 167.4062 | 295.058 | 579.4352 | 15.6% | 38%
2032 | 59.3589 | 59.2531 | 168.9645 | 299.255 | 586.8314 | 16.45% | 38%
2033 | 60.1967 | 59.1837 | 170.1981 | 302.1878 | 591.7664 | 17.3% | 38%
2034 | 61.2647 | 59.3063 | 172.1421 | 306.387 | 599.1001 | 18.15% | 38%
2035 | 62.4694 | 59.538 | 174.7747 | 311.0577 | 607.8398 | 19% | 38%
New Vehicle( passenger and light duty) in (1000) | [5 empty] | Low market acceptance scenario
Year | Idaho | Montana | Oregon | Washington | Region | Market share base ID MT | Market share base OR WA
2010 | 32.1848 | 40.1177 | 98.7933 | 173.7607 | 344.8565 | 0.06667% | 0.2%
2011 | 36.437 | 44.347 | 110.101 | 192.56 | 383.445 | 0.1% | 0.3%
2012 | 42.9645 | 54.7966 | 133.1045 | 228.1826 | 459.0483 | 0.1116% | 1%
2013 | 49.0749 | 58.1277 | 146.5998 | 251.0386 | 504.8411 | 0.32% | 1.6%
2014 | 45.7368 | 58.3211 | 154.0012 | 236.7638 | 494.8229 | 0.5395% | 2.5%
2015 | 45.9232 | 57.3942 | 153.0925 | 238.1922 | 494.6022 | 0.7591% | 2.9%
2016 | 45.9744 | 56.8336 | 153.8231 | 242.8029 | 499.434 | 0.9786% | 3%
2017 | 45.1498 | 54.9363 | 149.2456 | 245.8889 | 495.2206 | 1.198% | 4%
2018 | 44.3395 | 53.0972 | 145.5751 | 243.4822 | 486.494 | 1.418% | 5%
2019 | 44.4523 | 52.3092 | 146.2208 | 240.8234 | 483.8057 | 1.637% | 6%
2020 | 44.5853 | 50.8666 | 146.254 | 238.513 | 480.2189 | 1.857% | 7%
2021 | 44.4291 | 49.6414 | 144.4985 | 239.6456 | 478.2146 | 2.076% | 8%
2022 | 44.2456 | 48.8955 | 141.5083 | 240.3523 | 475.0018 | 2.296% | 9%
2023 | 44.4275 | 48.5878 | 140.0073 | 240.4798 | 473.5024 | 2.515% | 9.1%
2024 | 44.9389 | 48.6645 | 139.9522 | 240.7153 | 474.2709 | 2.735% | 9.2%
2025 | 45.3137 | 49.0987 | 140.7607 | 242.3002 | 477.4733 | 2.955% | 9.3%
2026 | 45.9592 | 49.5317 | 141.9837 | 245.0172 | 482.4919 | 3.174% | 9.4%
2027 | 46.3853 | 49.5716 | 142.1616 | 245.833 | 483.9515 | 3.394% | 9.5%
2028 | 47.1046 | 49.6959 | 142.5607 | 246.7658 | 486.127 | 3.613% | 9.6%
2029 | 47.6278 | 49.5193 | 142.5563 | 247.5957 | 487.2992 | 3.833% | 9.7%
2030 | 48.1524 | 49.4061 | 141.861 | 247.4792 | 486.8988 | 4.052% | 9.8%
2031 | 48.5663 | 49.1919 | 139.9095 | 246.5942 | 484.262 | 4.272% | 9.9%
2032 | 49.2064 | 49.1187 | 140.0655 | 248.0717 | 486.4623 | 4.491% | 10%
2033 | 49.3116 | 48.4817 | 139.4218 | 247.5443 | 484.7594 | 4.711% | 10.1%
2034 | 49.5941 | 48.0088 | 139.35 | 248.0221 | 484.975 | 4.93% | 10.2%
2035 | 49.8673 | 47.5273 | 139.5171 | 248.3074 | 485.2191 | 5.15% | 10.3%
| Annual Energy Mwa |  |  |  |  | on Peak MW |  |  |  | Off Peak MW |  |  | Cumulative New Plug-in Vehicles (000)
| Low | Med | High |  |  | Low | Med | High |  | Low | Med | High |  | Low | Med | High
2010 | 0.28232 | 0.28232 | 0.28232 |  | 2010 | 0.014116 | 0.014116 | 0.014116 | 2010 | 0.52511 | 0.52511 | 0.52511 | 2010 | 0.59331 | 0.59331 | 0.59331
2011 | 0.7528 | 0.75281 | 0.75281 |  | 2011 | 0.03764 | 0.03764 | 0.03764 | 2011 | 1.4002 | 1.4002 | 1.4002 | 2011 | 1.5821 | 1.5821 | 1.5821
2012 | 2.5238 | 2.5238 | 2.5238 |  | 2012 | 0.12619 | 0.12619 | 0.12619 | 2012 | 4.6943 | 4.6943 | 4.6943 | 2012 | 5.304 | 5.304 | 5.304
2013 | 5.7144 | 5.7145 | 5.7145 |  | 2013 | 0.28572 | 0.28572 | 0.28572 | 2013 | 10.6288 | 10.6289 | 10.6289 | 2013 | 12.0093 | 12.0094 | 12.0094
2014 | 10.5049 | 10.8878 | 12.0839 |  | 2014 | 0.52525 | 0.54439 | 0.60419 | 2014 | 19.5391 | 20.2513 | 22.476 | 2014 | 22.3398 | 23.1655 | 25.7448
2015 | 15.9698 | 17.2003 | 21.5084 |  | 2015 | 0.79849 | 0.86002 | 1.0754 | 2015 | 29.7038 | 31.9926 | 40.0057 | 2015 | 34.4343 | 37.1357 | 46.6012
2016 | 21.6063 | 27.3478 | 35.2042 |  | 2016 | 1.0803 | 1.3674 | 1.7602 | 2016 | 40.1877 | 50.8668 | 65.4798 | 2016 | 47.2403 | 60.184 | 77.7062
2017 | 28.7471 | 40.9817 | 54.4195 |  | 2017 | 1.4374 | 2.0491 | 2.721 | 2017 | 53.4696 | 76.2259 | 101.2202 | 2017 | 63.9134 | 91.985 | 122.5111
2018 | 37.1047 | 57.5587 | 78.5726 |  | 2018 | 1.8552 | 2.8779 | 3.9286 | 2018 | 69.0147 | 107.0592 | 146.1449 | 2018 | 83.9971 | 131.719 | 180.3571
2019 | 46.5604 | 76.8723 | 106.7676 |  | 2019 | 2.328 | 3.8436 | 5.3384 | 2019 | 86.6024 | 142.9825 | 198.5877 | 2019 | 107.4077 | 179.3193 | 249.7668
2020 | 56.9652 | 98.6283 | 138.2809 |  | 2020 | 2.8483 | 4.9314 | 6.914 | 2020 | 105.9553 | 183.4487 | 257.2025 | 2020 | 133.9593 | 234.4689 | 329.5637
2021 | 68.2649 | 122.5599 | 171.5846 |  | 2021 | 3.4132 | 6.128 | 8.5792 | 2021 | 126.9728 | 227.9614 | 319.1474 | 2021 | 163.6831 | 296.9378 | 416.4133
2022 | 80.2282 | 148.2225 | 207.0082 |  | 2022 | 4.0114 | 7.4111 | 10.3504 | 2022 | 149.2244 | 275.6938 | 385.0352 | 2022 | 196.1652 | 366.0006 | 511.6644
2023 | 91.4647 | 175.3167 | 244.249 |  | 2023 | 4.5732 | 8.7658 | 12.2125 | 2023 | 170.1243 | 326.0891 | 454.3032 | 2023 | 227.8033 | 441.2594 | 615.0499
2024 | 101.9445 | 203.6662 | 282.1457 |  | 2024 | 5.0972 | 10.1833 | 14.1073 | 2024 | 189.6167 | 378.8191 | 524.7911 | 2024 | 258.5084 | 522.6251 | 723.8724
2025 | 111.6596 | 233.2788 | 320.6816 |  | 2025 | 5.583 | 11.6639 | 16.0341 | 2025 | 207.6868 | 433.8986 | 596.4678 | 2025 | 288.252 | 610.524 | 838.4905
2026 | 120.581 | 264.0283 | 359.5696 |  | 2026 | 6.029 | 13.2014 | 17.9785 | 2026 | 224.2806 | 491.0927 | 668.7995 | 2026 | 316.9478 | 705.0191 | 958.4724
2027 | 128.5346 | 294.3133 | 398.7956 |  | 2027 | 6.4267 | 14.7157 | 19.9398 | 2027 | 239.0744 | 547.4228 | 741.7599 | 2027 | 344.0688 | 801.7237 | 1084.1886
2028 | 135.5449 | 323.8085 | 437.5277 |  | 2028 | 6.7772 | 16.1904 | 21.8764 | 2028 | 252.1134 | 602.2838 | 813.8016 | 2028 | 369.6365 | 899.85 | 1213.5112
2029 | 141.5962 | 352.1694 | 475.3344 |  | 2029 | 7.0798 | 17.6085 | 23.7667 | 2029 | 263.3689 | 655.0351 | 884.122 | 2029 | 393.5506 | 998.4929 | 1345.397
2030 | 146.6417 | 378.9716 | 511.0322 |  | 2030 | 7.3321 | 18.9486 | 25.5516 | 2030 | 272.7536 | 704.8871 | 950.52 | 2030 | 415.6044 | 1096.4276 | 1476.2788
2031 | 150.6368 | 402.4273 | 544.1235 |  | 2031 | 7.5318 | 20.1214 | 27.2062 | 2031 | 280.1844 | 748.5149 | 1012.0698 | 2031 | 435.5634 | 1187.7662 | 1604.5823
2032 | 153.7368 | 422.744 | 573.4805 |  | 2032 | 7.6868 | 21.1372 | 28.674 | 2032 | 285.9505 | 786.3038 | 1066.6737 | 2032 | 453.867 | 1272.9816 | 1726.4704
2033 | 155.9319 | 439.9475 | 598.8303 |  | 2033 | 7.7966 | 21.9974 | 29.9415 | 2033 | 290.0334 | 818.3024 | 1113.8244 | 2033 | 470.3092 | 1351.8588 | 1840.7135
2034 | 157.3676 | 456.8482 | 620.3758 |  | 2034 | 7.8684 | 22.8424 | 31.0188 | 2034 | 292.7038 | 849.7377 | 1153.8991 | 2034 | 485.2063 | 1433.0587 | 1947.6918
2035 | 158.1544 | 468.3333 | 638.3863 |  | 2035 | 7.9077 | 23.4167 | 31.9193 | 2035 | 294.1672 | 871.0999 | 1187.3985 | 2035 | 498.7547 | 1500.0488 | 2047.8858

## Annual Regional Load Forecasts
go back
The following shows annual load forecasts (annual energy and single hour peak for summer and winter ) for the region.
the second batch of forecast shows the sales forecast (Frozen efficiency net of Conservation targets)
Note that load forecasts before and after conservation are shown here. Forecasts labeled "Sales Forecast" ,starting on row 68 below, shows range of forecast of Loads net of conservation targets.
Forecasts labeled "Sales Forecast" ,starting on row 71 below, shows range of forecast of Loads net of conservation targets.
1986-2012 reflect temperature conditions experienced and 2013-2035 are under normal weather assumption.
Final
Price Effect forecast Conservation targets are not netted out of the Forecast period loads.
| Coincident with System Minimum | [7 empty] | Coincident with System Peak |  |  |  | Coincident with System Peak |  |  |  | Coincident with System Peak
| Low Load Hour ( Minimum MW) |  |  |  |  | Annual Energy Mwa |  |  |  | Annual Peak Load MW |  |  | Summer | Peak Load MW |  |  | Winter | Peak Load MW
| Low | Base | High |  | Low | Base | High |  | Low | Base | High |  | Low | Base | High |  | Low | Base | High
1986 |  | 12611.74 |  |  |  | 18202.05 |  |  |  | 27515.29 |  |  |  | 22069.26 |  |  |  | 27515.29
1987 |  | 12944.18 |  |  |  | 18684.07 |  |  |  | 28240.55 |  |  |  | 22650.98 |  |  |  | 28240.55
1988 |  | 13698.12 |  |  |  | 19776.83 |  |  |  | 29885.44 |  |  |  | 23970.29 |  |  |  | 29885.44
1989 |  | 14277.88 |  |  |  | 20614.62 |  |  |  | 31150.32 |  |  |  | 24984.83 |  |  |  | 31150.32
1990 |  | 14444.89 |  |  |  | 20857.81 |  |  |  | 31514.69 |  |  |  | 25277.07 |  |  |  | 31514.69
1991 |  | 14676.85 |  |  |  | 21187.67 |  |  |  | 32020.75 |  |  |  | 25682.98 |  |  |  | 32020.75
1992 |  | 14364.97 |  |  |  | 20739.3 |  |  |  | 31340.33 |  |  |  | 25137.22 |  |  |  | 31340.33
1993 |  | 14564.23 |  |  |  | 21025.89 |  |  |  | 31775.05 |  |  |  | 25485.91 |  |  |  | 31775.05
1994 |  | 14410.83 |  |  |  | 20803.88 |  |  |  | 31440.38 |  |  |  | 25217.49 |  |  |  | 31440.38
1995 |  | 14593.99 |  |  |  | 21086.11 |  |  |  | 31840.01 |  |  |  | 25538 |  |  |  | 31840.01
1996 |  | 12743.01 |  |  |  | 21767.46 |  |  |  | 36118 |  |  |  | 26644 |  |  |  | 36118
1997 |  | 14903 |  |  |  | 21520.93 |  |  |  | 33292 |  |  |  | 25287 |  |  |  | 33292
1998 |  | 14910 |  |  |  | 21839.28 |  |  |  | 35971 |  |  |  | 28197.99 |  |  |  | 32086.01
1999 |  | 15564 |  |  |  | 22314.69 |  |  |  | 30753.01 |  |  |  | 27156 |  |  |  | 30745
2000 |  | 15306 |  |  |  | 22383.31 |  |  |  | 31910 |  |  |  | 27636 |  |  |  | 31460.99
2001 |  | 12182.99 |  |  |  | 19258.69 |  |  |  | 30215 |  |  |  | 22697 |  |  |  | 30215
2002 |  | 13076.01 |  |  |  | 19795.57 |  |  |  | 28883.01 |  |  |  | 26002 |  |  |  | 28883.01
2003 |  | 9681.91 |  |  |  | 19948.1 |  |  |  | 29394.59 |  |  |  | 27390.82 |  |  |  | 29394.59
2004 |  | 13251.21 |  |  |  | 20142.95 |  |  |  | 32936.32 |  |  |  | 26752.12 |  |  |  | 32936.32
2005 |  | 13884.84 |  |  |  | 20811.33 |  |  |  | 32971.36 |  |  |  | 27395.11 |  |  |  | 31400.89
2006 |  | 13859.18 |  |  |  | 20464.99 |  |  |  | 31003.16 |  |  |  | 28546.22 |  |  |  | 30319.46
2007 |  | 10755.59 |  |  |  | 20618.13 |  |  |  | 31854.51 |  |  |  | 27521.16 |  |  |  | 31854.51
2008 |  | 11862.76 |  |  |  | 21294.87 |  |  |  | 33632.76 |  |  |  | 27595.03 |  |  |  | 32677.31
2009 |  | 13963.67 |  |  |  | 20873.62 |  |  |  | 35316.29 |  |  |  | 28727.84 |  |  |  | 31267.87
2010 |  | 13651.75 |  |  |  | 20295.17 |  |  |  | 32060.22 |  |  |  | 27147.96 |  |  |  | 27907.34
2011 |  | 14390.43 |  |  |  | 21038.62 |  |  |  | 31576.64 |  |  |  | 26736.53 |  |  |  | 31576.64
2012 |  | 14050.22 |  |  |  | 20616.71 |  |  |  | 29570.36 |  |  |  | 27316.61 |  |  |  | 29570.36
2013 | 13912.44 | 13954.21 | 13996.35 |  | 20421.44 | 20464.67 | 20508.4 |  | 29538.73 | 29594.6 | 29651.34 |  | 26876.53 | 26924.93 | 26973.57 |  | 29538.73 | 29594.6 | 29651.34
2014 | 13980 | 14053.76 | 14132.93 |  | 20643.39 | 20718.58 | 20798.18 |  | 29813.51 | 29883.66 | 29955.48 |  | 27511.53 | 27629.61 | 27756.15 |  | 29813.51 | 29883.66 | 29955.48
2015 | 14069.74 | 14288.58 | 14503.12 |  | 20695.75 | 20956.72 | 21202.55 |  | 29988.91 | 30304.16 | 30593.18 |  | 27074.54 | 27446.6 | 27791.24 |  | 29988.91 | 30304.16 | 30593.18
2016 | 13478.99 | 13736.49 | 14008.82 |  | 20100.01 | 20415.78 | 20743.6 |  | 29438.51 | 29832.46 | 30237.36 |  | 26484.55 | 26922.61 | 27364.73 |  | 29438.51 | 29832.46 | 30237.36
2017 | 13685.53 | 13981.53 | 14294.63 |  | 20329.09 | 20697.99 | 21082.34 |  | 29693.36 | 30159.52 | 30643.05 |  | 26746.57 | 27243.89 | 27748.89 |  | 29693.36 | 30159.52 | 30643.05
2018 | 13823.83 | 14166.5 | 14529.09 |  | 20517.26 | 20949.54 | 21392.2 |  | 29899.66 | 30449.68 | 31011.86 |  | 26959.46 | 27526.68 | 28092.43 |  | 29899.66 | 30449.68 | 31011.86
2019 | 13865.36 | 14252 | 14669.06 |  | 20569.21 | 21064.77 | 21570.32 |  | 29927.24 | 30555.82 | 31200.48 |  | 27064.59 | 27698.85 | 28330.39 |  | 29927.24 | 30555.82 | 31200.48
2020 | 13902.24 | 14326.83 | 14813.48 |  | 20614.55 | 21166.22 | 21753.72 |  | 29942.37 | 30639.25 | 31388.62 |  | 27167.72 | 27857.84 | 28580.42 |  | 29942.37 | 30639.25 | 31388.62
2021 | 13947.54 | 14422.13 | 14978.98 |  | 20679.79 | 21290.27 | 21959.9 |  | 29990.05 | 30758.58 | 31616.22 |  | 27284.61 | 28032.76 | 28845.44 |  | 29990.05 | 30758.58 | 31616.22
2022 | 14000.3 | 14530.08 | 15158.77 |  | 20754.12 | 21428.38 | 22180.65 |  | 30048.45 | 30895.15 | 31860.6 |  | 27413.05 | 28224.06 | 29127.27 |  | 30048.45 | 30895.15 | 31860.6
2023 | 14070.69 | 14649.1 | 15346.26 |  | 20851.14 | 21579.57 | 22410.42 |  | 30134.33 | 31045.29 | 32112.9 |  | 27576.17 | 28433.52 | 29421.12 |  | 30134.33 | 31045.29 | 32112.9
2024 | 14148.58 | 14781.24 | 15537.98 |  | 20959.34 | 21745.81 | 22643.74 |  | 30236.24 | 31215.34 | 32370.82 |  | 27759.61 | 28663.11 | 29719.14 |  | 30236.24 | 31215.34 | 32370.82
2025 | 14230.15 | 14925.94 | 15743.55 |  | 21075.35 | 21930.71 | 22896.67 |  | 30346.44 | 31405.07 | 32647.88 |  | 27961.92 | 28924.33 | 30050.85 |  | 30346.44 | 31405.07 | 32647.88
2026 | 14323.45 | 15078.7 | 15957.65 |  | 21204.77 | 22124.7 | 23157.11 |  | 30481.62 | 31613.64 | 32945.5 |  | 28178.81 | 29193.04 | 30383.37 |  | 30481.62 | 31613.64 | 32945.5
2027 | 14424.61 | 15244.05 | 16177.08 |  | 21346.96 | 22336.8 | 23425.99 |  | 30635.72 | 31847.01 | 33254.23 |  | 28417.72 | 29491.21 | 30731.13 |  | 30635.72 | 31847.01 | 33254.23
2028 | 14520.99 | 15417.67 | 16391.53 |  | 21485.41 | 22563.46 | 23693.7 |  | 30784.57 | 32098.26 | 33558.69 |  | 28655.59 | 29817.03 | 31086.99 |  | 30784.57 | 32098.26 | 33558.69
2029 | 14602.02 | 15589.9 | 16610.58 |  | 21606.92 | 22788.61 | 23964.01 |  | 30911.01 | 32348.62 | 33866.72 |  | 28876.33 | 30143.07 | 31447.3 |  | 30911.01 | 32348.62 | 33866.72
2030 | 14686.25 | 15768.41 | 16840.59 |  | 21735.6 | 23026.86 | 24251.84 |  | 31044.39 | 32615.18 | 34195.57 |  | 29113.92 | 30496.41 | 31841.23 |  | 31044.39 | 32615.18 | 34195.57
2031 | 14738.15 | 15910.83 | 17029.91 |  | 21828.87 | 23227.97 | 24497.92 |  | 31138.68 | 32843.86 | 34480.48 |  | 29310.3 | 30807.57 | 32186.59 |  | 31138.68 | 32843.86 | 34480.48
2032 | 14837.92 | 16083.51 | 17246.07 |  | 21977.35 | 23461.31 | 24770.88 |  | 31302.44 | 33115.8 | 34803.54 |  | 29580.69 | 31157.63 | 32564.68 |  | 31302.44 | 33115.8 | 34803.54
2033 | 14945.32 | 16252.61 | 17464.73 |  | 22136.04 | 23695.23 | 25051.11 |  | 31475.57 | 33387.08 | 35135.64 |  | 29870.42 | 31517.24 | 32961.04 |  | 31475.57 | 33387.08 | 35135.64
2034 | 15061.22 | 16424 | 17689.37 |  | 22303.68 | 23932.47 | 25340.37 |  | 31660.32 | 33663.67 | 35485.6 |  | 30170.72 | 31881.57 | 33370.79 |  | 31660.32 | 33663.67 | 35485.6
2035 | 15183.33 | 16592.02 | 17916.01 |  | 22481.39 | 24173.77 | 25637.67 |  | 31853.46 | 33945.04 | 35842.53 |  | 30493.94 | 32266.48 | 33805.13 |  | 31853.46 | 33945.04 | 35842.53
Sales Forecast (forecast of loads net of conservation targets)
[6 empty] | Annual average MW |  |  | Peak MW | Winter |  |  | Peak MW | Summer
|  |  |  | Scenario | Low | Medium | High |  | Low | Medium | High |  | Low | Medium | High
|  |  |  | 2015 | 20741.39 | 21003.72 | 21252.59 |  | 30034.01 | 30351.16 | 30644.89 |  | 27118.23 | 27493.6 | 27844.37
| -815.6119 | -724.9071 | -677.9589 | 2016 | 19925.7781 | 20278.8129 | 20574.6311 |  | 29315.7936 | 29694.903 | 30109.2555 |  | 26272.788 | 26691.2074 | 27144.4646
| 37.7801 | 107.3228 | 150.7172 | 2017 | 19963.5582 | 20386.1357 | 20725.3483 |  | 29314.7295 | 29736.281 | 30234.6299 |  | 26302.2325 | 26766.5429 | 27290.654
| -27.403 | 49.6566 | 98.0458 | 2018 | 19936.1551 | 20435.7923 | 20823.3941 |  | 29206.8916 | 29695.6556 | 30279.4996 |  | 26253.0535 | 26780.8769 | 27375.1504
| -190.5503 | -115.5061 | -60.7127 | 2019 | 19745.6048 | 20320.2863 | 20762.6814 |  | 28871.4081 | 29426.2785 | 30099.1829 |  | 26065.0568 | 26656.8854 | 27327.5137
| -223.8102 | -160.1583 | -85.1188 | 2020 | 19521.7947 | 20160.128 | 20677.5626 |  | 28477.0057 | 29086.5057 | 29870.4596 |  | 25843.268 | 26488.5394 | 27260.9769
| -229.6995 | -164.3059 | -85.5438 | 2021 | 19292.0952 | 19995.822 | 20592.0188 |  | 28058.3938 | 28732.284 | 29633.2706 |  | 25607.5869 | 26311.0177 | 27186.6332
| -233.6579 | -165.9497 | -86.6035 | 2022 | 19058.4372 | 19829.8723 | 20505.4153 |  | 27613.7 | 28361.4391 | 29378.4805 |  | 25364.373 | 26138.3171 | 27117.9505
| -220.2673 | -164.5095 | -88.7578 | 2023 | 18838.1699 | 19665.3628 | 20416.6574 |  | 27176.2198 | 27981.562 | 29107.424 |  | 25154.5972 | 25977.3029 | 27054.9613
| -220.0405 | -159.8684 | -96.0212 | 2024 | 18618.1293 | 19505.4944 | 20320.6362 |  | 26732.6395 | 27603.6107 | 28822.7861 |  | 24960.8766 | 25832.7877 | 26992.4465
| -212.1983 | -145.7317 | -79.4029 | 2025 | 18405.931 | 19359.7627 | 20241.2333 |  | 26291.0934 | 27225.4143 | 28538.3597 |  | 24803.8167 | 25722.8272 | 26969.489
| -196.6959 | -133.7378 | -69.9267 | 2026 | 18209.2351 | 19226.0249 | 20171.3066 |  | 25886.8979 | 26864.7732 | 28269.5512 |  | 24665.5064 | 25632.8088 | 26957.6341
| -178.9147 | -109.6054 | -52.975 | 2027 | 18030.3203 | 19116.4195 | 20118.3316 |  | 25497.7323 | 26531.0127 | 28015.7152 |  | 24558.3631 | 25586.3538 | 26980.1885
| -173.5047 | -86.4118 | -44.9549 | 2028 | 17856.8156 | 19030.0077 | 20073.3767 |  | 25116.5557 | 26225.0449 | 27767.2542 |  | 24482.0893 | 25585.8802 | 27031.4233
| -61.0951 | 31.4444 | 67.2973 | 2029 | 17795.7205 | 19061.4521 | 20140.674 |  | 24827.1692 | 26002.9752 | 27592.2335 |  | 24533.8579 | 25721.8302 | 27210.1974
| 27.8413 | 137.8278 | 195.5593 | 2030 | 17823.5618 | 19199.2798 | 20336.2333 |  | 24714.0335 | 25991.0853 | 27651.6059 |  | 24676.1616 | 25982.7256 | 27540.5893
| 38.0119 | 153.9466 | 214.3114 | 2031 | 17861.5737 | 19353.2264 | 20550.5447 |  | 24721.3346 | 26126.2631 | 27873.3121 |  | 24817.4802 | 26249.3846 | 27882.095
| 103.4291 | 198.0932 | 254.2784 | 2032 | 17965.0028 | 19551.3197 | 20804.8231 |  | 24811.3806 | 26313.7654 | 28145.6986 |  | 25044.9748 | 26571.7795 | 28272.8186
| 121.1508 | 202.9911 | 270.9023 | 2033 | 18086.1536 | 19754.3108 | 21075.7254 |  | 24922.4027 | 26516.3355 | 28445.2983 |  | 25297.6576 | 26912.1786 | 28693.977
| 126.9856 | 208.901 | 283.5285 | 2034 | 18213.1391 | 19963.2117 | 21359.2539 |  | 25046.9676 | 26728.1678 | 28765.4949 |  | 25571.1052 | 27261.2735 | 29136.4501
| 142.7256 | 214.7232 | 295.6318 | 2035 | 18355.8648 | 20177.9349 | 21654.8857 |  | 25193.9728 | 26947.9757 | 29100.4653 |  | 25861.5931 | 27632.8763 | 29609.7807
-100.878
|  |  |  | 2016-2035 Average Annual Growth rate | -0.431% | -0.02624% | 0.2697% |  | -0.7943% | -0.5096% | -0.1792% |  | -0.08299% | 0.1827% | 0.4586%
Summary for Chapter 7th 9 different graphs | 2016 | 2017 | 2018 | 2019 | 2020 | 2021 | 2022 | 2023 | 2024 | 2025 | 2026 | 2027 | 2028 | 2029 | 2030 | 2031 | 2032 | 2033 | 2034 | 2035
Energy Price Effect Low | 20099.5913 | 20329.14 | 20517.56 | 20569.51 | 20614.85 | 20680.09 | 20754.42 | 20851.44 | 20959.64 | 21075.65 | 21205.07 | 21347.26 | 21485.71 | 21607.22 | 21735.9 | 21829.17 | 21977.65 | 22136.34 | 22303.98 | 22481.69
Energy Price Effect Medium | 20415.3613 | 20698.04 | 20949.84 | 21065.07 | 21166.52 | 21290.57 | 21428.68 | 21579.87 | 21746.11 | 21931.01 | 22125 | 22337.1 | 22563.76 | 22788.91 | 23027.16 | 23228.27 | 23461.61 | 23695.53 | 23932.77 | 24174.07
Energy Price Effect High | 20743.1813 | 21082.39 | 21392.5 | 21570.62 | 21754.02 | 21960.2 | 22180.95 | 22410.72 | 22644.04 | 22896.97 | 23157.41 | 23426.29 | 23694 | 23964.31 | 24252.14 | 24498.22 | 24771.18 | 25051.41 | 25340.67 | 25637.97
Delta Low and High | 643.59 | 753.25 | 874.94 | 1001.11 | 1139.17 | 1280.11 | 1426.53 | 1559.28 | 1684.4 | 1821.32 | 1952.34 | 2079.03 | 2208.29 | 2357.09 | 2516.24 | 2669.05 | 2793.53 | 2915.07 | 3036.69 | 3156.28
| 2016 | 2017 | 2018 | 2019 | 2020 | 2021 | 2022 | 2023 | 2024 | 2025 | 2026 | 2027 | 2028 | 2029 | 2030 | 2031 | 2032 | 2033 | 2034 | 2035
Energy FE -Low | 20097.4113 | 20326.97 | 20516.19 | 20569.2 | 20616.28 | 20681.83 | 20757.29 | 20856.19 | 20966.88 | 21086.08 | 21219.1 | 21365.27 | 21508.04 | 21634.02 | 21767.7 | 21866.21 | 22020.01 | 22184.31 | 22357.83 | 22541.52
Energy FE - Medium | 20453.0513 | 20754.62 | 21024.05 | 21155.35 | 21272.06 | 21408.89 | 21560.15 | 21724.71 | 21904.73 | 22104.21 | 22313.47 | 22541.81 | 22785.69 | 23028.47 | 23285.54 | 23505.99 | 23759.26 | 24013.77 | 24272.32 | 24535.8
Energy FE - High | 20752.2713 | 21100.18 | 21421.64 | 21611.73 | 21809.26 | 22030.81 | 22269.55 | 22519.71 | 22775.61 | 23053.58 | 23341.45 | 23640.3 | 23940.59 | 24245.68 | 24571.32 | 24857.6 | 25172.93 | 25498.74 | 25836.46 | 26185.26
Delta Low and High | 654.86 | 773.21 | 905.45 | 1042.53 | 1192.98 | 1348.98 | 1512.26 | 1663.52 | 1808.73 | 1967.5 | 2122.35 | 2275.03 | 2432.55 | 2611.66 | 2803.62 | 2991.39 | 3152.92 | 3314.43 | 3478.63 | 3643.74
| 2016 | 2017 | 2018 | 2019 | 2020 | 2021 | 2022 | 2023 | 2024 | 2025 | 2026 | 2027 | 2028 | 2029 | 2030 | 2031 | 2032 | 2033 | 2034 | 2035
Energy Sales-Low | 19925.7781 | 19963.5582 | 19936.1551 | 19745.6048 | 19521.7947 | 19292.0952 | 19058.4372 | 18838.1699 | 18618.1293 | 18405.931 | 18209.2351 | 18030.3203 | 17856.8156 | 17795.7205 | 17823.5618 | 17861.5737 | 17965.0028 | 18086.1536 | 18213.1391 | 18355.8648
Energy Sales- Medium | 20278.8129 | 20386.1357 | 20435.7923 | 20320.2863 | 20160.128 | 19995.822 | 19829.8723 | 19665.3628 | 19505.4944 | 19359.7627 | 19226.0249 | 19116.4195 | 19030.0077 | 19061.4521 | 19199.2798 | 19353.2264 | 19551.3197 | 19754.3108 | 19963.2117 | 20177.9349
Energy Sales- High | 20574.6311 | 20725.3483 | 20823.3941 | 20762.6814 | 20677.5626 | 20592.0188 | 20505.4153 | 20416.6574 | 20320.6362 | 20241.2333 | 20171.3066 | 20118.3316 | 20073.3767 | 20140.674 | 20336.2333 | 20550.5447 | 20804.8231 | 21075.7254 | 21359.2539 | 21654.8857
Delta Low and High | 648.853 | 761.7902 | 887.239 | 1017.0765 | 1155.7679 | 1299.9236 | 1446.9781 | 1578.4876 | 1702.5069 | 1835.3023 | 1962.0715 | 2088.0113 | 2216.5611 | 2344.9535 | 2512.6715 | 2688.971 | 2839.8203 | 2989.5718 | 3146.1148 | 3299.0209
| 2016 | 2017 | 2018 | 2019 | 2020 | 2021 | 2022 | 2023 | 2024 | 2025 | 2026 | 2027 | 2028 | 2029 | 2030 | 2031 | 2032 | 2033 | 2034 | 2035
Winter Peak Price Effect Low | 29438.0913 | 29693.41 | 29899.96 | 29927.54 | 29942.67 | 29990.35 | 30048.75 | 30134.63 | 30236.54 | 30346.74 | 30481.92 | 30636.02 | 30784.87 | 30911.31 | 31044.69 | 31138.98 | 31302.74 | 31475.87 | 31660.62 | 31853.76
Winter Peak Price Effect Medium | 29832.0413 | 30159.57 | 30449.98 | 30556.12 | 30639.55 | 30758.88 | 30895.45 | 31045.59 | 31215.64 | 31405.37 | 31613.94 | 31847.31 | 32098.56 | 32348.92 | 32615.48 | 32844.16 | 33116.1 | 33387.38 | 33663.97 | 33945.34
Winter Peak Price Effect High | 30236.9413 | 30643.1 | 31012.16 | 31200.78 | 31388.92 | 31616.52 | 31860.9 | 32113.2 | 32371.12 | 32648.18 | 32945.8 | 33254.53 | 33558.99 | 33867.02 | 34195.87 | 34480.78 | 34803.84 | 35135.94 | 35485.9 | 35842.83
Delta Low and High | 798.85 | 949.69 | 1112.2 | 1273.24 | 1446.25 | 1626.17 | 1812.15 | 1978.57 | 2134.58 | 2301.44 | 2463.88 | 2618.51 | 2774.12 | 2955.71 | 3151.18 | 3341.8 | 3501.1 | 3660.07 | 3825.28 | 3989.07
| 2016 | 2017 | 2018 | 2019 | 2020 | 2021 | 2022 | 2023 | 2024 | 2025 | 2026 | 2027 | 2028 | 2029 | 2030 | 2031 | 2032 | 2033 | 2034 | 2035
Winter Peak FE -Low | 29435.6713 | 29692.03 | 29901.1 | 29931.64 | 29950.73 | 29999.87 | 30061.16 | 30151.28 | 30258.61 | 30375.31 | 30517.8 | 30680.07 | 30837.69 | 30973.33 | 31116.69 | 31221.33 | 31396.03 | 31580.63 | 31777.24 | 31982.62
Winter Peak FE - Medium | 29834.4413 | 30166.59 | 30463.8 | 30576.93 | 30668.9 | 30794.97 | 30940.5 | 31101.49 | 31284.25 | 31488.6 | 31713.48 | 31965.06 | 32236.27 | 32507.82 | 32797.46 | 33050.33 | 33347.68 | 33645.57 | 33949.92 | 34260.34
Winter Peak FE - High | 30251.8413 | 30672.98 | 31061.75 | 31269.95 | 31481.16 | 31733.67 | 32007.21 | 32292.45 | 32586.84 | 32904.08 | 33245.5 | 33602 | 33958.21 | 34321.26 | 34709.63 | 35057.34 | 35446.57 | 35849.09 | 36273.21 | 36708.44
Delta Low and High | 816.17 | 980.95 | 1160.65 | 1338.31 | 1530.43 | 1733.8 | 1946.05 | 2141.17 | 2328.23 | 2528.77 | 2727.7 | 2921.93 | 3120.52 | 3347.93 | 3592.94 | 3836.01 | 4050.54 | 4268.46 | 4495.97 | 4725.82
net of conservation and DR | 2016 | 2017 | 2018 | 2019 | 2020 | 2021 | 2022 | 2023 | 2024 | 2025 | 2026 | 2027 | 2028 | 2029 | 2030 | 2031 | 2032 | 2033 | 2034 | 2035
Winter Peak Sales-Low | 28814.9303 | 28408.9307 | 28301.0927 | 27964.938 | 27570.5356 | 27151.9237 | 26707.2299 | 26269.7497 | 25826.1694 | 25384.6232 | 24980.4277 | 24585.2205 | 24204.0439 | 23901.2315 | 23788.0958 | 23781.786 | 23871.832 | 23920.676 | 24045.2409 | 23847.422
Winter Peak Sales- Medium | 29194.0397 | 28734.5543 | 28617.128 | 28347.7509 | 27969.5776 | 27615.3559 | 27244.511 | 26864.6339 | 26486.6826 | 26098.886 | 25738.245 | 25366.084 | 25060.1162 | 24799.646 | 24787.7562 | 24819.7016 | 25007.2039 | 25004.928 | 25216.7602 | 24969.7815
Winter Peak Sales- High | 29608.3921 | 29232.9032 | 28776.9095 | 28548.5922 | 28018.5386 | 27781.3495 | 27526.5595 | 27217.0967 | 26932.4588 | 26591.1058 | 26322.2974 | 25833.979 | 25585.518 | 25283.7831 | 25343.1554 | 25433.412 | 25705.7984 | 25809.1405 | 26129.3371 | 26064.5121
Delta Low and High | 793.4619 | 823.9725 | 475.8168 | 583.6542 | 448.003 | 629.4259 | 819.3296 | 947.347 | 1106.2894 | 1206.4826 | 1341.8697 | 1248.7585 | 1381.4741 | 1382.5516 | 1555.0597 | 1651.626 | 1833.9665 | 1888.4645 | 2084.0962 | 2217.0901
| 2016 | 2017 | 2018 | 2019 | 2020 | 2021 | 2022 | 2023 | 2024 | 2025 | 2026 | 2027 | 2028 | 2029 | 2030 | 2031 | 2032 | 2033 | 2034 | 2035
Summer Peak Price Effect Low | 26484.1313 | 26746.62 | 26959.76 | 27064.89 | 27168.02 | 27284.91 | 27413.35 | 27576.47 | 27759.91 | 27962.22 | 28179.11 | 28418.02 | 28655.89 | 28876.63 | 29114.22 | 29310.6 | 29580.99 | 29870.72 | 30171.02 | 30494.24
Summer Peak Price Effect Medium | 26922.1913 | 27243.94 | 27526.98 | 27699.15 | 27858.14 | 28033.06 | 28224.36 | 28433.82 | 28663.41 | 28924.63 | 29193.34 | 29491.51 | 29817.33 | 30143.37 | 30496.71 | 30807.87 | 31157.93 | 31517.54 | 31881.87 | 32266.78
Summer Peak Price Effect High | 27364.3113 | 27748.94 | 28092.73 | 28330.69 | 28580.72 | 28845.74 | 29127.57 | 29421.42 | 29719.44 | 30051.15 | 30383.67 | 30731.43 | 31087.29 | 31447.6 | 31841.53 | 32186.89 | 32564.98 | 32961.34 | 33371.09 | 33805.43
Delta Low and High | 880.18 | 1002.32 | 1132.97 | 1265.8 | 1412.7 | 1560.83 | 1714.22 | 1844.95 | 1959.53 | 2088.93 | 2204.56 | 2313.41 | 2431.4 | 2570.97 | 2727.31 | 2876.29 | 2983.99 | 3090.62 | 3200.07 | 3311.19
net of conservation and DR | 2016 | 2017 | 2018 | 2019 | 2020 | 2021 | 2022 | 2023 | 2024 | 2025 | 2026 | 2027 | 2028 | 2029 | 2030 | 2031 | 2032 | 2033 | 2034 | 2035
Summer Peak FE -Low | 26477.8113 | 26738.53 | 26951.1 | 27056.3 | 27160.84 | 27278.41 | 27408.5 | 27574.06 | 27760.53 | 27966.94 | 28188.24 | 28431.78 | 28674.54 | 28900.19 | 29143.61 | 29346.04 | 29622.13 | 29917.65 | 30223.97 | 30553.07
Summer Peak FE - Medium | 26924.2013 | 27250.06 | 27539.31 | 27719.11 | 27887.98 | 28073.03 | 28276.63 | 28500.35 | 28746.12 | 29026.22 | 29315.94 | 29637.44 | 29988.94 | 30342.39 | 30726.08 | 31069.41 | 31453.34 | 31848.89 | 32251.26 | 32676.37
Summer Peak FE - High | 27381.6813 | 27782.09 | 28146.09 | 28407.15 | 28684.39 | 28980.05 | 29297.03 | 29630.39 | 29971.99 | 30351.84 | 30737.16 | 31142.56 | 31561.25 | 31988.3 | 32454.38 | 32876.34 | 33335.06 | 33817.58 | 34318.34 | 34849.18
Delta Low and High | 903.87 | 1043.56 | 1194.99 | 1350.85 | 1523.55 | 1701.64 | 1888.53 | 2056.33 | 2211.46 | 2384.9 | 2548.92 | 2710.78 | 2886.71 | 3088.11 | 3310.77 | 3530.3 | 3712.93 | 3899.93 | 4094.37 | 4296.11
| 2016 | 2017 | 2018 | 2019 | 2020 | 2021 | 2022 | 2023 | 2024 | 2025 | 2026 | 2027 | 2028 | 2029 | 2030 | 2031 | 2032 | 2033 | 2034 | 2035
Summer Peak Sales-Low | 25804.6 | 25475.6573 | 25426.4783 | 25238.1015 | 25016.3126 | 24780.6316 | 24537.4176 | 24327.6418 | 24133.9212 | 23976.8613 | 23838.551 | 23727.9863 | 23651.7125 | 23695.8778 | 23838.1816 | 23957.0708 | 24184.5653 | 24334.8388 | 24608.2863 | 24579.0949
Summer Peak Sales- Medium | 26223.0194 | 25830.1668 | 25764.5007 | 25640.5093 | 25434.7665 | 25257.2448 | 25084.5442 | 24920.9268 | 24776.4116 | 24656.4511 | 24566.4327 | 24479.9777 | 24479.5041 | 24565.4541 | 24826.3494 | 25016.6915 | 25339.0863 | 25458.4399 | 25807.5349 | 25730.421
Summer Peak Sales- High | 26676.2766 | 26354.2779 | 25970.5862 | 25872.9495 | 25532.8323 | 25458.4885 | 25389.8059 | 25283.6898 | 25221.175 | 25131.8909 | 25120.0359 | 24914.1829 | 24965.4177 | 24974.8209 | 25305.2128 | 25502.3676 | 25893.0912 | 26119.2915 | 26561.7646 | 26678.089
Delta Low and High | 871.6766 | 878.6206 | 544.1079 | 634.8481 | 516.5197 | 677.857 | 852.3883 | 956.048 | 1087.2538 | 1155.0295 | 1281.485 | 1186.1965 | 1313.7052 | 1278.943 | 1467.0312 | 1545.2968 | 1708.5259 | 1784.4527 | 1953.4783 | 2098.9941
DR resource Targets (MW)
Summer Peak | 2016 | 2017 | 2018 | 2019 | 2020 | 2021 | 2022 | 2023 | 2024 | 2025 | 2026 | 2027 | 2028 | 2029 | 2030 | 2031 | 2032 | 2033 | 2034 | 2035
Low | 468.1881 | 826.5752 | 826.5752 | 826.9554 | 826.9554 | 826.9554 | 826.9554 | 826.9554 | 826.9554 | 826.9554 | 826.9554 | 830.3768 | 830.3768 | 837.98 | 837.98 | 860.4094 | 860.4094 | 962.8189 | 962.8189 | 1282.4982
Medium | 468.1881 | 936.3761 | 1016.3761 | 1016.3761 | 1053.7729 | 1053.7729 | 1053.7729 | 1056.3761 | 1056.3761 | 1066.3761 | 1066.3761 | 1106.3761 | 1106.3761 | 1156.3761 | 1156.3761 | 1232.6932 | 1232.6932 | 1453.7387 | 1453.7387 | 1902.4553
High | 468.1881 | 936.3761 | 1404.5642 | 1454.5642 | 1728.1446 | 1728.1446 | 1728.1446 | 1771.2715 | 1771.2715 | 1837.5982 | 1837.5982 | 2066.0057 | 2066.0057 | 2235.3765 | 2235.3765 | 2379.7274 | 2379.7274 | 2574.6855 | 2574.6855 | 2931.6917
Winter Peak | 2016 | 2017 | 2018 | 2019 | 2020 | 2021 | 2022 | 2023 | 2024 | 2025 | 2026 | 2027 | 2028 | 2029 | 2030 | 2031 | 2032 | 2033 | 2034 | 2035
Low | 500.8634 | 905.7989 | 905.7989 | 906.4701 | 906.4701 | 906.4701 | 906.4701 | 906.4701 | 906.4701 | 906.4701 | 906.4701 | 912.5118 | 912.5118 | 925.9378 | 925.9378 | 939.5487 | 939.5487 | 1001.7267 | 1001.7267 | 1346.5508
Medium | 500.8634 | 1001.7267 | 1078.5276 | 1078.5276 | 1116.9281 | 1116.9281 | 1116.9281 | 1116.9281 | 1116.9281 | 1126.5282 | 1126.5282 | 1164.9287 | 1164.9287 | 1203.3291 | 1203.3291 | 1306.5615 | 1306.5615 | 1511.4076 | 1511.4076 | 1978.1943
High | 500.8634 | 1001.7267 | 1502.5901 | 1550.5906 | 1851.921 | 1851.921 | 1851.921 | 1890.3273 | 1890.3273 | 1947.2538 | 1947.2538 | 2181.7362 | 2181.7362 | 2308.4505 | 2308.4505 | 2439.9002 | 2439.9002 | 2636.1578 | 2636.1578 | 3035.9532
net of conservation only | 2016 | 2017 | 2018 | 2019 | 2020 | 2021 | 2022 | 2023 | 2024 | 2025 | 2026 | 2027 | 2028 | 2029 | 2030 | 2031 | 2032 | 2033 | 2034 | 2035
Summer Peak Sales-Low | 26272.788 | 26302.2325 | 26253.0535 | 26065.0568 | 25843.268 | 25607.5869 | 25364.373 | 25154.5972 | 24960.8766 | 24803.8167 | 24665.5064 | 24558.3631 | 24482.0893 | 24533.8579 | 24676.1616 | 24817.4802 | 25044.9748 | 25297.6576 | 25571.1052 | 25861.5931
Summer Peak Sales- Medium | 26691.2074 | 26766.5429 | 26780.8769 | 26656.8854 | 26488.5394 | 26311.0177 | 26138.3171 | 25977.3029 | 25832.7877 | 25722.8272 | 25632.8088 | 25586.3538 | 25585.8802 | 25721.8302 | 25982.7256 | 26249.3846 | 26571.7795 | 26912.1786 | 27261.2735 | 27632.8763
Summer Peak Sales- High | 27144.4646 | 27290.654 | 27375.1504 | 27327.5137 | 27260.9769 | 27186.6332 | 27117.9505 | 27054.9613 | 26992.4465 | 26969.489 | 26957.6341 | 26980.1885 | 27031.4233 | 27210.1974 | 27540.5893 | 27882.095 | 28272.8186 | 28693.977 | 29136.4501 | 29609.7807
Delta Low and High | 871.6766 | 988.4215 | 1122.0969 | 1262.4569 | 1417.7089 | 1579.0462 | 1753.5775 | 1900.3642 | 2031.5699 | 2165.6723 | 2292.1277 | 2421.8254 | 2549.334 | 2676.3396 | 2864.4277 | 3064.6148 | 3227.8438 | 3396.3193 | 3565.3449 | 3748.1876
net of conservation only | 2016 | 2017 | 2018 | 2019 | 2020 | 2021 | 2022 | 2023 | 2024 | 2025 | 2026 | 2027 | 2028 | 2029 | 2030 | 2031 | 2032 | 2033 | 2034 | 2035
Winter Peak Sales-Low | 29315.7936 | 29314.7295 | 29206.8916 | 28871.4081 | 28477.0057 | 28058.3938 | 27613.7 | 27176.2198 | 26732.6395 | 26291.0934 | 25886.8979 | 25497.7323 | 25116.5557 | 24827.1692 | 24714.0335 | 24721.3346 | 24811.3806 | 24922.4027 | 25046.9676 | 25193.9728
Winter Peak Sales- Medium | 29694.903 | 29736.281 | 29695.6556 | 29426.2785 | 29086.5057 | 28732.284 | 28361.4391 | 27981.562 | 27603.6107 | 27225.4143 | 26864.7732 | 26531.0127 | 26225.0449 | 26002.9752 | 25991.0853 | 26126.2631 | 26313.7654 | 26516.3355 | 26728.1678 | 26947.9757
Winter Peak Sales- High | 30109.2555 | 30234.6299 | 30279.4996 | 30099.1829 | 29870.4596 | 29633.2706 | 29378.4805 | 29107.424 | 28822.7861 | 28538.3597 | 28269.5512 | 28015.7152 | 27767.2542 | 27592.2335 | 27651.6059 | 27873.3121 | 28145.6986 | 28445.2983 | 28765.4949 | 29100.4653
Delta Low and High | 793.4619 | 919.9003 | 1072.608 | 1227.7747 | 1393.4539 | 1574.8767 | 1764.7805 | 1931.2042 | 2090.1466 | 2247.2663 | 2382.6534 | 2517.9829 | 2650.6985 | 2765.0643 | 2937.5724 | 3151.9775 | 3334.318 | 3522.8956 | 3718.5273 | 3906.4925

## Price-effect Load -Oregon
go back | Peak and Minimum loads were allocated to states based on states share of regional electricity sales.
April run | It should be noted that 1986-2012 data reflect actual temperature condition in the region, whereas 2013-2035 forecast reflect a normal temperature.
Sept Solar | It should also be noted that estimated Peak and Minimum figures shown here represent contribution of the state's load to the Northwest system peak.
The issue of coincident is important to keep in mind, because it is possible that a given state's peak load does not occur at the same time that system is peaking.
Solar Cogeneration data shown reflect contribution to reduction in system peak, energy, and minimum load generated from Roof-top solar units.
BaseCase | is the scenario name.
Engine | is the model name.
This is the Electricity Review (including Western Montana portion of loads) for Oregon
Year |  | 1986 | 1987 | 1988 | 1989 | 1990 | 1991 | 1992 | 1993 | 1994 | 1995 | 1996 | 1997 | 1998 | 1999 | 2000 | 2001 | 2002 | 2003 | 2004 | 2005 | 2006 | 2007 | 2008 | 2009 | 2010 | 2011 | 2012 | 2013 | 2014 | 2015 | 2016 | 2017 | 2018 | 2019 | 2020 | 2021 | 2022 | 2023 | 2024 | 2025 | 2026 | 2027 | 2028 | 2029 | 2030 | 2031 | 2032 | 2033 | 2034 | 2035
Oregon Average Day Loads (MWa) |  | 1986 | 1987 | 1988 | 1989 | 1990 | 1991 | 1992 | 1993 | 1994 | 1995 | 1996 | 1997 | 1998 | 1999 | 2000 | 2001 | 2002 | 2003 | 2004 | 2005 | 2006 | 2007 | 2008 | 2009 | 2010 | 2011 | 2012 | 2013 | 2014 | 2015 | 2016 | 2017 | 2018 | 2019 | 2020 | 2021 | 2022 | 2023 | 2024 | 2025 | 2026 | 2027 | 2028 | 2029 | 2030 | 2031 | 2032 | 2033 | 2034 | 2035
LDCClass | Annual | 4680.222 | 5020.848 | 5158.256 | 5511.146 | 5646.53 | 5734.991 | 5637.69 | 5856.804 | 5908.415 | 6007.795 | 6358.261 | 6251.29 | 5987.821 | 6017.737 | 6359.925 | 5890.576 | 6078.023 | 6007.97 | 6018.755 | 6108.908 | 6059.337 | 6048.578 | 6229.903 | 5940.265 | 5655.022 | 5789.074 | 5673.529 | 5970.468 | 6088.839 | 6175.73 | 6215.592 | 6258.221 | 6306.515 | 6350.931 | 6401.224 | 6450.997 | 6504.528 | 6562.893 | 6627.521 | 6698.378 | 6769.208 | 6848.045 | 6931.078 | 7012.635 | 7099.533 | 7183.41 | 7265.252 | 7348.645 | 7432.342 | 7517.586
LDCClass | January | 5316.157 | 5664.729 | 5853.112 | 6313.619 | 6336.107 | 6466.338 | 6246.737 | 6669.075 | 6576.73 | 6695.862 | 7112.955 | 6972.795 | 6693.389 | 6827.023 | 7228.815 | 6684.241 | 6878.005 | 6721.591 | 6750.871 | 6967.74 | 6778.163 | 6785.382 | 7033.404 | 6692.854 | 6409.49 | 6596.185 | 6416.691 | 6758.129 | 6836.349 | 6937.496 | 6975.354 | 7016.197 | 7063.481 | 7101.563 | 7145.786 | 7191.697 | 7241.275 | 7295.781 | 7357.054 | 7423.412 | 7491.287 | 7567.478 | 7647.091 | 7724.605 | 7806.333 | 7886.026 | 7963.706 | 8041.763 | 8120.304 | 8198.231
LDCClass | February | 5115.375 | 5460.797 | 5632.439 | 6073.575 | 6098.175 | 6226.073 | 6039.952 | 6450.871 | 6368.966 | 6492.71 | 6887.949 | 6752.753 | 6466.698 | 6584.223 | 6987.433 | 6452.201 | 6634.07 | 6487.936 | 6512.835 | 6716.254 | 6251.827 | 6224.604 | 6428.03 | 6097.594 | 5835.334 | 5978.825 | 5835.603 | 6179.985 | 6246.28 | 6349.1 | 6388.555 | 6430.481 | 6477.821 | 6517.654 | 6562.539 | 6608.418 | 6657.692 | 6711.523 | 6771.575 | 6836.144 | 6902.022 | 6975.595 | 7052.735 | 7127.987 | 7207.004 | 7284.168 | 7359.14 | 7434.808 | 7510.812 | 7586.135
LDCClass | March | 4846.361 | 5192.325 | 5346.852 | 5751.693 | 5809.664 | 5909.846 | 5762.846 | 6113.794 | 6070.314 | 6195.661 | 6557.498 | 6437.421 | 6162.345 | 6249.333 | 6633.693 | 6112.093 | 6286.304 | 6169.285 | 6185.929 | 6357.388 | 5858.912 | 5812.973 | 5990.398 | 5668.485 | 5427.688 | 5550.872 | 5428.332 | 5767.778 | 5837.306 | 5947.273 | 5990.128 | 6034.46 | 6082.949 | 6124.285 | 6169.336 | 6214.51 | 6262.731 | 6315.337 | 6373.858 | 6436.627 | 6500.596 | 6572.093 | 6647.556 | 6721.266 | 6798.464 | 6873.964 | 6946.896 | 7021.043 | 7095.424 | 7169.227
LDCClass | April | 4464.785 | 4795.637 | 4939.582 | 5307.026 | 5377.532 | 5467.231 | 5341.744 | 5634.181 | 5616.745 | 5728.251 | 6060.475 | 5953.485 | 5685.146 | 5763.488 | 6109.537 | 5630.436 | 5788.914 | 5680.99 | 5697.461 | 5836.553 | 5579.07 | 5536.59 | 5704.004 | 5408.323 | 5167.615 | 5286.379 | 5177.575 | 5488.627 | 5568.952 | 5674.943 | 5711.698 | 5751.105 | 5794.955 | 5831.961 | 5873.291 | 5914.42 | 5958.632 | 6007.308 | 6061.714 | 6120.96 | 6180.629 | 6247.446 | 6318.183 | 6387.527 | 6460.754 | 6532 | 6600.879 | 6671.289 | 6741.889 | 6812.842
LDCClass | May | 4244.361 | 4587.775 | 4707.344 | 5015.893 | 5160.8 | 5237.508 | 5189.64 | 5347.201 | 5432.295 | 5533.995 | 5832.47 | 5745.269 | 5468.305 | 5494.979 | 5793.603 | 5371.03 | 5535.293 | 5476.405 | 5489.584 | 5536.786 | 5615.414 | 5607.244 | 5762.747 | 5481.52 | 5218.857 | 5332.764 | 5240.497 | 5507.319 | 5643.416 | 5747.427 | 5787.117 | 5829.233 | 5876.333 | 5919.788 | 5969.197 | 6016.414 | 6067.169 | 6122.655 | 6183.767 | 6252.012 | 6318.722 | 6392.863 | 6471.281 | 6548.57 | 6631.971 | 6711.489 | 6788.842 | 6868.354 | 6947.986 | 7030.709
LDCClass | June | 4404.448 | 4763.693 | 4877.101 | 5166.988 | 5371.818 | 5445.822 | 5436.709 | 5515.433 | 5671.596 | 5760.523 | 6066.402 | 5982.475 | 5695.404 | 5683.939 | 5972.041 | 5563.588 | 5747.985 | 5719.812 | 5727.21 | 5722.613 | 5671.748 | 5696.492 | 5838.203 | 5565.495 | 5289.046 | 5396.085 | 5321.25 | 5570.018 | 5736.013 | 5837.641 | 5880.92 | 5926.636 | 5977.66 | 6029.289 | 6088.03 | 6143.336 | 6202.59 | 6266.789 | 6336.844 | 6415.482 | 6491.584 | 6575.644 | 6664.509 | 6752.347 | 6847.814 | 6938.239 | 7026.657 | 7117.607 | 7208.646 | 7304.457
LDCClass | July | 4642.116 | 4979.543 | 5072.071 | 5318.147 | 5675.278 | 5723.481 | 5754.435 | 5668.549 | 5969.969 | 6014.138 | 6356.795 | 6277.527 | 6051.368 | 5902.807 | 6186.151 | 5792.738 | 6033.936 | 6101.681 | 6084.91 | 5975.69 | 6008.491 | 5985.252 | 6126.653 | 5910.774 | 5532.141 | 5664.885 | 5586.714 | 5856.365 | 6092.027 | 6130.337 | 6183.013 | 6238.447 | 6299.227 | 6359.796 | 6427.145 | 6490.809 | 6558.56 | 6631.368 | 6710.458 | 6798.486 | 6884.339 | 6978.959 | 7078.993 | 7178.098 | 7285.347 | 7387.34 | 7487.416 | 7590.427 | 7693.584 | 7801.705
LDCClass | August | 4473.565 | 4802.454 | 4885.162 | 5127.279 | 5461.643 | 5503.019 | 5542.729 | 5466.631 | 5746.474 | 5800.536 | 6132.435 | 6053.307 | 5820.767 | 5671.175 | 5972.985 | 5595.676 | 5826.506 | 5890.43 | 5875.525 | 5790.425 | 6092.764 | 6077.885 | 6226.693 | 6003.7 | 5634.628 | 5769.371 | 5690.853 | 5943.412 | 6158.024 | 6201.743 | 6248.087 | 6297.57 | 6352.871 | 6408.008 | 6470.089 | 6529.394 | 6592.984 | 6661.71 | 6736.942 | 6820.885 | 6903.211 | 6994.346 | 7090.721 | 7186.219 | 7289.526 | 7388.152 | 7485.182 | 7584.963 | 7685.055 | 7789.802
LDCClass | September | 4149.416 | 4477.347 | 4573.817 | 4847.634 | 5062.788 | 5111.164 | 5095.031 | 5174.308 | 5317.014 | 5409.949 | 5713.677 | 5629.214 | 5394.088 | 5339.167 | 5649.504 | 5232.336 | 5417.085 | 5417.88 | 5414.784 | 5431.261 | 5855.118 | 5852.009 | 6009.801 | 5749.315 | 5455.66 | 5562.345 | 5471.947 | 5724.733 | 5853.72 | 5922.104 | 5956.97 | 5995.5 | 6040.497 | 6086.933 | 6139.336 | 6191.292 | 6247.478 | 6308.723 | 6376.396 | 6450.706 | 6524.87 | 6607.154 | 6694.008 | 6779.717 | 6871.042 | 6959.295 | 7045.726 | 7134.224 | 7223.106 | 7314.241
LDCClass | October | 4253.857 | 4591.63 | 4712.47 | 5041.971 | 5159.457 | 5237.161 | 5165.314 | 5385.995 | 5420.715 | 5532.481 | 5849.729 | 5749.153 | 5485.79 | 5517.756 | 5862.179 | 5401.849 | 5563.072 | 5492.922 | 5502.209 | 5606.991 | 5970.31 | 5966.979 | 6144.868 | 5844.918 | 5586.299 | 5700.813 | 5587.776 | 5877.963 | 5963.633 | 6051.956 | 6086.704 | 6124.447 | 6168.471 | 6211.129 | 6259.491 | 6308.313 | 6361.185 | 6418.964 | 6483.089 | 6552.846 | 6623.186 | 6701.396 | 6783.69 | 6864.475 | 6949.968 | 7033.012 | 7114.119 | 7196.58 | 7279.451 | 7363.273
LDCClass | November | 4749.441 | 5092.24 | 5251.193 | 5647.989 | 5711.049 | 5812.911 | 5658.239 | 5998.256 | 5958.304 | 6075.438 | 6436.037 | 6317.261 | 6052.794 | 6148.241 | 6511.162 | 5997.162 | 6170.411 | 6053.433 | 6072.663 | 6238.72 | 6358.295 | 6366.59 | 6583.626 | 6269.562 | 6002.538 | 6150.846 | 6008.383 | 6317.772 | 6392.184 | 6484.626 | 6517.168 | 6552.484 | 6594.502 | 6631.856 | 6675.42 | 6720.558 | 6769.781 | 6823.993 | 6884.874 | 6951.02 | 7018.478 | 7094.099 | 7173.393 | 7250.825 | 7332.604 | 7412.386 | 7490.28 | 7568.869 | 7647.996 | 7727.087
LDCClass | December | 5514.16 | 5853.791 | 6061.837 | 6541.69 | 6543.469 | 6691.292 | 6424.965 | 6879.19 | 6761.909 | 6866.827 | 7306.661 | 7157.125 | 6887.844 | 7048.891 | 7434.098 | 6871.182 | 7070.192 | 6892.314 | 6921.375 | 7146.326 | 6665.627 | 6664.014 | 6904.296 | 6581.078 | 6295.671 | 6473.347 | 6309.349 | 6648.603 | 6727.456 | 6815.617 | 6852.458 | 6892.725 | 6939.593 | 6978.476 | 7023.903 | 7071.122 | 7122.001 | 7177.701 | 7240.192 | 7307.705 | 7376.647 | 7453.816 | 7534.347 | 7612.757 | 7695.391 | 7775.832 | 7854.319 | 7933.03 | 8012.161 | 8090.549
Oregon Peak Day Loads (MW) |  | 1986 | 1987 | 1988 | 1989 | 1990 | 1991 | 1992 | 1993 | 1994 | 1995 | 1996 | 1997 | 1998 | 1999 | 2000 | 2001 | 2002 | 2003 | 2004 | 2005 | 2006 | 2007 | 2008 | 2009 | 2010 | 2011 | 2012 | 2013 | 2014 | 2015 | 2016 | 2017 | 2018 | 2019 | 2020 | 2021 | 2022 | 2023 | 2024 | 2025 | 2026 | 2027 | 2028 | 2029 | 2030 | 2031 | 2032 | 2033 | 2034 | 2035
LDCClass | Annual | 7055.799 | 7569.32 | 7776.47 | 8308.48 | 8512.58 | 8645.94 | 8499.26 | 8829.579 | 8907.39 | 9057.22 | 10529.51 | 9650.26 | 9841.51 | 8276.59 | 9050.85 | 9228.44 | 8857.93 | 8836.199 | 9822.06 | 9658.829 | 9161.74 | 9326.66 | 9821.27 | 10037.81 | 8918.51 | 8676.22 | 8124.96 | 8570.963 | 8675.396 | 8814.841 | 8870.012 | 8925.286 | 8986.376 | 9030.352 | 9082.257 | 9135.336 | 9192.376 | 9254.809 | 9325.831 | 9402.896 | 9482.152 | 9572.579 | 9667.937 | 9760.87 | 9860.479 | 9955.922 | 10052.36 | 10149.38 | 10247 | 10345.42
LDCClass | January | 7055.799 | 7569.32 | 7776.47 | 8308.48 | 8512.58 | 8645.94 | 8499.26 | 8829.579 | 8907.39 | 9057.22 | 10477.62 | 9650.26 | 8778.59 | 8183.2 | 8923.489 | 9228.44 | 8857.93 | 8366.089 | 9822.06 | 9198.77 | 8074.54 | 9326.66 | 9542.259 | 8887.141 | 7763.259 | 8676.22 | 8124.96 | 8570.963 | 8675.396 | 8814.841 | 8870.012 | 8925.286 | 8986.376 | 9030.352 | 9082.257 | 9135.336 | 9192.376 | 9254.809 | 9325.831 | 9402.896 | 9482.152 | 9572.579 | 9667.937 | 9760.87 | 9860.479 | 9955.922 | 10052.36 | 10149.38 | 10247 | 10345.42
LDCClass | February | 7028.32 | 7539.84 | 7746.181 | 8276.12 | 8479.43 | 8612.27 | 8466.16 | 8795.2 | 8872.7 | 9021.94 | 10529.51 | 9023.86 | 7905 | 8274.431 | 8493.22 | 9086.42 | 8430.41 | 8836.199 | 8419.33 | 8730.29 | 8959.7 | 8722.52 | 8432.77 | 8218.38 | 7659 | 8580.351 | 7709.819 | 8165.121 | 8254.509 | 8388.009 | 8441.784 | 8495.928 | 8556.046 | 8602.821 | 8656.979 | 8711.744 | 8770.425 | 8834.039 | 8905.485 | 8982.421 | 9061.169 | 9150.307 | 9244.382 | 9336.215 | 9434.448 | 9528.467 | 9623.425 | 9719.284 | 9815.616 | 9912.604
LDCClass | March | 6368.831 | 6832.35 | 7019.34 | 7499.55 | 7683.78 | 7804.16 | 7671.75 | 7969.919 | 8040.15 | 8175.391 | 8772.46 | 8374.55 | 8019.36 | 7904.11 | 8121.939 | 7997.57 | 8285.35 | 7804.601 | 7701.431 | 7336.851 | 8062.581 | 8008.78 | 7993.08 | 8441.189 | 7499.15 | 7527.71 | 7681.11 | 8121.996 | 8221.485 | 8356.075 | 8410.008 | 8464.857 | 8525.328 | 8571.627 | 8624.339 | 8677.265 | 8733.884 | 8795.52 | 8864.921 | 8939.664 | 9016.203 | 9103.149 | 9195.085 | 9284.69 | 9380.493 | 9472.29 | 9564.752 | 9658.356 | 9752.426 | 9847.173
LDCClass | April | 5794 | 6215.68 | 6385.79 | 6822.66 | 6990.26 | 7099.77 | 6979.32 | 7250.58 | 7314.47 | 7437.5 | 7370.19 | 7793.371 | 7233.05 | 7440.4 | 7618.759 | 7604.19 | 7315.621 | 7473.52 | 7118.09 | 7360.85 | 7196.04 | 7480.25 | 8104.68 | 7211.339 | 6987.391 | 7098.59 | 6752.87 | 7117.502 | 7219.93 | 7339.302 | 7380.524 | 7424.944 | 7475.243 | 7514.216 | 7558.872 | 7602.937 | 7650.334 | 7702.412 | 7761.207 | 7825.404 | 7890.357 | 7964.404 | 8043.199 | 8120.25 | 8203.116 | 8282.109 | 8361.427 | 8442.746 | 8524.395 | 8607.561
LDCClass | May | 5210.52 | 5589.74 | 5742.72 | 6135.59 | 6286.32 | 6384.799 | 6276.48 | 6520.41 | 6577.88 | 6688.52 | 7417.71 | 7294.51 | 6631.961 | 7067.92 | 7306.48 | 6939.27 | 7547.16 | 6858.84 | 6483.521 | 6871.62 | 7159.19 | 6927.069 | 7164.14 | 6844.88 | 6706.379 | 6408.371 | 6332.15 | 6658.063 | 6788.231 | 6909.876 | 6951.467 | 6997.617 | 7049.956 | 7096.244 | 7148.845 | 7198.946 | 7252.444 | 7310.777 | 7375.38 | 7446.966 | 7517.286 | 7596.302 | 7680.419 | 7763.167 | 7853.062 | 7937.695 | 8022.493 | 8110.152 | 8197.936 | 8289.47
LDCClass | June | 5452.509 | 5849.34 | 6009.42 | 6420.54 | 6578.27 | 6681.33 | 6567.97 | 6823.24 | 6883.37 | 6999.15 | 7051.84 | 6848.11 | 6705.01 | 6964.84 | 7666.701 | 6932.25 | 7792.2 | 7539.571 | 7396.709 | 7187.24 | 8016.75 | 7085.17 | 7993.58 | 6778.36 | 6780.03 | 6492.999 | 6511.05 | 6792.531 | 7024.95 | 7119.177 | 7178.079 | 7244.977 | 7318.345 | 7389.313 | 7466.349 | 7538.432 | 7614.927 | 7697.129 | 7786.937 | 7886.175 | 7983.841 | 8092.625 | 8209.131 | 8324.628 | 8449.596 | 8567.808 | 8685.747 | 8808.752 | 8931.866 | 9061.406
LDCClass | July | 5659.259 | 6071.14 | 6237.29 | 6664.01 | 6827.71 | 6934.68 | 6817.021 | 7081.97 | 7144.38 | 7264.55 | 7767.55 | 7235.09 | 7714.851 | 7308.521 | 7838.58 | 6892.85 | 7974.37 | 8233.85 | 7934.78 | 8025.29 | 8435.69 | 8057.9 | 7983.73 | 8165.201 | 7470.19 | 7118.2 | 7359.38 | 7704.549 | 8152.269 | 8031.607 | 8098.74 | 8174.326 | 8256.691 | 8336.629 | 8422.909 | 8504.272 | 8590.505 | 8682.961 | 8784.494 | 8896.929 | 9008.188 | 9132.348 | 9265.224 | 9397.425 | 9540.4 | 9676.047 | 9811.839 | 9953.18 | 10094.75 | 10243.53
LDCClass | August | 5465.581 | 5863.37 | 6023.83 | 6435.94 | 6594.04 | 6697.35 | 6583.72 | 6839.601 | 6899.87 | 7015.93 | 7521.21 | 7329.87 | 7429.49 | 7188.22 | 7543.6 | 6873.61 | 7793.121 | 7645.529 | 7977.85 | 7924.06 | 7562.21 | 7524.12 | 8058.16 | 7659.57 | 7552.02 | 7346.32 | 7505.71 | 7843.489 | 8294.189 | 8155.21 | 8217.699 | 8288.062 | 8365.251 | 8439.099 | 8519.519 | 8595.667 | 8676.85 | 8764.229 | 8860.644 | 8967.897 | 9074.36 | 9193.732 | 9321.616 | 9448.917 | 9586.784 | 9717.961 | 9849.353 | 9986.189 | 10123.46 | 10267.9
LDCClass | September | 5189.91 | 5567.63 | 5720 | 6111.33 | 6261.45 | 6359.549 | 6251.649 | 6494.629 | 6551.859 | 6662.06 | 7128.22 | 6842.029 | 7200.491 | 6845.351 | 6978.31 | 6284.44 | 6913.56 | 7554.93 | 6712.88 | 6968.19 | 7103.59 | 6848.13 | 6893.6 | 6919.799 | 6510.73 | 7003.341 | 6547.519 | 6879.494 | 7072.102 | 7155.481 | 7222.956 | 7289.915 | 7361.155 | 7430.295 | 7505.101 | 7577.238 | 7654.064 | 7735.569 | 7825.12 | 7922.36 | 8020.15 | 8129.206 | 8244.864 | 8358.826 | 8481.573 | 8598.406 | 8716.215 | 8835.739 | 8955.692 | 9079.674
LDCClass | October | 6154.1 | 6601.99 | 6782.67 | 7246.7 | 7424.711 | 7541.03 | 7413.09 | 7701.21 | 7769.07 | 7899.75 | 7764.05 | 7655.1 | 7368.48 | 7268.42 | 7598.34 | 7104.81 | 8477.03 | 7874.11 | 7285.29 | 7153.64 | 8202.84 | 7406.74 | 7323.309 | 7149.87 | 6599.48 | 6859.4 | 6653.71 | 7044.698 | 7133.915 | 7262.109 | 7316.651 | 7370.434 | 7429.248 | 7482.171 | 7541.292 | 7599.757 | 7662.448 | 7729.636 | 7804.237 | 7884.02 | 7965.284 | 8056.402 | 8152.77 | 8246.95 | 8347.514 | 8443.442 | 8540.029 | 8637.666 | 8735.478 | 8834.223
LDCClass | November | 6410.05 | 6876.569 | 7064.77 | 7548.09 | 7733.51 | 7854.66 | 7721.4 | 8021.5 | 8092.19 | 8228.3 | 8273.94 | 7872.21 | 7627.03 | 7594.07 | 8757.849 | 7978.33 | 8283.509 | 8414.35 | 8491.41 | 8691.779 | 9161.74 | 8405.86 | 7686.589 | 7326.93 | 8918.51 | 7416.98 | 7244.75 | 7656.58 | 7744.825 | 7870.506 | 7920.054 | 7969.633 | 8025.311 | 8071.521 | 8124.954 | 8179.217 | 8237.43 | 8300.609 | 8371.338 | 8447.653 | 8525.646 | 8613.805 | 8706.728 | 8797.481 | 8894.575 | 8987.774 | 9081.873 | 9176.814 | 9272.356 | 9368.967
LDCClass | December | 6806.049 | 7301.39 | 7501.221 | 8014.4 | 8211.271 | 8339.91 | 8198.42 | 8517.05 | 8592.11 | 8736.63 | 9187.89 | 8647.9 | 9841.51 | 8276.59 | 9050.85 | 8193.661 | 8291.79 | 8793.39 | 8352.54 | 9658.829 | 8747.57 | 8652.69 | 9821.27 | 10037.81 | 8189.661 | 8392.68 | 7888.98 | 8313.204 | 8421.718 | 8552.253 | 8602.786 | 8654.102 | 8711.561 | 8752.927 | 8802.106 | 8851.987 | 8905.882 | 8964.792 | 9031.794 | 9104.527 | 9179.105 | 9264.272 | 9354.025 | 9441.3 | 9535.168 | 9624.526 | 9714.815 | 9805.651 | 9896.925 | 9988.75
Oregon Minimum Day Loads (MW) |  | 1986 | 1987 | 1988 | 1989 | 1990 | 1991 | 1992 | 1993 | 1994 | 1995 | 1996 | 1997 | 1998 | 1999 | 2000 | 2001 | 2002 | 2003 | 2004 | 2005 | 2006 | 2007 | 2008 | 2009 | 2010 | 2011 | 2012 | 2013 | 2014 | 2015 | 2016 | 2017 | 2018 | 2019 | 2020 | 2021 | 2022 | 2023 | 2024 | 2025 | 2026 | 2027 | 2028 | 2029 | 2030 | 2031 | 2032 | 2033 | 2034 | 2035
LDCClass | Annual | 3234.05 | 3469.43 | 3564.38 | 3808.23 | 3901.78 | 3962.9 | 3895.67 | 4047.08 | 4082.74 | 4151.41 | 3714.98 | 4319.89 | 4079.31 | 4188.75 | 4341.34 | 3721 | 4010.19 | 2910.44 | 3951.69 | 4067.51 | 4095.53 | 3149.12 | 3464.1 | 3968.84 | 3797.64 | 3954.02 | 3860.54 | 4139.363 | 4204.156 | 4294.653 | 4326.899 | 4356.168 | 4388.386 | 4422.87 | 4461.753 | 4502.168 | 4545.472 | 4592.56 | 4644.491 | 4700.692 | 4757.196 | 4818.88 | 4882.895 | 4945.762 | 5011.269 | 5076.735 | 5138.534 | 5199.834 | 5261.507 | 5322.089
LDCClass | January | 3770.33 | 4044.73 | 4155.43 | 4439.71 | 4548.78 | 4620.04 | 4541.661 | 4718.169 | 4759.75 | 4839.81 | 5126.571 | 4913.54 | 4944.971 | 5093.3 | 5529.78 | 5499.5 | 4373.3 | 4417.67 | 4936.649 | 4771.08 | 4892.86 | 4950.34 | 5366.96 | 4899.06 | 4648.66 | 4497.48 | 4719.54 | 5116.071 | 5146.658 | 5264.846 | 5310.128 | 5354.282 | 5402.202 | 5448.112 | 5498.346 | 5550.231 | 5604.958 | 5663.901 | 5728.093 | 5796.272 | 5865.272 | 5940.219 | 6017.485 | 6092.667 | 6170.408 | 6248.23 | 6321.384 | 6393.467 | 6466.008 | 6536.073
LDCClass | February | 3538.31 | 3795.83 | 3899.71 | 4166.5 | 4268.86 | 4335.73 | 4262.17 | 4427.83 | 4466.85 | 4541.98 | 4870.319 | 4969.769 | 4829.51 | 4891.72 | 5196.79 | 5240.5 | 4533.7 | 4697.46 | 4704.84 | 4770.68 | 4851.811 | 4605.66 | 4983.13 | 4834.36 | 4503.32 | 4689.991 | 4614.5 | 5006.237 | 5036.249 | 5153.35 | 5197.94 | 5239.954 | 5285.21 | 5328.126 | 5375.402 | 5424.308 | 5476.072 | 5532.019 | 5593.145 | 5658.219 | 5724.123 | 5795.872 | 5869.943 | 5942.109 | 6016.741 | 6091.583 | 6161.857 | 6231.151 | 6300.915 | 6368.353
LDCClass | March | 3627.4 | 3891.399 | 3997.9 | 4271.4 | 4376.331 | 4444.89 | 4369.48 | 4539.3 | 4579.31 | 4656.331 | 4807.34 | 4636.72 | 4437.45 | 4437.7 | 4959.39 | 4301.92 | 4466.221 | 3987.4 | 4148.93 | 4378.8 | 4580.66 | 3149.12 | 3464.1 | 4539 | 4139.009 | 4064.22 | 4169.21 | 4519.361 | 4549.918 | 4652.556 | 4693.883 | 4729.559 | 4767.515 | 4807.666 | 4851.779 | 4897.677 | 4946.658 | 4999.668 | 5057.927 | 5120.229 | 5183.489 | 5252.491 | 5324.198 | 5394.539 | 5467.222 | 5540.325 | 5609.081 | 5677.25 | 5745.886 | 5812.574
LDCClass | April | 3254.22 | 3491.06 | 3586.6 | 3831.97 | 3926.11 | 3987.62 | 3919.96 | 4072.31 | 4108.2 | 4177.3 | 3714.98 | 4387.43 | 4079.31 | 4193.06 | 4657.31 | 4073.46 | 4128.87 | 2910.44 | 3951.69 | 4134.86 | 4154.45 | 4128.87 | 4266.02 | 3968.84 | 3917.76 | 4191.68 | 3860.54 | 4166.104 | 4204.156 | 4294.653 | 4326.899 | 4356.168 | 4388.386 | 4422.87 | 4461.753 | 4502.168 | 4545.472 | 4592.56 | 4644.491 | 4700.692 | 4757.196 | 4818.88 | 4882.895 | 4945.762 | 5011.269 | 5076.735 | 5138.534 | 5199.834 | 5261.507 | 5322.089
LDCClass | May | 3234.05 | 3469.43 | 3564.38 | 3808.23 | 3901.78 | 3962.9 | 3895.67 | 4047.08 | 4082.74 | 4151.41 | 4222.831 | 4375.26 | 4236.36 | 4215.669 | 4601.15 | 4037.42 | 4010.19 | 4021.83 | 4055.8 | 4067.51 | 4200.49 | 4272.24 | 4314.36 | 4016.45 | 3871.27 | 4002.73 | 3997.15 | 4271.079 | 4355.751 | 4456.306 | 4493.346 | 4526.157 | 4562.265 | 4601.107 | 4646.055 | 4690.802 | 4738.995 | 4791.23 | 4848.21 | 4911.264 | 4973.146 | 5040.558 | 5110.615 | 5179.633 | 5253.369 | 5325.267 | 5393.801 | 5462.107 | 5530.74 | 5600.382
LDCClass | June | 3362.81 | 3607.55 | 3706.28 | 3959.84 | 4057.11 | 4120.669 | 4050.76 | 4208.2 | 4245.28 | 4316.69 | 4414.359 | 4428.299 | 4197.78 | 4391.41 | 4827.209 | 4261 | 4263.2 | 4190.311 | 4205.6 | 4315.959 | 4240.06 | 4369.99 | 4468.86 | 4023.74 | 3797.64 | 4036.65 | 4154.45 | 4403.53 | 4526.684 | 4643.622 | 4684.156 | 4720.733 | 4760.56 | 4803.321 | 4853.616 | 4902.416 | 4954.675 | 5011.171 | 5072.554 | 5141.906 | 5208.464 | 5280.818 | 5355.908 | 5430.133 | 5510.833 | 5588.11 | 5662.271 | 5736.187 | 5810.251 | 5887.421
LDCClass | July | 3455.66 | 3707.16 | 3808.61 | 4069.17 | 4169.13 | 4234.45 | 4162.61 | 4324.39 | 4362.5 | 4435.871 | 4654 | 4627.439 | 4429.51 | 4440.12 | 4683.689 | 3955.26 | 4447.21 | 4196.19 | 4322.37 | 4346.08 | 4450.29 | 4420.91 | 4674.2 | 4315.18 | 4120.721 | 4308.46 | 4353.96 | 4604.447 | 4735.896 | 4861.208 | 4909.704 | 4953.266 | 4999.952 | 5049.572 | 5106.562 | 5162.13 | 5221.487 | 5285.241 | 5354.588 | 5431.947 | 5507.612 | 5590.282 | 5676.676 | 5762.165 | 5854.439 | 5943.283 | 6029.188 | 6115.135 | 6201.234 | 6290.26
LDCClass | August | 3468.51 | 3720.95 | 3822.78 | 4084.31 | 4184.64 | 4250.2 | 4178.09 | 4340.47 | 4378.72 | 4452.37 | 4556.919 | 4435.84 | 4420.76 | 4353.73 | 4638.59 | 3907.01 | 4330.36 | 4202.22 | 4225.61 | 4508.41 | 4399.69 | 4378.35 | 4371.7 | 4161.12 | 4142.899 | 4272.09 | 4000.17 | 4236.496 | 4351.492 | 4465.545 | 4508.756 | 4546.001 | 4585.639 | 4628.389 | 4678.026 | 4726.347 | 4778.192 | 4834.155 | 4895.14 | 4963.44 | 5029.899 | 5102.498 | 5178.278 | 5253.262 | 5334.324 | 5412.359 | 5487.479 | 5562.501 | 5637.677 | 5715.551
LDCClass | September | 3358.37 | 3602.79 | 3701.39 | 3954.62 | 4051.76 | 4115.24 | 4045.42 | 4202.649 | 4239.68 | 4311 | 4449.93 | 4319.89 | 4216.11 | 4188.75 | 4341.34 | 3721 | 4141.75 | 3998.81 | 4080.67 | 4158.649 | 4095.53 | 4161.46 | 4258.78 | 3974.3 | 3894.78 | 3980.17 | 3869.37 | 4139.363 | 4211.389 | 4306.935 | 4345.282 | 4379.202 | 4416.081 | 4456.019 | 4501.345 | 4546.842 | 4595.771 | 4648.675 | 4706.47 | 4769.669 | 4832.405 | 4900.784 | 4972.049 | 5042.275 | 5116.704 | 5189.711 | 5259.431 | 5328.91 | 5398.726 | 5468.953
LDCClass | October | 3376.32 | 3622.05 | 3721.18 | 3975.75 | 4073.42 | 4137.24 | 4067.04 | 4225.11 | 4262.34 | 4334.04 | 4380.84 | 4508.01 | 4335.94 | 4455.73 | 4523.15 | 3860.89 | 4200.94 | 3877.89 | 4131.79 | 4119.09 | 4126.49 | 4237.78 | 4207.07 | 3979.26 | 3901.23 | 3954.02 | 3889.02 | 4185.505 | 4237.428 | 4333.446 | 4370.99 | 4403.04 | 4437.938 | 4475.3 | 4517.614 | 4560.673 | 4607.146 | 4657.59 | 4712.842 | 4772.763 | 4832.858 | 4898.46 | 4966.84 | 5034.071 | 5104.739 | 5174.69 | 5241.2 | 5307.407 | 5374.076 | 5440.333
LDCClass | November | 3443.03 | 3693.61 | 3794.69 | 4054.3 | 4153.89 | 4218.97 | 4147.39 | 4308.58 | 4346.55 | 4419.66 | 4796.56 | 4716.14 | 4567.41 | 4457.62 | 5010.439 | 4217.62 | 4634.59 | 4524.279 | 4548.029 | 4513.36 | 4325.13 | 4513.141 | 4279.13 | 4347.45 | 4057.8 | 4563.28 | 3897.46 | 4212.481 | 4243.512 | 4341.95 | 4377.787 | 4410.456 | 4446.273 | 4483.579 | 4525.071 | 4567.985 | 4614.022 | 4663.88 | 4718.557 | 4777.048 | 4836.352 | 4901.073 | 4968.396 | 5034.346 | 5102.861 | 5171.391 | 5236.171 | 5300.502 | 5365.307 | 5428.559
LDCClass | December | 3661.52 | 3928.01 | 4035.51 | 4311.59 | 4417.5 | 4486.71 | 4410.589 | 4582.009 | 4622.39 | 4700.14 | 5239.1 | 5236.449 | 4812.27 | 5053.2 | 5100.641 | 4893.23 | 4820.44 | 4841.36 | 4691.55 | 4769.33 | 4181.68 | 4657.411 | 4595.21 | 4846.99 | 4588.13 | 4579.39 | 4416.77 | 4775.372 | 4813.528 | 4919.107 | 4960.43 | 5000.858 | 5045.023 | 5087.788 | 5134.867 | 5183.452 | 5234.807 | 5290.178 | 5350.6 | 5414.854 | 5479.903 | 5550.752 | 5623.852 | 5694.907 | 5768.438 | 5841.943 | 5911.021 | 5979.113 | 6047.625 | 6113.875
Oregon Residential Loads (GWh) |  | 1986 | 1987 | 1988 | 1989 | 1990 | 1991 | 1992 | 1993 | 1994 | 1995 | 1996 | 1997 | 1998 | 1999 | 2000 | 2001 | 2002 | 2003 | 2004 | 2005 | 2006 | 2007 | 2008 | 2009 | 2010 | 2011 | 2012 | 2013 | 2014 | 2015 | 2016 | 2017 | 2018 | 2019 | 2020 | 2021 | 2022 | 2023 | 2024 | 2025 | 2026 | 2027 | 2028 | 2029 | 2030 | 2031 | 2032 | 2033 | 2034 | 2035
LDCEU | Total | 16194.79 | 16157.5 | 16604.96 | 17610.11 | 17361.35 | 18387.2 | 17596.19 | 19197.4 | 18940.64 | 18902.48 | 19964.2 | 19476.89 | 19693.25 | 20069.42 | 20258.65 | 19593.97 | 20586.12 | 20577.75 | 20734.23 | 20964.46 | 20709.87 | 21282.9 | 22748.08 | 22439.34 | 21359.57 | 22512.01 | 21727.8 | 21423.86 | 21829.69 | 21477.77 | 21284.7 | 21145.35 | 21063.4 | 20959.83 | 20893.31 | 20859.04 | 20839.3 | 20838.04 | 20855.65 | 20895.25 | 20940.01 | 21003.54 | 21061.33 | 21118.85 | 21185.71 | 21255.72 | 21333.11 | 21412.54 | 21498.84 | 21592.69
LDCEU | Space Heating | 3017.164 | 2974.598 | 3185.202 | 3482.332 | 3350.251 | 3479.075 | 3013.972 | 3106.03 | 2909.652 | 2773.942 | 3129.242 | 2992.956 | 3006.981 | 3170.326 | 3237.014 | 3201.515 | 3344.681 | 3108.182 | 3125.36 | 3317.832 | 3134.985 | 3228.898 | 3592.084 | 3485.385 | 3346.315 | 3821.127 | 3433.569 | 3484.906 | 3568.873 | 3632.903 | 3631.718 | 3630.928 | 3632.626 | 3587.269 | 3545.357 | 3504.918 | 3464.999 | 3427.423 | 3391.307 | 3357.743 | 3325.491 | 3295.873 | 3265.696 | 3234.874 | 3206.354 | 3178.249 | 3151.088 | 3123.581 | 3097.704 | 3072.925
LDCEU | Water Heating Under 55 | 2959.228 | 2947.069 | 2969.707 | 3099.995 | 3030.707 | 3192.531 | 3100.878 | 3391.954 | 3307.326 | 3310.003 | 3382.959 | 3278.879 | 3248.237 | 3269.805 | 3233.749 | 3067.863 | 3154.783 | 3101.177 | 3047.724 | 2989.138 | 2868.037 | 2954.922 | 3094.496 | 3014.748 | 2889.517 | 2976.845 | 2967.499 | 2984.157 | 3096.771 | 3144.236 | 3166.926 | 3189.135 | 3213.445 | 3237.2 | 3261.78 | 3286.97 | 3310.672 | 3334.92 | 3359.502 | 3386.025 | 3411.465 | 3438.836 | 3463.523 | 3486.94 | 3510.829 | 3533.639 | 3555.822 | 3576.995 | 3597.995 | 3619.39
LDCEU | Lighting | 3261.62 | 3265.937 | 3309.786 | 3471.996 | 3415.187 | 3622.926 | 3547.584 | 3932.401 | 3884.448 | 3935.138 | 4075.96 | 4000.512 | 4015.021 | 4094.658 | 4103.026 | 3946.324 | 4118.386 | 4111.773 | 4108.728 | 4105.058 | 3998.035 | 4149.908 | 4371.836 | 4218.745 | 4005.096 | 4084.888 | 3780.679 | 3592.39 | 3548.261 | 3502.978 | 3416.178 | 3347.571 | 3297.113 | 3259.431 | 3233.384 | 3220.113 | 3213.078 | 3211.311 | 3215.399 | 3224.828 | 3236.371 | 3251.879 | 3267.586 | 3284.311 | 3302.884 | 3321.117 | 3340.273 | 3359.617 | 3379.614 | 3400.443
LDCEU | Refrigeration | 1689.185 | 1678.189 | 1687.039 | 1758.239 | 1716.041 | 1802.449 | 1746.1 | 1920.374 | 1882.409 | 1892.835 | 1945.306 | 1892.865 | 1881.358 | 1898.279 | 1880.409 | 1787.039 | 1841.043 | 1813.448 | 1786.042 | 1756.404 | 1687.014 | 1727.248 | 1795.726 | 1709.356 | 1599.772 | 1608.105 | 1564.37 | 1544.807 | 1574.526 | 1594.063 | 1585.593 | 1578.022 | 1572.129 | 1566.853 | 1562.732 | 1559.644 | 1556.88 | 1554.909 | 1553.978 | 1554.376 | 1555.045 | 1557.029 | 1558.664 | 1560.392 | 1562.862 | 1565.301 | 1568.129 | 1571.049 | 1574.433 | 1578.383
LDCEU | Freezer | 557.1564 | 563.5052 | 576.7137 | 609.251 | 603.4233 | 643.8247 | 634.2552 | 698.4467 | 684.8519 | 688.1431 | 706.3561 | 687.1384 | 683.5052 | 691.0665 | 686.7853 | 654.8629 | 677.3668 | 669.833 | 662.652 | 655.1669 | 632.4046 | 651.2187 | 680.9343 | 652.5574 | 615.2701 | 622.9993 | 610.7639 | 605.8423 | 620.2312 | 630.2786 | 629.1666 | 628.1513 | 627.5712 | 626.9563 | 626.5094 | 626.3973 | 626.3652 | 626.3687 | 626.7992 | 627.6965 | 628.5497 | 629.804 | 630.9405 | 632.2372 | 633.7343 | 635.1268 | 636.6777 | 638.3652 | 640.1573 | 642.1617
LDCEU | Clothes Washer | 214.7415 | 209.7647 | 207.3152 | 211.99 | 203.0587 | 209.6325 | 199.5639 | 214.6794 | 205.6641 | 201.9196 | 202.4496 | 192.1871 | 186.3446 | 183.4612 | 177.3113 | 164.371 | 165.1114 | 158.4591 | 151.9569 | 145.4606 | 135.9465 | 135.3363 | 136.6777 | 126.4076 | 114.8248 | 111.9284 | 105.52 | 103.7162 | 105.2501 | 106.0785 | 105.0646 | 104.1232 | 103.3049 | 102.531 | 101.8281 | 101.2075 | 100.6205 | 100.0759 | 99.6092 | 99.2321 | 98.8654 | 98.577 | 98.2734 | 97.9927 | 97.7497 | 97.501 | 97.2753 | 97.0665 | 96.8761 | 96.7188
LDCEU | Clothes Dryer | 894.7202 | 901.6227 | 919.7963 | 971.886 | 831.5685 | 893.2252 | 886.72 | 1007.086 | 1018.84 | 1056.675 | 1119.806 | 1123.962 | 1152.976 | 1201.326 | 1229.414 | 1207.208 | 1285.357 | 1308.679 | 1332.697 | 1355.855 | 1347.321 | 1227.768 | 1321.62 | 1303.359 | 1264.468 | 1317.927 | 1329.984 | 1372.719 | 1451.9 | 1212.944 | 1242.985 | 1272.497 | 1302.423 | 1331.719 | 1360.987 | 1390.432 | 1419.37 | 1448.186 | 1477.452 | 1507.542 | 1537.22 | 1567.786 | 1597.536 | 1627.177 | 1657.187 | 1686.825 | 1716.613 | 1746.444 | 1776.5 | 1807.121
LDCEU | Dishwasher | 344.4272 | 349.0465 | 357.7387 | 379.7233 | 377.3535 | 403.8019 | 398.3869 | 440.7749 | 434.3415 | 438.8723 | 453.1243 | 442.9264 | 442.3917 | 448.7086 | 447.0598 | 427.3283 | 442.8416 | 438.7128 | 434.6069 | 429.9713 | 415.3343 | 427.7115 | 447.1097 | 428.0156 | 429.4511 | 435.1423 | 440.2975 | 431.4232 | 437.5934 | 441.9481 | 439.5769 | 438.3118 | 438.2441 | 438.9352 | 440.4561 | 442.7688 | 445.6225 | 448.9592 | 452.9761 | 457.6637 | 462.6287 | 468.1623 | 473.8077 | 479.7156 | 485.9814 | 492.3105 | 498.9081 | 505.6978 | 512.7146 | 520.0027
LDCEU | Cooking | 601.2833 | 621.1243 | 649.3444 | 703.6853 | 714.0007 | 779.2803 | 783.4743 | 896.7305 | 886.4642 | 899.1642 | 932.7783 | 915.8239 | 918.6608 | 935.6942 | 935.6398 | 899.1077 | 954.4201 | 969.1241 | 984.2795 | 993.3386 | 963.2494 | 995.7372 | 1045.358 | 1007.53 | 942.5888 | 947.4988 | 945.3998 | 948.9576 | 982.4221 | 1010.02 | 1019.094 | 1027.484 | 1036.016 | 1036.298 | 1037.178 | 1038.481 | 1039.641 | 1041.263 | 1043.264 | 1046.026 | 1048.777 | 1052.332 | 1055.335 | 1058.1 | 1061.245 | 1064.254 | 1067.309 | 1070.188 | 1073.254 | 1076.58
LDCEU | Air Conditioning | 365.4417 | 326.872 | 288.0046 | 230.6848 | 422.1434 | 402.1757 | 453.4747 | 225.9863 | 424.9346 | 366.4621 | 415.3805 | 421.3363 | 499.3472 | 296.9563 | 301.6567 | 330.0847 | 407.8546 | 534.6235 | 511.0669 | 347.6731 | 467.2859 | 346.8007 | 322.4991 | 462.9155 | 250.1724 | 288.4713 | 285.4654 | 315.7103 | 445.4304 | 290.9611 | 290.1257 | 289.4387 | 289.0684 | 288.9317 | 288.9848 | 289.2804 | 289.6675 | 290.1822 | 290.9489 | 292.0149 | 293.1238 | 294.5122 | 295.8601 | 297.2947 | 298.8802 | 300.4682 | 302.1564 | 303.9153 | 305.7505 | 307.7107
LDCEU | Entertainment Center | 560.4982 | 592.6731 | 632.8834 | 699.6756 | 722.5206 | 803.3936 | 836.2642 | 971.421 | 1005.268 | 1064.835 | 1148.053 | 1166.641 | 1274.736 | 1405.215 | 1546.986 | 1630.386 | 1832.094 | 2006.679 | 2229.031 | 2501.93 | 2702.206 | 2952.294 | 3249.191 | 3432.647 | 3536.451 | 3798.102 | 3852.028 | 3630.678 | 3515.302 | 3370.049 | 3203.247 | 3070.375 | 2965.768 | 2881.585 | 2814.361 | 2760.692 | 2716.519 | 2680.286 | 2651.145 | 2628.218 | 2608.432 | 2592.925 | 2578.301 | 2565.031 | 2553.606 | 2547.851 | 2547.205 | 2550.204 | 2556.425 | 2565.482
LDCEU | Other Non-Substitutables | 1682.393 | 1676.29 | 1766.023 | 1928.708 | 1910.58 | 2082.852 | 1921.548 | 2306.254 | 2209.591 | 2183.808 | 2356.318 | 2264.61 | 2284.258 | 2370.223 | 2373.534 | 2174.139 | 2252.148 | 2245.704 | 2247.769 | 2253.469 | 2246.761 | 2367.436 | 2564.821 | 2471.569 | 2241.299 | 2367.569 | 2275.667 | 2271.757 | 2341.533 | 2399.263 | 2415.177 | 2431.603 | 2450.049 | 2468.511 | 2488.112 | 2508.404 | 2528.019 | 2548.155 | 2569.059 | 2591.402 | 2613.26 | 2636.695 | 2658.314 | 2678.892 | 2700.06 | 2720.281 | 2740.366 | 2759.603 | 2779.041 | 2798.794
LDCEU | Water Heating Over 55 | 46.9337 | 50.806 | 55.4072 | 61.9425 | 64.5148 | 72.0289 | 73.9721 | 85.2603 | 86.853 | 90.6784 | 96.4622 | 97.0545 | 99.4324 | 103.7019 | 106.0679 | 103.7439 | 110.0341 | 111.3598 | 112.3167 | 113.1698 | 111.2929 | 117.6214 | 125.7285 | 126.1024 | 124.3445 | 131.404 | 136.5607 | 136.7976 | 141.5978 | 142.0433 | 139.8463 | 137.7087 | 135.6407 | 133.6113 | 131.642 | 129.726 | 127.8507 | 126.0023 | 124.2112 | 122.4835 | 120.7814 | 119.1268 | 117.4925 | 115.8905 | 114.3369 | 112.7957 | 111.2917 | 109.8182 | 108.3791 | 106.9751
Oregon Commercial Loads (GWh) |  | 1986 | 1987 | 1988 | 1989 | 1990 | 1991 | 1992 | 1993 | 1994 | 1995 | 1996 | 1997 | 1998 | 1999 | 2000 | 2001 | 2002 | 2003 | 2004 | 2005 | 2006 | 2007 | 2008 | 2009 | 2010 | 2011 | 2012 | 2013 | 2014 | 2015 | 2016 | 2017 | 2018 | 2019 | 2020 | 2021 | 2022 | 2023 | 2024 | 2025 | 2026 | 2027 | 2028 | 2029 | 2030 | 2031 | 2032 | 2033 | 2034 | 2035
LDCEU | Total | 11143.15 | 11628.57 | 12095.75 | 12548.77 | 13848.92 | 13318.66 | 13475.6 | 13841.18 | 14453.04 | 14641.24 | 15253.68 | 15362.5 | 15489.23 | 16043.96 | 16460.44 | 15914.91 | 16741.9 | 16676.43 | 16735.08 | 16755.49 | 16726.65 | 16930.93 | 17752.28 | 17265.1 | 16535.1 | 17221.6 | 17090.4 | 17169.27 | 17960.32 | 18556.51 | 18878.66 | 19129.49 | 19369.16 | 19586.6 | 19818.91 | 20021.37 | 20256.5 | 20507.09 | 20792.98 | 21095.72 | 21426.13 | 21812.12 | 22241.43 | 22659.44 | 23110.51 | 23536.23 | 23960.45 | 24392.86 | 24824.04 | 25260.36
LDCEU | Space Heating | 797.5645 | 794.5413 | 888.3712 | 1003.609 | 956.377 | 948.423 | 797.6759 | 1146.246 | 997.0214 | 978.2116 | 1089.608 | 1061.893 | 1028.909 | 1244.694 | 1289.236 | 1212.329 | 1219.39 | 1050.051 | 1080.189 | 1204.933 | 1238.917 | 1188.862 | 1215.466 | 1248.123 | 1105.064 | 1154.361 | 1204.473 | 1236.367 | 1284.201 | 1316.37 | 1328.222 | 1336.987 | 1344.845 | 1349.154 | 1362.588 | 1372.499 | 1383.876 | 1395.345 | 1408.05 | 1420.642 | 1434.31 | 1450.722 | 1469.255 | 1486.128 | 1504.914 | 1520.622 | 1536 | 1551.128 | 1565.486 | 1579.293
LDCEU | Water Heating | 258.9676 | 266.5948 | 281.2559 | 301.9527 | 294.2079 | 293.9585 | 288.0191 | 334.5991 | 315.1297 | 331.9 | 334.3804 | 338.2817 | 327.8959 | 378.9487 | 388.2912 | 369.5484 | 375.7507 | 349.1342 | 358.4256 | 376.8599 | 363.7202 | 385.7441 | 410.3679 | 377.1482 | 399.8417 | 401.459 | 389.7525 | 394.7397 | 413.8969 | 423.6078 | 427.0533 | 429.7859 | 432.7675 | 435.289 | 438.4253 | 440.5306 | 443.402 | 446.4258 | 449.6314 | 453.0109 | 456.8521 | 461.6509 | 467.2354 | 472.404 | 478.2103 | 483.3844 | 488.3444 | 493.4949 | 498.5136 | 503.5797
LDCEU | Other Substitutables | 235.6622 | 252.4977 | 264.1956 | 281.8479 | 272.6559 | 271.214 | 264.2894 | 306.0059 | 286.4909 | 299.3079 | 297.0117 | 294.5865 | 281.1639 | 320.1165 | 323.4484 | 304.3301 | 309.5257 | 288.6575 | 297.335 | 315.2071 | 331.4447 | 298.7718 | 297.5661 | 329.2295 | 262.5532 | 278.051 | 308.0575 | 308.0699 | 318.0639 | 323.2871 | 323.3022 | 318.9747 | 313.6126 | 308.8946 | 306.8641 | 305.2007 | 303.9123 | 302.9985 | 302.5972 | 302.6062 | 302.9577 | 304.0435 | 305.4718 | 306.9337 | 308.5158 | 310.2616 | 311.8431 | 313.4649 | 315.0599 | 316.8303
LDCEU | Refrigeration | 1486.707 | 1820.192 | 1916.068 | 2050.789 | 1985.064 | 1981.94 | 1932.41 | 2250.171 | 2112.729 | 2220.996 | 2217.416 | 2206.469 | 2111.6 | 2409.259 | 2444.927 | 2310.659 | 2345.39 | 2180.773 | 2241.627 | 2347.166 | 2267.182 | 2390.03 | 2532.538 | 2328.439 | 2477.506 | 2484.7 | 2425.438 | 2370.007 | 2393.252 | 2387.45 | 2350.068 | 2270.747 | 2190.963 | 2118.72 | 2053.704 | 1994.341 | 1941.317 | 1894.326 | 1855.372 | 1822.602 | 1795.117 | 1774.933 | 1760.039 | 1747.768 | 1738.599 | 1731.455 | 1725.374 | 1721.145 | 1718.33 | 1717.778
LDCEU | Lighting | 2632.008 | 2733.03 | 2886.11 | 3101.055 | 3013.113 | 3011.466 | 2946.916 | 3427.424 | 3224.546 | 3403.815 | 3426.568 | 3447.208 | 3327.873 | 3828.786 | 3911.424 | 3718.078 | 3778.342 | 3439.981 | 3531.113 | 3710.191 | 3752.614 | 3717.573 | 3863.235 | 3850.662 | 3552.169 | 3726.048 | 3757.894 | 3839.328 | 4042.893 | 4191.763 | 4273.103 | 4345.097 | 4405.428 | 4455.921 | 4500.818 | 4535.18 | 4574.385 | 4615.059 | 4661.271 | 4709.287 | 4760.366 | 4821.512 | 4888.749 | 4952.144 | 5019.264 | 5081.615 | 5139.888 | 5198.387 | 5255.082 | 5312.011
LDCEU | Air Conditioning | 3144.413 | 3082.575 | 3018.071 | 2752.272 | 4348.16 | 3826.69 | 4320.493 | 2960.759 | 4299.876 | 4004.643 | 4432.651 | 4512.692 | 5013.279 | 3931.676 | 4068.889 | 4149.151 | 4791.265 | 5712.879 | 5457.974 | 4848.936 | 4839.947 | 4917.625 | 5174.728 | 5028.583 | 4790.5 | 5028.374 | 4953.524 | 4893.299 | 5154.213 | 5370.968 | 5521.648 | 5670.929 | 5825.742 | 5977.441 | 6133.538 | 6281.507 | 6442.842 | 6611.409 | 6792.592 | 6980.856 | 7181.381 | 7403.599 | 7644.631 | 7884.073 | 8138.869 | 8387.62 | 8639.631 | 8898.562 | 9160.899 | 9428.854
LDCEU | Other Non-Substitutables | 2587.832 | 2679.142 | 2841.678 | 3057.24 | 2979.342 | 2984.97 | 2925.796 | 3415.973 | 3217.249 | 3402.364 | 3456.048 | 3501.369 | 3398.508 | 3930.478 | 4034.222 | 3850.81 | 3922.235 | 3654.952 | 3768.415 | 3952.197 | 3932.819 | 4032.321 | 4258.383 | 4102.911 | 3947.467 | 4148.606 | 4051.265 | 4127.454 | 4353.801 | 4543.061 | 4655.261 | 4756.974 | 4855.797 | 4941.177 | 5022.97 | 5092.117 | 5166.765 | 5241.53 | 5323.468 | 5406.716 | 5495.151 | 5595.658 | 5706.049 | 5809.992 | 5922.137 | 6021.271 | 6119.368 | 6216.68 | 6310.667 | 6402.011
Oregon Industrial Loads (GWh) |  | 1986 | 1987 | 1988 | 1989 | 1990 | 1991 | 1992 | 1993 | 1994 | 1995 | 1996 | 1997 | 1998 | 1999 | 2000 | 2001 | 2002 | 2003 | 2004 | 2005 | 2006 | 2007 | 2008 | 2009 | 2010 | 2011 | 2012 | 2013 | 2014 | 2015 | 2016 | 2017 | 2018 | 2019 | 2020 | 2021 | 2022 | 2023 | 2024 | 2025 | 2026 | 2027 | 2028 | 2029 | 2030 | 2031 | 2032 | 2033 | 2034 | 2035
LDCEU | Total | 12748.38 | 15272.16 | 15553.08 | 17153.04 | 17294.14 | 17561.12 | 17322.11 | 17246.92 | 17323.06 | 18184.65 | 19584.75 | 19030.26 | 16373.39 | 15665.06 | 18143.3 | 15247.77 | 15019.03 | 14464.5 | 14338.69 | 14946.09 | 14827.63 | 13952.62 | 13227.45 | 11495.36 | 10817.15 | 10158.27 | 10091.95 | 12939.46 | 12779.77 | 13298.12 | 13543.62 | 13792.93 | 14029.76 | 14271.18 | 14510.15 | 14739.71 | 14952.43 | 15167.65 | 15382.73 | 15613.39 | 15810.95 | 16008.31 | 16204.11 | 16400.19 | 16610.03 | 16807.82 | 17006.91 | 17206.13 | 17404.32 | 17617.63
LDCEU | Process Heat | 1361.499 | 1874.382 | 2038.874 | 2278.074 | 2396.827 | 2345.39 | 2084.02 | 2056.293 | 2056.756 | 2189.244 | 2386.25 | 2333.126 | 2082.604 | 2079.063 | 2265.544 | 1779.733 | 1730.403 | 1673.269 | 1651.978 | 1765.223 | 1749.076 | 1550.469 | 1564.371 | 1362.811 | 1224.63 | 1139.002 | 1121.947 | 1213.289 | 1098.485 | 1138.609 | 1155.062 | 1171.683 | 1188.461 | 1205.382 | 1222.435 | 1239.646 | 1256.993 | 1274.442 | 1291.982 | 1309.602 | 1327.294 | 1344.954 | 1362.525 | 1379.957 | 1397.43 | 1414.936 | 1432.47 | 1450.026 | 1467.598 | 1484.917
LDCEU | Motors | 7300.56 | 7876.845 | 7586.47 | 8250.104 | 7943.81 | 8360.449 | 8969.652 | 8939.569 | 9047.039 | 9311.766 | 9902.123 | 9522.436 | 7949.894 | 7342.251 | 8900.563 | 7963.198 | 7928.892 | 7613.335 | 7572.681 | 7714.916 | 7524.355 | 7365.852 | 6688.316 | 5834.058 | 5679.441 | 5392.08 | 5372.585 | 5842.984 | 5591.656 | 5771.677 | 5839.431 | 5909.234 | 5980.867 | 6054.137 | 6128.87 | 6204.792 | 6281.836 | 6359.95 | 6439.023 | 6518.955 | 6599.655 | 6680.715 | 6762.037 | 6843.437 | 6925.357 | 7007.741 | 7090.536 | 7173.695 | 7257.175 | 7340.348
LDCEU | Other Subs | 1769.851 | 2005.856 | 1925.684 | 2217.288 | 2283.064 | 2358.7 | 2664.985 | 2806.496 | 2781.935 | 3065.213 | 3307.795 | 3221.127 | 2640.427 | 2355.796 | 3134.493 | 2543.812 | 2485.49 | 2393.499 | 2365.485 | 2528.513 | 2640.98 | 2629.308 | 2433.441 | 1947.162 | 1971.684 | 1825.222 | 1843.476 | 2097.44 | 1968.313 | 2059.085 | 2109.365 | 2159.124 | 2208.366 | 2257.099 | 2305.333 | 2353.099 | 2400.406 | 2447.249 | 2493.641 | 2539.591 | 2585.112 | 2630.037 | 2674.356 | 2718.001 | 2761.273 | 2804.183 | 2846.74 | 2888.954 | 2930.833 | 2971.952
LDCEU | Miscellaneous | 2316.468 | 3515.074 | 4002.053 | 4407.577 | 4670.436 | 4496.583 | 3603.452 | 3444.566 | 3437.329 | 3618.431 | 3988.585 | 3953.572 | 3700.464 | 3887.952 | 3842.702 | 2961.031 | 2874.24 | 2784.395 | 2748.55 | 2937.436 | 2913.221 | 2406.989 | 2541.319 | 2351.325 | 1941.395 | 1801.965 | 1753.944 | 3785.744 | 4121.318 | 4328.745 | 4439.761 | 4552.886 | 4652.064 | 4754.561 | 4853.518 | 4942.167 | 5013.192 | 5086.005 | 5158.084 | 5245.24 | 5298.886 | 5352.602 | 5405.189 | 5458.795 | 5525.971 | 5580.957 | 5637.166 | 5693.46 | 5748.709 | 5820.418
Oregon Transportation Loads (GWh) |  | 1986 | 1987 | 1988 | 1989 | 1990 | 1991 | 1992 | 1993 | 1994 | 1995 | 1996 | 1997 | 1998 | 1999 | 2000 | 2001 | 2002 | 2003 | 2004 | 2005 | 2006 | 2007 | 2008 | 2009 | 2010 | 2011 | 2012 | 2013 | 2014 | 2015 | 2016 | 2017 | 2018 | 2019 | 2020 | 2021 | 2022 | 2023 | 2024 | 2025 | 2026 | 2027 | 2028 | 2029 | 2030 | 2031 | 2032 | 2033 | 2034 | 2035
LDCECC | Transportation | 9.4961 | 9.4791 | 10.7912 | 10.191 | 10.2724 | 11.7336 | 12.0537 | 12.0374 | 12.4606 | 16.0714 | 12.9406 | 12.7021 | 16.4502 | 37.3691 | 39.7573 | 38.765 | 42.2254 | 57.243 | 63.2736 | 62.7841 | 66.7916 | 67.2681 | 70.0138 | 69.4539 | 69.3449 | 70.606 | 69.7478 | 71.8181 | 100.5938 | 116.8102 | 142.0989 | 175.3423 | 215.1334 | 261.3138 | 312.8669 | 369.1913 | 429.1708 | 491.9315 | 557.2065 | 624.6602 | 694.0817 | 761.8661 | 827.2885 | 889.6835 | 947.4473 | 1010.88 | 1054.098 | 1089.863 | 1124.77 | 1146.377
Oregon Streetlighting Loads (GWh) |  | 1986 | 1987 | 1988 | 1989 | 1990 | 1991 | 1992 | 1993 | 1994 | 1995 | 1996 | 1997 | 1998 | 1999 | 2000 | 2001 | 2002 | 2003 | 2004 | 2005 | 2006 | 2007 | 2008 | 2009 | 2010 | 2011 | 2012 | 2013 | 2014 | 2015 | 2016 | 2017 | 2018 | 2019 | 2020 | 2021 | 2022 | 2023 | 2024 | 2025 | 2026 | 2027 | 2028 | 2029 | 2030 | 2031 | 2032 | 2033 | 2034 | 2035
LDCECC | Streetlighting | 902.9255 | 914.9221 | 921.7382 | 955.5307 | 948.9244 | 959.8124 | 980.2677 | 1008.143 | 1028.62 | 883.9952 | 883.0078 | 879.2208 | 881.3608 | 900.053 | 811.3825 | 806.8108 | 855.2564 | 855.2394 | 854.7229 | 787.5969 | 753.7868 | 760.8051 | 793.3336 | 792.5392 | 796.172 | 814.9086 | 810.3091 | 814.5671 | 818.7159 | 822.6892 | 826.4875 | 830.1779 | 833.6279 | 837.0369 | 840.3721 | 843.6667 | 846.8549 | 850.0027 | 853.0775 | 856.0135 | 858.9757 | 861.8326 | 864.6499 | 867.3624 | 870.0031 | 872.8013 | 875.5604 | 878.2803 | 880.994 | 883.7014
Oregon Average Residential Cogeneration Loads (MW) |  | 1986 | 1987 | 1988 | 1989 | 1990 | 1991 | 1992 | 1993 | 1994 | 1995 | 1996 | 1997 | 1998 | 1999 | 2000 | 2001 | 2002 | 2003 | 2004 | 2005 | 2006 | 2007 | 2008 | 2009 | 2010 | 2011 | 2012 | 2013 | 2014 | 2015 | 2016 | 2017 | 2018 | 2019 | 2020 | 2021 | 2022 | 2023 | 2024 | 2025 | 2026 | 2027 | 2028 | 2029 | 2030 | 2031 | 2032 | 2033 | 2034 | 2035
CgLDC | Annual | 0 | 0 | 0 | 0 | 0 | 0 | 0.0051 | 0.0077 | 0.0102 | 0.0141 | 0.0205 | 0.0264 | 0.0349 | 0.0457 | 0.0555 | 0.0741 | 0.0993 | 0.1276 | 0.162 | 0.2273 | 0.4683 | 0.8525 | 1.6341 | 2.3804 | 3.7367 | 6.3824 | 8.8339 | 10.1386 | 13.5624 | 15.9668 | 21.6451 | 23.9423 | 25.2194 | 26.6887 | 28.3637 | 30.2238 | 32.348 | 34.0526 | 35.8996 | 37.922 | 40.122 | 42.5234 | 44.4963 | 46.5619 | 48.7945 | 51.0945 | 53.5381 | 55.1325 | 56.8105 | 58.5738
CgLDC | January | 0 | 0 | 0 | 0 | 0 | 0 | 0.0025 | 0.0038 | 0.0051 | 0.007 | 0.0102 | 0.0131 | 0.0173 | 0.0226 | 0.0275 | 0.0367 | 0.0492 | 0.0632 | 0.0803 | 0.1126 | 0.232 | 0.4224 | 0.8098 | 1.1796 | 1.8517 | 3.1628 | 4.3777 | 5.0242 | 6.7209 | 7.9124 | 10.7263 | 11.8647 | 12.4976 | 13.2257 | 14.0557 | 14.9775 | 16.0301 | 16.8749 | 17.7902 | 18.7924 | 19.8826 | 21.0726 | 22.0503 | 23.0739 | 24.1802 | 25.32 | 26.531 | 27.3211 | 28.1526 | 29.0264
CgLDC | February | 0 | 0 | 0 | 0 | 0 | 0 | 0.0034 | 0.0052 | 0.0069 | 0.0095 | 0.0138 | 0.0178 | 0.0235 | 0.0308 | 0.0374 | 0.0499 | 0.0669 | 0.0859 | 0.109 | 0.153 | 0.3153 | 0.574 | 1.1002 | 1.6027 | 2.5158 | 4.2972 | 5.9478 | 6.8261 | 9.1314 | 10.7502 | 14.5733 | 16.12 | 16.9798 | 17.9691 | 19.0969 | 20.3492 | 21.7794 | 22.9271 | 24.1707 | 25.5323 | 27.0135 | 28.6304 | 29.9587 | 31.3494 | 32.8526 | 34.4012 | 36.0464 | 37.1199 | 38.2496 | 39.4369
CgLDC | March | 0 | 0 | 0 | 0 | 0 | 0 | 0.0052 | 0.0078 | 0.0104 | 0.0144 | 0.0209 | 0.0269 | 0.0355 | 0.0465 | 0.0565 | 0.0754 | 0.1011 | 0.1299 | 0.1649 | 0.2314 | 0.4766 | 0.8677 | 1.6633 | 2.4229 | 3.8034 | 6.4964 | 8.9917 | 10.3196 | 13.8046 | 16.252 | 22.0316 | 24.3698 | 25.6698 | 27.1653 | 28.8702 | 30.7635 | 32.9256 | 34.6607 | 36.5407 | 38.5992 | 40.8385 | 43.2828 | 45.2909 | 47.3934 | 49.6658 | 52.0069 | 54.4941 | 56.117 | 57.8249 | 59.6198
CgLDC | April | 0 | 0 | 0 | 0 | 0 | 0 | 0.006 | 0.009 | 0.012 | 0.0166 | 0.0242 | 0.031 | 0.041 | 0.0537 | 0.0653 | 0.0871 | 0.1169 | 0.1501 | 0.1905 | 0.2674 | 0.5509 | 1.0028 | 1.9224 | 2.8003 | 4.3959 | 7.5083 | 10.3923 | 11.9271 | 15.955 | 18.7836 | 25.4635 | 28.166 | 29.6684 | 31.3969 | 33.3674 | 35.5556 | 38.0545 | 40.0599 | 42.2327 | 44.6119 | 47.2 | 50.025 | 52.3459 | 54.776 | 57.4023 | 60.1081 | 62.9828 | 64.8584 | 66.8325 | 68.9069
CgLDC | May | 0 | 0 | 0 | 0 | 0 | 0 | 0.007 | 0.0105 | 0.014 | 0.0193 | 0.0281 | 0.0361 | 0.0478 | 0.0626 | 0.0761 | 0.1014 | 0.1361 | 0.1748 | 0.2218 | 0.3114 | 0.6414 | 1.1677 | 2.2384 | 3.2606 | 5.1184 | 8.7425 | 12.1005 | 13.8876 | 18.5775 | 21.871 | 29.649 | 32.7956 | 34.5449 | 36.5575 | 38.8519 | 41.3998 | 44.3095 | 46.6445 | 49.1744 | 51.9447 | 54.9582 | 58.2476 | 60.9499 | 63.7794 | 66.8375 | 69.988 | 73.3352 | 75.5191 | 77.8176 | 80.233
CgLDC | June | 0 | 0 | 0 | 0 | 0 | 0 | 0.0073 | 0.011 | 0.0146 | 0.0202 | 0.0294 | 0.0378 | 0.05 | 0.0654 | 0.0796 | 0.1061 | 0.1423 | 0.1828 | 0.232 | 0.3256 | 0.6708 | 1.2212 | 2.3409 | 3.4099 | 5.3528 | 9.1429 | 12.6547 | 14.5236 | 19.4284 | 22.8728 | 31.007 | 34.2977 | 36.1272 | 38.232 | 40.6315 | 43.296 | 46.339 | 48.7809 | 51.4267 | 54.3239 | 57.4754 | 60.9154 | 63.7416 | 66.7007 | 69.8988 | 73.1937 | 76.6942 | 78.9781 | 81.3819 | 83.9079
CgLDC | July | 0 | 0 | 0 | 0 | 0 | 0 | 0.008 | 0.012 | 0.016 | 0.0221 | 0.0322 | 0.0413 | 0.0546 | 0.0716 | 0.087 | 0.116 | 0.1557 | 0.2 | 0.2538 | 0.3562 | 0.7338 | 1.3358 | 2.5606 | 3.73 | 5.8552 | 10.001 | 13.8425 | 15.8868 | 21.2519 | 25.0195 | 33.9172 | 37.5168 | 39.518 | 41.8203 | 44.445 | 47.3597 | 50.6883 | 53.3594 | 56.2535 | 59.4226 | 62.8699 | 66.6328 | 69.7243 | 72.961 | 76.4593 | 80.0635 | 83.8925 | 86.3908 | 89.0202 | 91.7833
CgLDC | August | 0 | 0 | 0 | 0 | 0 | 0 | 0.0069 | 0.0104 | 0.0138 | 0.019 | 0.0277 | 0.0356 | 0.0471 | 0.0617 | 0.075 | 0.1 | 0.1342 | 0.1723 | 0.2187 | 0.307 | 0.6324 | 1.1513 | 2.207 | 3.2149 | 5.0466 | 8.6199 | 11.9309 | 13.6928 | 18.317 | 21.5643 | 29.2333 | 32.3358 | 34.0606 | 36.045 | 38.3072 | 40.8193 | 43.6882 | 45.9905 | 48.485 | 51.2164 | 54.1876 | 57.4309 | 60.0954 | 62.8852 | 65.9003 | 69.0068 | 72.307 | 74.4603 | 76.7266 | 79.1081
CgLDC | September | 0 | 0 | 0 | 0 | 0 | 0 | 0.0058 | 0.0088 | 0.0117 | 0.0162 | 0.0236 | 0.0303 | 0.04 | 0.0524 | 0.0637 | 0.0849 | 0.1139 | 0.1464 | 0.1857 | 0.2607 | 0.537 | 0.9777 | 1.8741 | 2.73 | 4.2855 | 7.3198 | 10.1314 | 11.6277 | 15.5545 | 18.312 | 24.8243 | 27.4589 | 28.9236 | 30.6087 | 32.5297 | 34.663 | 37.0992 | 39.0542 | 41.1725 | 43.492 | 46.0151 | 48.7692 | 51.0318 | 53.4009 | 55.9613 | 58.5992 | 61.4017 | 63.2302 | 65.1547 | 67.177
CgLDC | October | 0 | 0 | 0 | 0 | 0 | 0 | 0.0043 | 0.0065 | 0.0087 | 0.012 | 0.0174 | 0.0224 | 0.0296 | 0.0388 | 0.0472 | 0.0629 | 0.0844 | 0.1084 | 0.1376 | 0.1931 | 0.3978 | 0.7241 | 1.3881 | 2.022 | 3.1742 | 5.4216 | 7.5041 | 8.6123 | 11.5207 | 13.5632 | 18.3866 | 20.338 | 21.4229 | 22.6709 | 24.0938 | 25.6738 | 27.4783 | 28.9263 | 30.4952 | 32.2132 | 34.082 | 36.1219 | 37.7978 | 39.5524 | 41.4489 | 43.4027 | 45.4784 | 46.8328 | 48.2582 | 49.7561
CgLDC | November | 0 | 0 | 0 | 0 | 0 | 0 | 0.0025 | 0.0038 | 0.005 | 0.0069 | 0.0101 | 0.013 | 0.0171 | 0.0224 | 0.0273 | 0.0364 | 0.0488 | 0.0627 | 0.0795 | 0.1116 | 0.2299 | 0.4186 | 0.8024 | 1.1688 | 1.8348 | 3.1339 | 4.3377 | 4.9783 | 6.6595 | 7.8401 | 10.6282 | 11.7562 | 12.3833 | 13.1047 | 13.9272 | 14.8405 | 15.8836 | 16.7206 | 17.6275 | 18.6206 | 19.7008 | 20.88 | 21.8487 | 22.863 | 23.9592 | 25.0886 | 26.2884 | 27.0713 | 27.8952 | 28.7611
CgLDC | December | 0 | 0 | 0 | 0 | 0 | 0 | 0.0021 | 0.0031 | 0.0041 | 0.0057 | 0.0083 | 0.0107 | 0.0142 | 0.0185 | 0.0226 | 0.0301 | 0.0403 | 0.0518 | 0.0658 | 0.0923 | 0.1901 | 0.3461 | 0.6635 | 0.9666 | 1.5173 | 2.5916 | 3.587 | 4.1168 | 5.5071 | 6.4834 | 8.789 | 9.7218 | 10.2404 | 10.837 | 11.5171 | 12.2724 | 13.1349 | 13.8271 | 14.5771 | 15.3983 | 16.2916 | 17.2667 | 18.0678 | 18.9065 | 19.8131 | 20.747 | 21.7392 | 22.3866 | 23.068 | 23.784
Oregon Peak Residential Cogeneration Loads (MW) |  | 1986 | 1987 | 1988 | 1989 | 1990 | 1991 | 1992 | 1993 | 1994 | 1995 | 1996 | 1997 | 1998 | 1999 | 2000 | 2001 | 2002 | 2003 | 2004 | 2005 | 2006 | 2007 | 2008 | 2009 | 2010 | 2011 | 2012 | 2013 | 2014 | 2015 | 2016 | 2017 | 2018 | 2019 | 2020 | 2021 | 2022 | 2023 | 2024 | 2025 | 2026 | 2027 | 2028 | 2029 | 2030 | 2031 | 2032 | 2033 | 2034 | 2035
CgLDC | Annual | 0 | 0 | 0 | 0 | 0 | 0 | 0.0042 | 0.0066 | 0.0084 | 0.0118 | 0.017 | 0.0215 | 0.0289 | 0.0391 | 0.048 | 0.0625 | 0.0887 | 0.1101 | 0.1376 | 0.1974 | 0.4305 | 0.7539 | 1.4871 | 2.1011 | 3.4139 | 5.4932 | 7.8001 | 8.9521 | 11.9753 | 14.0983 | 19.1121 | 21.1404 | 22.2681 | 23.5654 | 25.0444 | 26.6868 | 28.5624 | 30.0676 | 31.6984 | 33.4842 | 35.4267 | 37.5471 | 39.2891 | 41.113 | 43.0842 | 45.1151 | 47.2728 | 48.6806 | 50.1622 | 51.7192
CgLDC | January | 0 | 0 | 0 | 0 | 0 | 0 | 0 | 0 | 0.0001 | 0.0001 | 0.0001 | 0.0001 | 0.0002 | 0.0002 | 0.0003 | 0.0004 | 0.0005 | 0.0006 | 0.001 | 0.0012 | 0.0025 | 0.0052 | 0.0099 | 0.0141 | 0.0202 | 0.0374 | 0.0498 | 0.0572 | 0.0765 | 0.09 | 0.1221 | 0.135 | 0.1422 | 0.1505 | 0.1599 | 0.1704 | 0.1824 | 0.192 | 0.2024 | 0.2138 | 0.2262 | 0.2398 | 0.2509 | 0.2626 | 0.2751 | 0.2881 | 0.3019 | 0.3109 | 0.3203 | 0.3303
CgLDC | February | 0 | 0 | 0 | 0 | 0 | 0 | 0.0006 | 0.0008 | 0.0011 | 0.0015 | 0.0024 | 0.0027 | 0.0033 | 0.0045 | 0.0052 | 0.008 | 0.0098 | 0.0135 | 0.0163 | 0.023 | 0.0547 | 0.0973 | 0.1744 | 0.261 | 0.3989 | 0.7435 | 0.9479 | 1.0879 | 1.4553 | 1.7133 | 2.3226 | 2.569 | 2.7061 | 2.8637 | 3.0435 | 3.2431 | 3.471 | 3.6539 | 3.8521 | 4.0691 | 4.3052 | 4.5628 | 4.7745 | 4.9962 | 5.2357 | 5.4825 | 5.7447 | 5.9158 | 6.0959 | 6.2851
CgLDC | March | 0 | 0 | 0 | 0 | 0 | 0 | 0.0018 | 0.0027 | 0.0037 | 0.0051 | 0.0075 | 0.0094 | 0.0124 | 0.0157 | 0.0185 | 0.0262 | 0.0354 | 0.0441 | 0.0551 | 0.0716 | 0.179 | 0.3239 | 0.5985 | 0.9687 | 1.4122 | 2.35 | 3.4073 | 3.9106 | 5.2312 | 6.1586 | 8.3487 | 9.2348 | 9.7274 | 10.2941 | 10.9402 | 11.6576 | 12.477 | 13.1344 | 13.8469 | 14.6269 | 15.4755 | 16.4017 | 17.1627 | 17.9594 | 18.8205 | 19.7077 | 20.6502 | 21.2652 | 21.9124 | 22.5925
CgLDC | April | 0 | 0 | 0 | 0 | 0 | 0 | 0.0051 | 0.0076 | 0.0103 | 0.0143 | 0.0194 | 0.0268 | 0.0343 | 0.0454 | 0.0537 | 0.0774 | 0.0973 | 0.1309 | 0.1581 | 0.2236 | 0.4741 | 0.8917 | 1.7868 | 2.4328 | 3.8631 | 6.496 | 8.7851 | 10.0826 | 13.4875 | 15.8787 | 21.5256 | 23.8101 | 25.0801 | 26.5413 | 28.2071 | 30.0568 | 32.1693 | 33.8645 | 35.7013 | 37.7126 | 39.9004 | 42.2885 | 44.2505 | 46.3047 | 48.5249 | 50.8123 | 53.2424 | 54.8279 | 56.4967 | 58.2503
CgLDC | May | 0 | 0 | 0 | 0 | 0 | 0 | 0.0073 | 0.0109 | 0.0146 | 0.0202 | 0.0308 | 0.0396 | 0.05 | 0.0691 | 0.0824 | 0.1127 | 0.16 | 0.1903 | 0.2281 | 0.3344 | 0.7541 | 1.3226 | 2.5461 | 3.7281 | 6.0048 | 9.5643 | 13.3546 | 15.3269 | 20.5029 | 24.1378 | 32.7218 | 36.1946 | 38.1253 | 40.3464 | 42.8787 | 45.6905 | 48.9018 | 51.4788 | 54.271 | 57.3284 | 60.6542 | 64.2845 | 67.2669 | 70.3897 | 73.7647 | 77.2418 | 80.9358 | 83.3461 | 85.8828 | 88.5486
CgLDC | June | 0 | 0 | 0 | 0 | 0 | 0 | 0.0128 | 0.0202 | 0.0258 | 0.0359 | 0.0498 | 0.0629 | 0.0843 | 0.1177 | 0.1495 | 0.1912 | 0.2763 | 0.3389 | 0.4231 | 0.5843 | 1.3492 | 2.1684 | 4.571 | 5.8922 | 9.8032 | 15.6702 | 22.1226 | 25.3897 | 33.964 | 39.9853 | 54.2053 | 59.958 | 63.1563 | 66.8357 | 71.0305 | 75.6885 | 81.0082 | 85.277 | 89.9024 | 94.9671 | 100.4764 | 106.4902 | 111.4308 | 116.6037 | 122.1946 | 127.9546 | 134.074 | 138.0667 | 142.2689 | 146.6848
CgLDC | July | 0 | 0 | 0 | 0 | 0 | 0 | 0.0115 | 0.0192 | 0.0234 | 0.0331 | 0.0484 | 0.0585 | 0.0836 | 0.1109 | 0.1378 | 0.1697 | 0.2488 | 0.3174 | 0.3912 | 0.5809 | 1.2548 | 2.2247 | 4.1413 | 6.2497 | 9.875 | 15.5878 | 22.6904 | 26.0413 | 34.8357 | 41.0116 | 55.5964 | 61.4969 | 64.7772 | 68.5511 | 72.8535 | 77.6311 | 83.0872 | 87.4657 | 92.2098 | 97.4044 | 103.0552 | 109.2233 | 114.2907 | 119.5964 | 125.3307 | 131.2386 | 137.515 | 141.6102 | 145.9203 | 150.4495
CgLDC | August | 0 | 0 | 0 | 0 | 0 | 0 | 0.0098 | 0.0165 | 0.0201 | 0.0284 | 0.0416 | 0.0526 | 0.0713 | 0.0972 | 0.1179 | 0.15 | 0.215 | 0.2596 | 0.3465 | 0.5057 | 0.9897 | 1.8281 | 3.6763 | 5.1458 | 8.7841 | 14.121 | 20.3472 | 23.3521 | 31.2384 | 36.7764 | 49.8552 | 55.1463 | 58.0879 | 61.4721 | 65.3302 | 69.6144 | 74.5071 | 78.4334 | 82.6876 | 87.3458 | 92.413 | 97.9442 | 102.4883 | 107.2461 | 112.3882 | 117.686 | 123.3143 | 126.9866 | 130.8516 | 134.9131
CgLDC | September | 0 | 0 | 0 | 0 | 0 | 0 | 0 | 0 | 0 | 0 | 0 | 0 | 0 | 0 | 0 | 0 | 0 | 0 | 0 | 0 | 0 | 0 | 0 | 0 | 0 | 0 | 0 | 0 | 0 | 0 | 0 | 0 | 0 | 0 | 0 | 0 | 0 | 0 | 0 | 0 | 0 | 0 | 0 | 0 | 0 | 0 | 0 | 0 | 0 | 0
CgLDC | October | 0 | 0 | 0 | 0 | 0 | 0 | 0.0007 | 0.001 | 0.0014 | 0.0019 | 0.0026 | 0.0034 | 0.0045 | 0.0057 | 0.0068 | 0.0092 | 0.0143 | 0.0175 | 0.0205 | 0.0275 | 0.0746 | 0.123 | 0.2266 | 0.3395 | 0.5144 | 0.8947 | 1.2241 | 1.4049 | 1.8794 | 2.2126 | 2.9994 | 3.3177 | 3.4947 | 3.6983 | 3.9304 | 4.1882 | 4.4825 | 4.7187 | 4.9747 | 5.2549 | 5.5598 | 5.8926 | 6.1659 | 6.4522 | 6.7616 | 7.0803 | 7.4189 | 7.6398 | 7.8724 | 8.1167
CgLDC | November | 0 | 0 | 0 | 0 | 0 | 0 | 0 | 0 | 0 | 0 | 0 | 0 | 0 | 0 | 0 | 0 | 0 | 0 | 0 | 0 | 0 | 0 | 0 | 0 | 0 | 0 | 0 | 0 | 0 | 0 | 0 | 0 | 0 | 0 | 0 | 0 | 0 | 0 | 0 | 0 | 0 | 0 | 0 | 0 | 0 | 0 | 0 | 0 | 0 | 0
CgLDC | December | 0 | 0 | 0 | 0 | 0 | 0 | 0 | 0 | 0 | 0 | 0 | 0 | 0 | 0 | 0 | 0 | 0 | 0 | 0 | 0 | 0 | 0 | 0 | 0 | 0 | 0 | 0 | 0 | 0 | 0 | 0 | 0 | 0 | 0 | 0 | 0 | 0 | 0 | 0 | 0 | 0 | 0 | 0 | 0 | 0 | 0 | 0 | 0 | 0 | 0
Oregon Minimum Residential Cogeneration Loads (MW) |  | 1986 | 1987 | 1988 | 1989 | 1990 | 1991 | 1992 | 1993 | 1994 | 1995 | 1996 | 1997 | 1998 | 1999 | 2000 | 2001 | 2002 | 2003 | 2004 | 2005 | 2006 | 2007 | 2008 | 2009 | 2010 | 2011 | 2012 | 2013 | 2014 | 2015 | 2016 | 2017 | 2018 | 2019 | 2020 | 2021 | 2022 | 2023 | 2024 | 2025 | 2026 | 2027 | 2028 | 2029 | 2030 | 2031 | 2032 | 2033 | 2034 | 2035
CgLDC | Annual | 0 | 0 | 0 | 0 | 0 | 0 | 0 | 0 | 0 | 0 | 0.0001 | 0.0001 | 0.0001 | 0.0001 | 0.0002 | 0.0002 | 0.0003 | 0.0004 | 0.0005 | 0.0007 | 0.0014 | 0.0025 | 0.0049 | 0.007 | 0.011 | 0.0193 | 0.0272 | 0.0313 | 0.0418 | 0.0492 | 0.0668 | 0.0738 | 0.0778 | 0.0823 | 0.0875 | 0.0932 | 0.0998 | 0.105 | 0.1107 | 0.117 | 0.1238 | 0.1312 | 0.1372 | 0.1436 | 0.1505 | 0.1576 | 0.1651 | 0.1701 | 0.1752 | 0.1807
CgLDC | January | 0 | 0 | 0 | 0 | 0 | 0 | 0 | 0 | 0 | 0 | 0 | 0 | 0 | 0 | 0 | 0 | 0 | 0 | 0 | 0 | 0 | 0 | 0 | 0 | 0 | 0 | 0 | 0 | 0 | 0 | 0 | 0 | 0 | 0 | 0 | 0 | 0 | 0 | 0 | 0 | 0 | 0 | 0 | 0 | 0 | 0 | 0 | 0 | 0 | 0
CgLDC | February | 0 | 0 | 0 | 0 | 0 | 0 | 0 | 0 | 0 | 0 | 0 | 0 | 0 | 0 | 0 | 0 | 0 | 0 | 0 | 0 | 0 | 0 | 0 | 0 | 0 | 0 | 0 | 0 | 0 | 0 | 0 | 0 | 0 | 0 | 0 | 0 | 0 | 0 | 0 | 0 | 0 | 0 | 0 | 0 | 0 | 0 | 0 | 0 | 0 | 0
CgLDC | March | 0 | 0 | 0 | 0 | 0 | 0 | 0 | 0 | 0 | 0 | 0 | 0 | 0 | 0 | 0 | 0 | 0 | 0 | 0 | 0 | 0 | 0 | 0 | 0 | 0 | 0 | 0 | 0 | 0 | 0 | 0 | 0 | 0 | 0 | 0 | 0 | 0 | 0 | 0 | 0 | 0 | 0 | 0 | 0 | 0 | 0 | 0 | 0 | 0 | 0
CgLDC | April | 0 | 0 | 0 | 0 | 0 | 0 | 0 | 0 | 0 | 0 | 0 | 0 | 0 | 0 | 0 | 0 | 0 | 0 | 0 | 0 | 0 | 0 | 0 | 0 | 0 | 0 | 0 | 0 | 0 | 0 | 0 | 0 | 0 | 0 | 0 | 0 | 0 | 0 | 0 | 0 | 0 | 0 | 0 | 0 | 0 | 0 | 0 | 0 | 0 | 0
CgLDC | May | 0 | 0 | 0 | 0 | 0 | 0 | 0 | 0 | 0 | 0 | 0 | 0 | 0 | 0 | 0 | 0 | 0 | 0 | 0 | 0 | 0 | 0 | 0 | 0 | 0 | 0 | 0 | 0 | 0 | 0 | 0 | 0 | 0 | 0 | 0 | 0 | 0 | 0 | 0 | 0 | 0 | 0 | 0 | 0 | 0 | 0 | 0 | 0 | 0 | 0
CgLDC | June | 0 | 0 | 0 | 0 | 0 | 0 | 0 | 0 | 0 | 0 | 0 | 0 | 0 | 0 | 0 | 0 | 0 | 0 | 0 | 0 | 0 | 0 | 0 | 0 | 0 | 0 | 0 | 0 | 0 | 0 | 0 | 0 | 0 | 0 | 0 | 0 | 0 | 0 | 0 | 0 | 0 | 0 | 0 | 0 | 0 | 0 | 0 | 0 | 0 | 0
CgLDC | July | 0 | 0 | 0 | 0 | 0 | 0 | 0.0002 | 0.0003 | 0.0003 | 0.0005 | 0.0007 | 0.0009 | 0.0012 | 0.0016 | 0.0019 | 0.0024 | 0.0034 | 0.0042 | 0.0055 | 0.0078 | 0.0162 | 0.0292 | 0.058 | 0.0821 | 0.1292 | 0.227 | 0.3208 | 0.3682 | 0.4925 | 0.5799 | 0.7861 | 0.8695 | 0.9159 | 0.9692 | 1.0301 | 1.0976 | 1.1748 | 1.2367 | 1.3038 | 1.3772 | 1.4571 | 1.5443 | 1.616 | 1.691 | 1.7721 | 1.8556 | 1.9443 | 2.0022 | 2.0632 | 2.1272
CgLDC | August | 0 | 0 | 0 | 0 | 0 | 0 | 0 | 0 | 0 | 0 | 0 | 0 | 0 | 0 | 0 | 0 | 0 | 0 | 0 | 0 | 0 | 0 | 0 | 0 | 0 | 0 | 0 | 0 | 0 | 0 | 0 | 0 | 0 | 0 | 0 | 0 | 0 | 0 | 0 | 0 | 0 | 0 | 0 | 0 | 0 | 0 | 0 | 0 | 0 | 0
CgLDC | September | 0 | 0 | 0 | 0 | 0 | 0 | 0 | 0 | 0 | 0 | 0 | 0 | 0 | 0 | 0 | 0 | 0 | 0 | 0 | 0 | 0 | 0 | 0 | 0 | 0 | 0 | 0 | 0 | 0 | 0 | 0 | 0 | 0 | 0 | 0 | 0 | 0 | 0 | 0 | 0 | 0 | 0 | 0 | 0 | 0 | 0 | 0 | 0 | 0 | 0
CgLDC | October | 0 | 0 | 0 | 0 | 0 | 0 | 0 | 0 | 0 | 0 | 0 | 0 | 0 | 0 | 0 | 0 | 0 | 0 | 0 | 0 | 0 | 0 | 0 | 0 | 0 | 0 | 0 | 0 | 0 | 0 | 0 | 0 | 0 | 0 | 0 | 0 | 0 | 0 | 0 | 0 | 0 | 0 | 0 | 0 | 0 | 0 | 0 | 0 | 0 | 0
CgLDC | November | 0 | 0 | 0 | 0 | 0 | 0 | 0 | 0 | 0 | 0 | 0 | 0 | 0 | 0 | 0 | 0 | 0 | 0 | 0 | 0 | 0 | 0 | 0 | 0 | 0 | 0 | 0 | 0 | 0 | 0 | 0 | 0 | 0 | 0 | 0 | 0 | 0 | 0 | 0 | 0 | 0 | 0 | 0 | 0 | 0 | 0 | 0 | 0 | 0 | 0
CgLDC | December | 0 | 0 | 0 | 0 | 0 | 0 | 0 | 0 | 0 | 0 | 0 | 0 | 0 | 0 | 0 | 0 | 0 | 0 | 0 | 0 | 0 | 0 | 0 | 0 | 0 | 0 | 0 | 0 | 0 | 0 | 0 | 0 | 0 | 0 | 0 | 0 | 0 | 0 | 0 | 0 | 0 | 0 | 0 | 0 | 0 | 0 | 0 | 0 | 0 | 0
Oregon Residential Electric Generation from Cogeneration (GWh) |  | 1986 | 1987 | 1988 | 1989 | 1990 | 1991 | 1992 | 1993 | 1994 | 1995 | 1996 | 1997 | 1998 | 1999 | 2000 | 2001 | 2002 | 2003 | 2004 | 2005 | 2006 | 2007 | 2008 | 2009 | 2010 | 2011 | 2012 | 2013 | 2014 | 2015 | 2016 | 2017 | 2018 | 2019 | 2020 | 2021 | 2022 | 2023 | 2024 | 2025 | 2026 | 2027 | 2028 | 2029 | 2030 | 2031 | 2032 | 2033 | 2034 | 2035
CgEG | Total | 0 | 0 | 0 | 0 | 0 | 0 | 0.0446 | 0.0672 | 0.0895 | 0.1235 | 0.1799 | 0.2311 | 0.3055 | 0.4001 | 0.4865 | 0.6488 | 0.8703 | 1.1179 | 1.4188 | 1.9912 | 4.102 | 7.4676 | 14.3147 | 20.8522 | 32.7333 | 55.9099 | 77.3853 | 88.8138 | 118.807 | 139.8696 | 189.6113 | 209.7346 | 220.9221 | 233.793 | 248.4663 | 264.7602 | 283.3684 | 298.301 | 314.4807 | 332.1971 | 351.4689 | 372.5053 | 389.7876 | 407.8826 | 427.4395 | 447.5881 | 468.9939 | 482.9605 | 497.66 | 513.1068
CgEG | Electric | 0 | 0 | 0 | 0 | 0 | 0 | 0 | 0 | 0 | 0 | 0 | 0 | 0 | 0 | 0 | 0 | 0 | 0 | 0 | 0 | 0 | 0 | 0 | 0 | 0 | 0 | 0 | 0 | 0 | 0 | 0 | 0 | 0 | 0 | 0 | 0 | 0 | 0 | 0 | 0 | 0 | 0 | 0 | 0 | 0 | 0 | 0 | 0 | 0 | 0
CgEG | Gas | 0 | 0 | 0 | 0 | 0 | 0 | 0 | 0 | 0 | 0 | 0 | 0 | 0 | 0 | 0 | 0 | 0 | 0 | 0 | 0 | 0 | 0 | 0 | 0 | 0 | 0 | 0 | 0 | 0 | 0 | 0 | 0 | 0 | 0 | 0 | 0 | 0 | 0 | 0 | 0 | 0 | 0 | 0 | 0 | 0 | 0 | 0 | 0 | 0 | 0
CgEG | Coal | 0 | 0 | 0 | 0 | 0 | 0 | 0 | 0 | 0 | 0 | 0 | 0 | 0 | 0 | 0 | 0 | 0 | 0 | 0 | 0 | 0 | 0 | 0 | 0 | 0 | 0 | 0 | 0 | 0 | 0 | 0 | 0 | 0 | 0 | 0 | 0 | 0 | 0 | 0 | 0 | 0 | 0 | 0 | 0 | 0 | 0 | 0 | 0 | 0 | 0
CgEG | Oil | 0 | 0 | 0 | 0 | 0 | 0 | 0 | 0 | 0 | 0 | 0 | 0 | 0 | 0 | 0 | 0 | 0 | 0 | 0 | 0 | 0 | 0 | 0 | 0 | 0 | 0 | 0 | 0 | 0 | 0 | 0 | 0 | 0 | 0 | 0 | 0 | 0 | 0 | 0 | 0 | 0 | 0 | 0 | 0 | 0 | 0 | 0 | 0 | 0 | 0
CgEG | Biomass | 0 | 0 | 0 | 0 | 0 | 0 | 0 | 0 | 0 | 0 | 0 | 0 | 0 | 0 | 0 | 0 | 0 | 0 | 0 | 0 | 0 | 0 | 0 | 0 | 0 | 0 | 0 | 0 | 0 | 0 | 0 | 0 | 0 | 0 | 0 | 0 | 0 | 0 | 0 | 0 | 0 | 0 | 0 | 0 | 0 | 0 | 0 | 0 | 0 | 0
CgEG | Solar | 0 | 0 | 0 | 0 | 0 | 0 | 0.0446 | 0.0672 | 0.0895 | 0.1235 | 0.1799 | 0.2311 | 0.3055 | 0.4001 | 0.4865 | 0.6488 | 0.8703 | 1.1179 | 1.4188 | 1.9912 | 4.102 | 7.4676 | 14.3147 | 20.8522 | 32.7333 | 55.9099 | 77.3853 | 88.8138 | 118.807 | 139.8696 | 189.6113 | 209.7346 | 220.9221 | 233.793 | 248.4663 | 264.7602 | 283.3684 | 298.301 | 314.4807 | 332.1971 | 351.4689 | 372.5053 | 389.7876 | 407.8826 | 427.4395 | 447.5881 | 468.9939 | 482.9605 | 497.66 | 513.1068
CgEG | LPG | 0 | 0 | 0 | 0 | 0 | 0 | 0 | 0 | 0 | 0 | 0 | 0 | 0 | 0 | 0 | 0 | 0 | 0 | 0 | 0 | 0 | 0 | 0 | 0 | 0 | 0 | 0 | 0 | 0 | 0 | 0 | 0 | 0 | 0 | 0 | 0 | 0 | 0 | 0 | 0 | 0 | 0 | 0 | 0 | 0 | 0 | 0 | 0 | 0 | 0
CgEG | Steam | 0 | 0 | 0 | 0 | 0 | 0 | 0 | 0 | 0 | 0 | 0 | 0 | 0 | 0 | 0 | 0 | 0 | 0 | 0 | 0 | 0 | 0 | 0 | 0 | 0 | 0 | 0 | 0 | 0 | 0 | 0 | 0 | 0 | 0 | 0 | 0 | 0 | 0 | 0 | 0 | 0 | 0 | 0 | 0 | 0 | 0 | 0 | 0 | 0 | 0
CgEG | Heat Pump | 0 | 0 | 0 | 0 | 0 | 0 | 0 | 0 | 0 | 0 | 0 | 0 | 0 | 0 | 0 | 0 | 0 | 0 | 0 | 0 | 0 | 0 | 0 | 0 | 0 | 0 | 0 | 0 | 0 | 0 | 0 | 0 | 0 | 0 | 0 | 0 | 0 | 0 | 0 | 0 | 0 | 0 | 0 | 0 | 0 | 0 | 0 | 0 | 0 | 0
CgEG | Ductless Heat Pump | 0 | 0 | 0 | 0 | 0 | 0 | 0 | 0 | 0 | 0 | 0 | 0 | 0 | 0 | 0 | 0 | 0 | 0 | 0 | 0 | 0 | 0 | 0 | 0 | 0 | 0 | 0 | 0 | 0 | 0 | 0 | 0 | 0 | 0 | 0 | 0 | 0 | 0 | 0 | 0 | 0 | 0 | 0 | 0 | 0 | 0 | 0 | 0 | 0 | 0
CgEG | Baseboard | 0 | 0 | 0 | 0 | 0 | 0 | 0 | 0 | 0 | 0 | 0 | 0 | 0 | 0 | 0 | 0 | 0 | 0 | 0 | 0 | 0 | 0 | 0 | 0 | 0 | 0 | 0 | 0 | 0 | 0 | 0 | 0 | 0 | 0 | 0 | 0 | 0 | 0 | 0 | 0 | 0 | 0 | 0 | 0 | 0 | 0 | 0 | 0 | 0 | 0
CgEG | Tankless Electric | 0 | 0 | 0 | 0 | 0 | 0 | 0 | 0 | 0 | 0 | 0 | 0 | 0 | 0 | 0 | 0 | 0 | 0 | 0 | 0 | 0 | 0 | 0 | 0 | 0 | 0 | 0 | 0 | 0 | 0 | 0 | 0 | 0 | 0 | 0 | 0 | 0 | 0 | 0 | 0 | 0 | 0 | 0 | 0 | 0 | 0 | 0 | 0 | 0 | 0
CgEG | Central Electric | 0 | 0 | 0 | 0 | 0 | 0 | 0 | 0 | 0 | 0 | 0 | 0 | 0 | 0 | 0 | 0 | 0 | 0 | 0 | 0 | 0 | 0 | 0 | 0 | 0 | 0 | 0 | 0 | 0 | 0 | 0 | 0 | 0 | 0 | 0 | 0 | 0 | 0 | 0 | 0 | 0 | 0 | 0 | 0 | 0 | 0 | 0 | 0 | 0 | 0
CgEG | Room Electric | 0 | 0 | 0 | 0 | 0 | 0 | 0 | 0 | 0 | 0 | 0 | 0 | 0 | 0 | 0 | 0 | 0 | 0 | 0 | 0 | 0 | 0 | 0 | 0 | 0 | 0 | 0 | 0 | 0 | 0 | 0 | 0 | 0 | 0 | 0 | 0 | 0 | 0 | 0 | 0 | 0 | 0 | 0 | 0 | 0 | 0 | 0 | 0 | 0 | 0
CgEG | Packaged Terminal Electric | 0 | 0 | 0 | 0 | 0 | 0 | 0 | 0 | 0 | 0 | 0 | 0 | 0 | 0 | 0 | 0 | 0 | 0 | 0 | 0 | 0 | 0 | 0 | 0 | 0 | 0 | 0 | 0 | 0 | 0 | 0 | 0 | 0 | 0 | 0 | 0 | 0 | 0 | 0 | 0 | 0 | 0 | 0 | 0 | 0 | 0 | 0 | 0 | 0 | 0
CgEG | Tankless Gas | 0 | 0 | 0 | 0 | 0 | 0 | 0 | 0 | 0 | 0 | 0 | 0 | 0 | 0 | 0 | 0 | 0 | 0 | 0 | 0 | 0 | 0 | 0 | 0 | 0 | 0 | 0 | 0 | 0 | 0 | 0 | 0 | 0 | 0 | 0 | 0 | 0 | 0 | 0 | 0 | 0 | 0 | 0 | 0 | 0 | 0 | 0 | 0 | 0 | 0
CgEG | Central Gas | 0 | 0 | 0 | 0 | 0 | 0 | 0 | 0 | 0 | 0 | 0 | 0 | 0 | 0 | 0 | 0 | 0 | 0 | 0 | 0 | 0 | 0 | 0 | 0 | 0 | 0 | 0 | 0 | 0 | 0 | 0 | 0 | 0 | 0 | 0 | 0 | 0 | 0 | 0 | 0 | 0 | 0 | 0 | 0 | 0 | 0 | 0 | 0 | 0 | 0
CgEG | Packaged Terminal Gas | 0 | 0 | 0 | 0 | 0 | 0 | 0 | 0 | 0 | 0 | 0 | 0 | 0 | 0 | 0 | 0 | 0 | 0 | 0 | 0 | 0 | 0 | 0 | 0 | 0 | 0 | 0 | 0 | 0 | 0 | 0 | 0 | 0 | 0 | 0 | 0 | 0 | 0 | 0 | 0 | 0 | 0 | 0 | 0 | 0 | 0 | 0 | 0 | 0 | 0
CgEG | Condensing Gas | 0 | 0 | 0 | 0 | 0 | 0 | 0 | 0 | 0 | 0 | 0 | 0 | 0 | 0 | 0 | 0 | 0 | 0 | 0 | 0 | 0 | 0 | 0 | 0 | 0 | 0 | 0 | 0 | 0 | 0 | 0 | 0 | 0 | 0 | 0 | 0 | 0 | 0 | 0 | 0 | 0 | 0 | 0 | 0 | 0 | 0 | 0 | 0 | 0 | 0
Oregon Average Commercial Cogeneration Loads (MW) |  | 1986 | 1987 | 1988 | 1989 | 1990 | 1991 | 1992 | 1993 | 1994 | 1995 | 1996 | 1997 | 1998 | 1999 | 2000 | 2001 | 2002 | 2003 | 2004 | 2005 | 2006 | 2007 | 2008 | 2009 | 2010 | 2011 | 2012 | 2013 | 2014 | 2015 | 2016 | 2017 | 2018 | 2019 | 2020 | 2021 | 2022 | 2023 | 2024 | 2025 | 2026 | 2027 | 2028 | 2029 | 2030 | 2031 | 2032 | 2033 | 2034 | 2035
CgLDC | Annual | 0 | 0 | 0 | 0 | 0 | 0 | 0.0002 | 0.0003 | 0.0005 | 0.0007 | 0.0009 | 0.0012 | 0.0015 | 0.002 | 0.0024 | 0.0032 | 0.0043 | 0.0055 | 0.0071 | 0.0098 | 0.0203 | 0.0369 | 0.0708 | 0.1031 | 0.1618 | 0.2763 | 0.3824 | 2.2002 | 2.5199 | 2.5753 | 3.1098 | 3.5779 | 3.9737 | 4.2998 | 4.7948 | 5.3632 | 5.7816 | 6.2576 | 6.7748 | 7.331 | 7.9347 | 8.5944 | 9.327 | 9.7983 | 10.6345 | 11.1796 | 12.1244 | 12.6954 | 13.3033 | 13.9365
CgLDC | January | 0 | 0 | 0 | 0 | 0 | 0 | 0.0001 | 0.0002 | 0.0002 | 0.0003 | 0.0005 | 0.0006 | 0.0008 | 0.001 | 0.0012 | 0.0016 | 0.0021 | 0.0027 | 0.0035 | 0.0049 | 0.0101 | 0.0183 | 0.0351 | 0.0511 | 0.0802 | 0.1369 | 0.1895 | 1.0903 | 1.2487 | 1.2762 | 1.5411 | 1.773 | 1.9692 | 2.1308 | 2.3761 | 2.6578 | 2.8651 | 3.101 | 3.3573 | 3.6329 | 3.932 | 4.259 | 4.622 | 4.8556 | 5.27 | 5.5401 | 6.0083 | 6.2913 | 6.5925 | 6.9063
CgLDC | February | 0 | 0 | 0 | 0 | 0 | 0 | 0.0002 | 0.0002 | 0.0003 | 0.0004 | 0.0006 | 0.0008 | 0.001 | 0.0013 | 0.0016 | 0.0022 | 0.0029 | 0.0037 | 0.0047 | 0.0066 | 0.0137 | 0.0249 | 0.0476 | 0.0694 | 0.1089 | 0.186 | 0.2575 | 1.4814 | 1.6966 | 1.7339 | 2.0938 | 2.4089 | 2.6754 | 2.895 | 3.2283 | 3.611 | 3.8927 | 4.2131 | 4.5614 | 4.9358 | 5.3423 | 5.7865 | 6.2798 | 6.597 | 7.1601 | 7.5271 | 8.1632 | 8.5476 | 8.9569 | 9.3832
CgLDC | March | 0 | 0 | 0 | 0 | 0 | 0 | 0.0002 | 0.0003 | 0.0005 | 0.0007 | 0.0009 | 0.0012 | 0.0016 | 0.002 | 0.0025 | 0.0033 | 0.0044 | 0.0056 | 0.0072 | 0.01 | 0.0207 | 0.0376 | 0.072 | 0.1049 | 0.1646 | 0.2812 | 0.3893 | 2.2395 | 2.5649 | 2.6213 | 3.1653 | 3.6417 | 4.0446 | 4.3766 | 4.8804 | 5.459 | 5.8848 | 6.3693 | 6.8958 | 7.4619 | 8.0764 | 8.7478 | 9.4936 | 9.9732 | 10.8244 | 11.3793 | 12.3409 | 12.9221 | 13.5409 | 14.1854
CgLDC | April | 0 | 0 | 0 | 0 | 0 | 0 | 0.0003 | 0.0004 | 0.0006 | 0.0008 | 0.0011 | 0.0014 | 0.0018 | 0.0023 | 0.0029 | 0.0038 | 0.0051 | 0.0065 | 0.0083 | 0.0116 | 0.0239 | 0.0434 | 0.0832 | 0.1212 | 0.1903 | 0.325 | 0.4499 | 2.5883 | 2.9644 | 3.0296 | 3.6584 | 4.209 | 4.6747 | 5.0583 | 5.6406 | 6.3094 | 6.8015 | 7.3615 | 7.9699 | 8.6242 | 9.3344 | 10.1105 | 10.9724 | 11.5268 | 12.5106 | 13.1518 | 14.2632 | 14.935 | 15.6501 | 16.3951
CgLDC | May | 0 | 0 | 0 | 0 | 0 | 0 | 0.0003 | 0.0005 | 0.0006 | 0.0009 | 0.0013 | 0.0016 | 0.0021 | 0.0027 | 0.0034 | 0.0044 | 0.0059 | 0.0076 | 0.0097 | 0.0135 | 0.0278 | 0.0506 | 0.0969 | 0.1412 | 0.2216 | 0.3785 | 0.5238 | 3.0138 | 3.4516 | 3.5275 | 4.2597 | 4.9009 | 5.443 | 5.8898 | 6.5678 | 7.3464 | 7.9195 | 8.5715 | 9.2799 | 10.0418 | 10.8687 | 11.7724 | 12.7759 | 13.4214 | 14.5669 | 15.3136 | 16.6077 | 17.3899 | 18.2225 | 19.0899
CgLDC | June | 0 | 0 | 0 | 0 | 0 | 0 | 0.0003 | 0.0005 | 0.0007 | 0.0009 | 0.0013 | 0.0017 | 0.0022 | 0.0028 | 0.0035 | 0.0046 | 0.0062 | 0.0079 | 0.0101 | 0.0141 | 0.0291 | 0.0529 | 0.1014 | 0.1476 | 0.2317 | 0.3958 | 0.5478 | 3.1518 | 3.6097 | 3.6891 | 4.4548 | 5.1253 | 5.6923 | 6.1595 | 6.8686 | 7.6829 | 8.2822 | 8.9641 | 9.705 | 10.5017 | 11.3665 | 12.3116 | 13.3611 | 14.0362 | 15.2341 | 16.015 | 17.3683 | 18.1864 | 19.0572 | 19.9643
CgLDC | July | 0 | 0 | 0 | 0 | 0 | 0 | 0.0004 | 0.0005 | 0.0007 | 0.001 | 0.0014 | 0.0019 | 0.0024 | 0.0031 | 0.0038 | 0.005 | 0.0067 | 0.0087 | 0.0111 | 0.0154 | 0.0318 | 0.0579 | 0.1109 | 0.1615 | 0.2535 | 0.433 | 0.5993 | 3.4476 | 3.9485 | 4.0354 | 4.873 | 5.6064 | 6.2266 | 6.7376 | 7.5133 | 8.404 | 9.0596 | 9.8054 | 10.6158 | 11.4874 | 12.4334 | 13.4671 | 14.6152 | 15.3536 | 16.664 | 17.5181 | 18.9985 | 19.8933 | 20.8459 | 21.8381
CgLDC | August | 0 | 0 | 0 | 0 | 0 | 0 | 0.0003 | 0.0005 | 0.0006 | 0.0009 | 0.0012 | 0.0016 | 0.0021 | 0.0027 | 0.0033 | 0.0043 | 0.0058 | 0.0075 | 0.0095 | 0.0133 | 0.0274 | 0.0499 | 0.0956 | 0.1392 | 0.2185 | 0.3732 | 0.5165 | 2.9715 | 3.4032 | 3.4781 | 4.2 | 4.8321 | 5.3667 | 5.8072 | 6.4757 | 7.2434 | 7.8084 | 8.4513 | 9.1498 | 9.901 | 10.7163 | 11.6073 | 12.5968 | 13.2332 | 14.3627 | 15.0989 | 16.3748 | 17.1461 | 17.9671 | 18.8222
CgLDC | September | 0 | 0 | 0 | 0 | 0 | 0 | 0.0003 | 0.0004 | 0.0005 | 0.0007 | 0.001 | 0.0014 | 0.0017 | 0.0023 | 0.0028 | 0.0037 | 0.0049 | 0.0063 | 0.0081 | 0.0113 | 0.0233 | 0.0424 | 0.0812 | 0.1182 | 0.1855 | 0.3169 | 0.4386 | 2.5233 | 2.89 | 2.9535 | 3.5666 | 4.1034 | 4.5573 | 4.9313 | 5.499 | 6.151 | 6.6308 | 7.1767 | 7.7698 | 8.4077 | 9.1001 | 9.8567 | 10.697 | 11.2374 | 12.1965 | 12.8217 | 13.9052 | 14.5601 | 15.2573 | 15.9835
CgLDC | October | 0 | 0 | 0 | 0 | 0 | 0 | 0.0002 | 0.0003 | 0.0004 | 0.0006 | 0.0008 | 0.001 | 0.0013 | 0.0017 | 0.0021 | 0.0027 | 0.0037 | 0.0047 | 0.006 | 0.0084 | 0.0173 | 0.0314 | 0.0601 | 0.0875 | 0.1374 | 0.2347 | 0.3249 | 1.869 | 2.1405 | 2.1876 | 2.6416 | 3.0392 | 3.3755 | 3.6525 | 4.073 | 4.5559 | 4.9112 | 5.3156 | 5.7549 | 6.2274 | 6.7402 | 7.3006 | 7.9229 | 8.3232 | 9.0336 | 9.4966 | 10.2992 | 10.7842 | 11.3006 | 11.8385
CgLDC | November | 0 | 0 | 0 | 0 | 0 | 0 | 0.0001 | 0.0002 | 0.0002 | 0.0003 | 0.0004 | 0.0006 | 0.0007 | 0.001 | 0.0012 | 0.0016 | 0.0021 | 0.0027 | 0.0035 | 0.0048 | 0.01 | 0.0181 | 0.0347 | 0.0506 | 0.0794 | 0.1357 | 0.1878 | 1.0803 | 1.2373 | 1.2645 | 1.527 | 1.7568 | 1.9512 | 2.1113 | 2.3544 | 2.6335 | 2.8389 | 3.0726 | 3.3266 | 3.5997 | 3.8961 | 4.22 | 4.5798 | 4.8112 | 5.2218 | 5.4895 | 5.9533 | 6.2337 | 6.5322 | 6.8431
CgLDC | December | 0 | 0 | 0 | 0 | 0 | 0 | 0.0001 | 0.0001 | 0.0002 | 0.0003 | 0.0004 | 0.0005 | 0.0006 | 0.0008 | 0.001 | 0.0013 | 0.0017 | 0.0022 | 0.0029 | 0.004 | 0.0082 | 0.015 | 0.0287 | 0.0418 | 0.0657 | 0.1122 | 0.1553 | 0.8934 | 1.0232 | 1.0457 | 1.2627 | 1.4528 | 1.6135 | 1.7459 | 1.9469 | 2.1778 | 2.3476 | 2.5409 | 2.7509 | 2.9768 | 3.2219 | 3.4898 | 3.7873 | 3.9786 | 4.3182 | 4.5395 | 4.9231 | 5.155 | 5.4018 | 5.6589
Oregon Peak Commercial Cogeneration Loads (MW) |  | 1986 | 1987 | 1988 | 1989 | 1990 | 1991 | 1992 | 1993 | 1994 | 1995 | 1996 | 1997 | 1998 | 1999 | 2000 | 2001 | 2002 | 2003 | 2004 | 2005 | 2006 | 2007 | 2008 | 2009 | 2010 | 2011 | 2012 | 2013 | 2014 | 2015 | 2016 | 2017 | 2018 | 2019 | 2020 | 2021 | 2022 | 2023 | 2024 | 2025 | 2026 | 2027 | 2028 | 2029 | 2030 | 2031 | 2032 | 2033 | 2034 | 2035
CgLDC | Annual | 0 | 0 | 0 | 0 | 0 | 0 | 0.0002 | 0.0003 | 0.0004 | 0.0005 | 0.0008 | 0.001 | 0.0013 | 0.0017 | 0.0021 | 0.0027 | 0.0038 | 0.0048 | 0.006 | 0.0086 | 0.0187 | 0.0327 | 0.0644 | 0.091 | 0.1478 | 0.2378 | 0.3377 | 1.9427 | 2.225 | 2.2739 | 2.7459 | 3.1592 | 3.5086 | 3.7966 | 4.2337 | 4.7356 | 5.105 | 5.5253 | 5.982 | 6.4731 | 7.0061 | 7.5886 | 8.2355 | 8.6516 | 9.39 | 9.8713 | 10.7055 | 11.2097 | 11.7465 | 12.3056
CgLDC | January | 0 | 0 | 0 | 0 | 0 | 0 | 0 | 0 | 0 | 0 | 0 | 0 | 0 | 0 | 0 | 0 | 0 | 0 | 0 | 0.0001 | 0.0001 | 0.0002 | 0.0004 | 0.0006 | 0.0009 | 0.0016 | 0.0022 | 0.0124 | 0.0142 | 0.0145 | 0.0175 | 0.0202 | 0.0224 | 0.0242 | 0.027 | 0.0302 | 0.0326 | 0.0353 | 0.0382 | 0.0413 | 0.0447 | 0.0485 | 0.0526 | 0.0552 | 0.06 | 0.063 | 0.0684 | 0.0716 | 0.075 | 0.0786
CgLDC | February | 0 | 0 | 0 | 0 | 0 | 0 | 0 | 0 | 0.0001 | 0.0001 | 0.0001 | 0.0001 | 0.0001 | 0.0002 | 0.0002 | 0.0003 | 0.0004 | 0.0006 | 0.0007 | 0.001 | 0.0024 | 0.0042 | 0.0076 | 0.0113 | 0.0173 | 0.0322 | 0.041 | 0.2361 | 0.2704 | 0.2763 | 0.3337 | 0.3839 | 0.4264 | 0.4614 | 0.5145 | 0.5755 | 0.6204 | 0.6714 | 0.7269 | 0.7866 | 0.8514 | 0.9222 | 1.0008 | 1.0514 | 1.1411 | 1.1996 | 1.301 | 1.3622 | 1.4275 | 1.4954
CgLDC | March | 0 | 0 | 0 | 0 | 0 | 0 | 0.0001 | 0.0001 | 0.0002 | 0.0002 | 0.0003 | 0.0004 | 0.0005 | 0.0007 | 0.0008 | 0.0011 | 0.0015 | 0.0019 | 0.0024 | 0.0031 | 0.0078 | 0.014 | 0.0259 | 0.0419 | 0.0611 | 0.1017 | 0.1475 | 0.8486 | 0.9719 | 0.9933 | 1.1995 | 1.38 | 1.5327 | 1.6585 | 1.8494 | 2.0687 | 2.23 | 2.4136 | 2.6131 | 2.8276 | 3.0605 | 3.3149 | 3.5975 | 3.7793 | 4.1019 | 4.3121 | 4.6765 | 4.8968 | 5.1312 | 5.3755
CgLDC | April | 0 | 0 | 0 | 0 | 0 | 0 | 0.0002 | 0.0003 | 0.0005 | 0.0007 | 0.0009 | 0.0012 | 0.0015 | 0.002 | 0.0024 | 0.0034 | 0.0042 | 0.0057 | 0.0069 | 0.0097 | 0.0206 | 0.0386 | 0.0774 | 0.1053 | 0.1672 | 0.2812 | 0.3803 | 2.188 | 2.5059 | 2.561 | 3.0926 | 3.5581 | 3.9517 | 4.276 | 4.7683 | 5.3336 | 5.7497 | 6.223 | 6.7374 | 7.2905 | 7.8908 | 8.5469 | 9.2755 | 9.7441 | 10.5758 | 11.1179 | 12.0574 | 12.6253 | 13.2298 | 13.8595
CgLDC | May | 0 | 0 | 0 | 0 | 0 | 0 | 0.0003 | 0.0005 | 0.0007 | 0.0009 | 0.0014 | 0.0018 | 0.0022 | 0.003 | 0.0036 | 0.0049 | 0.0069 | 0.0082 | 0.0099 | 0.0145 | 0.0327 | 0.0573 | 0.1103 | 0.1614 | 0.2599 | 0.4141 | 0.5781 | 3.3261 | 3.8094 | 3.8931 | 4.7012 | 5.4088 | 6.0072 | 6.5002 | 7.2485 | 8.1078 | 8.7403 | 9.4598 | 10.2417 | 11.0826 | 11.9952 | 12.9925 | 14.1001 | 14.8124 | 16.0767 | 16.9007 | 18.3289 | 19.1922 | 20.1112 | 21.0684
CgLDC | June | 0 | 0 | 0 | 0 | 0 | 0 | 0.0006 | 0.0009 | 0.0012 | 0.0017 | 0.0022 | 0.0028 | 0.0037 | 0.0051 | 0.0066 | 0.0083 | 0.012 | 0.0147 | 0.0184 | 0.0253 | 0.0585 | 0.0939 | 0.1979 | 0.2551 | 0.4244 | 0.6784 | 0.9577 | 5.5099 | 6.3104 | 6.4492 | 7.7878 | 8.9599 | 9.9511 | 10.7679 | 12.0075 | 13.431 | 14.4787 | 15.6707 | 16.9659 | 18.3588 | 19.8705 | 21.5226 | 23.3574 | 24.5375 | 26.6318 | 27.9969 | 30.3627 | 31.7928 | 33.3151 | 34.9008
CgLDC | July | 0 | 0 | 0 | 0 | 0 | 0 | 0.0005 | 0.0008 | 0.0011 | 0.0015 | 0.0022 | 0.0026 | 0.0037 | 0.0048 | 0.0061 | 0.0074 | 0.0108 | 0.0137 | 0.017 | 0.0252 | 0.0544 | 0.0964 | 0.1793 | 0.2706 | 0.4275 | 0.6748 | 0.9823 | 5.6513 | 6.4724 | 6.6147 | 7.9877 | 9.1899 | 10.2065 | 11.0442 | 12.3156 | 13.7757 | 14.8503 | 16.0729 | 17.4013 | 18.8299 | 20.3805 | 22.075 | 23.9569 | 25.1673 | 27.3153 | 28.7154 | 31.142 | 32.6088 | 34.1701 | 35.7965
CgLDC | August | 0 | 0 | 0 | 0 | 0 | 0 | 0.0005 | 0.0007 | 0.0009 | 0.0013 | 0.0019 | 0.0024 | 0.0031 | 0.0042 | 0.0052 | 0.0065 | 0.0093 | 0.0112 | 0.0151 | 0.0219 | 0.0429 | 0.0792 | 0.1592 | 0.2228 | 0.3803 | 0.6113 | 0.8809 | 5.0677 | 5.804 | 5.9316 | 7.1628 | 8.2409 | 9.1526 | 9.9037 | 11.0438 | 12.3531 | 13.3167 | 14.4131 | 15.6043 | 16.8854 | 18.2759 | 19.7954 | 21.4829 | 22.5683 | 24.4945 | 25.7501 | 27.9261 | 29.2414 | 30.6415 | 32.0999
CgLDC | September | 0 | 0 | 0 | 0 | 0 | 0 | 0 | 0 | 0 | 0 | 0 | 0 | 0 | 0 | 0 | 0 | 0 | 0 | 0 | 0 | 0 | 0 | 0 | 0 | 0 | 0 | 0 | 0 | 0 | 0 | 0 | 0 | 0 | 0 | 0 | 0 | 0 | 0 | 0 | 0 | 0 | 0 | 0 | 0 | 0 | 0 | 0 | 0 | 0 | 0
CgLDC | October | 0 | 0 | 0 | 0 | 0 | 0 | 0 | 0 | 0.0001 | 0.0001 | 0.0001 | 0.0002 | 0.0002 | 0.0002 | 0.0003 | 0.0004 | 0.0006 | 0.0008 | 0.0009 | 0.0012 | 0.0032 | 0.0053 | 0.0098 | 0.0147 | 0.0223 | 0.0387 | 0.053 | 0.3049 | 0.3492 | 0.3569 | 0.4309 | 0.4958 | 0.5506 | 0.5958 | 0.6644 | 0.7432 | 0.8012 | 0.8671 | 0.9388 | 1.0159 | 1.0995 | 1.1909 | 1.2925 | 1.3578 | 1.4737 | 1.5492 | 1.6801 | 1.7592 | 1.8435 | 1.9312
CgLDC | November | 0 | 0 | 0 | 0 | 0 | 0 | 0 | 0 | 0 | 0 | 0 | 0 | 0 | 0 | 0 | 0 | 0 | 0 | 0 | 0 | 0 | 0 | 0 | 0 | 0 | 0 | 0 | 0 | 0 | 0 | 0 | 0 | 0 | 0 | 0 | 0 | 0 | 0 | 0 | 0 | 0 | 0 | 0 | 0 | 0 | 0 | 0 | 0 | 0 | 0
CgLDC | December | 0 | 0 | 0 | 0 | 0 | 0 | 0 | 0 | 0 | 0 | 0 | 0 | 0 | 0 | 0 | 0 | 0 | 0 | 0 | 0 | 0 | 0 | 0 | 0 | 0 | 0 | 0 | 0 | 0 | 0 | 0 | 0 | 0 | 0 | 0 | 0 | 0 | 0 | 0 | 0 | 0 | 0 | 0 | 0 | 0 | 0 | 0 | 0 | 0 | 0
Oregon Minimum Commercial Cogeneration Loads (MW) |  | 1986 | 1987 | 1988 | 1989 | 1990 | 1991 | 1992 | 1993 | 1994 | 1995 | 1996 | 1997 | 1998 | 1999 | 2000 | 2001 | 2002 | 2003 | 2004 | 2005 | 2006 | 2007 | 2008 | 2009 | 2010 | 2011 | 2012 | 2013 | 2014 | 2015 | 2016 | 2017 | 2018 | 2019 | 2020 | 2021 | 2022 | 2023 | 2024 | 2025 | 2026 | 2027 | 2028 | 2029 | 2030 | 2031 | 2032 | 2033 | 2034 | 2035
CgLDC | Annual | 0 | 0 | 0 | 0 | 0 | 0 | 0 | 0 | 0 | 0 | 0 | 0 | 0 | 0 | 0 | 0 | 0 | 0 | 0 | 0 | 0.0001 | 0.0001 | 0.0002 | 0.0003 | 0.0005 | 0.0008 | 0.0012 | 0.0068 | 0.0078 | 0.0079 | 0.0096 | 0.011 | 0.0123 | 0.0133 | 0.0148 | 0.0165 | 0.0178 | 0.0193 | 0.0209 | 0.0226 | 0.0245 | 0.0265 | 0.0288 | 0.0302 | 0.0328 | 0.0345 | 0.0374 | 0.0392 | 0.041 | 0.043
CgLDC | January | 0 | 0 | 0 | 0 | 0 | 0 | 0 | 0 | 0 | 0 | 0 | 0 | 0 | 0 | 0 | 0 | 0 | 0 | 0 | 0 | 0 | 0 | 0 | 0 | 0 | 0 | 0 | 0 | 0 | 0 | 0 | 0 | 0 | 0 | 0 | 0 | 0 | 0 | 0 | 0 | 0 | 0 | 0 | 0 | 0 | 0 | 0 | 0 | 0 | 0
CgLDC | February | 0 | 0 | 0 | 0 | 0 | 0 | 0 | 0 | 0 | 0 | 0 | 0 | 0 | 0 | 0 | 0 | 0 | 0 | 0 | 0 | 0 | 0 | 0 | 0 | 0 | 0 | 0 | 0 | 0 | 0 | 0 | 0 | 0 | 0 | 0 | 0 | 0 | 0 | 0 | 0 | 0 | 0 | 0 | 0 | 0 | 0 | 0 | 0 | 0 | 0
CgLDC | March | 0 | 0 | 0 | 0 | 0 | 0 | 0 | 0 | 0 | 0 | 0 | 0 | 0 | 0 | 0 | 0 | 0 | 0 | 0 | 0 | 0 | 0 | 0 | 0 | 0 | 0 | 0 | 0 | 0 | 0 | 0 | 0 | 0 | 0 | 0 | 0 | 0 | 0 | 0 | 0 | 0 | 0 | 0 | 0 | 0 | 0 | 0 | 0 | 0 | 0
CgLDC | April | 0 | 0 | 0 | 0 | 0 | 0 | 0 | 0 | 0 | 0 | 0 | 0 | 0 | 0 | 0 | 0 | 0 | 0 | 0 | 0 | 0 | 0 | 0 | 0 | 0 | 0 | 0 | 0 | 0 | 0 | 0 | 0 | 0 | 0 | 0 | 0 | 0 | 0 | 0 | 0 | 0 | 0 | 0 | 0 | 0 | 0 | 0 | 0 | 0 | 0
CgLDC | May | 0 | 0 | 0 | 0 | 0 | 0 | 0 | 0 | 0 | 0 | 0 | 0 | 0 | 0 | 0 | 0 | 0 | 0 | 0 | 0 | 0 | 0 | 0 | 0 | 0 | 0 | 0 | 0 | 0 | 0 | 0 | 0 | 0 | 0 | 0 | 0 | 0 | 0 | 0 | 0 | 0 | 0 | 0 | 0 | 0 | 0 | 0 | 0 | 0 | 0
CgLDC | June | 0 | 0 | 0 | 0 | 0 | 0 | 0 | 0 | 0 | 0 | 0 | 0 | 0 | 0 | 0 | 0 | 0 | 0 | 0 | 0 | 0 | 0 | 0 | 0 | 0 | 0 | 0 | 0 | 0 | 0 | 0 | 0 | 0 | 0 | 0 | 0 | 0 | 0 | 0 | 0 | 0 | 0 | 0 | 0 | 0 | 0 | 0 | 0 | 0 | 0
CgLDC | July | 0 | 0 | 0 | 0 | 0 | 0 | 0 | 0 | 0 | 0 | 0 | 0 | 0.0001 | 0.0001 | 0.0001 | 0.0001 | 0.0001 | 0.0002 | 0.0002 | 0.0003 | 0.0007 | 0.0013 | 0.0025 | 0.0036 | 0.0056 | 0.0098 | 0.0139 | 0.0799 | 0.0915 | 0.0935 | 0.1129 | 0.1299 | 0.1443 | 0.1562 | 0.1741 | 0.1948 | 0.21 | 0.2273 | 0.246 | 0.2662 | 0.2882 | 0.3121 | 0.3387 | 0.3558 | 0.3862 | 0.406 | 0.4403 | 0.4611 | 0.4831 | 0.5061
CgLDC | August | 0 | 0 | 0 | 0 | 0 | 0 | 0 | 0 | 0 | 0 | 0 | 0 | 0 | 0 | 0 | 0 | 0 | 0 | 0 | 0 | 0 | 0 | 0 | 0 | 0 | 0 | 0 | 0 | 0 | 0 | 0 | 0 | 0 | 0 | 0 | 0 | 0 | 0 | 0 | 0 | 0 | 0 | 0 | 0 | 0 | 0 | 0 | 0 | 0 | 0
CgLDC | September | 0 | 0 | 0 | 0 | 0 | 0 | 0 | 0 | 0 | 0 | 0 | 0 | 0 | 0 | 0 | 0 | 0 | 0 | 0 | 0 | 0 | 0 | 0 | 0 | 0 | 0 | 0 | 0 | 0 | 0 | 0 | 0 | 0 | 0 | 0 | 0 | 0 | 0 | 0 | 0 | 0 | 0 | 0 | 0 | 0 | 0 | 0 | 0 | 0 | 0
CgLDC | October | 0 | 0 | 0 | 0 | 0 | 0 | 0 | 0 | 0 | 0 | 0 | 0 | 0 | 0 | 0 | 0 | 0 | 0 | 0 | 0 | 0 | 0 | 0 | 0 | 0 | 0 | 0 | 0 | 0 | 0 | 0 | 0 | 0 | 0 | 0 | 0 | 0 | 0 | 0 | 0 | 0 | 0 | 0 | 0 | 0 | 0 | 0 | 0 | 0 | 0
CgLDC | November | 0 | 0 | 0 | 0 | 0 | 0 | 0 | 0 | 0 | 0 | 0 | 0 | 0 | 0 | 0 | 0 | 0 | 0 | 0 | 0 | 0 | 0 | 0 | 0 | 0 | 0 | 0 | 0 | 0 | 0 | 0 | 0 | 0 | 0 | 0 | 0 | 0 | 0 | 0 | 0 | 0 | 0 | 0 | 0 | 0 | 0 | 0 | 0 | 0 | 0
CgLDC | December | 0 | 0 | 0 | 0 | 0 | 0 | 0 | 0 | 0 | 0 | 0 | 0 | 0 | 0 | 0 | 0 | 0 | 0 | 0 | 0 | 0 | 0 | 0 | 0 | 0 | 0 | 0 | 0 | 0 | 0 | 0 | 0 | 0 | 0 | 0 | 0 | 0 | 0 | 0 | 0 | 0 | 0 | 0 | 0 | 0 | 0 | 0 | 0 | 0 | 0
Oregon Commercial Electric Generation from Cogeneration (GWh) |  | 1986 | 1987 | 1988 | 1989 | 1990 | 1991 | 1992 | 1993 | 1994 | 1995 | 1996 | 1997 | 1998 | 1999 | 2000 | 2001 | 2002 | 2003 | 2004 | 2005 | 2006 | 2007 | 2008 | 2009 | 2010 | 2011 | 2012 | 2013 | 2014 | 2015 | 2016 | 2017 | 2018 | 2019 | 2020 | 2021 | 2022 | 2023 | 2024 | 2025 | 2026 | 2027 | 2028 | 2029 | 2030 | 2031 | 2032 | 2033 | 2034 | 2035
CgEG | Total | 0 | 0 | 0 | 0 | 0 | 0 | 0.0021 | 0.0029 | 0.0041 | 0.0057 | 0.008 | 0.0104 | 0.0134 | 0.0174 | 0.0214 | 0.0281 | 0.0377 | 0.0484 | 0.0618 | 0.0863 | 0.1779 | 0.3235 | 0.6199 | 0.9028 | 1.417 | 2.4204 | 3.3501 | 19.2736 | 22.0739 | 22.5593 | 27.2418 | 31.342 | 34.8093 | 37.6662 | 42.0024 | 46.982 | 50.6467 | 54.8164 | 59.347 | 64.2194 | 69.5077 | 75.2867 | 81.7048 | 85.8328 | 93.1585 | 97.9337 | 106.2095 | 111.212 | 116.537 | 122.0838
CgEG | Electric | 0 | 0 | 0 | 0 | 0 | 0 | 0 | 0 | 0 | 0 | 0 | 0 | 0 | 0 | 0 | 0 | 0 | 0 | 0 | 0 | 0 | 0 | 0 | 0 | 0 | 0 | 0 | 0 | 0 | 0 | 0 | 0 | 0 | 0 | 0 | 0 | 0 | 0 | 0 | 0 | 0 | 0 | 0 | 0 | 0 | 0 | 0 | 0 | 0 | 0
CgEG | Gas | 0 | 0 | 0 | 0 | 0 | 0 | 0 | 0 | 0 | 0 | 0 | 0 | 0 | 0 | 0 | 0 | 0 | 0 | 0 | 0 | 0 | 0 | 0 | 0 | 0 | 0 | 0 | 0 | 0 | 0 | 0 | 0 | 0 | 0 | 0 | 0 | 0 | 0 | 0 | 0 | 0 | 0 | 0 | 0 | 0 | 0 | 0 | 0 | 0 | 0
CgEG | Coal | 0 | 0 | 0 | 0 | 0 | 0 | 0 | 0 | 0 | 0 | 0 | 0 | 0 | 0 | 0 | 0 | 0 | 0 | 0 | 0 | 0 | 0 | 0 | 0 | 0 | 0 | 0 | 0 | 0 | 0 | 0 | 0 | 0 | 0 | 0 | 0 | 0 | 0 | 0 | 0 | 0 | 0 | 0 | 0 | 0 | 0 | 0 | 0 | 0 | 0
CgEG | Oil | 0 | 0 | 0 | 0 | 0 | 0 | 0 | 0 | 0 | 0 | 0 | 0 | 0 | 0 | 0 | 0 | 0 | 0 | 0 | 0 | 0 | 0 | 0 | 0 | 0 | 0 | 0 | 0 | 0 | 0 | 0 | 0 | 0 | 0 | 0 | 0 | 0 | 0 | 0 | 0 | 0 | 0 | 0 | 0 | 0 | 0 | 0 | 0 | 0 | 0
CgEG | Biomass | 0 | 0 | 0 | 0 | 0 | 0 | 0 | 0 | 0 | 0 | 0 | 0 | 0 | 0 | 0 | 0 | 0 | 0 | 0 | 0 | 0 | 0 | 0 | 0 | 0 | 0 | 0 | 0 | 0 | 0 | 0 | 0 | 0 | 0 | 0 | 0 | 0 | 0 | 0 | 0 | 0 | 0 | 0 | 0 | 0 | 0 | 0 | 0 | 0 | 0
CgEG | Solar | 0 | 0 | 0 | 0 | 0 | 0 | 0.0021 | 0.0029 | 0.0041 | 0.0057 | 0.008 | 0.0104 | 0.0134 | 0.0174 | 0.0214 | 0.0281 | 0.0377 | 0.0484 | 0.0618 | 0.0863 | 0.1779 | 0.3235 | 0.6199 | 0.9028 | 1.417 | 2.4204 | 3.3501 | 19.2736 | 22.0739 | 22.5593 | 27.2418 | 31.342 | 34.8093 | 37.6662 | 42.0024 | 46.982 | 50.6467 | 54.8164 | 59.347 | 64.2194 | 69.5077 | 75.2867 | 81.7048 | 85.8328 | 93.1585 | 97.9337 | 106.2095 | 111.212 | 116.537 | 122.0838
CgEG | LPG | 0 | 0 | 0 | 0 | 0 | 0 | 0 | 0 | 0 | 0 | 0 | 0 | 0 | 0 | 0 | 0 | 0 | 0 | 0 | 0 | 0 | 0 | 0 | 0 | 0 | 0 | 0 | 0 | 0 | 0 | 0 | 0 | 0 | 0 | 0 | 0 | 0 | 0 | 0 | 0 | 0 | 0 | 0 | 0 | 0 | 0 | 0 | 0 | 0 | 0
CgEG | Steam | 0 | 0 | 0 | 0 | 0 | 0 | 0 | 0 | 0 | 0 | 0 | 0 | 0 | 0 | 0 | 0 | 0 | 0 | 0 | 0 | 0 | 0 | 0 | 0 | 0 | 0 | 0 | 0 | 0 | 0 | 0 | 0 | 0 | 0 | 0 | 0 | 0 | 0 | 0 | 0 | 0 | 0 | 0 | 0 | 0 | 0 | 0 | 0 | 0 | 0
Oregon Average Industrial Cogeneration Loads (MW) |  | 1986 | 1987 | 1988 | 1989 | 1990 | 1991 | 1992 | 1993 | 1994 | 1995 | 1996 | 1997 | 1998 | 1999 | 2000 | 2001 | 2002 | 2003 | 2004 | 2005 | 2006 | 2007 | 2008 | 2009 | 2010 | 2011 | 2012 | 2013 | 2014 | 2015 | 2016 | 2017 | 2018 | 2019 | 2020 | 2021 | 2022 | 2023 | 2024 | 2025 | 2026 | 2027 | 2028 | 2029 | 2030 | 2031 | 2032 | 2033 | 2034 | 2035
CgLDC | Annual | 0 | 0 | 0 | 0 | 0 | 0 | 0.0009 | 0.0012 | 0.0017 | 0.0024 | 0.0034 | 0.0043 | 0.0056 | 0.0073 | 0.009 | 0.0118 | 0.0158 | 0.0203 | 0.0258 | 0.0361 | 0.0744 | 0.1353 | 0.2593 | 0.3776 | 0.5926 | 0.7726 | 1.0693 | 1.0941 | 1.1389 | 1.1486 | 1.1561 | 1.164 | 1.1722 | 1.1807 | 1.1896 | 1.1983 | 1.207 | 1.216 | 1.2254 | 1.2351 | 1.2451 | 1.2549 | 1.2635 | 1.2705 | 1.2776 | 1.2849 | 1.2922 | 1.2996 | 1.3071 | 1.3141
CgLDC | January | 0 | 0 | 0 | 0 | 0 | 0 | 0.0004 | 0.0006 | 0.0009 | 0.0012 | 0.0017 | 0.0021 | 0.0028 | 0.0036 | 0.0044 | 0.0058 | 0.0078 | 0.01 | 0.0128 | 0.0179 | 0.0369 | 0.0671 | 0.1285 | 0.1871 | 0.2937 | 0.3828 | 0.5299 | 0.5422 | 0.5644 | 0.5692 | 0.5729 | 0.5768 | 0.5809 | 0.5851 | 0.5895 | 0.5938 | 0.5981 | 0.6026 | 0.6072 | 0.6121 | 0.617 | 0.6219 | 0.6261 | 0.6296 | 0.6331 | 0.6367 | 0.6404 | 0.644 | 0.6478 | 0.6512
CgLDC | February | 0 | 0 | 0 | 0 | 0 | 0 | 0.0006 | 0.0008 | 0.0012 | 0.0016 | 0.0023 | 0.0029 | 0.0038 | 0.0049 | 0.006 | 0.0079 | 0.0106 | 0.0136 | 0.0174 | 0.0243 | 0.0501 | 0.0911 | 0.1746 | 0.2542 | 0.399 | 0.5202 | 0.7199 | 0.7367 | 0.7668 | 0.7734 | 0.7784 | 0.7837 | 0.7892 | 0.7949 | 0.8009 | 0.8068 | 0.8127 | 0.8187 | 0.825 | 0.8316 | 0.8383 | 0.8449 | 0.8507 | 0.8554 | 0.8602 | 0.8651 | 0.87 | 0.875 | 0.8801 | 0.8848
CgLDC | March | 0 | 0 | 0 | 0 | 0 | 0 | 0.0009 | 0.0012 | 0.0017 | 0.0024 | 0.0034 | 0.0044 | 0.0057 | 0.0074 | 0.0091 | 0.012 | 0.016 | 0.0206 | 0.0263 | 0.0367 | 0.0758 | 0.1377 | 0.2639 | 0.3843 | 0.6032 | 0.7864 | 1.0884 | 1.1137 | 1.1593 | 1.1691 | 1.1768 | 1.1848 | 1.1931 | 1.2018 | 1.2108 | 1.2197 | 1.2285 | 1.2377 | 1.2473 | 1.2572 | 1.2674 | 1.2773 | 1.2861 | 1.2932 | 1.3004 | 1.3078 | 1.3153 | 1.3228 | 1.3305 | 1.3376
CgLDC | April | 0 | 0 | 0 | 0 | 0 | 0 | 0.001 | 0.0014 | 0.002 | 0.0028 | 0.0039 | 0.0051 | 0.0066 | 0.0085 | 0.0105 | 0.0138 | 0.0185 | 0.0238 | 0.0304 | 0.0424 | 0.0876 | 0.1592 | 0.305 | 0.4442 | 0.6972 | 0.9089 | 1.2579 | 1.2871 | 1.3398 | 1.3513 | 1.3601 | 1.3693 | 1.379 | 1.389 | 1.3994 | 1.4097 | 1.4199 | 1.4306 | 1.4416 | 1.453 | 1.4648 | 1.4763 | 1.4864 | 1.4946 | 1.503 | 1.5115 | 1.5202 | 1.5289 | 1.5377 | 1.5459
CgLDC | May | 0 | 0 | 0 | 0 | 0 | 0 | 0.0012 | 0.0017 | 0.0024 | 0.0033 | 0.0046 | 0.0059 | 0.0076 | 0.0099 | 0.0123 | 0.0161 | 0.0216 | 0.0277 | 0.0354 | 0.0494 | 0.1019 | 0.1853 | 0.3551 | 0.5172 | 0.8118 | 1.0582 | 1.4647 | 1.4987 | 1.5601 | 1.5734 | 1.5837 | 1.5944 | 1.6056 | 1.6173 | 1.6295 | 1.6414 | 1.6533 | 1.6657 | 1.6785 | 1.6918 | 1.7056 | 1.7189 | 1.7307 | 1.7403 | 1.7501 | 1.76 | 1.77 | 1.7802 | 1.7905 | 1.8
CgLDC | June | 0 | 0 | 0 | 0 | 0 | 0 | 0.0013 | 0.0018 | 0.0025 | 0.0034 | 0.0048 | 0.0062 | 0.008 | 0.0104 | 0.0128 | 0.0169 | 0.0226 | 0.029 | 0.037 | 0.0517 | 0.1066 | 0.1938 | 0.3714 | 0.5409 | 0.849 | 1.1067 | 1.5318 | 1.5674 | 1.6315 | 1.6454 | 1.6562 | 1.6674 | 1.6792 | 1.6914 | 1.7041 | 1.7166 | 1.729 | 1.742 | 1.7554 | 1.7693 | 1.7837 | 1.7977 | 1.81 | 1.82 | 1.8302 | 1.8406 | 1.8511 | 1.8617 | 1.8725 | 1.8825
CgLDC | July | 0 | 0 | 0 | 0 | 0 | 0 | 0.0014 | 0.0019 | 0.0027 | 0.0037 | 0.0053 | 0.0068 | 0.0087 | 0.0114 | 0.014 | 0.0184 | 0.0247 | 0.0317 | 0.0405 | 0.0565 | 0.1166 | 0.212 | 0.4063 | 0.5917 | 0.9287 | 1.2106 | 1.6756 | 1.7145 | 1.7846 | 1.7999 | 1.8116 | 1.8239 | 1.8368 | 1.8501 | 1.864 | 1.8777 | 1.8913 | 1.9055 | 1.9202 | 1.9354 | 1.9511 | 1.9664 | 1.9799 | 1.9908 | 2.002 | 2.0133 | 2.0248 | 2.0365 | 2.0482 | 2.0591
CgLDC | August | 0 | 0 | 0 | 0 | 0 | 0 | 0.0012 | 0.0017 | 0.0023 | 0.0032 | 0.0045 | 0.0059 | 0.0075 | 0.0098 | 0.0121 | 0.0159 | 0.0213 | 0.0274 | 0.0349 | 0.0487 | 0.1005 | 0.1827 | 0.3501 | 0.51 | 0.8004 | 1.0434 | 1.4442 | 1.4777 | 1.5382 | 1.5513 | 1.5615 | 1.572 | 1.5831 | 1.5946 | 1.6066 | 1.6184 | 1.6301 | 1.6423 | 1.655 | 1.6681 | 1.6816 | 1.6948 | 1.7064 | 1.7159 | 1.7255 | 1.7353 | 1.7452 | 1.7552 | 1.7654 | 1.7748
CgLDC | September | 0 | 0 | 0 | 0 | 0 | 0 | 0.001 | 0.0014 | 0.002 | 0.0027 | 0.0038 | 0.005 | 0.0064 | 0.0083 | 0.0103 | 0.0135 | 0.0181 | 0.0232 | 0.0296 | 0.0414 | 0.0854 | 0.1552 | 0.2973 | 0.433 | 0.6797 | 0.886 | 1.2264 | 1.2548 | 1.3062 | 1.3173 | 1.326 | 1.335 | 1.3443 | 1.3541 | 1.3643 | 1.3743 | 1.3843 | 1.3946 | 1.4054 | 1.4165 | 1.428 | 1.4392 | 1.4491 | 1.4571 | 1.4653 | 1.4736 | 1.482 | 1.4905 | 1.4991 | 1.5071
CgLDC | October | 0 | 0 | 0 | 0 | 0 | 0 | 0.0007 | 0.001 | 0.0015 | 0.002 | 0.0028 | 0.0037 | 0.0047 | 0.0062 | 0.0076 | 0.01 | 0.0134 | 0.0172 | 0.0219 | 0.0307 | 0.0632 | 0.1149 | 0.2202 | 0.3207 | 0.5034 | 0.6563 | 0.9083 | 0.9294 | 0.9675 | 0.9757 | 0.9821 | 0.9888 | 0.9957 | 1.003 | 1.0105 | 1.0179 | 1.0253 | 1.033 | 1.0409 | 1.0492 | 1.0577 | 1.066 | 1.0733 | 1.0792 | 1.0853 | 1.0914 | 1.0977 | 1.104 | 1.1104 | 1.1163
CgLDC | November | 0 | 0 | 0 | 0 | 0 | 0 | 0.0004 | 0.0006 | 0.0008 | 0.0012 | 0.0016 | 0.0021 | 0.0027 | 0.0036 | 0.0044 | 0.0058 | 0.0077 | 0.0099 | 0.0127 | 0.0177 | 0.0365 | 0.0664 | 0.1273 | 0.1854 | 0.291 | 0.3793 | 0.525 | 0.5372 | 0.5592 | 0.564 | 0.5677 | 0.5715 | 0.5756 | 0.5797 | 0.5841 | 0.5884 | 0.5927 | 0.5971 | 0.6017 | 0.6065 | 0.6114 | 0.6162 | 0.6204 | 0.6238 | 0.6273 | 0.6309 | 0.6345 | 0.6381 | 0.6418 | 0.6452
CgLDC | December | 0 | 0 | 0 | 0 | 0 | 0 | 0.0004 | 0.0005 | 0.0007 | 0.001 | 0.0014 | 0.0018 | 0.0023 | 0.0029 | 0.0036 | 0.0048 | 0.0064 | 0.0082 | 0.0105 | 0.0147 | 0.0302 | 0.0549 | 0.1053 | 0.1533 | 0.2406 | 0.3137 | 0.4342 | 0.4443 | 0.4625 | 0.4664 | 0.4695 | 0.4726 | 0.476 | 0.4794 | 0.483 | 0.4866 | 0.4901 | 0.4938 | 0.4976 | 0.5015 | 0.5056 | 0.5096 | 0.513 | 0.5159 | 0.5188 | 0.5217 | 0.5247 | 0.5277 | 0.5308 | 0.5336
Oregon Peak Industrial Cogeneration Loads (MW) |  | 1986 | 1987 | 1988 | 1989 | 1990 | 1991 | 1992 | 1993 | 1994 | 1995 | 1996 | 1997 | 1998 | 1999 | 2000 | 2001 | 2002 | 2003 | 2004 | 2005 | 2006 | 2007 | 2008 | 2009 | 2010 | 2011 | 2012 | 2013 | 2014 | 2015 | 2016 | 2017 | 2018 | 2019 | 2020 | 2021 | 2022 | 2023 | 2024 | 2025 | 2026 | 2027 | 2028 | 2029 | 2030 | 2031 | 2032 | 2033 | 2034 | 2035
CgLDC | Annual | 0 | 0 | 0 | 0 | 0 | 0 | 0.0007 | 0.0011 | 0.0014 | 0.002 | 0.0028 | 0.0035 | 0.0046 | 0.0062 | 0.0077 | 0.0099 | 0.0141 | 0.0175 | 0.0219 | 0.0313 | 0.0684 | 0.1197 | 0.2359 | 0.3333 | 0.5415 | 0.6649 | 0.9442 | 0.9661 | 1.0056 | 1.0142 | 1.0208 | 1.0278 | 1.035 | 1.0425 | 1.0504 | 1.058 | 1.0657 | 1.0737 | 1.082 | 1.0906 | 1.0994 | 1.108 | 1.1156 | 1.1218 | 1.1281 | 1.1345 | 1.141 | 1.1475 | 1.1542 | 1.1603
CgLDC | January | 0 | 0 | 0 | 0 | 0 | 0 | 0 | 0 | 0 | 0 | 0 | 0 | 0 | 0 | 0 | 0.0001 | 0.0001 | 0.0001 | 0.0002 | 0.0002 | 0.0004 | 0.0008 | 0.0016 | 0.0022 | 0.0032 | 0.0045 | 0.006 | 0.0062 | 0.0064 | 0.0065 | 0.0065 | 0.0066 | 0.0066 | 0.0067 | 0.0067 | 0.0068 | 0.0068 | 0.0069 | 0.0069 | 0.007 | 0.007 | 0.0071 | 0.0071 | 0.0072 | 0.0072 | 0.0072 | 0.0073 | 0.0073 | 0.0074 | 0.0074
CgLDC | February | 0 | 0 | 0 | 0 | 0 | 0 | 0.0001 | 0.0001 | 0.0002 | 0.0003 | 0.0004 | 0.0004 | 0.0005 | 0.0007 | 0.0008 | 0.0013 | 0.0015 | 0.0021 | 0.0026 | 0.0037 | 0.0087 | 0.0154 | 0.0277 | 0.0414 | 0.0633 | 0.09 | 0.1147 | 0.1174 | 0.1222 | 0.1233 | 0.1241 | 0.1249 | 0.1258 | 0.1267 | 0.1276 | 0.1286 | 0.1295 | 0.1305 | 0.1315 | 0.1325 | 0.1336 | 0.1347 | 0.1356 | 0.1363 | 0.1371 | 0.1379 | 0.1387 | 0.1395 | 0.1403 | 0.141
CgLDC | March | 0 | 0 | 0 | 0 | 0 | 0 | 0.0003 | 0.0004 | 0.0006 | 0.0009 | 0.0012 | 0.0015 | 0.002 | 0.0025 | 0.003 | 0.0042 | 0.0056 | 0.007 | 0.0088 | 0.0114 | 0.0285 | 0.0514 | 0.095 | 0.1537 | 0.224 | 0.2845 | 0.4124 | 0.422 | 0.4393 | 0.443 | 0.4459 | 0.449 | 0.4521 | 0.4554 | 0.4588 | 0.4622 | 0.4656 | 0.469 | 0.4726 | 0.4764 | 0.4803 | 0.484 | 0.4873 | 0.49 | 0.4928 | 0.4956 | 0.4984 | 0.5013 | 0.5042 | 0.5069
CgLDC | April | 0 | 0 | 0 | 0 | 0 | 0 | 0.0009 | 0.0012 | 0.0017 | 0.0024 | 0.0032 | 0.0044 | 0.0055 | 0.0072 | 0.0087 | 0.0123 | 0.0154 | 0.0208 | 0.0252 | 0.0355 | 0.0753 | 0.1415 | 0.2835 | 0.3859 | 0.6127 | 0.7863 | 1.0634 | 1.0881 | 1.1326 | 1.1423 | 1.1498 | 1.1576 | 1.1657 | 1.1742 | 1.183 | 1.1917 | 1.2003 | 1.2093 | 1.2186 | 1.2283 | 1.2383 | 1.248 | 1.2565 | 1.2635 | 1.2706 | 1.2778 | 1.2851 | 1.2925 | 1.2999 | 1.3068
CgLDC | May | 0 | 0 | 0 | 0 | 0 | 0 | 0.0013 | 0.0017 | 0.0025 | 0.0034 | 0.005 | 0.0065 | 0.008 | 0.011 | 0.0133 | 0.0179 | 0.0254 | 0.0302 | 0.0364 | 0.0531 | 0.1199 | 0.2099 | 0.4039 | 0.5914 | 0.9524 | 1.1577 | 1.6165 | 1.654 | 1.7217 | 1.7364 | 1.7478 | 1.7597 | 1.772 | 1.7849 | 1.7983 | 1.8115 | 1.8247 | 1.8383 | 1.8525 | 1.8671 | 1.8823 | 1.8971 | 1.9101 | 1.9207 | 1.9314 | 1.9424 | 1.9535 | 1.9647 | 1.9761 | 1.9866
CgLDC | June | 0 | 0 | 0 | 0 | 0 | 0 | 0.0022 | 0.0032 | 0.0043 | 0.0061 | 0.0081 | 0.0103 | 0.0135 | 0.0187 | 0.0241 | 0.0304 | 0.0438 | 0.0538 | 0.0675 | 0.0928 | 0.2144 | 0.3442 | 0.7252 | 0.9347 | 1.5548 | 1.8968 | 2.6778 | 2.74 | 2.8522 | 2.8765 | 2.8953 | 2.9149 | 2.9354 | 2.9568 | 2.979 | 3.0008 | 3.0226 | 3.0453 | 3.0687 | 3.093 | 3.1181 | 3.1426 | 3.1642 | 3.1817 | 3.1995 | 3.2176 | 3.236 | 3.2546 | 3.2734 | 3.2908
CgLDC | July | 0 | 0 | 0 | 0 | 0 | 0 | 0.002 | 0.0031 | 0.0039 | 0.0056 | 0.0079 | 0.0096 | 0.0134 | 0.0176 | 0.0223 | 0.027 | 0.0395 | 0.0504 | 0.0624 | 0.0922 | 0.1994 | 0.3531 | 0.657 | 0.9914 | 1.5662 | 1.8868 | 2.7465 | 2.8103 | 2.9254 | 2.9503 | 2.9696 | 2.9898 | 3.0108 | 3.0327 | 3.0555 | 3.0778 | 3.1002 | 3.1234 | 3.1475 | 3.1724 | 3.1982 | 3.2233 | 3.2454 | 3.2633 | 3.2816 | 3.3002 | 3.3191 | 3.3382 | 3.3574 | 3.3753
CgLDC | August | 0 | 0 | 0 | 0 | 0 | 0 | 0.0017 | 0.0026 | 0.0034 | 0.0048 | 0.0068 | 0.0086 | 0.0114 | 0.0154 | 0.019 | 0.0238 | 0.0341 | 0.0412 | 0.0553 | 0.0803 | 0.1573 | 0.2902 | 0.5833 | 0.8162 | 1.3932 | 1.7093 | 2.4629 | 2.5201 | 2.6233 | 2.6457 | 2.663 | 2.681 | 2.6999 | 2.7195 | 2.7399 | 2.76 | 2.7801 | 2.8009 | 2.8225 | 2.8448 | 2.8679 | 2.8904 | 2.9102 | 2.9263 | 2.9427 | 2.9594 | 2.9763 | 2.9934 | 3.0107 | 3.0268
CgLDC | September | 0 | 0 | 0 | 0 | 0 | 0 | 0 | 0 | 0 | 0 | 0 | 0 | 0 | 0 | 0 | 0 | 0 | 0 | 0 | 0 | 0 | 0 | 0 | 0 | 0 | 0 | 0 | 0 | 0 | 0 | 0 | 0 | 0 | 0 | 0 | 0 | 0 | 0 | 0 | 0 | 0 | 0 | 0 | 0 | 0 | 0 | 0 | 0 | 0 | 0
CgLDC | October | 0 | 0 | 0 | 0 | 0 | 0 | 0.0001 | 0.0002 | 0.0002 | 0.0003 | 0.0004 | 0.0006 | 0.0007 | 0.0009 | 0.0011 | 0.0015 | 0.0023 | 0.0028 | 0.0033 | 0.0044 | 0.0119 | 0.0195 | 0.0359 | 0.0539 | 0.0816 | 0.1083 | 0.1482 | 0.1516 | 0.1578 | 0.1592 | 0.1602 | 0.1613 | 0.1624 | 0.1636 | 0.1648 | 0.166 | 0.1673 | 0.1685 | 0.1698 | 0.1711 | 0.1725 | 0.1739 | 0.1751 | 0.1761 | 0.177 | 0.178 | 0.1791 | 0.1801 | 0.1811 | 0.1821
CgLDC | November | 0 | 0 | 0 | 0 | 0 | 0 | 0 | 0 | 0 | 0 | 0 | 0 | 0 | 0 | 0 | 0 | 0 | 0 | 0 | 0 | 0 | 0 | 0 | 0 | 0 | 0 | 0 | 0 | 0 | 0 | 0 | 0 | 0 | 0 | 0 | 0 | 0 | 0 | 0 | 0 | 0 | 0 | 0 | 0 | 0 | 0 | 0 | 0 | 0 | 0
CgLDC | December | 0 | 0 | 0 | 0 | 0 | 0 | 0 | 0 | 0 | 0 | 0 | 0 | 0 | 0 | 0 | 0 | 0 | 0 | 0 | 0 | 0 | 0 | 0 | 0 | 0 | 0 | 0 | 0 | 0 | 0 | 0 | 0 | 0 | 0 | 0 | 0 | 0 | 0 | 0 | 0 | 0 | 0 | 0 | 0 | 0 | 0 | 0 | 0 | 0 | 0
Oregon Minimum Industrial Cogeneration Loads (MW) |  | 1986 | 1987 | 1988 | 1989 | 1990 | 1991 | 1992 | 1993 | 1994 | 1995 | 1996 | 1997 | 1998 | 1999 | 2000 | 2001 | 2002 | 2003 | 2004 | 2005 | 2006 | 2007 | 2008 | 2009 | 2010 | 2011 | 2012 | 2013 | 2014 | 2015 | 2016 | 2017 | 2018 | 2019 | 2020 | 2021 | 2022 | 2023 | 2024 | 2025 | 2026 | 2027 | 2028 | 2029 | 2030 | 2031 | 2032 | 2033 | 2034 | 2035
CgLDC | Annual | 0 | 0 | 0 | 0 | 0 | 0 | 0 | 0 | 0 | 0 | 0 | 0 | 0 | 0 | 0 | 0 | 0 | 0.0001 | 0.0001 | 0.0001 | 0.0002 | 0.0004 | 0.0008 | 0.0011 | 0.0017 | 0.0023 | 0.0033 | 0.0034 | 0.0035 | 0.0035 | 0.0036 | 0.0036 | 0.0036 | 0.0036 | 0.0037 | 0.0037 | 0.0037 | 0.0038 | 0.0038 | 0.0038 | 0.0038 | 0.0039 | 0.0039 | 0.0039 | 0.0039 | 0.004 | 0.004 | 0.004 | 0.004 | 0.0041
CgLDC | January | 0 | 0 | 0 | 0 | 0 | 0 | 0 | 0 | 0 | 0 | 0 | 0 | 0 | 0 | 0 | 0 | 0 | 0 | 0 | 0 | 0 | 0 | 0 | 0 | 0 | 0 | 0 | 0 | 0 | 0 | 0 | 0 | 0 | 0 | 0 | 0 | 0 | 0 | 0 | 0 | 0 | 0 | 0 | 0 | 0 | 0 | 0 | 0 | 0 | 0
CgLDC | February | 0 | 0 | 0 | 0 | 0 | 0 | 0 | 0 | 0 | 0 | 0 | 0 | 0 | 0 | 0 | 0 | 0 | 0 | 0 | 0 | 0 | 0 | 0 | 0 | 0 | 0 | 0 | 0 | 0 | 0 | 0 | 0 | 0 | 0 | 0 | 0 | 0 | 0 | 0 | 0 | 0 | 0 | 0 | 0 | 0 | 0 | 0 | 0 | 0 | 0
CgLDC | March | 0 | 0 | 0 | 0 | 0 | 0 | 0 | 0 | 0 | 0 | 0 | 0 | 0 | 0 | 0 | 0 | 0 | 0 | 0 | 0 | 0 | 0 | 0 | 0 | 0 | 0 | 0 | 0 | 0 | 0 | 0 | 0 | 0 | 0 | 0 | 0 | 0 | 0 | 0 | 0 | 0 | 0 | 0 | 0 | 0 | 0 | 0 | 0 | 0 | 0
CgLDC | April | 0 | 0 | 0 | 0 | 0 | 0 | 0 | 0 | 0 | 0 | 0 | 0 | 0 | 0 | 0 | 0 | 0 | 0 | 0 | 0 | 0 | 0 | 0 | 0 | 0 | 0 | 0 | 0 | 0 | 0 | 0 | 0 | 0 | 0 | 0 | 0 | 0 | 0 | 0 | 0 | 0 | 0 | 0 | 0 | 0 | 0 | 0 | 0 | 0 | 0
CgLDC | May | 0 | 0 | 0 | 0 | 0 | 0 | 0 | 0 | 0 | 0 | 0 | 0 | 0 | 0 | 0 | 0 | 0 | 0 | 0 | 0 | 0 | 0 | 0 | 0 | 0 | 0 | 0 | 0 | 0 | 0 | 0 | 0 | 0 | 0 | 0 | 0 | 0 | 0 | 0 | 0 | 0 | 0 | 0 | 0 | 0 | 0 | 0 | 0 | 0 | 0
CgLDC | June | 0 | 0 | 0 | 0 | 0 | 0 | 0 | 0 | 0 | 0 | 0 | 0 | 0 | 0 | 0 | 0 | 0 | 0 | 0 | 0 | 0 | 0 | 0 | 0 | 0 | 0 | 0 | 0 | 0 | 0 | 0 | 0 | 0 | 0 | 0 | 0 | 0 | 0 | 0 | 0 | 0 | 0 | 0 | 0 | 0 | 0 | 0 | 0 | 0 | 0
CgLDC | July | 0 | 0 | 0 | 0 | 0 | 0 | 0 | 0 | 0.0001 | 0.0001 | 0.0001 | 0.0001 | 0.0002 | 0.0003 | 0.0003 | 0.0004 | 0.0005 | 0.0007 | 0.0009 | 0.0012 | 0.0026 | 0.0046 | 0.0092 | 0.013 | 0.0205 | 0.0275 | 0.0388 | 0.0397 | 0.0414 | 0.0417 | 0.042 | 0.0423 | 0.0426 | 0.0429 | 0.0432 | 0.0435 | 0.0438 | 0.0442 | 0.0445 | 0.0449 | 0.0452 | 0.0456 | 0.0459 | 0.0461 | 0.0464 | 0.0467 | 0.0469 | 0.0472 | 0.0475 | 0.0477
CgLDC | August | 0 | 0 | 0 | 0 | 0 | 0 | 0 | 0 | 0 | 0 | 0 | 0 | 0 | 0 | 0 | 0 | 0 | 0 | 0 | 0 | 0 | 0 | 0 | 0 | 0 | 0 | 0 | 0 | 0 | 0 | 0 | 0 | 0 | 0 | 0 | 0 | 0 | 0 | 0 | 0 | 0 | 0 | 0 | 0 | 0 | 0 | 0 | 0 | 0 | 0
CgLDC | September | 0 | 0 | 0 | 0 | 0 | 0 | 0 | 0 | 0 | 0 | 0 | 0 | 0 | 0 | 0 | 0 | 0 | 0 | 0 | 0 | 0 | 0 | 0 | 0 | 0 | 0 | 0 | 0 | 0 | 0 | 0 | 0 | 0 | 0 | 0 | 0 | 0 | 0 | 0 | 0 | 0 | 0 | 0 | 0 | 0 | 0 | 0 | 0 | 0 | 0
CgLDC | October | 0 | 0 | 0 | 0 | 0 | 0 | 0 | 0 | 0 | 0 | 0 | 0 | 0 | 0 | 0 | 0 | 0 | 0 | 0 | 0 | 0 | 0 | 0 | 0 | 0 | 0 | 0 | 0 | 0 | 0 | 0 | 0 | 0 | 0 | 0 | 0 | 0 | 0 | 0 | 0 | 0 | 0 | 0 | 0 | 0 | 0 | 0 | 0 | 0 | 0
CgLDC | November | 0 | 0 | 0 | 0 | 0 | 0 | 0 | 0 | 0 | 0 | 0 | 0 | 0 | 0 | 0 | 0 | 0 | 0 | 0 | 0 | 0 | 0 | 0 | 0 | 0 | 0 | 0 | 0 | 0 | 0 | 0 | 0 | 0 | 0 | 0 | 0 | 0 | 0 | 0 | 0 | 0 | 0 | 0 | 0 | 0 | 0 | 0 | 0 | 0 | 0
CgLDC | December | 0 | 0 | 0 | 0 | 0 | 0 | 0 | 0 | 0 | 0 | 0 | 0 | 0 | 0 | 0 | 0 | 0 | 0 | 0 | 0 | 0 | 0 | 0 | 0 | 0 | 0 | 0 | 0 | 0 | 0 | 0 | 0 | 0 | 0 | 0 | 0 | 0 | 0 | 0 | 0 | 0 | 0 | 0 | 0 | 0 | 0 | 0 | 0 | 0 | 0
Oregon Industrial Electric Generation from Cogeneration (GWh) |  | 1986 | 1987 | 1988 | 1989 | 1990 | 1991 | 1992 | 1993 | 1994 | 1995 | 1996 | 1997 | 1998 | 1999 | 2000 | 2001 | 2002 | 2003 | 2004 | 2005 | 2006 | 2007 | 2008 | 2009 | 2010 | 2011 | 2012 | 2013 | 2014 | 2015 | 2016 | 2017 | 2018 | 2019 | 2020 | 2021 | 2022 | 2023 | 2024 | 2025 | 2026 | 2027 | 2028 | 2029 | 2030 | 2031 | 2032 | 2033 | 2034 | 2035
CgEG | Total | 0 | 0 | 0 | 0 | 0 | 0 | 0.0077 | 0.0107 | 0.015 | 0.021 | 0.0294 | 0.038 | 0.0489 | 0.0636 | 0.0785 | 0.103 | 0.1381 | 0.1774 | 0.2263 | 0.3161 | 0.652 | 1.1853 | 2.2711 | 3.3077 | 5.1916 | 6.7677 | 9.367 | 9.5846 | 9.9769 | 10.062 | 10.1278 | 10.1965 | 10.2682 | 10.3429 | 10.4207 | 10.4969 | 10.5733 | 10.6524 | 10.7345 | 10.8194 | 10.9073 | 10.9929 | 11.0683 | 11.1296 | 11.1919 | 11.2553 | 11.3197 | 11.3848 | 11.4505 | 11.5115
CgEG | Electric | 0 | 0 | 0 | 0 | 0 | 0 | 0 | 0 | 0 | 0 | 0 | 0 | 0 | 0 | 0 | 0 | 0 | 0 | 0 | 0 | 0 | 0 | 0 | 0 | 0 | 0 | 0 | 0 | 0 | 0 | 0 | 0 | 0 | 0 | 0 | 0 | 0 | 0 | 0 | 0 | 0 | 0 | 0 | 0 | 0 | 0 | 0 | 0 | 0 | 0
CgEG | Gas | 0 | 0 | 0 | 0 | 0 | 0 | 0 | 0 | 0 | 0 | 0 | 0 | 0 | 0 | 0 | 0 | 0 | 0 | 0 | 0 | 0 | 0 | 0 | 0 | 0 | 0 | 0 | 0 | 0 | 0 | 0 | 0 | 0 | 0 | 0 | 0 | 0 | 0 | 0 | 0 | 0 | 0 | 0 | 0 | 0 | 0 | 0 | 0 | 0 | 0
CgEG | Coal | 0 | 0 | 0 | 0 | 0 | 0 | 0 | 0 | 0 | 0 | 0 | 0 | 0 | 0 | 0 | 0 | 0 | 0 | 0 | 0 | 0 | 0 | 0 | 0 | 0 | 0 | 0 | 0 | 0 | 0 | 0 | 0 | 0 | 0 | 0 | 0 | 0 | 0 | 0 | 0 | 0 | 0 | 0 | 0 | 0 | 0 | 0 | 0 | 0 | 0
CgEG | Oil | 0 | 0 | 0 | 0 | 0 | 0 | 0 | 0 | 0 | 0 | 0 | 0 | 0 | 0 | 0 | 0 | 0 | 0 | 0 | 0 | 0 | 0 | 0 | 0 | 0 | 0 | 0 | 0 | 0 | 0 | 0 | 0 | 0 | 0 | 0 | 0 | 0 | 0 | 0 | 0 | 0 | 0 | 0 | 0 | 0 | 0 | 0 | 0 | 0 | 0
CgEG | Biomass | 0 | 0 | 0 | 0 | 0 | 0 | 0 | 0 | 0 | 0 | 0 | 0 | 0 | 0 | 0 | 0 | 0 | 0 | 0 | 0 | 0 | 0 | 0 | 0 | 0 | 0 | 0 | 0 | 0 | 0 | 0 | 0 | 0 | 0 | 0 | 0 | 0 | 0 | 0 | 0 | 0 | 0 | 0 | 0 | 0 | 0 | 0 | 0 | 0 | 0
CgEG | Solar | 0 | 0 | 0 | 0 | 0 | 0 | 0.0077 | 0.0107 | 0.015 | 0.021 | 0.0294 | 0.038 | 0.0489 | 0.0636 | 0.0785 | 0.103 | 0.1381 | 0.1774 | 0.2263 | 0.3161 | 0.652 | 1.1853 | 2.2711 | 3.3077 | 5.1916 | 6.7677 | 9.367 | 9.5846 | 9.9769 | 10.062 | 10.1278 | 10.1965 | 10.2682 | 10.3429 | 10.4207 | 10.4969 | 10.5733 | 10.6524 | 10.7345 | 10.8194 | 10.9073 | 10.9929 | 11.0683 | 11.1296 | 11.1919 | 11.2553 | 11.3197 | 11.3848 | 11.4505 | 11.5115
CgEG | LPG | 0 | 0 | 0 | 0 | 0 | 0 | 0 | 0 | 0 | 0 | 0 | 0 | 0 | 0 | 0 | 0 | 0 | 0 | 0 | 0 | 0 | 0 | 0 | 0 | 0 | 0 | 0 | 0 | 0 | 0 | 0 | 0 | 0 | 0 | 0 | 0 | 0 | 0 | 0 | 0 | 0 | 0 | 0 | 0 | 0 | 0 | 0 | 0 | 0 | 0
CgEG | Steam | 0 | 0 | 0 | 0 | 0 | 0 | 0 | 0 | 0 | 0 | 0 | 0 | 0 | 0 | 0 | 0 | 0 | 0 | 0 | 0 | 0 | 0 | 0 | 0 | 0 | 0 | 0 | 0 | 0 | 0 | 0 | 0 | 0 | 0 | 0 | 0 | 0 | 0 | 0 | 0 | 0 | 0 | 0 | 0 | 0 | 0 | 0 | 0 | 0 | 0
Oregon Electricity Sales (GWh/Yr) |  | 1986 | 1987 | 1988 | 1989 | 1990 | 1991 | 1992 | 1993 | 1994 | 1995 | 1996 | 1997 | 1998 | 1999 | 2000 | 2001 | 2002 | 2003 | 2004 | 2005 | 2006 | 2007 | 2008 | 2009 | 2010 | 2011 | 2012 | 2013 | 2014 | 2015 | 2016 | 2017 | 2018 | 2019 | 2020 | 2021 | 2022 | 2023 | 2024 | 2025 | 2026 | 2027 | 2028 | 2029 | 2030 | 2031 | 2032 | 2033 | 2034 | 2035
SaEC | Total | 34544.75 | 37125.28 | 38658.11 | 40819.45 | 43184.29 | 42791.09 | 42148.55 | 43596.19 | 44069.3 | 44628.36 | 47179.2 | 47382.97 | 45792.06 | 46429.77 | 49079.34 | 45450.68 | 44864.53 | 44838.9 | 45302.69 | 46839.43 | 48685.71 | 48266.78 | 47773.9 | 45948.82 | 43799.48 | 44052.87 | 43727.12 | 46067.61 | 47066.57 | 47741.46 | 48099.11 | 48478.76 | 48902.95 | 49297.87 | 49739.07 | 50177.01 | 50644.89 | 51151.2 | 51707.19 | 52312.78 | 52919.24 | 53589.38 | 54293.5 | 54987.32 | 55724.29 | 56438.9 | 57138.87 | 57852.28 | 58569.42 | 59300.09
SaEC | Single Family | 10999.34 | 10949.89 | 11327.58 | 11765.54 | 11912.31 | 12256.34 | 11730.04 | 12672.15 | 12460.92 | 12296.39 | 12866.82 | 12746.53 | 12940.91 | 13244.47 | 13352.33 | 12907.96 | 12968.45 | 13114.68 | 13319.38 | 13701.29 | 14184.71 | 14445.37 | 14797.25 | 14730.03 | 14008.67 | 14458.08 | 14162.36 | 13919.92 | 14160.1 | 13829.53 | 13632.88 | 13502.01 | 13416.95 | 13318.3 | 13242.13 | 13186.33 | 13143.45 | 13112.3 | 13098.29 | 13098.53 | 13101.71 | 13114.56 | 13131.96 | 13153.52 | 13181.05 | 13209.16 | 13244.49 | 13291.57 | 13343.41 | 13399.91
SaEC | Multi Family | 1608.717 | 1628.801 | 1749.65 | 1914.227 | 1973.122 | 2048.028 | 1936.337 | 2107.81 | 2075.687 | 2087.328 | 2265.335 | 2282.143 | 2343.089 | 2442.421 | 2470.916 | 2396.771 | 2407.702 | 2409.696 | 2457.246 | 2563.063 | 2646.14 | 2737.507 | 2847.95 | 2828.31 | 2714.486 | 2859.596 | 2699.892 | 2722.226 | 2824.091 | 2863.467 | 2899.017 | 2937.091 | 2980.601 | 3018.063 | 3061.825 | 3107.514 | 3149.688 | 3195.805 | 3239.849 | 3284.577 | 3329.622 | 3377.386 | 3419.177 | 3453.265 | 3489.101 | 3523.792 | 3557.208 | 3584.893 | 3614.116 | 3642.602
SaEC | Other Family | 1037.413 | 1059.745 | 1128.813 | 1209.893 | 1271.991 | 1357.14 | 1351.092 | 1532.762 | 1590.458 | 1645.392 | 1778.398 | 1823.855 | 1908.128 | 1989.231 | 2022.908 | 1953.194 | 1969.669 | 2006.33 | 2037.864 | 2083.638 | 2164.748 | 2208.635 | 2272.039 | 2268.894 | 2156.571 | 2221.483 | 2230.868 | 2202.871 | 2250.807 | 2190.02 | 2157.927 | 2130.604 | 2110.367 | 2089.01 | 2069.838 | 2055.336 | 2042.12 | 2032.792 | 2024.014 | 2018.502 | 2012.937 | 2010.19 | 2007.087 | 2006.549 | 2005.409 | 2007.142 | 2008.476 | 2012.337 | 2015.507 | 2020.992
SaEC | Large Office | 854.5428 | 812.4561 | 847.0106 | 867.3798 | 1049.795 | 967.4677 | 994.0206 | 958.5866 | 1049.589 | 1047.273 | 1120.983 | 1154.569 | 1207.851 | 1210.488 | 1255.387 | 1228.832 | 1252.218 | 1287.971 | 1289.609 | 1281.375 | 1315.021 | 1367.626 | 1407.319 | 1326.053 | 1328.415 | 1368.205 | 1326.337 | 1330.496 | 1411.571 | 1479.047 | 1525.393 | 1562.119 | 1610.319 | 1656.85 | 1709.342 | 1748.86 | 1797.992 | 1846.541 | 1891.494 | 1936.464 | 1982.745 | 2032.508 | 2087.939 | 2140.666 | 2201.61 | 2253.658 | 2305.01 | 2361.74 | 2418.99 | 2476.482
SaEC | Medium Office | 271.6295 | 331.8582 | 347.626 | 359.7597 | 420.9261 | 391.6178 | 398.5637 | 398.2412 | 423.5341 | 426.7578 | 453.2816 | 466.6753 | 483.1462 | 497.8292 | 515.9413 | 502.6638 | 507.616 | 512.5093 | 516.0247 | 519.0662 | 543.748 | 545.9533 | 553.5121 | 541.4742 | 513.5162 | 532.4843 | 530.577 | 538.7231 | 583.7989 | 622.4586 | 654.4594 | 679.151 | 711.6633 | 742.608 | 777.5652 | 802.9577 | 834.8174 | 865.9977 | 894.3693 | 922.5371 | 951.4095 | 982.5485 | 1017.483 | 1050.132 | 1088.576 | 1120.38 | 1151.691 | 1186.431 | 1221.344 | 1256.242
SaEC | Small Office | 366.5885 | 368.9918 | 385.0235 | 395.2814 | 473.5052 | 437.7198 | 449.2963 | 436.8108 | 474.5305 | 475.4974 | 507.0035 | 522.4193 | 544.7811 | 550.349 | 570.5126 | 557.7625 | 566.8761 | 579.946 | 581.7317 | 579.714 | 609.7395 | 607.2142 | 612.3635 | 603.3533 | 568.485 | 586.9642 | 590.5815 | 587.2167 | 613.7476 | 634.8788 | 645.1361 | 653.3806 | 664.5155 | 675.4637 | 687.8718 | 697.3508 | 709.3303 | 721.2571 | 732.4349 | 743.7047 | 755.345 | 767.8743 | 781.7761 | 795.2909 | 810.5892 | 824.0479 | 837.1772 | 851.8217 | 866.6454 | 881.5488
SaEC | Big Box-Retail | 712.8371 | 1164.683 | 1229.543 | 1278.781 | 1361.342 | 1298.916 | 1293.171 | 1399.736 | 1391.207 | 1429.542 | 1438.715 | 1452.225 | 1427.518 | 1548.619 | 1571.596 | 1495.012 | 1467.813 | 1419.95 | 1444.391 | 1503.188 | 1575.931 | 1572.705 | 1559.451 | 1520.354 | 1512.917 | 1499.003 | 1533.696 | 1508.277 | 1536.826 | 1550.263 | 1543.469 | 1522.979 | 1498.964 | 1477.995 | 1459.427 | 1441.275 | 1425.891 | 1412.902 | 1405.223 | 1401.265 | 1399.983 | 1404.324 | 1411.675 | 1419.103 | 1427.446 | 1437.099 | 1445.164 | 1454.881 | 1465.099 | 1477.639
SaEC | Small Box-Retail | 983.4702 | 919.7245 | 961.313 | 977.8723 | 1124.619 | 1048.564 | 1065.533 | 1066.94 | 1131.067 | 1134.73 | 1164.185 | 1175.615 | 1185.023 | 1205.627 | 1225.937 | 1178.077 | 1180.626 | 1189.067 | 1192.408 | 1205.994 | 1301.564 | 1239.131 | 1207.17 | 1245.918 | 1130.164 | 1144.987 | 1211.15 | 1203.922 | 1241.727 | 1268.158 | 1272.225 | 1276.284 | 1279.254 | 1282.692 | 1286.444 | 1290.272 | 1294.796 | 1299.965 | 1306.602 | 1314.166 | 1322.413 | 1332.255 | 1342.896 | 1353.421 | 1364.119 | 1375.084 | 1385.582 | 1396.437 | 1407.409 | 1419.057
SaEC | High End-Retail | 258.9391 | 241.9695 | 252.2274 | 255.3634 | 297.4502 | 276.4361 | 282.4736 | 278.3411 | 298.5932 | 298.8569 | 306.9753 | 310.2578 | 313.9214 | 315.9436 | 321.3363 | 309.3199 | 311.0783 | 315.6504 | 315.8261 | 317.6996 | 335.21 | 334.8738 | 336.8083 | 333.3811 | 313.4707 | 326.6966 | 325.4579 | 330.7561 | 348.1898 | 361.1247 | 372.4508 | 382.4557 | 388.6838 | 394.8792 | 401.0143 | 405.7174 | 410.6318 | 415.7912 | 423.4252 | 432.5288 | 442.4831 | 455.5291 | 469.8877 | 483.28 | 496.8738 | 510.5253 | 522.7181 | 535.3049 | 547.7908 | 561.5754
SaEC | Anchor-Retail | 624.9707 | 537.6611 | 555.7444 | 551.9637 | 684.3494 | 624.912 | 648.9156 | 599.8535 | 678.9273 | 666.9988 | 695.3692 | 703.0479 | 724.9706 | 693.6693 | 706.5356 | 686.0197 | 701.3771 | 736.1953 | 729.1612 | 717.7332 | 754.0649 | 756.6783 | 760.1202 | 746.1992 | 715.7485 | 736.8734 | 735.7355 | 732.7928 | 759.6699 | 779.1074 | 787.2301 | 794.8771 | 800.4511 | 806.3375 | 812.4259 | 817.9668 | 823.9977 | 830.4845 | 838.8551 | 848.3779 | 858.6867 | 871.2323 | 884.8171 | 897.9895 | 911.3685 | 924.9836 | 937.7493 | 950.9327 | 964.1757 | 978.4197
SaEC | K-12 | 194.2849 | 198.5639 | 211.1665 | 220.1348 | 244.4021 | 235.6975 | 237.2509 | 266.5592 | 272.7432 | 279.9238 | 294.2262 | 303.5755 | 303.3996 | 335.1112 | 346.6 | 340.9728 | 352.7546 | 348.6514 | 358.9091 | 372.8837 | 384.3841 | 394.639 | 416.7668 | 395.037 | 378.5766 | 383.2014 | 381.6272 | 381.6052 | 395.636 | 406.0097 | 408.5388 | 415.2245 | 421.6438 | 425.773 | 431.0551 | 436.6881 | 443.7088 | 454.4457 | 468.2146 | 479.9232 | 491.9776 | 505.0564 | 519.6451 | 533.7562 | 548.0397 | 562.064 | 578.0032 | 591.8038 | 606.9921 | 622.1697
SaEC | University | 235.0821 | 239.7421 | 250.3517 | 253.8394 | 301.4361 | 285.8441 | 300.1465 | 304.8065 | 333.9683 | 340.6213 | 357.5322 | 371.7174 | 379.1324 | 394.1968 | 407.5907 | 405.334 | 424.2085 | 445.9845 | 453.1649 | 452.0113 | 456.7398 | 485.3386 | 511.8389 | 473.299 | 506.5666 | 487.8873 | 470.1332 | 467.3725 | 483.2236 | 494.5004 | 496.0932 | 497.5498 | 499.219 | 501.1281 | 503.3857 | 505.881 | 508.6503 | 512.6454 | 516.895 | 521.1465 | 526.0496 | 531.3596 | 539.0474 | 546.73 | 552.9529 | 560.8548 | 568.5757 | 575.9814 | 583.9076 | 592.9286
SaEC | Warehouse | 621.0434 | 642.0868 | 695.3986 | 739.1852 | 747.8018 | 725.5275 | 708.089 | 815.4747 | 768.7278 | 810.1111 | 833.3525 | 873.2997 | 861.2539 | 990.8552 | 1008.616 | 960.2862 | 935.0222 | 864.0663 | 889.564 | 953.2192 | 1041.361 | 976.2719 | 952.3352 | 1017.171 | 850.089 | 902.5337 | 953.8239 | 970.8074 | 1013.643 | 1049.073 | 1062.145 | 1077.859 | 1093.007 | 1105.694 | 1118.565 | 1129.671 | 1144.435 | 1160.922 | 1178.839 | 1196.522 | 1214.454 | 1233.186 | 1250.375 | 1267.78 | 1286.928 | 1306.768 | 1326.312 | 1346.591 | 1366.605 | 1385.715
SaEC | Supermarket | 549.5311 | 502.1688 | 528.8394 | 546.864 | 594.6072 | 563.6284 | 563.9507 | 598.1536 | 604.8359 | 617.1454 | 624.7069 | 630.5099 | 624.1501 | 665.3282 | 675.6154 | 644.402 | 640.9143 | 633.3821 | 646.307 | 657.9685 | 674.1849 | 675.3867 | 680.795 | 664.1315 | 658.001 | 656.8587 | 670.1929 | 674.3437 | 702.8203 | 714.222 | 717.6334 | 710.574 | 701.9503 | 694.7822 | 688.8732 | 684.2521 | 680.8483 | 678.45 | 677.0569 | 676.4936 | 676.6989 | 677.6454 | 679.21 | 681.6386 | 684.3835 | 687.6314 | 691.2751 | 695.3345 | 699.7654 | 704.5392
SaEC | MiniMart | 171.483 | 254.4548 | 268.9332 | 280.2755 | 296.1313 | 283.2063 | 281.3599 | 306.7995 | 303.0773 | 312.1922 | 313.5697 | 316.5299 | 310.3458 | 338.7456 | 343.7573 | 326.6998 | 322.4501 | 313.8627 | 322.0104 | 331.3204 | 340.4918 | 344.2136 | 347.8683 | 333.48 | 336.5653 | 332.8411 | 338.6046 | 335.5205 | 344.597 | 350.2169 | 350.9704 | 346.5583 | 341.1753 | 336.681 | 333.0393 | 329.7776 | 326.9274 | 324.582 | 323.2422 | 322.9617 | 323.1378 | 324.3472 | 326.0994 | 327.9638 | 330.1727 | 332.656 | 334.9756 | 337.3444 | 340.0224 | 343.1091
SaEC | Restaurant | 626.1137 | 629.66 | 650.5276 | 657.6788 | 746.864 | 694.4901 | 704.5135 | 705.041 | 734.32 | 731.5944 | 743.1711 | 748.7983 | 748.0363 | 762.6025 | 764.8885 | 727.2567 | 735.463 | 750.7032 | 764.0678 | 799.4263 | 855.0088 | 797.9008 | 780.446 | 826.9434 | 719.6639 | 740.3638 | 798.3516 | 790.2919 | 812.1385 | 823.4749 | 818.4172 | 808.0355 | 797.9447 | 789.1441 | 783.5042 | 779.1151 | 775.8815 | 773.702 | 772.5048 | 772.112 | 772.51 | 774.9059 | 778.2625 | 782.1701 | 786.6233 | 791.8843 | 797.0541 | 802.7632 | 808.4656 | 814.875
SaEC | Lodging | 1005.422 | 1010.404 | 1063.658 | 1076.465 | 1236.811 | 1147.333 | 1148.241 | 1161.254 | 1215.152 | 1199.297 | 1249.297 | 1308.734 | 1345.486 | 1387.045 | 1411.811 | 1343.581 | 1332.942 | 1327.666 | 1319.987 | 1320.486 | 1370.441 | 1373.673 | 1393.727 | 1372.168 | 1298.722 | 1348.253 | 1351.591 | 1354.734 | 1409.355 | 1442.613 | 1448.784 | 1453.134 | 1453.734 | 1455.558 | 1457.373 | 1459.675 | 1462.477 | 1466.104 | 1471.594 | 1478.818 | 1488.661 | 1503.248 | 1519.563 | 1536.792 | 1554.319 | 1573.298 | 1590.93 | 1609.292 | 1626.604 | 1645.608
SaEC | Hospital | 300.0293 | 304.6014 | 317.7902 | 318.3763 | 402.4033 | 369.6952 | 395.252 | 361.1078 | 416.2368 | 409.6717 | 427.2274 | 442.0867 | 467.6729 | 473.8862 | 501.3188 | 500.2344 | 516.5884 | 549.2378 | 547.0104 | 568.9464 | 603.5372 | 608.3454 | 597.5788 | 628.101 | 551.149 | 571.2311 | 579.2285 | 578.029 | 604.7515 | 628.3179 | 644.559 | 659.7252 | 672.4077 | 682.917 | 691.7003 | 699.6773 | 707.2158 | 714.6068 | 722.2604 | 730.3402 | 739.6688 | 751.0283 | 763.3951 | 774.8913 | 786.1484 | 797.7834 | 808.7219 | 819.5283 | 830.306 | 841.1609
SaEC | OtherHealth | 469.5193 | 476.2603 | 500.7328 | 507.1512 | 628.605 | 579.7186 | 609.0562 | 577.667 | 650.4982 | 638.687 | 669.6658 | 690.2402 | 726.6119 | 749.4137 | 793.4055 | 788.7161 | 823.0068 | 877.7841 | 887.4849 | 928.9125 | 961.1055 | 1002.397 | 1020.326 | 964.6001 | 964.0477 | 993.2015 | 962.9343 | 967.4894 | 1023.341 | 1071.864 | 1111.196 | 1148.934 | 1185.026 | 1218.047 | 1246.331 | 1274.285 | 1301.36 | 1328.209 | 1356.458 | 1385.652 | 1417.749 | 1454.35 | 1493.639 | 1529.939 | 1567.356 | 1606.145 | 1643.187 | 1680.692 | 1717.71 | 1754.828
SaEC | Assembly | 456.3599 | 471.864 | 513.5991 | 532.3271 | 586.1371 | 562.4561 | 563.4526 | 613.8922 | 619.5486 | 637.7784 | 684.613 | 724.8533 | 739.6541 | 806.0374 | 833.0889 | 808.7042 | 819.0207 | 814.9467 | 838.4225 | 858.9467 | 884.0379 | 922.1168 | 949.0631 | 883.4124 | 896.5156 | 917.6928 | 899.5818 | 947.7742 | 1032.058 | 1082.413 | 1108.861 | 1134.473 | 1148.246 | 1162.075 | 1175.714 | 1184.498 | 1193.926 | 1203.891 | 1220.565 | 1242.276 | 1265.45 | 1295.588 | 1333.139 | 1376.823 | 1419.757 | 1462.81 | 1501.48 | 1541.012 | 1579.272 | 1617.734
SaEC | Other | 687.1336 | 708.3822 | 768.728 | 791.442 | 893.6108 | 851.0258 | 857.415 | 912.0457 | 939.5076 | 958.939 | 1036.694 | 1097.421 | 1129.191 | 1205.129 | 1246.541 | 1213.95 | 1217.174 | 1240.122 | 1283.234 | 1296.635 | 1333.219 | 1412.566 | 1443.267 | 1350.952 | 1362.085 | 1409.252 | 1346.71 | 1376.496 | 1468.282 | 1568.153 | 1654.584 | 1733.228 | 1813.876 | 1880.315 | 1944.419 | 2012.644 | 2080.692 | 2149.816 | 2228.514 | 2306.706 | 2390.842 | 2481.247 | 2576.146 | 2666.12 | 2764.165 | 2851.111 | 2946.826 | 3039.239 | 3130.112 | 3216.878
SaEC | Food & Tobacco | 832.8633 | 1028.555 | 967.729 | 1025.416 | 1035.911 | 1230.754 | 1434.878 | 1441.761 | 1455.215 | 1503.857 | 1682.458 | 1577.62 | 1313.714 | 1182.849 | 1574.987 | 1452.54 | 1383.375 | 1348.653 | 1342.551 | 1455.452 | 1487.863 | 1390.398 | 1222.532 | 1051.482 | 1017.133 | 919.9929 | 922.6661 | 1264.57 | 1162.869 | 1223.28 | 1261.424 | 1299.924 | 1338.746 | 1377.856 | 1417.225 | 1456.826 | 1496.636 | 1536.633 | 1576.798 | 1617.113 | 1657.562 | 1698.13 | 1738.804 | 1779.572 | 1820.423 | 1861.345 | 1902.331 | 1943.371 | 1984.456 | 2025.582
SaEC | Textiles | 64.0444 | 82.5318 | 79.8781 | 100.6338 | 99.9944 | 120.7943 | 135.7967 | 138.3389 | 144.1276 | 140.8793 | 148.9627 | 136.1772 | 111.3971 | 101.0075 | 137.1576 | 125.9847 | 119.2831 | 120.8419 | 120.2041 | 129.4568 | 130.9224 | 120.7575 | 108.2769 | 92.4364 | 89.5274 | 81.2408 | 81.3854 | 87.4505 | 92.2371 | 94.3522 | 94.6623 | 94.9593 | 95.2443 | 95.5179 | 95.781 | 96.0343 | 96.2784 | 96.5139 | 96.7413 | 96.9613 | 97.1742 | 96.8743 | 96.4721 | 96.0721 | 95.6752 | 95.2821 | 94.8937 | 94.5107 | 94.1338 | 93.7634
SaEC | Apparel | 15.2615 | 18.4904 | 17.7601 | 18.1812 | 18.8479 | 19.9075 | 28.0163 | 33.8979 | 28.0023 | 35.6049 | 36.853 | 19.0084 | 15.1337 | 14.4356 | 20.2696 | 18.5719 | 17.4162 | 16.9864 | 16.8973 | 18.3679 | 18.6058 | 17.1279 | 15.3365 | 13.1204 | 12.7212 | 11.5393 | 11.556 | 12.8864 | 14.2163 | 14.2228 | 13.9497 | 13.6734 | 13.394 | 13.1119 | 12.8273 | 12.5404 | 12.2515 | 11.9607 | 11.6681 | 11.3741 | 11.0786 | 10.7819 | 10.484 | 10.1851 | 9.8852 | 9.5846 | 9.2832 | 8.9812 | 8.6785 | 8.3754
SaEC | Lumber | 2481.536 | 2358.333 | 2258.286 | 2492.585 | 2149.104 | 2119.086 | 2164.071 | 2205.734 | 2038.417 | 2141.757 | 2265.168 | 2290.914 | 1925.145 | 1698.81 | 2252.075 | 2316.222 | 2251.064 | 2184.164 | 2158.019 | 2317.64 | 2347.521 | 2159.152 | 1932.545 | 1651.148 | 1600.835 | 1451.9 | 1454.018 | 1374.554 | 1330.668 | 1317.71 | 1278.857 | 1239.979 | 1201.082 | 1162.17 | 1123.248 | 1084.318 | 1045.384 | 1006.448 | 967.5104 | 928.5745 | 889.641 | 850.7105 | 811.7843 | 772.863 | 733.9471 | 695.0371 | 656.1335 | 617.2365 | 578.3464 | 539.4631
SaEC | Furniture | 54.6241 | 56.1405 | 60.3579 | 87.5129 | 99.5462 | 93.5634 | 126.5021 | 152.7858 | 154.6206 | 150.6439 | 156.7139 | 167.0401 | 136.2041 | 119.1298 | 164.6193 | 159.9831 | 150.6499 | 148.1612 | 145.194 | 151.6045 | 155.3545 | 139.267 | 127.714 | 112.6589 | 105.9236 | 95.9834 | 96.2112 | 104.7898 | 90.8985 | 96.1416 | 99.6034 | 103.0516 | 106.487 | 109.9107 | 113.3233 | 116.7257 | 120.1185 | 123.5023 | 126.8777 | 130.2452 | 133.6052 | 136.8118 | 139.9081 | 143.0307 | 146.1767 | 149.3433 | 152.5282 | 155.729 | 158.9438 | 162.1705
SaEC | Paper | 1909.063 | 2068.573 | 1941.779 | 1885.654 | 1794.568 | 1812.918 | 1978.749 | 2005.129 | 1993.011 | 1952.793 | 2019.725 | 1880.603 | 1599.443 | 1433.844 | 1807.124 | 1863.436 | 1820.929 | 1791.051 | 1794.437 | 1952.781 | 2000.423 | 1793.836 | 1647.133 | 1455.119 | 1367.465 | 1239.452 | 1242.519 | 1086.316 | 937.8752 | 988.1039 | 1009.399 | 1031.341 | 1053.848 | 1076.845 | 1100.27 | 1124.068 | 1148.196 | 1172.612 | 1197.283 | 1222.182 | 1247.283 | 1272.567 | 1298.014 | 1323.61 | 1349.341 | 1375.197 | 1401.167 | 1427.242 | 1453.416 | 1479.68
SaEC | Printing | 129.2505 | 150.7549 | 150.0815 | 176.5997 | 200.5269 | 211.1589 | 249.6803 | 261.6215 | 243.3981 | 274.3981 | 298.2388 | 388.7246 | 314.1985 | 280.4091 | 388.0726 | 386.6729 | 364.4757 | 357.1893 | 357.7852 | 391.7545 | 409.4616 | 371.0338 | 344.8418 | 298.8091 | 277.9174 | 252.9477 | 254.047 | 174.2128 | 149.3318 | 156.5495 | 160.8554 | 165.1522 | 169.4401 | 173.7188 | 177.9886 | 182.2493 | 186.5011 | 190.7439 | 194.9778 | 199.2028 | 203.419 | 207.6264 | 211.2467 | 213.7671 | 216.2956 | 218.8329 | 221.3793 | 223.9357 | 226.5022 | 229.0798
SaEC | Chemicals | 369.1574 | 456.9255 | 395.019 | 506.3589 | 563.2529 | 634.1221 | 716.1023 | 755.2716 | 850.1757 | 853.1691 | 965.3641 | 929.0112 | 810.8549 | 738.8544 | 934.595 | 946.1002 | 915.4731 | 901.3193 | 899.3679 | 980.2522 | 1024.048 | 923.2226 | 858.2341 | 749.8918 | 695.7679 | 634.6033 | 637.3656 | 1196.414 | 1101.897 | 1195.826 | 1268.852 | 1342.309 | 1416.14 | 1490.295 | 1564.729 | 1639.404 | 1714.282 | 1789.334 | 1864.531 | 1939.849 | 2015.266 | 2090.763 | 2166.321 | 2241.925 | 2317.561 | 2393.216 | 2468.878 | 2544.538 | 2620.185 | 2695.811
SaEC | Petroleum Products | 15.1085 | 24.1692 | 19.0273 | 19.6052 | 29.9999 | 25.4307 | 30.1464 | 26.3709 | 31.5457 | 26.2591 | 28.4091 | 28.1584 | 23.2528 | 21.0623 | 27.819 | 28.2907 | 26.8283 | 27.4149 | 27.2898 | 29.5915 | 30.715 | 27.6811 | 26.0414 | 22.6532 | 21.0167 | 19.1595 | 19.2244 | 11.1775 | 10.5524 | 10.9352 | 11.1113 | 11.2868 | 11.4614 | 11.6354 | 11.8087 | 11.9813 | 12.1534 | 12.3248 | 12.4956 | 12.6659 | 12.8356 | 13.0047 | 13.1733 | 13.3413 | 13.5088 | 13.6756 | 13.8419 | 14.0077 | 14.1728 | 14.3373
SaEC | Rubber | 212.3008 | 254.103 | 256.6899 | 330.4268 | 377.3407 | 382.4531 | 447.7713 | 528.2137 | 576.3757 | 617.1208 | 667.6349 | 654.4417 | 531.7341 | 472.8689 | 643.6388 | 656.9598 | 624.2756 | 610.2376 | 616.9404 | 676.6771 | 702.7955 | 633.4816 | 595.7833 | 518.328 | 480.5438 | 438.3735 | 440.0731 | 504.392 | 461.9645 | 491.5244 | 512.2232 | 533.0171 | 553.892 | 574.8356 | 595.8364 | 616.8846 | 637.9715 | 659.0894 | 680.2314 | 701.3917 | 722.565 | 743.7467 | 764.9327 | 786.1194 | 807.304 | 828.4834 | 849.6552 | 870.8174 | 891.9679 | 913.1053
SaEC | Leather | 4.7511 | 5.7871 | 5.9801 | 2.6308 | 4.1184 | 4.0442 | 5.2862 | 7.9886 | 5.3143 | 5.585 | 6.0418 | 4.4925 | 3.9137 | 3.7514 | 5.9192 | 5.2651 | 4.998 | 4.8862 | 4.8661 | 5.2769 | 5.4954 | 4.9334 | 4.6725 | 4.0622 | 3.7441 | 3.414 | 3.4257 | 4.7046 | 4.7415 | 4.7358 | 4.64 | 4.5463 | 4.4546 | 4.3648 | 4.2769 | 4.1907 | 4.1064 | 4.0237 | 3.9427 | 3.8633 | 3.7846 | 3.7062 | 3.6297 | 3.5549 | 3.4818 | 3.4103 | 3.3403 | 3.2717 | 3.2044 | 3.1383
SaEC | Stone, Clay, etc. | 274.6247 | 342.6104 | 346.8817 | 439.3431 | 507.9464 | 496.0768 | 545.7957 | 524.6249 | 552.6857 | 552.9072 | 583.025 | 539.0632 | 434.4093 | 387.6331 | 531.2623 | 552.8842 | 523.5922 | 513.1023 | 504.906 | 539.6097 | 561.9532 | 504.3982 | 477.6898 | 415.2338 | 382.674 | 348.8751 | 350.0218 | 510.4514 | 510.4548 | 534.3069 | 548.429 | 562.7177 | 577.1566 | 591.7311 | 606.4278 | 621.2349 | 636.1417 | 651.1389 | 666.2179 | 681.3712 | 696.5923 | 711.8752 | 727.2147 | 742.606 | 758.0452 | 773.5283 | 789.0522 | 804.6141 | 820.2109 | 835.8407
SaEC | Aluminum | 1639.501 | 3153.975 | 3918.993 | 4190.431 | 4675.708 | 4230.817 | 2710.649 | 2387.177 | 2195.823 | 2632.048 | 2962.05 | 3020.665 | 3136.632 | 3633.83 | 2829.857 | 268.8288 | 20.3298 | 8.6966 | 2.4734 | 69.7322 | 61.5451 | 61.5431 | -0.008 | -0.0118 | -0.0185 | -0.0311 | -0.0435 | -0.0436 | -0.0448 | -0.0449 | -0.045 | -0.0451 | -0.0451 | -0.0452 | -0.0453 | -0.0453 | -0.0453 | -0.0453 | -0.0453 | -0.0452 | -0.0451 | -0.045 | -0.0448 | -0.0446 | -0.0443 | -0.044 | -0.0436 | -0.0431 | -0.0425 | -0.0419
SaEC | Other Primary Metals | 201.8788 | 88.546 | 86.6145 | 97.8022 | 111.7489 | 127.4186 | 249.3686 | 257.9656 | 408.189 | 115.5111 | 112.8976 | 141.8129 | 98.7256 | 95.7888 | 276.3187 | 304.2708 | 294.8513 | 288.2623 | 288.2569 | 311.3069 | 325.774 | 292.3853 | 277.4684 | 242.2131 | 222.4101 | 202.7124 | 203.379 | 264.6714 | 265.4971 | 273.7214 | 276.7799 | 279.8293 | 282.8669 | 285.8911 | 288.9004 | 291.8941 | 294.8718 | 297.8332 | 300.7784 | 303.7078 | 306.622 | 309.5216 | 312.4073 | 315.2799 | 318.1404 | 320.9897 | 323.8289 | 326.6588 | 329.4807 | 332.295
SaEC | Fabricated Metals | 359.1374 | 341.5904 | 359.6504 | 461.3854 | 446.7305 | 439.4479 | 491.972 | 528.5328 | 548.2292 | 591.8886 | 644.9037 | 741.4998 | 596.6891 | 530.5226 | 729.5992 | 661.9868 | 621.9559 | 604.78 | 594.8448 | 636.1185 | 674.5279 | 634.2295 | 578.8828 | 487.0993 | 472.0171 | 430.4001 | 436.0433 | 607.7235 | 584.8731 | 596.5294 | 597.0192 | 597.69 | 598.5281 | 599.5215 | 600.659 | 601.9304 | 603.3265 | 604.8385 | 606.4587 | 608.1796 | 609.9943 | 611.8966 | 613.8805 | 615.9405 | 618.0714 | 620.2685 | 622.5273 | 624.8437 | 627.2138 | 629.6345
SaEC | Machines & Computer | 492.933 | 586.7439 | 562.7432 | 671.0777 | 685.5192 | 619.2211 | 756.238 | 801.915 | 753.2899 | 920.3329 | 968.5405 | 851.6142 | 682.4802 | 601.9042 | 816.2452 | 746.8917 | 696.4552 | 671.094 | 660.5922 | 688.7577 | 731.7225 | 683.7628 | 627.5526 | 532.8422 | 515.0623 | 468.3147 | 473.6185 | 575.1221 | 609.5222 | 624.4584 | 627.6044 | 630.8118 | 634.0771 | 637.3976 | 640.7702 | 644.1921 | 647.6607 | 651.1735 | 654.7279 | 658.3217 | 661.9527 | 665.6185 | 669.3174 | 673.0469 | 676.8055 | 680.5912 | 684.4023 | 688.2372 | 692.0941 | 695.9714
SaEC | Electric Equipment | 222.2452 | 296.0495 | 273.3314 | 310.3237 | 469.4807 | 467.8999 | 596.7151 | 656.7126 | 675.9198 | 827.6059 | 890.0231 | 913.0645 | 743.6404 | 666.9377 | 927.3611 | 864.9589 | 815.0243 | 801.605 | 810.8192 | 889.2664 | 944.7463 | 881.3826 | 803.391 | 680.2312 | 656.562 | 598.2884 | 604.4142 | 703.6407 | 702.2119 | 722.056 | 728.1937 | 734.2676 | 740.282 | 746.2406 | 752.147 | 758.0048 | 763.8167 | 769.5858 | 775.3148 | 781.006 | 786.6619 | 792.2844 | 797.8755 | 803.437 | 808.9707 | 814.4778 | 819.9601 | 825.4188 | 830.8551 | 834.8583
SaEC | Transport Equipment | 189.2534 | 207.2929 | 216.1293 | 272.527 | 337.664 | 326.109 | 403.6127 | 440.4431 | 433.6029 | 475.2624 | 510.6365 | 535.6237 | 435.4834 | 384.9342 | 545.8807 | 543.3736 | 519.3293 | 500.1408 | 498.8098 | 546.0732 | 569.1024 | 528.3073 | 473.6104 | 404.7174 | 388.8158 | 354.7267 | 358.2144 | 446.0751 | 437.0915 | 441.7754 | 438.0667 | 434.4541 | 430.9323 | 427.4966 | 424.1422 | 420.7656 | 417.4374 | 414.2181 | 411.1009 | 408.0795 | 405.1476 | 402.2993 | 399.5286 | 396.83 | 394.1982 | 391.6284 | 389.1157 | 386.6557 | 384.2443 | 381.8777
SaEC | Other Manufacturing | 278.4462 | 289.2633 | 259.2574 | 302.676 | 320.4801 | 317.4116 | 372.632 | 391.7713 | 370.3963 | 392.697 | 410.59 | 386.648 | 312.4046 | 278.4596 | 382.7114 | 368.5236 | 345.6473 | 340.6161 | 341.203 | 374.6938 | 387.8562 | 357.5638 | 326.1551 | 280.5497 | 267.3328 | 243.2982 | 244.8034 | 296.1402 | 278.4663 | 296.7148 | 309.778 | 323.0443 | 336.4955 | 350.115 | 363.8883 | 377.8025 | 391.8457 | 406.0078 | 420.2791 | 434.6513 | 449.1169 | 463.6687 | 478.3006 | 493.0068 | 507.7819 | 522.6212 | 537.5201 | 552.4746 | 567.4808 | 582.5349
SaEC | Data Centers | 0 | 0 | 0 | 0 | 0 | 0 | 0 | 0 | 0 | 0 | 0 | 0 | 0 | 0 | 0 | 0 | 0 | 0 | 0 | 0 | 0 | 0 | 0 | 0 | 0 | 0 | 0 | 1252 | 1314.6 | 1380.3 | 1435.5 | 1493 | 1537.7 | 1583.9 | 1615.6 | 1647.9 | 1664.3 | 1681 | 1697.8 | 1714.8 | 1714.8 | 1714.8 | 1714.8 | 1714.8 | 1714.8 | 1714.8 | 1714.8 | 1714.8 | 1714.8 | 1714.8
SaEC | Agriculture | 995.527 | 1080.602 | 1129.856 | 1111.945 | 1170.154 | 1279.163 | 1339.505 | 1109.024 | 1291.396 | 1210.066 | 1230.93 | 1259.943 | 1068.535 | 1150.087 | 987.4027 | 1158.403 | 1139.37 | 1083.896 | 1134.659 | 917.1944 | 1027.342 | 1179.729 | 1122.723 | 1122.744 | 973.076 | 1011.762 | 1021.857 | 889.4713 | 1177.296 | 1241.774 | 1256.19 | 1270 | 1284.172 | 1299.675 | 1326.484 | 1343.574 | 1360.921 | 1379.505 | 1397.306 | 1428.309 | 1446.495 | 1464.853 | 1482.367 | 1501.026 | 1531.819 | 1551.736 | 1572.768 | 1593.905 | 1614.141 | 1649.468
SaEC | Passenger | 8.0012 | 8.0012 | 9.2321 | 8.6166 | 8.9683 | 9.9941 | 10.2872 | 10.2286 | 10.6096 | 13.6284 | 10.9613 | 10.9906 | 14.3611 | 32.9132 | 35.0234 | 34.1442 | 35.5803 | 48.769 | 54.3669 | 54.9531 | 61.2544 | 61.2544 | 61.2544 | 61.2544 | 61.2544 | 61.2544 | 61.2544 | 63.1357 | 88.5209 | 102.8939 | 125.295 | 154.7618 | 190.0724 | 231.1041 | 276.9741 | 327.1636 | 380.6955 | 436.8036 | 495.2584 | 555.7681 | 618.1508 | 679.1983 | 738.2595 | 794.7338 | 847.1791 | 904.8029 | 944.4289 | 977.4497 | 1009.765 | 1030.192
SaEC | Freight | 0 | 0 | 0 | 0 | 0 | 0 | 0 | 0 | 0 | 0 | 0 | 0 | 0 | 0 | 0 | 0 | 0 | 0 | 0 | 0 | 0 | 0 | 0 | 0 | 0 | 0 | 0 | 0 | 0 | 0 | 0 | 0 | 0 | 0 | 0 | 0 | 0 | 0 | 0 | 0 | 0 | 0 | 0 | 0 | 0 | 0 | 0 | 0 | 0 | 0
SaEC | Air Passenger | 0 | 0 | 0 | 0 | 0 | 0 | 0 | 0 | 0 | 0 | 0 | 0 | 0 | 0 | 0 | 0 | 0 | 0 | 0 | 0 | 0 | 0 | 0 | 0 | 0 | 0 | 0 | 0 | 0 | 0 | 0 | 0 | 0 | 0 | 0 | 0 | 0 | 0 | 0 | 0 | 0 | 0 | 0 | 0 | 0 | 0 | 0 | 0 | 0 | 0
SaEC | Air Freight | 0 | 0 | 0 | 0 | 0 | 0 | 0 | 0 | 0 | 0 | 0 | 0 | 0 | 0 | 0 | 0 | 0 | 0 | 0 | 0 | 0 | 0 | 0 | 0 | 0 | 0 | 0 | 0 | 0 | 0 | 0 | 0 | 0 | 0 | 0 | 0 | 0 | 0 | 0 | 0 | 0 | 0 | 0 | 0 | 0 | 0 | 0 | 0 | 0 | 0
SaEC | Off Road | 0 | 0 | 0 | 0 | 0 | 0 | 0 | 0 | 0 | 0 | 0 | 0 | 0 | 0 | 0 | 0 | 0 | 0 | 0 | 0 | 0 | 0 | 0 | 0 | 0 | 0 | 0 | 0 | 0 | 0 | 0 | 0 | 0 | 0 | 0 | 0 | 0 | 0 | 0 | 0 | 0 | 0 | 0 | 0 | 0 | 0 | 0 | 0 | 0 | 0
SaEC | Miscellaneous | 0 | 0 | 0 | 0 | 0 | 0 | 0 | 0 | 0 | 0 | 0 | 0 | 0 | 0 | 0 | 0 | 0 | 0 | 0 | 0 | 0 | 0 | 0 | 0 | 0 | 0 | 0 | 0 | 0 | 0 | 0 | 0 | 0 | 0 | 0 | 0 | 0 | 0 | 0 | 0 | 0 | 0 | 0 | 0 | 0 | 0 | 0 | 0 | 0 | 0
SaEC | Streetlighting | 760.7855 | 772.2743 | 788.5698 | 807.9133 | 828.4584 | 817.5264 | 836.6061 | 856.653 | 875.8206 | 749.619 | 747.9484 | 760.7562 | 769.4314 | 792.7316 | 714.7714 | 710.6389 | 720.6624 | 728.6342 | 734.408 | 689.3611 | 691.2954 | 692.7902 | 694.0797 | 698.9742 | 703.2826 | 706.9754 | 711.6354 | 716.0903 | 720.4572 | 724.6776 | 728.7515 | 732.7374 | 736.5182 | 740.2697 | 743.9625 | 747.626 | 751.2017 | 754.7479 | 758.2357 | 761.6061 | 765.0059 | 768.3177 | 771.6002 | 774.7948 | 777.9308 | 781.2134 | 784.4666 | 787.6905 | 790.9144 | 794.1383
SaEC | Electric Power Generation | 0 | 0 | 0 | 0 | 0 | 0 | 0 | 0 | 0 | 0 | 0 | 0 | 0 | 0 | 0 | 0 | 0 | 0 | 0 | 0 | 0 | 0 | 0 | 0 | 0 | 0 | 0 | 0 | 0 | 0 | 0 | 0 | 0 | 0 | 0 | 0 | 0 | 0 | 0 | 0 | 0 | 0 | 0 | 0 | 0 | 0 | 0 | 0 | 0 | 0
SaEC | Solid Waste | 0 | 0 | 0 | 0 | 0 | 0 | 0 | 0 | 0 | 0 | 0 | 0 | 0 | 0 | 0 | 0 | 0 | 0 | 0 | 0 | 0 | 0 | 0 | 0 | 0 | 0 | 0 | 0 | 0 | 0 | 0 | 0 | 0 | 0 | 0 | 0 | 0 | 0 | 0 | 0 | 0 | 0 | 0 | 0 | 0 | 0 | 0 | 0 | 0 | 0
SaEC | Waste Water | 0 | 0 | 0 | 0 | 0 | 0 | 0 | 0 | 0 | 0 | 0 | 0 | 0 | 0 | 0 | 0 | 0 | 0 | 0 | 0 | 0 | 0 | 0 | 0 | 0 | 0 | 0 | 0 | 0 | 0 | 0 | 0 | 0 | 0 | 0 | 0 | 0 | 0 | 0 | 0 | 0 | 0 | 0 | 0 | 0 | 0 | 0 | 0 | 0 | 0
SaEC | Incineration | 0 | 0 | 0 | 0 | 0 | 0 | 0 | 0 | 0 | 0 | 0 | 0 | 0 | 0 | 0 | 0 | 0 | 0 | 0 | 0 | 0 | 0 | 0 | 0 | 0 | 0 | 0 | 0 | 0 | 0 | 0 | 0 | 0 | 0 | 0 | 0 | 0 | 0 | 0 | 0 | 0 | 0 | 0 | 0 | 0 | 0 | 0 | 0 | 0 | 0
SaEC | Land Use | 0 | 0 | 0 | 0 | 0 | 0 | 0 | 0 | 0 | 0 | 0 | 0 | 0 | 0 | 0 | 0 | 0 | 0 | 0 | 0 | 0 | 0 | 0 | 0 | 0 | 0 | 0 | 0 | 0 | 0 | 0 | 0 | 0 | 0 | 0 | 0 | 0 | 0 | 0 | 0 | 0 | 0 | 0 | 0 | 0 | 0 | 0 | 0 | 0 | 0

## Price-Effect Load -WMontana
go back | Peak and Minimum loads were allocated to states based on states share of regional electricity sales.
April run | It should be noted that 1986-2012 data reflect actual temperature condition in the region, whereas 2013-2035 forecast reflect a normal temperature.
Sept Solar | It should be noted that 1995-2007 data reflect actual temperature condition in the region, whereas 2008-2030 forecast reflect a normal temperature.
It should also be noted that estimated Peak and Minimum figures shown here represent contribution of the state's load to the Northwest system peak.
Solar Cogeneration data shows reflect contribution to reduction in system peak, energy, and minimum load generated from Roof-top solar units.
BaseCase | is the scenario name.
Engine | is the model name.
This is the Electricity Review (including Western Montana portion of loads) for Montana
Year |  | 1986 | 1987 | 1988 | 1989 | 1990 | 1991 | 1992 | 1993 | 1994 | 1995 | 1996 | 1997 | 1998 | 1999 | 2000 | 2001 | 2002 | 2003 | 2004 | 2005 | 2006 | 2007 | 2008 | 2009 | 2010 | 2011 | 2012 | 2013 | 2014 | 2015 | 2016 | 2017 | 2018 | 2019 | 2020 | 2021 | 2022 | 2023 | 2024 | 2025 | 2026 | 2027 | 2028 | 2029 | 2030 | 2031 | 2032 | 2033 | 2034 | 2035
Montana Average Day Loads (MWa) |  | 1986 | 1987 | 1988 | 1989 | 1990 | 1991 | 1992 | 1993 | 1994 | 1995 | 1996 | 1997 | 1998 | 1999 | 2000 | 2001 | 2002 | 2003 | 2004 | 2005 | 2006 | 2007 | 2008 | 2009 | 2010 | 2011 | 2012 | 2013 | 2014 | 2015 | 2016 | 2017 | 2018 | 2019 | 2020 | 2021 | 2022 | 2023 | 2024 | 2025 | 2026 | 2027 | 2028 | 2029 | 2030 | 2031 | 2032 | 2033 | 2034 | 2035
LDCClass | Annual | 1008.356 | 908.3509 | 930.5075 | 943.3259 | 930.3407 | 952.951 | 918.3832 | 873.998 | 886.87 | 925.6917 | 976.9083 | 723.6136 | 968.7567 | 931.5668 | 981.9883 | 610.5904 | 833.3144 | 770.7981 | 739.3421 | 889.565 | 857.3965 | 1009.707 | 1016.251 | 858.9097 | 768.5204 | 922.4895 | 896.2105 | 1030.674 | 1092.785 | 1106.783 | 1109.801 | 1112.261 | 1191.598 | 1203.352 | 1208.583 | 1214.489 | 1222.066 | 1230.424 | 1239.781 | 1250.125 | 1261.681 | 1273.666 | 1286.748 | 1299.707 | 1312.957 | 1327.647 | 1340.687 | 1353.724 | 1366.978 | 1379.576
LDCClass | January | 1125.786 | 1020.656 | 1039.458 | 1067.617 | 1044.865 | 1079.447 | 1035.574 | 997.0786 | 981.7193 | 1040.838 | 1101.349 | 823.8013 | 1082.874 | 1048.167 | 1084.62 | 674.9351 | 925.6541 | 851.0616 | 829.2415 | 1002.601 | 946.5563 | 1110.272 | 1128.119 | 961.9636 | 868.6484 | 1057.7 | 1013.646 | 1173.28 | 1246.5 | 1261.508 | 1265.468 | 1268.943 | 1355.766 | 1369.175 | 1375.169 | 1382.357 | 1391.254 | 1400.948 | 1411.702 | 1423.366 | 1436.295 | 1449.521 | 1463.845 | 1478.046 | 1492.491 | 1508.452 | 1522.559 | 1536.633 | 1550.927 | 1564.402
LDCClass | February | 1084.966 | 983.9135 | 1002.176 | 1027.156 | 1006.019 | 1038.363 | 996.0189 | 961.5825 | 947.5615 | 1004.325 | 1060.964 | 788.9048 | 1045.441 | 1011.631 | 1046.726 | 649.1371 | 891.2667 | 819.4618 | 798.4354 | 964.4825 | 878.9082 | 1045.339 | 1051.143 | 885.4651 | 788.4711 | 951.9812 | 915.2158 | 1071.288 | 1141.208 | 1156.011 | 1159.906 | 1163.257 | 1246.921 | 1259.711 | 1265.348 | 1271.846 | 1279.983 | 1288.841 | 1298.665 | 1309.39 | 1321.29 | 1333.522 | 1346.777 | 1359.887 | 1373.236 | 1388.018 | 1401.01 | 1413.953 | 1427.095 | 1439.468
LDCClass | March | 1041.161 | 941.1075 | 960.1513 | 979.9232 | 962.0993 | 990.9976 | 950.4491 | 913.9179 | 905.4845 | 958.8436 | 1012.831 | 752.1978 | 1001.224 | 967.7589 | 1001.642 | 617.7119 | 847.739 | 780.1716 | 756.6499 | 913.3293 | 823.6696 | 987.3657 | 986.248 | 821.4566 | 723.8017 | 871.1658 | 841.5239 | 991.1568 | 1058.198 | 1073.6 | 1077.954 | 1081.488 | 1164.217 | 1176.823 | 1182.437 | 1188.554 | 1196.227 | 1204.575 | 1213.862 | 1224.074 | 1235.441 | 1247.178 | 1259.942 | 1272.53 | 1285.378 | 1299.61 | 1312.079 | 1324.493 | 1337.07 | 1348.924
LDCClass | April | 969.6595 | 875.7727 | 892.6533 | 909.3417 | 894.4704 | 918.7335 | 885.486 | 845.9664 | 845.0906 | 890.8071 | 940.1264 | 694.3804 | 930.1626 | 899.2645 | 938.0034 | 576.6718 | 791.6116 | 728.2666 | 705.1764 | 848.7348 | 787.8775 | 942.8165 | 942.2348 | 785.6667 | 692.7275 | 829.0121 | 803.7684 | 942.6917 | 1004.659 | 1019.282 | 1022.536 | 1025.164 | 1102.988 | 1114.308 | 1119.078 | 1124.321 | 1131.054 | 1138.497 | 1146.843 | 1156.096 | 1166.451 | 1177.176 | 1188.897 | 1200.461 | 1212.258 | 1225.41 | 1236.91 | 1248.389 | 1260.024 | 1270.986
LDCClass | May | 930.6697 | 838.4349 | 857.6987 | 865.9166 | 857.335 | 871.8558 | 848.4901 | 801.0082 | 825.6293 | 854.7704 | 898.2331 | 659.3526 | 892.5903 | 859.3041 | 917.8594 | 566.5043 | 775.5683 | 715.5842 | 684.7129 | 819.5939 | 799.5334 | 943.7922 | 947.7808 | 795.7726 | 707.4134 | 835.8402 | 819.3662 | 941.4261 | 998.812 | 1012.704 | 1015.714 | 1018.031 | 1093.11 | 1104.046 | 1108.939 | 1114.145 | 1120.939 | 1128.462 | 1136.924 | 1146.363 | 1156.938 | 1167.955 | 1180.006 | 1191.924 | 1204.146 | 1217.7 | 1229.705 | 1241.7 | 1253.897 | 1265.503
LDCClass | June | 955.944 | 858.0702 | 881.6364 | 885.0128 | 879.1788 | 888.5584 | 867.7935 | 813.7091 | 854.9447 | 874.7842 | 918.3386 | 674.7826 | 913.9891 | 875.4951 | 948.9277 | 597.4681 | 807.4664 | 749.579 | 711.1693 | 849.3245 | 823.4882 | 969.7592 | 973.6149 | 818.1715 | 727.7878 | 851.9502 | 840.2186 | 957.1557 | 1012.757 | 1025.167 | 1027.66 | 1029.497 | 1105.003 | 1115.97 | 1120.941 | 1126.112 | 1132.987 | 1140.667 | 1149.345 | 1159.095 | 1170.059 | 1181.565 | 1194.207 | 1206.716 | 1219.573 | 1233.848 | 1246.587 | 1259.364 | 1272.355 | 1284.812
LDCClass | July | 990.7138 | 881.5442 | 916.095 | 910.8745 | 909.003 | 921.1265 | 890.6481 | 830.2611 | 890.1675 | 901.5605 | 951.6526 | 706.8916 | 953.4186 | 902.6605 | 983.7513 | 634.5931 | 840.4907 | 792.3705 | 738.6942 | 883.8533 | 862.6045 | 1007.876 | 1006.408 | 848.7039 | 756.1541 | 894.9406 | 885.2393 | 999.4028 | 1053.921 | 1069.682 | 1073.213 | 1075.984 | 1154.114 | 1166.079 | 1171.893 | 1177.776 | 1185.455 | 1194.028 | 1203.637 | 1214.391 | 1226.476 | 1239.16 | 1253.124 | 1266.961 | 1281.174 | 1296.932 | 1311.087 | 1325.326 | 1339.795 | 1353.73
LDCClass | August | 968.414 | 862.8149 | 897.1866 | 892.7142 | 890.2117 | 902.3464 | 869.3835 | 812.4851 | 867.6872 | 880.7243 | 927.4846 | 681.1964 | 931.2542 | 881.3502 | 958.9387 | 607.3422 | 817.0589 | 766.9098 | 714.7714 | 856.8018 | 862.7837 | 1005.272 | 1005.427 | 854.0292 | 766.4247 | 911.8888 | 897.7001 | 1007.627 | 1060.873 | 1076.155 | 1078.438 | 1080.138 | 1154.489 | 1165.286 | 1170.296 | 1175.49 | 1182.49 | 1190.392 | 1199.372 | 1209.501 | 1220.967 | 1233.046 | 1246.404 | 1259.672 | 1273.322 | 1288.516 | 1302.216 | 1316.023 | 1330.084 | 1343.643
LDCClass | September | 918.6171 | 822.4539 | 847.5843 | 850.0557 | 843.7064 | 861.4329 | 828.4348 | 782.7672 | 810.0127 | 837.8422 | 882.8146 | 646.786 | 883.8329 | 844.3806 | 898.2601 | 543.6959 | 754.0469 | 698.1564 | 659.2069 | 792.9305 | 822.7393 | 960.1405 | 967.3006 | 822.9077 | 743.0772 | 895.459 | 873.6382 | 985.6268 | 1039.512 | 1052.568 | 1053.913 | 1054.866 | 1127.798 | 1137.954 | 1142.431 | 1147.738 | 1154.717 | 1162.481 | 1171.255 | 1181.051 | 1192.045 | 1203.541 | 1216.134 | 1228.655 | 1241.499 | 1255.736 | 1268.525 | 1281.324 | 1294.386 | 1306.893
LDCClass | October | 944.8687 | 850.226 | 870.1647 | 879.6654 | 868.3414 | 889.4503 | 856.426 | 816.3998 | 824.5315 | 863.9104 | 910.6543 | 667.5922 | 906.6826 | 872.6377 | 915.5628 | 555.7332 | 769.7615 | 709.4302 | 681.1772 | 820.0851 | 840.4521 | 986.6113 | 995.1812 | 845.5159 | 761.0196 | 918.0812 | 890.7047 | 1020.982 | 1080.938 | 1092.658 | 1094.564 | 1096.058 | 1171.34 | 1182.059 | 1186.728 | 1192.411 | 1199.741 | 1207.805 | 1216.854 | 1226.865 | 1238.035 | 1249.627 | 1262.252 | 1274.781 | 1287.606 | 1301.786 | 1314.432 | 1327.041 | 1339.896 | 1352.129
LDCClass | November | 1025.382 | 927.0467 | 944.515 | 963.9859 | 946.7384 | 975.6639 | 938.0251 | 899.8994 | 893.9021 | 944.3893 | 998.5934 | 741.8509 | 987.1583 | 954.2018 | 990.8371 | 609.558 | 837.6694 | 771.5218 | 747.7948 | 902.3499 | 895.3109 | 1050.174 | 1065.227 | 908.0044 | 819.9396 | 996.3662 | 959.5146 | 1105.539 | 1171.863 | 1184.555 | 1186.723 | 1188.548 | 1269.622 | 1281.137 | 1285.928 | 1291.96 | 1299.704 | 1308.21 | 1317.756 | 1328.249 | 1339.952 | 1352.016 | 1365.126 | 1378.136 | 1391.424 | 1406.137 | 1419.191 | 1432.183 | 1445.427 | 1457.96
LDCClass | December | 1146.22 | 1040.642 | 1058.686 | 1090.442 | 1064.37 | 1100.302 | 1056.421 | 1016.421 | 996.9523 | 1058.118 | 1122.58 | 847.5364 | 1098.716 | 1064.767 | 1100.095 | 693.7561 | 942.4521 | 867.3967 | 846.4708 | 1022.623 | 943.6855 | 1106.774 | 1125.941 | 958.5749 | 865.7899 | 1054.563 | 1012.355 | 1171.598 | 1244.275 | 1257.576 | 1261.59 | 1265.23 | 1353.974 | 1367.839 | 1373.952 | 1381.298 | 1390.372 | 1400.287 | 1411.243 | 1423.113 | 1436.248 | 1449.653 | 1464.184 | 1478.576 | 1493.176 | 1509.35 | 1523.598 | 1537.838 | 1552.28 | 1565.885
Montana Peak Day Loads (MW) |  | 1986 | 1987 | 1988 | 1989 | 1990 | 1991 | 1992 | 1993 | 1994 | 1995 | 1996 | 1997 | 1998 | 1999 | 2000 | 2001 | 2002 | 2003 | 2004 | 2005 | 2006 | 2007 | 2008 | 2009 | 2010 | 2011 | 2012 | 2013 | 2014 | 2015 | 2016 | 2017 | 2018 | 2019 | 2020 | 2021 | 2022 | 2023 | 2024 | 2025 | 2026 | 2027 | 2028 | 2029 | 2030 | 2031 | 2032 | 2033 | 2034 | 2035
LDCClass | Annual | 1520.18 | 1369.41 | 1402.82 | 1422.14 | 1402.57 | 1436.65 | 1384.54 | 1317.62 | 1337.03 | 1395.56 | 1617.8 | 1117.06 | 1592.24 | 1281.25 | 1397.48 | 956.58 | 1214.45 | 1133.65 | 1206.55 | 1406.51 | 1296.26 | 1556.48 | 1601.31 | 1449.85 | 1211.13 | 1381.28 | 1293.52 | 1462.458 | 1547.395 | 1568.451 | 1574.69 | 1578.771 | 1658.335 | 1671.37 | 1676.048 | 1681.167 | 1688.469 | 1697.07 | 1706.831 | 1717.754 | 1730.427 | 1743.602 | 1758.922 | 1774.051 | 1789.712 | 1806.914 | 1823.091 | 1840.099 | 1857.196 | 1874.027
LDCClass | January | 1520.18 | 1369.41 | 1402.82 | 1422.14 | 1402.57 | 1436.65 | 1384.54 | 1317.62 | 1337.03 | 1395.56 | 1609.83 | 1117.06 | 1420.28 | 1266.79 | 1377.81 | 956.58 | 1214.45 | 1073.34 | 1206.55 | 1339.51 | 1142.44 | 1556.48 | 1555.82 | 1283.65 | 1054.25 | 1381.28 | 1293.52 | 1462.458 | 1547.395 | 1568.451 | 1574.69 | 1578.771 | 1658.335 | 1671.37 | 1676.048 | 1681.167 | 1688.469 | 1697.07 | 1706.831 | 1717.754 | 1730.427 | 1743.602 | 1758.922 | 1774.051 | 1789.712 | 1806.914 | 1823.091 | 1840.099 | 1857.196 | 1874.027
LDCClass | February | 1514.26 | 1364.08 | 1397.35 | 1416.6 | 1397.1 | 1431.06 | 1379.15 | 1312.49 | 1331.82 | 1390.12 | 1617.8 | 1044.55 | 1278.94 | 1280.92 | 1311.38 | 941.8599 | 1155.84 | 1133.65 | 1034.23 | 1271.29 | 1267.67 | 1455.66 | 1374.93 | 1187.05 | 1040.09 | 1366.02 | 1227.43 | 1397.976 | 1481.561 | 1501.439 | 1507.017 | 1510.583 | 1589.847 | 1602.472 | 1606.835 | 1611.432 | 1618.271 | 1626.303 | 1635.378 | 1645.588 | 1657.444 | 1669.841 | 1684.23 | 1698.438 | 1713.189 | 1729.403 | 1744.633 | 1760.628 | 1776.752 | 1792.644
LDCClass | March | 1372.17 | 1236.09 | 1266.23 | 1283.68 | 1266.01 | 1296.78 | 1249.74 | 1189.34 | 1206.85 | 1259.69 | 1347.84 | 969.39 | 1297.44 | 1223.59 | 1254.05 | 829.0001 | 1135.95 | 1001.3 | 946.05 | 1068.38 | 1140.74 | 1336.54 | 1303.24 | 1219.23 | 1018.39 | 1198.44 | 1222.86 | 1385.479 | 1466.981 | 1486.952 | 1492.896 | 1496.731 | 1576.376 | 1589.116 | 1593.727 | 1598.381 | 1605.296 | 1613.39 | 1622.548 | 1632.86 | 1644.835 | 1657.375 | 1671.889 | 1686.224 | 1701.142 | 1717.486 | 1732.873 | 1748.977 | 1765.247 | 1781.259
LDCClass | April | 1248.32 | 1124.52 | 1151.95 | 1167.82 | 1151.74 | 1179.73 | 1136.94 | 1081.99 | 1097.93 | 1145.99 | 1132.39 | 902.1201 | 1170.22 | 1151.8 | 1176.36 | 788.22 | 1003 | 958.83 | 874.39 | 1071.88 | 1018.14 | 1248.34 | 1321.43 | 1041.6 | 948.89 | 1130.12 | 1075.08 | 1212.755 | 1281.514 | 1298.321 | 1302.354 | 1304.709 | 1381.314 | 1392.362 | 1395.963 | 1399.568 | 1405.142 | 1411.76 | 1419.341 | 1427.954 | 1438.042 | 1448.653 | 1461.005 | 1473.212 | 1485.932 | 1499.915 | 1513.109 | 1526.924 | 1540.913 | 1554.679
LDCClass | May | 1122.61 | 1011.28 | 1035.94 | 1050.21 | 1035.76 | 1060.93 | 1022.45 | 973.03 | 987.3599 | 1030.58 | 1139.69 | 844.37 | 1072.98 | 1094.14 | 1128.14 | 719.3 | 1034.74 | 879.9699 | 796.44 | 1000.64 | 1012.93 | 1156.02 | 1168.08 | 988.66 | 910.73 | 1020.23 | 1008.1 | 1132.021 | 1195.538 | 1210.942 | 1214.359 | 1216.272 | 1288.313 | 1298.608 | 1302.209 | 1305.643 | 1311.047 | 1317.399 | 1324.698 | 1333.068 | 1342.878 | 1353.254 | 1365.327 | 1377.263 | 1389.754 | 1403.442 | 1416.415 | 1429.988 | 1443.778 | 1457.413
LDCClass | June | 1174.75 | 1058.24 | 1084.05 | 1098.99 | 1083.86 | 1110.2 | 1069.93 | 1018.22 | 1033.22 | 1078.45 | 1083.48 | 792.7 | 1084.79 | 1078.19 | 1183.76 | 718.5701 | 1068.34 | 967.2999 | 908.62 | 1046.6 | 1134.26 | 1182.41 | 1303.32 | 979.06 | 920.7299 | 1033.71 | 1036.58 | 1139.665 | 1197.086 | 1215.571 | 1219.943 | 1222.962 | 1285.288 | 1295.75 | 1301.01 | 1305.906 | 1312.827 | 1320.836 | 1329.972 | 1340.487 | 1352.763 | 1365.851 | 1381.128 | 1396.191 | 1411.927 | 1429.125 | 1445.578 | 1462.765 | 1480.186 | 1497.553
LDCClass | July | 1219.3 | 1098.37 | 1125.16 | 1140.66 | 1124.96 | 1152.3 | 1110.5 | 1056.83 | 1072.4 | 1119.34 | 1193.44 | 837.5 | 1248.17 | 1131.39 | 1210.3 | 714.4899 | 1093.32 | 1056.38 | 974.71 | 1168.63 | 1193.53 | 1344.74 | 1301.71 | 1179.37 | 1014.45 | 1133.24 | 1171.64 | 1267.022 | 1318.46 | 1351.077 | 1355.764 | 1359.024 | 1426.389 | 1437.722 | 1443.522 | 1448.917 | 1456.453 | 1465.329 | 1475.497 | 1487.213 | 1500.954 | 1515.605 | 1532.824 | 1549.827 | 1567.528 | 1586.998 | 1605.614 | 1625.152 | 1644.924 | 1664.619
LDCClass | August | 1177.57 | 1060.78 | 1086.65 | 1101.62 | 1086.46 | 1112.86 | 1072.5 | 1020.66 | 1035.69 | 1081.03 | 1155.59 | 848.47 | 1202.01 | 1112.77 | 1164.75 | 712.4899 | 1068.47 | 980.9 | 979.9999 | 1153.89 | 1069.95 | 1255.66 | 1313.85 | 1106.34 | 1025.56 | 1169.56 | 1194.93 | 1289.88 | 1340.715 | 1375.054 | 1379.26 | 1382.136 | 1449.174 | 1460.165 | 1465.666 | 1470.881 | 1478.251 | 1486.912 | 1496.913 | 1508.489 | 1522.088 | 1536.683 | 1553.812 | 1570.76 | 1588.449 | 1607.866 | 1626.545 | 1646.084 | 1665.887 | 1685.671
LDCClass | September | 1118.17 | 1007.28 | 1031.84 | 1046.06 | 1031.66 | 1056.73 | 1018.4 | 969.18 | 983.46 | 1026.51 | 1095.21 | 792 | 1164.96 | 1059.69 | 1077.47 | 651.42 | 947.87 | 969.27 | 824.61 | 1014.7 | 1005.06 | 1142.85 | 1123.97 | 999.49 | 884.1599 | 1114.96 | 1042.39 | 1152.909 | 1212.301 | 1231.694 | 1235.713 | 1238.094 | 1314.076 | 1325.279 | 1329.913 | 1334.294 | 1340.839 | 1348.45 | 1357.143 | 1367.18 | 1378.928 | 1391.446 | 1406.035 | 1420.404 | 1435.461 | 1451.933 | 1467.607 | 1483.944 | 1500.531 | 1517.007
LDCClass | October | 1325.91 | 1194.41 | 1223.54 | 1240.4 | 1223.32 | 1253.05 | 1207.6 | 1149.24 | 1166.16 | 1217.21 | 1192.9 | 886.1099 | 1192.14 | 1125.18 | 1173.21 | 736.46 | 1162.23 | 1010.22 | 894.9301 | 1041.7 | 1160.59 | 1236.07 | 1194.03 | 1032.72 | 896.21 | 1092.04 | 1059.29 | 1194.747 | 1263.266 | 1280.614 | 1285.202 | 1287.786 | 1356.835 | 1367.597 | 1371.476 | 1375.319 | 1381.356 | 1388.581 | 1396.735 | 1406.068 | 1416.922 | 1428.326 | 1441.63 | 1454.703 | 1468.307 | 1483.276 | 1497.279 | 1511.983 | 1526.805 | 1541.413
LDCClass | November | 1381.05 | 1244.09 | 1274.43 | 1291.99 | 1274.2 | 1305.17 | 1257.83 | 1197.04 | 1214.67 | 1267.84 | 1271.25 | 911.2501 | 1233.97 | 1175.59 | 1352.24 | 826.9999 | 1135.7 | 1079.53 | 1043.09 | 1265.69 | 1296.26 | 1402.81 | 1253.26 | 1058.29 | 1211.13 | 1180.81 | 1153.39 | 1304.84 | 1379.776 | 1397.791 | 1402.042 | 1404.516 | 1479.712 | 1490.951 | 1494.649 | 1498.778 | 1505.045 | 1512.343 | 1520.687 | 1530.133 | 1541.149 | 1552.712 | 1566.109 | 1579.39 | 1593.255 | 1608.426 | 1622.821 | 1637.844 | 1653.064 | 1668.125
LDCClass | December | 1466.37 | 1320.94 | 1353.16 | 1371.8 | 1352.92 | 1385.8 | 1335.53 | 1270.99 | 1289.71 | 1346.16 | 1411.67 | 1001.03 | 1592.24 | 1281.25 | 1397.48 | 849.32 | 1136.83 | 1128.16 | 1026.03 | 1406.51 | 1237.66 | 1444 | 1601.31 | 1449.85 | 1112.16 | 1336.14 | 1255.95 | 1412.253 | 1492.045 | 1511.852 | 1517.684 | 1521.549 | 1610.492 | 1624.148 | 1628.594 | 1633.366 | 1640.328 | 1648.607 | 1657.941 | 1668.39 | 1680.481 | 1692.992 | 1707.528 | 1721.866 | 1736.685 | 1752.99 | 1768.226 | 1784.261 | 1800.401 | 1816.205
Montana Minimum Day Loads (MW) |  | 1986 | 1987 | 1988 | 1989 | 1990 | 1991 | 1992 | 1993 | 1994 | 1995 | 1996 | 1997 | 1998 | 1999 | 2000 | 2001 | 2002 | 2003 | 2004 | 2005 | 2006 | 2007 | 2008 | 2009 | 2010 | 2011 | 2012 | 2013 | 2014 | 2015 | 2016 | 2017 | 2018 | 2019 | 2020 | 2021 | 2022 | 2023 | 2024 | 2025 | 2026 | 2027 | 2028 | 2029 | 2030 | 2031 | 2032 | 2033 | 2034 | 2035
LDCClass | Annual | 696.78 | 627.68 | 642.99 | 651.84 | 642.8699 | 658.5 | 634.61 | 603.94 | 612.83 | 639.66 | 570.79 | 500.05 | 659.9899 | 648.44 | 670.32 | 385.7 | 549.81 | 373.4 | 485.43 | 592.31 | 579.4601 | 525.54 | 564.81 | 573.25 | 515.72 | 629.49 | 614.6099 | 698.2283 | 736.4523 | 747.5447 | 747.509 | 745.8496 | 798.9772 | 804.3386 | 805.3758 | 806.692 | 809.5281 | 813.1487 | 817.5812 | 822.9831 | 829.3509 | 836.3326 | 844.1656 | 851.9713 | 860.1424 | 869.3656 | 877.5554 | 885.7613 | 894.1094 | 902.1478
LDCClass | January | 812.3201 | 731.7599 | 749.6099 | 759.93 | 749.4699 | 767.6901 | 739.84 | 704.09 | 714.45 | 745.7299 | 787.6699 | 568.77 | 800.04 | 788.4601 | 853.81 | 570.0601 | 599.6 | 566.77 | 606.4199 | 694.76 | 692.2701 | 826.1401 | 875.06 | 707.6099 | 631.29 | 716.0101 | 751.3701 | 891.8689 | 951.3394 | 967.162 | 969.3274 | 970.3245 | 1046.83 | 1056.859 | 1060.361 | 1064.277 | 1069.847 | 1076.15 | 1083.398 | 1091.636 | 1100.971 | 1110.847 | 1121.608 | 1132.279 | 1143.297 | 1155.555 | 1166.355 | 1177.063 | 1187.935 | 1198.243
LDCClass | February | 762.33 | 686.7299 | 703.48 | 713.1699 | 703.35 | 720.4501 | 694.3099 | 660.7599 | 670.4899 | 699.84 | 748.2999 | 575.27 | 781.3599 | 757.2599 | 802.4 | 543.21 | 621.59 | 602.67 | 577.9401 | 694.7001 | 686.4601 | 768.61 | 812.48 | 698.27 | 611.55 | 746.6599 | 734.64 | 869.5931 | 926.8257 | 942.3126 | 944.3354 | 944.9579 | 1017.994 | 1027.224 | 1030.207 | 1033.536 | 1038.504 | 1044.205 | 1050.848 | 1058.489 | 1067.195 | 1076.468 | 1086.602 | 1096.661 | 1107.083 | 1118.691 | 1128.919 | 1139.044 | 1149.33 | 1159.092
LDCClass | March | 781.5301 | 704.02 | 721.19 | 731.1299 | 721.0601 | 738.59 | 711.79 | 677.3901 | 687.3699 | 717.46 | 738.62 | 536.72 | 717.93 | 686.97 | 765.74 | 445.92 | 612.34 | 511.57 | 509.66 | 637.6301 | 648.1 | 525.54 | 564.81 | 655.61 | 562.08 | 647.04 | 663.7499 | 771.7443 | 819.3812 | 831.1074 | 831.3911 | 829.7855 | 890.3238 | 896.4772 | 897.6404 | 899.2557 | 902.3857 | 906.2919 | 911.1257 | 916.9785 | 923.8481 | 931.3822 | 939.7673 | 948.1287 | 956.8599 | 966.6972 | 975.3832 | 984.0338 | 992.8129 | 1001.216
LDCClass | April | 701.13 | 631.59 | 647 | 655.9099 | 646.88 | 662.5999 | 638.5701 | 607.7 | 616.6501 | 643.65 | 570.79 | 507.87 | 659.9899 | 649.0999 | 719.1 | 422.24 | 566.0801 | 373.4 | 485.43 | 602.1099 | 587.8 | 689.05 | 695.56 | 573.25 | 532.03 | 667.33 | 614.6099 | 715.7708 | 759.581 | 770.7044 | 770.5393 | 769.0673 | 824.8152 | 830.5953 | 831.7773 | 833.3969 | 836.3782 | 840.0876 | 844.6267 | 850.0811 | 856.4574 | 863.3847 | 871.1045 | 878.7885 | 886.7593 | 895.7939 | 903.7527 | 911.6848 | 919.7399 | 927.407
LDCClass | May | 696.78 | 627.68 | 642.99 | 651.84 | 642.8699 | 658.5 | 634.61 | 603.94 | 612.83 | 639.66 | 648.8099 | 506.46 | 685.39 | 652.6 | 710.43 | 418.5 | 549.81 | 515.99 | 498.2201 | 592.31 | 594.31 | 712.97 | 703.44 | 580.13 | 525.72 | 637.2501 | 636.3599 | 726.4222 | 767.5576 | 779.02 | 778.8729 | 777.1575 | 832.3365 | 837.9062 | 839.0425 | 840.4469 | 843.4117 | 847.1519 | 851.732 | 857.2864 | 863.8095 | 870.9447 | 878.9033 | 886.845 | 895.1666 | 904.537 | 912.8615 | 921.1819 | 929.6633 | 937.8246
LDCClass | June | 724.5201 | 652.67 | 668.58 | 677.7999 | 668.47 | 684.7101 | 659.8699 | 627.98 | 637.23 | 665.13 | 678.2399 | 512.6 | 679.15 | 679.81 | 745.34 | 441.68 | 584.5 | 537.6 | 516.62 | 628.48 | 599.91 | 729.28 | 728.63 | 581.18 | 515.72 | 642.65 | 661.4 | 745.2271 | 785.4368 | 797.3382 | 797.4436 | 795.9881 | 855.5631 | 861.7871 | 863.1606 | 864.7819 | 867.9248 | 871.9054 | 876.7274 | 882.5319 | 889.3456 | 896.767 | 905.0887 | 913.3807 | 922.0267 | 931.7869 | 940.476 | 949.2073 | 958.0789 | 966.6152
LDCClass | July | 744.53 | 670.6901 | 687.04 | 696.51 | 686.92 | 703.62 | 678.09 | 645.32 | 654.8301 | 683.49 | 715.06 | 535.65 | 716.64 | 687.35 | 723.18 | 409.99 | 609.73 | 538.36 | 530.96 | 632.87 | 629.66 | 737.78 | 762.11 | 623.28 | 559.59 | 685.92 | 693.1699 | 773.3813 | 814.0902 | 827.2708 | 828.2294 | 827.3445 | 878.8122 | 884.8411 | 886.6578 | 888.6466 | 892.211 | 896.7167 | 902.1055 | 908.5567 | 916.1784 | 924.462 | 933.8886 | 943.2563 | 952.9949 | 964.0082 | 973.9126 | 983.9507 | 994.0981 | 1003.943
LDCClass | August | 747.29 | 673.18 | 689.6 | 699.1 | 689.4799 | 706.23 | 680.62 | 647.72 | 657.2599 | 686.03 | 700.15 | 513.47 | 715.23 | 673.98 | 716.2101 | 404.99 | 593.71 | 539.13 | 519.08 | 656.5101 | 622.5 | 730.6799 | 712.79 | 601.03 | 562.61 | 680.13 | 636.84 | 709.6304 | 746.9685 | 758.9806 | 759.6491 | 758.3925 | 807.0138 | 812.2477 | 813.4709 | 814.8705 | 817.7845 | 821.5191 | 826.0754 | 831.6353 | 838.2199 | 845.4658 | 853.6743 | 861.8445 | 870.397 | 880.0379 | 888.6835 | 897.3924 | 906.2106 | 914.7692
LDCClass | September | 723.57 | 651.8 | 667.7 | 676.9 | 667.5801 | 683.8099 | 659.0001 | 627.15 | 636.3901 | 664.2501 | 683.71 | 500.05 | 682.12 | 648.44 | 670.32 | 385.7 | 567.85 | 513.03 | 501.27 | 605.58 | 579.4601 | 694.48 | 694.37 | 574.04 | 528.91 | 633.6599 | 616.02 | 698.2283 | 736.4523 | 747.5447 | 747.509 | 745.8496 | 798.9772 | 804.3386 | 805.3758 | 806.692 | 809.5281 | 813.1487 | 817.5812 | 822.9831 | 829.3509 | 836.3326 | 844.1656 | 851.9713 | 860.1424 | 869.3656 | 877.5554 | 885.7613 | 894.1094 | 902.1478
LDCClass | October | 727.43 | 655.29 | 671.2701 | 680.5201 | 671.1501 | 687.46 | 662.53 | 630.5101 | 639.79 | 667.8 | 673.09 | 521.82 | 701.51 | 689.77 | 698.39 | 400.2 | 575.96 | 497.52 | 507.55 | 599.8199 | 583.84 | 707.22 | 685.94 | 574.7599 | 529.79 | 629.49 | 619.15 | 707.8201 | 747.4627 | 758.5399 | 758.272 | 756.1467 | 811.4205 | 816.5729 | 817.2146 | 818.172 | 820.7005 | 823.9661 | 828.0731 | 833.147 | 839.1736 | 845.835 | 853.295 | 860.7461 | 868.6127 | 877.4584 | 885.3094 | 893.1531 | 901.151 | 908.8712
LDCClass | November | 741.8 | 668.23 | 684.53 | 693.96 | 684.41 | 701.04 | 675.6199 | 642.96 | 652.43 | 680.99 | 736.96 | 545.92 | 738.95 | 690.06 | 773.6299 | 437.18 | 635.42 | 580.45 | 558.68 | 657.2301 | 611.95 | 753.1801 | 697.6901 | 627.94 | 551.05 | 726.49 | 620.49 | 725.5823 | 770.5277 | 782.4157 | 782.8284 | 781.8788 | 838.4359 | 844.7219 | 846.3236 | 848.2916 | 851.7435 | 855.89 | 860.8661 | 866.7842 | 873.6494 | 881.0841 | 889.3212 | 897.5177 | 906.0624 | 915.6475 | 924.1356 | 932.5762 | 941.1647 | 949.3961
LDCClass | December | 788.88 | 710.64 | 727.97 | 738 | 727.85 | 745.53 | 718.4899 | 683.77 | 693.84 | 724.21 | 804.9601 | 606.1401 | 778.5701 | 782.26 | 787.55 | 507.21 | 660.9 | 621.13 | 576.3101 | 694.5 | 591.65 | 777.25 | 749.2299 | 700.09 | 623.0701 | 729.05 | 703.17 | 825.3917 | 877.899 | 891.9412 | 894.053 | 895.1493 | 963.277 | 972.4194 | 975.6788 | 979.2794 | 984.4443 | 990.3087 | 997.0488 | 1004.723 | 1013.422 | 1022.605 | 1032.638 | 1042.566 | 1052.816 | 1064.214 | 1074.254 | 1084.192 | 1094.286 | 1103.859
Montana Residential Loads (GWh) |  | 1986 | 1987 | 1988 | 1989 | 1990 | 1991 | 1992 | 1993 | 1994 | 1995 | 1996 | 1997 | 1998 | 1999 | 2000 | 2001 | 2002 | 2003 | 2004 | 2005 | 2006 | 2007 | 2008 | 2009 | 2010 | 2011 | 2012 | 2013 | 2014 | 2015 | 2016 | 2017 | 2018 | 2019 | 2020 | 2021 | 2022 | 2023 | 2024 | 2025 | 2026 | 2027 | 2028 | 2029 | 2030 | 2031 | 2032 | 2033 | 2034 | 2035
LDCEU | Total | 1554.45 | 1464.629 | 1519.144 | 1627.005 | 1544.455 | 1652.98 | 1568.719 | 1743.063 | 1699.766 | 1737.936 | 1857.438 | 1800.746 | 1704.703 | 1617.991 | 1659.069 | 1690.325 | 1819.739 | 1815.693 | 1814.692 | 2238.373 | 2356.922 | 2128.315 | 2557.031 | 2751.613 | 2989.945 | 3985.476 | 3732.059 | 3702.599 | 3758.414 | 3734.289 | 3701.798 | 3677.077 | 3661.811 | 3647.823 | 3639.515 | 3642.079 | 3647.918 | 3655.893 | 3667.455 | 3679.559 | 3693.981 | 3708.182 | 3723.518 | 3741.194 | 3759.432 | 3779.254 | 3801.359 | 3823.458 | 3848.059 | 3872.143
LDCEU | Space Heating | 265.6397 | 242.5109 | 249.734 | 291.0119 | 265.3737 | 281.1181 | 264.4409 | 209.6003 | 184.7438 | 197.7197 | 224.3152 | 204.0908 | 187.1834 | 177.5968 | 190.749 | 189.0414 | 217.9584 | 201.0231 | 204.2121 | 250.2161 | 240.1373 | 214.2748 | 276.4915 | 290.6935 | 313.0298 | 415.6298 | 360.9798 | 392.119 | 405.9034 | 416.6005 | 419.8924 | 422.6005 | 425.3599 | 426.3878 | 427.2609 | 428.2159 | 429.2962 | 430.3674 | 431.8542 | 433.1694 | 434.7792 | 436.1575 | 437.5673 | 439.1748 | 440.9829 | 442.6777 | 444.4699 | 446.2195 | 448.0964 | 449.8857
LDCEU | Water Heating Under 55 | 277.315 | 262.7805 | 267.495 | 279.7254 | 269.3372 | 285.8079 | 273.1674 | 316.686 | 307.7145 | 311.906 | 324.9983 | 317.3382 | 297.244 | 281.7827 | 280.2247 | 281.9308 | 296.2995 | 290.6778 | 286.3181 | 342.5941 | 351.8235 | 314.7319 | 371.5415 | 395.7015 | 427.8535 | 565.0878 | 546.9772 | 552.0652 | 574.5591 | 583.9136 | 588.7443 | 593.0585 | 597.6191 | 601.7136 | 605.7911 | 609.8516 | 614.1071 | 618.3568 | 622.9394 | 627.4142 | 632.1411 | 636.5477 | 641.0234 | 645.7498 | 650.5491 | 655.3256 | 660.2342 | 664.9522 | 669.926 | 674.6588
LDCEU | Lighting | 342.7145 | 325.0124 | 331.0672 | 346.6211 | 333.9229 | 354.121 | 337.8358 | 392.8824 | 382.9879 | 389.386 | 406.9027 | 398.7021 | 374.8212 | 356.8397 | 356.6152 | 360.836 | 381.5294 | 377.1057 | 375.3078 | 453.8515 | 469.899 | 423.7147 | 503.4373 | 531.0427 | 568.0663 | 741.5127 | 705.9094 | 689.1935 | 695.5717 | 694.6585 | 682.8567 | 673.6486 | 667.0239 | 661.8602 | 658.4158 | 662.6512 | 666.8316 | 670.9234 | 675.1901 | 679.1856 | 683.1978 | 687.004 | 690.7581 | 694.7615 | 698.5327 | 702.2806 | 706.1793 | 709.7675 | 713.6287 | 717.1686
LDCEU | Refrigeration | 180.1743 | 169.6681 | 171.5973 | 178.3172 | 170.5133 | 179.5171 | 169.9934 | 196.9388 | 191.2118 | 193.5266 | 201.2789 | 196.0837 | 183.1104 | 173.0599 | 171.6006 | 172.1042 | 180.2852 | 176.3092 | 173.2244 | 206.655 | 211.5284 | 188.5413 | 221.5132 | 230.9806 | 244.2279 | 315.0415 | 297.7218 | 294.0876 | 299.5654 | 302.6235 | 300.3997 | 298.2369 | 296.3609 | 294.4997 | 292.8375 | 291.3361 | 290.0485 | 288.9234 | 288.0612 | 287.2796 | 286.6945 | 286.1556 | 285.7516 | 285.5657 | 285.4577 | 285.4543 | 285.61 | 285.7706 | 286.1247 | 286.4626
LDCEU | Freezer | 65.4347 | 62.8308 | 64.7607 | 68.4936 | 66.6649 | 71.2892 | 68.673 | 78.5673 | 75.2669 | 75.1592 | 77.0795 | 74.074 | 68.2278 | 63.6087 | 62.2304 | 61.5927 | 63.6173 | 61.3827 | 59.5199 | 70.0829 | 70.7932 | 62.2853 | 72.2406 | 74.3759 | 77.6002 | 98.7369 | 92.0148 | 90.2057 | 91.1168 | 91.2405 | 89.7545 | 88.29 | 86.9031 | 85.5109 | 84.1919 | 82.9094 | 81.6791 | 80.4964 | 79.377 | 78.2803 | 77.224 | 76.1943 | 75.1991 | 74.2651 | 73.3327 | 72.4337 | 71.5792 | 70.7193 | 69.9126 | 69.0978
LDCEU | Clothes Washer | 21.4278 | 19.859 | 19.7614 | 20.1879 | 18.9951 | 19.362 | 17.7489 | 20.147 | 19.1732 | 19.008 | 19.3561 | 18.4533 | 16.87 | 15.6086 | 15.118 | 14.8368 | 15.1677 | 14.4783 | 13.9086 | 16.1794 | 16.1525 | 14.0302 | 16.0638 | 16.3158 | 16.7813 | 21.0528 | 19.3042 | 19.0007 | 19.2842 | 19.4123 | 19.2046 | 19.0055 | 18.8272 | 18.6514 | 18.4924 | 18.3436 | 18.2083 | 18.0841 | 17.9747 | 17.8708 | 17.7768 | 17.6869 | 17.6047 | 17.5353 | 17.4663 | 17.4039 | 17.3502 | 17.2941 | 17.2491 | 17.2007
LDCEU | Clothes Dryer | 87.098 | 83.1636 | 85.288 | 89.9986 | 75.4859 | 81.0879 | 78.5306 | 93.8766 | 94.0391 | 98.1855 | 105.3295 | 105.8727 | 102.054 | 99.5508 | 101.8998 | 105.5383 | 114.1424 | 115.312 | 117.0831 | 144.4004 | 152.8583 | 121.2464 | 147.4526 | 159.2616 | 174.4576 | 233.3301 | 228.6373 | 237.2217 | 251.6814 | 210.4677 | 215.9421 | 221.2656 | 226.6618 | 231.8842 | 237.1555 | 242.4217 | 247.7607 | 253.1466 | 258.6759 | 264.2038 | 269.8391 | 275.4654 | 281.1826 | 287.093 | 293.0166 | 299.0479 | 305.2461 | 311.42 | 317.8347 | 324.2202
LDCEU | Dishwasher | 21.9642 | 20.2704 | 21.0635 | 22.4728 | 20.9336 | 21.4241 | 23.2649 | 27.8017 | 27.8018 | 28.9409 | 30.9479 | 30.9549 | 29.6699 | 28.7455 | 29.2135 | 30.0318 | 32.1933 | 32.2263 | 32.3925 | 39.5123 | 41.3192 | 37.6271 | 45.1272 | 48.0225 | 51.9733 | 68.6298 | 72.4707 | 72.1346 | 74.2691 | 76.0604 | 76.7474 | 77.6274 | 78.739 | 79.9874 | 81.4246 | 83.0167 | 84.7712 | 86.6718 | 88.7414 | 90.9203 | 93.2374 | 95.6551 | 98.192 | 100.8847 | 103.6665 | 106.5635 | 109.5994 | 112.7052 | 115.9694 | 119.2993
LDCEU | Cooking | 61.8634 | 60.5869 | 63.7394 | 68.8296 | 68.4083 | 74.8461 | 73.5424 | 88.6714 | 86.7916 | 88.5837 | 92.9691 | 91.3462 | 86.1045 | 82.1533 | 82.256 | 83.4277 | 90.0628 | 90.7961 | 91.9828 | 112.6488 | 115.9854 | 104.0013 | 122.8648 | 129.0901 | 135.8797 | 174.5324 | 169.2049 | 169.8012 | 175.6214 | 180.0219 | 181.1711 | 182.0921 | 183.0147 | 182.3856 | 181.8374 | 181.3704 | 181.0265 | 180.7601 | 180.6637 | 180.5961 | 180.6583 | 180.7129 | 180.8412 | 181.101 | 181.4249 | 181.7942 | 182.254 | 182.7096 | 183.2784 | 183.8258
LDCEU | Air Conditioning | 16.2264 | 12.701 | 23.4615 | 17.1047 | 18.5377 | 23.5534 | 11.2693 | 5.7686 | 22.8584 | 14.6235 | 19.742 | 17.8898 | 27.6193 | 15.851 | 21.1155 | 24.3951 | 19.477 | 28.6848 | 15.1884 | 18.1497 | 34.3844 | 33.1736 | 20.6026 | 21.0236 | 18.466 | 34.6987 | 33.5502 | 24.9681 | 18.3852 | 26.582 | 26.3594 | 26.1458 | 25.9601 | 25.7344 | 25.5314 | 25.3457 | 25.1824 | 25.0376 | 24.9182 | 24.8096 | 24.7207 | 24.6402 | 24.5751 | 24.5317 | 24.4961 | 24.4726 | 24.4646 | 24.4582 | 24.4701 | 24.4822
LDCEU | Entertainment Center | 68.208 | 68.8022 | 74.3222 | 82.4316 | 83.8645 | 93.8482 | 98.6679 | 119.8565 | 122.0934 | 129.4592 | 140.387 | 141.9816 | 144.4806 | 147.9333 | 161.6901 | 179.1851 | 204.3213 | 221.9 | 245.7942 | 334.8253 | 385.0897 | 366.8916 | 456.6944 | 526.6931 | 610.5591 | 839.9996 | 758.8892 | 715.7065 | 692.6746 | 662.8819 | 628.9784 | 601.5931 | 579.7479 | 561.7561 | 547.1445 | 535.115 | 525.2386 | 517.0033 | 510.2604 | 504.4156 | 499.4769 | 495.0351 | 491.125 | 487.8138 | 484.7482 | 482.9734 | 482.3215 | 482.2921 | 483.0837 | 484.1766
LDCEU | Other Non-Substitutables | 143.454 | 133.5404 | 143.7935 | 158.4788 | 149.0853 | 163.3383 | 147.9557 | 187.9369 | 180.7416 | 186.9046 | 209.2786 | 199.0903 | 182.6646 | 170.7385 | 181.7565 | 182.6704 | 199.6041 | 200.7252 | 194.6504 | 243.0124 | 260.4028 | 241.8373 | 295.8708 | 320.6292 | 342.4396 | 465.6049 | 434.7176 | 434.3671 | 447.6464 | 457.638 | 459.7294 | 461.6619 | 463.9025 | 465.9197 | 468.0509 | 470.2677 | 472.6776 | 475.1712 | 477.9823 | 480.7273 | 483.677 | 486.4932 | 489.3841 | 492.5202 | 495.6753 | 498.8542 | 502.1847 | 505.3898 | 508.826 | 512.1055
LDCEU | Water Heating Over 55 | 2.9299 | 2.9029 | 3.0598 | 3.3315 | 3.3327 | 3.6665 | 3.629 | 4.3295 | 4.3419 | 4.533 | 4.8535 | 4.8679 | 4.6539 | 4.5221 | 4.5997 | 4.7345 | 5.081 | 5.0718 | 5.1095 | 6.2455 | 6.5485 | 5.9592 | 7.1308 | 7.7827 | 8.6112 | 11.6187 | 11.6822 | 11.7281 | 12.1351 | 12.1885 | 12.0177 | 11.8511 | 11.6908 | 11.5323 | 11.3811 | 11.2338 | 11.0905 | 10.9512 | 10.817 | 10.6861 | 10.5587 | 10.4345 | 10.3131 | 10.197 | 10.0832 | 9.9723 | 9.8657 | 9.76 | 9.6593 | 9.5592
Montana Commercial Loads (GWh) |  | 1986 | 1987 | 1988 | 1989 | 1990 | 1991 | 1992 | 1993 | 1994 | 1995 | 1996 | 1997 | 1998 | 1999 | 2000 | 2001 | 2002 | 2003 | 2004 | 2005 | 2006 | 2007 | 2008 | 2009 | 2010 | 2011 | 2012 | 2013 | 2014 | 2015 | 2016 | 2017 | 2018 | 2019 | 2020 | 2021 | 2022 | 2023 | 2024 | 2025 | 2026 | 2027 | 2028 | 2029 | 2030 | 2031 | 2032 | 2033 | 2034 | 2035
LDCEU | Total | 1889.897 | 1176.739 | 1262.101 | 1205.662 | 1329.5 | 1266.556 | 1285.777 | 1330.745 | 1404.196 | 1308.396 | 1388.304 | 1335.967 | 1348.221 | 1085.73 | 1378.231 | 1488.538 | 1611.906 | 1568.232 | 1509.761 | 1852.858 | 1930.337 | 1897.555 | 1868.354 | 1893.961 | 1919.043 | 2732.205 | 2808.583 | 2814.259 | 2912.615 | 2982.394 | 3010.736 | 3021.83 | 3029.562 | 3043.826 | 3052.894 | 3054.734 | 3065.951 | 3082.696 | 3102.697 | 3129.064 | 3162.146 | 3199.45 | 3245.825 | 3289.645 | 3336.703 | 3388.905 | 3436.329 | 3486.542 | 3536.248 | 3585.787
LDCEU | Space Heating | 155.8381 | 93.5179 | 90.3023 | 104.4054 | 105.2593 | 98.6307 | 107.3243 | 136.992 | 107.2463 | 113.2089 | 125.4148 | 111.8934 | 95.9123 | 83.9125 | 108.0739 | 108.4885 | 134.8761 | 111.995 | 125.1116 | 150.8881 | 157.8454 | 156.9544 | 152.6494 | 154.4513 | 155.889 | 224.0597 | 230.8734 | 235.9069 | 248.7067 | 258.8542 | 265.5551 | 270.8987 | 275.7826 | 281.3991 | 282.9568 | 283.2956 | 284.751 | 286.6793 | 288.5489 | 290.8043 | 293.336 | 296.1544 | 299.5522 | 302.5645 | 305.7878 | 309.3163 | 312.1517 | 315.2976 | 318.1609 | 321.0864
LDCEU | Water Heating | 51.782 | 32.9965 | 30.955 | 31.8572 | 34.4765 | 32.1797 | 36.9866 | 40.4219 | 35.8471 | 36.1927 | 36.068 | 35.6674 | 32.501 | 29.2034 | 34.3901 | 36.1365 | 41.2412 | 36.97 | 41.7776 | 49.6006 | 46.3742 | 44.0433 | 51.2896 | 52.5198 | 54.8568 | 72.8072 | 68.6454 | 70.3567 | 74.5341 | 77.015 | 78.3598 | 79.5144 | 80.6321 | 81.9092 | 81.9559 | 81.6867 | 81.8605 | 82.0756 | 82.3242 | 82.7338 | 83.2826 | 83.995 | 84.8278 | 85.6017 | 86.5244 | 87.4841 | 88.3562 | 89.2048 | 90.073 | 90.993
LDCEU | Other Substitutables | 29.2155 | 19.9901 | 18.9155 | 19.6093 | 21.3071 | 19.9243 | 23.3446 | 25.8197 | 23.2219 | 23.4763 | 23.4015 | 23.1814 | 21.2835 | 19.3048 | 23.0976 | 24.2979 | 27.5923 | 24.7324 | 27.8333 | 33.0277 | 30.5457 | 30.1508 | 35.0371 | 35.855 | 36.9111 | 50.2922 | 46.2217 | 46.6081 | 48.5211 | 49.9644 | 50.5646 | 50.5296 | 50.3669 | 50.3175 | 49.9621 | 49.6634 | 49.4181 | 49.2296 | 49.1083 | 49.0482 | 49.0493 | 49.1389 | 49.2944 | 49.4463 | 49.6268 | 49.829 | 50.0457 | 50.2686 | 50.446 | 50.657
LDCEU | Refrigeration | 250.3329 | 174.9392 | 165.2413 | 171.077 | 186.1779 | 174.255 | 203.864 | 224.9353 | 202.0764 | 204.4149 | 203.8532 | 202.3119 | 185.7826 | 168.5374 | 201.4794 | 211.6729 | 240.7231 | 216.2045 | 243.8929 | 289.7304 | 274.0457 | 256.9054 | 293.1424 | 302.1729 | 316.1042 | 418.2937 | 402.957 | 391.4204 | 392.7874 | 390.5956 | 383.1708 | 368.6181 | 354.5073 | 342.1667 | 331.0844 | 321.0949 | 311.993 | 304.0905 | 297.3016 | 291.514 | 286.7378 | 282.72 | 279.8466 | 277.2401 | 275.0974 | 273.6311 | 272.2878 | 271.4428 | 270.6389 | 270.0242
LDCEU | Lighting | 490.8786 | 314.1781 | 295.265 | 304.1793 | 329.5853 | 307.5973 | 354.8622 | 388.5657 | 345.9688 | 349.4951 | 348.5217 | 344.9216 | 315.1573 | 283.9891 | 335.856 | 352.9574 | 402.5555 | 326.8571 | 369.7682 | 439.3589 | 450.0712 | 442.3673 | 448.6552 | 455.2644 | 462.1901 | 652.9155 | 656.8688 | 656.2831 | 677.0338 | 691.0824 | 695.2484 | 697.2835 | 698.3716 | 699.3608 | 700.0789 | 699.0214 | 699.7328 | 701.3993 | 703.7879 | 707.6744 | 712.7403 | 718.8574 | 726.4991 | 733.4532 | 741.0274 | 749.2228 | 756.6406 | 764.0408 | 771.3906 | 778.3083
LDCEU | Air Conditioning | 489.2828 | 270.674 | 407.312 | 313.1653 | 369.4668 | 369.535 | 255.5139 | 182.0206 | 394.773 | 283.2017 | 353.1896 | 322.3771 | 426.9878 | 257.1216 | 388.0874 | 452.677 | 420.0789 | 541.7529 | 350.733 | 473.8956 | 501.5493 | 496.8183 | 478.5222 | 483.3351 | 486.749 | 702.3807 | 728.2087 | 728.2371 | 752.9928 | 771.6823 | 780.7468 | 788.394 | 795.7692 | 805.2422 | 814.7994 | 822.7742 | 833.5156 | 845.6323 | 858.9402 | 874.2673 | 891.7364 | 910.9899 | 933.091 | 954.9357 | 978.1929 | 1003.18 | 1027.612 | 1053.094 | 1078.808 | 1105.429
LDCEU | Other Non-Substitutables | 422.5673 | 270.4433 | 254.1101 | 261.3688 | 283.2274 | 264.4341 | 303.881 | 331.9897 | 295.0625 | 298.4069 | 297.8555 | 295.6145 | 270.5961 | 243.6617 | 287.2462 | 302.3076 | 344.839 | 309.7201 | 350.6445 | 416.3563 | 469.9052 | 470.3154 | 409.0578 | 410.3624 | 406.3427 | 611.4564 | 674.8078 | 685.4464 | 718.0391 | 743.1997 | 757.0909 | 766.5917 | 774.1328 | 783.4307 | 792.0567 | 797.1981 | 804.6802 | 813.5896 | 822.6858 | 833.0223 | 845.2635 | 857.5942 | 872.7143 | 886.4038 | 900.4466 | 916.2415 | 929.2347 | 943.1939 | 956.731 | 969.2899
Montana Industrial Loads (GWh) |  | 1986 | 1987 | 1988 | 1989 | 1990 | 1991 | 1992 | 1993 | 1994 | 1995 | 1996 | 1997 | 1998 | 1999 | 2000 | 2001 | 2002 | 2003 | 2004 | 2005 | 2006 | 2007 | 2008 | 2009 | 2010 | 2011 | 2012 | 2013 | 2014 | 2015 | 2016 | 2017 | 2018 | 2019 | 2020 | 2021 | 2022 | 2023 | 2024 | 2025 | 2026 | 2027 | 2028 | 2029 | 2030 | 2031 | 2032 | 2033 | 2034 | 2035
LDCEU | Total | 5218.153 | 5158.112 | 5218.75 | 5282.616 | 5146.105 | 5271.736 | 5051.674 | 4425.257 | 4529.711 | 4913.592 | 5166.491 | 3037.561 | 5286.457 | 5326.94 | 5475.87 | 1976.018 | 3786.589 | 3256.152 | 3005.112 | 3506.291 | 3052.653 | 4691.622 | 4317.208 | 2686.812 | 1596.011 | 1059.758 | 1021.066 | 2218.488 | 2595.238 | 2665.776 | 2685.5 | 2705.616 | 3389.89 | 3471.681 | 3493.619 | 3515.789 | 3538.483 | 3559.156 | 3580.742 | 3603.16 | 3626.34 | 3650.175 | 3674.612 | 3699.635 | 3725.193 | 3751.237 | 3777.723 | 3804.613 | 3831.867 | 3859.454
LDCEU | Process Heat | 872.5141 | 854.8826 | 856.3179 | 864.6836 | 840.3515 | 866.7527 | 832.7458 | 688.1623 | 686.1978 | 792.2841 | 871.3122 | 566.472 | 878.152 | 907.0883 | 864.2676 | 286.6051 | 532.7833 | 461.0305 | 419.8238 | 489.5978 | 412.0078 | 675.3562 | 652.4504 | 377.2916 | 134.6088 | 87.1958 | 79.411 | 312.9349 | 547.3618 | 566.8974 | 575.5984 | 584.1707 | 727.6681 | 748.3651 | 756.5383 | 764.6739 | 772.9897 | 781.6048 | 790.1379 | 798.6007 | 807.0029 | 815.3377 | 823.6139 | 831.8523 | 840.0569 | 848.2313 | 856.3779 | 864.4987 | 872.5948 | 880.6675
LDCEU | Motors | 1995.893 | 2014.104 | 2037.204 | 2083.701 | 2030.199 | 2062.346 | 1976.596 | 1881.087 | 2010.632 | 1988.355 | 1939.153 | 925.3638 | 2053.691 | 1983.377 | 2296.807 | 921.1995 | 1846.52 | 1582.316 | 1483.755 | 1733.116 | 1521.953 | 2167.481 | 1895.99 | 1269.794 | 1080.645 | 725.1415 | 716.4297 | 1160.926 | 1160.783 | 1192.206 | 1201.147 | 1210.412 | 1377.929 | 1402.363 | 1412.828 | 1423.126 | 1433.625 | 1442.961 | 1452.783 | 1463.045 | 1473.709 | 1484.726 | 1496.067 | 1507.713 | 1519.635 | 1531.81 | 1544.215 | 1556.83 | 1569.637 | 1582.618
LDCEU | Other Subs | 475.4859 | 474.379 | 486.9699 | 501.4067 | 485.7911 | 499.1519 | 460.7581 | 449.4361 | 448.8707 | 480.8282 | 478.6034 | 231.336 | 515.1299 | 497.8163 | 518 | 176.8235 | 378.589 | 327.4181 | 312.1266 | 374.5171 | 314.4368 | 470.6386 | 414.3564 | 268.4852 | 205.5162 | 134.1649 | 121.6702 | 296.4978 | 445.2157 | 461.5034 | 469.0391 | 476.4583 | 527.8464 | 539.1357 | 546.1602 | 553.0872 | 559.8357 | 566.0483 | 572.1877 | 578.2603 | 584.2715 | 590.2234 | 596.1199 | 601.9678 | 607.7701 | 613.5295 | 619.2485 | 624.9289 | 630.5725 | 636.1812
LDCEU | Miscellaneous | 1874.26 | 1814.746 | 1838.258 | 1832.824 | 1789.764 | 1843.485 | 1781.574 | 1406.571 | 1384.011 | 1652.125 | 1877.422 | 1314.389 | 1839.484 | 1938.658 | 1796.796 | 591.3897 | 1028.697 | 885.3876 | 789.4061 | 909.0606 | 804.2559 | 1378.146 | 1354.41 | 771.2409 | 175.2413 | 113.2562 | 103.5552 | 448.1297 | 441.8771 | 445.1699 | 439.7158 | 434.5753 | 756.4467 | 781.8176 | 778.0923 | 774.9017 | 772.0327 | 768.5422 | 765.6335 | 763.2542 | 761.357 | 759.8879 | 758.8111 | 758.1026 | 757.7304 | 757.6655 | 757.8815 | 758.3546 | 759.063 | 759.987
Montana Transportation Loads (GWh) |  | 1986 | 1987 | 1988 | 1989 | 1990 | 1991 | 1992 | 1993 | 1994 | 1995 | 1996 | 1997 | 1998 | 1999 | 2000 | 2001 | 2002 | 2003 | 2004 | 2005 | 2006 | 2007 | 2008 | 2009 | 2010 | 2011 | 2012 | 2013 | 2014 | 2015 | 2016 | 2017 | 2018 | 2019 | 2020 | 2021 | 2022 | 2023 | 2024 | 2025 | 2026 | 2027 | 2028 | 2029 | 2030 | 2031 | 2032 | 2033 | 2034 | 2035
LDCECC | Transportation | 0 | 0 | 0 | 0 | 0 | 0 | 0 | 0 | 0 | 0 | 0 | 0 | 0 | 0 | 0 | 0 | 0 | 0 | 0 | 0 | 0 | 0 | 0 | 0 | 0 | 0 | 0 | 0 | 12.218 | 19.1826 | 30.3272 | 45.1919 | 63.1548 | 83.7899 | 106.8068 | 131.8567 | 158.4587 | 186.282 | 215.1007 | 245.0006 | 275.7715 | 305.6835 | 334.4294 | 361.718 | 387.3477 | 418.2333 | 436.8806 | 452.1153 | 466.9087 | 476.2977
Montana Streetlighting Loads (GWh) |  | 1986 | 1987 | 1988 | 1989 | 1990 | 1991 | 1992 | 1993 | 1994 | 1995 | 1996 | 1997 | 1998 | 1999 | 2000 | 2001 | 2002 | 2003 | 2004 | 2005 | 2006 | 2007 | 2008 | 2009 | 2010 | 2011 | 2012 | 2013 | 2014 | 2015 | 2016 | 2017 | 2018 | 2019 | 2020 | 2021 | 2022 | 2023 | 2024 | 2025 | 2026 | 2027 | 2028 | 2029 | 2030 | 2031 | 2032 | 2033 | 2034 | 2035
LDCECC | Streetlighting | 207.6464 | 196.3201 | 191.2557 | 187.6417 | 170.1612 | 178.2363 | 180.0706 | 177.8501 | 180.0173 | 184.1017 | 182.9429 | 176.666 | 172.2357 | 167.888 | 190.1436 | 189.5092 | 191.0117 | 185.2763 | 181.9009 | 218.4895 | 219.3207 | 190.6255 | 220.8941 | 213.9833 | 244.9089 | 317.2581 | 306.7646 | 307.8614 | 308.9105 | 309.8669 | 310.7307 | 311.5024 | 312.1821 | 312.8601 | 313.4466 | 314.0316 | 314.5703 | 315.0179 | 315.5091 | 315.8648 | 316.2195 | 316.5732 | 316.8367 | 317.0992 | 317.3165 | 317.6664 | 317.9265 | 318.1857 | 318.4441 | 318.7459
Montana Average Residential Cogeneration Loads (MW) |  | 1986 | 1987 | 1988 | 1989 | 1990 | 1991 | 1992 | 1993 | 1994 | 1995 | 1996 | 1997 | 1998 | 1999 | 2000 | 2001 | 2002 | 2003 | 2004 | 2005 | 2006 | 2007 | 2008 | 2009 | 2010 | 2011 | 2012 | 2013 | 2014 | 2015 | 2016 | 2017 | 2018 | 2019 | 2020 | 2021 | 2022 | 2023 | 2024 | 2025 | 2026 | 2027 | 2028 | 2029 | 2030 | 2031 | 2032 | 2033 | 2034 | 2035
CgLDC | Annual | 0 | 0 | 0 | 0 | 0 | 0 | 0 | 0 | 0 | 0 | 0 | 0 | 0 | 0 | 0 | 0 | 0 | 0 | 0 | 0 | 0.0006 | 0.0005 | 0.003 | 0.0076 | 0.0215 | 0.043 | 0.1069 | 0.1241 | 0.1679 | 0.2924 | 0.4018 | 0.4466 | 0.4712 | 0.4998 | 0.5328 | 0.5699 | 0.6134 | 0.6484 | 0.687 | 0.7294 | 0.7754 | 0.8265 | 0.8681 | 0.9124 | 0.9613 | 1.0116 | 1.0663 | 1.1013 | 1.1379 | 1.177
CgLDC | January | 0 | 0 | 0 | 0 | 0 | 0 | 0 | 0 | 0 | 0 | 0 | 0 | 0 | 0 | 0 | 0 | 0 | 0 | 0 | 0 | 0.0003 | 0.0003 | 0.0016 | 0.0039 | 0.0111 | 0.0221 | 0.055 | 0.0638 | 0.0863 | 0.1503 | 0.2066 | 0.2296 | 0.2423 | 0.257 | 0.2739 | 0.293 | 0.3154 | 0.3334 | 0.3532 | 0.375 | 0.3987 | 0.425 | 0.4463 | 0.4691 | 0.4943 | 0.5201 | 0.5483 | 0.5662 | 0.5851 | 0.6052
CgLDC | February | 0 | 0 | 0 | 0 | 0 | 0 | 0 | 0 | 0 | 0 | 0 | 0 | 0 | 0 | 0 | 0 | 0 | 0 | 0 | 0 | 0.0004 | 0.0004 | 0.0022 | 0.0056 | 0.0158 | 0.0315 | 0.0782 | 0.0908 | 0.1228 | 0.2139 | 0.2939 | 0.3267 | 0.3447 | 0.3656 | 0.3897 | 0.4169 | 0.4487 | 0.4743 | 0.5025 | 0.5335 | 0.5672 | 0.6046 | 0.635 | 0.6674 | 0.7032 | 0.74 | 0.78 | 0.8056 | 0.8324 | 0.861
CgLDC | March | 0 | 0 | 0 | 0 | 0 | 0 | 0 | 0 | 0 | 0 | 0 | 0 | 0 | 0 | 0 | 0 | 0 | 0 | 0 | 0 | 0.0006 | 0.0005 | 0.0029 | 0.0073 | 0.0205 | 0.0409 | 0.1016 | 0.1179 | 0.1595 | 0.2777 | 0.3816 | 0.4242 | 0.4476 | 0.4748 | 0.5061 | 0.5413 | 0.5827 | 0.6159 | 0.6525 | 0.6928 | 0.7365 | 0.7851 | 0.8246 | 0.8666 | 0.9131 | 0.9609 | 1.0129 | 1.0461 | 1.0809 | 1.118
CgLDC | April | 0 | 0 | 0 | 0 | 0 | 0 | 0 | 0 | 0 | 0 | 0 | 0 | 0 | 0 | 0 | 0 | 0 | 0 | 0 | 0 | 0.0007 | 0.0006 | 0.0036 | 0.0091 | 0.0257 | 0.0514 | 0.1277 | 0.1482 | 0.2005 | 0.3491 | 0.4798 | 0.5333 | 0.5628 | 0.5969 | 0.6362 | 0.6806 | 0.7325 | 0.7743 | 0.8204 | 0.871 | 0.926 | 0.987 | 1.0367 | 1.0895 | 1.148 | 1.2081 | 1.2734 | 1.3152 | 1.3589 | 1.4056
CgLDC | May | 0 | 0 | 0 | 0 | 0 | 0 | 0 | 0 | 0 | 0 | 0 | 0 | 0 | 0 | 0 | 0 | 0 | 0 | 0 | 0 | 0.0008 | 0.0007 | 0.0039 | 0.0098 | 0.0277 | 0.0553 | 0.1375 | 0.1595 | 0.2159 | 0.3759 | 0.5166 | 0.5742 | 0.6059 | 0.6426 | 0.685 | 0.7327 | 0.7886 | 0.8337 | 0.8832 | 0.9378 | 0.9969 | 1.0626 | 1.1161 | 1.173 | 1.2359 | 1.3006 | 1.3709 | 1.4159 | 1.463 | 1.5133
CgLDC | June | 0 | 0 | 0 | 0 | 0 | 0 | 0 | 0 | 0 | 0 | 0 | 0 | 0 | 0 | 0 | 0 | 0 | 0 | 0 | 0 | 0.0008 | 0.0007 | 0.0043 | 0.0109 | 0.0306 | 0.0612 | 0.1521 | 0.1765 | 0.2389 | 0.4159 | 0.5716 | 0.6353 | 0.6704 | 0.7111 | 0.7579 | 0.8107 | 0.8726 | 0.9224 | 0.9773 | 1.0376 | 1.1031 | 1.1758 | 1.235 | 1.298 | 1.3675 | 1.4391 | 1.517 | 1.5667 | 1.6188 | 1.6745
CgLDC | July | 0 | 0 | 0 | 0 | 0 | 0 | 0 | 0 | 0 | 0 | 0 | 0 | 0 | 0 | 0 | 0 | 0 | 0 | 0 | 0 | 0.0009 | 0.0008 | 0.0049 | 0.0123 | 0.0346 | 0.0691 | 0.1719 | 0.1994 | 0.2698 | 0.4698 | 0.6456 | 0.7176 | 0.7572 | 0.8031 | 0.8561 | 0.9157 | 0.9857 | 1.0419 | 1.1039 | 1.172 | 1.246 | 1.3281 | 1.3949 | 1.4661 | 1.5447 | 1.6256 | 1.7134 | 1.7697 | 1.8285 | 1.8913
CgLDC | August | 0 | 0 | 0 | 0 | 0 | 0 | 0 | 0 | 0 | 0 | 0 | 0 | 0 | 0 | 0 | 0 | 0 | 0 | 0 | 0 | 0.0008 | 0.0007 | 0.0042 | 0.0107 | 0.0301 | 0.06 | 0.1492 | 0.1731 | 0.2343 | 0.408 | 0.5606 | 0.6232 | 0.6576 | 0.6975 | 0.7434 | 0.7952 | 0.8559 | 0.9048 | 0.9586 | 1.0178 | 1.082 | 1.1533 | 1.2113 | 1.2731 | 1.3414 | 1.4116 | 1.4879 | 1.5368 | 1.5878 | 1.6424
CgLDC | September | 0 | 0 | 0 | 0 | 0 | 0 | 0 | 0 | 0 | 0 | 0 | 0 | 0 | 0 | 0 | 0 | 0 | 0 | 0 | 0 | 0.0007 | 0.0006 | 0.0035 | 0.0087 | 0.0246 | 0.0492 | 0.1223 | 0.1419 | 0.1921 | 0.3344 | 0.4595 | 0.5108 | 0.539 | 0.5716 | 0.6093 | 0.6518 | 0.7015 | 0.7416 | 0.7857 | 0.8342 | 0.8868 | 0.9453 | 0.9928 | 1.0435 | 1.0994 | 1.157 | 1.2196 | 1.2596 | 1.3014 | 1.3462
CgLDC | October | 0 | 0 | 0 | 0 | 0 | 0 | 0 | 0 | 0 | 0 | 0 | 0 | 0 | 0 | 0 | 0 | 0 | 0 | 0 | 0 | 0.0005 | 0.0004 | 0.0025 | 0.0064 | 0.0181 | 0.0361 | 0.0896 | 0.104 | 0.1407 | 0.245 | 0.3368 | 0.3743 | 0.395 | 0.4189 | 0.4465 | 0.4777 | 0.5141 | 0.5435 | 0.5758 | 0.6114 | 0.6499 | 0.6927 | 0.7276 | 0.7647 | 0.8057 | 0.8479 | 0.8938 | 0.9231 | 0.9538 | 0.9865
CgLDC | November | 0 | 0 | 0 | 0 | 0 | 0 | 0 | 0 | 0 | 0 | 0 | 0 | 0 | 0 | 0 | 0 | 0 | 0 | 0 | 0 | 0.0003 | 0.0003 | 0.0015 | 0.0037 | 0.0105 | 0.021 | 0.0523 | 0.0607 | 0.0821 | 0.143 | 0.1965 | 0.2184 | 0.2305 | 0.2444 | 0.2605 | 0.2787 | 0.3 | 0.3171 | 0.336 | 0.3567 | 0.3792 | 0.4042 | 0.4245 | 0.4462 | 0.4701 | 0.4947 | 0.5215 | 0.5386 | 0.5565 | 0.5756
CgLDC | December | 0 | 0 | 0 | 0 | 0 | 0 | 0 | 0 | 0 | 0 | 0 | 0 | 0 | 0 | 0 | 0 | 0 | 0 | 0 | 0 | 0.0002 | 0.0002 | 0.0012 | 0.0031 | 0.0088 | 0.0177 | 0.0439 | 0.051 | 0.069 | 0.1201 | 0.165 | 0.1834 | 0.1936 | 0.2053 | 0.2188 | 0.2341 | 0.252 | 0.2663 | 0.2822 | 0.2996 | 0.3185 | 0.3395 | 0.3566 | 0.3748 | 0.3948 | 0.4155 | 0.438 | 0.4524 | 0.4674 | 0.4835
Montana Peak Residential Cogeneration Loads (MW) |  | 1986 | 1987 | 1988 | 1989 | 1990 | 1991 | 1992 | 1993 | 1994 | 1995 | 1996 | 1997 | 1998 | 1999 | 2000 | 2001 | 2002 | 2003 | 2004 | 2005 | 2006 | 2007 | 2008 | 2009 | 2010 | 2011 | 2012 | 2013 | 2014 | 2015 | 2016 | 2017 | 2018 | 2019 | 2020 | 2021 | 2022 | 2023 | 2024 | 2025 | 2026 | 2027 | 2028 | 2029 | 2030 | 2031 | 2032 | 2033 | 2034 | 2035
CgLDC | Annual | 0 | 0 | 0 | 0 | 0 | 0 | 0 | 0 | 0 | 0 | 0 | 0 | 0 | 0 | 0 | 0 | 0 | 0 | 0 | 0 | 0.0003 | 0.0002 | 0.0014 | 0.0035 | 0.0093 | 0.0168 | 0.0426 | 0.0495 | 0.067 | 0.1166 | 0.1602 | 0.1781 | 0.1879 | 0.1993 | 0.2124 | 0.2272 | 0.2446 | 0.2585 | 0.2739 | 0.2908 | 0.3092 | 0.3295 | 0.3461 | 0.3638 | 0.3833 | 0.4034 | 0.4252 | 0.4391 | 0.4537 | 0.4693
CgLDC | January | 0 | 0 | 0 | 0 | 0 | 0 | 0 | 0 | 0 | 0 | 0 | 0 | 0 | 0 | 0 | 0 | 0 | 0 | 0 | 0 | 0 | 0 | 0 | 0 | 0 | 0 | 0 | 0 | 0 | 0 | 0 | 0 | 0 | 0 | 0 | 0 | 0 | 0 | 0 | 0 | 0 | 0 | 0 | 0 | 0 | 0 | 0 | 0 | 0 | 0
CgLDC | February | 0 | 0 | 0 | 0 | 0 | 0 | 0 | 0 | 0 | 0 | 0 | 0 | 0 | 0 | 0 | 0 | 0 | 0 | 0 | 0 | 0 | 0 | 0 | 0.0001 | 0.0003 | 0.0006 | 0.0013 | 0.0015 | 0.002 | 0.0035 | 0.0049 | 0.0054 | 0.0057 | 0.0061 | 0.0065 | 0.0069 | 0.0074 | 0.0079 | 0.0083 | 0.0089 | 0.0094 | 0.01 | 0.0105 | 0.0111 | 0.0117 | 0.0123 | 0.0129 | 0.0134 | 0.0138 | 0.0143
CgLDC | March | 0 | 0 | 0 | 0 | 0 | 0 | 0 | 0 | 0 | 0 | 0 | 0 | 0 | 0 | 0 | 0 | 0 | 0 | 0 | 0 | 0.0001 | 0.0001 | 0.0006 | 0.0015 | 0.0039 | 0.0073 | 0.019 | 0.0221 | 0.0299 | 0.052 | 0.0715 | 0.0795 | 0.0839 | 0.089 | 0.0949 | 0.1015 | 0.1092 | 0.1154 | 0.1223 | 0.1299 | 0.138 | 0.1471 | 0.1546 | 0.1624 | 0.1711 | 0.1801 | 0.1898 | 0.1961 | 0.2026 | 0.2096
CgLDC | April | 0 | 0 | 0 | 0 | 0 | 0 | 0 | 0 | 0 | 0 | 0 | 0 | 0 | 0 | 0 | 0 | 0 | 0 | 0 | 0 | 0.0005 | 0.0005 | 0.0027 | 0.0058 | 0.0161 | 0.0308 | 0.0749 | 0.0869 | 0.1177 | 0.2049 | 0.2815 | 0.3129 | 0.3302 | 0.3502 | 0.3733 | 0.3993 | 0.4298 | 0.4543 | 0.4814 | 0.5111 | 0.5433 | 0.5791 | 0.6083 | 0.6393 | 0.6736 | 0.7088 | 0.7472 | 0.7717 | 0.7973 | 0.8247
CgLDC | May | 0 | 0 | 0 | 0 | 0 | 0 | 0 | 0 | 0 | 0 | 0 | 0 | 0 | 0 | 0 | 0 | 0 | 0 | 0 | 0 | 0.0012 | 0.0011 | 0.0064 | 0.0146 | 0.0413 | 0.0755 | 0.1894 | 0.2197 | 0.2974 | 0.5177 | 0.7115 | 0.7908 | 0.8345 | 0.8851 | 0.9434 | 1.0092 | 1.0862 | 1.1482 | 1.2165 | 1.2916 | 1.373 | 1.4635 | 1.5372 | 1.6156 | 1.7022 | 1.7914 | 1.8882 | 1.9502 | 2.015 | 2.0843
CgLDC | June | 0 | 0 | 0 | 0 | 0 | 0 | 0 | 0 | 0 | 0 | 0 | 0 | 0 | 0 | 0 | 0 | 0 | 0 | 0 | 0 | 0.002 | 0.0017 | 0.0107 | 0.0213 | 0.0612 | 0.1115 | 0.2796 | 0.3244 | 0.439 | 0.7642 | 1.0503 | 1.1674 | 1.2319 | 1.3065 | 1.3927 | 1.4897 | 1.6034 | 1.695 | 1.7957 | 1.9067 | 2.0269 | 2.1605 | 2.2692 | 2.385 | 2.5128 | 2.6444 | 2.7874 | 2.8788 | 2.9745 | 3.0768
CgLDC | July | 0 | 0 | 0 | 0 | 0 | 0 | 0 | 0 | 0 | 0 | 0 | 0 | 0 | 0 | 0 | 0 | 0 | 0 | 0 | 0 | 0.002 | 0.0019 | 0.0104 | 0.0248 | 0.0652 | 0.1161 | 0.2994 | 0.3474 | 0.4701 | 0.8185 | 1.1248 | 1.2502 | 1.3193 | 1.3993 | 1.4915 | 1.5955 | 1.7172 | 1.8153 | 1.9232 | 2.042 | 2.1708 | 2.3138 | 2.4303 | 2.5542 | 2.6912 | 2.8321 | 2.9852 | 3.0832 | 3.1856 | 3.2952
CgLDC | August | 0 | 0 | 0 | 0 | 0 | 0 | 0 | 0 | 0 | 0 | 0 | 0 | 0 | 0 | 0 | 0 | 0 | 0 | 0 | 0 | 0.0015 | 0.0015 | 0.0088 | 0.0195 | 0.0554 | 0.1005 | 0.2568 | 0.2979 | 0.4032 | 0.7019 | 0.9647 | 1.0722 | 1.1314 | 1.2 | 1.2791 | 1.3683 | 1.4727 | 1.5568 | 1.6494 | 1.7512 | 1.8617 | 1.9843 | 2.0842 | 2.1905 | 2.308 | 2.4288 | 2.5602 | 2.6442 | 2.732 | 2.826
CgLDC | September | 0 | 0 | 0 | 0 | 0 | 0 | 0 | 0 | 0 | 0 | 0 | 0 | 0 | 0 | 0 | 0 | 0 | 0 | 0 | 0 | 0 | 0 | 0 | 0 | 0 | 0 | 0 | 0 | 0 | 0 | 0 | 0 | 0 | 0 | 0 | 0 | 0 | 0 | 0 | 0 | 0 | 0 | 0 | 0 | 0 | 0 | 0 | 0 | 0 | 0
CgLDC | October | 0 | 0 | 0 | 0 | 0 | 0 | 0 | 0 | 0 | 0 | 0 | 0 | 0 | 0 | 0 | 0 | 0 | 0 | 0 | 0 | 0 | 0 | 0.0002 | 0.0005 | 0.0014 | 0.0028 | 0.0069 | 0.008 | 0.0108 | 0.0188 | 0.0259 | 0.0288 | 0.0303 | 0.0322 | 0.0343 | 0.0367 | 0.0395 | 0.0418 | 0.0442 | 0.047 | 0.0499 | 0.0532 | 0.0559 | 0.0588 | 0.0619 | 0.0651 | 0.0687 | 0.0709 | 0.0733 | 0.0758
CgLDC | November | 0 | 0 | 0 | 0 | 0 | 0 | 0 | 0 | 0 | 0 | 0 | 0 | 0 | 0 | 0 | 0 | 0 | 0 | 0 | 0 | 0 | 0 | 0 | 0 | 0 | 0 | 0 | 0 | 0 | 0 | 0 | 0 | 0 | 0 | 0 | 0 | 0 | 0 | 0 | 0 | 0 | 0 | 0 | 0 | 0 | 0 | 0 | 0 | 0 | 0
CgLDC | December | 0 | 0 | 0 | 0 | 0 | 0 | 0 | 0 | 0 | 0 | 0 | 0 | 0 | 0 | 0 | 0 | 0 | 0 | 0 | 0 | 0 | 0 | 0 | 0 | 0 | 0 | 0 | 0 | 0 | 0 | 0 | 0 | 0 | 0 | 0 | 0 | 0 | 0 | 0 | 0 | 0 | 0 | 0 | 0 | 0 | 0 | 0 | 0 | 0 | 0
Montana Minimum Residential Cogeneration Loads (MW) |  | 1986 | 1987 | 1988 | 1989 | 1990 | 1991 | 1992 | 1993 | 1994 | 1995 | 1996 | 1997 | 1998 | 1999 | 2000 | 2001 | 2002 | 2003 | 2004 | 2005 | 2006 | 2007 | 2008 | 2009 | 2010 | 2011 | 2012 | 2013 | 2014 | 2015 | 2016 | 2017 | 2018 | 2019 | 2020 | 2021 | 2022 | 2023 | 2024 | 2025 | 2026 | 2027 | 2028 | 2029 | 2030 | 2031 | 2032 | 2033 | 2034 | 2035
CgLDC | Annual | 0 | 0 | 0 | 0 | 0 | 0 | 0 | 0 | 0 | 0 | 0 | 0 | 0 | 0 | 0 | 0 | 0 | 0 | 0 | 0 | 0 | 0 | 0 | 0 | 0 | 0 | 0.0001 | 0.0001 | 0.0002 | 0.0003 | 0.0005 | 0.0005 | 0.0005 | 0.0006 | 0.0006 | 0.0007 | 0.0007 | 0.0008 | 0.0008 | 0.0008 | 0.0009 | 0.001 | 0.001 | 0.0011 | 0.0011 | 0.0012 | 0.0012 | 0.0013 | 0.0013 | 0.0014
CgLDC | January | 0 | 0 | 0 | 0 | 0 | 0 | 0 | 0 | 0 | 0 | 0 | 0 | 0 | 0 | 0 | 0 | 0 | 0 | 0 | 0 | 0 | 0 | 0 | 0 | 0 | 0 | 0 | 0 | 0 | 0 | 0 | 0 | 0 | 0 | 0 | 0 | 0 | 0 | 0 | 0 | 0 | 0 | 0 | 0 | 0 | 0 | 0 | 0 | 0 | 0
CgLDC | February | 0 | 0 | 0 | 0 | 0 | 0 | 0 | 0 | 0 | 0 | 0 | 0 | 0 | 0 | 0 | 0 | 0 | 0 | 0 | 0 | 0 | 0 | 0 | 0 | 0 | 0 | 0 | 0 | 0 | 0 | 0 | 0 | 0 | 0 | 0 | 0 | 0 | 0 | 0 | 0 | 0 | 0 | 0 | 0 | 0 | 0 | 0 | 0 | 0 | 0
CgLDC | March | 0 | 0 | 0 | 0 | 0 | 0 | 0 | 0 | 0 | 0 | 0 | 0 | 0 | 0 | 0 | 0 | 0 | 0 | 0 | 0 | 0 | 0 | 0 | 0 | 0 | 0 | 0 | 0 | 0 | 0 | 0 | 0 | 0 | 0 | 0 | 0 | 0 | 0 | 0 | 0 | 0 | 0 | 0 | 0 | 0 | 0 | 0 | 0 | 0 | 0
CgLDC | April | 0 | 0 | 0 | 0 | 0 | 0 | 0 | 0 | 0 | 0 | 0 | 0 | 0 | 0 | 0 | 0 | 0 | 0 | 0 | 0 | 0 | 0 | 0 | 0 | 0 | 0 | 0 | 0 | 0 | 0 | 0 | 0 | 0 | 0 | 0 | 0 | 0 | 0 | 0 | 0 | 0 | 0 | 0 | 0 | 0 | 0 | 0 | 0 | 0 | 0
CgLDC | May | 0 | 0 | 0 | 0 | 0 | 0 | 0 | 0 | 0 | 0 | 0 | 0 | 0 | 0 | 0 | 0 | 0 | 0 | 0 | 0 | 0 | 0 | 0 | 0 | 0 | 0 | 0 | 0 | 0 | 0 | 0 | 0 | 0 | 0 | 0 | 0 | 0 | 0 | 0 | 0 | 0 | 0 | 0 | 0 | 0 | 0 | 0 | 0 | 0 | 0
CgLDC | June | 0 | 0 | 0 | 0 | 0 | 0 | 0 | 0 | 0 | 0 | 0 | 0 | 0 | 0 | 0 | 0 | 0 | 0 | 0 | 0 | 0 | 0 | 0 | 0 | 0 | 0 | 0 | 0 | 0 | 0 | 0 | 0 | 0 | 0 | 0 | 0 | 0 | 0 | 0 | 0 | 0 | 0 | 0 | 0 | 0 | 0 | 0 | 0 | 0 | 0
CgLDC | July | 0 | 0 | 0 | 0 | 0 | 0 | 0 | 0 | 0 | 0 | 0 | 0 | 0 | 0 | 0 | 0 | 0 | 0 | 0 | 0 | 0 | 0 | 0.0001 | 0.0002 | 0.0006 | 0.0013 | 0.0033 | 0.0038 | 0.0051 | 0.0089 | 0.0122 | 0.0136 | 0.0143 | 0.0152 | 0.0162 | 0.0173 | 0.0186 | 0.0197 | 0.0209 | 0.0222 | 0.0236 | 0.0251 | 0.0264 | 0.0277 | 0.0292 | 0.0308 | 0.0324 | 0.0335 | 0.0346 | 0.0358
CgLDC | August | 0 | 0 | 0 | 0 | 0 | 0 | 0 | 0 | 0 | 0 | 0 | 0 | 0 | 0 | 0 | 0 | 0 | 0 | 0 | 0 | 0 | 0 | 0 | 0 | 0 | 0 | 0 | 0 | 0 | 0 | 0 | 0 | 0 | 0 | 0 | 0 | 0 | 0 | 0 | 0 | 0 | 0 | 0 | 0 | 0 | 0 | 0 | 0 | 0 | 0
CgLDC | September | 0 | 0 | 0 | 0 | 0 | 0 | 0 | 0 | 0 | 0 | 0 | 0 | 0 | 0 | 0 | 0 | 0 | 0 | 0 | 0 | 0 | 0 | 0 | 0 | 0 | 0 | 0 | 0 | 0 | 0 | 0 | 0 | 0 | 0 | 0 | 0 | 0 | 0 | 0 | 0 | 0 | 0 | 0 | 0 | 0 | 0 | 0 | 0 | 0 | 0
CgLDC | October | 0 | 0 | 0 | 0 | 0 | 0 | 0 | 0 | 0 | 0 | 0 | 0 | 0 | 0 | 0 | 0 | 0 | 0 | 0 | 0 | 0 | 0 | 0 | 0 | 0 | 0 | 0 | 0 | 0 | 0 | 0 | 0 | 0 | 0 | 0 | 0 | 0 | 0 | 0 | 0 | 0 | 0 | 0 | 0 | 0 | 0 | 0 | 0 | 0 | 0
CgLDC | November | 0 | 0 | 0 | 0 | 0 | 0 | 0 | 0 | 0 | 0 | 0 | 0 | 0 | 0 | 0 | 0 | 0 | 0 | 0 | 0 | 0 | 0 | 0 | 0 | 0 | 0 | 0 | 0 | 0 | 0 | 0 | 0 | 0 | 0 | 0 | 0 | 0 | 0 | 0 | 0 | 0 | 0 | 0 | 0 | 0 | 0 | 0 | 0 | 0 | 0
CgLDC | December | 0 | 0 | 0 | 0 | 0 | 0 | 0 | 0 | 0 | 0 | 0 | 0 | 0 | 0 | 0 | 0 | 0 | 0 | 0 | 0 | 0 | 0 | 0 | 0 | 0 | 0 | 0 | 0 | 0 | 0 | 0 | 0 | 0 | 0 | 0 | 0 | 0 | 0 | 0 | 0 | 0 | 0 | 0 | 0 | 0 | 0 | 0 | 0 | 0 | 0
Montana Residential Electric Generation from Cogeneration (GWh) |  | 1986 | 1987 | 1988 | 1989 | 1990 | 1991 | 1992 | 1993 | 1994 | 1995 | 1996 | 1997 | 1998 | 1999 | 2000 | 2001 | 2002 | 2003 | 2004 | 2005 | 2006 | 2007 | 2008 | 2009 | 2010 | 2011 | 2012 | 2013 | 2014 | 2015 | 2016 | 2017 | 2018 | 2019 | 2020 | 2021 | 2022 | 2023 | 2024 | 2025 | 2026 | 2027 | 2028 | 2029 | 2030 | 2031 | 2032 | 2033 | 2034 | 2035
CgEG | Total | 0 | 0 | 0 | 0 | 0 | 0 | 0 | 0 | 0 | 0 | 0 | 0 | 0 | 0 | 0 | 0 | 0 | 0 | 0 | 0 | 0.0052 | 0.0045 | 0.0265 | 0.0669 | 0.1887 | 0.3769 | 0.9369 | 1.087 | 1.471 | 2.561 | 3.5196 | 3.912 | 4.1281 | 4.3784 | 4.667 | 4.9922 | 5.3733 | 5.6801 | 6.0178 | 6.3895 | 6.7924 | 7.24 | 7.6045 | 7.9923 | 8.4207 | 8.8617 | 9.3409 | 9.6473 | 9.968 | 10.3107
CgEG | Electric | 0 | 0 | 0 | 0 | 0 | 0 | 0 | 0 | 0 | 0 | 0 | 0 | 0 | 0 | 0 | 0 | 0 | 0 | 0 | 0 | 0 | 0 | 0 | 0 | 0 | 0 | 0 | 0 | 0 | 0 | 0 | 0 | 0 | 0 | 0 | 0 | 0 | 0 | 0 | 0 | 0 | 0 | 0 | 0 | 0 | 0 | 0 | 0 | 0 | 0
CgEG | Gas | 0 | 0 | 0 | 0 | 0 | 0 | 0 | 0 | 0 | 0 | 0 | 0 | 0 | 0 | 0 | 0 | 0 | 0 | 0 | 0 | 0 | 0 | 0 | 0 | 0 | 0 | 0 | 0 | 0 | 0 | 0 | 0 | 0 | 0 | 0 | 0 | 0 | 0 | 0 | 0 | 0 | 0 | 0 | 0 | 0 | 0 | 0 | 0 | 0 | 0
CgEG | Coal | 0 | 0 | 0 | 0 | 0 | 0 | 0 | 0 | 0 | 0 | 0 | 0 | 0 | 0 | 0 | 0 | 0 | 0 | 0 | 0 | 0 | 0 | 0 | 0 | 0 | 0 | 0 | 0 | 0 | 0 | 0 | 0 | 0 | 0 | 0 | 0 | 0 | 0 | 0 | 0 | 0 | 0 | 0 | 0 | 0 | 0 | 0 | 0 | 0 | 0
CgEG | Oil | 0 | 0 | 0 | 0 | 0 | 0 | 0 | 0 | 0 | 0 | 0 | 0 | 0 | 0 | 0 | 0 | 0 | 0 | 0 | 0 | 0 | 0 | 0 | 0 | 0 | 0 | 0 | 0 | 0 | 0 | 0 | 0 | 0 | 0 | 0 | 0 | 0 | 0 | 0 | 0 | 0 | 0 | 0 | 0 | 0 | 0 | 0 | 0 | 0 | 0
CgEG | Biomass | 0 | 0 | 0 | 0 | 0 | 0 | 0 | 0 | 0 | 0 | 0 | 0 | 0 | 0 | 0 | 0 | 0 | 0 | 0 | 0 | 0 | 0 | 0 | 0 | 0 | 0 | 0 | 0 | 0 | 0 | 0 | 0 | 0 | 0 | 0 | 0 | 0 | 0 | 0 | 0 | 0 | 0 | 0 | 0 | 0 | 0 | 0 | 0 | 0 | 0
CgEG | Solar | 0 | 0 | 0 | 0 | 0 | 0 | 0 | 0 | 0 | 0 | 0 | 0 | 0 | 0 | 0 | 0 | 0 | 0 | 0 | 0 | 0.0052 | 0.0045 | 0.0265 | 0.0669 | 0.1887 | 0.3769 | 0.9369 | 1.087 | 1.471 | 2.561 | 3.5196 | 3.912 | 4.1281 | 4.3784 | 4.667 | 4.9922 | 5.3733 | 5.6801 | 6.0178 | 6.3895 | 6.7924 | 7.24 | 7.6045 | 7.9923 | 8.4207 | 8.8617 | 9.3409 | 9.6473 | 9.968 | 10.3107
CgEG | LPG | 0 | 0 | 0 | 0 | 0 | 0 | 0 | 0 | 0 | 0 | 0 | 0 | 0 | 0 | 0 | 0 | 0 | 0 | 0 | 0 | 0 | 0 | 0 | 0 | 0 | 0 | 0 | 0 | 0 | 0 | 0 | 0 | 0 | 0 | 0 | 0 | 0 | 0 | 0 | 0 | 0 | 0 | 0 | 0 | 0 | 0 | 0 | 0 | 0 | 0
CgEG | Steam | 0 | 0 | 0 | 0 | 0 | 0 | 0 | 0 | 0 | 0 | 0 | 0 | 0 | 0 | 0 | 0 | 0 | 0 | 0 | 0 | 0 | 0 | 0 | 0 | 0 | 0 | 0 | 0 | 0 | 0 | 0 | 0 | 0 | 0 | 0 | 0 | 0 | 0 | 0 | 0 | 0 | 0 | 0 | 0 | 0 | 0 | 0 | 0 | 0 | 0
CgEG | Heat Pump | 0 | 0 | 0 | 0 | 0 | 0 | 0 | 0 | 0 | 0 | 0 | 0 | 0 | 0 | 0 | 0 | 0 | 0 | 0 | 0 | 0 | 0 | 0 | 0 | 0 | 0 | 0 | 0 | 0 | 0 | 0 | 0 | 0 | 0 | 0 | 0 | 0 | 0 | 0 | 0 | 0 | 0 | 0 | 0 | 0 | 0 | 0 | 0 | 0 | 0
CgEG | Ductless Heat Pump | 0 | 0 | 0 | 0 | 0 | 0 | 0 | 0 | 0 | 0 | 0 | 0 | 0 | 0 | 0 | 0 | 0 | 0 | 0 | 0 | 0 | 0 | 0 | 0 | 0 | 0 | 0 | 0 | 0 | 0 | 0 | 0 | 0 | 0 | 0 | 0 | 0 | 0 | 0 | 0 | 0 | 0 | 0 | 0 | 0 | 0 | 0 | 0 | 0 | 0
CgEG | Baseboard | 0 | 0 | 0 | 0 | 0 | 0 | 0 | 0 | 0 | 0 | 0 | 0 | 0 | 0 | 0 | 0 | 0 | 0 | 0 | 0 | 0 | 0 | 0 | 0 | 0 | 0 | 0 | 0 | 0 | 0 | 0 | 0 | 0 | 0 | 0 | 0 | 0 | 0 | 0 | 0 | 0 | 0 | 0 | 0 | 0 | 0 | 0 | 0 | 0 | 0
CgEG | Tankless Electric | 0 | 0 | 0 | 0 | 0 | 0 | 0 | 0 | 0 | 0 | 0 | 0 | 0 | 0 | 0 | 0 | 0 | 0 | 0 | 0 | 0 | 0 | 0 | 0 | 0 | 0 | 0 | 0 | 0 | 0 | 0 | 0 | 0 | 0 | 0 | 0 | 0 | 0 | 0 | 0 | 0 | 0 | 0 | 0 | 0 | 0 | 0 | 0 | 0 | 0
CgEG | Central Electric | 0 | 0 | 0 | 0 | 0 | 0 | 0 | 0 | 0 | 0 | 0 | 0 | 0 | 0 | 0 | 0 | 0 | 0 | 0 | 0 | 0 | 0 | 0 | 0 | 0 | 0 | 0 | 0 | 0 | 0 | 0 | 0 | 0 | 0 | 0 | 0 | 0 | 0 | 0 | 0 | 0 | 0 | 0 | 0 | 0 | 0 | 0 | 0 | 0 | 0
CgEG | Room Electric | 0 | 0 | 0 | 0 | 0 | 0 | 0 | 0 | 0 | 0 | 0 | 0 | 0 | 0 | 0 | 0 | 0 | 0 | 0 | 0 | 0 | 0 | 0 | 0 | 0 | 0 | 0 | 0 | 0 | 0 | 0 | 0 | 0 | 0 | 0 | 0 | 0 | 0 | 0 | 0 | 0 | 0 | 0 | 0 | 0 | 0 | 0 | 0 | 0 | 0
CgEG | Packaged Terminal Electric | 0 | 0 | 0 | 0 | 0 | 0 | 0 | 0 | 0 | 0 | 0 | 0 | 0 | 0 | 0 | 0 | 0 | 0 | 0 | 0 | 0 | 0 | 0 | 0 | 0 | 0 | 0 | 0 | 0 | 0 | 0 | 0 | 0 | 0 | 0 | 0 | 0 | 0 | 0 | 0 | 0 | 0 | 0 | 0 | 0 | 0 | 0 | 0 | 0 | 0
CgEG | Tankless Gas | 0 | 0 | 0 | 0 | 0 | 0 | 0 | 0 | 0 | 0 | 0 | 0 | 0 | 0 | 0 | 0 | 0 | 0 | 0 | 0 | 0 | 0 | 0 | 0 | 0 | 0 | 0 | 0 | 0 | 0 | 0 | 0 | 0 | 0 | 0 | 0 | 0 | 0 | 0 | 0 | 0 | 0 | 0 | 0 | 0 | 0 | 0 | 0 | 0 | 0
CgEG | Central Gas | 0 | 0 | 0 | 0 | 0 | 0 | 0 | 0 | 0 | 0 | 0 | 0 | 0 | 0 | 0 | 0 | 0 | 0 | 0 | 0 | 0 | 0 | 0 | 0 | 0 | 0 | 0 | 0 | 0 | 0 | 0 | 0 | 0 | 0 | 0 | 0 | 0 | 0 | 0 | 0 | 0 | 0 | 0 | 0 | 0 | 0 | 0 | 0 | 0 | 0
CgEG | Packaged Terminal Gas | 0 | 0 | 0 | 0 | 0 | 0 | 0 | 0 | 0 | 0 | 0 | 0 | 0 | 0 | 0 | 0 | 0 | 0 | 0 | 0 | 0 | 0 | 0 | 0 | 0 | 0 | 0 | 0 | 0 | 0 | 0 | 0 | 0 | 0 | 0 | 0 | 0 | 0 | 0 | 0 | 0 | 0 | 0 | 0 | 0 | 0 | 0 | 0 | 0 | 0
CgEG | Condensing Gas | 0 | 0 | 0 | 0 | 0 | 0 | 0 | 0 | 0 | 0 | 0 | 0 | 0 | 0 | 0 | 0 | 0 | 0 | 0 | 0 | 0 | 0 | 0 | 0 | 0 | 0 | 0 | 0 | 0 | 0 | 0 | 0 | 0 | 0 | 0 | 0 | 0 | 0 | 0 | 0 | 0 | 0 | 0 | 0 | 0 | 0 | 0 | 0 | 0 | 0
Montana Average Commercial Cogeneration Loads (MW) |  | 1986 | 1987 | 1988 | 1989 | 1990 | 1991 | 1992 | 1993 | 1994 | 1995 | 1996 | 1997 | 1998 | 1999 | 2000 | 2001 | 2002 | 2003 | 2004 | 2005 | 2006 | 2007 | 2008 | 2009 | 2010 | 2011 | 2012 | 2013 | 2014 | 2015 | 2016 | 2017 | 2018 | 2019 | 2020 | 2021 | 2022 | 2023 | 2024 | 2025 | 2026 | 2027 | 2028 | 2029 | 2030 | 2031 | 2032 | 2033 | 2034 | 2035
CgLDC | Annual | 0 | 0 | 0 | 0 | 0 | 0 | 0 | 0 | 0 | 0 | 0 | 0 | 0 | 0 | 0 | 0 | 0 | 0 | 0 | 0 | 0 | 0 | 0.0001 | 0.0003 | 0.0008 | 0.0015 | 0.0037 | 0.0195 | 0.022 | 0.0231 | 0.0279 | 0.032 | 0.0353 | 0.0378 | 0.042 | 0.0468 | 0.05 | 0.0541 | 0.0585 | 0.0634 | 0.0689 | 0.075 | 0.0818 | 0.0861 | 0.0939 | 0.099 | 0.1084 | 0.1139 | 0.1196 | 0.1257
CgLDC | January | 0 | 0 | 0 | 0 | 0 | 0 | 0 | 0 | 0 | 0 | 0 | 0 | 0 | 0 | 0 | 0 | 0 | 0 | 0 | 0 | 0 | 0 | 0.0001 | 0.0001 | 0.0004 | 0.0008 | 0.0019 | 0.01 | 0.0113 | 0.0119 | 0.0143 | 0.0164 | 0.0182 | 0.0194 | 0.0216 | 0.0241 | 0.0257 | 0.0278 | 0.0301 | 0.0326 | 0.0354 | 0.0385 | 0.0421 | 0.0442 | 0.0483 | 0.0509 | 0.0557 | 0.0586 | 0.0615 | 0.0647
CgLDC | February | 0 | 0 | 0 | 0 | 0 | 0 | 0 | 0 | 0 | 0 | 0 | 0 | 0 | 0 | 0 | 0 | 0 | 0 | 0 | 0 | 0 | 0 | 0.0001 | 0.0002 | 0.0006 | 0.0011 | 0.0027 | 0.0143 | 0.0161 | 0.0169 | 0.0204 | 0.0234 | 0.0258 | 0.0276 | 0.0307 | 0.0342 | 0.0366 | 0.0396 | 0.0428 | 0.0464 | 0.0504 | 0.0548 | 0.0599 | 0.063 | 0.0687 | 0.0724 | 0.0793 | 0.0833 | 0.0875 | 0.092
CgLDC | March | 0 | 0 | 0 | 0 | 0 | 0 | 0 | 0 | 0 | 0 | 0 | 0 | 0 | 0 | 0 | 0 | 0 | 0 | 0 | 0 | 0 | 0 | 0.0001 | 0.0003 | 0.0007 | 0.0014 | 0.0035 | 0.0185 | 0.0209 | 0.0219 | 0.0265 | 0.0304 | 0.0335 | 0.0359 | 0.0399 | 0.0445 | 0.0475 | 0.0514 | 0.0556 | 0.0602 | 0.0654 | 0.0712 | 0.0777 | 0.0817 | 0.0892 | 0.094 | 0.1029 | 0.1082 | 0.1136 | 0.1194
CgLDC | April | 0 | 0 | 0 | 0 | 0 | 0 | 0 | 0 | 0 | 0 | 0 | 0 | 0 | 0 | 0 | 0 | 0 | 0 | 0 | 0 | 0 | 0 | 0.0001 | 0.0003 | 0.0009 | 0.0018 | 0.0044 | 0.0233 | 0.0263 | 0.0276 | 0.0333 | 0.0382 | 0.0422 | 0.0451 | 0.0501 | 0.0559 | 0.0597 | 0.0646 | 0.0699 | 0.0757 | 0.0822 | 0.0895 | 0.0977 | 0.1028 | 0.1121 | 0.1182 | 0.1294 | 0.136 | 0.1428 | 0.1502
CgLDC | May | 0 | 0 | 0 | 0 | 0 | 0 | 0 | 0 | 0 | 0 | 0 | 0 | 0 | 0 | 0 | 0 | 0 | 0 | 0 | 0 | 0 | 0 | 0.0002 | 0.0004 | 0.001 | 0.0019 | 0.0047 | 0.0251 | 0.0283 | 0.0297 | 0.0358 | 0.0411 | 0.0454 | 0.0486 | 0.054 | 0.0602 | 0.0643 | 0.0695 | 0.0753 | 0.0815 | 0.0885 | 0.0964 | 0.1052 | 0.1106 | 0.1207 | 0.1273 | 0.1393 | 0.1464 | 0.1537 | 0.1617
CgLDC | June | 0 | 0 | 0 | 0 | 0 | 0 | 0 | 0 | 0 | 0 | 0 | 0 | 0 | 0 | 0 | 0 | 0 | 0 | 0 | 0 | 0 | 0 | 0.0002 | 0.0004 | 0.0011 | 0.0021 | 0.0052 | 0.0278 | 0.0313 | 0.0329 | 0.0397 | 0.0455 | 0.0502 | 0.0538 | 0.0597 | 0.0666 | 0.0711 | 0.077 | 0.0833 | 0.0902 | 0.098 | 0.1067 | 0.1164 | 0.1224 | 0.1336 | 0.1409 | 0.1542 | 0.162 | 0.1701 | 0.1789
CgLDC | July | 0 | 0 | 0 | 0 | 0 | 0 | 0 | 0 | 0 | 0 | 0 | 0 | 0 | 0 | 0 | 0 | 0 | 0 | 0 | 0 | 0 | 0 | 0.0002 | 0.0004 | 0.0012 | 0.0024 | 0.0059 | 0.0313 | 0.0354 | 0.0371 | 0.0448 | 0.0514 | 0.0568 | 0.0607 | 0.0675 | 0.0752 | 0.0803 | 0.0869 | 0.0941 | 0.1019 | 0.1107 | 0.1205 | 0.1315 | 0.1383 | 0.1509 | 0.1591 | 0.1742 | 0.183 | 0.1921 | 0.2021
CgLDC | August | 0 | 0 | 0 | 0 | 0 | 0 | 0 | 0 | 0 | 0 | 0 | 0 | 0 | 0 | 0 | 0 | 0 | 0 | 0 | 0 | 0 | 0 | 0.0002 | 0.0004 | 0.0011 | 0.0021 | 0.0051 | 0.0272 | 0.0307 | 0.0322 | 0.0389 | 0.0446 | 0.0493 | 0.0527 | 0.0586 | 0.0653 | 0.0697 | 0.0755 | 0.0817 | 0.0885 | 0.0961 | 0.1046 | 0.1142 | 0.1201 | 0.131 | 0.1382 | 0.1512 | 0.1589 | 0.1669 | 0.1755
CgLDC | September | 0 | 0 | 0 | 0 | 0 | 0 | 0 | 0 | 0 | 0 | 0 | 0 | 0 | 0 | 0 | 0 | 0 | 0 | 0 | 0 | 0 | 0 | 0.0001 | 0.0003 | 0.0009 | 0.0017 | 0.0042 | 0.0223 | 0.0252 | 0.0264 | 0.0319 | 0.0366 | 0.0404 | 0.0432 | 0.048 | 0.0535 | 0.0572 | 0.0619 | 0.067 | 0.0725 | 0.0788 | 0.0857 | 0.0936 | 0.0984 | 0.1074 | 0.1132 | 0.124 | 0.1303 | 0.1368 | 0.1438
CgLDC | October | 0 | 0 | 0 | 0 | 0 | 0 | 0 | 0 | 0 | 0 | 0 | 0 | 0 | 0 | 0 | 0 | 0 | 0 | 0 | 0 | 0 | 0 | 0.0001 | 0.0002 | 0.0006 | 0.0012 | 0.0031 | 0.0164 | 0.0184 | 0.0194 | 0.0234 | 0.0268 | 0.0296 | 0.0317 | 0.0352 | 0.0392 | 0.0419 | 0.0453 | 0.0491 | 0.0531 | 0.0577 | 0.0628 | 0.0686 | 0.0721 | 0.0787 | 0.083 | 0.0908 | 0.0955 | 0.1002 | 0.1054
CgLDC | November | 0 | 0 | 0 | 0 | 0 | 0 | 0 | 0 | 0 | 0 | 0 | 0 | 0 | 0 | 0 | 0 | 0 | 0 | 0 | 0 | 0 | 0 | 0.0001 | 0.0001 | 0.0004 | 0.0007 | 0.0018 | 0.0095 | 0.0108 | 0.0113 | 0.0136 | 0.0156 | 0.0173 | 0.0185 | 0.0205 | 0.0229 | 0.0244 | 0.0265 | 0.0286 | 0.031 | 0.0337 | 0.0367 | 0.04 | 0.0421 | 0.0459 | 0.0484 | 0.053 | 0.0557 | 0.0585 | 0.0615
CgLDC | December | 0 | 0 | 0 | 0 | 0 | 0 | 0 | 0 | 0 | 0 | 0 | 0 | 0 | 0 | 0 | 0 | 0 | 0 | 0 | 0 | 0 | 0 | 0 | 0.0001 | 0.0003 | 0.0006 | 0.0015 | 0.008 | 0.009 | 0.0095 | 0.0114 | 0.0131 | 0.0145 | 0.0155 | 0.0172 | 0.0192 | 0.0205 | 0.0222 | 0.024 | 0.026 | 0.0283 | 0.0308 | 0.0336 | 0.0353 | 0.0386 | 0.0407 | 0.0445 | 0.0468 | 0.0491 | 0.0516
Montana Peak Commercial Cogeneration Loads (MW) |  | 1986 | 1987 | 1988 | 1989 | 1990 | 1991 | 1992 | 1993 | 1994 | 1995 | 1996 | 1997 | 1998 | 1999 | 2000 | 2001 | 2002 | 2003 | 2004 | 2005 | 2006 | 2007 | 2008 | 2009 | 2010 | 2011 | 2012 | 2013 | 2014 | 2015 | 2016 | 2017 | 2018 | 2019 | 2020 | 2021 | 2022 | 2023 | 2024 | 2025 | 2026 | 2027 | 2028 | 2029 | 2030 | 2031 | 2032 | 2033 | 2034 | 2035
CgLDC | Annual | 0 | 0 | 0 | 0 | 0 | 0 | 0 | 0 | 0 | 0 | 0 | 0 | 0 | 0 | 0 | 0 | 0 | 0 | 0 | 0 | 0 | 0 | 0.0001 | 0.0001 | 0.0003 | 0.0006 | 0.0015 | 0.0078 | 0.0088 | 0.0092 | 0.0111 | 0.0128 | 0.0141 | 0.0151 | 0.0167 | 0.0187 | 0.0199 | 0.0216 | 0.0233 | 0.0253 | 0.0275 | 0.0299 | 0.0326 | 0.0343 | 0.0374 | 0.0395 | 0.0432 | 0.0454 | 0.0477 | 0.0501
CgLDC | January | 0 | 0 | 0 | 0 | 0 | 0 | 0 | 0 | 0 | 0 | 0 | 0 | 0 | 0 | 0 | 0 | 0 | 0 | 0 | 0 | 0 | 0 | 0 | 0 | 0 | 0 | 0 | 0 | 0 | 0 | 0 | 0 | 0 | 0 | 0 | 0 | 0 | 0 | 0 | 0 | 0 | 0 | 0 | 0 | 0 | 0 | 0 | 0 | 0 | 0
CgLDC | February | 0 | 0 | 0 | 0 | 0 | 0 | 0 | 0 | 0 | 0 | 0 | 0 | 0 | 0 | 0 | 0 | 0 | 0 | 0 | 0 | 0 | 0 | 0 | 0 | 0 | 0 | 0.0001 | 0.0003 | 0.0003 | 0.0004 | 0.0004 | 0.0005 | 0.0006 | 0.0006 | 0.0007 | 0.0007 | 0.0008 | 0.0008 | 0.0009 | 0.001 | 0.0011 | 0.0012 | 0.0013 | 0.0013 | 0.0015 | 0.0015 | 0.0017 | 0.0018 | 0.0019 | 0.002
CgLDC | March | 0 | 0 | 0 | 0 | 0 | 0 | 0 | 0 | 0 | 0 | 0 | 0 | 0 | 0 | 0 | 0 | 0 | 0 | 0 | 0 | 0 | 0 | 0 | 0.0001 | 0.0002 | 0.0003 | 0.0008 | 0.0045 | 0.005 | 0.0053 | 0.0064 | 0.0073 | 0.0081 | 0.0087 | 0.0096 | 0.0107 | 0.0114 | 0.0124 | 0.0134 | 0.0145 | 0.0158 | 0.0172 | 0.0187 | 0.0197 | 0.0215 | 0.0227 | 0.0248 | 0.0261 | 0.0274 | 0.0288
CgLDC | April | 0 | 0 | 0 | 0 | 0 | 0 | 0 | 0 | 0 | 0 | 0 | 0 | 0 | 0 | 0 | 0 | 0 | 0 | 0 | 0 | 0 | 0 | 0.0001 | 0.0003 | 0.0007 | 0.0014 | 0.0033 | 0.0176 | 0.0198 | 0.0208 | 0.0251 | 0.0288 | 0.0318 | 0.0341 | 0.0378 | 0.0422 | 0.045 | 0.0487 | 0.0527 | 0.0571 | 0.062 | 0.0675 | 0.0737 | 0.0775 | 0.0846 | 0.0892 | 0.0976 | 0.1026 | 0.1077 | 0.1133
CgLDC | May | 0 | 0 | 0 | 0 | 0 | 0 | 0 | 0 | 0 | 0 | 0 | 0 | 0 | 0 | 0 | 0 | 0 | 0 | 0 | 0 | 0.0001 | 0.0001 | 0.0003 | 0.0006 | 0.0019 | 0.0033 | 0.0083 | 0.0444 | 0.0501 | 0.0526 | 0.0635 | 0.0728 | 0.0804 | 0.0861 | 0.0956 | 0.1065 | 0.1138 | 0.1232 | 0.1333 | 0.1443 | 0.1568 | 0.1707 | 0.1863 | 0.1959 | 0.2137 | 0.2254 | 0.2468 | 0.2593 | 0.2722 | 0.2863
CgLDC | June | 0 | 0 | 0 | 0 | 0 | 0 | 0 | 0 | 0 | 0 | 0 | 0 | 0 | 0 | 0 | 0 | 0 | 0 | 0 | 0 | 0.0001 | 0.0001 | 0.0005 | 0.0009 | 0.0028 | 0.0049 | 0.0123 | 0.0656 | 0.0739 | 0.0777 | 0.0937 | 0.1075 | 0.1187 | 0.127 | 0.1411 | 0.1573 | 0.168 | 0.1818 | 0.1968 | 0.2131 | 0.2315 | 0.252 | 0.2751 | 0.2892 | 0.3155 | 0.3328 | 0.3643 | 0.3828 | 0.4019 | 0.4226
CgLDC | July | 0 | 0 | 0 | 0 | 0 | 0 | 0 | 0 | 0 | 0 | 0 | 0 | 0 | 0 | 0 | 0 | 0 | 0 | 0 | 0 | 0.0001 | 0.0001 | 0.0005 | 0.0011 | 0.0029 | 0.0051 | 0.0132 | 0.0702 | 0.0792 | 0.0832 | 0.1003 | 0.1151 | 0.1271 | 0.1361 | 0.1511 | 0.1684 | 0.1799 | 0.1947 | 0.2107 | 0.2282 | 0.2479 | 0.2699 | 0.2946 | 0.3098 | 0.3379 | 0.3564 | 0.3901 | 0.4099 | 0.4304 | 0.4526
CgLDC | August | 0 | 0 | 0 | 0 | 0 | 0 | 0 | 0 | 0 | 0 | 0 | 0 | 0 | 0 | 0 | 0 | 0 | 0 | 0 | 0 | 0.0001 | 0.0001 | 0.0004 | 0.0009 | 0.0025 | 0.0045 | 0.0113 | 0.0602 | 0.0679 | 0.0713 | 0.086 | 0.0987 | 0.109 | 0.1167 | 0.1296 | 0.1445 | 0.1543 | 0.167 | 0.1807 | 0.1957 | 0.2126 | 0.2314 | 0.2526 | 0.2657 | 0.2898 | 0.3056 | 0.3346 | 0.3516 | 0.3691 | 0.3882
CgLDC | September | 0 | 0 | 0 | 0 | 0 | 0 | 0 | 0 | 0 | 0 | 0 | 0 | 0 | 0 | 0 | 0 | 0 | 0 | 0 | 0 | 0 | 0 | 0 | 0 | 0 | 0 | 0 | 0 | 0 | 0 | 0 | 0 | 0 | 0 | 0 | 0 | 0 | 0 | 0 | 0 | 0 | 0 | 0 | 0 | 0 | 0 | 0 | 0 | 0 | 0
CgLDC | October | 0 | 0 | 0 | 0 | 0 | 0 | 0 | 0 | 0 | 0 | 0 | 0 | 0 | 0 | 0 | 0 | 0 | 0 | 0 | 0 | 0 | 0 | 0 | 0 | 0.0001 | 0.0001 | 0.0003 | 0.0016 | 0.0018 | 0.0019 | 0.0023 | 0.0026 | 0.0029 | 0.0031 | 0.0035 | 0.0039 | 0.0041 | 0.0045 | 0.0048 | 0.0052 | 0.0057 | 0.0062 | 0.0068 | 0.0071 | 0.0078 | 0.0082 | 0.009 | 0.0094 | 0.0099 | 0.0104
CgLDC | November | 0 | 0 | 0 | 0 | 0 | 0 | 0 | 0 | 0 | 0 | 0 | 0 | 0 | 0 | 0 | 0 | 0 | 0 | 0 | 0 | 0 | 0 | 0 | 0 | 0 | 0 | 0 | 0 | 0 | 0 | 0 | 0 | 0 | 0 | 0 | 0 | 0 | 0 | 0 | 0 | 0 | 0 | 0 | 0 | 0 | 0 | 0 | 0 | 0 | 0
CgLDC | December | 0 | 0 | 0 | 0 | 0 | 0 | 0 | 0 | 0 | 0 | 0 | 0 | 0 | 0 | 0 | 0 | 0 | 0 | 0 | 0 | 0 | 0 | 0 | 0 | 0 | 0 | 0 | 0 | 0 | 0 | 0 | 0 | 0 | 0 | 0 | 0 | 0 | 0 | 0 | 0 | 0 | 0 | 0 | 0 | 0 | 0 | 0 | 0 | 0 | 0
Montana Minimum Commercial Cogeneration Loads (MW) |  | 1986 | 1987 | 1988 | 1989 | 1990 | 1991 | 1992 | 1993 | 1994 | 1995 | 1996 | 1997 | 1998 | 1999 | 2000 | 2001 | 2002 | 2003 | 2004 | 2005 | 2006 | 2007 | 2008 | 2009 | 2010 | 2011 | 2012 | 2013 | 2014 | 2015 | 2016 | 2017 | 2018 | 2019 | 2020 | 2021 | 2022 | 2023 | 2024 | 2025 | 2026 | 2027 | 2028 | 2029 | 2030 | 2031 | 2032 | 2033 | 2034 | 2035
CgLDC | Annual | 0 | 0 | 0 | 0 | 0 | 0 | 0 | 0 | 0 | 0 | 0 | 0 | 0 | 0 | 0 | 0 | 0 | 0 | 0 | 0 | 0 | 0 | 0 | 0 | 0 | 0 | 0 | 0 | 0 | 0 | 0 | 0 | 0 | 0 | 0 | 0.0001 | 0.0001 | 0.0001 | 0.0001 | 0.0001 | 0.0001 | 0.0001 | 0.0001 | 0.0001 | 0.0001 | 0.0001 | 0.0001 | 0.0001 | 0.0001 | 0.0001
CgLDC | January | 0 | 0 | 0 | 0 | 0 | 0 | 0 | 0 | 0 | 0 | 0 | 0 | 0 | 0 | 0 | 0 | 0 | 0 | 0 | 0 | 0 | 0 | 0 | 0 | 0 | 0 | 0 | 0 | 0 | 0 | 0 | 0 | 0 | 0 | 0 | 0 | 0 | 0 | 0 | 0 | 0 | 0 | 0 | 0 | 0 | 0 | 0 | 0 | 0 | 0
CgLDC | February | 0 | 0 | 0 | 0 | 0 | 0 | 0 | 0 | 0 | 0 | 0 | 0 | 0 | 0 | 0 | 0 | 0 | 0 | 0 | 0 | 0 | 0 | 0 | 0 | 0 | 0 | 0 | 0 | 0 | 0 | 0 | 0 | 0 | 0 | 0 | 0 | 0 | 0 | 0 | 0 | 0 | 0 | 0 | 0 | 0 | 0 | 0 | 0 | 0 | 0
CgLDC | March | 0 | 0 | 0 | 0 | 0 | 0 | 0 | 0 | 0 | 0 | 0 | 0 | 0 | 0 | 0 | 0 | 0 | 0 | 0 | 0 | 0 | 0 | 0 | 0 | 0 | 0 | 0 | 0 | 0 | 0 | 0 | 0 | 0 | 0 | 0 | 0 | 0 | 0 | 0 | 0 | 0 | 0 | 0 | 0 | 0 | 0 | 0 | 0 | 0 | 0
CgLDC | April | 0 | 0 | 0 | 0 | 0 | 0 | 0 | 0 | 0 | 0 | 0 | 0 | 0 | 0 | 0 | 0 | 0 | 0 | 0 | 0 | 0 | 0 | 0 | 0 | 0 | 0 | 0 | 0 | 0 | 0 | 0 | 0 | 0 | 0 | 0 | 0 | 0 | 0 | 0 | 0 | 0 | 0 | 0 | 0 | 0 | 0 | 0 | 0 | 0 | 0
CgLDC | May | 0 | 0 | 0 | 0 | 0 | 0 | 0 | 0 | 0 | 0 | 0 | 0 | 0 | 0 | 0 | 0 | 0 | 0 | 0 | 0 | 0 | 0 | 0 | 0 | 0 | 0 | 0 | 0 | 0 | 0 | 0 | 0 | 0 | 0 | 0 | 0 | 0 | 0 | 0 | 0 | 0 | 0 | 0 | 0 | 0 | 0 | 0 | 0 | 0 | 0
CgLDC | June | 0 | 0 | 0 | 0 | 0 | 0 | 0 | 0 | 0 | 0 | 0 | 0 | 0 | 0 | 0 | 0 | 0 | 0 | 0 | 0 | 0 | 0 | 0 | 0 | 0 | 0 | 0 | 0 | 0 | 0 | 0 | 0 | 0 | 0 | 0 | 0 | 0 | 0 | 0 | 0 | 0 | 0 | 0 | 0 | 0 | 0 | 0 | 0 | 0 | 0
CgLDC | July | 0 | 0 | 0 | 0 | 0 | 0 | 0 | 0 | 0 | 0 | 0 | 0 | 0 | 0 | 0 | 0 | 0 | 0 | 0 | 0 | 0 | 0 | 0 | 0 | 0 | 0.0001 | 0.0001 | 0.0008 | 0.0009 | 0.0009 | 0.0011 | 0.0012 | 0.0014 | 0.0015 | 0.0016 | 0.0018 | 0.002 | 0.0021 | 0.0023 | 0.0025 | 0.0027 | 0.0029 | 0.0032 | 0.0034 | 0.0037 | 0.0039 | 0.0042 | 0.0045 | 0.0047 | 0.0049
CgLDC | August | 0 | 0 | 0 | 0 | 0 | 0 | 0 | 0 | 0 | 0 | 0 | 0 | 0 | 0 | 0 | 0 | 0 | 0 | 0 | 0 | 0 | 0 | 0 | 0 | 0 | 0 | 0 | 0 | 0 | 0 | 0 | 0 | 0 | 0 | 0 | 0 | 0 | 0 | 0 | 0 | 0 | 0 | 0 | 0 | 0 | 0 | 0 | 0 | 0 | 0
CgLDC | September | 0 | 0 | 0 | 0 | 0 | 0 | 0 | 0 | 0 | 0 | 0 | 0 | 0 | 0 | 0 | 0 | 0 | 0 | 0 | 0 | 0 | 0 | 0 | 0 | 0 | 0 | 0 | 0 | 0 | 0 | 0 | 0 | 0 | 0 | 0 | 0 | 0 | 0 | 0 | 0 | 0 | 0 | 0 | 0 | 0 | 0 | 0 | 0 | 0 | 0
CgLDC | October | 0 | 0 | 0 | 0 | 0 | 0 | 0 | 0 | 0 | 0 | 0 | 0 | 0 | 0 | 0 | 0 | 0 | 0 | 0 | 0 | 0 | 0 | 0 | 0 | 0 | 0 | 0 | 0 | 0 | 0 | 0 | 0 | 0 | 0 | 0 | 0 | 0 | 0 | 0 | 0 | 0 | 0 | 0 | 0 | 0 | 0 | 0 | 0 | 0 | 0
CgLDC | November | 0 | 0 | 0 | 0 | 0 | 0 | 0 | 0 | 0 | 0 | 0 | 0 | 0 | 0 | 0 | 0 | 0 | 0 | 0 | 0 | 0 | 0 | 0 | 0 | 0 | 0 | 0 | 0 | 0 | 0 | 0 | 0 | 0 | 0 | 0 | 0 | 0 | 0 | 0 | 0 | 0 | 0 | 0 | 0 | 0 | 0 | 0 | 0 | 0 | 0
CgLDC | December | 0 | 0 | 0 | 0 | 0 | 0 | 0 | 0 | 0 | 0 | 0 | 0 | 0 | 0 | 0 | 0 | 0 | 0 | 0 | 0 | 0 | 0 | 0 | 0 | 0 | 0 | 0 | 0 | 0 | 0 | 0 | 0 | 0 | 0 | 0 | 0 | 0 | 0 | 0 | 0 | 0 | 0 | 0 | 0 | 0 | 0 | 0 | 0 | 0 | 0
Montana Commercial Electric Generation from Cogeneration (GWh) |  | 1986 | 1987 | 1988 | 1989 | 1990 | 1991 | 1992 | 1993 | 1994 | 1995 | 1996 | 1997 | 1998 | 1999 | 2000 | 2001 | 2002 | 2003 | 2004 | 2005 | 2006 | 2007 | 2008 | 2009 | 2010 | 2011 | 2012 | 2013 | 2014 | 2015 | 2016 | 2017 | 2018 | 2019 | 2020 | 2021 | 2022 | 2023 | 2024 | 2025 | 2026 | 2027 | 2028 | 2029 | 2030 | 2031 | 2032 | 2033 | 2034 | 2035
CgEG | Total | 0 | 0 | 0 | 0 | 0 | 0 | 0 | 0 | 0 | 0 | 0 | 0 | 0 | 0 | 0 | 0 | 0 | 0 | 0.0001 | 0.0001 | 0.0002 | 0.0003 | 0.0011 | 0.0024 | 0.0066 | 0.013 | 0.032 | 0.1709 | 0.1927 | 0.2024 | 0.2442 | 0.2802 | 0.3094 | 0.3311 | 0.3678 | 0.4099 | 0.4378 | 0.4739 | 0.5129 | 0.5554 | 0.6033 | 0.6568 | 0.7169 | 0.7539 | 0.8224 | 0.8673 | 0.9494 | 0.9977 | 1.0475 | 1.1015
CgEG | Electric | 0 | 0 | 0 | 0 | 0 | 0 | 0 | 0 | 0 | 0 | 0 | 0 | 0 | 0 | 0 | 0 | 0 | 0 | 0 | 0 | 0 | 0 | 0 | 0 | 0 | 0 | 0 | 0 | 0 | 0 | 0 | 0 | 0 | 0 | 0 | 0 | 0 | 0 | 0 | 0 | 0 | 0 | 0 | 0 | 0 | 0 | 0 | 0 | 0 | 0
CgEG | Gas | 0 | 0 | 0 | 0 | 0 | 0 | 0 | 0 | 0 | 0 | 0 | 0 | 0 | 0 | 0 | 0 | 0 | 0 | 0 | 0 | 0 | 0 | 0 | 0 | 0 | 0 | 0 | 0 | 0 | 0 | 0 | 0 | 0 | 0 | 0 | 0 | 0 | 0 | 0 | 0 | 0 | 0 | 0 | 0 | 0 | 0 | 0 | 0 | 0 | 0
CgEG | Coal | 0 | 0 | 0 | 0 | 0 | 0 | 0 | 0 | 0 | 0 | 0 | 0 | 0 | 0 | 0 | 0 | 0 | 0 | 0 | 0 | 0 | 0 | 0 | 0 | 0 | 0 | 0 | 0 | 0 | 0 | 0 | 0 | 0 | 0 | 0 | 0 | 0 | 0 | 0 | 0 | 0 | 0 | 0 | 0 | 0 | 0 | 0 | 0 | 0 | 0
CgEG | Oil | 0 | 0 | 0 | 0 | 0 | 0 | 0 | 0 | 0 | 0 | 0 | 0 | 0 | 0 | 0 | 0 | 0 | 0 | 0 | 0 | 0 | 0 | 0 | 0 | 0 | 0 | 0 | 0 | 0 | 0 | 0 | 0 | 0 | 0 | 0 | 0 | 0 | 0 | 0 | 0 | 0 | 0 | 0 | 0 | 0 | 0 | 0 | 0 | 0 | 0
CgEG | Biomass | 0 | 0 | 0 | 0 | 0 | 0 | 0 | 0 | 0 | 0 | 0 | 0 | 0 | 0 | 0 | 0 | 0 | 0 | 0 | 0 | 0 | 0 | 0 | 0 | 0 | 0 | 0 | 0 | 0 | 0 | 0 | 0 | 0 | 0 | 0 | 0 | 0 | 0 | 0 | 0 | 0 | 0 | 0 | 0 | 0 | 0 | 0 | 0 | 0 | 0
CgEG | Solar | 0 | 0 | 0 | 0 | 0 | 0 | 0 | 0 | 0 | 0 | 0 | 0 | 0 | 0 | 0 | 0 | 0 | 0 | 0.0001 | 0.0001 | 0.0002 | 0.0003 | 0.0011 | 0.0024 | 0.0066 | 0.013 | 0.032 | 0.1709 | 0.1927 | 0.2024 | 0.2442 | 0.2802 | 0.3094 | 0.3311 | 0.3678 | 0.4099 | 0.4378 | 0.4739 | 0.5129 | 0.5554 | 0.6033 | 0.6568 | 0.7169 | 0.7539 | 0.8224 | 0.8673 | 0.9494 | 0.9977 | 1.0475 | 1.1015
CgEG | LPG | 0 | 0 | 0 | 0 | 0 | 0 | 0 | 0 | 0 | 0 | 0 | 0 | 0 | 0 | 0 | 0 | 0 | 0 | 0 | 0 | 0 | 0 | 0 | 0 | 0 | 0 | 0 | 0 | 0 | 0 | 0 | 0 | 0 | 0 | 0 | 0 | 0 | 0 | 0 | 0 | 0 | 0 | 0 | 0 | 0 | 0 | 0 | 0 | 0 | 0
CgEG | Steam | 0 | 0 | 0 | 0 | 0 | 0 | 0 | 0 | 0 | 0 | 0 | 0 | 0 | 0 | 0 | 0 | 0 | 0 | 0 | 0 | 0 | 0 | 0 | 0 | 0 | 0 | 0 | 0 | 0 | 0 | 0 | 0 | 0 | 0 | 0 | 0 | 0 | 0 | 0 | 0 | 0 | 0 | 0 | 0 | 0 | 0 | 0 | 0 | 0 | 0
Montana Average Industrial Cogeneration Loads (MW) |  | 1986 | 1987 | 1988 | 1989 | 1990 | 1991 | 1992 | 1993 | 1994 | 1995 | 1996 | 1997 | 1998 | 1999 | 2000 | 2001 | 2002 | 2003 | 2004 | 2005 | 2006 | 2007 | 2008 | 2009 | 2010 | 2011 | 2012 | 2013 | 2014 | 2015 | 2016 | 2017 | 2018 | 2019 | 2020 | 2021 | 2022 | 2023 | 2024 | 2025 | 2026 | 2027 | 2028 | 2029 | 2030 | 2031 | 2032 | 2033 | 2034 | 2035
CgLDC | Annual | 0 | 0 | 0 | 0 | 0 | 0 | 0 | 0 | 0 | 0 | 0 | 0 | 0 | 0 | 0 | 0 | 0 | 0 | 0 | 0 | 0.0001 | 0.0002 | 0.0007 | 0.0012 | 0.0036 | 0.0052 | 0.0123 | 0.0126 | 0.0131 | 0.0133 | 0.0134 | 0.0136 | 0.0137 | 0.0139 | 0.0141 | 0.0143 | 0.0145 | 0.0145 | 0.0145 | 0.0145 | 0.0145 | 0.0145 | 0.0146 | 0.0146 | 0.0146 | 0.0146 | 0.0146 | 0.0147 | 0.0147 | 0.0147
CgLDC | January | 0 | 0 | 0 | 0 | 0 | 0 | 0 | 0 | 0 | 0 | 0 | 0 | 0 | 0 | 0 | 0 | 0 | 0 | 0 | 0 | 0.0001 | 0.0001 | 0.0003 | 0.0006 | 0.0019 | 0.0027 | 0.0063 | 0.0065 | 0.0067 | 0.0068 | 0.0069 | 0.007 | 0.0071 | 0.0072 | 0.0072 | 0.0073 | 0.0074 | 0.0074 | 0.0075 | 0.0075 | 0.0075 | 0.0075 | 0.0075 | 0.0075 | 0.0075 | 0.0075 | 0.0075 | 0.0075 | 0.0075 | 0.0076
CgLDC | February | 0 | 0 | 0 | 0 | 0 | 0 | 0 | 0 | 0 | 0 | 0 | 0 | 0 | 0 | 0 | 0 | 0 | 0 | 0 | 0 | 0.0001 | 0.0001 | 0.0005 | 0.0009 | 0.0027 | 0.0038 | 0.009 | 0.0092 | 0.0096 | 0.0097 | 0.0098 | 0.0099 | 0.0101 | 0.0102 | 0.0103 | 0.0105 | 0.0106 | 0.0106 | 0.0106 | 0.0106 | 0.0106 | 0.0106 | 0.0106 | 0.0107 | 0.0107 | 0.0107 | 0.0107 | 0.0107 | 0.0107 | 0.0108
CgLDC | March | 0 | 0 | 0 | 0 | 0 | 0 | 0 | 0 | 0 | 0 | 0 | 0 | 0 | 0 | 0 | 0 | 0 | 0 | 0 | 0 | 0.0001 | 0.0002 | 0.0006 | 0.0012 | 0.0035 | 0.0049 | 0.0117 | 0.012 | 0.0125 | 0.0126 | 0.0128 | 0.0129 | 0.0131 | 0.0132 | 0.0134 | 0.0136 | 0.0137 | 0.0138 | 0.0138 | 0.0138 | 0.0138 | 0.0138 | 0.0138 | 0.0138 | 0.0139 | 0.0139 | 0.0139 | 0.0139 | 0.0139 | 0.014
CgLDC | April | 0 | 0 | 0 | 0 | 0 | 0 | 0 | 0 | 0 | 0 | 0 | 0 | 0 | 0 | 0 | 0 | 0 | 0 | 0 | 0.0001 | 0.0002 | 0.0002 | 0.0008 | 0.0015 | 0.0044 | 0.0062 | 0.0147 | 0.0151 | 0.0157 | 0.0159 | 0.016 | 0.0162 | 0.0164 | 0.0166 | 0.0168 | 0.0171 | 0.0173 | 0.0173 | 0.0173 | 0.0173 | 0.0173 | 0.0174 | 0.0174 | 0.0174 | 0.0174 | 0.0174 | 0.0175 | 0.0175 | 0.0175 | 0.0176
CgLDC | May | 0 | 0 | 0 | 0 | 0 | 0 | 0 | 0 | 0 | 0 | 0 | 0 | 0 | 0 | 0 | 0 | 0 | 0 | 0 | 0.0001 | 0.0002 | 0.0002 | 0.0009 | 0.0016 | 0.0047 | 0.0067 | 0.0158 | 0.0162 | 0.0169 | 0.0171 | 0.0173 | 0.0175 | 0.0177 | 0.0179 | 0.0181 | 0.0184 | 0.0186 | 0.0186 | 0.0186 | 0.0187 | 0.0187 | 0.0187 | 0.0187 | 0.0187 | 0.0188 | 0.0188 | 0.0188 | 0.0188 | 0.0189 | 0.0189
CgLDC | June | 0 | 0 | 0 | 0 | 0 | 0 | 0 | 0 | 0 | 0 | 0 | 0 | 0 | 0 | 0 | 0 | 0 | 0 | 0 | 0.0001 | 0.0002 | 0.0002 | 0.001 | 0.0018 | 0.0052 | 0.0074 | 0.0175 | 0.0179 | 0.0187 | 0.0189 | 0.0191 | 0.0193 | 0.0196 | 0.0198 | 0.0201 | 0.0203 | 0.0206 | 0.0206 | 0.0206 | 0.0206 | 0.0207 | 0.0207 | 0.0207 | 0.0207 | 0.0208 | 0.0208 | 0.0208 | 0.0208 | 0.0209 | 0.0209
CgLDC | July | 0 | 0 | 0 | 0 | 0 | 0 | 0 | 0 | 0 | 0 | 0 | 0 | 0 | 0 | 0 | 0 | 0 | 0 | 0 | 0.0001 | 0.0002 | 0.0003 | 0.0011 | 0.002 | 0.0059 | 0.0083 | 0.0198 | 0.0203 | 0.0211 | 0.0213 | 0.0216 | 0.0218 | 0.0221 | 0.0224 | 0.0227 | 0.023 | 0.0232 | 0.0233 | 0.0233 | 0.0233 | 0.0233 | 0.0234 | 0.0234 | 0.0234 | 0.0234 | 0.0235 | 0.0235 | 0.0235 | 0.0236 | 0.0236
CgLDC | August | 0 | 0 | 0 | 0 | 0 | 0 | 0 | 0 | 0 | 0 | 0 | 0 | 0 | 0 | 0 | 0 | 0 | 0 | 0 | 0.0001 | 0.0002 | 0.0002 | 0.0009 | 0.0017 | 0.0051 | 0.0072 | 0.0172 | 0.0176 | 0.0183 | 0.0185 | 0.0187 | 0.019 | 0.0192 | 0.0194 | 0.0197 | 0.0199 | 0.0202 | 0.0202 | 0.0202 | 0.0202 | 0.0203 | 0.0203 | 0.0203 | 0.0203 | 0.0204 | 0.0204 | 0.0204 | 0.0204 | 0.0205 | 0.0205
CgLDC | September | 0 | 0 | 0 | 0 | 0 | 0 | 0 | 0 | 0 | 0 | 0 | 0 | 0 | 0 | 0 | 0 | 0 | 0 | 0 | 0.0001 | 0.0001 | 0.0002 | 0.0008 | 0.0014 | 0.0042 | 0.0059 | 0.0141 | 0.0144 | 0.015 | 0.0152 | 0.0154 | 0.0155 | 0.0157 | 0.0159 | 0.0161 | 0.0163 | 0.0165 | 0.0166 | 0.0166 | 0.0166 | 0.0166 | 0.0166 | 0.0166 | 0.0167 | 0.0167 | 0.0167 | 0.0167 | 0.0168 | 0.0168 | 0.0168
CgLDC | October | 0 | 0 | 0 | 0 | 0 | 0 | 0 | 0 | 0 | 0 | 0 | 0 | 0 | 0 | 0 | 0 | 0 | 0 | 0 | 0 | 0.0001 | 0.0001 | 0.0006 | 0.001 | 0.0031 | 0.0043 | 0.0103 | 0.0106 | 0.011 | 0.0111 | 0.0113 | 0.0114 | 0.0115 | 0.0117 | 0.0118 | 0.012 | 0.0121 | 0.0121 | 0.0121 | 0.0122 | 0.0122 | 0.0122 | 0.0122 | 0.0122 | 0.0122 | 0.0122 | 0.0123 | 0.0123 | 0.0123 | 0.0123
CgLDC | November | 0 | 0 | 0 | 0 | 0 | 0 | 0 | 0 | 0 | 0 | 0 | 0 | 0 | 0 | 0 | 0 | 0 | 0 | 0 | 0 | 0.0001 | 0.0001 | 0.0003 | 0.0006 | 0.0018 | 0.0025 | 0.006 | 0.0062 | 0.0064 | 0.0065 | 0.0066 | 0.0066 | 0.0067 | 0.0068 | 0.0069 | 0.007 | 0.0071 | 0.0071 | 0.0071 | 0.0071 | 0.0071 | 0.0071 | 0.0071 | 0.0071 | 0.0071 | 0.0071 | 0.0072 | 0.0072 | 0.0072 | 0.0072
CgLDC | December | 0 | 0 | 0 | 0 | 0 | 0 | 0 | 0 | 0 | 0 | 0 | 0 | 0 | 0 | 0 | 0 | 0 | 0 | 0 | 0 | 0.0001 | 0.0001 | 0.0003 | 0.0005 | 0.0015 | 0.0021 | 0.0051 | 0.0052 | 0.0054 | 0.0055 | 0.0055 | 0.0056 | 0.0056 | 0.0057 | 0.0058 | 0.0059 | 0.0059 | 0.0059 | 0.006 | 0.006 | 0.006 | 0.006 | 0.006 | 0.006 | 0.006 | 0.006 | 0.006 | 0.006 | 0.006 | 0.006
Montana Peak Industrial Cogeneration Loads (MW) |  | 1986 | 1987 | 1988 | 1989 | 1990 | 1991 | 1992 | 1993 | 1994 | 1995 | 1996 | 1997 | 1998 | 1999 | 2000 | 2001 | 2002 | 2003 | 2004 | 2005 | 2006 | 2007 | 2008 | 2009 | 2010 | 2011 | 2012 | 2013 | 2014 | 2015 | 2016 | 2017 | 2018 | 2019 | 2020 | 2021 | 2022 | 2023 | 2024 | 2025 | 2026 | 2027 | 2028 | 2029 | 2030 | 2031 | 2032 | 2033 | 2034 | 2035
CgLDC | Annual | 0 | 0 | 0 | 0 | 0 | 0 | 0 | 0 | 0 | 0 | 0 | 0 | 0 | 0 | 0 | 0 | 0 | 0 | 0 | 0 | 0.0001 | 0.0001 | 0.0003 | 0.0006 | 0.0016 | 0.002 | 0.0049 | 0.005 | 0.0052 | 0.0053 | 0.0054 | 0.0054 | 0.0055 | 0.0055 | 0.0056 | 0.0057 | 0.0058 | 0.0058 | 0.0058 | 0.0058 | 0.0058 | 0.0058 | 0.0058 | 0.0058 | 0.0058 | 0.0058 | 0.0058 | 0.0058 | 0.0059 | 0.0059
CgLDC | January | 0 | 0 | 0 | 0 | 0 | 0 | 0 | 0 | 0 | 0 | 0 | 0 | 0 | 0 | 0 | 0 | 0 | 0 | 0 | 0 | 0 | 0 | 0 | 0 | 0 | 0 | 0 | 0 | 0 | 0 | 0 | 0 | 0 | 0 | 0 | 0 | 0 | 0 | 0 | 0 | 0 | 0 | 0 | 0 | 0 | 0 | 0 | 0 | 0 | 0
CgLDC | February | 0 | 0 | 0 | 0 | 0 | 0 | 0 | 0 | 0 | 0 | 0 | 0 | 0 | 0 | 0 | 0 | 0 | 0 | 0 | 0 | 0 | 0 | 0 | 0 | 0 | 0.0001 | 0.0001 | 0.0001 | 0.0001 | 0.0001 | 0.0001 | 0.0001 | 0.0001 | 0.0001 | 0.0001 | 0.0001 | 0.0001 | 0.0001 | 0.0001 | 0.0001 | 0.0001 | 0.0001 | 0.0001 | 0.0001 | 0.0001 | 0.0001 | 0.0001 | 0.0001 | 0.0001 | 0.0001
CgLDC | March | 0 | 0 | 0 | 0 | 0 | 0 | 0 | 0 | 0 | 0 | 0 | 0 | 0 | 0 | 0 | 0 | 0 | 0 | 0 | 0 | 0 | 0 | 0.0001 | 0.0002 | 0.0005 | 0.0007 | 0.0018 | 0.0019 | 0.0019 | 0.002 | 0.002 | 0.002 | 0.002 | 0.0021 | 0.0021 | 0.0021 | 0.0021 | 0.0021 | 0.0022 | 0.0022 | 0.0022 | 0.0022 | 0.0022 | 0.0022 | 0.0022 | 0.0022 | 0.0022 | 0.0022 | 0.0022 | 0.0022
CgLDC | April | 0 | 0 | 0 | 0 | 0 | 0 | 0 | 0 | 0 | 0 | 0 | 0 | 0 | 0 | 0 | 0 | 0 | 0 | 0 | 0 | 0.0001 | 0.0001 | 0.0004 | 0.0008 | 0.0023 | 0.0031 | 0.0072 | 0.0074 | 0.0077 | 0.0078 | 0.0078 | 0.0079 | 0.008 | 0.0081 | 0.0082 | 0.0083 | 0.0084 | 0.0085 | 0.0085 | 0.0085 | 0.0085 | 0.0085 | 0.0085 | 0.0085 | 0.0085 | 0.0085 | 0.0085 | 0.0086 | 0.0086 | 0.0086
CgLDC | May | 0 | 0 | 0 | 0 | 0 | 0 | 0 | 0 | 0 | 0 | 0 | 0 | 0 | 0 | 0 | 0 | 0 | 0 | 0 | 0.0001 | 0.0002 | 0.0002 | 0.001 | 0.002 | 0.0058 | 0.0076 | 0.0182 | 0.0186 | 0.0194 | 0.0196 | 0.0198 | 0.0201 | 0.0203 | 0.0205 | 0.0208 | 0.0211 | 0.0214 | 0.0214 | 0.0214 | 0.0214 | 0.0214 | 0.0215 | 0.0215 | 0.0215 | 0.0215 | 0.0216 | 0.0216 | 0.0216 | 0.0217 | 0.0217
CgLDC | June | 0 | 0 | 0 | 0 | 0 | 0 | 0 | 0 | 0 | 0 | 0 | 0 | 0 | 0 | 0 | 0 | 0.0001 | 0.0001 | 0.0001 | 0.0001 | 0.0003 | 0.0004 | 0.0016 | 0.003 | 0.0086 | 0.0112 | 0.0268 | 0.0275 | 0.0286 | 0.0289 | 0.0293 | 0.0296 | 0.03 | 0.0303 | 0.0307 | 0.0311 | 0.0315 | 0.0315 | 0.0316 | 0.0316 | 0.0316 | 0.0317 | 0.0317 | 0.0317 | 0.0318 | 0.0318 | 0.0319 | 0.0319 | 0.032 | 0.032
CgLDC | July | 0 | 0 | 0 | 0 | 0 | 0 | 0 | 0 | 0 | 0 | 0 | 0 | 0 | 0 | 0 | 0 | 0.0001 | 0.0001 | 0.0001 | 0.0001 | 0.0003 | 0.0004 | 0.0016 | 0.0034 | 0.0092 | 0.0117 | 0.0287 | 0.0294 | 0.0306 | 0.031 | 0.0313 | 0.0317 | 0.0321 | 0.0325 | 0.0329 | 0.0333 | 0.0338 | 0.0338 | 0.0338 | 0.0339 | 0.0339 | 0.0339 | 0.034 | 0.034 | 0.034 | 0.0341 | 0.0341 | 0.0342 | 0.0342 | 0.0343
CgLDC | August | 0 | 0 | 0 | 0 | 0 | 0 | 0 | 0 | 0 | 0 | 0 | 0 | 0 | 0 | 0 | 0 | 0 | 0 | 0.0001 | 0.0001 | 0.0002 | 0.0003 | 0.0014 | 0.0027 | 0.0078 | 0.0101 | 0.0247 | 0.0252 | 0.0263 | 0.0266 | 0.0269 | 0.0272 | 0.0275 | 0.0278 | 0.0282 | 0.0286 | 0.0289 | 0.029 | 0.029 | 0.029 | 0.0291 | 0.0291 | 0.0291 | 0.0292 | 0.0292 | 0.0292 | 0.0293 | 0.0293 | 0.0294 | 0.0294
CgLDC | September | 0 | 0 | 0 | 0 | 0 | 0 | 0 | 0 | 0 | 0 | 0 | 0 | 0 | 0 | 0 | 0 | 0 | 0 | 0 | 0 | 0 | 0 | 0 | 0 | 0 | 0 | 0 | 0 | 0 | 0 | 0 | 0 | 0 | 0 | 0 | 0 | 0 | 0 | 0 | 0 | 0 | 0 | 0 | 0 | 0 | 0 | 0 | 0 | 0 | 0
CgLDC | October | 0 | 0 | 0 | 0 | 0 | 0 | 0 | 0 | 0 | 0 | 0 | 0 | 0 | 0 | 0 | 0 | 0 | 0 | 0 | 0 | 0 | 0 | 0 | 0.0001 | 0.0002 | 0.0003 | 0.0007 | 0.0007 | 0.0007 | 0.0007 | 0.0007 | 0.0007 | 0.0007 | 0.0007 | 0.0008 | 0.0008 | 0.0008 | 0.0008 | 0.0008 | 0.0008 | 0.0008 | 0.0008 | 0.0008 | 0.0008 | 0.0008 | 0.0008 | 0.0008 | 0.0008 | 0.0008 | 0.0008
CgLDC | November | 0 | 0 | 0 | 0 | 0 | 0 | 0 | 0 | 0 | 0 | 0 | 0 | 0 | 0 | 0 | 0 | 0 | 0 | 0 | 0 | 0 | 0 | 0 | 0 | 0 | 0 | 0 | 0 | 0 | 0 | 0 | 0 | 0 | 0 | 0 | 0 | 0 | 0 | 0 | 0 | 0 | 0 | 0 | 0 | 0 | 0 | 0 | 0 | 0 | 0
CgLDC | December | 0 | 0 | 0 | 0 | 0 | 0 | 0 | 0 | 0 | 0 | 0 | 0 | 0 | 0 | 0 | 0 | 0 | 0 | 0 | 0 | 0 | 0 | 0 | 0 | 0 | 0 | 0 | 0 | 0 | 0 | 0 | 0 | 0 | 0 | 0 | 0 | 0 | 0 | 0 | 0 | 0 | 0 | 0 | 0 | 0 | 0 | 0 | 0 | 0 | 0
Montana Minimum Industrial Cogeneration Loads (MW) |  | 1986 | 1987 | 1988 | 1989 | 1990 | 1991 | 1992 | 1993 | 1994 | 1995 | 1996 | 1997 | 1998 | 1999 | 2000 | 2001 | 2002 | 2003 | 2004 | 2005 | 2006 | 2007 | 2008 | 2009 | 2010 | 2011 | 2012 | 2013 | 2014 | 2015 | 2016 | 2017 | 2018 | 2019 | 2020 | 2021 | 2022 | 2023 | 2024 | 2025 | 2026 | 2027 | 2028 | 2029 | 2030 | 2031 | 2032 | 2033 | 2034 | 2035
CgLDC | Annual | 0 | 0 | 0 | 0 | 0 | 0 | 0 | 0 | 0 | 0 | 0 | 0 | 0 | 0 | 0 | 0 | 0 | 0 | 0 | 0 | 0 | 0 | 0 | 0 | 0 | 0 | 0 | 0 | 0 | 0 | 0 | 0 | 0 | 0 | 0 | 0 | 0 | 0 | 0 | 0 | 0 | 0 | 0 | 0 | 0 | 0 | 0 | 0 | 0 | 0
CgLDC | January | 0 | 0 | 0 | 0 | 0 | 0 | 0 | 0 | 0 | 0 | 0 | 0 | 0 | 0 | 0 | 0 | 0 | 0 | 0 | 0 | 0 | 0 | 0 | 0 | 0 | 0 | 0 | 0 | 0 | 0 | 0 | 0 | 0 | 0 | 0 | 0 | 0 | 0 | 0 | 0 | 0 | 0 | 0 | 0 | 0 | 0 | 0 | 0 | 0 | 0
CgLDC | February | 0 | 0 | 0 | 0 | 0 | 0 | 0 | 0 | 0 | 0 | 0 | 0 | 0 | 0 | 0 | 0 | 0 | 0 | 0 | 0 | 0 | 0 | 0 | 0 | 0 | 0 | 0 | 0 | 0 | 0 | 0 | 0 | 0 | 0 | 0 | 0 | 0 | 0 | 0 | 0 | 0 | 0 | 0 | 0 | 0 | 0 | 0 | 0 | 0 | 0
CgLDC | March | 0 | 0 | 0 | 0 | 0 | 0 | 0 | 0 | 0 | 0 | 0 | 0 | 0 | 0 | 0 | 0 | 0 | 0 | 0 | 0 | 0 | 0 | 0 | 0 | 0 | 0 | 0 | 0 | 0 | 0 | 0 | 0 | 0 | 0 | 0 | 0 | 0 | 0 | 0 | 0 | 0 | 0 | 0 | 0 | 0 | 0 | 0 | 0 | 0 | 0
CgLDC | April | 0 | 0 | 0 | 0 | 0 | 0 | 0 | 0 | 0 | 0 | 0 | 0 | 0 | 0 | 0 | 0 | 0 | 0 | 0 | 0 | 0 | 0 | 0 | 0 | 0 | 0 | 0 | 0 | 0 | 0 | 0 | 0 | 0 | 0 | 0 | 0 | 0 | 0 | 0 | 0 | 0 | 0 | 0 | 0 | 0 | 0 | 0 | 0 | 0 | 0
CgLDC | May | 0 | 0 | 0 | 0 | 0 | 0 | 0 | 0 | 0 | 0 | 0 | 0 | 0 | 0 | 0 | 0 | 0 | 0 | 0 | 0 | 0 | 0 | 0 | 0 | 0 | 0 | 0 | 0 | 0 | 0 | 0 | 0 | 0 | 0 | 0 | 0 | 0 | 0 | 0 | 0 | 0 | 0 | 0 | 0 | 0 | 0 | 0 | 0 | 0 | 0
CgLDC | June | 0 | 0 | 0 | 0 | 0 | 0 | 0 | 0 | 0 | 0 | 0 | 0 | 0 | 0 | 0 | 0 | 0 | 0 | 0 | 0 | 0 | 0 | 0 | 0 | 0 | 0 | 0 | 0 | 0 | 0 | 0 | 0 | 0 | 0 | 0 | 0 | 0 | 0 | 0 | 0 | 0 | 0 | 0 | 0 | 0 | 0 | 0 | 0 | 0 | 0
CgLDC | July | 0 | 0 | 0 | 0 | 0 | 0 | 0 | 0 | 0 | 0 | 0 | 0 | 0 | 0 | 0 | 0 | 0 | 0 | 0 | 0 | 0 | 0 | 0 | 0 | 0.0001 | 0.0001 | 0.0003 | 0.0003 | 0.0003 | 0.0003 | 0.0003 | 0.0003 | 0.0003 | 0.0004 | 0.0004 | 0.0004 | 0.0004 | 0.0004 | 0.0004 | 0.0004 | 0.0004 | 0.0004 | 0.0004 | 0.0004 | 0.0004 | 0.0004 | 0.0004 | 0.0004 | 0.0004 | 0.0004
CgLDC | August | 0 | 0 | 0 | 0 | 0 | 0 | 0 | 0 | 0 | 0 | 0 | 0 | 0 | 0 | 0 | 0 | 0 | 0 | 0 | 0 | 0 | 0 | 0 | 0 | 0 | 0 | 0 | 0 | 0 | 0 | 0 | 0 | 0 | 0 | 0 | 0 | 0 | 0 | 0 | 0 | 0 | 0 | 0 | 0 | 0 | 0 | 0 | 0 | 0 | 0
CgLDC | September | 0 | 0 | 0 | 0 | 0 | 0 | 0 | 0 | 0 | 0 | 0 | 0 | 0 | 0 | 0 | 0 | 0 | 0 | 0 | 0 | 0 | 0 | 0 | 0 | 0 | 0 | 0 | 0 | 0 | 0 | 0 | 0 | 0 | 0 | 0 | 0 | 0 | 0 | 0 | 0 | 0 | 0 | 0 | 0 | 0 | 0 | 0 | 0 | 0 | 0
CgLDC | October | 0 | 0 | 0 | 0 | 0 | 0 | 0 | 0 | 0 | 0 | 0 | 0 | 0 | 0 | 0 | 0 | 0 | 0 | 0 | 0 | 0 | 0 | 0 | 0 | 0 | 0 | 0 | 0 | 0 | 0 | 0 | 0 | 0 | 0 | 0 | 0 | 0 | 0 | 0 | 0 | 0 | 0 | 0 | 0 | 0 | 0 | 0 | 0 | 0 | 0
CgLDC | November | 0 | 0 | 0 | 0 | 0 | 0 | 0 | 0 | 0 | 0 | 0 | 0 | 0 | 0 | 0 | 0 | 0 | 0 | 0 | 0 | 0 | 0 | 0 | 0 | 0 | 0 | 0 | 0 | 0 | 0 | 0 | 0 | 0 | 0 | 0 | 0 | 0 | 0 | 0 | 0 | 0 | 0 | 0 | 0 | 0 | 0 | 0 | 0 | 0 | 0
CgLDC | December | 0 | 0 | 0 | 0 | 0 | 0 | 0 | 0 | 0 | 0 | 0 | 0 | 0 | 0 | 0 | 0 | 0 | 0 | 0 | 0 | 0 | 0 | 0 | 0 | 0 | 0 | 0 | 0 | 0 | 0 | 0 | 0 | 0 | 0 | 0 | 0 | 0 | 0 | 0 | 0 | 0 | 0 | 0 | 0 | 0 | 0 | 0 | 0 | 0 | 0
Montana Industrial Electric Generation from Cogeneration (GWh) |  | 1986 | 1987 | 1988 | 1989 | 1990 | 1991 | 1992 | 1993 | 1994 | 1995 | 1996 | 1997 | 1998 | 1999 | 2000 | 2001 | 2002 | 2003 | 2004 | 2005 | 2006 | 2007 | 2008 | 2009 | 2010 | 2011 | 2012 | 2013 | 2014 | 2015 | 2016 | 2017 | 2018 | 2019 | 2020 | 2021 | 2022 | 2023 | 2024 | 2025 | 2026 | 2027 | 2028 | 2029 | 2030 | 2031 | 2032 | 2033 | 2034 | 2035
CgEG | Total | 0 | 0 | 0 | 0 | 0 | 0 | 0 | 0 | 0 | 0 | 0 | 0 | 0.0001 | 0.0001 | 0.0002 | 0.0001 | 0.0003 | 0.0003 | 0.0003 | 0.0004 | 0.0011 | 0.0015 | 0.006 | 0.0109 | 0.0319 | 0.0455 | 0.1079 | 0.1104 | 0.115 | 0.1164 | 0.1177 | 0.119 | 0.1204 | 0.1219 | 0.1235 | 0.1252 | 0.1267 | 0.1269 | 0.127 | 0.1271 | 0.1273 | 0.1274 | 0.1275 | 0.1277 | 0.1278 | 0.128 | 0.1282 | 0.1284 | 0.1286 | 0.1288
CgEG | Electric | 0 | 0 | 0 | 0 | 0 | 0 | 0 | 0 | 0 | 0 | 0 | 0 | 0 | 0 | 0 | 0 | 0 | 0 | 0 | 0 | 0 | 0 | 0 | 0 | 0 | 0 | 0 | 0 | 0 | 0 | 0 | 0 | 0 | 0 | 0 | 0 | 0 | 0 | 0 | 0 | 0 | 0 | 0 | 0 | 0 | 0 | 0 | 0 | 0 | 0
CgEG | Gas | 0 | 0 | 0 | 0 | 0 | 0 | 0 | 0 | 0 | 0 | 0 | 0 | 0 | 0 | 0 | 0 | 0 | 0 | 0 | 0 | 0 | 0 | 0 | 0 | 0 | 0 | 0 | 0 | 0 | 0 | 0 | 0 | 0 | 0 | 0 | 0 | 0 | 0 | 0 | 0 | 0 | 0 | 0 | 0 | 0 | 0 | 0 | 0 | 0 | 0
CgEG | Coal | 0 | 0 | 0 | 0 | 0 | 0 | 0 | 0 | 0 | 0 | 0 | 0 | 0 | 0 | 0 | 0 | 0 | 0 | 0 | 0 | 0 | 0 | 0 | 0 | 0 | 0 | 0 | 0 | 0 | 0 | 0 | 0 | 0 | 0 | 0 | 0 | 0 | 0 | 0 | 0 | 0 | 0 | 0 | 0 | 0 | 0 | 0 | 0 | 0 | 0
CgEG | Oil | 0 | 0 | 0 | 0 | 0 | 0 | 0 | 0 | 0 | 0 | 0 | 0 | 0 | 0 | 0 | 0 | 0 | 0 | 0 | 0 | 0 | 0 | 0 | 0 | 0 | 0 | 0 | 0 | 0 | 0 | 0 | 0 | 0 | 0 | 0 | 0 | 0 | 0 | 0 | 0 | 0 | 0 | 0 | 0 | 0 | 0 | 0 | 0 | 0 | 0
CgEG | Biomass | 0 | 0 | 0 | 0 | 0 | 0 | 0 | 0 | 0 | 0 | 0 | 0 | 0 | 0 | 0 | 0 | 0 | 0 | 0 | 0 | 0 | 0 | 0 | 0 | 0 | 0 | 0 | 0 | 0 | 0 | 0 | 0 | 0 | 0 | 0 | 0 | 0 | 0 | 0 | 0 | 0 | 0 | 0 | 0 | 0 | 0 | 0 | 0 | 0 | 0
CgEG | Solar | 0 | 0 | 0 | 0 | 0 | 0 | 0 | 0 | 0 | 0 | 0 | 0 | 0.0001 | 0.0001 | 0.0002 | 0.0001 | 0.0003 | 0.0003 | 0.0003 | 0.0004 | 0.0011 | 0.0015 | 0.006 | 0.0109 | 0.0319 | 0.0455 | 0.1079 | 0.1104 | 0.115 | 0.1164 | 0.1177 | 0.119 | 0.1204 | 0.1219 | 0.1235 | 0.1252 | 0.1267 | 0.1269 | 0.127 | 0.1271 | 0.1273 | 0.1274 | 0.1275 | 0.1277 | 0.1278 | 0.128 | 0.1282 | 0.1284 | 0.1286 | 0.1288
CgEG | LPG | 0 | 0 | 0 | 0 | 0 | 0 | 0 | 0 | 0 | 0 | 0 | 0 | 0 | 0 | 0 | 0 | 0 | 0 | 0 | 0 | 0 | 0 | 0 | 0 | 0 | 0 | 0 | 0 | 0 | 0 | 0 | 0 | 0 | 0 | 0 | 0 | 0 | 0 | 0 | 0 | 0 | 0 | 0 | 0 | 0 | 0 | 0 | 0 | 0 | 0
CgEG | Steam | 0 | 0 | 0 | 0 | 0 | 0 | 0 | 0 | 0 | 0 | 0 | 0 | 0 | 0 | 0 | 0 | 0 | 0 | 0 | 0 | 0 | 0 | 0 | 0 | 0 | 0 | 0 | 0 | 0 | 0 | 0 | 0 | 0 | 0 | 0 | 0 | 0 | 0 | 0 | 0 | 0 | 0 | 0 | 0 | 0 | 0 | 0 | 0 | 0 | 0
Montana Electricity Sales (GWh/Yr) |  | 1986 | 1987 | 1988 | 1989 | 1990 | 1991 | 1992 | 1993 | 1994 | 1995 | 1996 | 1997 | 1998 | 1999 | 2000 | 2001 | 2002 | 2003 | 2004 | 2005 | 2006 | 2007 | 2008 | 2009 | 2010 | 2011 | 2012 | 2013 | 2014 | 2015 | 2016 | 2017 | 2018 | 2019 | 2020 | 2021 | 2022 | 2023 | 2024 | 2025 | 2026 | 2027 | 2028 | 2029 | 2030 | 2031 | 2032 | 2033 | 2034 | 2035
SaEC | Total | 7008.589 | 6551.831 | 6779.205 | 6869.54 | 6944.761 | 7001.231 | 6787.417 | 6427.254 | 6482.75 | 6909.952 | 7292.422 | 5565.443 | 7543.138 | 7535.042 | 8023.631 | 5000.655 | 6721.922 | 6368.895 | 6174.757 | 6265.91 | 5962.883 | 8008.067 | 6889.272 | 6039.958 | 4741.94 | 4412.413 | 4455.686 | 5128.402 | 5442.391 | 5518.312 | 5538.976 | 5556.885 | 5959.13 | 6023.983 | 6056.287 | 6092.031 | 6136.229 | 6184.428 | 6237.748 | 6296.135 | 6360.746 | 6427.633 | 6500.195 | 6572.267 | 6645.957 | 6727.077 | 6799.986 | 6873.021 | 6947.3 | 7018.387
SaEC | Single Family | 966.5549 | 944.0735 | 986.7897 | 1051.902 | 1022.105 | 1073.577 | 1023.001 | 1132.065 | 1094.007 | 1133.925 | 1202.326 | 1195.731 | 1140.579 | 1118.418 | 1152.631 | 1174.844 | 1239.553 | 1266.242 | 1278.054 | 1328.687 | 1383.029 | 1426.191 | 1460.988 | 1630.149 | 1551.906 | 1599.932 | 1551.482 | 1533.618 | 1551.437 | 1535.613 | 1517.054 | 1502.8 | 1492.652 | 1483.615 | 1477.583 | 1476.412 | 1476.281 | 1477.212 | 1479.495 | 1481.922 | 1484.895 | 1488.318 | 1492.065 | 1496.879 | 1501.402 | 1506.629 | 1512.882 | 1519.073 | 1526.293 | 1533.193
SaEC | Multi Family | 117.3872 | 114.7147 | 120.3585 | 131.8702 | 128.4845 | 135.9448 | 130.2464 | 145.3448 | 138.5497 | 147.8127 | 161.8881 | 161.0662 | 154.0226 | 153.1452 | 161.0328 | 164.6472 | 179.2506 | 181.9085 | 185.9567 | 194.5944 | 200.1776 | 208.309 | 218.0194 | 243.7323 | 234.1649 | 244.9354 | 237.2939 | 244.256 | 255.6907 | 263.6456 | 269.6852 | 275.2662 | 281.1581 | 286.7267 | 291.8466 | 297.538 | 303.4902 | 309.3483 | 315.8477 | 322.0816 | 328.8915 | 335.1311 | 341.4053 | 347.8162 | 354.9053 | 361.8014 | 368.8064 | 376.0292 | 383.3472 | 390.7753
SaEC | Other Family | 149.4446 | 147.1993 | 156.3176 | 168.7986 | 165.5341 | 176.8421 | 170.2784 | 185.8917 | 185.8293 | 199.24 | 218.6299 | 224.2708 | 220.6779 | 222.4509 | 233.8543 | 240.8547 | 256.9093 | 264.5114 | 266.1365 | 276.6024 | 288.1043 | 292.9404 | 300.239 | 335.5076 | 320.3376 | 331.942 | 330.0237 | 325.6591 | 329.6221 | 325.9946 | 321.677 | 318.2248 | 315.8262 | 313.3297 | 311.4851 | 310.4026 | 309.8691 | 309.6438 | 309.4803 | 309.7421 | 310.2166 | 310.6742 | 311.4917 | 312.4637 | 313.3754 | 314.7045 | 316.2236 | 317.711 | 319.5452 | 321.3071
SaEC | Large Office | 171.3798 | 100.1079 | 113.4021 | 104.1278 | 117.7711 | 110.6624 | 105.7899 | 104.7641 | 117.8531 | 107.7679 | 117.1899 | 113.6975 | 120.1442 | 95.4505 | 125.1682 | 136.5932 | 142.4803 | 147.9039 | 135.4431 | 141.2884 | 148.4525 | 169.6177 | 136.83 | 142.399 | 125.2165 | 142.5823 | 155.6363 | 156.1623 | 161.7005 | 166.2251 | 167.75 | 168.6448 | 169.5561 | 170.9076 | 171.8996 | 171.9091 | 173.3507 | 174.7081 | 176.0609 | 177.7182 | 179.5781 | 181.7086 | 183.8518 | 185.9561 | 188.6227 | 191.1675 | 193.4741 | 195.7297 | 198.2762 | 201.0159
SaEC | Medium Office | 54.9285 | 41.4971 | 45.4642 | 42.5838 | 47.9147 | 44.8066 | 44.3347 | 44.8066 | 47.8737 | 44.789 | 47.9437 | 46.8253 | 48.2286 | 39.4317 | 50.8007 | 55.0445 | 58.2219 | 58.7479 | 55.9941 | 57.8933 | 55.3927 | 61.5228 | 57.3929 | 60.4299 | 54.5918 | 58.274 | 58.9081 | 60.6901 | 64.7687 | 68.9513 | 72.2681 | 74.0073 | 75.5561 | 77.845 | 80.4775 | 80.8564 | 84.0794 | 86.9844 | 89.7523 | 93.0384 | 96.6192 | 100.6778 | 104.6666 | 108.462 | 113.3608 | 117.9055 | 121.8922 | 125.6861 | 130.0273 | 134.6973
SaEC | Small Office | 74.3529 | 46.1184 | 51.6049 | 47.6483 | 53.8438 | 50.4997 | 48.92 | 48.6738 | 53.854 | 49.6213 | 53.578 | 52.1852 | 54.6753 | 43.9097 | 57.1383 | 62.2298 | 65.1621 | 66.83 | 62.0398 | 64.5299 | 61.332 | 68.1488 | 64.2246 | 67.6356 | 61.1362 | 65.126 | 65.3288 | 65.6141 | 68.0466 | 70.1005 | 70.9511 | 71.3939 | 71.816 | 72.499 | 73.1576 | 73.191 | 74.0917 | 74.9264 | 75.7515 | 76.7538 | 77.8686 | 79.1423 | 80.4126 | 81.6538 | 83.2353 | 84.7259 | 86.0671 | 87.3739 | 88.8549 | 90.449
SaEC | Big Box-Retail | 50.2333 | 52.0692 | 52.9871 | 52.5756 | 59.2292 | 55.0029 | 60.9525 | 64.7787 | 63.0246 | 62.2403 | 63.6436 | 64.034 | 62.5041 | 55.6416 | 69.5944 | 74.2157 | 81.1896 | 78.0774 | 82.34 | 84.0914 | 89.3669 | 98.3669 | 81.0066 | 85.8116 | 75.7438 | 83.3139 | 90.1032 | 88.8585 | 90.1917 | 91.0749 | 91.3876 | 90.5725 | 89.5574 | 88.8059 | 88.0513 | 87.3314 | 86.6188 | 86.0398 | 85.8249 | 85.983 | 86.3151 | 86.9397 | 87.9506 | 88.8121 | 89.8236 | 90.8353 | 91.911 | 93.0307 | 94.0389 | 95.1634
SaEC | Small Box-Retail | 71.8417 | 42.0985 | 46.0234 | 43.7866 | 49.8227 | 46.7761 | 48.2942 | 49.5047 | 53.1462 | 50.1278 | 53.0293 | 52.544 | 54.1477 | 45.3315 | 58.8921 | 63.7386 | 67.743 | 67.8218 | 65.374 | 68.0223 | 77.8883 | 88.5334 | 64.9326 | 67.9478 | 58.2136 | 68.3894 | 78.0215 | 77.4038 | 79.1199 | 80.2834 | 80.2917 | 80.2406 | 80.1585 | 80.1824 | 80.1092 | 80.0802 | 80.0704 | 80.1196 | 80.3149 | 80.6397 | 81.0351 | 81.5414 | 82.1805 | 82.7765 | 83.4183 | 84.0684 | 84.7372 | 85.4292 | 86.0769 | 86.7707
SaEC | High End-Retail | 19.034 | 11.1313 | 12.2814 | 11.5955 | 13.2327 | 12.4326 | 12.7198 | 12.925 | 14.1251 | 13.2204 | 14.0117 | 13.8851 | 14.4549 | 11.9833 | 15.6547 | 16.9871 | 17.9469 | 18.095 | 17.2087 | 17.9578 | 19.9106 | 22.0832 | 17.0076 | 17.942 | 15.6638 | 17.7154 | 19.9106 | 20.4133 | 21.3213 | 22.3036 | 23.788 | 24.8503 | 25.6171 | 26.4723 | 27.208 | 27.8263 | 28.3084 | 28.8095 | 29.5589 | 30.5685 | 31.6676 | 32.9811 | 34.6066 | 36.0294 | 37.5387 | 38.9999 | 40.4871 | 41.9758 | 43.312 | 44.7423
SaEC | Anchor-Retail | 44.8101 | 23.8347 | 27.9812 | 25.4912 | 29.3479 | 27.8605 | 26.7116 | 26.1269 | 31.4097 | 28.2028 | 30.8195 | 30.1336 | 32.8347 | 25.8719 | 34.8869 | 38.3318 | 39.505 | 42.0879 | 37.2239 | 39.4713 | 45.3502 | 50.993 | 37.1336 | 38.9244 | 33.5331 | 39.1031 | 45.2065 | 45.4166 | 46.8596 | 48.1179 | 49.2022 | 50.0047 | 50.6293 | 51.3594 | 52.0141 | 52.6087 | 53.1284 | 53.697 | 54.4784 | 55.4816 | 56.5804 | 57.8666 | 59.4206 | 60.8364 | 62.3268 | 63.8031 | 65.3222 | 66.8534 | 68.2755 | 69.7963
SaEC | K-12 | 83.7749 | 53.6096 | 55.0762 | 55.1923 | 61.4962 | 57.5571 | 61.0448 | 65.5173 | 62.8092 | 62.0188 | 64.6037 | 63.9179 | 61.8816 | 53.4074 | 66.7544 | 70.4068 | 77.7304 | 72.5698 | 74.5322 | 76.6846 | 74.4519 | 84.7984 | 76.4932 | 80.0762 | 72.3387 | 77.7036 | 79.1703 | 79.2669 | 81.5087 | 83.0016 | 82.9153 | 82.7977 | 82.7137 | 82.6727 | 82.226 | 81.8311 | 81.4814 | 81.1766 | 80.9136 | 80.6867 | 80.4994 | 80.3434 | 80.2196 | 80.1171 | 80.0522 | 80.0114 | 79.996 | 80.0051 | 80.0373 | 80.0915
SaEC | University | 65.7855 | 41.8241 | 45.728 | 43.3224 | 49.7201 | 47.2685 | 47.5659 | 47.7506 | 52.1615 | 49.1043 | 51.6999 | 51.9426 | 53.8101 | 44.2482 | 56.5305 | 61.1958 | 64.9452 | 67.0516 | 64.2134 | 66.5451 | 74.2878 | 85.9801 | 65.4865 | 66.255 | 57.4956 | 66.9841 | 75.2417 | 75.6399 | 77.6869 | 79.0113 | 78.7785 | 78.5495 | 78.3701 | 78.2345 | 78.1071 | 78.0208 | 77.979 | 77.9785 | 78.0095 | 78.0833 | 78.1837 | 78.3226 | 78.484 | 78.6593 | 78.882 | 79.1227 | 79.4015 | 79.6887 | 79.9976 | 80.4442
SaEC | Warehouse | 53.6624 | 35.4302 | 33.932 | 35.1032 | 38.6416 | 35.3385 | 40.0982 | 43.8936 | 39.1134 | 40.442 | 41.1911 | 41.3916 | 38.5533 | 35.9982 | 43.347 | 45.5381 | 50.8045 | 44.5569 | 50.2544 | 50.2333 | 47.9557 | 52.4595 | 49.4431 | 52.3335 | 47.6479 | 50.315 | 50.7662 | 51.2311 | 53.547 | 55.3614 | 55.7984 | 56.5754 | 57.9829 | 58.1836 | 58.4875 | 58.5104 | 58.8199 | 59.7346 | 60.5057 | 61.5619 | 62.2575 | 63.284 | 63.9204 | 64.7742 | 65.5492 | 66.262 | 67.2012 | 68.0234 | 68.9408 | 69.6035
SaEC | Supermarket | 135.1055 | 78.4572 | 82.2661 | 81.2321 | 92.3315 | 86.4537 | 94.9678 | 100.8661 | 102.2406 | 100.0234 | 103.9484 | 104.6026 | 104.6764 | 92.2104 | 118.2128 | 127.1712 | 136.6679 | 132.1512 | 134.6307 | 137.2685 | 127.075 | 138.6718 | 134.6659 | 143.558 | 131.1782 | 136.42 | 135.4762 | 133.0153 | 134.9711 | 135.7689 | 134.1819 | 131.3354 | 128.6907 | 126.4099 | 124.4658 | 122.8168 | 121.4441 | 120.3164 | 119.39 | 118.6528 | 118.0697 | 117.6385 | 117.3424 | 117.1327 | 117.0606 | 117.0675 | 117.1773 | 117.3468 | 117.585 | 117.8853
SaEC | MiniMart | 41.7925 | 39.6084 | 40.3576 | 40.4947 | 45.8734 | 42.7447 | 48.325 | 51.9768 | 50.7562 | 50.5604 | 51.7948 | 52.4701 | 51.4045 | 46.405 | 58.5733 | 62.6518 | 68.09 | 64.6987 | 68.2966 | 69.1196 | 67.2714 | 74.5111 | 66.9739 | 70.8992 | 64.0401 | 68.5434 | 71.1899 | 69.9839 | 70.8111 | 71.1428 | 70.3954 | 68.8335 | 67.2366 | 65.8444 | 64.6559 | 63.6006 | 62.6167 | 61.768 | 61.0807 | 60.4988 | 60.0321 | 59.7532 | 59.5497 | 59.413 | 59.3553 | 59.3086 | 59.2877 | 59.3712 | 59.3657 | 59.456
SaEC | Restaurant | 70.6389 | 44.8839 | 49.1043 | 45.6753 | 51.5973 | 48.4276 | 48.3045 | 49.0123 | 52.6744 | 49.347 | 52.2591 | 51.7948 | 53.4302 | 43.6002 | 55.3048 | 59.6764 | 63.1451 | 65.2474 | 62.483 | 65.7749 | 66.2148 | 73.8042 | 63.0041 | 66.3663 | 59.5369 | 65.4352 | 69.9179 | 69.6337 | 71.9624 | 73.0723 | 72.8547 | 72.2659 | 71.7603 | 71.3877 | 70.9937 | 70.7346 | 70.5983 | 70.5792 | 70.6603 | 70.837 | 71.0943 | 71.4238 | 71.9668 | 72.5502 | 73.1801 | 73.9702 | 74.8651 | 75.7617 | 76.5888 | 77.5638
SaEC | Lodging | 259.966 | 163.6354 | 178.1536 | 169.5018 | 189.9663 | 177.308 | 176.6002 | 180.7136 | 188.6841 | 177.7949 | 189.7597 | 184.7058 | 188.0715 | 153.5487 | 196.0381 | 211.7902 | 225.4484 | 223.1958 | 212.7609 | 220.1993 | 231.9109 | 261.0633 | 209.5281 | 221.2286 | 196.1107 | 218.637 | 239.8092 | 238.7078 | 246.5374 | 251.5715 | 251.3443 | 250.9966 | 250.4692 | 250.4659 | 249.8659 | 249.488 | 249.3966 | 249.5036 | 249.819 | 250.3138 | 251.1809 | 252.8904 | 254.9816 | 257.0088 | 259.214 | 261.8135 | 264.5188 | 267.2296 | 269.8602 | 272.6666
SaEC | Hospital | 44.4091 | 28.1079 | 33.3095 | 30.0387 | 34.6923 | 33.0818 | 31.2661 | 30.5481 | 36.6207 | 32.9402 | 36.2743 | 36.0844 | 39.2814 | 30.7755 | 41.1049 | 46.0551 | 47.5838 | 50.6448 | 44.8734 | 48.313 | 55.3517 | 61.5123 | 45.8118 | 47.0991 | 41.1958 | 47.6275 | 55.0234 | 55.5929 | 59.1872 | 62.5497 | 65.7732 | 68.5906 | 70.981 | 72.9199 | 74.3057 | 75.2242 | 76.1544 | 76.8415 | 77.561 | 78.6105 | 80.1785 | 81.6808 | 83.6207 | 85.458 | 87.109 | 89.0088 | 90.9486 | 92.6014 | 94.1514 | 95.846
SaEC | OtherHealth | 67.1887 | 43.0586 | 51.5627 | 47.7011 | 55.085 | 52.9719 | 50.9613 | 52.141 | 60.891 | 56.0574 | 62.8417 | 62.8945 | 68.0434 | 54.2875 | 73.65 | 83.0785 | 87.9563 | 92.9648 | 84.1969 | 89.9578 | 94.5677 | 106.9027 | 87.2025 | 91.2133 | 80.9964 | 90.5568 | 98.5784 | 98.8017 | 102.7453 | 106.0834 | 108.0299 | 109.915 | 111.6022 | 113.1975 | 114.0866 | 114.9873 | 115.9108 | 116.8457 | 117.8276 | 118.9557 | 120.2218 | 121.8313 | 123.6125 | 125.2865 | 127.1141 | 128.9026 | 130.7875 | 132.6385 | 134.4699 | 136.2056
SaEC | Assembly | 77.7819 | 50.6237 | 52.5756 | 51.3622 | 57.8136 | 53.8951 | 56.8596 | 59.4549 | 58.6547 | 57.7245 | 60.3834 | 61.2169 | 61.3962 | 53.3977 | 66.4554 | 71.5041 | 77.1339 | 74.585 | 76.8113 | 78.8581 | 86.6999 | 98.0821 | 76.165 | 80.5217 | 68.6562 | 80.5758 | 89.6643 | 93.4127 | 99.7503 | 102.8398 | 104.0205 | 104.9048 | 105.2615 | 106.1097 | 107.7072 | 109.4895 | 110.0562 | 111.4786 | 113.4249 | 115.275 | 119.1878 | 121.7208 | 126.4023 | 130.6462 | 134.3999 | 140.3561 | 144.2883 | 148.9291 | 154.5305 | 157.2317
SaEC | Other | 112.8218 | 72.8124 | 77.8452 | 74.8382 | 84.5355 | 79.15 | 81.058 | 83.6738 | 85.8177 | 82.9308 | 88.0586 | 88.6284 | 90.8335 | 77.0064 | 97.4162 | 105.4361 | 112.529 | 111.9672 | 110.7011 | 113.6342 | 108.9801 | 120.7984 | 112.4267 | 119.5129 | 108.1286 | 113.9653 | 115.1961 | 118.0412 | 124.6594 | 129.2666 | 134.8099 | 138.0807 | 140.7189 | 145.0442 | 147.626 | 149.7126 | 152.2728 | 156.2095 | 160.0104 | 164.1954 | 168.0842 | 172.176 | 177.2709 | 182.0197 | 186.3855 | 191.3787 | 195.7008 | 201.4368 | 205.5353 | 211.0681
SaEC | Food & Tobacco | 175.1172 | 176.8471 | 192.8592 | 168.6766 | 168.827 | 161.9571 | 152.3217 | 160.3944 | 163.8119 | 167.7201 | 162.5582 | 59.6358 | 194.2021 | 183.105 | 202.826 | 78.6408 | 174.1847 | 162.3956 | 158.7585 | 160.6615 | 133.1751 | 224.3929 | 157.2115 | 123.161 | 78.6414 | 39.2613 | 39.9838 | 73.8728 | 75.4887 | 77.9111 | 78.944 | 80.0474 | 81.2154 | 82.4425 | 83.7238 | 85.0549 | 86.4316 | 87.8502 | 89.3075 | 90.8003 | 92.3257 | 93.8813 | 95.4646 | 97.0735 | 98.7059 | 100.36 | 102.034 | 103.7264 | 105.4357 | 107.1606
SaEC | Textiles | 0 | 0 | 0 | 0 | 0 | 0 | 0 | 0 | 0 | 0 | 0 | 0 | 0 | 0 | 0 | 0 | 0 | 0 | 0 | 0 | 0 | 0 | 0 | 0 | 0 | 0 | 0 | 0 | 0 | 0 | 0 | 0 | 0 | 0 | 0 | 0 | 0 | 0 | 0 | 0 | 0 | 0 | 0 | 0 | 0 | 0 | 0 | 0 | 0 | 0
SaEC | Apparel | 9.3207 | 9.5462 | 9.7443 | 9.4649 | 10.3021 | 11.8386 | 11.6198 | 15.8326 | 12.4107 | 16.0876 | 15.1997 | 3.1064 | 10.7672 | 9.7522 | 10.7845 | 2.6491 | 6.053 | 5.8138 | 5.9566 | 6.2179 | 5.0403 | 8.649 | 6.0555 | 4.6912 | 2.9285 | 1.4622 | 1.489 | 3.3501 | 3.8369 | 3.9607 | 4.0094 | 4.0574 | 4.1048 | 4.1516 | 4.1979 | 4.2438 | 4.2893 | 4.3343 | 4.3789 | 4.4233 | 4.4673 | 4.5109 | 4.5543 | 4.5975 | 4.6404 | 4.683 | 4.7255 | 4.7677 | 4.8097 | 4.8516
SaEC | Lumber | 507.317 | 581.7515 | 622.1371 | 688.1653 | 612.7727 | 576.3963 | 484.5515 | 506.4738 | 432.9834 | 480.1327 | 453.5557 | 161.4441 | 481.2104 | 479.8421 | 491.6496 | 198.3167 | 398.5467 | 317.3056 | 309.2692 | 311.19 | 252.0091 | 432.8399 | 302.6494 | 234.3367 | 146.1535 | 72.9865 | 74.3365 | 136.7687 | 170.181 | 172.1803 | 170.9128 | 169.6824 | 168.4882 | 167.3292 | 166.2045 | 165.1131 | 164.0288 | 161.7651 | 159.636 | 157.6298 | 155.7359 | 153.9446 | 152.2473 | 150.6361 | 149.104 | 147.6446 | 146.2522 | 144.9218 | 143.6487 | 142.4289
SaEC | Furniture | 9.2397 | 12.3322 | 11.3249 | 15.7377 | 15.7105 | 16.5119 | 18.9278 | 23.6511 | 23.4585 | 24.8576 | 23.2068 | 10.5704 | 35.1988 | 33.305 | 36.3987 | 12.6341 | 23.4152 | 21.8416 | 21.2583 | 21.2576 | 17.403 | 30.2388 | 20.6995 | 16.2841 | 9.4064 | 4.6982 | 4.8033 | 8.7956 | 8.3207 | 8.652 | 8.8212 | 8.9902 | 9.1589 | 9.3274 | 9.4958 | 9.664 | 9.8322 | 10.0004 | 10.1686 | 10.3368 | 10.5051 | 10.6509 | 10.7785 | 10.9107 | 11.0471 | 11.1873 | 11.3309 | 11.4775 | 11.6269 | 11.7788
SaEC | Paper | 248.1205 | 242.0257 | 279.2496 | 251.7792 | 279.3981 | 309.4613 | 242.4177 | 246.6472 | 251.5051 | 270.0438 | 235.604 | 86.2619 | 254.5908 | 244.9377 | 265.3311 | 116.4165 | 233.6553 | 178.9823 | 177.5022 | 180.6227 | 147.7646 | 257.1246 | 175.9465 | 138.488 | 79.8026 | 39.8638 | 0 | 0 | 0 | 0 | 0 | 0 | 0 | 0 | 0 | 0 | 0 | 0 | 0 | 0 | 0 | 0 | 0 | 0 | 0 | 0 | 0 | 0 | 0 | 0
SaEC | Printing | 64.4105 | 65.5114 | 68.5289 | 63.0914 | 68.5045 | 62.7626 | 61.0826 | 62.7856 | 57.8922 | 66.1426 | 63.7299 | 16.5444 | 55.2482 | 53.2172 | 57.9095 | 20.9125 | 43.9219 | 41.5567 | 41.4025 | 42.7006 | 34.3603 | 61.1663 | 42.188 | 33.0721 | 19.1384 | 9.5833 | 9.8109 | 17.0461 | 17.438 | 17.805 | 17.8315 | 17.8565 | 17.8801 | 17.9025 | 17.9238 | 17.9443 | 17.9641 | 17.9832 | 18.0018 | 18.0199 | 18.0378 | 18.0553 | 18.0726 | 18.0898 | 18.1068 | 18.1238 | 18.1407 | 18.1576 | 18.1745 | 18.1915
SaEC | Chemicals | 121.6068 | 113.3689 | 155.0717 | 119.4424 | 134.0165 | 134.7434 | 113.5877 | 122.9423 | 137.7447 | 129.7614 | 128.328 | 49.5703 | 157.8707 | 159.263 | 169.3755 | 63.892 | 120.3429 | 114.4314 | 113.3 | 115.3489 | 92.4602 | 165.1105 | 113.5555 | 89.0523 | 51.168 | 25.6822 | 26.2879 | 83.7467 | 109.0413 | 117.5386 | 123.8834 | 130.1938 | 136.4707 | 142.7148 | 148.9272 | 155.1087 | 161.151 | 166.7885 | 172.4196 | 178.0425 | 183.656 | 189.2591 | 194.851 | 200.431 | 205.9988 | 211.5538 | 217.0956 | 222.624 | 228.1385 | 233.639
SaEC | Petroleum Products | 424.8477 | 440.5041 | 379.1593 | 414.4935 | 428.913 | 525.0595 | 518.0234 | 507.3236 | 534.6192 | 494.9504 | 481.5552 | 181.7112 | 588.3577 | 557.8179 | 687.7781 | 273.1985 | 517.9324 | 501.2741 | 500.8866 | 516.1538 | 412.1231 | 735.2258 | 504.3654 | 390.2275 | 218.5611 | 109.747 | 112.4327 | 296.0069 | 333.9658 | 338.9633 | 337.7878 | 336.9097 | 336.3138 | 335.9846 | 335.907 | 336.0658 | 336.4464 | 337.0346 | 337.8168 | 338.7799 | 339.9117 | 341.2003 | 342.6345 | 344.2041 | 345.899 | 347.7103 | 349.6292 | 351.6476 | 353.7581 | 355.9537
SaEC | Rubber | 16.1974 | 18.9981 | 16.1377 | 10.4651 | 11.2683 | 10.6778 | 28.2677 | 32.3289 | 42.4724 | 48.4704 | 47.9383 | 19.183 | 62.7773 | 64.2034 | 68.508 | 26.7911 | 51.3537 | 49.0919 | 49.7783 | 51.5074 | 39.8424 | 71.0921 | 50.7551 | 40.2451 | 18.124 | 9.1261 | 9.3098 | 24.0559 | 25.4456 | 27.3876 | 28.6181 | 29.8396 | 31.0733 | 32.3179 | 33.5723 | 34.8353 | 36.1059 | 37.3832 | 38.6664 | 39.9548 | 41.2477 | 42.5447 | 43.8451 | 45.1485 | 46.4545 | 47.7627 | 49.0728 | 50.3845 | 51.6974 | 53.0114
SaEC | Leather | 1.9788 | 1.6201 | 2.0723 | 0.4191 | 0.4178 | 1.2827 | 1.6201 | 2.4964 | 2.1165 | 2.7946 | 2.5349 | 1.0264 | 3.179 | 2.8482 | 3.3266 | 1.1609 | 1.8808 | 1.6685 | 1.5781 | 1.8383 | 1.4199 | 2.5357 | 1.8089 | 1.4317 | 0.636 | 0.3201 | 0.3267 | 1.3315 | 1.7953 | 1.8326 | 1.8355 | 1.839 | 1.8431 | 1.8478 | 1.8531 | 1.8589 | 1.8653 | 1.8721 | 1.8795 | 1.8874 | 1.8956 | 1.9044 | 1.9135 | 1.923 | 1.9328 | 1.9429 | 1.9534 | 1.9641 | 1.9751 | 1.9863
SaEC | Stone, Clay, etc. | 316.5199 | 347.0243 | 303.7454 | 324.7375 | 316.6914 | 323.6371 | 311.4189 | 293.3975 | 319.4749 | 329.2592 | 314.6507 | 114.6882 | 370.9237 | 368.7342 | 391.9504 | 155.0521 | 315.9177 | 302.7867 | 298.2013 | 299.3309 | 231.1777 | 412.9341 | 294.2801 | 232.8783 | 103.4514 | 51.9797 | 53.0579 | 125.1037 | 161.967 | 165.7995 | 165.945 | 165.8944 | 165.9971 | 166.2414 | 166.6164 | 167.1119 | 167.7184 | 168.4274 | 169.2306 | 170.1208 | 171.0912 | 172.1356 | 173.2483 | 174.4239 | 175.6577 | 176.9453 | 178.2824 | 179.6655 | 181.0909 | 182.5556
SaEC | Aluminum | 1939.565 | 1934.082 | 1970.576 | 1961.013 | 1957.653 | 1980.401 | 1954.485 | 1439.274 | 1396.55 | 1761.978 | 2089.935 | 1750.659 | 2075.887 | 2336.04 | 2109.176 | 66.8107 | 916.8437 | 602.4607 | 384.396 | 364.4287 | 386.1665 | 789.408 | 859.6951 | 182.4736 | 2.5321 | 1.5824 | 3.1653 | 2.2157 | 3.1653 | 3.1653 | 3.1653 | 3.1653 | 381.735 | 416.3951 | 416.3951 | 416.3951 | 416.3951 | 416.3951 | 416.3951 | 416.3951 | 416.3951 | 416.3951 | 416.3951 | 416.3951 | 416.3951 | 416.3951 | 416.3951 | 416.3951 | 416.3951 | 416.3951
SaEC | Other Primary Metals | 59.0207 | 58.87 | 60.0771 | 59.3904 | 58.714 | 60.1762 | 59.0949 | 43.2483 | 41.3681 | 51.9143 | 61.7567 | 53.463 | 60.9001 | 68.9576 | 62.3199 | 527.3626 | 176.704 | 317.7275 | 393.6484 | 378.7895 | 301.265 | 546.0536 | 389.9625 | 321.4961 | 145.888 | 73.3635 | 75.0145 | 244.1713 | 287.6601 | 293.2496 | 293.2523 | 293.2507 | 293.243 | 293.2277 | 293.2043 | 293.1722 | 293.1318 | 293.0834 | 293.0272 | 292.9641 | 292.8947 | 292.8197 | 292.74 | 292.6564 | 292.5696 | 292.4806 | 292.3898 | 292.2982 | 292.2064 | 292.1149
SaEC | Fabricated Metals | 56.463 | 44.0452 | 48.6956 | 60.0937 | 64.4265 | 62.6233 | 54.8674 | 56.1123 | 54.1068 | 58.6002 | 57.3203 | 27.6618 | 90.2294 | 90.5174 | 96.8738 | 33.7111 | 65.9552 | 62.3475 | 60.6331 | 60.2993 | 48.8335 | 85.9202 | 60.2138 | 47.6505 | 25.9306 | 13.0766 | 13.3945 | 39.9203 | 49.788 | 53.6933 | 56.6712 | 59.6852 | 62.7324 | 65.8106 | 68.9176 | 72.0515 | 75.2106 | 78.3934 | 81.5984 | 84.8243 | 88.0699 | 91.334 | 94.6155 | 97.9135 | 101.227 | 104.555 | 107.8968 | 111.2514 | 114.6181 | 117.9963
SaEC | Machines & Computer | 35.1879 | 35.2235 | 35.9596 | 44.7946 | 53.866 | 44.0029 | 38.8156 | 46.7415 | 50.5039 | 74.1473 | 70.3207 | 17.4913 | 57.0912 | 53.4536 | 56.9344 | 19.8644 | 40.1589 | 38.1083 | 37.9042 | 37.5907 | 30.3191 | 53.3254 | 37.2977 | 29.495 | 15.824 | 7.9587 | 8.1495 | 29.7697 | 36.3831 | 36.5481 | 36.0289 | 35.5304 | 35.0511 | 34.5898 | 34.1454 | 33.7168 | 33.3029 | 32.9029 | 32.516 | 32.1412 | 31.7779 | 31.4254 | 31.0829 | 30.7498 | 30.4255 | 30.1094 | 29.801 | 29.4997 | 29.205 | 28.9164
SaEC | Electric Equipment | 14.4644 | 12.7572 | 16.8051 | 24.6537 | 16.951 | 19.0885 | 10.2677 | 9.7765 | 8.6005 | 7.6896 | 7.2655 | 2.5819 | 8.2755 | 7.2019 | 8.1848 | 2.767 | 6.0033 | 5.2886 | 5.4991 | 5.4906 | 4.4217 | 7.7953 | 5.4484 | 4.3105 | 2.2973 | 1.1545 | 1.1817 | 2.44 | 2.469 | 2.7734 | 3.0188 | 3.2541 | 3.3547 | 3.4311 | 3.5173 | 3.6121 | 3.7141 | 3.8225 | 3.9365 | 4.0554 | 4.1785 | 4.3055 | 4.4359 | 4.5694 | 4.7057 | 4.8445 | 4.9855 | 5.1287 | 5.2738 | 5.4206
SaEC | Transport Equipment | 10.8516 | 11.1135 | 13.8676 | 20.8355 | 21.6186 | 20.8284 | 21.3606 | 28.9727 | 32.613 | 36.8318 | 35.4762 | 14.9761 | 50.1162 | 48.494 | 53.4459 | 21.4949 | 45.5072 | 43.1512 | 42.9594 | 43.9383 | 35.3708 | 62.3912 | 43.576 | 34.4873 | 18.3575 | 9.2255 | 9.4432 | 41.6791 | 57.1097 | 58.0614 | 57.9161 | 57.7829 | 57.6616 | 57.5522 | 57.4547 | 57.3689 | 57.2946 | 57.2317 | 57.1798 | 57.1387 | 57.108 | 57.0874 | 57.0764 | 57.0747 | 57.0819 | 57.0973 | 57.1207 | 57.1516 | 57.1895 | 57.234
SaEC | Other Manufacturing | 14.4888 | 16.0752 | 23.1514 | 25.1506 | 29.3235 | 28.2753 | 35.8336 | 37.0892 | 36.7209 | 42.6886 | 39.9161 | 19.423 | 63.3302 | 61.2815 | 65.843 | 24.9522 | 46.1624 | 44.358 | 44.4082 | 46.1927 | 37.0742 | 65.5512 | 45.8329 | 36.3824 | 19.2556 | 9.6696 | 9.8898 | 28.6893 | 32.6114 | 35.6551 | 38.0863 | 40.5363 | 43.0035 | 45.4866 | 47.9844 | 50.4957 | 53.0198 | 55.5557 | 58.1027 | 60.6601 | 63.2271 | 65.8033 | 68.388 | 70.9807 | 73.5809 | 76.1881 | 78.802 | 81.422 | 84.0477 | 86.6789
SaEC | Data Centers | 0 | 0 | 0 | 0 | 0 | 0 | 0 | 0 | 0 | 0 | 0 | 0 | 0 | 0 | 0 | 0 | 0 | 0 | 0 | 0 | 0 | 0 | 0 | 0 | 0 | 0 | 0 | 0 | 0 | 0 | 0 | 0 | 0 | 0 | 0 | 0 | 0 | 0 | 0 | 0 | 0 | 0 | 0 | 0 | 0 | 0 | 0 | 0 | 0 | 0
SaEC | Agriculture | 86.224 | 93.592 | 97.858 | 96.307 | 101.348 | 53.422 | 108.632 | 62.037 | 143.489 | 93.113 | 79.804 | 66.313 | 56.239 | 60.532 | 174.621 | 204.8629 | 201.498 | 191.6889 | 184.4709 | 156.9409 | 174.7708 | 178.4497 | 181.828 | 178.5018 | 153.5413 | 90.43 | 117.649 | 93.2115 | 91.0746 | 93.9424 | 95.0519 | 96.1711 | 97.2998 | 98.4377 | 99.5846 | 100.4309 | 101.2872 | 102.1778 | 103.0997 | 104.0496 | 105.025 | 106.0234 | 107.0428 | 108.081 | 109.1365 | 110.2078 | 111.2935 | 112.3923 | 113.5033 | 114.6255
SaEC | Passenger | 0 | 0 | 0 | 0 | 0 | 0 | 0 | 0 | 0 | 0 | 0 | 0 | 0 | 0 | 0 | 0 | 0 | 0 | 0 | 0 | 0 | 0 | 0 | 0 | 0 | 0 | 0 | 0 | 6.9445 | 10.914 | 17.272 | 25.7635 | 36.04 | 47.8635 | 61.0725 | 75.4715 | 90.7885 | 106.8365 | 123.488 | 140.794 | 158.6355 | 176.018 | 192.763 | 208.7005 | 223.7115 | 241.791 | 252.824 | 261.902 | 270.742 | 276.4625
SaEC | Freight | 0 | 0 | 0 | 0 | 0 | 0 | 0 | 0 | 0 | 0 | 0 | 0 | 0 | 0 | 0 | 0 | 0 | 0 | 0 | 0 | 0 | 0 | 0 | 0 | 0 | 0 | 0 | 0 | 0 | 0 | 0 | 0 | 0 | 0 | 0 | 0 | 0 | 0 | 0 | 0 | 0 | 0 | 0 | 0 | 0 | 0 | 0 | 0 | 0 | 0
SaEC | Air Passenger | 0 | 0 | 0 | 0 | 0 | 0 | 0 | 0 | 0 | 0 | 0 | 0 | 0 | 0 | 0 | 0 | 0 | 0 | 0 | 0 | 0 | 0 | 0 | 0 | 0 | 0 | 0 | 0 | 0 | 0 | 0 | 0 | 0 | 0 | 0 | 0 | 0 | 0 | 0 | 0 | 0 | 0 | 0 | 0 | 0 | 0 | 0 | 0 | 0 | 0
SaEC | Air Freight | 0 | 0 | 0 | 0 | 0 | 0 | 0 | 0 | 0 | 0 | 0 | 0 | 0 | 0 | 0 | 0 | 0 | 0 | 0 | 0 | 0 | 0 | 0 | 0 | 0 | 0 | 0 | 0 | 0 | 0 | 0 | 0 | 0 | 0 | 0 | 0 | 0 | 0 | 0 | 0 | 0 | 0 | 0 | 0 | 0 | 0 | 0 | 0 | 0 | 0
SaEC | Off Road | 0 | 0 | 0 | 0 | 0 | 0 | 0 | 0 | 0 | 0 | 0 | 0 | 0 | 0 | 0 | 0 | 0 | 0 | 0 | 0 | 0 | 0 | 0 | 0 | 0 | 0 | 0 | 0 | 0 | 0 | 0 | 0 | 0 | 0 | 0 | 0 | 0 | 0 | 0 | 0 | 0 | 0 | 0 | 0 | 0 | 0 | 0 | 0 | 0 | 0
SaEC | Miscellaneous | 0 | 0 | 0 | 0 | 0 | 0 | 0 | 0 | 0 | 0 | 0 | 0 | 0 | 0 | 0 | 0 | 0 | 0 | 0 | 0 | 0 | 0 | 0 | 0 | 0 | 0 | 0 | 0 | 0 | 0 | 0 | 0 | 0 | 0 | 0 | 0 | 0 | 0 | 0 | 0 | 0 | 0 | 0 | 0 | 0 | 0 | 0 | 0 | 0 | 0
SaEC | Streetlighting | 164.7536 | 161.6469 | 159.0621 | 155.9872 | 145.0004 | 149.4836 | 151.9206 | 149.3008 | 150.2127 | 156.8771 | 155.893 | 155.1095 | 153.0925 | 155.0188 | 177.3535 | 177.1735 | 175.8884 | 174.7574 | 173.4208 | 175.6827 | 174.1148 | 172.5726 | 170.9276 | 171.7501 | 172.4698 | 173.1638 | 174.012 | 174.8088 | 175.5799 | 176.2996 | 176.9679 | 177.5848 | 178.1503 | 178.7157 | 179.2298 | 179.7439 | 180.2322 | 180.6692 | 181.1319 | 181.5174 | 181.903 | 182.2885 | 182.6227 | 182.9568 | 183.2652 | 183.6508 | 183.9849 | 184.3191 | 184.6532 | 185.0131
SaEC | Electric Power Generation | 0 | 0 | 0 | 0 | 0 | 0 | 0 | 0 | 0 | 0 | 0 | 0 | 0 | 0 | 0 | 0 | 0 | 0 | 0 | 0 | 0 | 0 | 0 | 0 | 0 | 0 | 0 | 0 | 0 | 0 | 0 | 0 | 0 | 0 | 0 | 0 | 0 | 0 | 0 | 0 | 0 | 0 | 0 | 0 | 0 | 0 | 0 | 0 | 0 | 0
SaEC | Solid Waste | 0 | 0 | 0 | 0 | 0 | 0 | 0 | 0 | 0 | 0 | 0 | 0 | 0 | 0 | 0 | 0 | 0 | 0 | 0 | 0 | 0 | 0 | 0 | 0 | 0 | 0 | 0 | 0 | 0 | 0 | 0 | 0 | 0 | 0 | 0 | 0 | 0 | 0 | 0 | 0 | 0 | 0 | 0 | 0 | 0 | 0 | 0 | 0 | 0 | 0
SaEC | Waste Water | 0 | 0 | 0 | 0 | 0 | 0 | 0 | 0 | 0 | 0 | 0 | 0 | 0 | 0 | 0 | 0 | 0 | 0 | 0 | 0 | 0 | 0 | 0 | 0 | 0 | 0 | 0 | 0 | 0 | 0 | 0 | 0 | 0 | 0 | 0 | 0 | 0 | 0 | 0 | 0 | 0 | 0 | 0 | 0 | 0 | 0 | 0 | 0 | 0 | 0
SaEC | Incineration | 0 | 0 | 0 | 0 | 0 | 0 | 0 | 0 | 0 | 0 | 0 | 0 | 0 | 0 | 0 | 0 | 0 | 0 | 0 | 0 | 0 | 0 | 0 | 0 | 0 | 0 | 0 | 0 | 0 | 0 | 0 | 0 | 0 | 0 | 0 | 0 | 0 | 0 | 0 | 0 | 0 | 0 | 0 | 0 | 0 | 0 | 0 | 0 | 0 | 0
SaEC | Land Use | 0 | 0 | 0 | 0 | 0 | 0 | 0 | 0 | 0 | 0 | 0 | 0 | 0 | 0 | 0 | 0 | 0 | 0 | 0 | 0 | 0 | 0 | 0 | 0 | 0 | 0 | 0 | 0 | 0 | 0 | 0 | 0 | 0 | 0 | 0 | 0 | 0 | 0 | 0 | 0 | 0 | 0 | 0 | 0 | 0 | 0 | 0 | 0 | 0 | 0
XSales | SL&PF | 164.7536 | 161.6469 | 159.0621 | 155.9872 | 145.0004 | 149.4836 | 151.9206 | 149.3008 | 150.2127 | 156.8771 | 155.893 | 155.1095 | 153.0925 | 155.0188 | 177.3535 | 177.1735 | 175.8884 | 174.7574 | 173.4208 | 175.6827 | 174.1148 | 172.5726 | 170.9276 | 171.7501 | 172.4698 | 173.1638 | 174.012 | 174.8088 | 175.5799 | 176.2996 | 176.9679 | 177.5848 | 178.1503 | 178.7157 | 179.2298 | 179.7439 | 180.2322 | 180.6692 | 181.1319 | 181.5174 | 181.903 | 182.2885 | 182.6227 | 182.9568 | 183.2652 | 183.6508 | 183.9849 | 184.3191 | 184.6532 | 185.0131

## Price-Effect Load -Idaho
go back | Peak and Minimum loads were allocated to states based on states share of regional electricity sales.
April run | It should be noted that 1986-2012 data reflect actual temperature condition in the region, whereas 2013-2035 forecast reflect a normal temperature.
Sept Solar | It should also be noted that estimated Peak and Minimum figures shown here represent contribution of the state's load to the Northwest system peak.
The issue of coincident is important to keep in mind, because it is possible that a given state's peak load does not occur at the same time that system is peaking.
Solar Cogeneration data shows reflect contribution to reduction in system peak, energy, and minimum load generated from Roof-top solar units.
BaseCase | is the scenario name.
Engine | is the model name.
This is the Electricity Review (including Western Montana portion of loads) for Idaho
Year |  | 1986 | 1987 | 1988 | 1989 | 1990 | 1991 | 1992 | 1993 | 1994 | 1995 | 1996 | 1997 | 1998 | 1999 | 2000 | 2001 | 2002 | 2003 | 2004 | 2005 | 2006 | 2007 | 2008 | 2009 | 2010 | 2011 | 2012 | 2013 | 2014 | 2015 | 2016 | 2017 | 2018 | 2019 | 2020 | 2021 | 2022 | 2023 | 2024 | 2025 | 2026 | 2027 | 2028 | 2029 | 2030 | 2031 | 2032 | 2033 | 2034 | 2035
Idaho Average Day Loads (MWa) |  | 1986 | 1987 | 1988 | 1989 | 1990 | 1991 | 1992 | 1993 | 1994 | 1995 | 1996 | 1997 | 1998 | 1999 | 2000 | 2001 | 2002 | 2003 | 2004 | 2005 | 2006 | 2007 | 2008 | 2009 | 2010 | 2011 | 2012 | 2013 | 2014 | 2015 | 2016 | 2017 | 2018 | 2019 | 2020 | 2021 | 2022 | 2023 | 2024 | 2025 | 2026 | 2027 | 2028 | 2029 | 2030 | 2031 | 2032 | 2033 | 2034 | 2035
LDCClass | Annual | 2062.023 | 2108.757 | 2223.863 | 2329.587 | 2318.953 | 2318.677 | 2448.124 | 2408.471 | 2560.689 | 2543.956 | 2818.381 | 2838.169 | 2771.837 | 2830.844 | 2845.919 | 2680.511 | 2757.081 | 2782.65 | 2836.495 | 2833.865 | 2828.516 | 2907.513 | 2983.069 | 2805.384 | 2760.215 | 2814.165 | 2759.698 | 2471.147 | 2480.172 | 2510.515 | 2519.517 | 2525.872 | 2533.891 | 2544.76 | 2553.018 | 2565.515 | 2582.231 | 2599.407 | 2618.699 | 2641.238 | 2666.88 | 2693.133 | 2720.117 | 2748.408 | 2777.844 | 2806.144 | 2838.076 | 2866.345 | 2895.155 | 2925.187
LDCClass | January | 2180.54 | 2189.445 | 2306.052 | 2464.286 | 2405.402 | 2473.725 | 2512.964 | 2757.188 | 2708.283 | 2858.975 | 3167.165 | 3176.717 | 3139.949 | 3227.946 | 3217.59 | 2943.322 | 3058.653 | 3087.449 | 3200.142 | 3349.424 | 3017.093 | 3086.803 | 3228.929 | 3048.527 | 3031.133 | 3085.249 | 2928.059 | 2707.598 | 2747.75 | 2785.959 | 2799.567 | 2810.302 | 2822.55 | 2837.626 | 2849.426 | 2866.426 | 2888.089 | 2909.951 | 2934.082 | 2961.792 | 2993.138 | 3024.862 | 3057.149 | 3090.749 | 3125.555 | 3158.82 | 3195.971 | 3228.825 | 3262.183 | 3296.698
LDCClass | February | 2124.776 | 2136.414 | 2248.946 | 2400.889 | 2344.467 | 2409.117 | 2450.917 | 2663.403 | 2622.585 | 2773.903 | 3076.152 | 3086.982 | 3051.923 | 3133.449 | 3117.127 | 2836.592 | 2937.719 | 2984.656 | 3088.48 | 3231.506 | 2816.746 | 2854.554 | 2970.705 | 2796.587 | 2797.073 | 2846.003 | 2709.044 | 2483.228 | 2514.783 | 2550.919 | 2562.865 | 2571.64 | 2581.834 | 2594.249 | 2603.489 | 2617.349 | 2635.7 | 2654.345 | 2675.151 | 2699.353 | 2726.91 | 2754.886 | 2783.444 | 2813.3 | 2844.28 | 2873.751 | 2907.097 | 2936.219 | 2965.843 | 2996.594
LDCClass | March | 2017.012 | 2035.032 | 2143.3 | 2280.758 | 2240.264 | 2288.353 | 2345.223 | 2501.02 | 2492.887 | 2626.145 | 2916.615 | 2929.105 | 2897.895 | 2973.133 | 2962.416 | 2688.255 | 2778.155 | 2815.627 | 2902.408 | 3030.806 | 2694.882 | 2715.531 | 2818.037 | 2650.153 | 2652.801 | 2699.84 | 2577.173 | 2353.971 | 2383.595 | 2420.336 | 2431.563 | 2439.03 | 2447.753 | 2458.219 | 2465.484 | 2476.711 | 2492.309 | 2508.276 | 2526.409 | 2547.883 | 2572.547 | 2597.754 | 2623.633 | 2650.805 | 2679.097 | 2705.888 | 2736.524 | 2763.041 | 2790.05 | 2818.168
LDCClass | April | 1897.536 | 1934.067 | 2037.75 | 2150.031 | 2126.836 | 2142.284 | 2240.816 | 2282.052 | 2349.429 | 2400.989 | 2662.345 | 2678.31 | 2621.66 | 2691.865 | 2689.44 | 2486.019 | 2561.818 | 2583.129 | 2651.585 | 2700.475 | 2632.075 | 2652.099 | 2743.46 | 2575.619 | 2558.448 | 2605.249 | 2527.33 | 2274.682 | 2293.012 | 2327.887 | 2336.135 | 2341.284 | 2347.831 | 2355.411 | 2360.357 | 2369.065 | 2381.797 | 2395.042 | 2410.344 | 2428.681 | 2449.988 | 2471.896 | 2494.497 | 2518.304 | 2543.165 | 2566.799 | 2593.914 | 2617.513 | 2641.62 | 2666.743
LDCClass | May | 1962.013 | 2043.242 | 2150.091 | 2224.205 | 2235.76 | 2187.582 | 2390.808 | 2180.615 | 2429.716 | 2313.057 | 2547.613 | 2574.881 | 2458.77 | 2527.457 | 2545.956 | 2466.798 | 2524.983 | 2524.942 | 2560.426 | 2447.979 | 2749.79 | 2834.625 | 2899.636 | 2710.863 | 2649.683 | 2699.685 | 2712.304 | 2362.667 | 2361.174 | 2393.446 | 2399.999 | 2404.069 | 2409.708 | 2417.156 | 2422.536 | 2431.308 | 2443.876 | 2457.008 | 2472.06 | 2490.07 | 2510.721 | 2532.023 | 2554.054 | 2577.332 | 2601.665 | 2625.101 | 2651.807 | 2675.372 | 2699.476 | 2724.746
LDCClass | June | 2119.077 | 2222.76 | 2336.619 | 2400.864 | 2424.426 | 2348.38 | 2604.071 | 2286.086 | 2619 | 2424.822 | 2662.198 | 2694.571 | 2544.857 | 2618.788 | 2647.745 | 2617.713 | 2675.374 | 2661.741 | 2688.11 | 2505.055 | 2755.699 | 2908.802 | 2955.758 | 2754.937 | 2684.473 | 2735.806 | 2797.501 | 2389.409 | 2375.066 | 2403.621 | 2409.107 | 2412.439 | 2417.576 | 2426.33 | 2433.12 | 2443.244 | 2457.125 | 2471.591 | 2487.987 | 2507.28 | 2529.177 | 2551.799 | 2575.229 | 2599.907 | 2625.649 | 2650.65 | 2678.927 | 2704.163 | 2729.952 | 2756.987
LDCClass | July | 2239.639 | 2323.288 | 2463.645 | 2514.141 | 2568.413 | 2488.263 | 2731.079 | 2327.578 | 2803.416 | 2520.802 | 2792.334 | 2824.253 | 2732.481 | 2731.824 | 2807.125 | 2804.858 | 2852.083 | 2884.631 | 2856.568 | 2640.535 | 2992.733 | 3111.09 | 3101.189 | 2922.107 | 2787.576 | 2867.681 | 2927.031 | 2547.072 | 2511.589 | 2528.724 | 2535.846 | 2540.731 | 2547.371 | 2557.468 | 2565.368 | 2576.643 | 2591.842 | 2607.667 | 2625.557 | 2646.514 | 2670.381 | 2695.13 | 2720.848 | 2747.922 | 2776.223 | 2803.857 | 2834.932 | 2862.894 | 2891.451 | 2921.427
LDCClass | August | 2155.573 | 2236.232 | 2371.302 | 2424.607 | 2476.051 | 2401.414 | 2631.32 | 2260.716 | 2702.286 | 2450.953 | 2720.517 | 2751.985 | 2667.555 | 2669.11 | 2735.698 | 2712.581 | 2755.816 | 2797.102 | 2775.083 | 2584.057 | 2993.338 | 3107.699 | 3105.195 | 2927.502 | 2805.155 | 2882.83 | 2929.502 | 2554.535 | 2521.94 | 2541.08 | 2546.878 | 2550.722 | 2556.51 | 2565.862 | 2573.212 | 2584.025 | 2598.838 | 2614.367 | 2632.041 | 2652.833 | 2676.594 | 2701.279 | 2726.959 | 2754.014 | 2782.332 | 2810.07 | 2841.237 | 2869.419 | 2898.241 | 2928.49
LDCClass | September | 1917.508 | 1975.211 | 2090.73 | 2162.656 | 2188.962 | 2153.989 | 2316.083 | 2120.349 | 2397.315 | 2290.675 | 2550.882 | 2574.79 | 2521.224 | 2542.113 | 2580.803 | 2464.72 | 2513.713 | 2552.749 | 2559.855 | 2490.218 | 2750.492 | 2847.65 | 2881.145 | 2712.538 | 2648.635 | 2700.755 | 2688.961 | 2381.893 | 2374.693 | 2399.741 | 2405.724 | 2409.533 | 2415.365 | 2425.243 | 2433.021 | 2445.213 | 2461.517 | 2478.458 | 2497.517 | 2519.789 | 2544.993 | 2570.952 | 2597.759 | 2625.928 | 2655.262 | 2683.717 | 2715.715 | 2744.397 | 2773.676 | 2804.277
LDCClass | October | 1862.829 | 1911.447 | 2013.909 | 2112.901 | 2103.39 | 2102.605 | 2221.699 | 2193.816 | 2313.728 | 2333.326 | 2596.991 | 2616.47 | 2561.814 | 2620.762 | 2624.932 | 2430.478 | 2493.082 | 2526.314 | 2578.478 | 2602.897 | 2740.614 | 2824.945 | 2901.792 | 2725.487 | 2702.262 | 2745.566 | 2682.15 | 2410.322 | 2423.481 | 2453.624 | 2462.162 | 2468.143 | 2475.978 | 2487.371 | 2496.27 | 2509.915 | 2527.851 | 2546.286 | 2566.838 | 2590.712 | 2617.595 | 2645.057 | 2673.23 | 2702.759 | 2733.384 | 2762.848 | 2796.023 | 2825.457 | 2855.448 | 2886.684
LDCClass | November | 2008.984 | 2033.409 | 2140.723 | 2272.999 | 2233.773 | 2274.803 | 2344.004 | 2476.274 | 2487.375 | 2594.416 | 2878.056 | 2891.522 | 2849.28 | 2927.223 | 2921.192 | 2672.059 | 2764.174 | 2790.586 | 2876.824 | 2982.896 | 2832.291 | 2909.645 | 3021.231 | 2847.39 | 2833.608 | 2878.467 | 2760.376 | 2527.011 | 2555.512 | 2588.5 | 2598.36 | 2605.548 | 2614.556 | 2626.931 | 2636.403 | 2651.063 | 2670.307 | 2689.891 | 2711.675 | 2736.992 | 2765.605 | 2794.703 | 2824.437 | 2855.531 | 2887.758 | 2918.594 | 2953.347 | 2983.933 | 3015.042 | 3047.395
LDCClass | December | 2255.028 | 2258.513 | 2376.371 | 2542.9 | 2472.42 | 2550.902 | 2579.498 | 2862.099 | 2795.669 | 2946.658 | 3257.876 | 3265.954 | 3223.991 | 3318.217 | 3309.691 | 3042.304 | 3170.332 | 3184.923 | 3305.992 | 3457.83 | 2954.22 | 3021.532 | 3157.889 | 2981.362 | 2965.114 | 3015.079 | 2863.503 | 2652.491 | 2692.42 | 2725.855 | 2739.594 | 2750.654 | 2763.319 | 2778.914 | 2791.146 | 2808.826 | 2831.144 | 2853.615 | 2878.347 | 2906.58 | 2938.53 | 2970.871 | 3003.759 | 3037.921 | 3073.298 | 3107.11 | 3144.86 | 3178.267 | 3212.163 | 3247.222
Idaho Peak Day Loads (MW) |  | 1986 | 1987 | 1988 | 1989 | 1990 | 1991 | 1992 | 1993 | 1994 | 1995 | 1996 | 1997 | 1998 | 1999 | 2000 | 2001 | 2002 | 2003 | 2004 | 2005 | 2006 | 2007 | 2008 | 2009 | 2010 | 2011 | 2012 | 2013 | 2014 | 2015 | 2016 | 2017 | 2018 | 2019 | 2020 | 2021 | 2022 | 2023 | 2024 | 2025 | 2026 | 2027 | 2028 | 2029 | 2030 | 2031 | 2032 | 2033 | 2034 | 2035
LDCClass | Annual | 3182.96 | 3252.01 | 3423 | 3584.24 | 3565.95 | 3574.31 | 3764.97 | 3707.86 | 3937.37 | 3886.28 | 4737.63 | 4451 | 4631.98 | 3955.6 | 4106.22 | 4242.87 | 4051.61 | 4148.549 | 4693.75 | 4547.06 | 4338.27 | 4549.7 | 4772.41 | 4801.621 | 4417.53 | 4280.36 | 4008.4 | 3715.37 | 3773.489 | 3828.126 | 3847.573 | 3862.479 | 3878.815 | 3896.337 | 3908.696 | 3927.837 | 3952.813 | 3977.722 | 4005.653 | 4037.928 | 4075.442 | 4113.652 | 4152.677 | 4193.39 | 4236.15 | 4278.401 | 4325.12 | 4366.553 | 4408.654 | 4452.974
LDCClass | January | 3182.96 | 3252.01 | 3423 | 3584.24 | 3565.95 | 3574.31 | 3764.97 | 3707.86 | 3937.37 | 3886.28 | 4714.28 | 4451 | 4131.71 | 3910.97 | 4048.44 | 4242.87 | 4051.61 | 3927.83 | 4693.75 | 4330.48 | 3823.45 | 4549.7 | 4636.84 | 4251.19 | 3845.31 | 4280.36 | 4008.4 | 3715.37 | 3773.489 | 3828.126 | 3847.573 | 3862.479 | 3878.815 | 3896.337 | 3908.696 | 3927.837 | 3952.813 | 3977.722 | 4005.653 | 4037.928 | 4075.442 | 4113.652 | 4152.677 | 4193.39 | 4236.15 | 4278.401 | 4325.12 | 4366.553 | 4408.654 | 4452.974
LDCClass | February | 3170.56 | 3239.34 | 3409.67 | 3570.28 | 3552.07 | 3560.39 | 3750.31 | 3693.41 | 3922.04 | 3871.14 | 4737.63 | 4162.08 | 3720.54 | 3954.57 | 3853.24 | 4177.57 | 3856.06 | 4148.549 | 4023.41 | 4109.94 | 4242.6 | 4254.99 | 4097.7 | 3931.29 | 3793.67 | 4233.06 | 3803.59 | 3497.957 | 3545.35 | 3594.131 | 3611.216 | 3623.635 | 3637.58 | 3653.799 | 3664.987 | 3682.568 | 3706.079 | 3729.524 | 3755.794 | 3786.415 | 3821.962 | 3858.132 | 3895.075 | 3933.81 | 3974.527 | 4014.719 | 4059.709 | 4099.035 | 4139.05 | 4181.485
LDCClass | March | 2873.06 | 2935.39 | 3089.73 | 3235.27 | 3218.77 | 3226.31 | 3398.41 | 3346.85 | 3554.02 | 3507.9 | 3947.06 | 3862.61 | 3774.37 | 3777.58 | 3684.79 | 3676.97 | 3789.71 | 3664.22 | 3680.35 | 3453.95 | 3817.79 | 3906.82 | 3884.05 | 4037.87 | 3714.49 | 3713.74 | 3789.43 | 3500.025 | 3551.804 | 3602.291 | 3620.922 | 3634.823 | 3650.004 | 3668.06 | 3680.851 | 3699.625 | 3724.321 | 3748.995 | 3776.484 | 3808.281 | 3845.021 | 3882.309 | 3920.389 | 3960.251 | 4001.966 | 4043.176 | 4089.026 | 4129.319 | 4170.285 | 4213.527
LDCClass | April | 2613.74 | 2670.45 | 2810.86 | 2943.26 | 2928.25 | 2935.11 | 3091.68 | 3044.77 | 3233.25 | 3191.29 | 3316.13 | 3594.55 | 3404.29 | 3555.96 | 3456.51 | 3496.1 | 3346.15 | 3508.78 | 3401.58 | 3465.25 | 3407.47 | 3648.99 | 3938.28 | 3449.57 | 3461.01 | 3502.04 | 3331.49 | 3048.95 | 3085.868 | 3129.828 | 3144.386 | 3155.107 | 3167.139 | 3182.654 | 3193.732 | 3209.78 | 3231.021 | 3252.234 | 3275.871 | 3303.316 | 3334.945 | 3367.096 | 3399.979 | 3434.446 | 3470.551 | 3506.271 | 3546.081 | 3581.067 | 3616.652 | 3654.308
LDCClass | May | 2350.53 | 2401.52 | 2527.79 | 2646.87 | 2633.36 | 2639.53 | 2780.33 | 2738.15 | 2907.65 | 2869.91 | 3337.51 | 3364.45 | 3121.38 | 3377.94 | 3314.83 | 3190.4 | 3452.06 | 3220.19 | 3098.33 | 3234.94 | 3390.02 | 3379.14 | 3481.24 | 3274.27 | 3321.82 | 3161.53 | 3123.92 | 2743.003 | 2752.43 | 2791.559 | 2802.13 | 2809.635 | 2818.563 | 2830.937 | 2839.689 | 2852.612 | 2869.955 | 2887.427 | 2907.028 | 2929.916 | 2956.186 | 2983.046 | 3010.642 | 3039.655 | 3070.069 | 3100.182 | 3133.961 | 3163.665 | 3193.92 | 3226.041
LDCClass | June | 2459.69 | 2513.06 | 2645.19 | 2769.79 | 2755.66 | 2762.12 | 2909.46 | 2865.32 | 3042.69 | 3003.2 | 3172.89 | 3158.56 | 3155.76 | 3328.68 | 3478.26 | 3187.17 | 3564.14 | 3539.79 | 3534.73 | 3383.52 | 3796.09 | 3456.27 | 3884.29 | 3242.45 | 3358.3 | 3203.28 | 3212.19 | 2785.58 | 2768.067 | 2801.627 | 2812.328 | 2820.477 | 2830.366 | 2843.821 | 2853.278 | 2867.176 | 2885.485 | 2904.033 | 2925.002 | 2949.365 | 2977.316 | 3006.337 | 3036.514 | 3068.231 | 3101.563 | 3134.726 | 3171.908 | 3204.997 | 3238.69 | 3274.514
LDCClass | July | 2552.96 | 2608.35 | 2745.5 | 2874.82 | 2860.15 | 2866.86 | 3019.78 | 2973.97 | 3158.06 | 3117.08 | 3494.92 | 3337.05 | 3631.05 | 3492.94 | 3556.24 | 3169.06 | 3647.47 | 3865.75 | 3791.86 | 3778.05 | 3994.47 | 3930.78 | 3879.5 | 3905.85 | 3700.15 | 3511.72 | 3630.7 | 3251.86 | 3159.497 | 3166.966 | 3178.015 | 3186.695 | 3197.145 | 3211.208 | 3221.157 | 3235.761 | 3255.076 | 3274.755 | 3297.228 | 3323.377 | 3353.749 | 3385.409 | 3418.431 | 3453.137 | 3489.75 | 3526.336 | 3567.006 | 3603.705 | 3641.106 | 3680.748
LDCClass | August | 2465.59 | 2519.08 | 2651.53 | 2776.43 | 2762.27 | 2768.74 | 2916.43 | 2872.19 | 3049.98 | 3010.4 | 3384.08 | 3380.77 | 3496.74 | 3435.44 | 3422.41 | 3160.21 | 3564.57 | 3589.53 | 3812.44 | 3730.389 | 3580.86 | 3670.39 | 3915.67 | 3663.98 | 3740.68 | 3624.26 | 3702.89 | 3329.989 | 3228.456 | 3233.056 | 3242.986 | 3250.865 | 3260.559 | 3273.856 | 3283.273 | 3297.29 | 3316.031 | 3335.214 | 3357.187 | 3382.928 | 3412.815 | 3444.002 | 3476.593 | 3510.914 | 3547.127 | 3583.374 | 3623.625 | 3660.04 | 3697.179 | 3736.574
LDCClass | September | 2341.23 | 2392.02 | 2517.8 | 2636.4 | 2622.95 | 2629.09 | 2769.34 | 2727.32 | 2896.15 | 2858.56 | 3207.26 | 3155.76 | 3388.96 | 3271.57 | 3165.95 | 2889.34 | 3162.25 | 3547 | 3207.94 | 3280.4 | 3363.69 | 3340.63 | 3349.78 | 3310.11 | 3224.91 | 3455.05 | 3230.18 | 2868.157 | 2854.658 | 2885.781 | 2897.858 | 2906.352 | 2916.614 | 2931.147 | 2941.126 | 2956.248 | 2976.573 | 2997.021 | 3020.094 | 3047.072 | 3078.074 | 3110.048 | 3143.065 | 3177.855 | 3214.437 | 3250.698 | 3291.652 | 3327.5 | 3364.023 | 3402.963
LDCClass | October | 2776.19 | 2836.42 | 2985.56 | 3126.19 | 3110.24 | 3117.53 | 3283.83 | 3234.01 | 3434.2 | 3389.63 | 3493.34 | 3530.77 | 3468.03 | 3473.77 | 3447.25 | 3266.51 | 3877.38 | 3696.85 | 3481.48 | 3367.7 | 3884.21 | 3613.13 | 3558.59 | 3420.16 | 3268.87 | 3384.04 | 3282.57 | 2983.966 | 3014.539 | 3058.042 | 3073.743 | 3084.398 | 3096.645 | 3112.847 | 3123.788 | 3140.95 | 3163.938 | 3186.872 | 3212.445 | 3242.017 | 3276.218 | 3310.959 | 3346.454 | 3383.738 | 3422.722 | 3461.221 | 3504.616 | 3542.119 | 3580.266 | 3620.74
LDCClass | November | 2891.649 | 2954.38 | 3109.73 | 3256.21 | 3239.6 | 3247.19 | 3420.4 | 3368.51 | 3577.03 | 3530.6 | 3722.76 | 3630.909 | 3589.71 | 3629.41 | 3973.29 | 3668.12 | 3788.87 | 3950.49 | 4057.86 | 4091.81 | 4338.27 | 4100.52 | 3735.12 | 3504.86 | 4417.53 | 3659.12 | 3574.15 | 3281.261 | 3323.34 | 3370.092 | 3385.489 | 3396.91 | 3409.935 | 3425.749 | 3437.075 | 3454.514 | 3477.415 | 3500.317 | 3525.833 | 3555.501 | 3589.568 | 3624.321 | 3659.883 | 3697.146 | 3736.226 | 3774.873 | 3817.948 | 3855.917 | 3894.52 | 3935.436
LDCClass | December | 3070.3 | 3136.9 | 3301.84 | 3457.37 | 3439.73 | 3447.79 | 3631.71 | 3576.61 | 3798.01 | 3748.72 | 4133.98 | 3988.68 | 4631.98 | 3955.6 | 4106.22 | 3767.12 | 3792.65 | 4128.451 | 3991.5 | 4547.06 | 4142.15 | 4220.93 | 4772.41 | 4801.621 | 4056.52 | 4140.47 | 3891.98 | 3623.203 | 3683.149 | 3736.006 | 3756.099 | 3771.613 | 3788.545 | 3807.434 | 3820.87 | 3841.163 | 3867.551 | 3893.753 | 3922.864 | 3956.331 | 3995.124 | 4034.379 | 4074.335 | 4116.075 | 4159.755 | 4202.937 | 4250.812 | 4292.92 | 4335.7 | 4380.781
Idaho Minimum Day Loads (MW) |  | 1986 | 1987 | 1988 | 1989 | 1990 | 1991 | 1992 | 1993 | 1994 | 1995 | 1996 | 1997 | 1998 | 1999 | 2000 | 2001 | 2002 | 2003 | 2004 | 2005 | 2006 | 2007 | 2008 | 2009 | 2010 | 2011 | 2012 | 2013 | 2014 | 2015 | 2016 | 2017 | 2018 | 2019 | 2020 | 2021 | 2022 | 2023 | 2024 | 2025 | 2026 | 2027 | 2028 | 2029 | 2030 | 2031 | 2032 | 2033 | 2034 | 2035
LDCClass | Annual | 1458.92 | 1490.57 | 1568.95 | 1642.85 | 1634.47 | 1638.3 | 1725.69 | 1699.51 | 1804.71 | 1781.29 | 1671.51 | 1992.47 | 1919.96 | 2001.92 | 1969.6 | 1710.77 | 1834.26 | 1366.44 | 1888.43 | 1914.85 | 1939.31 | 1536.19 | 1683.3 | 1898.51 | 1881.06 | 1950.69 | 1904.57 | 1658.031 | 1649.131 | 1673.544 | 1674.324 | 1671.273 | 1669.907 | 1671.935 | 1673.109 | 1677.234 | 1684.627 | 1692.981 | 1703.01 | 1714.308 | 1727.225 | 1740.854 | 1755.246 | 1770.491 | 1786.355 | 1801.06 | 1818.359 | 1833.518 | 1849.051 | 1865
LDCClass | January | 1700.84 | 1737.74 | 1829.11 | 1915.27 | 1905.5 | 1909.97 | 2011.85 | 1981.33 | 2103.97 | 2076.67 | 2306.64 | 2266.28 | 2327.38 | 2434.22 | 2508.77 | 2528.45 | 2000.34 | 2074.07 | 2359.12 | 2246.07 | 2316.87 | 2414.86 | 2607.95 | 2343.48 | 2302.58 | 2218.8 | 2328.35 | 2101.608 | 2118.686 | 2155.713 | 2162.329 | 2166.016 | 2171.323 | 2180.35 | 2187.749 | 2198.351 | 2212.824 | 2227.996 | 2245.012 | 2264.926 | 2287.472 | 2310.384 | 2333.85 | 2358.278 | 2383.253 | 2405.75 | 2431.792 | 2454.453 | 2477.493 | 2500.655
LDCClass | February | 1596.18 | 1630.8 | 1716.55 | 1797.41 | 1788.24 | 1792.43 | 1888.04 | 1859.4 | 1974.5 | 1948.88 | 2191.34 | 2292.21 | 2273.04 | 2337.88 | 2357.7 | 2409.37 | 2073.71 | 2205.43 | 2248.34 | 2245.88 | 2297.43 | 2246.72 | 2421.43 | 2312.53 | 2230.6 | 2313.78 | 2276.53 | 2056.821 | 2071.906 | 2108.277 | 2114.465 | 2117.271 | 2121.641 | 2129.182 | 2135.29 | 2144.393 | 2157.347 | 2171.108 | 2186.724 | 2205.235 | 2226.285 | 2247.765 | 2269.839 | 2292.91 | 2316.547 | 2337.817 | 2362.553 | 2384.063 | 2405.981 | 2428.04
LDCClass | March | 1636.36 | 1671.86 | 1759.77 | 1842.66 | 1833.26 | 1837.56 | 1935.58 | 1906.21 | 2024.21 | 1997.94 | 2163.01 | 2138.6 | 2088.52 | 2120.89 | 2249.99 | 1977.85 | 2042.85 | 1872.06 | 1982.68 | 2061.4 | 2169.03 | 1536.19 | 1683.3 | 2171.25 | 2050.14 | 2005.06 | 2056.85 | 1843.787 | 1852.353 | 1878.127 | 1878.471 | 1873.818 | 1871.106 | 1872.338 | 1872.793 | 1876.555 | 1884.184 | 1893.006 | 1903.883 | 1917.599 | 1933.809 | 1950.76 | 1968.551 | 1987.408 | 2006.917 | 2024.369 | 2045.237 | 2063.28 | 2081.804 | 2100.538
LDCClass | April | 1468.02 | 1499.87 | 1578.73 | 1653.1 | 1644.66 | 1648.52 | 1736.45 | 1710.11 | 1815.97 | 1792.4 | 1671.51 | 2023.62 | 1919.96 | 2003.97 | 2112.95 | 1872.82 | 1888.54 | 1366.44 | 1888.43 | 1946.56 | 1967.21 | 2014.13 | 2072.97 | 1898.51 | 1940.55 | 2067.94 | 1904.57 | 1683.08 | 1683.328 | 1707.409 | 1707.334 | 1703.904 | 1702.294 | 1704.104 | 1705.176 | 1709.252 | 1716.623 | 1724.992 | 1735.119 | 1747.609 | 1762.333 | 1777.677 | 1793.718 | 1810.628 | 1828.08 | 1843.791 | 1862.422 | 1878.666 | 1895.326 | 1912.123
LDCClass | May | 1458.92 | 1490.57 | 1568.95 | 1642.85 | 1634.47 | 1638.3 | 1725.69 | 1699.51 | 1804.71 | 1781.29 | 1900.01 | 2018 | 1993.87 | 2014.78 | 2087.47 | 1856.25 | 1834.26 | 1888.23 | 1938.18 | 1914.85 | 1989.02 | 2084.07 | 2096.46 | 1921.28 | 1917.52 | 1974.72 | 1971.97 | 1697.118 | 1687.549 | 1712.618 | 1712.547 | 1709.007 | 1707.138 | 1708.548 | 1709.265 | 1712.689 | 1719.282 | 1726.783 | 1735.871 | 1747.226 | 1760.608 | 1774.576 | 1789.223 | 1804.798 | 1820.938 | 1835.665 | 1853.232 | 1868.399 | 1883.979 | 1899.942
LDCClass | June | 1517 | 1549.91 | 1631.41 | 1708.25 | 1699.54 | 1703.52 | 1794.39 | 1767.17 | 1876.56 | 1852.21 | 1986.19 | 2042.47 | 1975.71 | 2098.77 | 2190.03 | 1959.04 | 1949.98 | 1967.33 | 2009.77 | 2031.81 | 2007.75 | 2131.75 | 2171.54 | 1924.77 | 1881.06 | 1991.46 | 2049.57 | 1722.302 | 1705.7 | 1733.322 | 1733.807 | 1731.228 | 1730.202 | 1732.11 | 1733.342 | 1737.205 | 1743.891 | 1751.429 | 1760.458 | 1771.466 | 1784.414 | 1797.958 | 1812.167 | 1827.189 | 1842.755 | 1857.113 | 1873.997 | 1888.814 | 1904.006 | 1919.526
LDCClass | July | 1558.89 | 1592.71 | 1676.45 | 1755.42 | 1746.47 | 1750.56 | 1843.94 | 1815.96 | 1928.37 | 1903.35 | 2094.01 | 2134.32 | 2084.78 | 2122.05 | 2124.92 | 1818.47 | 2034.15 | 1970.09 | 2065.57 | 2045.99 | 2107.3 | 2156.59 | 2271.32 | 2064.18 | 2041.08 | 2125.55 | 2148 | 1827.347 | 1813.902 | 1844.27 | 1846.487 | 1844.9 | 1844.971 | 1848.298 | 1850.461 | 1855.683 | 1864.07 | 1873.347 | 1884.382 | 1897.65 | 1913.291 | 1929.764 | 1947.119 | 1965.391 | 1984.41 | 2002.193 | 2022.91 | 2041.223 | 2059.938 | 2079.185
LDCClass | August | 1564.69 | 1598.63 | 1682.69 | 1761.95 | 1752.96 | 1757.07 | 1850.8 | 1822.72 | 1935.55 | 1910.43 | 2050.33 | 2045.95 | 2080.66 | 2080.76 | 2104.46 | 1796.29 | 1980.7 | 1972.92 | 2019.33 | 2122.42 | 2083.34 | 2135.83 | 2124.32 | 1990.49 | 2052.07 | 2107.61 | 1973.46 | 1665.619 | 1650.456 | 1677.412 | 1678.461 | 1675.742 | 1674.488 | 1676.211 | 1677.101 | 1680.693 | 1687.161 | 1694.498 | 1703.384 | 1714.308 | 1727.225 | 1740.854 | 1755.246 | 1770.491 | 1786.355 | 1801.06 | 1818.359 | 1833.518 | 1849.051 | 1865
LDCClass | September | 1515 | 1547.87 | 1629.26 | 1706 | 1697.3 | 1701.28 | 1792.03 | 1764.84 | 1874.09 | 1849.77 | 2002.19 | 1992.47 | 1984.34 | 2001.92 | 1969.6 | 1710.77 | 1894.43 | 1877.42 | 1950.06 | 1957.76 | 1939.31 | 2030.03 | 2069.45 | 1901.12 | 1929.17 | 1963.59 | 1908.93 | 1658.031 | 1649.131 | 1673.544 | 1674.324 | 1671.273 | 1669.907 | 1671.935 | 1673.109 | 1677.234 | 1684.627 | 1692.981 | 1703.01 | 1715.348 | 1729.847 | 1744.996 | 1760.885 | 1777.728 | 1795.161 | 1811.139 | 1830.078 | 1846.527 | 1863.398 | 1880.654
LDCClass | October | 1523.1 | 1556.14 | 1637.97 | 1715.12 | 1706.37 | 1710.37 | 1801.61 | 1774.27 | 1884.1 | 1859.65 | 1971.1 | 2079.24 | 2040.74 | 2129.51 | 2052.08 | 1775.08 | 1921.51 | 1820.65 | 1974.49 | 1939.13 | 1953.97 | 2067.26 | 2044.33 | 1903.49 | 1932.36 | 1950.69 | 1918.62 | 1694.067 | 1690.452 | 1715.793 | 1716.359 | 1712.504 | 1710.359 | 1711.804 | 1712.569 | 1716.253 | 1723.391 | 1731.541 | 1741.432 | 1753.84 | 1768.371 | 1783.54 | 1799.435 | 1816.351 | 1833.88 | 1849.852 | 1868.879 | 1885.32 | 1902.201 | 1919.493
LDCClass | November | 1553.19 | 1586.89 | 1670.32 | 1749.01 | 1740.08 | 1744.16 | 1837.2 | 1809.33 | 1921.33 | 1896.39 | 2158.15 | 2175.23 | 2149.68 | 2130.41 | 2273.16 | 1939.1 | 2119.86 | 2124.13 | 2173.41 | 2124.74 | 2048.04 | 2201.59 | 2079.34 | 2079.62 | 2009.92 | 2251.27 | 1922.78 | 1723.774 | 1731.027 | 1758.722 | 1760.616 | 1758.914 | 1758.994 | 1762.74 | 1765.421 | 1771.207 | 1780.611 | 1790.948 | 1803.076 | 1817.872 | 1834.978 | 1852.678 | 1871.083 | 1890.507 | 1910.521 | 1928.62 | 1950.046 | 1968.569 | 1987.526 | 2006.813
LDCClass | December | 1651.76 | 1687.59 | 1776.33 | 1860 | 1850.51 | 1854.85 | 1953.79 | 1924.15 | 2043.26 | 2016.74 | 2357.27 | 2415.21 | 2264.93 | 2415.06 | 2314.08 | 2249.71 | 2204.87 | 2272.99 | 2241.99 | 2245.25 | 1980.11 | 2271.96 | 2232.93 | 2318.57 | 2272.6 | 2259.21 | 2178.99 | 1987.205 | 2006.416 | 2040.887 | 2048.398 | 2053.358 | 2059.915 | 2070.091 | 2078.492 | 2090.046 | 2105.428 | 2121.436 | 2139.234 | 2159.936 | 2183.196 | 2206.823 | 2230.987 | 2256.116 | 2281.791 | 2305.026 | 2331.816 | 2355.189 | 2378.93 | 2402.862
Idaho Residential Loads (GWh) |  | 1986 | 1987 | 1988 | 1989 | 1990 | 1991 | 1992 | 1993 | 1994 | 1995 | 1996 | 1997 | 1998 | 1999 | 2000 | 2001 | 2002 | 2003 | 2004 | 2005 | 2006 | 2007 | 2008 | 2009 | 2010 | 2011 | 2012 | 2013 | 2014 | 2015 | 2016 | 2017 | 2018 | 2019 | 2020 | 2021 | 2022 | 2023 | 2024 | 2025 | 2026 | 2027 | 2028 | 2029 | 2030 | 2031 | 2032 | 2033 | 2034 | 2035
LDCEU | Total | 6531.556 | 6289.197 | 6509.187 | 6885.582 | 6544.654 | 7034.24 | 6810.705 | 7472.565 | 7437.497 | 7478.768 | 7884.528 | 7850.121 | 7818.241 | 7933.035 | 8105.015 | 8094.178 | 8601.945 | 8723.396 | 8937.034 | 9175.45 | 9259.177 | 9281.636 | 9772.05 | 9546.325 | 8884.457 | 9040.955 | 8545.897 | 8573.644 | 8729.266 | 8722.262 | 8730.931 | 8759.222 | 8797.095 | 8838.03 | 8886.523 | 8950.468 | 9023.164 | 9098.918 | 9179.548 | 9269.965 | 9367.777 | 9466.884 | 9567.385 | 9671.396 | 9779.522 | 9890.708 | 10003.5 | 10119.33 | 10237.94 | 10360.33
LDCEU | Space Heating | 1043.125 | 1010.003 | 1068.8 | 1193.229 | 1102.012 | 1197.35 | 1115.166 | 1713.697 | 1518.356 | 1565.4 | 1705.413 | 1691.707 | 1661.427 | 1739.406 | 1767.529 | 1809.511 | 1986.968 | 1808.725 | 1961.049 | 2051.414 | 1932.187 | 1834.884 | 2105.348 | 2029.446 | 1874.819 | 1980.053 | 1758.926 | 1806.286 | 1869.313 | 1921.876 | 1939.477 | 1957.092 | 1973.294 | 1980.712 | 1987.623 | 1993.579 | 2000.487 | 2007.208 | 2014.407 | 2023.082 | 2032.81 | 2042.355 | 2051.91 | 2061.856 | 2072.275 | 2082.698 | 2092.831 | 2103.129 | 2113.531 | 2124.206
LDCEU | Water Heating Under 55 | 1599.942 | 1545.346 | 1553.528 | 1610.178 | 1522.967 | 1611.279 | 1567.846 | 1594.232 | 1528.716 | 1559.596 | 1577.21 | 1545.729 | 1486.262 | 1508.398 | 1487.767 | 1433.324 | 1487.457 | 1487.634 | 1480.542 | 1477.245 | 1437.162 | 1457.89 | 1501.078 | 1449.18 | 1371.762 | 1358.753 | 1309.452 | 1322.801 | 1379.147 | 1407.147 | 1424.142 | 1441.696 | 1458.822 | 1476.735 | 1494.552 | 1511.483 | 1529.266 | 1547.07 | 1565.176 | 1584.802 | 1605.216 | 1625.654 | 1646.023 | 1666.775 | 1688.205 | 1709.559 | 1730.835 | 1752.181 | 1773.681 | 1795.608
LDCEU | Lighting | 1105.947 | 1075.109 | 1088.336 | 1136.752 | 1085.602 | 1161.493 | 1146.475 | 1189.036 | 1161.431 | 1203.811 | 1238.475 | 1232.866 | 1205.607 | 1244.233 | 1247.156 | 1220.158 | 1287.451 | 1312.659 | 1334.543 | 1364.729 | 1355.473 | 1390.66 | 1444.869 | 1381.784 | 1294.807 | 1268.81 | 1205.9 | 1182.844 | 1200.782 | 1209.167 | 1198.266 | 1192.784 | 1190.72 | 1192.633 | 1196.952 | 1215.02 | 1233.451 | 1251.531 | 1269.681 | 1288.63 | 1308.308 | 1327.682 | 1346.88 | 1366.258 | 1385.883 | 1405.425 | 1424.659 | 1443.968 | 1463.325 | 1482.897
LDCEU | Refrigeration | 603.7062 | 582.6411 | 585.1254 | 606.3928 | 574.1418 | 608.4724 | 594.4422 | 612.847 | 595.488 | 613.5692 | 626.9693 | 619.6947 | 601.361 | 615.82 | 612.2302 | 594.1989 | 621.7579 | 628.2957 | 632.7119 | 640.3384 | 628.9225 | 638.3027 | 655.7718 | 619.8803 | 573.8036 | 555.2472 | 523.1872 | 519.2092 | 531.7379 | 541.1996 | 541.1757 | 541.6511 | 542.2439 | 543.3751 | 544.6802 | 546.0075 | 547.8392 | 549.8927 | 552.2863 | 555.298 | 558.8026 | 562.4835 | 566.3437 | 570.5026 | 574.985 | 579.6288 | 584.3794 | 589.3236 | 594.4587 | 599.8507
LDCEU | Freezer | 178.808 | 175.915 | 180.1827 | 190.0452 | 183.1511 | 197.2854 | 195.9687 | 206.2249 | 204.386 | 215 | 224.3312 | 226.5655 | 224.7549 | 235.2243 | 238.9912 | 236.9354 | 253.3177 | 261.6602 | 269.4846 | 279.3268 | 280.8608 | 291.7247 | 306.8986 | 297.1872 | 281.9771 | 279.6717 | 270.2586 | 273.3478 | 285.2484 | 295.8642 | 301.4718 | 307.4255 | 313.4555 | 319.8886 | 326.5048 | 333.2825 | 340.472 | 347.9068 | 355.6633 | 363.93 | 372.7255 | 381.7574 | 391.0449 | 400.6918 | 410.7228 | 421.0405 | 431.5807 | 442.4514 | 453.648 | 465.2269
LDCEU | Clothes Washer | 83.0648 | 78.2571 | 76.6962 | 79.2078 | 74.7541 | 77.7859 | 74.607 | 75.5343 | 72.0395 | 72.8899 | 73.067 | 70.9339 | 67.5466 | 67.8331 | 66.1266 | 62.855 | 64.4175 | 63.7461 | 62.851 | 62.267 | 59.7526 | 59.3027 | 59.4554 | 54.8632 | 49.5327 | 46.7162 | 42.847 | 42.5126 | 43.5383 | 44.328 | 44.3523 | 44.4263 | 44.5121 | 44.649 | 44.8049 | 44.9723 | 45.1843 | 45.417 | 45.6784 | 45.9899 | 46.3475 | 46.7174 | 47.0999 | 47.5052 | 47.9348 | 48.3756 | 48.8205 | 49.2789 | 49.7497 | 50.2378
LDCEU | Clothes Dryer | 379.7567 | 371.1581 | 377.7112 | 396.8421 | 329.0339 | 355.4283 | 354.5782 | 377.1453 | 377.9389 | 401.8758 | 423.9646 | 432.8077 | 433.9194 | 459.0387 | 471.6552 | 472.9738 | 511.5402 | 534.4576 | 556.8429 | 583.5261 | 593.4516 | 536.2042 | 570.6592 | 559.0375 | 536.6302 | 538.6119 | 526.713 | 546.2949 | 580.1514 | 486.9805 | 501.3176 | 515.7857 | 529.9238 | 544.3328 | 558.6102 | 572.65 | 587.0238 | 601.4263 | 616.008 | 631.1641 | 646.814 | 662.5341 | 678.3319 | 694.4066 | 710.8326 | 727.388 | 744.0378 | 760.8976 | 777.9954 | 795.4631
LDCEU | Dishwasher | 120.0905 | 115.9324 | 116.4959 | 127.4362 | 119.6355 | 125.6778 | 129.4203 | 135.8791 | 134.3139 | 140.7292 | 146.3173 | 147.065 | 145.1206 | 151.1113 | 152.8168 | 150.759 | 160.3701 | 164.7439 | 168.7163 | 173.7302 | 173.4463 | 178.6555 | 186.3312 | 178.7447 | 172.6177 | 169.9481 | 173.9874 | 172.3346 | 176.6495 | 180.4869 | 181.6119 | 183.2963 | 185.3215 | 187.8465 | 190.688 | 193.8016 | 197.3181 | 201.1036 | 205.1984 | 209.6879 | 214.5667 | 219.6439 | 224.9304 | 230.4708 | 236.2647 | 242.2576 | 248.3944 | 254.7434 | 261.2915 | 268.0618
LDCEU | Cooking | 197.6201 | 198.4766 | 207.4876 | 223.6253 | 220.2019 | 242.6061 | 246.1029 | 264.1634 | 258.9343 | 269.0679 | 277.3176 | 276.3518 | 270.4957 | 279.4376 | 280.3247 | 275.0072 | 296.2858 | 308.3543 | 319.8687 | 331.7478 | 328.7564 | 336.6942 | 349.0495 | 333.7064 | 308.761 | 298.7146 | 288.5447 | 290.6521 | 302.0382 | 311.8615 | 316.0242 | 320.1534 | 324.0364 | 325.4579 | 326.9451 | 328.3425 | 330.0211 | 331.7956 | 333.7455 | 336.0901 | 338.684 | 341.3689 | 344.1382 | 347.0716 | 350.2053 | 353.4093 | 356.6661 | 360.0164 | 363.4653 | 367.0591
LDCEU | Air Conditioning | 314.4134 | 269.8993 | 332.7916 | 310.6943 | 368.307 | 370.9528 | 336.0669 | 152.1918 | 468.2425 | 280.9166 | 362.9032 | 368.8386 | 497.828 | 328.0817 | 418.0233 | 480.6504 | 449.3095 | 591.6832 | 477.0662 | 390.6979 | 530.061 | 482.4698 | 357.7902 | 399.7609 | 264.2827 | 333.5893 | 319.2898 | 353.3828 | 297.0124 | 275.506 | 274.9268 | 274.5459 | 274.147 | 273.61 | 273.1346 | 272.6988 | 272.482 | 272.3593 | 272.3745 | 272.6376 | 273.1399 | 273.6966 | 274.3083 | 275.0344 | 275.8764 | 276.7704 | 277.6729 | 278.6299 | 279.6384 | 280.7295
LDCEU | Entertainment Center | 190.4767 | 197.7499 | 213 | 236.476 | 238.9085 | 269.8906 | 287.1757 | 311.988 | 319.4918 | 346.4635 | 370.6118 | 381.6594 | 403.9407 | 448.5681 | 490.9809 | 525.6631 | 598.4778 | 669.8015 | 757.2775 | 872.2874 | 962.2881 | 1047.206 | 1142.975 | 1192.026 | 1210.166 | 1251.237 | 1230.879 | 1164.847 | 1132.156 | 1090.262 | 1041.176 | 1003.291 | 973.5613 | 950.9999 | 933.5237 | 919.7988 | 909.7605 | 902.2299 | 896.8588 | 893.7034 | 892.2613 | 891.6833 | 891.7769 | 892.6005 | 894.0771 | 897.7843 | 903.1617 | 910.0005 | 918.0108 | 927.0809
LDCEU | Other Non-Substitutables | 693.3159 | 645.6755 | 683.2831 | 745.494 | 695.9525 | 781.8119 | 727.1677 | 801.1378 | 759.3116 | 767.8153 | 813.6677 | 810.5244 | 774.5029 | 807.8398 | 822.0267 | 782.7639 | 831.5204 | 836.6898 | 859.4233 | 889.7151 | 918.2335 | 966.4377 | 1026.919 | 985.9843 | 882.088 | 895.1119 | 831.8109 | 834.4368 | 864.0966 | 889.9255 | 900.3414 | 911.4041 | 922.3475 | 934.0132 | 945.6383 | 956.86 | 968.7568 | 980.7321 | 993.0632 | 1006.353 | 1020.287 | 1034.266 | 1048.312 | 1062.68 | 1077.435 | 1092.249 | 1107.028 | 1121.959 | 1137.052 | 1152.454
LDCEU | Water Heating Over 55 | 21.2906 | 23.034 | 25.7493 | 29.2089 | 29.9871 | 34.2072 | 35.6889 | 38.4887 | 38.8477 | 41.6337 | 44.2804 | 45.378 | 45.4755 | 48.0441 | 49.3868 | 49.3788 | 53.0727 | 54.9449 | 56.6574 | 58.4249 | 58.5812 | 61.2048 | 64.9055 | 64.7254 | 63.21 | 64.4909 | 64.101 | 64.6951 | 67.396 | 67.6575 | 66.6485 | 65.6707 | 64.7094 | 63.7771 | 62.8666 | 61.9724 | 61.1016 | 60.2456 | 59.4074 | 58.598 | 57.8142 | 57.0423 | 56.2848 | 55.5442 | 54.8258 | 54.1225 | 53.4296 | 52.7537 | 52.0939 | 51.4507
Idaho Commercial Loads (GWh) |  | 1986 | 1987 | 1988 | 1989 | 1990 | 1991 | 1992 | 1993 | 1994 | 1995 | 1996 | 1997 | 1998 | 1999 | 2000 | 2001 | 2002 | 2003 | 2004 | 2005 | 2006 | 2007 | 2008 | 2009 | 2010 | 2011 | 2012 | 2013 | 2014 | 2015 | 2016 | 2017 | 2018 | 2019 | 2020 | 2021 | 2022 | 2023 | 2024 | 2025 | 2026 | 2027 | 2028 | 2029 | 2030 | 2031 | 2032 | 2033 | 2034 | 2035
LDCEU | Total | 4952.686 | 5162.518 | 5483.706 | 5628.225 | 6124.594 | 5747.009 | 6399.339 | 5878.764 | 6717.137 | 6258.133 | 7062.371 | 6961.326 | 6878.729 | 7351.051 | 8060.877 | 7470.538 | 8249.769 | 6077.533 | 6048.708 | 6380.099 | 6297.457 | 6330.765 | 6519.427 | 6306.738 | 5972.042 | 6029.673 | 5837.457 | 5827.308 | 6022.519 | 6157.767 | 6216.028 | 6228.284 | 6242.166 | 6275.341 | 6275.752 | 6295.637 | 6341.913 | 6387.397 | 6445.128 | 6520.052 | 6613.481 | 6711.092 | 6813.912 | 6925.31 | 7043.833 | 7158.937 | 7300.069 | 7408.588 | 7519.198 | 7641.27
LDCEU | Space Heating | 352.9681 | 351.8001 | 381.5832 | 422.3138 | 426.0638 | 416.0872 | 420.6464 | 486.1407 | 449.9938 | 432.5867 | 501.062 | 482.4053 | 446.4944 | 505.8454 | 544.8163 | 500.8682 | 578.3076 | 393.2861 | 429.8932 | 467.6401 | 445.7363 | 453.3979 | 504.0685 | 477.1497 | 465.6448 | 462.5825 | 417.9806 | 419.4955 | 435.8136 | 446.9975 | 452.8868 | 455.8871 | 458.5066 | 462.6708 | 463.9134 | 466.2837 | 470.7484 | 474.4755 | 478.6639 | 484.119 | 490.7346 | 497.1593 | 503.4374 | 510.2668 | 517.6516 | 524.367 | 533.3168 | 538.7444 | 544.2216 | 550.7079
LDCEU | Water Heating | 119.9323 | 125.1429 | 128.876 | 132.1319 | 141.7572 | 134.7705 | 151.6099 | 144.2415 | 153.7954 | 150.7817 | 166.3187 | 163.455 | 155.316 | 170.7395 | 181.9678 | 165.738 | 184.8866 | 142.0856 | 146.1438 | 154.6217 | 145.3172 | 147.375 | 162.7714 | 155.1012 | 156.2483 | 151.0274 | 136.8318 | 139.2413 | 146.8158 | 151.0145 | 153.3041 | 154.9534 | 156.6293 | 158.9025 | 158.8428 | 158.9699 | 159.9181 | 160.8273 | 161.8687 | 163.5235 | 165.3561 | 167.1509 | 169.0567 | 171.2596 | 173.4942 | 175.5604 | 178.4731 | 180.2209 | 181.9798 | 184.1494
LDCEU | Other Substitutables | 93.8261 | 104.7121 | 109.2253 | 113.6241 | 122.4705 | 115.7536 | 131.3531 | 125.9629 | 135.1599 | 134.1506 | 148.6161 | 147.6402 | 143.4085 | 161.5567 | 173.1005 | 158.3612 | 174.7315 | 133.2791 | 135.4711 | 142.7841 | 132.2355 | 134.65 | 148.8217 | 142.7048 | 142.4913 | 139.3513 | 126.818 | 126.938 | 131.0275 | 133.7061 | 133.8413 | 132.2412 | 130.3904 | 128.831 | 127.4154 | 126.2236 | 125.238 | 124.4522 | 123.8713 | 123.4468 | 123.1231 | 122.9165 | 122.8214 | 122.7652 | 122.7654 | 122.7635 | 122.812 | 122.8928 | 122.9997 | 123.1014
LDCEU | Refrigeration | 772.34 | 869.1782 | 911.5872 | 949.2304 | 1020.335 | 964.0976 | 1093.87 | 1051.749 | 1126.391 | 1112.401 | 1231.437 | 1221.514 | 1188.875 | 1339.053 | 1438.79 | 1317.093 | 1457.469 | 1114.06 | 1134.82 | 1192.482 | 1113.26 | 1128.066 | 1244.003 | 1188.106 | 1204.298 | 1159.629 | 1053.734 | 1023.405 | 1027.078 | 1021.477 | 1001.35 | 963.5457 | 927.8566 | 896.113 | 866.2838 | 840.6404 | 818.1011 | 797.9152 | 781.062 | 766.5567 | 754.8084 | 745.1871 | 737.241 | 730.366 | 725.0746 | 720.4691 | 716.8945 | 713.8811 | 711.5688 | 709.5992
LDCEU | Lighting | 1247.41 | 1305.651 | 1355.933 | 1397.713 | 1496.51 | 1422.542 | 1605.919 | 1533.702 | 1637.741 | 1603.837 | 1769.331 | 1744.416 | 1676.284 | 1862.168 | 1998.351 | 1826.567 | 2039.22 | 1138.725 | 1171.463 | 1239.796 | 1212.347 | 1223.538 | 1298.674 | 1246.934 | 1186.123 | 1196.579 | 1126.625 | 1125.268 | 1163.531 | 1189.683 | 1201.128 | 1206.758 | 1211.58 | 1218.916 | 1218.653 | 1221.423 | 1229.047 | 1236.276 | 1245.145 | 1256.645 | 1271.269 | 1286.118 | 1301.777 | 1318.796 | 1336.303 | 1353.428 | 1374.159 | 1388.768 | 1403.536 | 1419.541
LDCEU | Air Conditioning | 1211.843 | 1203.852 | 1347.465 | 1328.837 | 1546.173 | 1390.344 | 1526.826 | 1134.092 | 1719.175 | 1367.838 | 1641.487 | 1622.192 | 1756.486 | 1642.087 | 1929.518 | 1863.246 | 1982.835 | 1745.014 | 1578.125 | 1650.447 | 1690.877 | 1686.48 | 1631.925 | 1603.018 | 1448.785 | 1508.823 | 1547.367 | 1545.368 | 1597.402 | 1635.189 | 1653.219 | 1667.28 | 1683.2 | 1704.905 | 1719.783 | 1739.137 | 1765.581 | 1792.474 | 1823.344 | 1860.389 | 1902.166 | 1946.254 | 1992.985 | 2043.381 | 2096.847 | 2150.098 | 2212.772 | 2266.643 | 2321.972 | 2382.639
LDCEU | Other Non-Substitutables | 1154.366 | 1202.182 | 1249.036 | 1284.375 | 1371.284 | 1303.414 | 1469.115 | 1402.876 | 1494.881 | 1456.538 | 1604.119 | 1579.704 | 1511.864 | 1669.602 | 1794.333 | 1638.665 | 1832.319 | 1411.083 | 1452.793 | 1532.327 | 1557.684 | 1557.258 | 1529.163 | 1493.724 | 1368.452 | 1411.68 | 1428.1 | 1447.592 | 1520.851 | 1579.699 | 1620.297 | 1647.619 | 1674.003 | 1705.002 | 1720.861 | 1742.96 | 1773.279 | 1800.977 | 1831.173 | 1865.372 | 1906.025 | 1946.306 | 1986.594 | 2028.476 | 2071.697 | 2112.251 | 2161.642 | 2197.438 | 2232.92 | 2271.532
Idaho Industrial Loads (GWh) |  | 1986 | 1987 | 1988 | 1989 | 1990 | 1991 | 1992 | 1993 | 1994 | 1995 | 1996 | 1997 | 1998 | 1999 | 2000 | 2001 | 2002 | 2003 | 2004 | 2005 | 2006 | 2007 | 2008 | 2009 | 2010 | 2011 | 2012 | 2013 | 2014 | 2015 | 2016 | 2017 | 2018 | 2019 | 2020 | 2021 | 2022 | 2023 | 2024 | 2025 | 2026 | 2027 | 2028 | 2029 | 2030 | 2031 | 2032 | 2033 | 2034 | 2035
LDCEU | Total | 6269.542 | 6714.356 | 7184.74 | 7584.326 | 7345.005 | 7217.338 | 7916.477 | 7417.51 | 7943.707 | 8201.101 | 9385.071 | 9698.935 | 9234.129 | 9159.472 | 8397.132 | 7548.984 | 6919.006 | 9191.537 | 9481.477 | 8891.758 | 8857.647 | 9501.001 | 9470.479 | 8357.375 | 8963.272 | 9223.687 | 9449.239 | 6902.441 | 6619.904 | 6750.602 | 6753.263 | 6755.62 | 6758.663 | 6762.1 | 6765.946 | 6770.201 | 6774.819 | 6779.881 | 6785.344 | 6791.166 | 6797.306 | 6803.674 | 6810.304 | 6817.172 | 6824.254 | 6831.532 | 6838.731 | 6845.606 | 6852.589 | 6859.555
LDCEU | Process Heat | 203.9335 | 216.7324 | 260.1948 | 289.5034 | 260.2264 | 271.8608 | 275.6373 | 343.3962 | 309.8093 | 447.8729 | 546.4356 | 567.5609 | 576.8578 | 547.9771 | 464.2201 | 323.9642 | 254.0002 | 493.9057 | 521.4803 | 553.8759 | 557.9233 | 563.5709 | 608.9954 | 533.8403 | 609.1754 | 630.4243 | 606.6395 | 468.9376 | 399.7747 | 408.4689 | 409.2895 | 409.8164 | 410.2611 | 410.5701 | 410.7605 | 410.8554 | 410.8556 | 410.7816 | 410.6349 | 410.4308 | 410.1815 | 409.8473 | 409.4427 | 408.9702 | 408.4323 | 407.8314 | 407.1566 | 406.3978 | 405.5827 | 404.7137
LDCEU | Motors | 4949.895 | 5276.775 | 5520.7 | 5743.587 | 5662.892 | 5495.256 | 6131.636 | 5364.788 | 6016.511 | 5731.947 | 6421.283 | 6620.441 | 6148.394 | 6190.775 | 5808.463 | 5613.788 | 5322.939 | 6494.004 | 6674.657 | 5961.562 | 5926.487 | 6446.941 | 6255.686 | 5492.171 | 5740.704 | 5887.282 | 6235.144 | 4569.91 | 4429.303 | 4517.156 | 4519.68 | 4522.541 | 4526.11 | 4530.245 | 4534.923 | 4540.113 | 4545.768 | 4551.896 | 4558.456 | 4565.411 | 4572.725 | 4580.353 | 4588.288 | 4596.508 | 4604.989 | 4613.713 | 4622.538 | 4631.339 | 4640.335 | 4649.511
LDCEU | Other Subs | 529.9918 | 585.2198 | 667.2897 | 745.5127 | 657.0165 | 673.9006 | 686.4013 | 850.6375 | 740.329 | 1052.501 | 1293.937 | 1342.71 | 1368.463 | 1300.088 | 1103.284 | 769.6631 | 605.0057 | 1175.084 | 1242.551 | 1320.59 | 1342.501 | 1396.034 | 1445.484 | 1274.656 | 1500.268 | 1548.851 | 1488.447 | 1003.363 | 951.5693 | 968.2373 | 966.3597 | 964.2596 | 962.1417 | 959.9937 | 957.8055 | 955.5641 | 953.2722 | 950.9589 | 948.626 | 946.2657 | 943.8676 | 941.429 | 938.9734 | 936.5023 | 934.0167 | 931.5178 | 928.9412 | 926.2321 | 923.5162 | 920.7942
LDCEU | Miscellaneous | 585.7225 | 635.6288 | 736.5555 | 805.7227 | 764.8704 | 776.3207 | 822.8017 | 858.6893 | 877.0577 | 968.7794 | 1123.415 | 1168.222 | 1140.415 | 1120.632 | 1021.164 | 841.5685 | 737.0607 | 1028.543 | 1042.788 | 1055.731 | 1030.736 | 1094.455 | 1160.314 | 1056.707 | 1113.126 | 1157.129 | 1119.01 | 860.2303 | 839.257 | 856.74 | 857.934 | 859.004 | 860.1493 | 861.2911 | 862.4567 | 863.6689 | 864.9235 | 866.2449 | 867.6269 | 869.059 | 870.5327 | 872.0457 | 873.6 | 875.1913 | 876.816 | 878.4703 | 880.0952 | 881.6373 | 883.1551 | 884.5361
Idaho Transportation Loads (GWh) |  | 1986 | 1987 | 1988 | 1989 | 1990 | 1991 | 1992 | 1993 | 1994 | 1995 | 1996 | 1997 | 1998 | 1999 | 2000 | 2001 | 2002 | 2003 | 2004 | 2005 | 2006 | 2007 | 2008 | 2009 | 2010 | 2011 | 2012 | 2013 | 2014 | 2015 | 2016 | 2017 | 2018 | 2019 | 2020 | 2021 | 2022 | 2023 | 2024 | 2025 | 2026 | 2027 | 2028 | 2029 | 2030 | 2031 | 2032 | 2033 | 2034 | 2035
LDCECC | Transportation | 0 | 0 | 0 | 0 | 0 | 0 | 0 | 0 | 0 | 0 | 0 | 0 | 0 | 0 | 0 | 0 | 0 | 0 | 0 | 0 | 0 | 0 | 0 | 0 | 0 | 0 | 0 | 0 | 8.6124 | 13.4222 | 21.4402 | 32.2408 | 45.4434 | 60.9458 | 78.5336 | 98.002 | 119.0092 | 141.3351 | 164.8123 | 189.463 | 215.232 | 240.8036 | 265.8526 | 290.0978 | 313.1654 | 326.4122 | 344.156 | 359.4082 | 374.4507 | 385.0802
Idaho Streetlighting Loads (GWh) |  | 1986 | 1987 | 1988 | 1989 | 1990 | 1991 | 1992 | 1993 | 1994 | 1995 | 1996 | 1997 | 1998 | 1999 | 2000 | 2001 | 2002 | 2003 | 2004 | 2005 | 2006 | 2007 | 2008 | 2009 | 2010 | 2011 | 2012 | 2013 | 2014 | 2015 | 2016 | 2017 | 2018 | 2019 | 2020 | 2021 | 2022 | 2023 | 2024 | 2025 | 2026 | 2027 | 2028 | 2029 | 2030 | 2031 | 2032 | 2033 | 2034 | 2035
LDCECC | Streetlighting | 309.5406 | 306.6392 | 303.4037 | 309.0476 | 299.7704 | 313.0233 | 319.0455 | 329.3703 | 333.2936 | 347.0502 | 357.0499 | 351.9764 | 350.1965 | 354.6366 | 367.2313 | 367.5743 | 381.313 | 383.5488 | 380.479 | 377.3742 | 363.6089 | 356.574 | 370.0547 | 365.1829 | 360.4262 | 358.8487 | 344.0608 | 346.8665 | 349.6964 | 352.4903 | 355.2782 | 357.9706 | 360.6871 | 363.368 | 365.9836 | 368.5937 | 371.1981 | 373.7079 | 376.1529 | 378.5928 | 380.9681 | 383.3088 | 385.5853 | 387.7978 | 389.917 | 392.061 | 394.1416 | 396.1588 | 398.1716 | 400.1212
Idaho Average Residential Cogeneration Loads (MW) |  | 1986 | 1987 | 1988 | 1989 | 1990 | 1991 | 1992 | 1993 | 1994 | 1995 | 1996 | 1997 | 1998 | 1999 | 2000 | 2001 | 2002 | 2003 | 2004 | 2005 | 2006 | 2007 | 2008 | 2009 | 2010 | 2011 | 2012 | 2013 | 2014 | 2015 | 2016 | 2017 | 2018 | 2019 | 2020 | 2021 | 2022 | 2023 | 2024 | 2025 | 2026 | 2027 | 2028 | 2029 | 2030 | 2031 | 2032 | 2033 | 2034 | 2035
CgLDC | Annual | 0 | 0 | 0 | 0 | 0 | 0 | 0 | 0 | 0 | 0 | 0 | 0 | 0 | 0 | 0 | 0 | 0 | 0 | 0 | 0.0013 | 0.0075 | 0.0133 | 0.0274 | 0.0389 | 0.0606 | 0.0938 | 0.1481 | 0.2654 | 0.3327 | 0.4173 | 0.5831 | 0.6581 | 0.7051 | 0.7582 | 0.82 | 0.889 | 0.9692 | 1.0378 | 1.1131 | 1.1958 | 1.2872 | 1.39 | 1.4783 | 1.5728 | 1.6767 | 1.786 | 1.9049 | 1.9885 | 2.0772 | 2.1709
CgLDC | January | 0 | 0 | 0 | 0 | 0 | 0 | 0 | 0 | 0 | 0 | 0 | 0 | 0 | 0 | 0 | 0 | 0 | 0 | 0 | 0.0009 | 0.0049 | 0.0087 | 0.0179 | 0.0254 | 0.0396 | 0.0614 | 0.0969 | 0.1736 | 0.2176 | 0.2729 | 0.3814 | 0.4304 | 0.4611 | 0.4959 | 0.5363 | 0.5814 | 0.6339 | 0.6787 | 0.728 | 0.7821 | 0.8418 | 0.9091 | 0.9668 | 1.0286 | 1.0966 | 1.1681 | 1.2458 | 1.3005 | 1.3585 | 1.4198
CgLDC | February | 0 | 0 | 0 | 0 | 0 | 0 | 0 | 0 | 0 | 0 | 0 | 0 | 0 | 0 | 0 | 0 | 0 | 0 | 0 | 0.0012 | 0.0066 | 0.0117 | 0.0242 | 0.0343 | 0.0534 | 0.0826 | 0.1305 | 0.2338 | 0.2931 | 0.3676 | 0.5137 | 0.5797 | 0.6211 | 0.6679 | 0.7224 | 0.7832 | 0.8538 | 0.9142 | 0.9805 | 1.0534 | 1.1339 | 1.2245 | 1.3022 | 1.3855 | 1.4771 | 1.5734 | 1.6781 | 1.7518 | 1.8299 | 1.9124
CgLDC | March | 0 | 0 | 0 | 0 | 0 | 0 | 0 | 0 | 0 | 0 | 0 | 0 | 0 | 0 | 0 | 0 | 0 | 0 | 0 | 0.0015 | 0.0088 | 0.0157 | 0.0323 | 0.0458 | 0.0713 | 0.1105 | 0.1744 | 0.3124 | 0.3917 | 0.4913 | 0.6865 | 0.7748 | 0.8301 | 0.8926 | 0.9654 | 1.0466 | 1.1411 | 1.2218 | 1.3104 | 1.4078 | 1.5154 | 1.6364 | 1.7403 | 1.8516 | 1.974 | 2.1027 | 2.2426 | 2.3411 | 2.4455 | 2.5558
CgLDC | April | 0 | 0 | 0 | 0 | 0 | 0 | 0 | 0 | 0 | 0 | 0 | 0 | 0 | 0 | 0 | 0 | 0 | 0 | 0 | 0.0017 | 0.0095 | 0.017 | 0.0349 | 0.0496 | 0.0772 | 0.1195 | 0.1887 | 0.3381 | 0.4239 | 0.5317 | 0.743 | 0.8385 | 0.8984 | 0.966 | 1.0448 | 1.1327 | 1.2349 | 1.3223 | 1.4182 | 1.5237 | 1.6401 | 1.7711 | 1.8835 | 2.004 | 2.1364 | 2.2757 | 2.4271 | 2.5337 | 2.6467 | 2.766
CgLDC | May | 0 | 0 | 0 | 0 | 0 | 0 | 0 | 0 | 0 | 0 | 0 | 0 | 0 | 0 | 0 | 0 | 0 | 0 | 0 | 0.0015 | 0.0088 | 0.0156 | 0.0321 | 0.0456 | 0.071 | 0.1099 | 0.1735 | 0.3108 | 0.3897 | 0.4888 | 0.683 | 0.7708 | 0.8258 | 0.888 | 0.9604 | 1.0412 | 1.1352 | 1.2155 | 1.3036 | 1.4006 | 1.5076 | 1.628 | 1.7314 | 1.8421 | 1.9638 | 2.0918 | 2.2311 | 2.329 | 2.4329 | 2.5426
CgLDC | June | 0 | 0 | 0 | 0 | 0 | 0 | 0 | 0 | 0 | 0 | 0 | 0 | 0 | 0 | 0 | 0 | 0 | 0 | 0 | 0.0015 | 0.0086 | 0.0153 | 0.0315 | 0.0446 | 0.0695 | 0.1076 | 0.1699 | 0.3044 | 0.3817 | 0.4788 | 0.669 | 0.755 | 0.8089 | 0.8698 | 0.9407 | 1.0199 | 1.1119 | 1.1906 | 1.2769 | 1.3719 | 1.4767 | 1.5946 | 1.6959 | 1.8043 | 1.9235 | 2.0489 | 2.1853 | 2.2813 | 2.383 | 2.4905
CgLDC | July | 0 | 0 | 0 | 0 | 0 | 0 | 0 | 0 | 0 | 0 | 0 | 0 | 0 | 0 | 0 | 0 | 0 | 0 | 0 | 0.0016 | 0.0091 | 0.0162 | 0.0333 | 0.0472 | 0.0735 | 0.1139 | 0.1798 | 0.3221 | 0.4038 | 0.5066 | 0.7078 | 0.7988 | 0.8559 | 0.9203 | 0.9953 | 1.0791 | 1.1765 | 1.2597 | 1.3511 | 1.4515 | 1.5624 | 1.6872 | 1.7943 | 1.9091 | 2.0352 | 2.1679 | 2.3122 | 2.4137 | 2.5213 | 2.6351
CgLDC | August | 0 | 0 | 0 | 0 | 0 | 0 | 0 | 0 | 0 | 0 | 0 | 0 | 0 | 0 | 0 | 0 | 0 | 0 | 0 | 0.0015 | 0.0084 | 0.0149 | 0.0307 | 0.0436 | 0.0678 | 0.1051 | 0.1659 | 0.2972 | 0.3725 | 0.4673 | 0.653 | 0.7369 | 0.7896 | 0.849 | 0.9182 | 0.9955 | 1.0853 | 1.1621 | 1.2464 | 1.3391 | 1.4414 | 1.5565 | 1.6553 | 1.7612 | 1.8775 | 2 | 2.1331 | 2.2267 | 2.326 | 2.4309
CgLDC | September | 0 | 0 | 0 | 0 | 0 | 0 | 0 | 0 | 0 | 0 | 0 | 0 | 0 | 0 | 0 | 0 | 0 | 0 | 0 | 0.0014 | 0.0082 | 0.0146 | 0.0301 | 0.0427 | 0.0665 | 0.103 | 0.1627 | 0.2914 | 0.3653 | 0.4583 | 0.6403 | 0.7226 | 0.7742 | 0.8325 | 0.9004 | 0.9762 | 1.0643 | 1.1396 | 1.2222 | 1.3131 | 1.4134 | 1.5263 | 1.6232 | 1.727 | 1.8412 | 1.9612 | 2.0917 | 2.1836 | 2.2809 | 2.3838
CgLDC | October | 0 | 0 | 0 | 0 | 0 | 0 | 0 | 0 | 0 | 0 | 0 | 0 | 0 | 0 | 0 | 0 | 0 | 0 | 0 | 0.0013 | 0.0075 | 0.0133 | 0.0274 | 0.0389 | 0.0606 | 0.0938 | 0.1482 | 0.2654 | 0.3328 | 0.4174 | 0.5832 | 0.6582 | 0.7052 | 0.7583 | 0.8202 | 0.8892 | 0.9694 | 1.038 | 1.1133 | 1.196 | 1.2874 | 1.3903 | 1.4785 | 1.5731 | 1.677 | 1.7864 | 1.9053 | 1.9889 | 2.0776 | 2.1713
CgLDC | November | 0 | 0 | 0 | 0 | 0 | 0 | 0 | 0 | 0 | 0 | 0 | 0 | 0 | 0 | 0 | 0 | 0 | 0 | 0 | 0.0009 | 0.005 | 0.0089 | 0.0184 | 0.0261 | 0.0406 | 0.0629 | 0.0994 | 0.178 | 0.2232 | 0.28 | 0.3912 | 0.4415 | 0.473 | 0.5087 | 0.5501 | 0.5964 | 0.6502 | 0.6962 | 0.7467 | 0.8023 | 0.8636 | 0.9325 | 0.9917 | 1.0552 | 1.1249 | 1.1982 | 1.278 | 1.3341 | 1.3936 | 1.4564
CgLDC | December | 0 | 0 | 0 | 0 | 0 | 0 | 0 | 0 | 0 | 0 | 0 | 0 | 0 | 0 | 0 | 0 | 0 | 0 | 0 | 0.0008 | 0.0044 | 0.0078 | 0.0161 | 0.0228 | 0.0356 | 0.0551 | 0.087 | 0.1558 | 0.1953 | 0.245 | 0.3423 | 0.3864 | 0.414 | 0.4451 | 0.4814 | 0.5219 | 0.569 | 0.6093 | 0.6535 | 0.7021 | 0.7557 | 0.8161 | 0.8679 | 0.9234 | 0.9844 | 1.0486 | 1.1184 | 1.1675 | 1.2195 | 1.2745
Idaho Peak Residential Cogeneration Loads (MW) |  | 1986 | 1987 | 1988 | 1989 | 1990 | 1991 | 1992 | 1993 | 1994 | 1995 | 1996 | 1997 | 1998 | 1999 | 2000 | 2001 | 2002 | 2003 | 2004 | 2005 | 2006 | 2007 | 2008 | 2009 | 2010 | 2011 | 2012 | 2013 | 2014 | 2015 | 2016 | 2017 | 2018 | 2019 | 2020 | 2021 | 2022 | 2023 | 2024 | 2025 | 2026 | 2027 | 2028 | 2029 | 2030 | 2031 | 2032 | 2033 | 2034 | 2035
CgLDC | Annual | 0 | 0 | 0 | 0 | 0 | 0 | 0 | 0 | 0 | 0 | 0 | 0 | 0 | 0 | 0 | 0 | 0 | 0 | 0 | 0.001 | 0.0062 | 0.0105 | 0.0228 | 0.0315 | 0.0513 | 0.0741 | 0.1176 | 0.2107 | 0.2641 | 0.3313 | 0.4629 | 0.5225 | 0.5598 | 0.6019 | 0.651 | 0.7058 | 0.7695 | 0.8239 | 0.8837 | 0.9494 | 1.0219 | 1.1035 | 1.1736 | 1.2486 | 1.3311 | 1.4179 | 1.5123 | 1.5787 | 1.6491 | 1.7235
CgLDC | January | 0 | 0 | 0 | 0 | 0 | 0 | 0 | 0 | 0 | 0 | 0 | 0 | 0 | 0 | 0 | 0 | 0 | 0 | 0 | 0 | 0.0001 | 0.0001 | 0.0002 | 0.0003 | 0.0005 | 0.0008 | 0.0013 | 0.0023 | 0.0029 | 0.0036 | 0.005 | 0.0057 | 0.0061 | 0.0065 | 0.007 | 0.0076 | 0.0083 | 0.0089 | 0.0096 | 0.0103 | 0.0111 | 0.0119 | 0.0127 | 0.0135 | 0.0144 | 0.0154 | 0.0164 | 0.0171 | 0.0179 | 0.0187
CgLDC | February | 0 | 0 | 0 | 0 | 0 | 0 | 0 | 0 | 0 | 0 | 0 | 0 | 0 | 0 | 0 | 0 | 0 | 0 | 0 | 0.0001 | 0.0005 | 0.0009 | 0.0017 | 0.0025 | 0.0037 | 0.0063 | 0.0093 | 0.0167 | 0.021 | 0.0263 | 0.0368 | 0.0415 | 0.0445 | 0.0479 | 0.0518 | 0.0561 | 0.0612 | 0.0655 | 0.0703 | 0.0755 | 0.0812 | 0.0877 | 0.0933 | 0.0993 | 0.1058 | 0.1127 | 0.1202 | 0.1255 | 0.1311 | 0.137
CgLDC | March | 0 | 0 | 0 | 0 | 0 | 0 | 0 | 0 | 0 | 0 | 0 | 0 | 0 | 0 | 0 | 0 | 0 | 0 | 0 | 0.0004 | 0.0028 | 0.0051 | 0.0099 | 0.0155 | 0.0224 | 0.0339 | 0.0575 | 0.103 | 0.1292 | 0.162 | 0.2264 | 0.2555 | 0.2738 | 0.2944 | 0.3184 | 0.3452 | 0.3763 | 0.4029 | 0.4322 | 0.4643 | 0.4998 | 0.5397 | 0.574 | 0.6107 | 0.651 | 0.6935 | 0.7396 | 0.7721 | 0.8065 | 0.8429
CgLDC | April | 0 | 0 | 0 | 0 | 0 | 0 | 0 | 0 | 0 | 0 | 0 | 0 | 0 | 0 | 0 | 0 | 0 | 0 | 0 | 0.001 | 0.0064 | 0.0119 | 0.0252 | 0.0332 | 0.0524 | 0.0805 | 0.1257 | 0.2251 | 0.2823 | 0.3541 | 0.4947 | 0.5583 | 0.5982 | 0.6432 | 0.6957 | 0.7542 | 0.8223 | 0.8805 | 0.9443 | 1.0145 | 1.092 | 1.1793 | 1.2541 | 1.3343 | 1.4225 | 1.5153 | 1.6161 | 1.6871 | 1.7623 | 1.8418
CgLDC | May | 0 | 0 | 0 | 0 | 0 | 0 | 0 | 0 | 0 | 0 | 0 | 0 | 0 | 0 | 0 | 0 | 0 | 0 | 0 | 0.002 | 0.013 | 0.0222 | 0.0458 | 0.0653 | 0.1044 | 0.1509 | 0.2376 | 0.4256 | 0.5336 | 0.6693 | 0.9352 | 1.0554 | 1.1308 | 1.216 | 1.3151 | 1.4258 | 1.5545 | 1.6644 | 1.7851 | 1.9179 | 2.0644 | 2.2293 | 2.3708 | 2.5224 | 2.6891 | 2.8644 | 3.0551 | 3.1892 | 3.3315 | 3.4817
CgLDC | June | 0 | 0 | 0 | 0 | 0 | 0 | 0 | 0 | 0 | 0 | 0 | 0 | 0 | 0 | 0 | 0 | 0 | 0 | 0 | 0.0034 | 0.0214 | 0.0333 | 0.0766 | 0.0967 | 0.1612 | 0.2323 | 0.3617 | 0.648 | 0.8124 | 1.019 | 1.4238 | 1.6069 | 1.7217 | 1.8513 | 2.0023 | 2.1708 | 2.3666 | 2.534 | 2.7178 | 2.9199 | 3.143 | 3.394 | 3.6095 | 3.8403 | 4.0941 | 4.361 | 4.6513 | 4.8555 | 5.072 | 5.3008
CgLDC | July | 0 | 0 | 0 | 0 | 0 | 0 | 0 | 0 | 0 | 0 | 0 | 0 | 0 | 0 | 0 | 0 | 0 | 0 | 0 | 0.0025 | 0.0145 | 0.0249 | 0.0525 | 0.0782 | 0.125 | 0.175 | 0.2826 | 0.5062 | 0.6346 | 0.796 | 1.1123 | 1.2553 | 1.3449 | 1.4462 | 1.5641 | 1.6958 | 1.8488 | 1.9795 | 2.1231 | 2.281 | 2.4552 | 2.6513 | 2.8197 | 3 | 3.1982 | 3.4067 | 3.6335 | 3.793 | 3.9622 | 4.1409
CgLDC | August | 0 | 0 | 0 | 0 | 0 | 0 | 0 | 0 | 0 | 0 | 0 | 0 | 0 | 0 | 0 | 0 | 0 | 0 | 0 | 0.0025 | 0.0132 | 0.0238 | 0.0544 | 0.0751 | 0.1297 | 0.1849 | 0.296 | 0.5302 | 0.6647 | 0.8338 | 1.165 | 1.3148 | 1.4087 | 1.5148 | 1.6383 | 1.7762 | 1.9364 | 2.0734 | 2.2238 | 2.3891 | 2.5717 | 2.7771 | 2.9534 | 3.1423 | 3.3499 | 3.5683 | 3.8058 | 3.9729 | 4.1501 | 4.3372
CgLDC | September | 0 | 0 | 0 | 0 | 0 | 0 | 0 | 0 | 0 | 0 | 0 | 0 | 0 | 0 | 0 | 0 | 0 | 0 | 0 | 0 | 0 | 0 | 0 | 0 | 0 | 0 | 0 | 0 | 0 | 0 | 0 | 0 | 0 | 0 | 0 | 0 | 0 | 0 | 0 | 0 | 0 | 0 | 0 | 0 | 0 | 0 | 0 | 0 | 0 | 0
CgLDC | October | 0 | 0 | 0 | 0 | 0 | 0 | 0 | 0 | 0 | 0 | 0 | 0 | 0 | 0 | 0 | 0 | 0 | 0 | 0 | 0.0002 | 0.0017 | 0.0028 | 0.0055 | 0.008 | 0.0118 | 0.0187 | 0.0297 | 0.0532 | 0.0667 | 0.0837 | 0.1169 | 0.1319 | 0.1414 | 0.152 | 0.1644 | 0.1782 | 0.1943 | 0.2081 | 0.2232 | 0.2397 | 0.2581 | 0.2787 | 0.2964 | 0.3153 | 0.3362 | 0.3581 | 0.3819 | 0.3987 | 0.4165 | 0.4352
CgLDC | November | 0 | 0 | 0 | 0 | 0 | 0 | 0 | 0 | 0 | 0 | 0 | 0 | 0 | 0 | 0 | 0 | 0 | 0 | 0 | 0 | 0 | 0 | 0 | 0 | 0 | 0 | 0 | 0 | 0 | 0 | 0 | 0 | 0 | 0 | 0 | 0 | 0 | 0 | 0 | 0 | 0 | 0 | 0 | 0 | 0 | 0 | 0 | 0 | 0 | 0
CgLDC | December | 0 | 0 | 0 | 0 | 0 | 0 | 0 | 0 | 0 | 0 | 0 | 0 | 0 | 0 | 0 | 0 | 0 | 0 | 0 | 0 | 0 | 0 | 0 | 0 | 0 | 0 | 0 | 0 | 0 | 0 | 0 | 0 | 0 | 0 | 0 | 0 | 0 | 0 | 0 | 0 | 0 | 0 | 0 | 0 | 0 | 0 | 0 | 0 | 0 | 0
Idaho Minimum Residential Cogeneration Loads (MW) |  | 1986 | 1987 | 1988 | 1989 | 1990 | 1991 | 1992 | 1993 | 1994 | 1995 | 1996 | 1997 | 1998 | 1999 | 2000 | 2001 | 2002 | 2003 | 2004 | 2005 | 2006 | 2007 | 2008 | 2009 | 2010 | 2011 | 2012 | 2013 | 2014 | 2015 | 2016 | 2017 | 2018 | 2019 | 2020 | 2021 | 2022 | 2023 | 2024 | 2025 | 2026 | 2027 | 2028 | 2029 | 2030 | 2031 | 2032 | 2033 | 2034 | 2035
CgLDC | Annual | 0 | 0 | 0 | 0 | 0 | 0 | 0 | 0 | 0 | 0 | 0 | 0 | 0 | 0 | 0 | 0 | 0 | 0 | 0 | 0 | 0 | 0 | 0.0001 | 0.0001 | 0.0001 | 0.0002 | 0.0003 | 0.0006 | 0.0007 | 0.0009 | 0.0013 | 0.0015 | 0.0016 | 0.0017 | 0.0018 | 0.002 | 0.0021 | 0.0023 | 0.0025 | 0.0026 | 0.0028 | 0.0031 | 0.0033 | 0.0035 | 0.0037 | 0.0039 | 0.0042 | 0.0044 | 0.0046 | 0.0048
CgLDC | January | 0 | 0 | 0 | 0 | 0 | 0 | 0 | 0 | 0 | 0 | 0 | 0 | 0 | 0 | 0 | 0 | 0 | 0 | 0 | 0 | 0 | 0 | 0 | 0 | 0 | 0 | 0 | 0 | 0 | 0 | 0 | 0 | 0 | 0 | 0 | 0 | 0 | 0 | 0 | 0 | 0 | 0 | 0 | 0 | 0 | 0 | 0 | 0 | 0 | 0
CgLDC | February | 0 | 0 | 0 | 0 | 0 | 0 | 0 | 0 | 0 | 0 | 0 | 0 | 0 | 0 | 0 | 0 | 0 | 0 | 0 | 0 | 0 | 0 | 0 | 0 | 0 | 0 | 0 | 0 | 0 | 0 | 0 | 0 | 0 | 0 | 0 | 0 | 0 | 0 | 0 | 0 | 0 | 0 | 0 | 0 | 0 | 0 | 0 | 0 | 0 | 0
CgLDC | March | 0 | 0 | 0 | 0 | 0 | 0 | 0 | 0 | 0 | 0 | 0 | 0 | 0 | 0 | 0 | 0 | 0 | 0 | 0 | 0 | 0 | 0 | 0 | 0 | 0 | 0 | 0 | 0 | 0 | 0 | 0 | 0 | 0 | 0 | 0 | 0 | 0 | 0 | 0 | 0 | 0 | 0 | 0 | 0 | 0 | 0 | 0 | 0 | 0 | 0
CgLDC | April | 0 | 0 | 0 | 0 | 0 | 0 | 0 | 0 | 0 | 0 | 0 | 0 | 0 | 0 | 0 | 0 | 0 | 0 | 0 | 0 | 0 | 0 | 0 | 0 | 0 | 0 | 0 | 0 | 0 | 0 | 0 | 0 | 0 | 0 | 0 | 0 | 0 | 0 | 0 | 0 | 0 | 0 | 0 | 0 | 0 | 0 | 0 | 0 | 0 | 0
CgLDC | May | 0 | 0 | 0 | 0 | 0 | 0 | 0 | 0 | 0 | 0 | 0 | 0 | 0 | 0 | 0 | 0 | 0 | 0 | 0 | 0 | 0 | 0 | 0 | 0 | 0 | 0 | 0 | 0 | 0 | 0 | 0 | 0 | 0 | 0 | 0 | 0 | 0 | 0 | 0 | 0 | 0 | 0 | 0 | 0 | 0 | 0 | 0 | 0 | 0 | 0
CgLDC | June | 0 | 0 | 0 | 0 | 0 | 0 | 0 | 0 | 0 | 0 | 0 | 0 | 0 | 0 | 0 | 0 | 0 | 0 | 0 | 0 | 0 | 0 | 0 | 0 | 0 | 0 | 0 | 0 | 0 | 0 | 0 | 0 | 0 | 0 | 0 | 0 | 0 | 0 | 0 | 0 | 0 | 0 | 0 | 0 | 0 | 0 | 0 | 0 | 0 | 0
CgLDC | July | 0 | 0 | 0 | 0 | 0 | 0 | 0 | 0 | 0 | 0 | 0 | 0 | 0 | 0 | 0 | 0 | 0 | 0 | 0 | 0 | 0.0002 | 0.0003 | 0.0007 | 0.001 | 0.0015 | 0.0025 | 0.0038 | 0.0069 | 0.0086 | 0.0108 | 0.0152 | 0.0171 | 0.0183 | 0.0197 | 0.0213 | 0.0231 | 0.0252 | 0.027 | 0.0289 | 0.0311 | 0.0334 | 0.0361 | 0.0384 | 0.0409 | 0.0436 | 0.0464 | 0.0495 | 0.0517 | 0.054 | 0.0564
CgLDC | August | 0 | 0 | 0 | 0 | 0 | 0 | 0 | 0 | 0 | 0 | 0 | 0 | 0 | 0 | 0 | 0 | 0 | 0 | 0 | 0 | 0 | 0 | 0 | 0 | 0 | 0 | 0 | 0 | 0 | 0 | 0 | 0 | 0 | 0 | 0 | 0 | 0 | 0 | 0 | 0 | 0 | 0 | 0 | 0 | 0 | 0 | 0 | 0 | 0 | 0
CgLDC | September | 0 | 0 | 0 | 0 | 0 | 0 | 0 | 0 | 0 | 0 | 0 | 0 | 0 | 0 | 0 | 0 | 0 | 0 | 0 | 0 | 0 | 0 | 0 | 0 | 0 | 0 | 0 | 0 | 0 | 0 | 0 | 0 | 0 | 0 | 0 | 0 | 0 | 0 | 0 | 0 | 0 | 0 | 0 | 0 | 0 | 0 | 0 | 0 | 0 | 0
CgLDC | October | 0 | 0 | 0 | 0 | 0 | 0 | 0 | 0 | 0 | 0 | 0 | 0 | 0 | 0 | 0 | 0 | 0 | 0 | 0 | 0 | 0 | 0 | 0 | 0 | 0 | 0 | 0 | 0 | 0 | 0 | 0 | 0 | 0 | 0 | 0 | 0 | 0 | 0 | 0 | 0 | 0 | 0 | 0 | 0 | 0 | 0 | 0 | 0 | 0 | 0
CgLDC | November | 0 | 0 | 0 | 0 | 0 | 0 | 0 | 0 | 0 | 0 | 0 | 0 | 0 | 0 | 0 | 0 | 0 | 0 | 0 | 0 | 0 | 0 | 0 | 0 | 0 | 0 | 0 | 0 | 0 | 0 | 0 | 0 | 0 | 0 | 0 | 0 | 0 | 0 | 0 | 0 | 0 | 0 | 0 | 0 | 0 | 0 | 0 | 0 | 0 | 0
CgLDC | December | 0 | 0 | 0 | 0 | 0 | 0 | 0 | 0 | 0 | 0 | 0 | 0 | 0 | 0 | 0 | 0 | 0 | 0 | 0 | 0 | 0 | 0 | 0 | 0 | 0 | 0 | 0 | 0 | 0 | 0 | 0 | 0 | 0 | 0 | 0 | 0 | 0 | 0 | 0 | 0 | 0 | 0 | 0 | 0 | 0 | 0 | 0 | 0 | 0 | 0
Idaho Residential Electric Generation from Cogeneration (GWh) |  | 1986 | 1987 | 1988 | 1989 | 1990 | 1991 | 1992 | 1993 | 1994 | 1995 | 1996 | 1997 | 1998 | 1999 | 2000 | 2001 | 2002 | 2003 | 2004 | 2005 | 2006 | 2007 | 2008 | 2009 | 2010 | 2011 | 2012 | 2013 | 2014 | 2015 | 2016 | 2017 | 2018 | 2019 | 2020 | 2021 | 2022 | 2023 | 2024 | 2025 | 2026 | 2027 | 2028 | 2029 | 2030 | 2031 | 2032 | 2033 | 2034 | 2035
CgEG | Total | 0 | 0 | 0 | 0 | 0 | 0 | 0 | 0 | 0 | 0 | 0 | 0 | 0 | 0 | 0 | 0 | 0 | 0 | 0 | 0.0115 | 0.0656 | 0.1168 | 0.2402 | 0.3408 | 0.5308 | 0.8218 | 1.2977 | 2.3247 | 2.9144 | 3.6559 | 5.1082 | 5.7649 | 6.1766 | 6.6417 | 7.1833 | 7.7878 | 8.4905 | 9.0911 | 9.7505 | 10.4755 | 11.2759 | 12.1765 | 12.9495 | 13.7776 | 14.688 | 15.6457 | 16.6871 | 17.4196 | 18.1965 | 19.0172
CgEG | Electric | 0 | 0 | 0 | 0 | 0 | 0 | 0 | 0 | 0 | 0 | 0 | 0 | 0 | 0 | 0 | 0 | 0 | 0 | 0 | 0 | 0 | 0 | 0 | 0 | 0 | 0 | 0 | 0 | 0 | 0 | 0 | 0 | 0 | 0 | 0 | 0 | 0 | 0 | 0 | 0 | 0 | 0 | 0 | 0 | 0 | 0 | 0 | 0 | 0 | 0
CgEG | Gas | 0 | 0 | 0 | 0 | 0 | 0 | 0 | 0 | 0 | 0 | 0 | 0 | 0 | 0 | 0 | 0 | 0 | 0 | 0 | 0 | 0 | 0 | 0 | 0 | 0 | 0 | 0 | 0 | 0 | 0 | 0 | 0 | 0 | 0 | 0 | 0 | 0 | 0 | 0 | 0 | 0 | 0 | 0 | 0 | 0 | 0 | 0 | 0 | 0 | 0
CgEG | Coal | 0 | 0 | 0 | 0 | 0 | 0 | 0 | 0 | 0 | 0 | 0 | 0 | 0 | 0 | 0 | 0 | 0 | 0 | 0 | 0 | 0 | 0 | 0 | 0 | 0 | 0 | 0 | 0 | 0 | 0 | 0 | 0 | 0 | 0 | 0 | 0 | 0 | 0 | 0 | 0 | 0 | 0 | 0 | 0 | 0 | 0 | 0 | 0 | 0 | 0
CgEG | Oil | 0 | 0 | 0 | 0 | 0 | 0 | 0 | 0 | 0 | 0 | 0 | 0 | 0 | 0 | 0 | 0 | 0 | 0 | 0 | 0 | 0 | 0 | 0 | 0 | 0 | 0 | 0 | 0 | 0 | 0 | 0 | 0 | 0 | 0 | 0 | 0 | 0 | 0 | 0 | 0 | 0 | 0 | 0 | 0 | 0 | 0 | 0 | 0 | 0 | 0
CgEG | Biomass | 0 | 0 | 0 | 0 | 0 | 0 | 0 | 0 | 0 | 0 | 0 | 0 | 0 | 0 | 0 | 0 | 0 | 0 | 0 | 0 | 0 | 0 | 0 | 0 | 0 | 0 | 0 | 0 | 0 | 0 | 0 | 0 | 0 | 0 | 0 | 0 | 0 | 0 | 0 | 0 | 0 | 0 | 0 | 0 | 0 | 0 | 0 | 0 | 0 | 0
CgEG | Solar | 0 | 0 | 0 | 0 | 0 | 0 | 0 | 0 | 0 | 0 | 0 | 0 | 0 | 0 | 0 | 0 | 0 | 0 | 0 | 0.0115 | 0.0656 | 0.1168 | 0.2402 | 0.3408 | 0.5308 | 0.8218 | 1.2977 | 2.3247 | 2.9144 | 3.6559 | 5.1082 | 5.7649 | 6.1766 | 6.6417 | 7.1833 | 7.7878 | 8.4905 | 9.0911 | 9.7505 | 10.4755 | 11.2759 | 12.1765 | 12.9495 | 13.7776 | 14.688 | 15.6457 | 16.6871 | 17.4196 | 18.1965 | 19.0172
CgEG | LPG | 0 | 0 | 0 | 0 | 0 | 0 | 0 | 0 | 0 | 0 | 0 | 0 | 0 | 0 | 0 | 0 | 0 | 0 | 0 | 0 | 0 | 0 | 0 | 0 | 0 | 0 | 0 | 0 | 0 | 0 | 0 | 0 | 0 | 0 | 0 | 0 | 0 | 0 | 0 | 0 | 0 | 0 | 0 | 0 | 0 | 0 | 0 | 0 | 0 | 0
CgEG | Steam | 0 | 0 | 0 | 0 | 0 | 0 | 0 | 0 | 0 | 0 | 0 | 0 | 0 | 0 | 0 | 0 | 0 | 0 | 0 | 0 | 0 | 0 | 0 | 0 | 0 | 0 | 0 | 0 | 0 | 0 | 0 | 0 | 0 | 0 | 0 | 0 | 0 | 0 | 0 | 0 | 0 | 0 | 0 | 0 | 0 | 0 | 0 | 0 | 0 | 0
CgEG | Heat Pump | 0 | 0 | 0 | 0 | 0 | 0 | 0 | 0 | 0 | 0 | 0 | 0 | 0 | 0 | 0 | 0 | 0 | 0 | 0 | 0 | 0 | 0 | 0 | 0 | 0 | 0 | 0 | 0 | 0 | 0 | 0 | 0 | 0 | 0 | 0 | 0 | 0 | 0 | 0 | 0 | 0 | 0 | 0 | 0 | 0 | 0 | 0 | 0 | 0 | 0
CgEG | Ductless Heat Pump | 0 | 0 | 0 | 0 | 0 | 0 | 0 | 0 | 0 | 0 | 0 | 0 | 0 | 0 | 0 | 0 | 0 | 0 | 0 | 0 | 0 | 0 | 0 | 0 | 0 | 0 | 0 | 0 | 0 | 0 | 0 | 0 | 0 | 0 | 0 | 0 | 0 | 0 | 0 | 0 | 0 | 0 | 0 | 0 | 0 | 0 | 0 | 0 | 0 | 0
CgEG | Baseboard | 0 | 0 | 0 | 0 | 0 | 0 | 0 | 0 | 0 | 0 | 0 | 0 | 0 | 0 | 0 | 0 | 0 | 0 | 0 | 0 | 0 | 0 | 0 | 0 | 0 | 0 | 0 | 0 | 0 | 0 | 0 | 0 | 0 | 0 | 0 | 0 | 0 | 0 | 0 | 0 | 0 | 0 | 0 | 0 | 0 | 0 | 0 | 0 | 0 | 0
CgEG | Tankless Electric | 0 | 0 | 0 | 0 | 0 | 0 | 0 | 0 | 0 | 0 | 0 | 0 | 0 | 0 | 0 | 0 | 0 | 0 | 0 | 0 | 0 | 0 | 0 | 0 | 0 | 0 | 0 | 0 | 0 | 0 | 0 | 0 | 0 | 0 | 0 | 0 | 0 | 0 | 0 | 0 | 0 | 0 | 0 | 0 | 0 | 0 | 0 | 0 | 0 | 0
CgEG | Central Electric | 0 | 0 | 0 | 0 | 0 | 0 | 0 | 0 | 0 | 0 | 0 | 0 | 0 | 0 | 0 | 0 | 0 | 0 | 0 | 0 | 0 | 0 | 0 | 0 | 0 | 0 | 0 | 0 | 0 | 0 | 0 | 0 | 0 | 0 | 0 | 0 | 0 | 0 | 0 | 0 | 0 | 0 | 0 | 0 | 0 | 0 | 0 | 0 | 0 | 0
CgEG | Room Electric | 0 | 0 | 0 | 0 | 0 | 0 | 0 | 0 | 0 | 0 | 0 | 0 | 0 | 0 | 0 | 0 | 0 | 0 | 0 | 0 | 0 | 0 | 0 | 0 | 0 | 0 | 0 | 0 | 0 | 0 | 0 | 0 | 0 | 0 | 0 | 0 | 0 | 0 | 0 | 0 | 0 | 0 | 0 | 0 | 0 | 0 | 0 | 0 | 0 | 0
CgEG | Packaged Terminal Electric | 0 | 0 | 0 | 0 | 0 | 0 | 0 | 0 | 0 | 0 | 0 | 0 | 0 | 0 | 0 | 0 | 0 | 0 | 0 | 0 | 0 | 0 | 0 | 0 | 0 | 0 | 0 | 0 | 0 | 0 | 0 | 0 | 0 | 0 | 0 | 0 | 0 | 0 | 0 | 0 | 0 | 0 | 0 | 0 | 0 | 0 | 0 | 0 | 0 | 0
CgEG | Tankless Gas | 0 | 0 | 0 | 0 | 0 | 0 | 0 | 0 | 0 | 0 | 0 | 0 | 0 | 0 | 0 | 0 | 0 | 0 | 0 | 0 | 0 | 0 | 0 | 0 | 0 | 0 | 0 | 0 | 0 | 0 | 0 | 0 | 0 | 0 | 0 | 0 | 0 | 0 | 0 | 0 | 0 | 0 | 0 | 0 | 0 | 0 | 0 | 0 | 0 | 0
CgEG | Central Gas | 0 | 0 | 0 | 0 | 0 | 0 | 0 | 0 | 0 | 0 | 0 | 0 | 0 | 0 | 0 | 0 | 0 | 0 | 0 | 0 | 0 | 0 | 0 | 0 | 0 | 0 | 0 | 0 | 0 | 0 | 0 | 0 | 0 | 0 | 0 | 0 | 0 | 0 | 0 | 0 | 0 | 0 | 0 | 0 | 0 | 0 | 0 | 0 | 0 | 0
CgEG | Packaged Terminal Gas | 0 | 0 | 0 | 0 | 0 | 0 | 0 | 0 | 0 | 0 | 0 | 0 | 0 | 0 | 0 | 0 | 0 | 0 | 0 | 0 | 0 | 0 | 0 | 0 | 0 | 0 | 0 | 0 | 0 | 0 | 0 | 0 | 0 | 0 | 0 | 0 | 0 | 0 | 0 | 0 | 0 | 0 | 0 | 0 | 0 | 0 | 0 | 0 | 0 | 0
CgEG | Condensing Gas | 0 | 0 | 0 | 0 | 0 | 0 | 0 | 0 | 0 | 0 | 0 | 0 | 0 | 0 | 0 | 0 | 0 | 0 | 0 | 0 | 0 | 0 | 0 | 0 | 0 | 0 | 0 | 0 | 0 | 0 | 0 | 0 | 0 | 0 | 0 | 0 | 0 | 0 | 0 | 0 | 0 | 0 | 0 | 0 | 0 | 0 | 0 | 0 | 0 | 0
Idaho Average Commercial Cogeneration Loads (MW) |  | 1986 | 1987 | 1988 | 1989 | 1990 | 1991 | 1992 | 1993 | 1994 | 1995 | 1996 | 1997 | 1998 | 1999 | 2000 | 2001 | 2002 | 2003 | 2004 | 2005 | 2006 | 2007 | 2008 | 2009 | 2010 | 2011 | 2012 | 2013 | 2014 | 2015 | 2016 | 2017 | 2018 | 2019 | 2020 | 2021 | 2022 | 2023 | 2024 | 2025 | 2026 | 2027 | 2028 | 2029 | 2030 | 2031 | 2032 | 2033 | 2034 | 2035
CgLDC | Annual | 0 | 0 | 0 | 0 | 0 | 0 | 0 | 0 | 0 | 0 | 0 | 0 | 0 | 0 | 0 | 0 | 0 | 0 | 0 | 0.0001 | 0.0002 | 0.0004 | 0.0008 | 0.0012 | 0.0018 | 0.0027 | 0.0044 | 0.0356 | 0.0434 | 0.0433 | 0.0525 | 0.0608 | 0.0674 | 0.0724 | 0.0813 | 0.0906 | 0.0973 | 0.1061 | 0.1152 | 0.1249 | 0.137 | 0.1501 | 0.164 | 0.1722 | 0.189 | 0.1999 | 0.2192 | 0.2342 | 0.2453 | 0.2571
CgLDC | January | 0 | 0 | 0 | 0 | 0 | 0 | 0 | 0 | 0 | 0 | 0 | 0 | 0 | 0 | 0 | 0 | 0 | 0 | 0 | 0 | 0.0001 | 0.0003 | 0.0005 | 0.0008 | 0.0012 | 0.0018 | 0.0028 | 0.0233 | 0.0284 | 0.0283 | 0.0343 | 0.0398 | 0.0441 | 0.0473 | 0.0532 | 0.0592 | 0.0636 | 0.0694 | 0.0753 | 0.0817 | 0.0896 | 0.0982 | 0.1073 | 0.1126 | 0.1236 | 0.1307 | 0.1433 | 0.1532 | 0.1604 | 0.1681
CgLDC | February | 0 | 0 | 0 | 0 | 0 | 0 | 0 | 0 | 0 | 0 | 0 | 0 | 0 | 0 | 0 | 0 | 0 | 0 | 0 | 0.0001 | 0.0002 | 0.0003 | 0.0007 | 0.001 | 0.0016 | 0.0024 | 0.0038 | 0.0313 | 0.0382 | 0.0382 | 0.0462 | 0.0536 | 0.0593 | 0.0637 | 0.0716 | 0.0798 | 0.0857 | 0.0935 | 0.1015 | 0.1101 | 0.1207 | 0.1322 | 0.1445 | 0.1517 | 0.1665 | 0.1761 | 0.1931 | 0.2063 | 0.2161 | 0.2265
CgLDC | March | 0 | 0 | 0 | 0 | 0 | 0 | 0 | 0 | 0 | 0 | 0 | 0 | 0 | 0 | 0 | 0 | 0 | 0 | 0 | 0.0001 | 0.0003 | 0.0005 | 0.001 | 0.0014 | 0.0021 | 0.0032 | 0.0051 | 0.0419 | 0.0511 | 0.051 | 0.0618 | 0.0716 | 0.0793 | 0.0852 | 0.0957 | 0.1066 | 0.1146 | 0.125 | 0.1356 | 0.1471 | 0.1613 | 0.1767 | 0.1931 | 0.2028 | 0.2225 | 0.2353 | 0.258 | 0.2758 | 0.2888 | 0.3027
CgLDC | April | 0 | 0 | 0 | 0 | 0 | 0 | 0 | 0 | 0 | 0 | 0 | 0 | 0 | 0 | 0 | 0 | 0 | 0 | 0 | 0.0001 | 0.0003 | 0.0005 | 0.001 | 0.0015 | 0.0023 | 0.0035 | 0.0055 | 0.0453 | 0.0553 | 0.0552 | 0.0669 | 0.0775 | 0.0858 | 0.0922 | 0.1036 | 0.1154 | 0.124 | 0.1352 | 0.1468 | 0.1592 | 0.1746 | 0.1913 | 0.2089 | 0.2194 | 0.2408 | 0.2547 | 0.2793 | 0.2984 | 0.3125 | 0.3275
CgLDC | May | 0 | 0 | 0 | 0 | 0 | 0 | 0 | 0 | 0 | 0 | 0 | 0 | 0 | 0 | 0 | 0 | 0 | 0 | 0 | 0.0001 | 0.0003 | 0.0005 | 0.001 | 0.0013 | 0.0021 | 0.0032 | 0.0051 | 0.0417 | 0.0508 | 0.0508 | 0.0615 | 0.0712 | 0.0789 | 0.0847 | 0.0952 | 0.1061 | 0.114 | 0.1243 | 0.1349 | 0.1463 | 0.1605 | 0.1758 | 0.1921 | 0.2017 | 0.2213 | 0.2341 | 0.2567 | 0.2743 | 0.2873 | 0.3011
CgLDC | June | 0 | 0 | 0 | 0 | 0 | 0 | 0 | 0 | 0 | 0 | 0 | 0 | 0 | 0 | 0 | 0 | 0 | 0 | 0 | 0.0001 | 0.0003 | 0.0005 | 0.0009 | 0.0013 | 0.002 | 0.0032 | 0.005 | 0.0408 | 0.0498 | 0.0497 | 0.0602 | 0.0698 | 0.0773 | 0.083 | 0.0933 | 0.1039 | 0.1116 | 0.1218 | 0.1322 | 0.1433 | 0.1572 | 0.1722 | 0.1881 | 0.1976 | 0.2168 | 0.2293 | 0.2514 | 0.2687 | 0.2814 | 0.2949
CgLDC | July | 0 | 0 | 0 | 0 | 0 | 0 | 0 | 0 | 0 | 0 | 0 | 0 | 0 | 0 | 0 | 0 | 0 | 0 | 0 | 0.0001 | 0.0003 | 0.0005 | 0.001 | 0.0014 | 0.0022 | 0.0033 | 0.0053 | 0.0432 | 0.0527 | 0.0526 | 0.0637 | 0.0738 | 0.0818 | 0.0878 | 0.0987 | 0.1099 | 0.1181 | 0.1288 | 0.1398 | 0.1516 | 0.1663 | 0.1822 | 0.199 | 0.2091 | 0.2294 | 0.2426 | 0.266 | 0.2843 | 0.2977 | 0.312
CgLDC | August | 0 | 0 | 0 | 0 | 0 | 0 | 0 | 0 | 0 | 0 | 0 | 0 | 0 | 0 | 0 | 0 | 0 | 0 | 0 | 0.0001 | 0.0002 | 0.0004 | 0.0009 | 0.0013 | 0.002 | 0.0031 | 0.0049 | 0.0398 | 0.0486 | 0.0485 | 0.0588 | 0.0681 | 0.0754 | 0.081 | 0.0911 | 0.1014 | 0.109 | 0.1188 | 0.129 | 0.1399 | 0.1534 | 0.1681 | 0.1836 | 0.1929 | 0.2116 | 0.2238 | 0.2454 | 0.2623 | 0.2747 | 0.2879
CgLDC | September | 0 | 0 | 0 | 0 | 0 | 0 | 0 | 0 | 0 | 0 | 0 | 0 | 0 | 0 | 0 | 0 | 0 | 0 | 0 | 0.0001 | 0.0002 | 0.0004 | 0.0009 | 0.0013 | 0.002 | 0.003 | 0.0048 | 0.0391 | 0.0477 | 0.0476 | 0.0576 | 0.0668 | 0.074 | 0.0795 | 0.0893 | 0.0994 | 0.1069 | 0.1165 | 0.1265 | 0.1372 | 0.1504 | 0.1648 | 0.1801 | 0.1891 | 0.2075 | 0.2195 | 0.2407 | 0.2572 | 0.2694 | 0.2823
CgLDC | October | 0 | 0 | 0 | 0 | 0 | 0 | 0 | 0 | 0 | 0 | 0 | 0 | 0 | 0 | 0 | 0 | 0 | 0 | 0 | 0.0001 | 0.0002 | 0.0004 | 0.0008 | 0.0012 | 0.0018 | 0.0028 | 0.0044 | 0.0356 | 0.0434 | 0.0434 | 0.0525 | 0.0608 | 0.0674 | 0.0724 | 0.0813 | 0.0906 | 0.0973 | 0.1062 | 0.1152 | 0.125 | 0.137 | 0.1501 | 0.164 | 0.1723 | 0.189 | 0.1999 | 0.2192 | 0.2343 | 0.2453 | 0.2571
CgLDC | November | 0 | 0 | 0 | 0 | 0 | 0 | 0 | 0 | 0 | 0 | 0 | 0 | 0 | 0 | 0 | 0 | 0 | 0 | 0 | 0 | 0.0001 | 0.0003 | 0.0005 | 0.0008 | 0.0012 | 0.0018 | 0.0029 | 0.0239 | 0.0291 | 0.0291 | 0.0352 | 0.0408 | 0.0452 | 0.0485 | 0.0546 | 0.0607 | 0.0653 | 0.0712 | 0.0773 | 0.0838 | 0.0919 | 0.1007 | 0.11 | 0.1155 | 0.1268 | 0.1341 | 0.147 | 0.1571 | 0.1646 | 0.1725
CgLDC | December | 0 | 0 | 0 | 0 | 0 | 0 | 0 | 0 | 0 | 0 | 0 | 0 | 0 | 0 | 0 | 0 | 0 | 0 | 0 | 0 | 0.0001 | 0.0002 | 0.0005 | 0.0007 | 0.001 | 0.0016 | 0.0026 | 0.0209 | 0.0255 | 0.0254 | 0.0308 | 0.0357 | 0.0395 | 0.0425 | 0.0477 | 0.0532 | 0.0571 | 0.0623 | 0.0676 | 0.0733 | 0.0804 | 0.0881 | 0.0963 | 0.1011 | 0.1109 | 0.1173 | 0.1287 | 0.1375 | 0.144 | 0.1509
Idaho Peak Commercial Cogeneration Loads (MW) |  | 1986 | 1987 | 1988 | 1989 | 1990 | 1991 | 1992 | 1993 | 1994 | 1995 | 1996 | 1997 | 1998 | 1999 | 2000 | 2001 | 2002 | 2003 | 2004 | 2005 | 2006 | 2007 | 2008 | 2009 | 2010 | 2011 | 2012 | 2013 | 2014 | 2015 | 2016 | 2017 | 2018 | 2019 | 2020 | 2021 | 2022 | 2023 | 2024 | 2025 | 2026 | 2027 | 2028 | 2029 | 2030 | 2031 | 2032 | 2033 | 2034 | 2035
CgLDC | Annual | 0 | 0 | 0 | 0 | 0 | 0 | 0 | 0 | 0 | 0 | 0 | 0 | 0 | 0 | 0 | 0 | 0 | 0 | 0 | 0.0001 | 0.0002 | 0.0003 | 0.0007 | 0.0009 | 0.0015 | 0.0022 | 0.0035 | 0.0282 | 0.0345 | 0.0344 | 0.0417 | 0.0483 | 0.0535 | 0.0574 | 0.0646 | 0.0719 | 0.0773 | 0.0843 | 0.0915 | 0.0992 | 0.1088 | 0.1192 | 0.1302 | 0.1367 | 0.15 | 0.1587 | 0.174 | 0.186 | 0.1947 | 0.2041
CgLDC | January | 0 | 0 | 0 | 0 | 0 | 0 | 0 | 0 | 0 | 0 | 0 | 0 | 0 | 0 | 0 | 0 | 0 | 0 | 0 | 0 | 0 | 0 | 0 | 0 | 0 | 0 | 0 | 0.0003 | 0.0004 | 0.0004 | 0.0005 | 0.0005 | 0.0006 | 0.0006 | 0.0007 | 0.0008 | 0.0008 | 0.0009 | 0.001 | 0.0011 | 0.0012 | 0.0013 | 0.0014 | 0.0015 | 0.0016 | 0.0017 | 0.0019 | 0.002 | 0.0021 | 0.0022
CgLDC | February | 0 | 0 | 0 | 0 | 0 | 0 | 0 | 0 | 0 | 0 | 0 | 0 | 0 | 0 | 0 | 0 | 0 | 0 | 0 | 0 | 0 | 0 | 0.0001 | 0.0001 | 0.0001 | 0.0002 | 0.0003 | 0.0022 | 0.0027 | 0.0027 | 0.0033 | 0.0038 | 0.0043 | 0.0046 | 0.0051 | 0.0057 | 0.0061 | 0.0067 | 0.0073 | 0.0079 | 0.0086 | 0.0095 | 0.0103 | 0.0109 | 0.0119 | 0.0126 | 0.0138 | 0.0148 | 0.0155 | 0.0162
CgLDC | March | 0 | 0 | 0 | 0 | 0 | 0 | 0 | 0 | 0 | 0 | 0 | 0 | 0 | 0 | 0 | 0 | 0 | 0 | 0 | 0 | 0.0001 | 0.0002 | 0.0003 | 0.0005 | 0.0007 | 0.001 | 0.0017 | 0.0138 | 0.0168 | 0.0168 | 0.0204 | 0.0236 | 0.0262 | 0.0281 | 0.0316 | 0.0352 | 0.0378 | 0.0412 | 0.0447 | 0.0485 | 0.0532 | 0.0583 | 0.0637 | 0.0669 | 0.0734 | 0.0776 | 0.0851 | 0.0909 | 0.0952 | 0.0998
CgLDC | April | 0 | 0 | 0 | 0 | 0 | 0 | 0 | 0 | 0 | 0 | 0 | 0 | 0 | 0 | 0 | 0 | 0 | 0 | 0 | 0.0001 | 0.0002 | 0.0004 | 0.0008 | 0.001 | 0.0015 | 0.0024 | 0.0037 | 0.0302 | 0.0368 | 0.0368 | 0.0445 | 0.0516 | 0.0572 | 0.0614 | 0.069 | 0.0768 | 0.0826 | 0.09 | 0.0977 | 0.106 | 0.1162 | 0.1273 | 0.1391 | 0.1461 | 0.1603 | 0.1696 | 0.1859 | 0.1987 | 0.2081 | 0.2181
CgLDC | May | 0 | 0 | 0 | 0 | 0 | 0 | 0 | 0 | 0 | 0 | 0 | 0 | 0 | 0 | 0 | 0 | 0 | 0 | 0 | 0.0001 | 0.0004 | 0.0007 | 0.0014 | 0.0019 | 0.0031 | 0.0044 | 0.007 | 0.057 | 0.0696 | 0.0695 | 0.0842 | 0.0975 | 0.108 | 0.1161 | 0.1304 | 0.1452 | 0.1561 | 0.1702 | 0.1848 | 0.2004 | 0.2197 | 0.2407 | 0.263 | 0.2762 | 0.3031 | 0.3206 | 0.3515 | 0.3757 | 0.3934 | 0.4123
CgLDC | June | 0 | 0 | 0 | 0 | 0 | 0 | 0 | 0 | 0 | 0 | 0 | 0 | 0 | 0 | 0 | 0 | 0 | 0 | 0.0001 | 0.0002 | 0.0006 | 0.001 | 0.0023 | 0.0029 | 0.0047 | 0.0068 | 0.0106 | 0.0868 | 0.106 | 0.1058 | 0.1282 | 0.1485 | 0.1645 | 0.1767 | 0.1986 | 0.2211 | 0.2376 | 0.2592 | 0.2813 | 0.305 | 0.3345 | 0.3665 | 0.4004 | 0.4205 | 0.4614 | 0.488 | 0.5352 | 0.5719 | 0.599 | 0.6277
CgLDC | July | 0 | 0 | 0 | 0 | 0 | 0 | 0 | 0 | 0 | 0 | 0 | 0 | 0 | 0 | 0 | 0 | 0 | 0 | 0 | 0.0001 | 0.0004 | 0.0007 | 0.0016 | 0.0023 | 0.0037 | 0.0051 | 0.0083 | 0.0678 | 0.0828 | 0.0827 | 0.1001 | 0.116 | 0.1285 | 0.138 | 0.1551 | 0.1727 | 0.1856 | 0.2024 | 0.2197 | 0.2383 | 0.2613 | 0.2863 | 0.3128 | 0.3285 | 0.3604 | 0.3812 | 0.4181 | 0.4468 | 0.4679 | 0.4904
CgLDC | August | 0 | 0 | 0 | 0 | 0 | 0 | 0 | 0 | 0 | 0 | 0 | 0 | 0 | 0 | 0 | 0 | 0 | 0 | 0 | 0.0001 | 0.0004 | 0.0007 | 0.0016 | 0.0022 | 0.0038 | 0.0054 | 0.0087 | 0.0711 | 0.0867 | 0.0866 | 0.1049 | 0.1215 | 0.1346 | 0.1446 | 0.1625 | 0.1809 | 0.1944 | 0.212 | 0.2302 | 0.2496 | 0.2737 | 0.2999 | 0.3276 | 0.3441 | 0.3775 | 0.3993 | 0.4379 | 0.468 | 0.4901 | 0.5136
CgLDC | September | 0 | 0 | 0 | 0 | 0 | 0 | 0 | 0 | 0 | 0 | 0 | 0 | 0 | 0 | 0 | 0 | 0 | 0 | 0 | 0 | 0 | 0 | 0 | 0 | 0 | 0 | 0 | 0 | 0 | 0 | 0 | 0 | 0 | 0 | 0 | 0 | 0 | 0 | 0 | 0 | 0 | 0 | 0 | 0 | 0 | 0 | 0 | 0 | 0 | 0
CgLDC | October | 0 | 0 | 0 | 0 | 0 | 0 | 0 | 0 | 0 | 0 | 0 | 0 | 0 | 0 | 0 | 0 | 0 | 0 | 0 | 0 | 0.0001 | 0.0001 | 0.0002 | 0.0002 | 0.0003 | 0.0005 | 0.0009 | 0.0071 | 0.0087 | 0.0087 | 0.0105 | 0.0122 | 0.0135 | 0.0145 | 0.0163 | 0.0182 | 0.0195 | 0.0213 | 0.0231 | 0.025 | 0.0275 | 0.0301 | 0.0329 | 0.0345 | 0.0379 | 0.0401 | 0.0439 | 0.047 | 0.0492 | 0.0515
CgLDC | November | 0 | 0 | 0 | 0 | 0 | 0 | 0 | 0 | 0 | 0 | 0 | 0 | 0 | 0 | 0 | 0 | 0 | 0 | 0 | 0 | 0 | 0 | 0 | 0 | 0 | 0 | 0 | 0 | 0 | 0 | 0 | 0 | 0 | 0 | 0 | 0 | 0 | 0 | 0 | 0 | 0 | 0 | 0 | 0 | 0 | 0 | 0 | 0 | 0 | 0
CgLDC | December | 0 | 0 | 0 | 0 | 0 | 0 | 0 | 0 | 0 | 0 | 0 | 0 | 0 | 0 | 0 | 0 | 0 | 0 | 0 | 0 | 0 | 0 | 0 | 0 | 0 | 0 | 0 | 0 | 0 | 0 | 0 | 0 | 0 | 0 | 0 | 0 | 0 | 0 | 0 | 0 | 0 | 0 | 0 | 0 | 0 | 0 | 0 | 0 | 0 | 0
Idaho Minimum Commercial Cogeneration Loads (MW) |  | 1986 | 1987 | 1988 | 1989 | 1990 | 1991 | 1992 | 1993 | 1994 | 1995 | 1996 | 1997 | 1998 | 1999 | 2000 | 2001 | 2002 | 2003 | 2004 | 2005 | 2006 | 2007 | 2008 | 2009 | 2010 | 2011 | 2012 | 2013 | 2014 | 2015 | 2016 | 2017 | 2018 | 2019 | 2020 | 2021 | 2022 | 2023 | 2024 | 2025 | 2026 | 2027 | 2028 | 2029 | 2030 | 2031 | 2032 | 2033 | 2034 | 2035
CgLDC | Annual | 0 | 0 | 0 | 0 | 0 | 0 | 0 | 0 | 0 | 0 | 0 | 0 | 0 | 0 | 0 | 0 | 0 | 0 | 0 | 0 | 0 | 0 | 0 | 0 | 0 | 0 | 0 | 0.0001 | 0.0001 | 0.0001 | 0.0001 | 0.0001 | 0.0001 | 0.0002 | 0.0002 | 0.0002 | 0.0002 | 0.0002 | 0.0003 | 0.0003 | 0.0003 | 0.0003 | 0.0004 | 0.0004 | 0.0004 | 0.0004 | 0.0005 | 0.0005 | 0.0005 | 0.0006
CgLDC | January | 0 | 0 | 0 | 0 | 0 | 0 | 0 | 0 | 0 | 0 | 0 | 0 | 0 | 0 | 0 | 0 | 0 | 0 | 0 | 0 | 0 | 0 | 0 | 0 | 0 | 0 | 0 | 0 | 0 | 0 | 0 | 0 | 0 | 0 | 0 | 0 | 0 | 0 | 0 | 0 | 0 | 0 | 0 | 0 | 0 | 0 | 0 | 0 | 0 | 0
CgLDC | February | 0 | 0 | 0 | 0 | 0 | 0 | 0 | 0 | 0 | 0 | 0 | 0 | 0 | 0 | 0 | 0 | 0 | 0 | 0 | 0 | 0 | 0 | 0 | 0 | 0 | 0 | 0 | 0 | 0 | 0 | 0 | 0 | 0 | 0 | 0 | 0 | 0 | 0 | 0 | 0 | 0 | 0 | 0 | 0 | 0 | 0 | 0 | 0 | 0 | 0
CgLDC | March | 0 | 0 | 0 | 0 | 0 | 0 | 0 | 0 | 0 | 0 | 0 | 0 | 0 | 0 | 0 | 0 | 0 | 0 | 0 | 0 | 0 | 0 | 0 | 0 | 0 | 0 | 0 | 0 | 0 | 0 | 0 | 0 | 0 | 0 | 0 | 0 | 0 | 0 | 0 | 0 | 0 | 0 | 0 | 0 | 0 | 0 | 0 | 0 | 0 | 0
CgLDC | April | 0 | 0 | 0 | 0 | 0 | 0 | 0 | 0 | 0 | 0 | 0 | 0 | 0 | 0 | 0 | 0 | 0 | 0 | 0 | 0 | 0 | 0 | 0 | 0 | 0 | 0 | 0 | 0 | 0 | 0 | 0 | 0 | 0 | 0 | 0 | 0 | 0 | 0 | 0 | 0 | 0 | 0 | 0 | 0 | 0 | 0 | 0 | 0 | 0 | 0
CgLDC | May | 0 | 0 | 0 | 0 | 0 | 0 | 0 | 0 | 0 | 0 | 0 | 0 | 0 | 0 | 0 | 0 | 0 | 0 | 0 | 0 | 0 | 0 | 0 | 0 | 0 | 0 | 0 | 0 | 0 | 0 | 0 | 0 | 0 | 0 | 0 | 0 | 0 | 0 | 0 | 0 | 0 | 0 | 0 | 0 | 0 | 0 | 0 | 0 | 0 | 0
CgLDC | June | 0 | 0 | 0 | 0 | 0 | 0 | 0 | 0 | 0 | 0 | 0 | 0 | 0 | 0 | 0 | 0 | 0 | 0 | 0 | 0 | 0 | 0 | 0 | 0 | 0 | 0 | 0 | 0 | 0 | 0 | 0 | 0 | 0 | 0 | 0 | 0 | 0 | 0 | 0 | 0 | 0 | 0 | 0 | 0 | 0 | 0 | 0 | 0 | 0 | 0
CgLDC | July | 0 | 0 | 0 | 0 | 0 | 0 | 0 | 0 | 0 | 0 | 0 | 0 | 0 | 0 | 0 | 0 | 0 | 0 | 0 | 0 | 0 | 0 | 0 | 0 | 0 | 0.0001 | 0.0001 | 0.0009 | 0.0011 | 0.0011 | 0.0014 | 0.0016 | 0.0018 | 0.0019 | 0.0021 | 0.0024 | 0.0025 | 0.0028 | 0.003 | 0.0032 | 0.0036 | 0.0039 | 0.0043 | 0.0045 | 0.0049 | 0.0052 | 0.0057 | 0.0061 | 0.0064 | 0.0067
CgLDC | August | 0 | 0 | 0 | 0 | 0 | 0 | 0 | 0 | 0 | 0 | 0 | 0 | 0 | 0 | 0 | 0 | 0 | 0 | 0 | 0 | 0 | 0 | 0 | 0 | 0 | 0 | 0 | 0 | 0 | 0 | 0 | 0 | 0 | 0 | 0 | 0 | 0 | 0 | 0 | 0 | 0 | 0 | 0 | 0 | 0 | 0 | 0 | 0 | 0 | 0
CgLDC | September | 0 | 0 | 0 | 0 | 0 | 0 | 0 | 0 | 0 | 0 | 0 | 0 | 0 | 0 | 0 | 0 | 0 | 0 | 0 | 0 | 0 | 0 | 0 | 0 | 0 | 0 | 0 | 0 | 0 | 0 | 0 | 0 | 0 | 0 | 0 | 0 | 0 | 0 | 0 | 0 | 0 | 0 | 0 | 0 | 0 | 0 | 0 | 0 | 0 | 0
CgLDC | October | 0 | 0 | 0 | 0 | 0 | 0 | 0 | 0 | 0 | 0 | 0 | 0 | 0 | 0 | 0 | 0 | 0 | 0 | 0 | 0 | 0 | 0 | 0 | 0 | 0 | 0 | 0 | 0 | 0 | 0 | 0 | 0 | 0 | 0 | 0 | 0 | 0 | 0 | 0 | 0 | 0 | 0 | 0 | 0 | 0 | 0 | 0 | 0 | 0 | 0
CgLDC | November | 0 | 0 | 0 | 0 | 0 | 0 | 0 | 0 | 0 | 0 | 0 | 0 | 0 | 0 | 0 | 0 | 0 | 0 | 0 | 0 | 0 | 0 | 0 | 0 | 0 | 0 | 0 | 0 | 0 | 0 | 0 | 0 | 0 | 0 | 0 | 0 | 0 | 0 | 0 | 0 | 0 | 0 | 0 | 0 | 0 | 0 | 0 | 0 | 0 | 0
CgLDC | December | 0 | 0 | 0 | 0 | 0 | 0 | 0 | 0 | 0 | 0 | 0 | 0 | 0 | 0 | 0 | 0 | 0 | 0 | 0 | 0 | 0 | 0 | 0 | 0 | 0 | 0 | 0 | 0 | 0 | 0 | 0 | 0 | 0 | 0 | 0 | 0 | 0 | 0 | 0 | 0 | 0 | 0 | 0 | 0 | 0 | 0 | 0 | 0 | 0 | 0
Idaho Commercial Electric Generation from Cogeneration (GWh) |  | 1986 | 1987 | 1988 | 1989 | 1990 | 1991 | 1992 | 1993 | 1994 | 1995 | 1996 | 1997 | 1998 | 1999 | 2000 | 2001 | 2002 | 2003 | 2004 | 2005 | 2006 | 2007 | 2008 | 2009 | 2010 | 2011 | 2012 | 2013 | 2014 | 2015 | 2016 | 2017 | 2018 | 2019 | 2020 | 2021 | 2022 | 2023 | 2024 | 2025 | 2026 | 2027 | 2028 | 2029 | 2030 | 2031 | 2032 | 2033 | 2034 | 2035
CgEG | Total | 0 | 0 | 0 | 0 | 0 | 0 | 0 | 0 | 0 | 0 | 0 | 0 | 0 | 0 | 0 | 0.0001 | 0.0001 | 0.0001 | 0.0002 | 0.0006 | 0.0019 | 0.0035 | 0.0071 | 0.0101 | 0.0156 | 0.0241 | 0.0381 | 0.3116 | 0.3802 | 0.3797 | 0.4599 | 0.5326 | 0.5901 | 0.6339 | 0.7123 | 0.7932 | 0.8525 | 0.9297 | 1.0092 | 1.0944 | 1.2002 | 1.3149 | 1.4365 | 1.5087 | 1.6553 | 1.7509 | 1.92 | 2.0519 | 2.1488 | 2.252
CgEG | Electric | 0 | 0 | 0 | 0 | 0 | 0 | 0 | 0 | 0 | 0 | 0 | 0 | 0 | 0 | 0 | 0 | 0 | 0 | 0 | 0 | 0 | 0 | 0 | 0 | 0 | 0 | 0 | 0 | 0 | 0 | 0 | 0 | 0 | 0 | 0 | 0 | 0 | 0 | 0 | 0 | 0 | 0 | 0 | 0 | 0 | 0 | 0 | 0 | 0 | 0
CgEG | Gas | 0 | 0 | 0 | 0 | 0 | 0 | 0 | 0 | 0 | 0 | 0 | 0 | 0 | 0 | 0 | 0 | 0 | 0 | 0 | 0 | 0 | 0 | 0 | 0 | 0 | 0 | 0 | 0 | 0 | 0 | 0 | 0 | 0 | 0 | 0 | 0 | 0 | 0 | 0 | 0 | 0 | 0 | 0 | 0 | 0 | 0 | 0 | 0 | 0 | 0
CgEG | Coal | 0 | 0 | 0 | 0 | 0 | 0 | 0 | 0 | 0 | 0 | 0 | 0 | 0 | 0 | 0 | 0 | 0 | 0 | 0 | 0 | 0 | 0 | 0 | 0 | 0 | 0 | 0 | 0 | 0 | 0 | 0 | 0 | 0 | 0 | 0 | 0 | 0 | 0 | 0 | 0 | 0 | 0 | 0 | 0 | 0 | 0 | 0 | 0 | 0 | 0
CgEG | Oil | 0 | 0 | 0 | 0 | 0 | 0 | 0 | 0 | 0 | 0 | 0 | 0 | 0 | 0 | 0 | 0 | 0 | 0 | 0 | 0 | 0 | 0 | 0 | 0 | 0 | 0 | 0 | 0 | 0 | 0 | 0 | 0 | 0 | 0 | 0 | 0 | 0 | 0 | 0 | 0 | 0 | 0 | 0 | 0 | 0 | 0 | 0 | 0 | 0 | 0
CgEG | Biomass | 0 | 0 | 0 | 0 | 0 | 0 | 0 | 0 | 0 | 0 | 0 | 0 | 0 | 0 | 0 | 0 | 0 | 0 | 0 | 0 | 0 | 0 | 0 | 0 | 0 | 0 | 0 | 0 | 0 | 0 | 0 | 0 | 0 | 0 | 0 | 0 | 0 | 0 | 0 | 0 | 0 | 0 | 0 | 0 | 0 | 0 | 0 | 0 | 0 | 0
CgEG | Solar | 0 | 0 | 0 | 0 | 0 | 0 | 0 | 0 | 0 | 0 | 0 | 0 | 0 | 0 | 0 | 0.0001 | 0.0001 | 0.0001 | 0.0002 | 0.0006 | 0.0019 | 0.0035 | 0.0071 | 0.0101 | 0.0156 | 0.0241 | 0.0381 | 0.3116 | 0.3802 | 0.3797 | 0.4599 | 0.5326 | 0.5901 | 0.6339 | 0.7123 | 0.7932 | 0.8525 | 0.9297 | 1.0092 | 1.0944 | 1.2002 | 1.3149 | 1.4365 | 1.5087 | 1.6553 | 1.7509 | 1.92 | 2.0519 | 2.1488 | 2.252
CgEG | LPG | 0 | 0 | 0 | 0 | 0 | 0 | 0 | 0 | 0 | 0 | 0 | 0 | 0 | 0 | 0 | 0 | 0 | 0 | 0 | 0 | 0 | 0 | 0 | 0 | 0 | 0 | 0 | 0 | 0 | 0 | 0 | 0 | 0 | 0 | 0 | 0 | 0 | 0 | 0 | 0 | 0 | 0 | 0 | 0 | 0 | 0 | 0 | 0 | 0 | 0
CgEG | Steam | 0 | 0 | 0 | 0 | 0 | 0 | 0 | 0 | 0 | 0 | 0 | 0 | 0 | 0 | 0 | 0 | 0 | 0 | 0 | 0 | 0 | 0 | 0 | 0 | 0 | 0 | 0 | 0 | 0 | 0 | 0 | 0 | 0 | 0 | 0 | 0 | 0 | 0 | 0 | 0 | 0 | 0 | 0 | 0 | 0 | 0 | 0 | 0 | 0 | 0
Idaho Average Industrial Cogeneration Loads (MW) |  | 1986 | 1987 | 1988 | 1989 | 1990 | 1991 | 1992 | 1993 | 1994 | 1995 | 1996 | 1997 | 1998 | 1999 | 2000 | 2001 | 2002 | 2003 | 2004 | 2005 | 2006 | 2007 | 2008 | 2009 | 2010 | 2011 | 2012 | 2013 | 2014 | 2015 | 2016 | 2017 | 2018 | 2019 | 2020 | 2021 | 2022 | 2023 | 2024 | 2025 | 2026 | 2027 | 2028 | 2029 | 2030 | 2031 | 2032 | 2033 | 2034 | 2035
CgLDC | Annual | 0 | 0 | 0 | 0 | 0 | 0 | 0 | 0 | 0 | 0 | 0 | 0 | 0 | 0 | 0 | 0.0001 | 0.0001 | 0.0002 | 0.0002 | 0.0008 | 0.0024 | 0.0043 | 0.0089 | 0.0126 | 0.0194 | 0.0265 | 0.0419 | 0.043 | 0.0449 | 0.0453 | 0.0457 | 0.046 | 0.0463 | 0.0466 | 0.0468 | 0.0471 | 0.0473 | 0.0476 | 0.0478 | 0.0481 | 0.0484 | 0.0486 | 0.0489 | 0.0492 | 0.0496 | 0.0499 | 0.0502 | 0.0504 | 0.0506 | 0.0508
CgLDC | January | 0 | 0 | 0 | 0 | 0 | 0 | 0 | 0 | 0 | 0 | 0 | 0 | 0 | 0 | 0 | 0 | 0.0001 | 0.0001 | 0.0001 | 0.0005 | 0.0016 | 0.0028 | 0.0058 | 0.0082 | 0.0127 | 0.0173 | 0.0274 | 0.0282 | 0.0294 | 0.0296 | 0.0299 | 0.0301 | 0.0303 | 0.0305 | 0.0306 | 0.0308 | 0.031 | 0.0311 | 0.0313 | 0.0315 | 0.0316 | 0.0318 | 0.032 | 0.0322 | 0.0324 | 0.0326 | 0.0328 | 0.033 | 0.0331 | 0.0332
CgLDC | February | 0 | 0 | 0 | 0 | 0 | 0 | 0 | 0 | 0 | 0 | 0 | 0 | 0 | 0 | 0 | 0.0001 | 0.0001 | 0.0002 | 0.0002 | 0.0007 | 0.0021 | 0.0038 | 0.0078 | 0.0111 | 0.0171 | 0.0233 | 0.0369 | 0.0379 | 0.0396 | 0.0399 | 0.0402 | 0.0405 | 0.0408 | 0.041 | 0.0413 | 0.0415 | 0.0417 | 0.0419 | 0.0421 | 0.0424 | 0.0426 | 0.0429 | 0.0431 | 0.0434 | 0.0437 | 0.044 | 0.0442 | 0.0444 | 0.0446 | 0.0448
CgLDC | March | 0 | 0 | 0 | 0 | 0 | 0 | 0 | 0 | 0 | 0 | 0 | 0 | 0 | 0 | 0 | 0.0001 | 0.0002 | 0.0002 | 0.0003 | 0.0009 | 0.0028 | 0.0051 | 0.0105 | 0.0148 | 0.0229 | 0.0312 | 0.0494 | 0.0507 | 0.0529 | 0.0533 | 0.0538 | 0.0541 | 0.0545 | 0.0548 | 0.0552 | 0.0555 | 0.0557 | 0.056 | 0.0563 | 0.0566 | 0.0569 | 0.0573 | 0.0576 | 0.058 | 0.0584 | 0.0587 | 0.0591 | 0.0593 | 0.0596 | 0.0598
CgLDC | April | 0 | 0 | 0 | 0 | 0 | 0 | 0 | 0 | 0 | 0 | 0 | 0 | 0 | 0 | 0 | 0.0001 | 0.0002 | 0.0002 | 0.0003 | 0.001 | 0.003 | 0.0055 | 0.0113 | 0.016 | 0.0248 | 0.0338 | 0.0534 | 0.0549 | 0.0572 | 0.0577 | 0.0582 | 0.0586 | 0.0589 | 0.0593 | 0.0597 | 0.06 | 0.0603 | 0.0606 | 0.0609 | 0.0613 | 0.0616 | 0.062 | 0.0624 | 0.0627 | 0.0632 | 0.0636 | 0.0639 | 0.0642 | 0.0645 | 0.0647
CgLDC | May | 0 | 0 | 0 | 0 | 0 | 0 | 0 | 0 | 0 | 0 | 0 | 0 | 0 | 0 | 0 | 0.0001 | 0.0002 | 0.0002 | 0.0003 | 0.0009 | 0.0028 | 0.0051 | 0.0104 | 0.0147 | 0.0228 | 0.031 | 0.0491 | 0.0504 | 0.0526 | 0.053 | 0.0535 | 0.0538 | 0.0542 | 0.0545 | 0.0549 | 0.0552 | 0.0554 | 0.0557 | 0.056 | 0.0563 | 0.0566 | 0.057 | 0.0573 | 0.0577 | 0.058 | 0.0584 | 0.0588 | 0.059 | 0.0593 | 0.0595
CgLDC | June | 0 | 0 | 0 | 0 | 0 | 0 | 0 | 0 | 0 | 0 | 0 | 0 | 0 | 0 | 0 | 0.0001 | 0.0002 | 0.0002 | 0.0003 | 0.0009 | 0.0027 | 0.005 | 0.0102 | 0.0144 | 0.0223 | 0.0304 | 0.0481 | 0.0494 | 0.0515 | 0.052 | 0.0524 | 0.0527 | 0.0531 | 0.0534 | 0.0537 | 0.054 | 0.0543 | 0.0546 | 0.0549 | 0.0552 | 0.0555 | 0.0558 | 0.0561 | 0.0565 | 0.0569 | 0.0572 | 0.0576 | 0.0578 | 0.058 | 0.0583
CgLDC | July | 0 | 0 | 0 | 0 | 0 | 0 | 0 | 0 | 0 | 0 | 0 | 0 | 0 | 0 | 0 | 0.0001 | 0.0002 | 0.0002 | 0.0003 | 0.001 | 0.0029 | 0.0053 | 0.0108 | 0.0153 | 0.0236 | 0.0322 | 0.0509 | 0.0523 | 0.0545 | 0.055 | 0.0554 | 0.0558 | 0.0562 | 0.0565 | 0.0569 | 0.0572 | 0.0575 | 0.0578 | 0.0581 | 0.0584 | 0.0587 | 0.059 | 0.0594 | 0.0598 | 0.0602 | 0.0606 | 0.0609 | 0.0612 | 0.0614 | 0.0617
CgLDC | August | 0 | 0 | 0 | 0 | 0 | 0 | 0 | 0 | 0 | 0 | 0 | 0 | 0 | 0 | 0 | 0.0001 | 0.0002 | 0.0002 | 0.0002 | 0.0009 | 0.0027 | 0.0049 | 0.01 | 0.0141 | 0.0218 | 0.0297 | 0.047 | 0.0482 | 0.0503 | 0.0507 | 0.0511 | 0.0515 | 0.0518 | 0.0521 | 0.0525 | 0.0528 | 0.053 | 0.0533 | 0.0536 | 0.0539 | 0.0542 | 0.0545 | 0.0548 | 0.0551 | 0.0555 | 0.0559 | 0.0562 | 0.0564 | 0.0567 | 0.0569
CgLDC | September | 0 | 0 | 0 | 0 | 0 | 0 | 0 | 0 | 0 | 0 | 0 | 0 | 0 | 0 | 0 | 0.0001 | 0.0001 | 0.0002 | 0.0002 | 0.0009 | 0.0026 | 0.0048 | 0.0098 | 0.0138 | 0.0213 | 0.0291 | 0.0461 | 0.0473 | 0.0493 | 0.0497 | 0.0501 | 0.0505 | 0.0508 | 0.0511 | 0.0514 | 0.0517 | 0.052 | 0.0522 | 0.0525 | 0.0528 | 0.0531 | 0.0534 | 0.0537 | 0.0541 | 0.0544 | 0.0548 | 0.0551 | 0.0553 | 0.0556 | 0.0558
CgLDC | October | 0 | 0 | 0 | 0 | 0 | 0 | 0 | 0 | 0 | 0 | 0 | 0 | 0 | 0 | 0 | 0.0001 | 0.0001 | 0.0002 | 0.0002 | 0.0008 | 0.0024 | 0.0043 | 0.0089 | 0.0126 | 0.0194 | 0.0265 | 0.0419 | 0.0431 | 0.0449 | 0.0453 | 0.0457 | 0.046 | 0.0463 | 0.0466 | 0.0469 | 0.0471 | 0.0473 | 0.0476 | 0.0478 | 0.0481 | 0.0484 | 0.0487 | 0.049 | 0.0493 | 0.0496 | 0.0499 | 0.0502 | 0.0504 | 0.0506 | 0.0508
CgLDC | November | 0 | 0 | 0 | 0 | 0 | 0 | 0 | 0 | 0 | 0 | 0 | 0 | 0 | 0 | 0 | 0 | 0.0001 | 0.0001 | 0.0001 | 0.0005 | 0.0016 | 0.0029 | 0.006 | 0.0084 | 0.013 | 0.0178 | 0.0281 | 0.0289 | 0.0301 | 0.0304 | 0.0306 | 0.0308 | 0.031 | 0.0312 | 0.0314 | 0.0316 | 0.0318 | 0.0319 | 0.0321 | 0.0323 | 0.0324 | 0.0326 | 0.0328 | 0.033 | 0.0333 | 0.0335 | 0.0337 | 0.0338 | 0.0339 | 0.0341
CgLDC | December | 0 | 0 | 0 | 0 | 0 | 0 | 0 | 0 | 0 | 0 | 0 | 0 | 0 | 0 | 0 | 0 | 0.0001 | 0.0001 | 0.0001 | 0.0005 | 0.0014 | 0.0025 | 0.0052 | 0.0074 | 0.0114 | 0.0156 | 0.0246 | 0.0253 | 0.0264 | 0.0266 | 0.0268 | 0.027 | 0.0272 | 0.0273 | 0.0275 | 0.0277 | 0.0278 | 0.0279 | 0.0281 | 0.0282 | 0.0284 | 0.0286 | 0.0287 | 0.0289 | 0.0291 | 0.0293 | 0.0295 | 0.0296 | 0.0297 | 0.0298
Idaho Peak Industrial Cogeneration Loads (MW) |  | 1986 | 1987 | 1988 | 1989 | 1990 | 1991 | 1992 | 1993 | 1994 | 1995 | 1996 | 1997 | 1998 | 1999 | 2000 | 2001 | 2002 | 2003 | 2004 | 2005 | 2006 | 2007 | 2008 | 2009 | 2010 | 2011 | 2012 | 2013 | 2014 | 2015 | 2016 | 2017 | 2018 | 2019 | 2020 | 2021 | 2022 | 2023 | 2024 | 2025 | 2026 | 2027 | 2028 | 2029 | 2030 | 2031 | 2032 | 2033 | 2034 | 2035
CgLDC | Annual | 0 | 0 | 0 | 0 | 0 | 0 | 0 | 0 | 0 | 0 | 0 | 0 | 0 | 0 | 0 | 0.0001 | 0.0001 | 0.0001 | 0.0002 | 0.0006 | 0.002 | 0.0034 | 0.0074 | 0.0102 | 0.0165 | 0.0209 | 0.0333 | 0.0342 | 0.0357 | 0.036 | 0.0362 | 0.0365 | 0.0367 | 0.037 | 0.0372 | 0.0374 | 0.0376 | 0.0378 | 0.038 | 0.0382 | 0.0384 | 0.0386 | 0.0389 | 0.0391 | 0.0393 | 0.0396 | 0.0398 | 0.04 | 0.0402 | 0.0403
CgLDC | January | 0 | 0 | 0 | 0 | 0 | 0 | 0 | 0 | 0 | 0 | 0 | 0 | 0 | 0 | 0 | 0 | 0 | 0 | 0 | 0 | 0 | 0 | 0.0001 | 0.0001 | 0.0002 | 0.0002 | 0.0004 | 0.0004 | 0.0004 | 0.0004 | 0.0004 | 0.0004 | 0.0004 | 0.0004 | 0.0004 | 0.0004 | 0.0004 | 0.0004 | 0.0004 | 0.0004 | 0.0004 | 0.0004 | 0.0004 | 0.0004 | 0.0004 | 0.0004 | 0.0004 | 0.0004 | 0.0004 | 0.0004
CgLDC | February | 0 | 0 | 0 | 0 | 0 | 0 | 0 | 0 | 0 | 0 | 0 | 0 | 0 | 0 | 0 | 0 | 0 | 0 | 0 | 0 | 0.0002 | 0.0003 | 0.0006 | 0.0008 | 0.0012 | 0.0018 | 0.0026 | 0.0027 | 0.0028 | 0.0029 | 0.0029 | 0.0029 | 0.0029 | 0.0029 | 0.003 | 0.003 | 0.003 | 0.003 | 0.003 | 0.003 | 0.0031 | 0.0031 | 0.0031 | 0.0031 | 0.0031 | 0.0031 | 0.0032 | 0.0032 | 0.0032 | 0.0032
CgLDC | March | 0 | 0 | 0 | 0 | 0 | 0 | 0 | 0 | 0 | 0 | 0 | 0 | 0 | 0 | 0 | 0 | 0 | 0.0001 | 0.0001 | 0.0002 | 0.0009 | 0.0017 | 0.0032 | 0.005 | 0.0072 | 0.0096 | 0.0163 | 0.0167 | 0.0174 | 0.0176 | 0.0177 | 0.0178 | 0.018 | 0.0181 | 0.0182 | 0.0183 | 0.0184 | 0.0185 | 0.0186 | 0.0187 | 0.0188 | 0.0189 | 0.019 | 0.0191 | 0.0192 | 0.0194 | 0.0195 | 0.0196 | 0.0196 | 0.0197
CgLDC | April | 0 | 0 | 0 | 0 | 0 | 0 | 0 | 0 | 0 | 0 | 0 | 0 | 0 | 0 | 0 | 0.0001 | 0.0001 | 0.0002 | 0.0002 | 0.0006 | 0.002 | 0.0038 | 0.0082 | 0.0108 | 0.0168 | 0.0227 | 0.0356 | 0.0365 | 0.0381 | 0.0384 | 0.0387 | 0.039 | 0.0393 | 0.0395 | 0.0397 | 0.04 | 0.0402 | 0.0404 | 0.0406 | 0.0408 | 0.041 | 0.0413 | 0.0415 | 0.0418 | 0.042 | 0.0423 | 0.0426 | 0.0428 | 0.0429 | 0.0431
CgLDC | May | 0 | 0 | 0 | 0 | 0 | 0 | 0 | 0 | 0 | 0 | 0 | 0 | 0 | 0.0001 | 0 | 0.0001 | 0.0002 | 0.0003 | 0.0003 | 0.0013 | 0.0041 | 0.0072 | 0.0149 | 0.0211 | 0.0335 | 0.0426 | 0.0673 | 0.069 | 0.072 | 0.0726 | 0.0732 | 0.0737 | 0.0742 | 0.0747 | 0.0751 | 0.0756 | 0.0759 | 0.0763 | 0.0767 | 0.0771 | 0.0776 | 0.078 | 0.0785 | 0.079 | 0.0795 | 0.08 | 0.0805 | 0.0808 | 0.0812 | 0.0815
CgLDC | June | 0 | 0 | 0 | 0 | 0 | 0 | 0 | 0 | 0 | 0 | 0 | 0.0001 | 0.0001 | 0.0001 | 0.0001 | 0.0002 | 0.0004 | 0.0005 | 0.0006 | 0.0021 | 0.0068 | 0.0108 | 0.0249 | 0.0313 | 0.0517 | 0.0656 | 0.1024 | 0.1051 | 0.1097 | 0.1106 | 0.1115 | 0.1122 | 0.113 | 0.1137 | 0.1144 | 0.115 | 0.1156 | 0.1162 | 0.1168 | 0.1174 | 0.1181 | 0.1188 | 0.1195 | 0.1202 | 0.121 | 0.1218 | 0.1225 | 0.123 | 0.1236 | 0.1241
CgLDC | July | 0 | 0 | 0 | 0 | 0 | 0 | 0 | 0 | 0 | 0 | 0 | 0 | 0.0001 | 0.0001 | 0 | 0.0001 | 0.0002 | 0.0003 | 0.0004 | 0.0015 | 0.0046 | 0.0081 | 0.0171 | 0.0253 | 0.0401 | 0.0494 | 0.08 | 0.0821 | 0.0857 | 0.0864 | 0.0871 | 0.0877 | 0.0882 | 0.0888 | 0.0894 | 0.0899 | 0.0903 | 0.0908 | 0.0912 | 0.0917 | 0.0923 | 0.0928 | 0.0934 | 0.0939 | 0.0945 | 0.0952 | 0.0957 | 0.0961 | 0.0965 | 0.0969
CgLDC | August | 0 | 0 | 0 | 0 | 0 | 0 | 0 | 0 | 0 | 0 | 0 | 0 | 0.0001 | 0.0001 | 0 | 0.0001 | 0.0002 | 0.0003 | 0.0004 | 0.0016 | 0.0042 | 0.0077 | 0.0177 | 0.0243 | 0.0416 | 0.0522 | 0.0838 | 0.086 | 0.0897 | 0.0905 | 0.0912 | 0.0918 | 0.0924 | 0.093 | 0.0936 | 0.0941 | 0.0946 | 0.0951 | 0.0956 | 0.0961 | 0.0966 | 0.0972 | 0.0978 | 0.0984 | 0.099 | 0.0997 | 0.1003 | 0.1007 | 0.1011 | 0.1015
CgLDC | September | 0 | 0 | 0 | 0 | 0 | 0 | 0 | 0 | 0 | 0 | 0 | 0 | 0 | 0 | 0 | 0 | 0 | 0 | 0 | 0 | 0 | 0 | 0 | 0 | 0 | 0 | 0 | 0 | 0 | 0 | 0 | 0 | 0 | 0 | 0 | 0 | 0 | 0 | 0 | 0 | 0 | 0 | 0 | 0 | 0 | 0 | 0 | 0 | 0 | 0
CgLDC | October | 0 | 0 | 0 | 0 | 0 | 0 | 0 | 0 | 0 | 0 | 0 | 0 | 0 | 0 | 0 | 0 | 0 | 0 | 0 | 0.0001 | 0.0005 | 0.0009 | 0.0018 | 0.0026 | 0.0038 | 0.0053 | 0.0084 | 0.0086 | 0.009 | 0.0091 | 0.0092 | 0.0092 | 0.0093 | 0.0093 | 0.0094 | 0.0094 | 0.0095 | 0.0095 | 0.0096 | 0.0096 | 0.0097 | 0.0098 | 0.0098 | 0.0099 | 0.0099 | 0.01 | 0.0101 | 0.0101 | 0.0101 | 0.0102
CgLDC | November | 0 | 0 | 0 | 0 | 0 | 0 | 0 | 0 | 0 | 0 | 0 | 0 | 0 | 0 | 0 | 0 | 0 | 0 | 0 | 0 | 0 | 0 | 0 | 0 | 0 | 0 | 0 | 0 | 0 | 0 | 0 | 0 | 0 | 0 | 0 | 0 | 0 | 0 | 0 | 0 | 0 | 0 | 0 | 0 | 0 | 0 | 0 | 0 | 0 | 0
CgLDC | December | 0 | 0 | 0 | 0 | 0 | 0 | 0 | 0 | 0 | 0 | 0 | 0 | 0 | 0 | 0 | 0 | 0 | 0 | 0 | 0 | 0 | 0 | 0 | 0 | 0 | 0 | 0 | 0 | 0 | 0 | 0 | 0 | 0 | 0 | 0 | 0 | 0 | 0 | 0 | 0 | 0 | 0 | 0 | 0 | 0 | 0 | 0 | 0 | 0 | 0
Idaho Minimum Industrial Cogeneration Loads (MW) |  | 1986 | 1987 | 1988 | 1989 | 1990 | 1991 | 1992 | 1993 | 1994 | 1995 | 1996 | 1997 | 1998 | 1999 | 2000 | 2001 | 2002 | 2003 | 2004 | 2005 | 2006 | 2007 | 2008 | 2009 | 2010 | 2011 | 2012 | 2013 | 2014 | 2015 | 2016 | 2017 | 2018 | 2019 | 2020 | 2021 | 2022 | 2023 | 2024 | 2025 | 2026 | 2027 | 2028 | 2029 | 2030 | 2031 | 2032 | 2033 | 2034 | 2035
CgLDC | Annual | 0 | 0 | 0 | 0 | 0 | 0 | 0 | 0 | 0 | 0 | 0 | 0 | 0 | 0 | 0 | 0 | 0 | 0 | 0 | 0 | 0 | 0 | 0 | 0 | 0 | 0.0001 | 0.0001 | 0.0001 | 0.0001 | 0.0001 | 0.0001 | 0.0001 | 0.0001 | 0.0001 | 0.0001 | 0.0001 | 0.0001 | 0.0001 | 0.0001 | 0.0001 | 0.0001 | 0.0001 | 0.0001 | 0.0001 | 0.0001 | 0.0001 | 0.0001 | 0.0001 | 0.0001 | 0.0001
CgLDC | January | 0 | 0 | 0 | 0 | 0 | 0 | 0 | 0 | 0 | 0 | 0 | 0 | 0 | 0 | 0 | 0 | 0 | 0 | 0 | 0 | 0 | 0 | 0 | 0 | 0 | 0 | 0 | 0 | 0 | 0 | 0 | 0 | 0 | 0 | 0 | 0 | 0 | 0 | 0 | 0 | 0 | 0 | 0 | 0 | 0 | 0 | 0 | 0 | 0 | 0
CgLDC | February | 0 | 0 | 0 | 0 | 0 | 0 | 0 | 0 | 0 | 0 | 0 | 0 | 0 | 0 | 0 | 0 | 0 | 0 | 0 | 0 | 0 | 0 | 0 | 0 | 0 | 0 | 0 | 0 | 0 | 0 | 0 | 0 | 0 | 0 | 0 | 0 | 0 | 0 | 0 | 0 | 0 | 0 | 0 | 0 | 0 | 0 | 0 | 0 | 0 | 0
CgLDC | March | 0 | 0 | 0 | 0 | 0 | 0 | 0 | 0 | 0 | 0 | 0 | 0 | 0 | 0 | 0 | 0 | 0 | 0 | 0 | 0 | 0 | 0 | 0 | 0 | 0 | 0 | 0 | 0 | 0 | 0 | 0 | 0 | 0 | 0 | 0 | 0 | 0 | 0 | 0 | 0 | 0 | 0 | 0 | 0 | 0 | 0 | 0 | 0 | 0 | 0
CgLDC | April | 0 | 0 | 0 | 0 | 0 | 0 | 0 | 0 | 0 | 0 | 0 | 0 | 0 | 0 | 0 | 0 | 0 | 0 | 0 | 0 | 0 | 0 | 0 | 0 | 0 | 0 | 0 | 0 | 0 | 0 | 0 | 0 | 0 | 0 | 0 | 0 | 0 | 0 | 0 | 0 | 0 | 0 | 0 | 0 | 0 | 0 | 0 | 0 | 0 | 0
CgLDC | May | 0 | 0 | 0 | 0 | 0 | 0 | 0 | 0 | 0 | 0 | 0 | 0 | 0 | 0 | 0 | 0 | 0 | 0 | 0 | 0 | 0 | 0 | 0 | 0 | 0 | 0 | 0 | 0 | 0 | 0 | 0 | 0 | 0 | 0 | 0 | 0 | 0 | 0 | 0 | 0 | 0 | 0 | 0 | 0 | 0 | 0 | 0 | 0 | 0 | 0
CgLDC | June | 0 | 0 | 0 | 0 | 0 | 0 | 0 | 0 | 0 | 0 | 0 | 0 | 0 | 0 | 0 | 0 | 0 | 0 | 0 | 0 | 0 | 0 | 0 | 0 | 0 | 0 | 0 | 0 | 0 | 0 | 0 | 0 | 0 | 0 | 0 | 0 | 0 | 0 | 0 | 0 | 0 | 0 | 0 | 0 | 0 | 0 | 0 | 0 | 0 | 0
CgLDC | July | 0 | 0 | 0 | 0 | 0 | 0 | 0 | 0 | 0 | 0 | 0 | 0 | 0 | 0 | 0 | 0 | 0 | 0 | 0 | 0 | 0.0001 | 0.0001 | 0.0002 | 0.0003 | 0.0005 | 0.0007 | 0.0011 | 0.0011 | 0.0012 | 0.0012 | 0.0012 | 0.0012 | 0.0012 | 0.0012 | 0.0012 | 0.0012 | 0.0012 | 0.0012 | 0.0012 | 0.0012 | 0.0013 | 0.0013 | 0.0013 | 0.0013 | 0.0013 | 0.0013 | 0.0013 | 0.0013 | 0.0013 | 0.0013
CgLDC | August | 0 | 0 | 0 | 0 | 0 | 0 | 0 | 0 | 0 | 0 | 0 | 0 | 0 | 0 | 0 | 0 | 0 | 0 | 0 | 0 | 0 | 0 | 0 | 0 | 0 | 0 | 0 | 0 | 0 | 0 | 0 | 0 | 0 | 0 | 0 | 0 | 0 | 0 | 0 | 0 | 0 | 0 | 0 | 0 | 0 | 0 | 0 | 0 | 0 | 0
CgLDC | September | 0 | 0 | 0 | 0 | 0 | 0 | 0 | 0 | 0 | 0 | 0 | 0 | 0 | 0 | 0 | 0 | 0 | 0 | 0 | 0 | 0 | 0 | 0 | 0 | 0 | 0 | 0 | 0 | 0 | 0 | 0 | 0 | 0 | 0 | 0 | 0 | 0 | 0 | 0 | 0 | 0 | 0 | 0 | 0 | 0 | 0 | 0 | 0 | 0 | 0
CgLDC | October | 0 | 0 | 0 | 0 | 0 | 0 | 0 | 0 | 0 | 0 | 0 | 0 | 0 | 0 | 0 | 0 | 0 | 0 | 0 | 0 | 0 | 0 | 0 | 0 | 0 | 0 | 0 | 0 | 0 | 0 | 0 | 0 | 0 | 0 | 0 | 0 | 0 | 0 | 0 | 0 | 0 | 0 | 0 | 0 | 0 | 0 | 0 | 0 | 0 | 0
CgLDC | November | 0 | 0 | 0 | 0 | 0 | 0 | 0 | 0 | 0 | 0 | 0 | 0 | 0 | 0 | 0 | 0 | 0 | 0 | 0 | 0 | 0 | 0 | 0 | 0 | 0 | 0 | 0 | 0 | 0 | 0 | 0 | 0 | 0 | 0 | 0 | 0 | 0 | 0 | 0 | 0 | 0 | 0 | 0 | 0 | 0 | 0 | 0 | 0 | 0 | 0
CgLDC | December | 0 | 0 | 0 | 0 | 0 | 0 | 0 | 0 | 0 | 0 | 0 | 0 | 0 | 0 | 0 | 0 | 0 | 0 | 0 | 0 | 0 | 0 | 0 | 0 | 0 | 0 | 0 | 0 | 0 | 0 | 0 | 0 | 0 | 0 | 0 | 0 | 0 | 0 | 0 | 0 | 0 | 0 | 0 | 0 | 0 | 0 | 0 | 0 | 0 | 0
Idaho Industrial Electric Generation from Cogeneration (GWh) |  | 1986 | 1987 | 1988 | 1989 | 1990 | 1991 | 1992 | 1993 | 1994 | 1995 | 1996 | 1997 | 1998 | 1999 | 2000 | 2001 | 2002 | 2003 | 2004 | 2005 | 2006 | 2007 | 2008 | 2009 | 2010 | 2011 | 2012 | 2013 | 2014 | 2015 | 2016 | 2017 | 2018 | 2019 | 2020 | 2021 | 2022 | 2023 | 2024 | 2025 | 2026 | 2027 | 2028 | 2029 | 2030 | 2031 | 2032 | 2033 | 2034 | 2035
CgEG | Total | 0 | 0 | 0 | 0 | 0 | 0 | 0.0001 | 0.0001 | 0.0001 | 0.0002 | 0.0002 | 0.0002 | 0.0003 | 0.0003 | 0.0002 | 0.0006 | 0.0012 | 0.0016 | 0.0019 | 0.007 | 0.0208 | 0.0379 | 0.078 | 0.1102 | 0.1703 | 0.2321 | 0.3674 | 0.3771 | 0.3934 | 0.3967 | 0.4 | 0.4026 | 0.4053 | 0.4079 | 0.4104 | 0.4127 | 0.4147 | 0.4168 | 0.419 | 0.4213 | 0.4237 | 0.4262 | 0.4287 | 0.4314 | 0.4342 | 0.437 | 0.4396 | 0.4414 | 0.4433 | 0.4451
CgEG | Electric | 0 | 0 | 0 | 0 | 0 | 0 | 0 | 0 | 0 | 0 | 0 | 0 | 0 | 0 | 0 | 0 | 0 | 0 | 0 | 0 | 0 | 0 | 0 | 0 | 0 | 0 | 0 | 0 | 0 | 0 | 0 | 0 | 0 | 0 | 0 | 0 | 0 | 0 | 0 | 0 | 0 | 0 | 0 | 0 | 0 | 0 | 0 | 0 | 0 | 0
CgEG | Gas | 0 | 0 | 0 | 0 | 0 | 0 | 0 | 0 | 0 | 0 | 0 | 0 | 0 | 0 | 0 | 0 | 0 | 0 | 0 | 0 | 0 | 0 | 0 | 0 | 0 | 0 | 0 | 0 | 0 | 0 | 0 | 0 | 0 | 0 | 0 | 0 | 0 | 0 | 0 | 0 | 0 | 0 | 0 | 0 | 0 | 0 | 0 | 0 | 0 | 0
CgEG | Coal | 0 | 0 | 0 | 0 | 0 | 0 | 0 | 0 | 0 | 0 | 0 | 0 | 0 | 0 | 0 | 0 | 0 | 0 | 0 | 0 | 0 | 0 | 0 | 0 | 0 | 0 | 0 | 0 | 0 | 0 | 0 | 0 | 0 | 0 | 0 | 0 | 0 | 0 | 0 | 0 | 0 | 0 | 0 | 0 | 0 | 0 | 0 | 0 | 0 | 0
CgEG | Oil | 0 | 0 | 0 | 0 | 0 | 0 | 0 | 0 | 0 | 0 | 0 | 0 | 0 | 0 | 0 | 0 | 0 | 0 | 0 | 0 | 0 | 0 | 0 | 0 | 0 | 0 | 0 | 0 | 0 | 0 | 0 | 0 | 0 | 0 | 0 | 0 | 0 | 0 | 0 | 0 | 0 | 0 | 0 | 0 | 0 | 0 | 0 | 0 | 0 | 0
CgEG | Biomass | 0 | 0 | 0 | 0 | 0 | 0 | 0 | 0 | 0 | 0 | 0 | 0 | 0 | 0 | 0 | 0 | 0 | 0 | 0 | 0 | 0 | 0 | 0 | 0 | 0 | 0 | 0 | 0 | 0 | 0 | 0 | 0 | 0 | 0 | 0 | 0 | 0 | 0 | 0 | 0 | 0 | 0 | 0 | 0 | 0 | 0 | 0 | 0 | 0 | 0
CgEG | Solar | 0 | 0 | 0 | 0 | 0 | 0 | 0.0001 | 0.0001 | 0.0001 | 0.0002 | 0.0002 | 0.0002 | 0.0003 | 0.0003 | 0.0002 | 0.0006 | 0.0012 | 0.0016 | 0.0019 | 0.007 | 0.0208 | 0.0379 | 0.078 | 0.1102 | 0.1703 | 0.2321 | 0.3674 | 0.3771 | 0.3934 | 0.3967 | 0.4 | 0.4026 | 0.4053 | 0.4079 | 0.4104 | 0.4127 | 0.4147 | 0.4168 | 0.419 | 0.4213 | 0.4237 | 0.4262 | 0.4287 | 0.4314 | 0.4342 | 0.437 | 0.4396 | 0.4414 | 0.4433 | 0.4451
CgEG | LPG | 0 | 0 | 0 | 0 | 0 | 0 | 0 | 0 | 0 | 0 | 0 | 0 | 0 | 0 | 0 | 0 | 0 | 0 | 0 | 0 | 0 | 0 | 0 | 0 | 0 | 0 | 0 | 0 | 0 | 0 | 0 | 0 | 0 | 0 | 0 | 0 | 0 | 0 | 0 | 0 | 0 | 0 | 0 | 0 | 0 | 0 | 0 | 0 | 0 | 0
CgEG | Steam | 0 | 0 | 0 | 0 | 0 | 0 | 0 | 0 | 0 | 0 | 0 | 0 | 0 | 0 | 0 | 0 | 0 | 0 | 0 | 0 | 0 | 0 | 0 | 0 | 0 | 0 | 0 | 0 | 0 | 0 | 0 | 0 | 0 | 0 | 0 | 0 | 0 | 0 | 0 | 0 | 0 | 0 | 0 | 0 | 0 | 0 | 0 | 0 | 0 | 0
Idaho Electricity Sales (GWh/Yr) |  | 1986 | 1987 | 1988 | 1989 | 1990 | 1991 | 1992 | 1993 | 1994 | 1995 | 1996 | 1997 | 1998 | 1999 | 2000 | 2001 | 2002 | 2003 | 2004 | 2005 | 2006 | 2007 | 2008 | 2009 | 2010 | 2011 | 2012 | 2013 | 2014 | 2015 | 2016 | 2017 | 2018 | 2019 | 2020 | 2021 | 2022 | 2023 | 2024 | 2025 | 2026 | 2027 | 2028 | 2029 | 2030 | 2031 | 2032 | 2033 | 2034 | 2035
SaEC | Total | 14884.79 | 15237.28 | 16183.89 | 16707.55 | 17287 | 16935.39 | 17872.33 | 17422.19 | 18697.77 | 18379.41 | 20274.12 | 20872.22 | 20559.15 | 21211.44 | 21506.31 | 20151.32 | 19935.61 | 19956.64 | 20470.57 | 20587.08 | 21571.01 | 22844.37 | 22798.44 | 21984.32 | 22135.48 | 22867.08 | 23615.29 | 21171.48 | 21267.31 | 21548.03 | 21647.3 | 21723.98 | 21815.1 | 21930.9 | 22024.37 | 22154.56 | 22321.43 | 22492.56 | 22682.33 | 22900.59 | 23146.15 | 23397.48 | 23655.63 | 23925.65 | 24206.14 | 24477.25 | 24780.58 | 25052.49 | 25329.66 | 25618.04
SaEC | Single Family | 4458.547 | 4290.418 | 4460.922 | 4627.989 | 4567.466 | 4787.333 | 4617.732 | 5011.352 | 5014.75 | 4937.378 | 5150.285 | 5212.409 | 5225.003 | 5320.628 | 5482.108 | 5449.354 | 5559.647 | 5623.42 | 5790.78 | 5989.617 | 6362.015 | 6679.08 | 6824.688 | 6844.892 | 6518.144 | 6723.631 | 6711.094 | 6740.661 | 6860.888 | 6855.31 | 6867.786 | 6897.884 | 6934.386 | 6979.004 | 7029.271 | 7094.75 | 7167.354 | 7242.17 | 7321.272 | 7407.543 | 7501.778 | 7596.032 | 7691.734 | 7790.203 | 7891.354 | 7995.435 | 8099.66 | 8207.24 | 8316.9 | 8428.934
SaEC | Multi Family | 353.3849 | 344.7091 | 362.2685 | 389.466 | 385.3704 | 412.2104 | 402.9004 | 421.6024 | 412.4204 | 422.422 | 442.8869 | 448.4211 | 442.4094 | 462.5418 | 473.8969 | 473.446 | 493.1571 | 489.4108 | 514.2436 | 536.0975 | 561.0944 | 589.3855 | 616.3792 | 615.8154 | 593.0722 | 613.7513 | 600.0412 | 608.2898 | 632.3355 | 648.8154 | 662.0608 | 676.329 | 691.4235 | 706.4595 | 721.1228 | 734.353 | 748.1649 | 761.5297 | 775.4166 | 790.5878 | 805.267 | 820.1139 | 835.3709 | 851.0382 | 867.1447 | 883.6082 | 900.4685 | 917.7592 | 935.5105 | 953.8027
SaEC | Other Family | 570.3454 | 552.5978 | 584.3865 | 619.8988 | 616.6532 | 665.5212 | 655.3513 | 737.7031 | 772.3863 | 808.3224 | 881.5151 | 929.5092 | 952.4263 | 1002.529 | 1035.941 | 1023.595 | 1047.507 | 1029.093 | 1057.761 | 1083.555 | 1138.523 | 1059.226 | 1087.81 | 1084.248 | 1026.882 | 1056.284 | 1047.083 | 1046.111 | 1059.193 | 1048.482 | 1038.821 | 1030.56 | 1024.77 | 1013.931 | 1005.252 | 998.0248 | 991.7542 | 986.9766 | 982.2992 | 978.9556 | 975.5644 | 973.3638 | 971.0098 | 969.1153 | 968.3196 | 967.4505 | 967.7781 | 967.8957 | 968.4324 | 970.0332
SaEC | Large Office | 172.9484 | 174.9707 | 190.4455 | 196.7175 | 229.2204 | 212.4854 | 237.0164 | 213.4232 | 264.5076 | 240.7092 | 276.0551 | 285.5803 | 295.3693 | 317.9367 | 376.143 | 355.4513 | 381.2426 | 288.9507 | 292.878 | 321.4333 | 352.5323 | 361.4927 | 340.7486 | 336.189 | 316.9289 | 330.7134 | 352.0021 | 356.5784 | 376.0496 | 391.895 | 404.788 | 410.9241 | 416.8813 | 429.4198 | 436.5852 | 441.9495 | 455.2936 | 465.5449 | 474.5666 | 490.2513 | 505.1279 | 518.0101 | 529.7806 | 545.7473 | 563.1665 | 579.1573 | 605.3732 | 616.8356 | 628.9716 | 648.2867
SaEC | Medium Office | 57.4736 | 74.5897 | 80.9203 | 83.646 | 97.2743 | 90.2696 | 100.9379 | 91.1489 | 112.2509 | 102.6964 | 117.4971 | 121.5709 | 125.381 | 135.4924 | 159.8769 | 150.8793 | 161.9578 | 121.8933 | 123.857 | 135.9162 | 148.9073 | 153.0871 | 145.1544 | 143.1206 | 133.8003 | 140.6828 | 149.0491 | 153.6499 | 166.1024 | 176.7665 | 187.5719 | 192.8612 | 197.891 | 207.9691 | 213.6752 | 217.8593 | 228.1911 | 235.9776 | 242.6963 | 254.5309 | 265.6181 | 275.0369 | 283.5075 | 295.148 | 307.8307 | 319.315 | 338.5902 | 346.3804 | 354.6248 | 368.3182
SaEC | Small Office | 73.007 | 78.1946 | 84.9062 | 87.6612 | 102.1102 | 94.6952 | 105.8617 | 95.4279 | 117.8488 | 107.5909 | 123.1829 | 127.4619 | 131.5944 | 142.0574 | 167.7315 | 158.2943 | 169.8417 | 126.6412 | 128.4877 | 140.931 | 153.1044 | 157.8002 | 152.4675 | 149.7121 | 140.7856 | 147.64 | 153.7879 | 154.7234 | 161.5777 | 166.935 | 170.3965 | 171.889 | 173.3735 | 176.8142 | 178.6292 | 179.9578 | 183.6421 | 186.4346 | 188.8936 | 193.3156 | 197.4892 | 201.0983 | 204.4053 | 208.9366 | 213.8795 | 218.4256 | 225.8996 | 229.1245 | 232.5703 | 238.0697
SaEC | Big Box-Retail | 109.5545 | 185.4924 | 198.3001 | 205.2462 | 231.9461 | 213.7163 | 242.9953 | 229.7186 | 255.6858 | 248.4174 | 276.7878 | 281.7702 | 282.6495 | 321.864 | 351.993 | 323.1243 | 347.0399 | 254.9531 | 263.2766 | 285.6004 | 294.1113 | 303.0426 | 318.3497 | 310.2157 | 316.8598 | 310.3782 | 297.711 | 293.0991 | 297.3286 | 299.2718 | 296.7593 | 292.1741 | 288.0774 | 284.9219 | 281.5102 | 278.3679 | 275.9857 | 273.6751 | 272.6006 | 272.8923 | 272.9519 | 273.611 | 274.5729 | 275.8387 | 277.4474 | 278.9246 | 280.1707 | 281.3969 | 282.814 | 283.9305
SaEC | Small Box-Retail | 151.9343 | 146.8347 | 159.8769 | 164.449 | 188.8921 | 172.1864 | 193.9332 | 175.9379 | 209.027 | 194.4021 | 220.7796 | 224.7069 | 231.1547 | 254.4256 | 283.4994 | 263.5404 | 280.5393 | 200.5862 | 200.8792 | 217.4904 | 224.6729 | 232.3134 | 244.8222 | 238.6893 | 238.7373 | 238.0729 | 228.1918 | 226.371 | 231.4008 | 234.6333 | 233.7299 | 233.141 | 232.8244 | 232.8295 | 232.718 | 232.7262 | 233.0323 | 233.351 | 234.1222 | 235.3648 | 236.5285 | 237.8839 | 239.3456 | 240.9054 | 242.5739 | 244.189 | 245.6962 | 247.2113 | 248.7745 | 250.2273
SaEC | High End-Retail | 43.4056 | 41.9402 | 45.7796 | 46.9519 | 54.2204 | 49.2673 | 55.51 | 49.6483 | 60.0821 | 55.3341 | 63.0129 | 64.1852 | 66.4713 | 72.5674 | 81.1547 | 75.6155 | 80.3048 | 57.8546 | 57.4443 | 62.1227 | 68.2351 | 69.6444 | 66.1823 | 66.1167 | 61.3511 | 64.4094 | 67.9997 | 68.0254 | 69.9532 | 71.3792 | 71.8451 | 72.4056 | 73.0757 | 73.9509 | 74.4612 | 74.8996 | 75.5227 | 75.985 | 76.8909 | 78.3032 | 79.4702 | 80.804 | 82.1758 | 83.5777 | 85.0684 | 86.3914 | 87.5419 | 88.6048 | 89.6966 | 90.5888
SaEC | Anchor-Retail | 94.7538 | 83.939 | 93.0539 | 94.959 | 111.0199 | 100.0879 | 111.8406 | 96.5123 | 123.4467 | 109.6424 | 126.905 | 129.279 | 136.6647 | 144.9883 | 164.83 | 155.1876 | 163.5111 | 122.8312 | 119.3142 | 128.8044 | 139.7725 | 142.9168 | 138.3991 | 137.5792 | 130.1849 | 134.7354 | 139.7339 | 139.1236 | 142.6438 | 145.0662 | 145.1438 | 145.4232 | 145.9066 | 146.6461 | 147.149 | 147.6827 | 148.4383 | 149.1336 | 150.2893 | 151.924 | 153.4109 | 155.0837 | 156.8223 | 158.6549 | 160.5836 | 162.3971 | 164.0878 | 165.734 | 167.4332 | 168.9772
SaEC | K-12 | 205.041 | 207.3564 | 216.8523 | 217.6729 | 245.2521 | 232.2978 | 255.2462 | 238.6284 | 267.3798 | 250.8206 | 277.6377 | 278.898 | 265.7679 | 285.3165 | 302.374 | 277.0516 | 300.2345 | 209.9062 | 212.5439 | 224.6935 | 238.4372 | 244.9027 | 244.5925 | 242.2311 | 230.5806 | 235.7194 | 242.0575 | 240.9733 | 246.6365 | 250.0031 | 248.6107 | 247.8072 | 246.4967 | 245.5504 | 244.5064 | 244.1769 | 244.1151 | 245.064 | 246.6277 | 248.4816 | 250.6076 | 253.1341 | 255.4378 | 257.8221 | 260.507 | 262.579 | 264.9748 | 267.8338 | 271.0493 | 273.9648
SaEC | University | 271.5123 | 272.7726 | 288.8628 | 284.5545 | 329.5135 | 307.1219 | 339.6249 | 293.6987 | 362.1043 | 324.619 | 364.0387 | 366.8816 | 361.0786 | 371.6882 | 401.7878 | 372.714 | 399.5897 | 308.0012 | 299.5604 | 309.8843 | 318.8318 | 333.2451 | 321.9912 | 325.7955 | 311.472 | 318.4503 | 337.5953 | 336.0084 | 345.0105 | 350.7849 | 349.7704 | 348.7306 | 347.9507 | 347.4514 | 347.1956 | 348.0087 | 350.0502 | 355.2277 | 363.0266 | 372.242 | 381.6433 | 390.4633 | 399.6232 | 409.4348 | 418.0118 | 425.2887 | 434.3336 | 444.1324 | 454.473 | 463.6266
SaEC | Warehouse | 141.8523 | 148.5346 | 154.4549 | 156.6823 | 174.1207 | 166.1489 | 184.7011 | 171.2485 | 187.1043 | 178.1067 | 196.7761 | 195.7503 | 193.8159 | 220.6331 | 239.7421 | 221.102 | 238.4525 | 152.5791 | 156.6237 | 168.4973 | 175.8497 | 182.3592 | 183.4935 | 182.2144 | 171.641 | 181.8992 | 184.4494 | 183.2343 | 189.3405 | 196.0146 | 199.524 | 201.3271 | 201.9517 | 203.1736 | 202.9415 | 202.935 | 204.9902 | 207.8899 | 209.7779 | 210.4754 | 213.0982 | 214.1572 | 215.7133 | 218.5683 | 219.8308 | 223.7433 | 226.8003 | 228.9335 | 231.8266 | 233.7706
SaEC | Supermarket | 453.3705 | 427.9015 | 461.1665 | 475.5568 | 541.2954 | 496.1313 | 561.4302 | 520.3106 | 596.7468 | 567.8195 | 637.8371 | 649.0328 | 658.4701 | 737.5439 | 813.2474 | 750.8206 | 784.2907 | 571.3951 | 564.9766 | 588.4336 | 568.9039 | 596.5668 | 636.3409 | 628.142 | 644.9313 | 634.8165 | 614.4981 | 602.2616 | 609.4531 | 611.2807 | 602.414 | 587.6022 | 573.7892 | 561.6367 | 551.054 | 541.8262 | 533.9388 | 527.1536 | 521.3932 | 516.5271 | 512.4185 | 509.0266 | 506.2707 | 503.9818 | 502.2318 | 500.9804 | 500.0302 | 499.4868 | 499.2116 | 499.2733
SaEC | MiniMart | 144.2849 | 221.0434 | 237.2802 | 244.6952 | 277.9308 | 255.1582 | 289.6249 | 269.6659 | 306.272 | 293.7867 | 328.7222 | 334.5545 | 337.9836 | 380.803 | 418.4349 | 385.3459 | 403.0481 | 297.2743 | 295.3986 | 307.5744 | 296.8892 | 311.1364 | 334.1586 | 328.6816 | 340.481 | 335.0571 | 320.9367 | 314.6012 | 317.9779 | 318.6985 | 313.9512 | 305.5662 | 297.5567 | 290.5617 | 284.4924 | 279.1131 | 274.3922 | 270.2514 | 266.7903 | 263.8827 | 261.3665 | 259.2476 | 257.538 | 256.1417 | 254.9598 | 253.9674 | 253.1943 | 252.6162 | 252.2115 | 251.9042
SaEC | Restaurant | 125.3224 | 126.7585 | 133.2943 | 132.8546 | 150.6155 | 136.7233 | 152.374 | 133.4408 | 156.5358 | 144.7245 | 161.1078 | 168.1125 | 167.204 | 177.7843 | 200.3517 | 183.9977 | 199.9121 | 157.0047 | 161.3423 | 186.3378 | 181.7752 | 191.2276 | 210.124 | 204.2535 | 207.0688 | 207.5155 | 195.6535 | 193.1128 | 197.0674 | 198.4697 | 195.9893 | 192.3507 | 188.7599 | 185.5827 | 182.8573 | 180.5266 | 178.5662 | 176.9395 | 175.6381 | 174.6139 | 173.8806 | 173.5231 | 173.432 | 173.4674 | 173.7994 | 174.2629 | 174.8832 | 175.6167 | 176.4615 | 177.4494
SaEC | Lodging | 418.9332 | 427.0809 | 453.1946 | 451.2017 | 516.5591 | 468.4349 | 506.653 | 455.2169 | 521.2192 | 470.721 | 541.2661 | 529.4842 | 510.4044 | 527.0516 | 565.7972 | 511.8406 | 536.9578 | 386.694 | 381.9754 | 404.8311 | 417.0954 | 433.3087 | 435.4653 | 430.7099 | 420.8755 | 431.3348 | 434.464 | 432.7419 | 446.5146 | 453.4424 | 449.8584 | 446.7442 | 443.5146 | 440.8359 | 438.7588 | 437.1675 | 436.0541 | 435.3349 | 434.9709 | 434.9551 | 435.2234 | 435.7878 | 437.0155 | 438.1418 | 440.0491 | 441.9846 | 443.739 | 445.4836 | 447.6266 | 449.6723
SaEC | Hospital | 184.4373 | 189.5663 | 196.9812 | 195.9261 | 215.973 | 199.1207 | 226.8757 | 207.6495 | 232.2685 | 217.9074 | 242.9074 | 243.2591 | 237.2509 | 251.8171 | 275.8206 | 252.4326 | 268.1125 | 193.5522 | 197.8605 | 211.4422 | 217.3895 | 222.6389 | 224.1935 | 236.6888 | 218.7361 | 225.3322 | 227.575 | 233.4141 | 251.6452 | 266.5776 | 281.6676 | 294.3044 | 307.0818 | 318.3662 | 323.3629 | 329.233 | 335.0226 | 340.7361 | 346.2737 | 351.9673 | 358.6146 | 367.3654 | 378.3579 | 388.8105 | 398.5628 | 408.4431 | 418.8374 | 428.6323 | 437.2122 | 446.3978
SaEC | OtherHealth | 503.3118 | 506.1841 | 532.2098 | 526.8171 | 583.8804 | 530.2169 | 584.5545 | 515.973 | 594.6366 | 529.9824 | 591.442 | 584.5838 | 573.0071 | 588.4232 | 643.5228 | 587.8663 | 618.4642 | 456.4478 | 455.3048 | 481.5728 | 513.106 | 528.5038 | 502.6972 | 500.631 | 461.197 | 489.7942 | 534.4828 | 532.7737 | 549.0351 | 561.5479 | 565.484 | 568.9757 | 572.162 | 575.1676 | 574.9106 | 575.787 | 576.9093 | 578.0117 | 579.4053 | 581.441 | 584.0342 | 587.9982 | 593.1171 | 598.1581 | 603.1348 | 608.3264 | 613.9116 | 619.5338 | 624.61 | 630.0759
SaEC | Assembly | 316.2075 | 321.3658 | 344.871 | 347.3622 | 385.4044 | 352.6671 | 388.6577 | 356.1548 | 397.1571 | 360.7269 | 398.857 | 397.6553 | 390.8851 | 420.5158 | 462.0164 | 421.9519 | 447.333 | 328.5463 | 342.0281 | 358.2391 | 379.1972 | 383.1373 | 387.944 | 379.0562 | 370.979 | 378.1533 | 388.8386 | 397.137 | 417.7162 | 432.2918 | 439.4291 | 444.1978 | 448.604 | 455.4279 | 461.8102 | 468.3604 | 469.4339 | 471.0896 | 479.0366 | 488.8655 | 499.9817 | 513.167 | 529.5519 | 545.8884 | 565.0872 | 585.0472 | 604.5072 | 625.9221 | 646.8395 | 668.4159
SaEC | Other | 613.8043 | 623.769 | 683.1184 | 694.9003 | 776.6998 | 714.9766 | 795.2227 | 740.6506 | 834.7303 | 763.306 | 854.6307 | 861.313 | 859.0856 | 936.8698 | 1045.428 | 963.8628 | 1028.664 | 740.5334 | 729.3962 | 757.174 | 793.2681 | 829.7174 | 799.3043 | 799.5665 | 748.5541 | 785.2169 | 828.9855 | 835.6976 | 874.6308 | 903.3304 | 934.5029 | 953.0547 | 973.2673 | 991.5552 | 997.7388 | 1019.459 | 1048.224 | 1075.067 | 1103.124 | 1126.463 | 1163.856 | 1203.074 | 1240.315 | 1275.046 | 1312.065 | 1346.78 | 1385.128 | 1419.53 | 1454.257 | 1487.04
SaEC | Food & Tobacco | 475.1808 | 533.828 | 539.4711 | 566.3919 | 492.6208 | 521.9961 | 501.0138 | 565.7472 | 510.6643 | 636.106 | 792.7327 | 820.4162 | 843.8724 | 816.013 | 716.83 | 511.2041 | 400.268 | 722.571 | 766.3444 | 819.5861 | 855.3474 | 925.3199 | 857.4139 | 750.5034 | 902.657 | 936.8729 | 947.2905 | 787.8836 | 717.5142 | 754.2708 | 777.2592 | 800.3993 | 823.6755 | 847.0738 | 870.581 | 894.1847 | 917.8741 | 941.6389 | 965.4699 | 989.3583 | 1013.296 | 1037.277 | 1061.292 | 1085.338 | 1109.406 | 1133.493 | 1157.594 | 1181.703 | 1205.807 | 1229.873
SaEC | Textiles | 3.4897 | 2.4096 | 3.0238 | 7.436 | 9.7452 | 10.2429 | 4.8114 | 3.0082 | 2.3762 | 3.3711 | 4.0743 | 4.2994 | 4.4011 | 3.6552 | 3.1827 | 2.3002 | 1.7955 | 3.1718 | 3.3449 | 3.5451 | 3.5093 | 3.7507 | 3.4677 | 3.0609 | 3.6737 | 3.8223 | 3.8532 | 8.2501 | 7.8324 | 8.4879 | 8.9626 | 9.4409 | 9.9225 | 10.4071 | 10.8944 | 11.384 | 11.8757 | 12.3693 | 12.8645 | 13.3612 | 13.8593 | 14.3584 | 14.8585 | 15.3595 | 15.8612 | 16.3635 | 16.8663 | 17.3695 | 17.8729 | 18.3758
SaEC | Apparel | 5.2361 | 5.4224 | 6.0486 | 4.8348 | 3.9722 | 4.0263 | 6.6635 | 8.5954 | 7.1289 | 10.5953 | 12.2234 | 7.9853 | 8.1743 | 7.3104 | 6.8961 | 4.2174 | 3.2921 | 6.3438 | 6.69 | 7.6813 | 7.6042 | 8.1271 | 7.5118 | 6.6311 | 7.9589 | 8.2807 | 8.3475 | 6.7026 | 6.8463 | 7.2805 | 7.5814 | 7.8819 | 8.182 | 8.4816 | 8.7806 | 9.079 | 9.3768 | 9.6738 | 9.9702 | 10.2659 | 10.5589 | 10.7899 | 11.0193 | 11.2472 | 11.4738 | 11.6991 | 11.9233 | 12.1465 | 12.3687 | 12.5897
SaEC | Lumber | 564.2596 | 568.989 | 620.1916 | 754.8481 | 727.9122 | 748.459 | 681.0383 | 805.945 | 709.1738 | 905.5079 | 1082.693 | 1202.524 | 1244.809 | 1213.241 | 1050.702 | 791.5496 | 629.8537 | 1087.728 | 1144.285 | 1215.829 | 1203.392 | 1285.469 | 1187.137 | 1047.517 | 1257.887 | 1308.847 | 1319.613 | 834.7506 | 880.475 | 877.3525 | 856.9412 | 836.36 | 815.6283 | 794.7634 | 773.7813 | 752.6959 | 731.5203 | 710.266 | 688.9435 | 667.5623 | 646.1311 | 624.6576 | 603.1488 | 581.6112 | 560.0504 | 538.4717 | 516.8799 | 495.2791 | 473.6701 | 452.0493
SaEC | Furniture | 15.2414 | 14.9543 | 16.521 | 17.7136 | 15.9089 | 14.5558 | 17.7745 | 23.2826 | 27.5104 | 37.7402 | 43.9707 | 52.81 | 53.4531 | 50.6595 | 43.6809 | 30.7937 | 22.9436 | 41.3997 | 43.1573 | 44.7036 | 44.9544 | 48.5869 | 47.8943 | 42.7694 | 48.8873 | 50.9529 | 51.4945 | 41.0443 | 38.5448 | 43.4535 | 47.5907 | 51.7066 | 55.8027 | 59.8802 | 63.9404 | 67.8782 | 71.7003 | 75.5325 | 79.3729 | 83.2199 | 87.072 | 90.928 | 94.7866 | 98.647 | 102.5083 | 106.3696 | 110.2303 | 114.0899 | 117.9463 | 121.7955
SaEC | Paper | 222.4476 | 214.6997 | 190.0443 | 192.4151 | 243.4433 | 287.7627 | 273.726 | 296.4061 | 260.1624 | 303.5524 | 342.369 | 349.6381 | 360.0829 | 347.6867 | 312.5125 | 226.4317 | 182.0868 | 305.1783 | 326.0568 | 351.9749 | 353.9312 | 382.5536 | 377.4633 | 337.5376 | 385.5799 | 401.7316 | 405.8535 | 298.2928 | 271.3019 | 283.8164 | 290.8625 | 297.1173 | 303.4087 | 309.7281 | 316.0682 | 322.4227 | 328.7862 | 335.1542 | 341.5229 | 347.8891 | 354.2504 | 360.6048 | 366.9506 | 373.2867 | 379.6122 | 385.9263 | 392.2289 | 398.5195 | 404.7942 | 411.0431
SaEC | Printing | 58.3722 | 63.0112 | 63.9309 | 58.7547 | 60.6291 | 54.0833 | 53.8527 | 58.1391 | 50.543 | 66.2448 | 81.7513 | 108.2752 | 110.7845 | 106.8099 | 92.1016 | 64.0371 | 48.6575 | 90.905 | 96.8257 | 104.275 | 106.7131 | 117.0999 | 117.9091 | 101.9935 | 114.9441 | 120.3743 | 121.9391 | 46.1921 | 36.1901 | 38.2172 | 39.5427 | 40.8691 | 42.1962 | 43.5237 | 44.8514 | 46.179 | 47.5063 | 48.8333 | 50.1596 | 51.4852 | 52.8099 | 54.1336 | 55.4562 | 56.7776 | 58.0978 | 59.4165 | 60.4776 | 61.0536 | 61.631 | 62.2083
SaEC | Chemicals | 0 | 0 | 0 | 0 | 0 | 0 | 0 | 0 | 0 | 0 | 0 | 0 | 0 | 0 | 0 | 0 | 0 | 0 | 0 | 0 | 0 | 0 | 0 | 0 | 0 | 0 | 0 | 0 | 0 | 0 | 0 | 0 | 0 | 0 | 0 | 0 | 0 | 0 | 0 | 0 | 0 | 0 | 0 | 0 | 0 | 0 | 0 | 0 | 0 | 0
SaEC | Petroleum Products | 0.2335 | 0.2455 | 0.5445 | 0.5958 | 0.2864 | 0.2953 | 0.5869 | 1.358 | 1.5731 | 2.3236 | 2.8046 | 2.9878 | 3.0552 | 2.9581 | 2.5768 | 1.8639 | 1.4552 | 2.5681 | 2.7085 | 2.8732 | 2.9839 | 3.1656 | 3.2018 | 2.8747 | 3.3291 | 3.4985 | 3.5397 | 1.7138 | 1.5625 | 1.6933 | 1.7909 | 1.8862 | 1.9793 | 2.0704 | 2.1595 | 2.2469 | 2.3326 | 2.4168 | 2.4994 | 2.5807 | 2.6607 | 2.7395 | 2.817 | 2.8935 | 2.9688 | 3.0431 | 3.1163 | 3.1886 | 3.2599 | 3.3302
SaEC | Rubber | 141.7262 | 136.9724 | 105.8766 | 96.7907 | 99.3611 | 115.4476 | 123.513 | 142.1915 | 153.7486 | 203.553 | 250.8008 | 281.6308 | 287.9778 | 279.81 | 240.7511 | 169.8053 | 129.1889 | 239.5164 | 257.1093 | 279.9326 | 290.8813 | 308.7003 | 312.2415 | 280.3144 | 324.5859 | 341.2862 | 345.6435 | 343.0822 | 302.373 | 331.2 | 354.0144 | 376.6969 | 399.2559 | 421.6986 | 444.0318 | 466.2614 | 488.3932 | 510.4319 | 532.3827 | 554.2498 | 576.0375 | 597.7497 | 619.3903 | 640.9626 | 662.47 | 683.9157 | 705.3028 | 726.6339 | 747.9007 | 769.0771
SaEC | Leather | 1.9024 | 1.9984 | 1.651 | 0.9009 | 1.1555 | 1.4934 | 0.8895 | 1.7133 | 1.2725 | 1.1737 | 1.4165 | 1.5123 | 1.5464 | 1.9965 | 1.7392 | 1.2579 | 0.9822 | 1.7332 | 1.8283 | 1.9406 | 2.0122 | 2.136 | 2.1747 | 1.9463 | 2.2555 | 2.3715 | 2.4006 | 0.9893 | 0.8837 | 0.9194 | 0.938 | 0.9566 | 0.9751 | 0.9937 | 1.0122 | 1.0308 | 1.0494 | 1.0679 | 1.0865 | 1.105 | 1.1235 | 1.1421 | 1.1606 | 1.1791 | 1.1977 | 1.2162 | 1.2347 | 1.2532 | 1.2717 | 1.2901
SaEC | Stone, Clay, etc. | 149.4117 | 130.4926 | 167.7079 | 162.6725 | 163.9724 | 166.8441 | 168.8865 | 180.4379 | 189.1436 | 243.2269 | 288.3105 | 298.7515 | 301.8729 | 290.8153 | 248.9687 | 173.1459 | 131.0362 | 246.3831 | 257.1346 | 271.9577 | 281.9961 | 299.3685 | 304.7163 | 272.7961 | 316.0616 | 332.3309 | 336.4142 | 238.5797 | 218.6276 | 237.3797 | 251.8803 | 266.3753 | 280.8654 | 295.1344 | 309.2554 | 323.3886 | 337.5328 | 351.6865 | 365.8487 | 380.0183 | 394.1945 | 408.3767 | 422.5641 | 436.7564 | 450.9529 | 465.1536 | 479.3579 | 493.5658 | 507.7707 | 521.9568
SaEC | Aluminum | 0 | 0 | 0 | 0 | 0 | 0 | 0 | 0 | 0 | 0 | 0 | 0 | 0 | 0 | 0 | 0 | 0 | 0 | 0 | 0 | 0 | 0 | 0 | 0 | 0 | 0 | 0 | 0 | 0 | 0 | 0 | 0 | 0 | 0 | 0 | 0 | 0 | 0 | 0 | 0 | 0 | 0 | 0 | 0 | 0 | 0 | 0 | 0 | 0 | 0
SaEC | Other Primary Metals | 22.3473 | 15.3788 | 51.8939 | 71.8994 | 73.5395 | 87.9999 | 75.4746 | 104.2472 | 111.9601 | 120.5665 | 147.3185 | 179.8773 | 181.317 | 181.6057 | 163.0096 | 129.8952 | 99.9724 | 155.8903 | 160.7292 | 166.7457 | 172.4055 | 183.4891 | 184.2724 | 170.2465 | 197.4535 | 207.7043 | 210.333 | 303.1551 | 313.7437 | 309.0228 | 298.2641 | 287.5524 | 276.8813 | 266.2458 | 255.641 | 245.0631 | 234.5085 | 223.9744 | 213.458 | 202.9572 | 192.4698 | 181.9942 | 171.5288 | 161.0721 | 150.6231 | 140.1805 | 129.7435 | 119.3111 | 108.8818 | 98.4536
SaEC | Fabricated Metals | 82.7763 | 87.1523 | 104.4865 | 104.1907 | 95.5979 | 88.7478 | 81.2078 | 91.0389 | 93.4413 | 123.2114 | 151.8209 | 203.5988 | 205.0992 | 200.5368 | 172.9345 | 122.4565 | 93.7543 | 166.7714 | 172.7206 | 180.5665 | 187.5486 | 200.0008 | 200.5693 | 182.8259 | 217.177 | 228.0926 | 230.7496 | 219.6871 | 208.7886 | 207.2302 | 201.6488 | 196.0963 | 190.5706 | 185.0697 | 179.5916 | 174.1347 | 168.6974 | 163.2783 | 157.8759 | 152.489 | 147.1164 | 141.7571 | 136.4101 | 131.0744 | 125.7492 | 120.4336 | 115.127 | 109.8286 | 104.5371 | 99.2505
SaEC | Machines & Computer | 476.9475 | 515.1371 | 673.409 | 802.2701 | 744.9348 | 690.7005 | 795.764 | 970.3206 | 839.751 | 1091.92 | 1331.074 | 1269.426 | 1297.405 | 1248.655 | 1080.25 | 763.3987 | 588.2166 | 1070.502 | 1127.278 | 1178.302 | 1219.303 | 1302.172 | 1304.93 | 1195.656 | 1418.011 | 1486.045 | 1502.235 | 745.9639 | 706.3949 | 701.5402 | 683.0321 | 664.5844 | 646.1937 | 627.8564 | 609.5694 | 591.3296 | 573.1339 | 554.9796 | 536.864 | 518.7845 | 500.7388 | 482.7245 | 464.7394 | 446.7816 | 428.8492 | 410.9403 | 393.0533 | 375.1866 | 357.3363 | 339.4954
SaEC | Electric Equipment | 36.7205 | 70.3518 | 99.251 | 92.2047 | 74.0153 | 86.5632 | 91.3166 | 103.8321 | 96.8652 | 142.7989 | 164.1126 | 180.9329 | 179.7254 | 168.7957 | 145.4721 | 101.323 | 79.6964 | 141.3883 | 149.633 | 159.8516 | 164.8049 | 176.3438 | 176.1164 | 160.6362 | 190.7818 | 198.9625 | 201.5584 | 224.921 | 223.3105 | 227.4502 | 227.2457 | 227.0338 | 226.8149 | 226.5898 | 226.3588 | 226.1224 | 225.8811 | 225.6353 | 225.3853 | 225.1295 | 224.8637 | 224.5897 | 224.308 | 224.0193 | 223.7238 | 223.4222 | 223.1149 | 222.8022 | 222.4828 | 222.1523
SaEC | Transport Equipment | 55.5303 | 77.8019 | 83.5575 | 86.3292 | 88.9244 | 77.6611 | 79.8582 | 98.903 | 104.2265 | 162.1169 | 189.1796 | 225.9301 | 226.8536 | 218.1318 | 193.3124 | 148.4906 | 119.4687 | 206.7456 | 219.4955 | 235.5533 | 239.9882 | 258.0011 | 248.9256 | 221.0524 | 260.9623 | 272.8678 | 276.3074 | 266.3974 | 260.7944 | 252.8996 | 240.0242 | 227.2257 | 214.4977 | 201.8347 | 189.2314 | 176.6829 | 164.1848 | 151.733 | 139.3238 | 126.9535 | 114.6191 | 102.3175 | 90.046 | 77.8021 | 65.5834 | 53.3878 | 41.2133 | 29.058 | 16.9203 | 4.7986
SaEC | Other Manufacturing | 15.031 | 17.4037 | 18.5294 | 17.6005 | 16.9612 | 15.7731 | 16.3444 | 17.6923 | 18.1263 | 25.5542 | 29.8109 | 33.9433 | 33.6071 | 32.5536 | 27.8852 | 20.5094 | 15.4911 | 27.3346 | 28.8298 | 31.1383 | 31.8523 | 34.1088 | 33.0436 | 29.5386 | 34.8515 | 36.4166 | 36.8148 | 36.0268 | 30.7349 | 33.4863 | 35.6191 | 37.5643 | 39.5228 | 41.4936 | 43.4755 | 45.4675 | 47.4688 | 49.4786 | 51.4961 | 53.5206 | 55.5516 | 57.5885 | 59.6308 | 61.6781 | 63.7299 | 65.786 | 67.8459 | 69.9095 | 71.9755 | 74.0417
SaEC | Data Centers | 0 | 0 | 0 | 0 | 0 | 0 | 0 | 0 | 0 | 0 | 0 | 0 | 0 | 0 | 0 | 0 | 0 | 0 | 0 | 0 | 0 | 0 | 0 | 0 | 0 | 0 | 0 | 0 | 0 | 0 | 0 | 0 | 0 | 0 | 0 | 0 | 0 | 0 | 0 | 0 | 0 | 0 | 0 | 0 | 0 | 0 | 0 | 0 | 0 | 0
SaEC | Agriculture | 2839.428 | 3082.077 | 3222.559 | 3171.475 | 3337.498 | 3044.976 | 3624.685 | 2652.234 | 3443.731 | 2684.187 | 2790.323 | 2917.781 | 2474.525 | 2663.39 | 2741.017 | 3215.719 | 3162.902 | 3008.931 | 3047.014 | 2317.422 | 2541.54 | 2981.491 | 2891.372 | 2665.321 | 2515.322 | 2610.353 | 3218.831 | 2340.337 | 2248.438 | 2293.087 | 2294.803 | 2297.182 | 2300.167 | 2303.708 | 2307.758 | 2312.276 | 2317.224 | 2322.569 | 2328.281 | 2334.333 | 2340.7 | 2347.361 | 2354.296 | 2361.488 | 2368.92 | 2376.578 | 2384.449 | 2392.521 | 2400.782 | 2409.222
SaEC | Passenger | 0 | 0 | 0 | 0 | 0 | 0 | 0 | 0 | 0 | 0 | 0 | 0 | 0 | 0 | 0 | 0 | 0 | 0 | 0 | 0 | 0 | 0 | 0 | 0 | 0 | 0 | 0 | 0 | 8.4235 | 13.141 | 21.012 | 31.6285 | 44.625 | 59.908 | 77.2735 | 96.526 | 117.334 | 139.485 | 162.8175 | 187.357 | 213.0525 | 238.6035 | 263.687 | 288.0225 | 311.236 | 324.7255 | 342.72 | 358.2665 | 373.6345 | 384.625
SaEC | Freight | 0 | 0 | 0 | 0 | 0 | 0 | 0 | 0 | 0 | 0 | 0 | 0 | 0 | 0 | 0 | 0 | 0 | 0 | 0 | 0 | 0 | 0 | 0 | 0 | 0 | 0 | 0 | 0 | 0 | 0 | 0 | 0 | 0 | 0 | 0 | 0 | 0 | 0 | 0 | 0 | 0 | 0 | 0 | 0 | 0 | 0 | 0 | 0 | 0 | 0
SaEC | Air Passenger | 0 | 0 | 0 | 0 | 0 | 0 | 0 | 0 | 0 | 0 | 0 | 0 | 0 | 0 | 0 | 0 | 0 | 0 | 0 | 0 | 0 | 0 | 0 | 0 | 0 | 0 | 0 | 0 | 0 | 0 | 0 | 0 | 0 | 0 | 0 | 0 | 0 | 0 | 0 | 0 | 0 | 0 | 0 | 0 | 0 | 0 | 0 | 0 | 0 | 0
SaEC | Air Freight | 0 | 0 | 0 | 0 | 0 | 0 | 0 | 0 | 0 | 0 | 0 | 0 | 0 | 0 | 0 | 0 | 0 | 0 | 0 | 0 | 0 | 0 | 0 | 0 | 0 | 0 | 0 | 0 | 0 | 0 | 0 | 0 | 0 | 0 | 0 | 0 | 0 | 0 | 0 | 0 | 0 | 0 | 0 | 0 | 0 | 0 | 0 | 0 | 0 | 0
SaEC | Off Road | 0 | 0 | 0 | 0 | 0 | 0 | 0 | 0 | 0 | 0 | 0 | 0 | 0 | 0 | 0 | 0 | 0 | 0 | 0 | 0 | 0 | 0 | 0 | 0 | 0 | 0 | 0 | 0 | 0 | 0 | 0 | 0 | 0 | 0 | 0 | 0 | 0 | 0 | 0 | 0 | 0 | 0 | 0 | 0 | 0 | 0 | 0 | 0 | 0 | 0
SaEC | Miscellaneous | 0 | 0 | 0 | 0 | 0 | 0 | 0 | 0 | 0 | 0 | 0 | 0 | 0 | 0 | 0 | 0 | 0 | 0 | 0 | 0 | 0 | 0 | 0 | 0 | 0 | 0 | 0 | 0 | 0 | 0 | 0 | 0 | 0 | 0 | 0 | 0 | 0 | 0 | 0 | 0 | 0 | 0 | 0 | 0 | 0 | 0 | 0 | 0 | 0 | 0
SaEC | Streetlighting | 255.0703 | 252.9308 | 252.0516 | 253.0188 | 255.0996 | 260.9906 | 265.8851 | 271.9812 | 277.8136 | 286.2251 | 293.2005 | 295.4865 | 296.5123 | 303.3412 | 316.7937 | 315.4455 | 314.7421 | 314.0094 | 313.4525 | 312.9543 | 316.5299 | 319.7538 | 322.7726 | 326.5533 | 329.8359 | 332.6788 | 335.8441 | 338.9214 | 342.0281 | 345.1055 | 348.1829 | 351.1723 | 354.1911 | 357.1805 | 360.1114 | 363.0422 | 365.9731 | 368.8159 | 371.6002 | 374.3845 | 377.1102 | 379.8066 | 382.4443 | 385.0235 | 387.5146 | 390.0352 | 392.4971 | 394.9003 | 397.3036 | 399.6483
SaEC | Electric Power Generation | 0 | 0 | 0 | 0 | 0 | 0 | 0 | 0 | 0 | 0 | 0 | 0 | 0 | 0 | 0 | 0 | 0 | 0 | 0 | 0 | 0 | 0 | 0 | 0 | 0 | 0 | 0 | 0 | 0 | 0 | 0 | 0 | 0 | 0 | 0 | 0 | 0 | 0 | 0 | 0 | 0 | 0 | 0 | 0 | 0 | 0 | 0 | 0 | 0 | 0
SaEC | Solid Waste | 0 | 0 | 0 | 0 | 0 | 0 | 0 | 0 | 0 | 0 | 0 | 0 | 0 | 0 | 0 | 0 | 0 | 0 | 0 | 0 | 0 | 0 | 0 | 0 | 0 | 0 | 0 | 0 | 0 | 0 | 0 | 0 | 0 | 0 | 0 | 0 | 0 | 0 | 0 | 0 | 0 | 0 | 0 | 0 | 0 | 0 | 0 | 0 | 0 | 0
SaEC | Waste Water | 0 | 0 | 0 | 0 | 0 | 0 | 0 | 0 | 0 | 0 | 0 | 0 | 0 | 0 | 0 | 0 | 0 | 0 | 0 | 0 | 0 | 0 | 0 | 0 | 0 | 0 | 0 | 0 | 0 | 0 | 0 | 0 | 0 | 0 | 0 | 0 | 0 | 0 | 0 | 0 | 0 | 0 | 0 | 0 | 0 | 0 | 0 | 0 | 0 | 0
SaEC | Incineration | 0 | 0 | 0 | 0 | 0 | 0 | 0 | 0 | 0 | 0 | 0 | 0 | 0 | 0 | 0 | 0 | 0 | 0 | 0 | 0 | 0 | 0 | 0 | 0 | 0 | 0 | 0 | 0 | 0 | 0 | 0 | 0 | 0 | 0 | 0 | 0 | 0 | 0 | 0 | 0 | 0 | 0 | 0 | 0 | 0 | 0 | 0 | 0 | 0 | 0
SaEC | Land Use | 0 | 0 | 0 | 0 | 0 | 0 | 0 | 0 | 0 | 0 | 0 | 0 | 0 | 0 | 0 | 0 | 0 | 0 | 0 | 0 | 0 | 0 | 0 | 0 | 0 | 0 | 0 | 0 | 0 | 0 | 0 | 0 | 0 | 0 | 0 | 0 | 0 | 0 | 0 | 0 | 0 | 0 | 0 | 0 | 0 | 0 | 0 | 0 | 0 | 0
XSales | SL&PF | 255.0703 | 252.9308 | 252.0516 | 253.0188 | 255.0996 | 260.9906 | 265.8851 | 271.9812 | 277.8136 | 286.2251 | 293.2005 | 295.4865 | 296.5123 | 303.3412 | 316.7937 | 315.4455 | 314.7421 | 314.0094 | 313.4525 | 312.9543 | 316.5299 | 319.7538 | 322.7726 | 326.5533 | 329.8359 | 332.6788 | 335.8441 | 338.9214 | 342.0281 | 345.1055 | 348.1829 | 351.1723 | 354.1911 | 357.1805 | 360.1114 | 363.0422 | 365.9731 | 368.8159 | 371.6002 | 374.3845 | 377.1102 | 379.8066 | 382.4443 | 385.0235 | 387.5146 | 390.0352 | 392.4971 | 394.9003 | 397.3036 | 399.6483

## Price-Effect Load -Washington
go back | Peak and Minimum loads were allocated to states based on states share of regional electricity sales.
April run | It should be noted that 1986-2012 data reflect actual temperature condition in the region, whereas 2013-2035 forecast reflect a normal temperature.
Sept Solar | It should also be noted that estimated Peak and Minimum figures shown here represent contribution of the state's load to the Northwest system peak.
The issue of coincident is important to keep in mind, because it is possible that a given state's peak load does not occur at the same time that system is peaking.
Solar Cogeneration data shows reflect contribution to reduction in system peak, energy, and minimum load generated from Roof-top solar units.
BaseCase | is the scenario name.
Engine | is the model name.
This is the Electricity Review (including Western Montana portion of loads) for Washington
Year |  | 1986 | 1987 | 1988 | 1989 | 1990 | 1991 | 1992 | 1993 | 1994 | 1995 | 1996 | 1997 | 1998 | 1999 | 2000 | 2001 | 2002 | 2003 | 2004 | 2005 | 2006 | 2007 | 2008 | 2009 | 2010 | 2011 | 2012 | 2013 | 2014 | 2015 | 2016 | 2017 | 2018 | 2019 | 2020 | 2021 | 2022 | 2023 | 2024 | 2025 | 2026 | 2027 | 2028 | 2029 | 2030 | 2031 | 2032 | 2033 | 2034 | 2035
Washington Average Day Loads (MWa) |  | 1986 | 1987 | 1988 | 1989 | 1990 | 1991 | 1992 | 1993 | 1994 | 1995 | 1996 | 1997 | 1998 | 1999 | 2000 | 2001 | 2002 | 2003 | 2004 | 2005 | 2006 | 2007 | 2008 | 2009 | 2010 | 2011 | 2012 | 2013 | 2014 | 2015 | 2016 | 2017 | 2018 | 2019 | 2020 | 2021 | 2022 | 2023 | 2024 | 2025 | 2026 | 2027 | 2028 | 2029 | 2030 | 2031 | 2032 | 2033 | 2034 | 2035
LDCClass | Annual | 10451.45 | 10646.11 | 11464.2 | 11830.56 | 11961.98 | 12181.05 | 11735.1 | 11886.63 | 11447.91 | 11608.67 | 11613.92 | 11707.87 | 12110.88 | 12534.56 | 12195.49 | 10077.03 | 10127.17 | 10386.7 | 10548.38 | 10979.01 | 10719.76 | 10652.36 | 11065.68 | 11269.11 | 11111.45 | 11512.95 | 11287.36 | 11015.77 | 11089.32 | 11255.98 | 11319.01 | 11370.96 | 11426.64 | 11478.05 | 11519.32 | 11579.08 | 11643.69 | 11714.15 | 11790.4 | 11875.05 | 11964.71 | 12063.57 | 12170.03 | 12275.31 | 12387.02 | 12464.32 | 12574.04 | 12685.25 | 12798.84 | 12914.5
LDCClass | January | 11744.91 | 11887.55 | 12866.8 | 13371.7 | 13338.63 | 13686.02 | 13073.84 | 13478.78 | 12748.13 | 12960.09 | 13145.53 | 13094.52 | 13458.62 | 14176.26 | 13828.29 | 11522.49 | 11608.74 | 11698.14 | 11966.53 | 12598.41 | 12146.05 | 11945.32 | 12489.92 | 12632.1 | 12462.73 | 12977.28 | 12611.23 | 12403.23 | 12441.87 | 12630.13 | 12697.83 | 12754.03 | 12814.57 | 12858.28 | 12888.67 | 12943.86 | 13003.9 | 13069.86 | 13141.75 | 13219.99 | 13306.51 | 13402.32 | 13505.36 | 13607.43 | 13713.88 | 13786.72 | 13893.07 | 14000.63 | 14111.14 | 14220.53
LDCClass | February | 11308.21 | 11457.73 | 12397.12 | 12860.69 | 12840.35 | 13173.55 | 12590.33 | 12973.48 | 12276.91 | 12489.22 | 12597.25 | 12585.86 | 12961.25 | 13637.71 | 13272.91 | 10999.98 | 11050.52 | 11172.36 | 11427.24 | 12032.31 | 11212.36 | 11033.76 | 11497.53 | 11665.55 | 11524.17 | 12011.65 | 11698.82 | 11486.68 | 11504.61 | 11691.92 | 11759.86 | 11816.37 | 11875.96 | 11919.83 | 11950.33 | 12002.72 | 12059.71 | 12122.24 | 12190.45 | 12264.43 | 12345.96 | 12436.39 | 12533.82 | 12630.18 | 12730.48 | 12797.42 | 12897.32 | 12998.32 | 13101.84 | 13204.28
LDCClass | March | 10704.75 | 10876.15 | 11760.37 | 12167.61 | 12198.16 | 12482.41 | 11968.97 | 12262.56 | 11653.05 | 11856.46 | 11895.73 | 11940.35 | 12336.38 | 12908.25 | 12537.74 | 10293.44 | 10324 | 10507.72 | 10721.18 | 11274.14 | 10655.67 | 10474.81 | 10902.32 | 11056.79 | 10927.14 | 11402.44 | 11112.38 | 10915.82 | 10938.66 | 11134.53 | 11206.01 | 11264.65 | 11324.84 | 11367.8 | 11397.12 | 11444.95 | 11497.34 | 11555.08 | 11618.57 | 11687.71 | 11764.04 | 11849.55 | 11942.2 | 12033.9 | 12129.51 | 12191.46 | 12286.46 | 12382.68 | 12481.16 | 12578.88
LDCClass | April | 9867.871 | 10045.04 | 10867.85 | 11229.84 | 11280.41 | 11522.6 | 11061.87 | 11282.61 | 10742.21 | 10928.97 | 10943.56 | 11000.53 | 11360.09 | 11877.99 | 11535.17 | 9437.396 | 9449.638 | 9627.979 | 9821.402 | 10309.01 | 10198.74 | 10047.48 | 10468.88 | 10615.83 | 10470.77 | 10916.26 | 10648.31 | 10433.84 | 10474.93 | 10665.92 | 10728.32 | 10779.65 | 10833.06 | 10867.29 | 10890.18 | 10930.14 | 10974.72 | 11024.95 | 11080.87 | 11143.47 | 11211.85 | 11288.93 | 11373.02 | 11456.36 | 11544.55 | 11600 | 11687.24 | 11775.88 | 11866.72 | 11958.23
LDCClass | May | 9462.676 | 9694.231 | 10435.38 | 10722.66 | 10885.93 | 11055.91 | 10691.71 | 10757.87 | 10408.39 | 10570.41 | 10472 | 10621.98 | 10986.26 | 11349.47 | 11025.68 | 9056.92 | 9059.775 | 9340.898 | 9481.294 | 9830.794 | 10145.15 | 10097.39 | 10502.1 | 10678.72 | 10520.06 | 10904.29 | 10714.98 | 10395.18 | 10500.46 | 10688.88 | 10753.18 | 10805.95 | 10861.39 | 10908.89 | 10948.11 | 11001.55 | 11059.8 | 11123.85 | 11193.54 | 11273.27 | 11355.59 | 11446.8 | 11545.57 | 11643.18 | 11748.79 | 11819.81 | 11922.06 | 12025.97 | 12131.92 | 12242.25
LDCClass | June | 9936.328 | 10199.27 | 10930.3 | 11204.34 | 11448.21 | 11586.35 | 11252.33 | 11222.81 | 10983.89 | 11127.24 | 10994.26 | 11192.21 | 11582 | 11850.27 | 11531.13 | 9552.875 | 9578.256 | 9939.627 | 10043.26 | 10321.4 | 9835.535 | 9892.057 | 10240.22 | 10476.15 | 10353.62 | 10688.04 | 10593.08 | 10186.45 | 10309.22 | 10480.94 | 10542.09 | 10592.35 | 10646.49 | 10710.62 | 10768.41 | 10838.45 | 10913.47 | 10994.33 | 11080.89 | 11179.57 | 11278.68 | 11387.11 | 11503.6 | 11618.49 | 11743.39 | 11830.86 | 11950.66 | 12072.15 | 12195.44 | 12325.53
LDCClass | July | 10437.23 | 10682.14 | 11366.2 | 11650.26 | 12050.87 | 12124.02 | 11826.38 | 11635.55 | 11606.05 | 11660.77 | 11551.12 | 11802.99 | 12307.13 | 12319.64 | 12004.23 | 10012.33 | 10114.25 | 10627.79 | 10643.98 | 10800.68 | 10378.07 | 10407.86 | 10710.76 | 11050.4 | 10797.78 | 11109.41 | 11021.35 | 10656.45 | 10834.71 | 10951.05 | 11020.81 | 11079.64 | 11141.93 | 11214.18 | 11279.4 | 11356.52 | 11438.78 | 11527.25 | 11621.75 | 11729.05 | 11837.21 | 11955.37 | 12082.38 | 12207.93 | 12344.18 | 12442.47 | 12573.66 | 12706.8 | 12842.03 | 12984.39
LDCClass | August | 10088.96 | 10334.97 | 11010.17 | 11277.49 | 11683.76 | 11762.27 | 11456.9 | 11280.59 | 11243.05 | 11292.87 | 11142.37 | 11399.74 | 11927.69 | 11959.42 | 11636.95 | 9698.443 | 9768.018 | 10288.05 | 10323.06 | 10507.34 | 10491.5 | 10518.6 | 10835.51 | 11184.34 | 10951.12 | 11279.26 | 11180.44 | 10782.62 | 10928.92 | 11052.29 | 11113.78 | 11165.69 | 11221.93 | 11288.1 | 11347.73 | 11419.98 | 11497.71 | 11581.97 | 11672.49 | 11775.44 | 11880.1 | 11994.76 | 12118.24 | 12240.5 | 12372.96 | 12469.55 | 12598.08 | 12728.71 | 12861.69 | 13001.31
LDCClass | September | 9447.384 | 9669.579 | 10373.81 | 10646.34 | 10903.8 | 11032.22 | 10693.69 | 10674.32 | 10436.97 | 10551.15 | 10428.73 | 10624.34 | 11090.56 | 11297.72 | 10955.08 | 8955.698 | 8978.909 | 9376.537 | 9467.03 | 9784.312 | 10083.19 | 10144.41 | 10472.62 | 10731.96 | 10590.01 | 10893.59 | 10750.92 | 10445.7 | 10516.94 | 10662.5 | 10716.85 | 10760.57 | 10809.25 | 10869.65 | 10921.68 | 10992.36 | 11067.93 | 11149.47 | 11236.73 | 11332.79 | 11433.24 | 11542.77 | 11660.09 | 11776.07 | 11898.86 | 11988.23 | 12108.79 | 12231.02 | 12355.61 | 12483.01
LDCClass | October | 9658.763 | 9862.229 | 10640.65 | 10955.63 | 11084.82 | 11281.05 | 10873.35 | 11018.26 | 10586.23 | 10757.96 | 10707.99 | 10822.52 | 11230.86 | 11641.81 | 11293.82 | 9210.132 | 9216.694 | 9485.642 | 9642.933 | 10081.45 | 10430.42 | 10416.38 | 10818.03 | 10997.62 | 10890.38 | 11249.18 | 11028.29 | 10776.55 | 10822.84 | 10983.15 | 11039.05 | 11083.61 | 11132.71 | 11184.18 | 11225.63 | 11288.35 | 11355.81 | 11428.92 | 11507.66 | 11593.67 | 11685.51 | 11786.31 | 11894.44 | 12001.22 | 12113.34 | 12192.71 | 12303.46 | 12415.58 | 12530.06 | 12645.52
LDCClass | November | 10667.56 | 10836.5 | 11715.51 | 12130.63 | 12158.93 | 12430.91 | 11926.43 | 12213.39 | 11611.98 | 11813.8 | 11896.29 | 11922.66 | 12292.56 | 12860.25 | 12509.75 | 10283.66 | 10336.42 | 10503.6 | 10711.1 | 11252.39 | 11187.8 | 11121.93 | 11597.56 | 11747.49 | 11627.45 | 12041.18 | 11745.65 | 11539.2 | 11574.35 | 11743.23 | 11798.66 | 11843 | 11892.39 | 11936.51 | 11969.27 | 12026.22 | 12088.12 | 12155.8 | 12229.3 | 12309.25 | 12396.65 | 12493.17 | 12596.92 | 12699.42 | 12806.36 | 12880.08 | 12986.63 | 13094.48 | 13205 | 13315.02
LDCClass | December | 12114.75 | 12227.32 | 13232.99 | 13781.1 | 13688.62 | 14061.86 | 13423.5 | 13875.01 | 13093.22 | 13315.36 | 13616.6 | 13504.2 | 13811.05 | 14570.01 | 14246.83 | 11923.26 | 12060.34 | 12080.4 | 12347.16 | 12985.23 | 11869.56 | 11719.97 | 12246.64 | 12382.13 | 12216.87 | 12682.29 | 12337.17 | 12166.1 | 12216.74 | 12381.91 | 12446.32 | 12500.51 | 12559.43 | 12604.77 | 12637.72 | 12695.6 | 12757.93 | 12826.1 | 12900.01 | 12980.13 | 13068.4 | 13165.64 | 13270.05 | 13373.38 | 13481.02 | 13554.5 | 13661.96 | 13770.53 | 13882.03 | 13992.29
Washington Peak Day Loads (MW) |  | 1986 | 1987 | 1988 | 1989 | 1990 | 1991 | 1992 | 1993 | 1994 | 1995 | 1996 | 1997 | 1998 | 1999 | 2000 | 2001 | 2002 | 2003 | 2004 | 2005 | 2006 | 2007 | 2008 | 2009 | 2010 | 2011 | 2012 | 2013 | 2014 | 2015 | 2016 | 2017 | 2018 | 2019 | 2020 | 2021 | 2022 | 2023 | 2024 | 2025 | 2026 | 2027 | 2028 | 2029 | 2030 | 2031 | 2032 | 2033 | 2034 | 2035
LDCClass | Annual | 15756.35 | 16049.81 | 17283.15 | 17835.46 | 18033.59 | 18363.85 | 17691.56 | 17919.99 | 17258.59 | 17500.95 | 19233.06 | 18073.68 | 19905.27 | 17239.57 | 17355.45 | 15787.11 | 14759.02 | 15276.19 | 17213.96 | 17358.96 | 16206.89 | 16421.67 | 17437.77 | 19027.01 | 17513.05 | 17238.78 | 16143.48 | 15845.96 | 15887.69 | 16140.01 | 16223.4 | 16291.16 | 16361.31 | 16392.88 | 16407.34 | 16449.29 | 16496.51 | 16550.68 | 16611.99 | 16681.43 | 16760.52 | 16852.04 | 16953.57 | 17055.13 | 17163.64 | 17237.39 | 17349.97 | 17465.77 | 17585.52 | 17707.3
LDCClass | January | 15756.35 | 16049.81 | 17283.15 | 17835.46 | 18033.59 | 18363.85 | 17691.56 | 17919.99 | 17258.59 | 17500.95 | 19138.27 | 18073.68 | 17755.43 | 17045.05 | 17111.25 | 15787.11 | 14759.02 | 14463.45 | 17213.96 | 16532.13 | 14283.66 | 16421.67 | 16942.39 | 16845.89 | 15244.52 | 17238.78 | 16143.48 | 15845.96 | 15887.69 | 16140.01 | 16223.4 | 16291.16 | 16361.31 | 16392.88 | 16407.34 | 16449.29 | 16496.51 | 16550.68 | 16611.99 | 16681.43 | 16760.52 | 16852.04 | 16953.57 | 17055.13 | 17163.64 | 17237.39 | 17349.97 | 17465.77 | 17585.52 | 17707.3
LDCClass | February | 15694.98 | 15987.31 | 17215.84 | 17766 | 17963.36 | 18292.33 | 17622.66 | 17850.2 | 17191.37 | 17432.79 | 19233.06 | 16900.51 | 15988.52 | 17235.08 | 16286.17 | 15544.15 | 14046.69 | 15276.19 | 14755.56 | 15690.18 | 15849.49 | 15357.96 | 14972.47 | 15578.23 | 15039.77 | 17048.28 | 15318.63 | 15008.09 | 15017.86 | 15254.64 | 15335.5 | 15401.93 | 15470.76 | 15514.49 | 15540.9 | 15593.16 | 15650.4 | 15713.88 | 15784 | 15861.51 | 15947.79 | 16045.73 | 16153.38 | 16260.41 | 16373.82 | 16451.59 | 16568.53 | 16688.48 | 16811.92 | 16937.07
LDCClass | March | 14222.28 | 14487.18 | 15600.43 | 16098.97 | 16277.81 | 16575.91 | 15969.07 | 16175.27 | 15578.26 | 15797.02 | 16023.64 | 15684.45 | 16219.82 | 16463.72 | 15574.22 | 13681.46 | 13804.99 | 13492.74 | 13497.38 | 13185.86 | 14262.5 | 14101.26 | 14191.8 | 16000.57 | 14725.88 | 14956.8 | 15261.6 | 14969.11 | 14994.19 | 15229.66 | 15310.62 | 15377.11 | 15445.66 | 15490.42 | 15517.55 | 15568.84 | 15624.76 | 15686.89 | 15755.65 | 15831.63 | 15916.47 | 16013.06 | 16119.21 | 16224.85 | 16336.86 | 16412.74 | 16528.14 | 16646.54 | 16768.41 | 16892.06
LDCClass | April | 12938.61 | 13179.6 | 14192.37 | 14645.91 | 14808.61 | 15079.81 | 14527.74 | 14715.33 | 14172.21 | 14371.22 | 13462.29 | 14595.97 | 14629.44 | 15497.84 | 14609.37 | 13008.49 | 12189.23 | 12920.36 | 12475.04 | 13229 | 12729.61 | 13170.67 | 14389.95 | 13669.35 | 13720.95 | 14104.18 | 13417.28 | 13155.12 | 13202.49 | 13411.43 | 13478.38 | 13533.18 | 13590.6 | 13633.66 | 13661.93 | 13710.04 | 13762.42 | 13820.18 | 13883.67 | 13954.3 | 14031.8 | 14119.77 | 14216.48 | 14312.37 | 14414.87 | 14480.25 | 14584.92 | 14692.43 | 14802.83 | 14916.03
LDCClass | May | 11635.65 | 11852.36 | 12763.15 | 13171.02 | 13317.33 | 13561.22 | 13064.75 | 13233.44 | 12745.01 | 12923.99 | 13549.09 | 13661.66 | 13413.69 | 14721.99 | 14010.55 | 11871.03 | 12575.03 | 11857.69 | 11362.89 | 12349.76 | 12664.42 | 12196.66 | 12720 | 12974.7 | 13169.14 | 12732.78 | 12581.34 | 12188.8 | 12256.19 | 12462.66 | 12529.05 | 12584.43 | 12642.98 | 12698.99 | 12743.11 | 12803.56 | 12868.02 | 12937.73 | 13012.72 | 13097.24 | 13184.96 | 13282.5 | 13388.72 | 13493.77 | 13607.6 | 13683.93 | 13797.35 | 13913.71 | 14032.44 | 14157.17
LDCClass | June | 12176.03 | 12402.82 | 13355.9 | 13782.71 | 13935.82 | 14191.03 | 13671.5 | 13848.03 | 13336.92 | 13524.21 | 12880.79 | 12825.62 | 13561.44 | 14507.29 | 14701.28 | 11859.01 | 12983.31 | 13034.56 | 12963.33 | 12916.99 | 14181.42 | 12475.04 | 14192.69 | 12848.61 | 13313.76 | 12900.94 | 12936.81 | 12487.21 | 12663.26 | 12843.25 | 12916.74 | 12981.32 | 13049.09 | 13125.14 | 13192.29 | 13273.97 | 13360.22 | 13452.67 | 13551.25 | 13663.69 | 13777.42 | 13903.64 | 14041.15 | 14177.55 | 14326.34 | 14440.37 | 14586.81 | 14737.16 | 14890.11 | 15053.18
LDCClass | July | 12637.74 | 12873.12 | 13862.34 | 14305.34 | 14464.25 | 14729.14 | 14189.92 | 14373.14 | 13842.65 | 14037.03 | 14188.09 | 13550.37 | 15603.92 | 15223.15 | 15030.88 | 11791.61 | 13286.84 | 14234.84 | 13906.35 | 14423.14 | 14922.53 | 14187.74 | 14175.19 | 15477.42 | 14669.02 | 14143.15 | 14622.34 | 14242.73 | 14578.03 | 14585.01 | 14665.22 | 14736.53 | 14811.26 | 14897.54 | 14973.74 | 15065.61 | 15162.65 | 15267.25 | 15378.93 | 15506.68 | 15636.31 | 15780.3 | 15937.5 | 16093.85 | 16264.66 | 16397.34 | 16565.86 | 16738.88 | 16915.16 | 17103.08
LDCClass | August | 12205.23 | 12432.56 | 13387.92 | 13815.76 | 13969.24 | 14225.06 | 13704.29 | 13881.24 | 13368.9 | 13556.64 | 13738.13 | 13727.89 | 15026.76 | 14972.57 | 14465.24 | 11758.69 | 12984.85 | 13217.73 | 13981.83 | 14241.22 | 13377.37 | 13247.9 | 14307.35 | 14518.98 | 14829.7 | 14596.39 | 14913.08 | 14510.86 | 14831.63 | 14824.74 | 14901.37 | 14969.21 | 15040.63 | 15121.21 | 15192.12 | 15279.54 | 15372.38 | 15472.98 | 15580.83 | 15704.5 | 15830.68 | 15971.37 | 16125.31 | 16278.61 | 16446.11 | 16576.46 | 16742.43 | 16913 | 17087.14 | 17272.66
LDCClass | September | 11589.62 | 11805.49 | 12712.67 | 13118.92 | 13264.66 | 13507.58 | 13013.07 | 13181.1 | 12694.6 | 12872.87 | 13020.31 | 12814.22 | 14563.59 | 14258.39 | 13381.27 | 10750.8 | 11519.32 | 13061.11 | 11764.88 | 12523.31 | 12566.08 | 12057.67 | 12239.65 | 13116.71 | 12784.95 | 13914.93 | 13009.27 | 12644.91 | 12738.67 | 12907.39 | 12980.16 | 13041.59 | 13105.78 | 13179.81 | 13241 | 13320.65 | 13405.04 | 13494.92 | 13590.97 | 13696.99 | 13807.79 | 13930.9 | 14064.58 | 14196.78 | 14338.3 | 14439.57 | 14581.22 | 14725.78 | 14872.91 | 15026.29
LDCClass | October | 13742.76 | 13998.73 | 15074.44 | 15556.17 | 15728.98 | 16017.03 | 15430.66 | 15629.9 | 15053.02 | 15264.41 | 14181.7 | 14337.01 | 14903.36 | 15139.63 | 14570.21 | 12154.22 | 14124.36 | 13612.92 | 12768.06 | 12856.6 | 14510.63 | 13041.22 | 13002.62 | 13552.82 | 12959.23 | 13628.94 | 13220.26 | 12932.86 | 12946.7 | 13159.64 | 13230.24 | 13286.77 | 13345.19 | 13401.95 | 13443.49 | 13507.46 | 13575.66 | 13649.13 | 13728.64 | 13815.24 | 13908.85 | 14013.53 | 14127.46 | 14239.95 | 14358.63 | 14443.51 | 14564.03 | 14686.99 | 14812.5 | 14940.22
LDCClass | November | 14314.32 | 14580.93 | 15701.39 | 16203.16 | 16383.15 | 16683.18 | 16072.42 | 16279.95 | 15679.08 | 15899.26 | 15113.06 | 14743.63 | 15426.29 | 15817.93 | 16793.62 | 13648.55 | 13801.92 | 14546.88 | 14881.89 | 15620.96 | 16206.89 | 14800.41 | 13647.62 | 13888.44 | 17513.05 | 14736.8 | 14394.6 | 14114.97 | 14133.34 | 14354.58 | 14426.38 | 14484.07 | 14545.25 | 14589.25 | 14617.7 | 14671.67 | 14730.44 | 14795.11 | 14866.17 | 14944.4 | 15030.96 | 15128.78 | 15235.8 | 15342.26 | 15455.02 | 15532.47 | 15648.56 | 15767.63 | 15890.06 | 16014.53
LDCClass | December | 15198.64 | 15481.72 | 16671.4 | 17204.16 | 17395.28 | 17713.84 | 17065.35 | 17285.7 | 16647.71 | 16881.49 | 16782.46 | 16196.39 | 19905.27 | 17239.57 | 17355.45 | 14016.9 | 13815.72 | 15202.18 | 14638.51 | 17358.96 | 15474.24 | 15235 | 17437.77 | 19027.01 | 16081.82 | 16675.4 | 15674.61 | 15450.28 | 15523.43 | 15761.72 | 15839.47 | 15902.76 | 15968.61 | 16002.23 | 16019.25 | 16062.78 | 16110.88 | 16165.29 | 16226.4 | 16294.83 | 16372.96 | 16462.85 | 16562.39 | 16661.41 | 16767.17 | 16832.3 | 16941.83 | 17054.31 | 17170.48 | 17288.37
Washington Minimum Day Loads (MW) |  | 1986 | 1987 | 1988 | 1989 | 1990 | 1991 | 1992 | 1993 | 1994 | 1995 | 1996 | 1997 | 1998 | 1999 | 2000 | 2001 | 2002 | 2003 | 2004 | 2005 | 2006 | 2007 | 2008 | 2009 | 2010 | 2011 | 2012 | 2013 | 2014 | 2015 | 2016 | 2017 | 2018 | 2019 | 2020 | 2021 | 2022 | 2023 | 2024 | 2025 | 2026 | 2027 | 2028 | 2029 | 2030 | 2031 | 2032 | 2033 | 2034 | 2035
LDCClass | Annual | 7221.99 | 7356.5 | 7921.799 | 8174.959 | 8265.77 | 8417.149 | 8109 | 8213.7 | 7910.549 | 8021.63 | 6785.73 | 8090.59 | 8250.74 | 8724.89 | 8324.74 | 6365.52 | 6681.75 | 5031.63 | 6925.66 | 7310.17 | 7244.88 | 5544.74 | 6150.549 | 7523.069 | 7457.33 | 7856.23 | 7670.5 | 7458.669 | 7430.374 | 7576.159 | 7619.184 | 7650.555 | 7686.174 | 7729.582 | 7763.27 | 7812.446 | 7866.732 | 7926.575 | 7992.111 | 8062.655 | 8137.81 | 8219.195 | 8305.037 | 8389.807 | 8477.376 | 8529.588 | 8613.877 | 8697.491 | 8782.496 | 8865.472
LDCClass | January | 8419.55 | 8576.37 | 9235.41 | 9530.539 | 9636.42 | 9812.89 | 9453.65 | 9575.71 | 9222.289 | 9351.79 | 9364.12 | 9202.42 | 10001.61 | 10609.01 | 10603.63 | 9408 | 7286.759 | 7637.35 | 8651.87 | 8574.639 | 8655.351 | 8716.18 | 9529.09 | 9286.33 | 9128.45 | 8936.04 | 9377.251 | 9184.135 | 9104.169 | 9294.086 | 9360.15 | 9415.533 | 9475.559 | 9533.636 | 9576.982 | 9639.236 | 9707.093 | 9780.427 | 9860.025 | 9944.05 | 10034.62 | 10132.41 | 10234.96 | 10336.13 | 10439.48 | 10499.66 | 10599.54 | 10698.39 | 10798.89 | 10895.55
LDCClass | February | 7901.43 | 8048.6 | 8667.08 | 8944.06 | 9043.421 | 9209.03 | 8871.89 | 8986.45 | 8654.77 | 8776.31 | 8896.05 | 9307.74 | 9768.089 | 10189.13 | 9965.11 | 8964.92 | 7554.011 | 8121.05 | 8245.61 | 8573.911 | 8582.73 | 8109.291 | 8847.599 | 9163.689 | 8843.06 | 9318.55 | 9168.55 | 8987.752 | 8918.184 | 9106.878 | 9172.15 | 9225.146 | 9281.924 | 9333.819 | 9371.847 | 9427.592 | 9488.985 | 9555.92 | 9629.13 | 9706.834 | 9791.005 | 9882.388 | 9978.56 | 10073.51 | 10170.69 | 10226.68 | 10320.65 | 10413.74 | 10508.51 | 10599.65
LDCClass | March | 8100.37 | 8251.241 | 8885.301 | 9169.24 | 9271.101 | 9440.89 | 9095.26 | 9212.701 | 8872.67 | 8997.27 | 8781.031 | 8683.96 | 8975.11 | 9243.431 | 9509.88 | 7359.3 | 7441.59 | 6893.49 | 7271.331 | 7869.629 | 8103.08 | 5544.74 | 6150.549 | 8603.83 | 8127.68 | 8075.19 | 8283.809 | 8112.472 | 8045.628 | 8205.495 | 8259.134 | 8296.227 | 8336.802 | 8385.14 | 8421.837 | 8475.539 | 8535.015 | 8600.419 | 8672.267 | 8748.723 | 8831.311 | 8921.149 | 9015.986 | 9109.699 | 9205.752 | 9263.45 | 9356.463 | 9448.773 | 9542.646 | 9633.305
LDCClass | April | 7267.02 | 7402.37 | 7971.2 | 8225.93 | 8317.31 | 8469.63 | 8159.561 | 8264.92 | 7959.87 | 8071.65 | 6785.73 | 8217.08 | 8250.74 | 8733.861 | 8930.64 | 6968.48 | 6879.5 | 5031.63 | 6925.66 | 7431.21 | 7349.11 | 7269.811 | 7574.37 | 7523.069 | 7693.2 | 8328.45 | 7670.5 | 7481.426 | 7430.374 | 7576.159 | 7619.184 | 7650.555 | 7686.174 | 7729.582 | 7763.27 | 7812.446 | 7866.732 | 7926.575 | 7992.111 | 8062.655 | 8137.81 | 8219.195 | 8305.037 | 8389.807 | 8477.376 | 8529.588 | 8613.877 | 8697.491 | 8782.496 | 8865.472
LDCClass | May | 7221.99 | 7356.5 | 7921.799 | 8174.959 | 8265.77 | 8417.149 | 8109 | 8213.7 | 7910.549 | 8021.63 | 7713.351 | 8194.28 | 8568.38 | 8780.95 | 8822.951 | 6906.83 | 6681.75 | 6953.02 | 7108.11 | 7310.17 | 7430.57 | 7522.24 | 7660.189 | 7613.31 | 7601.91 | 7953.021 | 7941.94 | 7687.674 | 7701.353 | 7861.109 | 7906.89 | 7939.342 | 7976.176 | 8022.241 | 8061.304 | 8113.831 | 8171.872 | 8235.579 | 8305.182 | 8382.689 | 8462.575 | 8549.079 | 8640.651 | 8730.954 | 8826.865 | 8885.52 | 8976.612 | 9067.346 | 9159.413 | 9252.523
LDCClass | June | 7509.5 | 7649.37 | 8237.18 | 8500.41 | 8594.84 | 8752.239 | 8431.83 | 8540.699 | 8225.47 | 8340.98 | 8063.209 | 8293.63 | 8490.35 | 9147.01 | 9256.421 | 7289.291 | 7103.32 | 7244.29 | 7370.67 | 7756.689 | 7500.56 | 7694.34 | 7934.51 | 7627.129 | 7457.33 | 8020.42 | 8254.47 | 7916.486 | 7984.215 | 8161.082 | 8208.25 | 8242.174 | 8280.967 | 8329.532 | 8373.728 | 8429.699 | 8490.809 | 8557.78 | 8630.499 | 8713.588 | 8796.633 | 8886.195 | 8981.023 | 9074.581 | 9176.356 | 9236.389 | 9331.458 | 9426.131 | 9522.007 | 9621.922
LDCClass | July | 7716.85 | 7860.58 | 8464.619 | 8735.12 | 8832.151 | 8993.9 | 8664.64 | 8776.52 | 8452.59 | 8571.29 | 8500.93 | 8666.59 | 8959.059 | 9248.48 | 8981.22 | 6766.28 | 7409.91 | 7254.45 | 7575.309 | 7810.82 | 7872.461 | 7784 | 8299.09 | 8179.58 | 8091.75 | 8560.48 | 8650.87 | 8319.349 | 8397.274 | 8583.054 | 8633.026 | 8668.425 | 8708.582 | 8760.896 | 8808.791 | 8868.868 | 8934.607 | 9006.729 | 9085.227 | 9174.902 | 9265.313 | 9363.532 | 9468.092 | 9571.571 | 9683.615 | 9758.02 | 9863.571 | 9968.944 | 10075.74 | 10186.54
LDCClass | August | 7745.55 | 7889.81 | 8496.1 | 8767.61 | 8864.999 | 9027.35 | 8696.87 | 8809.161 | 8484.03 | 8603.171 | 8323.6 | 8307.75 | 8941.35 | 9068.531 | 8894.741 | 6683.72 | 7215.22 | 7264.87 | 7405.73 | 8102.57 | 7782.93 | 7709.07 | 7762 | 7887.549 | 8135.3 | 8488.219 | 7947.939 | 7615.85 | 7673.831 | 7846.934 | 7895.543 | 7928.136 | 7964.237 | 8011.718 | 8055.062 | 8109.712 | 8169.531 | 8235.009 | 8306.276 | 8387.584 | 8469.323 | 8558.046 | 8652.339 | 8745.468 | 8846.282 | 8911.623 | 9006.13 | 9100.364 | 9195.744 | 9294.68
LDCClass | September | 7499.6 | 7639.29 | 8226.32 | 8489.21 | 8583.51 | 8740.71 | 8420.71 | 8529.441 | 8214.629 | 8329.99 | 8128.17 | 8090.59 | 8527.43 | 8724.89 | 8324.74 | 6365.52 | 6900.96 | 6913.221 | 7151.71 | 7473.97 | 7244.88 | 7327.18 | 7561.509 | 7533.42 | 7648.08 | 7908.201 | 7688.05 | 7458.669 | 7456.977 | 7607.738 | 7652.539 | 7683.349 | 7718.153 | 7763.734 | 7802.329 | 7854.591 | 7912.095 | 7975.101 | 8043.956 | 8119.827 | 8198.836 | 8284.526 | 8375.31 | 8464.87 | 8559.292 | 8617.743 | 8707.868 | 8797.587 | 8888.614 | 8979.874
LDCClass | October | 7539.691 | 7680.12 | 8270.29 | 8534.58 | 8629.391 | 8787.42 | 8465.72 | 8575.031 | 8258.54 | 8374.51 | 8001.97 | 8442.92 | 8769.81 | 9280.991 | 8673.38 | 6604.831 | 6999.581 | 6704.169 | 7241.3 | 7402.87 | 7299.649 | 7461.57 | 7469.7 | 7542.82 | 7660.74 | 7856.23 | 7727.089 | 7535.919 | 7517.713 | 7667.926 | 7711.691 | 7739.554 | 7771.304 | 7811.714 | 7843.929 | 7890.737 | 7943.164 | 8001.02 | 8064.888 | 8134.602 | 8208.821 | 8289.906 | 8375.987 | 8460.904 | 8549.662 | 8601.866 | 8687.337 | 8772.493 | 8859.042 | 8944.608
LDCClass | November | 7688.64 | 7831.85 | 8433.68 | 8703.19 | 8799.87 | 8961.03 | 8632.97 | 8744.439 | 8421.69 | 8539.961 | 8761.321 | 8832.71 | 9237.96 | 9284.91 | 9607.781 | 7215.1 | 7722.13 | 7821.66 | 7970.79 | 8111.459 | 7651.061 | 7946.41 | 7597.63 | 8240.75 | 7968.21 | 9066.78 | 7743.86 | 7597.053 | 7547.016 | 7702.472 | 7749.534 | 7784.591 | 7823.625 | 7869.067 | 7904.191 | 7955.308 | 8011.736 | 8073.453 | 8141.022 | 8213.183 | 8290.807 | 8375.103 | 8464.153 | 8552.006 | 8642.287 | 8697.54 | 8784.995 | 8871.915 | 8960.336 | 9046.103
LDCClass | December | 8176.569 | 8328.87 | 8968.89 | 9255.5 | 9358.32 | 9529.71 | 9180.83 | 9299.37 | 8956.14 | 9081.91 | 9569.67 | 9807.19 | 9733.221 | 10525.48 | 9780.73 | 8370.851 | 8031.79 | 8369.83 | 8222.32 | 8571.49 | 7397.28 | 8200.419 | 8158.84 | 9187.631 | 9009.601 | 9098.789 | 8775.689 | 8658.44 | 8616.723 | 8788.524 | 8848.604 | 8899.303 | 8954.368 | 9009.134 | 9050.909 | 9110.2 | 9174.606 | 9244.151 | 9319.579 | 9399.401 | 9485.435 | 9578.477 | 9676.189 | 9772.412 | 9870.714 | 9929.491 | 10024.3 | 10118.16 | 10213.59 | 10305.32
Washington Residential Loads (GWh) |  | 1986 | 1987 | 1988 | 1989 | 1990 | 1991 | 1992 | 1993 | 1994 | 1995 | 1996 | 1997 | 1998 | 1999 | 2000 | 2001 | 2002 | 2003 | 2004 | 2005 | 2006 | 2007 | 2008 | 2009 | 2010 | 2011 | 2012 | 2013 | 2014 | 2015 | 2016 | 2017 | 2018 | 2019 | 2020 | 2021 | 2022 | 2023 | 2024 | 2025 | 2026 | 2027 | 2028 | 2029 | 2030 | 2031 | 2032 | 2033 | 2034 | 2035
LDCEU | Total | 32053.96 | 31161.12 | 32075.13 | 34060.33 | 32415.82 | 34233.45 | 32738.35 | 35522.7 | 34270.7 | 34728.2 | 36688.7 | 35725.9 | 35179.53 | 36491.12 | 36689.1 | 36047.71 | 38203.72 | 37650.38 | 38099.88 | 38741.96 | 39443.23 | 39598.6 | 42717.37 | 42182 | 40445.05 | 40797.99 | 38693.54 | 38441.71 | 39343.34 | 39185.52 | 39081.96 | 39007 | 38983.73 | 38862.04 | 38761.21 | 38749.2 | 38753.34 | 38785.12 | 38828.89 | 38899.64 | 39003.39 | 39117.45 | 39245.09 | 39379.31 | 39528.5 | 39708.12 | 39882.43 | 40071.07 | 40281.55 | 40492.22
LDCEU | Space Heating | 7108.455 | 6915.493 | 7521.312 | 8233.832 | 7910.345 | 8293.729 | 7665.347 | 8108.531 | 7510.882 | 7450.161 | 8731.046 | 7932.964 | 7686.729 | 8472.638 | 8756.146 | 8774.993 | 9293.748 | 8578.885 | 8819.797 | 9178.338 | 9028.642 | 7839.504 | 8847.396 | 8385.786 | 7771.38 | 8600.324 | 7694.009 | 7767.025 | 7997.625 | 8178.749 | 8213.621 | 8242.724 | 8269.257 | 8149.369 | 8030.036 | 7913.408 | 7801.409 | 7693.11 | 7589.106 | 7491.428 | 7400.215 | 7314.143 | 7231.316 | 7152.346 | 7078.522 | 7009.534 | 6942.069 | 6878.036 | 6818.196 | 6760.793
LDCEU | Water Heating Under 55 | 6478.564 | 6318.003 | 6343.544 | 6597.526 | 6251.241 | 6564.533 | 6342.437 | 6822.519 | 6585.938 | 6671.21 | 6717.821 | 6618.37 | 6450.681 | 6522.017 | 6406.694 | 6196.878 | 6442.504 | 6331.962 | 6243.294 | 6167.517 | 6139.914 | 6373.899 | 6703.59 | 6577.882 | 6399.457 | 6253.302 | 6039.273 | 6096.827 | 6351.161 | 6469.959 | 6538.282 | 6602.125 | 6663.914 | 6726.702 | 6782.763 | 6837.337 | 6890.069 | 6943.452 | 6995.763 | 7050.609 | 7108.939 | 7167.29 | 7225.665 | 7283.687 | 7342.58 | 7403.791 | 7461.025 | 7518.57 | 7577.514 | 7634.469
LDCEU | Lighting | 5684.246 | 5540.509 | 5558.088 | 5780.19 | 5479.095 | 5764.404 | 5586.278 | 6062.316 | 5903.799 | 6024.255 | 6113.596 | 6070.478 | 5964.396 | 6079.717 | 6019.528 | 5871.566 | 6165.112 | 6127.713 | 6113.67 | 6118.401 | 6155.181 | 6451.375 | 6830.963 | 6636.034 | 6393.28 | 6181.598 | 5823.215 | 5656.209 | 5699.085 | 5726.181 | 5658.72 | 5581.913 | 5522.851 | 5484.558 | 5458.154 | 5496.959 | 5534.403 | 5574.554 | 5613.424 | 5653.917 | 5697.835 | 5740.398 | 5784.085 | 5826.575 | 5869.818 | 5915.408 | 5957.189 | 5999.04 | 6043.024 | 6084.937
LDCEU | Refrigeration | 3197.997 | 3101.753 | 3097.524 | 3203.61 | 3017.123 | 3146.659 | 3019.432 | 3253.69 | 3145.449 | 3186.749 | 3209.781 | 3161.275 | 3079.735 | 3111.123 | 3051.395 | 2946.272 | 3057.561 | 3000.306 | 2953.234 | 2912.921 | 2893.103 | 2995.032 | 3133.655 | 3005.961 | 2857.631 | 2725.925 | 2570.209 | 2543.545 | 2598.329 | 2636.4 | 2628.375 | 2620.667 | 2613.621 | 2608.355 | 2602.33 | 2597.175 | 2592.606 | 2589.6 | 2587.278 | 2586.64 | 2588.264 | 2590.692 | 2594.205 | 2598.339 | 2603.608 | 2610.528 | 2616.871 | 2624.006 | 2632.508 | 2640.996
LDCEU | Freezer | 818.6909 | 804.908 | 813.9788 | 850.8203 | 810.7148 | 857.286 | 835.108 | 901.5636 | 873.0043 | 885.6276 | 892.8681 | 880.5088 | 858.7999 | 868.7605 | 853.561 | 825.9191 | 860.1539 | 847.5015 | 837.9288 | 830.514 | 828.9166 | 862.0289 | 906.3889 | 875.0511 | 837.5847 | 804.3884 | 763.7714 | 758.6628 | 777.9691 | 792.1804 | 792.4166 | 792.4904 | 792.1561 | 792.1212 | 791.7913 | 791.6696 | 791.2813 | 791.3893 | 791.3444 | 791.5948 | 792.3578 | 792.9589 | 793.9189 | 794.8396 | 795.9731 | 797.568 | 798.8046 | 800.2175 | 802.0651 | 803.76
LDCEU | Clothes Washer | 291.5788 | 277.9969 | 272.7405 | 277.1279 | 256.453 | 262.987 | 248.0892 | 266.7674 | 257.1464 | 259.527 | 260.1276 | 254.809 | 246.6398 | 247.3318 | 240.6594 | 230.3672 | 236.9422 | 230.3126 | 224.3361 | 218.851 | 214.8218 | 219.4908 | 226.4191 | 214.144 | 200.5107 | 188.1182 | 174.2966 | 173.8005 | 179.021 | 183.2366 | 184.3583 | 185.5564 | 186.7923 | 188.1937 | 189.5968 | 191.1164 | 192.6595 | 194.3721 | 196.1206 | 198.002 | 200.0632 | 202.1511 | 204.3629 | 206.6157 | 208.9628 | 211.4641 | 213.9141 | 216.4445 | 219.1166 | 221.7863
LDCEU | Clothes Dryer | 1679.88 | 1649.978 | 1668.485 | 1752.947 | 1450.01 | 1546.741 | 1522.432 | 1695.943 | 1694.556 | 1774.038 | 1846.005 | 1878.508 | 1890.741 | 1973.412 | 2000.122 | 1996.152 | 2142.576 | 2175.32 | 2215.868 | 2262.579 | 2326.702 | 2144.524 | 2324.11 | 2311.228 | 2278.862 | 2255.214 | 2206.708 | 2283.209 | 2420.921 | 2027.303 | 2082.441 | 2135.734 | 2187.231 | 2238.696 | 2287.837 | 2336.49 | 2383.903 | 2431.857 | 2479.02 | 2526.822 | 2575.976 | 2624.725 | 2674.027 | 2723.17 | 2772.845 | 2823.893 | 2873.626 | 2923.911 | 2975.476 | 3026.598
LDCEU | Dishwasher | 371.8062 | 329.8082 | 340.2589 | 363.3703 | 353.1306 | 380.6625 | 377.4049 | 430.5871 | 439.1044 | 467.5383 | 493.5489 | 508.3274 | 516.5776 | 543.4489 | 554.2868 | 555.7756 | 598.5571 | 608.8294 | 620.3288 | 632.6815 | 648.7422 | 692.2489 | 745.6277 | 736.1971 | 698.8068 | 688.9236 | 754.3282 | 753.3603 | 779.3681 | 803.2669 | 815.5516 | 829.8066 | 845.689 | 863.6807 | 882.8526 | 903.6595 | 925.646 | 949.4409 | 974.3543 | 1000.841 | 1029.207 | 1058.619 | 1089.534 | 1121.509 | 1154.899 | 1190.039 | 1225.731 | 1262.732 | 1301.491 | 1341.144
LDCEU | Cooking | 1178.849 | 1187.016 | 1230.484 | 1320.74 | 1290.969 | 1397.078 | 1389.307 | 1556.719 | 1515.476 | 1547.225 | 1571.129 | 1560.456 | 1533.758 | 1563.654 | 1548.298 | 1511.931 | 1617 | 1635.707 | 1660.482 | 1681.794 | 1699.058 | 1789.778 | 1906.377 | 1867.511 | 1790.104 | 1722.905 | 1666.316 | 1673.948 | 1734.716 | 1785.039 | 1803.041 | 1818.962 | 1833.695 | 1834.465 | 1834.244 | 1834.346 | 1834.801 | 1836.088 | 1837.823 | 1840.789 | 1845.29 | 1850.422 | 1856.087 | 1862.164 | 1868.957 | 1876.793 | 1884.068 | 1891.79 | 1900.273 | 1908.616
LDCEU | Air Conditioning | 350.8368 | 321.9505 | 258.6361 | 270.6618 | 423.2354 | 380.1502 | 404.169 | 243.4229 | 475.7233 | 368.2247 | 380.5187 | 445.0409 | 579.724 | 295.2442 | 296.6443 | 323.6712 | 395.0697 | 545.8135 | 475.316 | 314.848 | 481.1552 | 411.7995 | 317.7258 | 522.7542 | 304.8188 | 298.9899 | 290.3972 | 355.2068 | 437.129 | 313.2531 | 313.3459 | 313.4207 | 313.4362 | 313.6776 | 313.8298 | 314.105 | 314.3723 | 314.8712 | 315.4009 | 316.1305 | 317.1462 | 318.2134 | 319.4605 | 320.7782 | 322.2547 | 323.9798 | 325.6306 | 327.4068 | 329.3991 | 331.3971
LDCEU | Entertainment Center | 1000.458 | 1041.032 | 1111.933 | 1228.737 | 1232.398 | 1368.838 | 1442.365 | 1636.593 | 1666.01 | 1774.316 | 1870.359 | 1918.949 | 2043.885 | 2244.238 | 2432.294 | 2595.195 | 2933.493 | 3195.509 | 3541.09 | 3981.173 | 4442.645 | 4914.979 | 5448.899 | 5785.436 | 6044.417 | 6159.089 | 6083.674 | 5745.514 | 5575.344 | 5357.841 | 5105.937 | 4905.417 | 4744.72 | 4617.829 | 4513.371 | 4428.863 | 4358.768 | 4302.411 | 4254.803 | 4215.932 | 4185.352 | 4158.777 | 4136.545 | 4116.61 | 4099.532 | 4094.548 | 4095.441 | 4102.974 | 4116.991 | 4133.777
LDCEU | Other Non-Substitutables | 3816.352 | 3581.903 | 3750.404 | 4051.612 | 3802.692 | 4108.487 | 3732.996 | 4340.831 | 3991.761 | 4088.753 | 4353.768 | 4236.831 | 4060.413 | 4284.342 | 4235.229 | 3921.224 | 4137.187 | 4040.298 | 4053.827 | 4092.441 | 4223.222 | 4516.543 | 4906.658 | 4836.715 | 4437.239 | 4483.982 | 4190.936 | 4195.414 | 4336.409 | 4454.723 | 4495.977 | 4535.635 | 4575.065 | 4616.198 | 4653.229 | 4689.8 | 4725.998 | 4763.288 | 4800.44 | 4839.511 | 4881.792 | 4924.541 | 4967.71 | 5010.794 | 5054.875 | 5101.009 | 5144.568 | 5188.458 | 5233.916 | 5278.218
LDCEU | Water Heating Over 55 | 76.2463 | 90.7714 | 107.7389 | 129.158 | 138.4101 | 161.8905 | 172.9892 | 203.2166 | 211.8547 | 230.58 | 248.1253 | 259.3883 | 267.4468 | 285.1959 | 294.2448 | 297.7617 | 323.8168 | 332.2213 | 340.709 | 349.9034 | 361.1281 | 387.3936 | 419.5547 | 427.3044 | 430.9644 | 435.2312 | 436.4026 | 438.9834 | 456.263 | 457.3887 | 449.9011 | 442.5543 | 435.3041 | 428.1917 | 421.1757 | 414.2655 | 407.4187 | 400.6864 | 394.0081 | 387.4254 | 380.9482 | 374.516 | 368.1726 | 361.8797 | 355.6757 | 349.5675 | 343.489 | 337.4821 | 331.5779 | 325.724
Washington Commercial Loads (GWh) |  | 1986 | 1987 | 1988 | 1989 | 1990 | 1991 | 1992 | 1993 | 1994 | 1995 | 1996 | 1997 | 1998 | 1999 | 2000 | 2001 | 2002 | 2003 | 2004 | 2005 | 2006 | 2007 | 2008 | 2009 | 2010 | 2011 | 2012 | 2013 | 2014 | 2015 | 2016 | 2017 | 2018 | 2019 | 2020 | 2021 | 2022 | 2023 | 2024 | 2025 | 2026 | 2027 | 2028 | 2029 | 2030 | 2031 | 2032 | 2033 | 2034 | 2035
LDCEU | Total | 21371.69 | 22301.17 | 22996.13 | 23127.21 | 24843.34 | 23778.53 | 24298.28 | 24892.24 | 25304.14 | 25866.06 | 27200.84 | 26719.01 | 27248.17 | 27974.12 | 29383.5 | 29312.25 | 30551.82 | 30825.88 | 30788.3 | 31044.17 | 30985.27 | 31413.96 | 33273.35 | 32843.88 | 31440.94 | 31165.82 | 30027.79 | 30082.8 | 31200.88 | 31948.2 | 32102.9 | 32145.41 | 32155.22 | 32212.3 | 32266.07 | 32330.88 | 32424.48 | 32528.25 | 32662.95 | 32838.74 | 33045.14 | 33324.63 | 33658.01 | 33980.05 | 34331.12 | 34694.71 | 35039.57 | 35393.75 | 35749.86 | 36121.96
LDCEU | Space Heating | 1526.926 | 1503.34 | 1710.424 | 1775.182 | 1699.983 | 1699.58 | 1550.043 | 2005.495 | 1654.209 | 1742.608 | 2069.245 | 1795.269 | 1655.784 | 2132.731 | 2301.044 | 2240.853 | 2266.654 | 1942.826 | 2081.868 | 2270.737 | 2239.987 | 2291.203 | 2481.394 | 2370.85 | 2334.564 | 2326.36 | 2200.922 | 2201.093 | 2280.07 | 2330.738 | 2336.924 | 2338.836 | 2337.355 | 2338.318 | 2342.986 | 2346.296 | 2350.405 | 2353.387 | 2357.105 | 2362.749 | 2369.044 | 2379.2 | 2392.151 | 2403.073 | 2415.252 | 2427.709 | 2437.667 | 2447.477 | 2456.573 | 2465.822
LDCEU | Water Heating | 472.2327 | 491.8055 | 525.6255 | 527.1442 | 509.3855 | 516.0958 | 518.1159 | 582.2549 | 522.7493 | 569.0557 | 588.3593 | 564.3267 | 538.5331 | 637.6463 | 668.2551 | 658.3774 | 665.5721 | 619.7564 | 650.0544 | 684.4672 | 655.7708 | 673.3125 | 750.7341 | 677.1205 | 728.7973 | 700.2996 | 657.8315 | 666.2884 | 699.5603 | 717.2554 | 721.7743 | 725.3532 | 728.4954 | 732.7651 | 735.8795 | 738.7408 | 742.2131 | 745.4068 | 749.1457 | 753.6399 | 758.6784 | 765.3173 | 773.0896 | 780.1686 | 787.7343 | 795.5613 | 802.5829 | 809.6815 | 816.6433 | 823.7928
LDCEU | Other Substitutables | 333.7024 | 365.4993 | 390.5557 | 390.757 | 375.6075 | 379.2169 | 380.0298 | 428.1805 | 387.0309 | 421.075 | 433.624 | 413.9522 | 391.9502 | 460.8797 | 478.6632 | 469.7667 | 476.1604 | 442.6432 | 464.974 | 491.8827 | 520.2377 | 505.2989 | 475.2469 | 556.2623 | 458.9826 | 446.1007 | 471.7683 | 476.1133 | 496.0701 | 508.3924 | 511.2439 | 506.953 | 501.252 | 496.5145 | 492.3045 | 488.7341 | 485.784 | 483.3853 | 481.5842 | 480.2997 | 479.5728 | 479.781 | 480.4849 | 481.2393 | 482.3318 | 483.486 | 484.4732 | 485.5704 | 486.6957 | 487.9784
LDCEU | Refrigeration | 2651.866 | 3130.96 | 3348.535 | 3347.019 | 3219.304 | 3249.112 | 3258.214 | 3675.759 | 3331.273 | 3632.333 | 3744.884 | 3576.784 | 3398.176 | 4011.209 | 4180.622 | 4115.824 | 4163.843 | 3864.571 | 4053.825 | 4263.829 | 4033.058 | 4235.921 | 4816.258 | 4303.869 | 4513.784 | 4544.184 | 4147.432 | 4041.329 | 4072.083 | 4049.88 | 3963.972 | 3812.63 | 3665.704 | 3534.148 | 3414.976 | 3307.999 | 3211.619 | 3125.728 | 3049.38 | 2982.174 | 2923.448 | 2875.871 | 2836.443 | 2801.562 | 2772.344 | 2746.722 | 2723.57 | 2703.756 | 2686.622 | 2673.021
LDCEU | Lighting | 5221.48 | 5465.888 | 5841.416 | 5853.765 | 5656.589 | 5727.07 | 5752.685 | 6477.46 | 5842.877 | 6371.704 | 6595.107 | 6319.648 | 6031.102 | 7147.018 | 7487.786 | 7389.973 | 7477.682 | 6960.417 | 7305.971 | 7697.114 | 7902.73 | 7866.849 | 7964.739 | 8384.112 | 7559.051 | 7446.515 | 7426.883 | 7546.074 | 7927.052 | 8194.555 | 8306.467 | 8395.842 | 8460.934 | 8524.347 | 8574.7 | 8621.61 | 8670.874 | 8716.06 | 8764.801 | 8820.002 | 8879.168 | 8954.918 | 9041.283 | 9120.334 | 9203.262 | 9286.103 | 9360.51 | 9434.717 | 9506.706 | 9580.532
LDCEU | Air Conditioning | 5988.781 | 5953.461 | 5437.799 | 5491.008 | 7835.83 | 6582.805 | 7184.717 | 5367.356 | 7851.164 | 6903.903 | 7321.464 | 7864.417 | 9317.11 | 6553.529 | 6873.771 | 7132.783 | 8105.534 | 10103.46 | 8990.227 | 8033.309 | 8188.38 | 8164.314 | 8354.646 | 8627.72 | 7982.499 | 7796.607 | 7734.139 | 7698.22 | 7934.935 | 8095.67 | 8122.194 | 8152.295 | 8186.607 | 8239.103 | 8296.316 | 8360.611 | 8437.303 | 8520.305 | 8615.034 | 8723.379 | 8843.533 | 8986.204 | 9147.322 | 9309.705 | 9483.422 | 9665.975 | 9847.657 | 10036.72 | 10230.63 | 10433.12
LDCEU | Other Non-Substitutables | 5176.698 | 5390.22 | 5741.777 | 5742.334 | 5546.642 | 5624.653 | 5654.475 | 6355.731 | 5714.835 | 6225.381 | 6448.155 | 6184.615 | 5915.513 | 7031.106 | 7393.355 | 7304.672 | 7396.379 | 6892.208 | 7241.385 | 7602.829 | 7445.105 | 7677.056 | 8430.333 | 7923.945 | 7863.26 | 7905.75 | 7388.815 | 7453.682 | 7791.109 | 8051.713 | 8140.324 | 8213.496 | 8274.874 | 8347.106 | 8408.912 | 8466.893 | 8526.283 | 8583.979 | 8645.9 | 8716.499 | 8791.694 | 8883.337 | 8987.239 | 9083.97 | 9186.775 | 9289.155 | 9383.104 | 9475.832 | 9566 | 9657.688
Washington Industrial Loads (GWh) |  | 1986 | 1987 | 1988 | 1989 | 1990 | 1991 | 1992 | 1993 | 1994 | 1995 | 1996 | 1997 | 1998 | 1999 | 2000 | 2001 | 2002 | 2003 | 2004 | 2005 | 2006 | 2007 | 2008 | 2009 | 2010 | 2011 | 2012 | 2013 | 2014 | 2015 | 2016 | 2017 | 2018 | 2019 | 2020 | 2021 | 2022 | 2023 | 2024 | 2025 | 2026 | 2027 | 2028 | 2029 | 2030 | 2031 | 2032 | 2033 | 2034 | 2035
LDCEU | Total | 36708.1 | 38381.32 | 43963.94 | 45031.42 | 46181.38 | 47280.92 | 44353.83 | 42301.27 | 39309.86 | 39578.35 | 36317.18 | 38626.77 | 42207.83 | 43885.35 | 39239.9 | 21320.95 | 18270.66 | 20790.85 | 21788.76 | 24685.53 | 21802.36 | 20666.49 | 19228.23 | 22013.01 | 23760.47 | 27256.08 | 28584.94 | 26411.31 | 24991.59 | 25829.54 | 26290.49 | 26721.15 | 27151.14 | 27583.77 | 27904.18 | 28278.12 | 28642.8 | 29014.12 | 29388.53 | 29763.3 | 30114 | 30464.47 | 30816.67 | 31168.3 | 31539.29 | 31590.71 | 31954.51 | 32318.43 | 32681.05 | 33068.35
LDCEU | Process Heat | 5841.468 | 6083.723 | 7146.002 | 7348.958 | 7302.521 | 7458.127 | 7134.479 | 6550.702 | 5980.929 | 6124.432 | 5993.506 | 6308.76 | 6741.84 | 6805.461 | 6023.977 | 2005.279 | 1792.747 | 2160.415 | 2107.195 | 2634.139 | 2608.429 | 2569.755 | 2303.93 | 2715.283 | 2973.399 | 3430.619 | 3616.94 | 3717.432 | 3135.613 | 3209.95 | 3250.41 | 3281.48 | 3315.568 | 3350.008 | 3366.711 | 3395.009 | 3426.211 | 3458.519 | 3491.832 | 3520.823 | 3555.394 | 3590.445 | 3625.927 | 3661.8 | 3697.723 | 3672.479 | 3710.827 | 3749.393 | 3788.149 | 3827.069
LDCEU | Motors | 13690.68 | 14417.8 | 15958.34 | 16193.87 | 17094.6 | 17534 | 16041.18 | 15941.58 | 15316.36 | 15104.57 | 12878.49 | 13776.61 | 15318.8 | 16517.4 | 15016.16 | 12222.17 | 10368.71 | 11316.48 | 12317.73 | 13069.41 | 10605.38 | 9816.019 | 9392.206 | 10361 | 11135.79 | 12560.4 | 13018.76 | 9976.937 | 9431.596 | 9740.733 | 9895.437 | 10042.8 | 10195.81 | 10349.59 | 10467.16 | 10608.25 | 10756.08 | 10905.86 | 11057.4 | 11204.3 | 11357.51 | 11511.22 | 11665.33 | 11819.79 | 11973.68 | 12056.03 | 12212.58 | 12369.34 | 12526.28 | 12683.38
LDCEU | Other Subs | 3953.721 | 4119.419 | 4660.723 | 4848.877 | 5463.396 | 5759.179 | 5195.297 | 5432.862 | 4966.218 | 4895.159 | 3781.967 | 4254.144 | 5186.448 | 5693.542 | 5015.31 | 3767.113 | 2891.785 | 3398.851 | 3792.459 | 4266.361 | 3452.556 | 3079.975 | 2944.508 | 3409.821 | 3703.236 | 4451.082 | 4710.595 | 3535.701 | 2913.914 | 3038.338 | 3114.382 | 3186.392 | 3258.652 | 3329.885 | 3379.536 | 3440.833 | 3505.549 | 3570.974 | 3636.464 | 3700.063 | 3764.775 | 3828.99 | 3892.71 | 3955.946 | 4018.063 | 4059.702 | 4121.495 | 4182.856 | 4243.8 | 4304.334
LDCEU | Miscellaneous | 13222.22 | 13760.38 | 16198.87 | 16639.72 | 16320.86 | 16529.62 | 15982.87 | 14376.14 | 13046.35 | 13454.18 | 13663.22 | 14287.25 | 14960.75 | 14868.95 | 13184.46 | 3326.39 | 3217.415 | 3915.103 | 3571.374 | 4715.621 | 5135.995 | 5200.744 | 4587.586 | 5526.911 | 5948.046 | 6813.981 | 7238.648 | 9181.24 | 9510.468 | 9840.52 | 10030.26 | 10210.47 | 10381.11 | 10554.29 | 10690.77 | 10834.03 | 10954.96 | 11078.76 | 11202.83 | 11338.12 | 11436.32 | 11533.82 | 11632.7 | 11730.77 | 11849.82 | 11802.5 | 11909.61 | 12016.84 | 12122.82 | 12253.56
Washington Transportation Loads (GWh) |  | 1986 | 1987 | 1988 | 1989 | 1990 | 1991 | 1992 | 1993 | 1994 | 1995 | 1996 | 1997 | 1998 | 1999 | 2000 | 2001 | 2002 | 2003 | 2004 | 2005 | 2006 | 2007 | 2008 | 2009 | 2010 | 2011 | 2012 | 2013 | 2014 | 2015 | 2016 | 2017 | 2018 | 2019 | 2020 | 2021 | 2022 | 2023 | 2024 | 2025 | 2026 | 2027 | 2028 | 2029 | 2030 | 2031 | 2032 | 2033 | 2034 | 2035
LDCECC | Transportation | 16.5523 | 17.9042 | 16.3882 | 18.9059 | 18.0424 | 21.8799 | 22.8996 | 21.9216 | 22.2682 | 21.4164 | 20.5258 | 21.0186 | 20.7296 | 22.729 | 20.9255 | 22.3747 | 22.533 | 50.2042 | 49.4195 | 1.9503 | 1.2778 | 1.2824 | 1.3479 | 1.3166 | 1.3266 | 1.2852 | 1.2391 | 4.9928 | 54.817 | 85.8545 | 132.9503 | 194.9927 | 269.7008 | 355.9011 | 448.5775 | 550.4791 | 659.7043 | 775.0882 | 895.7901 | 1022.073 | 1153.288 | 1282.585 | 1408.596 | 1529.725 | 1644.719 | 1734.48 | 1821.032 | 1894.45 | 1966.49 | 2016.184
Washington Streetlighting Loads (GWh) |  | 1986 | 1987 | 1988 | 1989 | 1990 | 1991 | 1992 | 1993 | 1994 | 1995 | 1996 | 1997 | 1998 | 1999 | 2000 | 2001 | 2002 | 2003 | 2004 | 2005 | 2006 | 2007 | 2008 | 2009 | 2010 | 2011 | 2012 | 2013 | 2014 | 2015 | 2016 | 2017 | 2018 | 2019 | 2020 | 2021 | 2022 | 2023 | 2024 | 2025 | 2026 | 2027 | 2028 | 2029 | 2030 | 2031 | 2032 | 2033 | 2034 | 2035
LDCECC | Streetlighting | 1404.366 | 1398.41 | 1374.803 | 1397.817 | 1328.403 | 1391.188 | 1386.199 | 1388.781 | 1376.79 | 1498.011 | 1510.813 | 1468.365 | 1435.205 | 1429.63 | 1499.364 | 1571.813 | 1665.643 | 1670.584 | 1677.8 | 1702.889 | 1673.636 | 1635.229 | 1716.68 | 1679.498 | 1693.835 | 1641.825 | 1585.461 | 1586.035 | 1586.29 | 1586.352 | 1586.16 | 1585.808 | 1585.235 | 1584.597 | 1583.834 | 1582.944 | 1581.961 | 1580.789 | 1579.492 | 1578.134 | 1576.589 | 1574.982 | 1573.253 | 1571.4 | 1569.393 | 1567.669 | 1565.823 | 1563.917 | 1562.012 | 1560.079
Washington Average Residential Cogeneration Loads (MW) |  | 1986 | 1987 | 1988 | 1989 | 1990 | 1991 | 1992 | 1993 | 1994 | 1995 | 1996 | 1997 | 1998 | 1999 | 2000 | 2001 | 2002 | 2003 | 2004 | 2005 | 2006 | 2007 | 2008 | 2009 | 2010 | 2011 | 2012 | 2013 | 2014 | 2015 | 2016 | 2017 | 2018 | 2019 | 2020 | 2021 | 2022 | 2023 | 2024 | 2025 | 2026 | 2027 | 2028 | 2029 | 2030 | 2031 | 2032 | 2033 | 2034 | 2035
CgLDC | Annual | 0 | 0 | 0 | 0 | 0 | 0 | 0.0051 | 0.0064 | 0.0077 | 0.0103 | 0.0128 | 0.015 | 0.0187 | 0.0223 | 0.0259 | 0.0301 | 0.0341 | 0.0363 | 0.0373 | 0.0368 | 0.0624 | 0.0829 | 0.1538 | 0.2229 | 0.5022 | 0.9364 | 1.5381 | 2.7406 | 3.4147 | 3.2749 | 4.0371 | 4.5354 | 4.8304 | 5.1617 | 5.5413 | 5.9616 | 6.4508 | 6.849 | 7.2889 | 7.765 | 8.2839 | 8.8639 | 9.3402 | 9.8506 | 10.405 | 10.9825 | 11.6128 | 12.0179 | 12.4456 | 12.902
CgLDC | January | 0 | 0 | 0 | 0 | 0 | 0 | 0.0021 | 0.0027 | 0.0032 | 0.0043 | 0.0053 | 0.0062 | 0.0078 | 0.0092 | 0.0107 | 0.0125 | 0.0141 | 0.0151 | 0.0155 | 0.0153 | 0.0259 | 0.0344 | 0.0639 | 0.0926 | 0.2085 | 0.3888 | 0.6387 | 1.138 | 1.4179 | 1.3598 | 1.6764 | 1.8832 | 2.0058 | 2.1433 | 2.3009 | 2.4755 | 2.6786 | 2.844 | 3.0266 | 3.2243 | 3.4398 | 3.6806 | 3.8784 | 4.0903 | 4.3205 | 4.5603 | 4.8221 | 4.9903 | 5.1678 | 5.3574
CgLDC | February | 0 | 0 | 0 | 0 | 0 | 0 | 0.0033 | 0.0041 | 0.0049 | 0.0066 | 0.0082 | 0.0097 | 0.012 | 0.0143 | 0.0166 | 0.0194 | 0.0219 | 0.0233 | 0.024 | 0.0237 | 0.0401 | 0.0533 | 0.0989 | 0.1433 | 0.3227 | 0.6018 | 0.9884 | 1.7613 | 2.1945 | 2.1046 | 2.5945 | 2.9147 | 3.1043 | 3.3172 | 3.5612 | 3.8313 | 4.1457 | 4.4016 | 4.6843 | 4.9903 | 5.3237 | 5.6965 | 6.0026 | 6.3306 | 6.6869 | 7.058 | 7.4631 | 7.7234 | 7.9983 | 8.2916
CgLDC | March | 0 | 0 | 0 | 0 | 0 | 0 | 0.0051 | 0.0064 | 0.0076 | 0.0102 | 0.0127 | 0.0149 | 0.0185 | 0.0221 | 0.0257 | 0.0299 | 0.0338 | 0.036 | 0.0371 | 0.0365 | 0.0619 | 0.0823 | 0.1527 | 0.2212 | 0.4984 | 0.9294 | 1.5265 | 2.7201 | 3.3891 | 3.2503 | 4.0069 | 4.5014 | 4.7942 | 5.123 | 5.4998 | 5.9169 | 6.4024 | 6.7977 | 7.2343 | 7.7068 | 8.2218 | 8.7975 | 9.2702 | 9.7768 | 10.327 | 10.9001 | 11.5258 | 11.9278 | 12.3523 | 12.8053
CgLDC | April | 0 | 0 | 0 | 0 | 0 | 0 | 0.0061 | 0.0076 | 0.0092 | 0.0122 | 0.0152 | 0.0179 | 0.0222 | 0.0265 | 0.0308 | 0.0358 | 0.0405 | 0.0432 | 0.0444 | 0.0438 | 0.0742 | 0.0986 | 0.183 | 0.2651 | 0.5973 | 1.1137 | 1.8293 | 3.2596 | 4.0614 | 3.895 | 4.8016 | 5.3942 | 5.7451 | 6.1392 | 6.5907 | 7.0905 | 7.6724 | 8.146 | 8.6692 | 9.2355 | 9.8526 | 10.5425 | 11.109 | 11.716 | 12.3754 | 13.0622 | 13.812 | 14.2938 | 14.8024 | 15.3453
CgLDC | May | 0 | 0 | 0 | 0 | 0 | 0 | 0.0073 | 0.0092 | 0.011 | 0.0146 | 0.0182 | 0.0215 | 0.0267 | 0.0318 | 0.037 | 0.043 | 0.0487 | 0.0519 | 0.0533 | 0.0526 | 0.0891 | 0.1185 | 0.2198 | 0.3184 | 0.7173 | 1.3375 | 2.1969 | 3.9146 | 4.8775 | 4.6777 | 5.7665 | 6.4782 | 6.8996 | 7.3728 | 7.915 | 8.5153 | 9.2141 | 9.7829 | 10.4112 | 11.0913 | 11.8324 | 12.6609 | 13.3412 | 14.0702 | 14.8621 | 15.687 | 16.5874 | 17.166 | 17.7768 | 18.4288
CgLDC | June | 0 | 0 | 0 | 0 | 0 | 0 | 0.0079 | 0.01 | 0.0119 | 0.0159 | 0.0198 | 0.0233 | 0.0289 | 0.0345 | 0.0401 | 0.0467 | 0.0528 | 0.0563 | 0.0579 | 0.0571 | 0.0967 | 0.1286 | 0.2385 | 0.3456 | 0.7785 | 1.4516 | 2.3843 | 4.2486 | 5.2935 | 5.0767 | 6.2584 | 7.0307 | 7.4881 | 8.0017 | 8.5901 | 9.2417 | 10 | 10.6174 | 11.2993 | 12.0373 | 12.8417 | 13.7409 | 14.4792 | 15.2704 | 16.1299 | 17.025 | 18.0022 | 18.6302 | 19.2931 | 20.0008
CgLDC | July | 0 | 0 | 0 | 0 | 0 | 0 | 0.0085 | 0.0107 | 0.0128 | 0.017 | 0.0212 | 0.025 | 0.031 | 0.037 | 0.043 | 0.0501 | 0.0566 | 0.0603 | 0.062 | 0.0611 | 0.1036 | 0.1378 | 0.2556 | 0.3703 | 0.8343 | 1.5556 | 2.5552 | 4.553 | 5.6729 | 5.4405 | 6.7069 | 7.5346 | 8.0247 | 8.5752 | 9.2058 | 9.904 | 10.7167 | 11.3783 | 12.109 | 12.9 | 13.762 | 14.7257 | 15.5169 | 16.3648 | 17.2858 | 18.2452 | 19.2924 | 19.9654 | 20.6758 | 21.4342
CgLDC | August | 0 | 0 | 0 | 0 | 0 | 0 | 0.007 | 0.0089 | 0.0106 | 0.0141 | 0.0176 | 0.0207 | 0.0257 | 0.0307 | 0.0357 | 0.0416 | 0.047 | 0.0501 | 0.0515 | 0.0508 | 0.086 | 0.1144 | 0.2121 | 0.3074 | 0.6925 | 1.2912 | 2.1208 | 3.779 | 4.7085 | 4.5157 | 5.5667 | 6.2538 | 6.6605 | 7.1174 | 7.6408 | 8.2203 | 8.8949 | 9.444 | 10.0505 | 10.707 | 11.4225 | 12.2223 | 12.8791 | 13.5828 | 14.3473 | 15.1435 | 16.0127 | 16.5713 | 17.161 | 17.7904
CgLDC | September | 0 | 0 | 0 | 0 | 0 | 0 | 0.006 | 0.0075 | 0.009 | 0.012 | 0.0149 | 0.0176 | 0.0218 | 0.026 | 0.0303 | 0.0352 | 0.0398 | 0.0425 | 0.0437 | 0.043 | 0.0729 | 0.097 | 0.1799 | 0.2606 | 0.5872 | 1.0948 | 1.7983 | 3.2044 | 3.9926 | 3.8291 | 4.7203 | 5.3029 | 5.6478 | 6.0352 | 6.479 | 6.9704 | 7.5424 | 8.0081 | 8.5224 | 9.079 | 9.6857 | 10.3639 | 10.9208 | 11.5176 | 12.1658 | 12.841 | 13.578 | 14.0516 | 14.5517 | 15.0854
CgLDC | October | 0 | 0 | 0 | 0 | 0 | 0 | 0.0039 | 0.0049 | 0.0058 | 0.0078 | 0.0097 | 0.0114 | 0.0142 | 0.0169 | 0.0196 | 0.0229 | 0.0258 | 0.0276 | 0.0283 | 0.0279 | 0.0473 | 0.0629 | 0.1167 | 0.1692 | 0.3811 | 0.7106 | 1.1672 | 2.0798 | 2.5913 | 2.4852 | 3.0636 | 3.4417 | 3.6656 | 3.917 | 4.2051 | 4.524 | 4.8953 | 5.1975 | 5.5313 | 5.8926 | 6.2863 | 6.7265 | 7.0879 | 7.4752 | 7.896 | 8.3342 | 8.8125 | 9.1199 | 9.4445 | 9.7909
CgLDC | November | 0 | 0 | 0 | 0 | 0 | 0 | 0.0023 | 0.0029 | 0.0034 | 0.0046 | 0.0057 | 0.0067 | 0.0083 | 0.0099 | 0.0115 | 0.0134 | 0.0152 | 0.0162 | 0.0167 | 0.0164 | 0.0278 | 0.037 | 0.0686 | 0.0994 | 0.2241 | 0.4178 | 0.6862 | 1.2227 | 1.5234 | 1.461 | 1.8011 | 2.0234 | 2.155 | 2.3028 | 2.4722 | 2.6597 | 2.8779 | 3.0556 | 3.2518 | 3.4642 | 3.6957 | 3.9545 | 4.167 | 4.3947 | 4.642 | 4.8997 | 5.1809 | 5.3616 | 5.5524 | 5.7561
CgLDC | December | 0 | 0 | 0 | 0 | 0 | 0 | 0.0018 | 0.0022 | 0.0026 | 0.0035 | 0.0044 | 0.0052 | 0.0064 | 0.0077 | 0.0089 | 0.0104 | 0.0117 | 0.0125 | 0.0128 | 0.0127 | 0.0215 | 0.0285 | 0.0529 | 0.0767 | 0.1728 | 0.3222 | 0.5293 | 0.9431 | 1.1751 | 1.1269 | 1.3892 | 1.5607 | 1.6622 | 1.7762 | 1.9069 | 2.0515 | 2.2198 | 2.3569 | 2.5082 | 2.6721 | 2.8506 | 3.0502 | 3.2141 | 3.3898 | 3.5805 | 3.7793 | 3.9962 | 4.1356 | 4.2827 | 4.4398
Washington Peak Residential Cogeneration Loads (MW) |  | 1986 | 1987 | 1988 | 1989 | 1990 | 1991 | 1992 | 1993 | 1994 | 1995 | 1996 | 1997 | 1998 | 1999 | 2000 | 2001 | 2002 | 2003 | 2004 | 2005 | 2006 | 2007 | 2008 | 2009 | 2010 | 2011 | 2012 | 2013 | 2014 | 2015 | 2016 | 2017 | 2018 | 2019 | 2020 | 2021 | 2022 | 2023 | 2024 | 2025 | 2026 | 2027 | 2028 | 2029 | 2030 | 2031 | 2032 | 2033 | 2034 | 2035
CgLDC | Annual | 0 | 0 | 0 | 0 | 0 | 0 | 0.0046 | 0.0059 | 0.0068 | 0.0091 | 0.0114 | 0.0131 | 0.0165 | 0.0204 | 0.0237 | 0.0266 | 0.032 | 0.033 | 0.0336 | 0.0337 | 0.0615 | 0.0781 | 0.15 | 0.2104 | 0.489 | 0.8657 | 1.4498 | 2.5834 | 3.2188 | 3.087 | 3.8055 | 4.2752 | 4.5533 | 4.8656 | 5.2234 | 5.6196 | 6.0808 | 6.4561 | 6.8708 | 7.3196 | 7.8087 | 8.3555 | 8.8044 | 9.2855 | 9.8081 | 10.3524 | 10.9467 | 11.3285 | 11.7316 | 12.1619
CgLDC | January | 0 | 0 | 0 | 0 | 0 | 0 | 0 | 0 | 0 | 0.0001 | 0.0001 | 0.0001 | 0.0001 | 0.0001 | 0.0001 | 0.0002 | 0.0002 | 0.0002 | 0.0002 | 0.0002 | 0.0003 | 0.0005 | 0.001 | 0.0014 | 0.003 | 0.006 | 0.0095 | 0.0169 | 0.0211 | 0.0202 | 0.0249 | 0.028 | 0.0298 | 0.0318 | 0.0342 | 0.0368 | 0.0398 | 0.0422 | 0.0449 | 0.0479 | 0.0511 | 0.0547 | 0.0576 | 0.0607 | 0.0642 | 0.0677 | 0.0716 | 0.0741 | 0.0768 | 0.0796
CgLDC | February | 0 | 0 | 0 | 0 | 0 | 0 | 0.0005 | 0.0006 | 0.0007 | 0.001 | 0.0013 | 0.0014 | 0.0016 | 0.0019 | 0.0021 | 0.0028 | 0.0028 | 0.0033 | 0.0032 | 0.0032 | 0.0064 | 0.0085 | 0.0147 | 0.0218 | 0.0481 | 0.0973 | 0.1475 | 0.2628 | 0.3275 | 0.314 | 0.3871 | 0.4349 | 0.4632 | 0.495 | 0.5314 | 0.5717 | 0.6186 | 0.6568 | 0.699 | 0.7446 | 0.7944 | 0.85 | 0.8957 | 0.9446 | 0.9978 | 1.0531 | 1.1136 | 1.1524 | 1.1934 | 1.2372
CgLDC | March | 0 | 0 | 0 | 0 | 0 | 0 | 0.0021 | 0.0026 | 0.0032 | 0.0042 | 0.0052 | 0.0061 | 0.0077 | 0.0088 | 0.0099 | 0.0119 | 0.0134 | 0.014 | 0.0141 | 0.0129 | 0.0278 | 0.0374 | 0.0668 | 0.1077 | 0.2261 | 0.41 | 0.7063 | 1.2585 | 1.568 | 1.5038 | 1.8538 | 2.0826 | 2.2181 | 2.3702 | 2.5445 | 2.7375 | 2.9621 | 3.145 | 3.347 | 3.5656 | 3.8039 | 4.0702 | 4.2889 | 4.5233 | 4.7779 | 5.043 | 5.3325 | 5.5185 | 5.7149 | 5.9245
CgLDC | April | 0 | 0 | 0 | 0 | 0 | 0 | 0.0044 | 0.0055 | 0.0067 | 0.0089 | 0.0101 | 0.013 | 0.0158 | 0.019 | 0.0214 | 0.0265 | 0.0279 | 0.0314 | 0.0306 | 0.0305 | 0.0559 | 0.0779 | 0.1512 | 0.2052 | 0.4701 | 0.8638 | 1.3842 | 2.4665 | 3.0732 | 2.9473 | 3.6333 | 4.0817 | 4.3472 | 4.6454 | 4.987 | 5.3653 | 5.8056 | 6.164 | 6.5598 | 6.9883 | 7.4553 | 7.9773 | 8.4059 | 8.8653 | 9.3642 | 9.8839 | 10.4512 | 10.8158 | 11.2007 | 11.6115
CgLDC | May | 0 | 0 | 0 | 0 | 0 | 0 | 0.0085 | 0.0106 | 0.0128 | 0.017 | 0.0222 | 0.0262 | 0.031 | 0.0389 | 0.0443 | 0.0526 | 0.0628 | 0.0621 | 0.0602 | 0.062 | 0.1184 | 0.1527 | 0.2851 | 0.412 | 0.9545 | 1.6561 | 2.7291 | 4.863 | 6.0591 | 5.8109 | 7.1635 | 8.0476 | 8.571 | 9.1589 | 9.8325 | 10.5782 | 11.4463 | 12.1529 | 12.9334 | 13.7782 | 14.6989 | 15.7282 | 16.5732 | 17.4789 | 18.4626 | 19.4873 | 20.6058 | 21.3246 | 22.0834 | 22.8934
CgLDC | June | 0 | 0 | 0 | 0 | 0 | 0 | 0.0143 | 0.0184 | 0.0212 | 0.0285 | 0.0342 | 0.0392 | 0.0491 | 0.0627 | 0.0756 | 0.0835 | 0.1022 | 0.1036 | 0.1058 | 0.1024 | 0.195 | 0.2283 | 0.468 | 0.5945 | 1.4251 | 2.5048 | 4.1595 | 7.4117 | 9.2347 | 8.8565 | 10.9178 | 12.2653 | 13.0632 | 13.9592 | 14.9857 | 16.1223 | 17.4453 | 18.5223 | 19.7119 | 20.9994 | 22.4027 | 23.9714 | 25.2593 | 26.6397 | 28.139 | 29.7006 | 31.4054 | 32.5009 | 33.6574 | 34.8919
CgLDC | July | 0 | 0 | 0 | 0 | 0 | 0 | 0.0134 | 0.0176 | 0.0197 | 0.0269 | 0.0341 | 0.0372 | 0.0501 | 0.0605 | 0.0709 | 0.0752 | 0.0936 | 0.0995 | 0.1009 | 0.104 | 0.1855 | 0.2361 | 0.4304 | 0.6455 | 1.451 | 2.5432 | 4.3552 | 7.7605 | 9.6692 | 9.2732 | 11.4316 | 12.8425 | 13.6778 | 14.616 | 15.6909 | 16.881 | 18.2662 | 19.3939 | 20.6394 | 21.9876 | 23.4568 | 25.0993 | 26.4479 | 27.8932 | 29.463 | 31.0982 | 32.8832 | 34.0302 | 35.2411 | 36.5337
CgLDC | August | 0 | 0 | 0 | 0 | 0 | 0 | 0.0105 | 0.0138 | 0.0153 | 0.021 | 0.0268 | 0.0305 | 0.0389 | 0.0482 | 0.0553 | 0.0607 | 0.0739 | 0.0743 | 0.0816 | 0.0826 | 0.1336 | 0.1775 | 0.3496 | 0.487 | 1.1801 | 2.1061 | 3.5716 | 6.3641 | 7.9294 | 7.6047 | 9.3747 | 10.5317 | 11.2168 | 11.9861 | 12.8676 | 13.8435 | 14.9796 | 15.9043 | 16.9257 | 18.0313 | 19.2362 | 20.5832 | 21.6891 | 22.8743 | 24.1617 | 25.5026 | 26.9664 | 27.9071 | 28.9001 | 29.9602
CgLDC | September | 0 | 0 | 0 | 0 | 0 | 0 | 0 | 0 | 0 | 0 | 0 | 0 | 0 | 0 | 0 | 0 | 0 | 0 | 0 | 0 | 0 | 0 | 0 | 0 | 0 | 0 | 0 | 0 | 0 | 0 | 0 | 0 | 0 | 0 | 0 | 0 | 0 | 0 | 0 | 0 | 0 | 0 | 0 | 0 | 0 | 0 | 0 | 0 | 0 | 0
CgLDC | October | 0 | 0 | 0 | 0 | 0 | 0 | 0.0006 | 0.0008 | 0.001 | 0.0013 | 0.0015 | 0.0017 | 0.0022 | 0.0025 | 0.0029 | 0.0033 | 0.0043 | 0.0044 | 0.0041 | 0.0039 | 0.0094 | 0.0114 | 0.0202 | 0.0301 | 0.0652 | 0.1234 | 0.2008 | 0.3579 | 0.4459 | 0.4276 | 0.5271 | 0.5922 | 0.6307 | 0.674 | 0.7236 | 0.7784 | 0.8423 | 0.8943 | 0.9518 | 1.0139 | 1.0817 | 1.1574 | 1.2196 | 1.2863 | 1.3586 | 1.434 | 1.5164 | 1.5692 | 1.6251 | 1.6847
CgLDC | November | 0 | 0 | 0 | 0 | 0 | 0 | 0 | 0 | 0 | 0 | 0 | 0 | 0 | 0 | 0 | 0 | 0 | 0 | 0 | 0 | 0 | 0 | 0 | 0 | 0 | 0 | 0 | 0 | 0 | 0 | 0 | 0 | 0 | 0 | 0 | 0 | 0 | 0 | 0 | 0 | 0 | 0 | 0 | 0 | 0 | 0 | 0 | 0 | 0 | 0
CgLDC | December | 0 | 0 | 0 | 0 | 0 | 0 | 0 | 0 | 0 | 0 | 0 | 0 | 0 | 0 | 0 | 0 | 0 | 0 | 0 | 0 | 0 | 0 | 0 | 0 | 0 | 0 | 0 | 0 | 0 | 0 | 0 | 0 | 0 | 0 | 0 | 0 | 0 | 0 | 0 | 0 | 0 | 0 | 0 | 0 | 0 | 0 | 0 | 0 | 0 | 0
Washington Minimum Residential Cogeneration Loads (MW) |  | 1986 | 1987 | 1988 | 1989 | 1990 | 1991 | 1992 | 1993 | 1994 | 1995 | 1996 | 1997 | 1998 | 1999 | 2000 | 2001 | 2002 | 2003 | 2004 | 2005 | 2006 | 2007 | 2008 | 2009 | 2010 | 2011 | 2012 | 2013 | 2014 | 2015 | 2016 | 2017 | 2018 | 2019 | 2020 | 2021 | 2022 | 2023 | 2024 | 2025 | 2026 | 2027 | 2028 | 2029 | 2030 | 2031 | 2032 | 2033 | 2034 | 2035
CgLDC | Annual | 0 | 0 | 0 | 0 | 0 | 0 | 0 | 0 | 0 | 0 | 0 | 0.0001 | 0.0001 | 0.0001 | 0.0001 | 0.0001 | 0.0001 | 0.0001 | 0.0001 | 0.0001 | 0.0002 | 0.0003 | 0.0006 | 0.0008 | 0.0018 | 0.0035 | 0.0058 | 0.0104 | 0.0129 | 0.0124 | 0.0153 | 0.0172 | 0.0183 | 0.0196 | 0.021 | 0.0226 | 0.0244 | 0.0259 | 0.0276 | 0.0294 | 0.0314 | 0.0336 | 0.0354 | 0.0373 | 0.0394 | 0.0416 | 0.044 | 0.0455 | 0.0471 | 0.0489
CgLDC | January | 0 | 0 | 0 | 0 | 0 | 0 | 0 | 0 | 0 | 0 | 0 | 0 | 0 | 0 | 0 | 0 | 0 | 0 | 0 | 0 | 0 | 0 | 0 | 0 | 0 | 0 | 0 | 0 | 0 | 0 | 0 | 0 | 0 | 0 | 0 | 0 | 0 | 0 | 0 | 0 | 0 | 0 | 0 | 0 | 0 | 0 | 0 | 0 | 0 | 0
CgLDC | February | 0 | 0 | 0 | 0 | 0 | 0 | 0 | 0 | 0 | 0 | 0 | 0 | 0 | 0 | 0 | 0 | 0 | 0 | 0 | 0 | 0 | 0 | 0 | 0 | 0 | 0 | 0 | 0 | 0 | 0 | 0 | 0 | 0 | 0 | 0 | 0 | 0 | 0 | 0 | 0 | 0 | 0 | 0 | 0 | 0 | 0 | 0 | 0 | 0 | 0
CgLDC | March | 0 | 0 | 0 | 0 | 0 | 0 | 0 | 0 | 0 | 0 | 0 | 0 | 0 | 0 | 0 | 0 | 0 | 0 | 0 | 0 | 0 | 0 | 0 | 0 | 0 | 0 | 0 | 0 | 0 | 0 | 0 | 0 | 0 | 0 | 0 | 0 | 0 | 0 | 0 | 0 | 0 | 0 | 0 | 0 | 0 | 0 | 0 | 0 | 0 | 0
CgLDC | April | 0 | 0 | 0 | 0 | 0 | 0 | 0 | 0 | 0 | 0 | 0 | 0 | 0 | 0 | 0 | 0 | 0 | 0 | 0 | 0 | 0 | 0 | 0 | 0 | 0 | 0 | 0 | 0 | 0 | 0 | 0 | 0 | 0 | 0 | 0 | 0 | 0 | 0 | 0 | 0 | 0 | 0 | 0 | 0 | 0 | 0 | 0 | 0 | 0 | 0
CgLDC | May | 0 | 0 | 0 | 0 | 0 | 0 | 0 | 0 | 0 | 0 | 0 | 0 | 0 | 0 | 0 | 0 | 0 | 0 | 0 | 0 | 0 | 0 | 0 | 0 | 0 | 0 | 0 | 0 | 0 | 0 | 0 | 0 | 0 | 0 | 0 | 0 | 0 | 0 | 0 | 0 | 0 | 0 | 0 | 0 | 0 | 0 | 0 | 0 | 0 | 0
CgLDC | June | 0 | 0 | 0 | 0 | 0 | 0 | 0 | 0 | 0 | 0 | 0 | 0 | 0 | 0 | 0 | 0 | 0 | 0 | 0 | 0 | 0 | 0 | 0 | 0 | 0 | 0 | 0 | 0 | 0 | 0 | 0 | 0 | 0 | 0 | 0 | 0 | 0 | 0 | 0 | 0 | 0 | 0 | 0 | 0 | 0 | 0 | 0 | 0 | 0 | 0
CgLDC | July | 0 | 0 | 0 | 0 | 0 | 0 | 0.0002 | 0.0003 | 0.0003 | 0.0004 | 0.0005 | 0.0006 | 0.0008 | 0.0009 | 0.0011 | 0.0012 | 0.0015 | 0.0015 | 0.0016 | 0.0016 | 0.0028 | 0.0036 | 0.0069 | 0.0096 | 0.0215 | 0.041 | 0.0686 | 0.1222 | 0.1523 | 0.1461 | 0.1801 | 0.2023 | 0.2154 | 0.2302 | 0.2471 | 0.2659 | 0.2877 | 0.3055 | 0.3251 | 0.3463 | 0.3695 | 0.3953 | 0.4166 | 0.4393 | 0.4641 | 0.4898 | 0.5179 | 0.536 | 0.5551 | 0.5754
CgLDC | August | 0 | 0 | 0 | 0 | 0 | 0 | 0 | 0 | 0 | 0 | 0 | 0 | 0 | 0 | 0 | 0 | 0 | 0 | 0 | 0 | 0 | 0 | 0 | 0 | 0 | 0 | 0 | 0 | 0 | 0 | 0 | 0 | 0 | 0 | 0 | 0 | 0 | 0 | 0 | 0 | 0 | 0 | 0 | 0 | 0 | 0 | 0 | 0 | 0 | 0
CgLDC | September | 0 | 0 | 0 | 0 | 0 | 0 | 0 | 0 | 0 | 0 | 0 | 0 | 0 | 0 | 0 | 0 | 0 | 0 | 0 | 0 | 0 | 0 | 0 | 0 | 0 | 0 | 0 | 0 | 0 | 0 | 0 | 0 | 0 | 0 | 0 | 0 | 0 | 0 | 0 | 0 | 0 | 0 | 0 | 0 | 0 | 0 | 0 | 0 | 0 | 0
CgLDC | October | 0 | 0 | 0 | 0 | 0 | 0 | 0 | 0 | 0 | 0 | 0 | 0 | 0 | 0 | 0 | 0 | 0 | 0 | 0 | 0 | 0 | 0 | 0 | 0 | 0 | 0 | 0 | 0 | 0 | 0 | 0 | 0 | 0 | 0 | 0 | 0 | 0 | 0 | 0 | 0 | 0 | 0 | 0 | 0 | 0 | 0 | 0 | 0 | 0 | 0
CgLDC | November | 0 | 0 | 0 | 0 | 0 | 0 | 0 | 0 | 0 | 0 | 0 | 0 | 0 | 0 | 0 | 0 | 0 | 0 | 0 | 0 | 0 | 0 | 0 | 0 | 0 | 0 | 0 | 0 | 0 | 0 | 0 | 0 | 0 | 0 | 0 | 0 | 0 | 0 | 0 | 0 | 0 | 0 | 0 | 0 | 0 | 0 | 0 | 0 | 0 | 0
CgLDC | December | 0 | 0 | 0 | 0 | 0 | 0 | 0 | 0 | 0 | 0 | 0 | 0 | 0 | 0 | 0 | 0 | 0 | 0 | 0 | 0 | 0 | 0 | 0 | 0 | 0 | 0 | 0 | 0 | 0 | 0 | 0 | 0 | 0 | 0 | 0 | 0 | 0 | 0 | 0 | 0 | 0 | 0 | 0 | 0 | 0 | 0 | 0 | 0 | 0 | 0
Washington Residential Electric Generation from Cogeneration (GWh) |  | 1986 | 1987 | 1988 | 1989 | 1990 | 1991 | 1992 | 1993 | 1994 | 1995 | 1996 | 1997 | 1998 | 1999 | 2000 | 2001 | 2002 | 2003 | 2004 | 2005 | 2006 | 2007 | 2008 | 2009 | 2010 | 2011 | 2012 | 2013 | 2014 | 2015 | 2016 | 2017 | 2018 | 2019 | 2020 | 2021 | 2022 | 2023 | 2024 | 2025 | 2026 | 2027 | 2028 | 2029 | 2030 | 2031 | 2032 | 2033 | 2034 | 2035
CgEG | Total | 0 | 0 | 0 | 0 | 0 | 0 | 0.0448 | 0.0563 | 0.0674 | 0.0898 | 0.1119 | 0.1318 | 0.1635 | 0.1949 | 0.2267 | 0.264 | 0.2984 | 0.3181 | 0.327 | 0.3224 | 0.5463 | 0.7266 | 1.3477 | 1.9527 | 4.3993 | 8.2026 | 13.4734 | 24.008 | 29.913 | 28.6878 | 35.3651 | 39.7298 | 42.3142 | 45.2166 | 48.5417 | 52.2234 | 56.509 | 59.9975 | 63.8507 | 68.0214 | 72.5667 | 77.6481 | 81.8201 | 86.2912 | 91.1478 | 96.2063 | 101.7283 | 105.2769 | 109.0231 | 113.0219
CgEG | Electric | 0 | 0 | 0 | 0 | 0 | 0 | 0 | 0 | 0 | 0 | 0 | 0 | 0 | 0 | 0 | 0 | 0 | 0 | 0 | 0 | 0 | 0 | 0 | 0 | 0 | 0 | 0 | 0 | 0 | 0 | 0 | 0 | 0 | 0 | 0 | 0 | 0 | 0 | 0 | 0 | 0 | 0 | 0 | 0 | 0 | 0 | 0 | 0 | 0 | 0
CgEG | Gas | 0 | 0 | 0 | 0 | 0 | 0 | 0 | 0 | 0 | 0 | 0 | 0 | 0 | 0 | 0 | 0 | 0 | 0 | 0 | 0 | 0 | 0 | 0 | 0 | 0 | 0 | 0 | 0 | 0 | 0 | 0 | 0 | 0 | 0 | 0 | 0 | 0 | 0 | 0 | 0 | 0 | 0 | 0 | 0 | 0 | 0 | 0 | 0 | 0 | 0
CgEG | Coal | 0 | 0 | 0 | 0 | 0 | 0 | 0 | 0 | 0 | 0 | 0 | 0 | 0 | 0 | 0 | 0 | 0 | 0 | 0 | 0 | 0 | 0 | 0 | 0 | 0 | 0 | 0 | 0 | 0 | 0 | 0 | 0 | 0 | 0 | 0 | 0 | 0 | 0 | 0 | 0 | 0 | 0 | 0 | 0 | 0 | 0 | 0 | 0 | 0 | 0
CgEG | Oil | 0 | 0 | 0 | 0 | 0 | 0 | 0 | 0 | 0 | 0 | 0 | 0 | 0 | 0 | 0 | 0 | 0 | 0 | 0 | 0 | 0 | 0 | 0 | 0 | 0 | 0 | 0 | 0 | 0 | 0 | 0 | 0 | 0 | 0 | 0 | 0 | 0 | 0 | 0 | 0 | 0 | 0 | 0 | 0 | 0 | 0 | 0 | 0 | 0 | 0
CgEG | Biomass | 0 | 0 | 0 | 0 | 0 | 0 | 0 | 0 | 0 | 0 | 0 | 0 | 0 | 0 | 0 | 0 | 0 | 0 | 0 | 0 | 0 | 0 | 0 | 0 | 0 | 0 | 0 | 0 | 0 | 0 | 0 | 0 | 0 | 0 | 0 | 0 | 0 | 0 | 0 | 0 | 0 | 0 | 0 | 0 | 0 | 0 | 0 | 0 | 0 | 0
CgEG | Solar | 0 | 0 | 0 | 0 | 0 | 0 | 0.0448 | 0.0563 | 0.0674 | 0.0898 | 0.1119 | 0.1318 | 0.1635 | 0.1949 | 0.2267 | 0.264 | 0.2984 | 0.3181 | 0.327 | 0.3224 | 0.5463 | 0.7266 | 1.3477 | 1.9527 | 4.3993 | 8.2026 | 13.4734 | 24.008 | 29.913 | 28.6878 | 35.3651 | 39.7298 | 42.3142 | 45.2166 | 48.5417 | 52.2234 | 56.509 | 59.9975 | 63.8507 | 68.0214 | 72.5667 | 77.6481 | 81.8201 | 86.2912 | 91.1478 | 96.2063 | 101.7283 | 105.2769 | 109.0231 | 113.0219
CgEG | LPG | 0 | 0 | 0 | 0 | 0 | 0 | 0 | 0 | 0 | 0 | 0 | 0 | 0 | 0 | 0 | 0 | 0 | 0 | 0 | 0 | 0 | 0 | 0 | 0 | 0 | 0 | 0 | 0 | 0 | 0 | 0 | 0 | 0 | 0 | 0 | 0 | 0 | 0 | 0 | 0 | 0 | 0 | 0 | 0 | 0 | 0 | 0 | 0 | 0 | 0
CgEG | Steam | 0 | 0 | 0 | 0 | 0 | 0 | 0 | 0 | 0 | 0 | 0 | 0 | 0 | 0 | 0 | 0 | 0 | 0 | 0 | 0 | 0 | 0 | 0 | 0 | 0 | 0 | 0 | 0 | 0 | 0 | 0 | 0 | 0 | 0 | 0 | 0 | 0 | 0 | 0 | 0 | 0 | 0 | 0 | 0 | 0 | 0 | 0 | 0 | 0 | 0
CgEG | Heat Pump | 0 | 0 | 0 | 0 | 0 | 0 | 0 | 0 | 0 | 0 | 0 | 0 | 0 | 0 | 0 | 0 | 0 | 0 | 0 | 0 | 0 | 0 | 0 | 0 | 0 | 0 | 0 | 0 | 0 | 0 | 0 | 0 | 0 | 0 | 0 | 0 | 0 | 0 | 0 | 0 | 0 | 0 | 0 | 0 | 0 | 0 | 0 | 0 | 0 | 0
CgEG | Ductless Heat Pump | 0 | 0 | 0 | 0 | 0 | 0 | 0 | 0 | 0 | 0 | 0 | 0 | 0 | 0 | 0 | 0 | 0 | 0 | 0 | 0 | 0 | 0 | 0 | 0 | 0 | 0 | 0 | 0 | 0 | 0 | 0 | 0 | 0 | 0 | 0 | 0 | 0 | 0 | 0 | 0 | 0 | 0 | 0 | 0 | 0 | 0 | 0 | 0 | 0 | 0
CgEG | Baseboard | 0 | 0 | 0 | 0 | 0 | 0 | 0 | 0 | 0 | 0 | 0 | 0 | 0 | 0 | 0 | 0 | 0 | 0 | 0 | 0 | 0 | 0 | 0 | 0 | 0 | 0 | 0 | 0 | 0 | 0 | 0 | 0 | 0 | 0 | 0 | 0 | 0 | 0 | 0 | 0 | 0 | 0 | 0 | 0 | 0 | 0 | 0 | 0 | 0 | 0
CgEG | Tankless Electric | 0 | 0 | 0 | 0 | 0 | 0 | 0 | 0 | 0 | 0 | 0 | 0 | 0 | 0 | 0 | 0 | 0 | 0 | 0 | 0 | 0 | 0 | 0 | 0 | 0 | 0 | 0 | 0 | 0 | 0 | 0 | 0 | 0 | 0 | 0 | 0 | 0 | 0 | 0 | 0 | 0 | 0 | 0 | 0 | 0 | 0 | 0 | 0 | 0 | 0
CgEG | Central Electric | 0 | 0 | 0 | 0 | 0 | 0 | 0 | 0 | 0 | 0 | 0 | 0 | 0 | 0 | 0 | 0 | 0 | 0 | 0 | 0 | 0 | 0 | 0 | 0 | 0 | 0 | 0 | 0 | 0 | 0 | 0 | 0 | 0 | 0 | 0 | 0 | 0 | 0 | 0 | 0 | 0 | 0 | 0 | 0 | 0 | 0 | 0 | 0 | 0 | 0
CgEG | Room Electric | 0 | 0 | 0 | 0 | 0 | 0 | 0 | 0 | 0 | 0 | 0 | 0 | 0 | 0 | 0 | 0 | 0 | 0 | 0 | 0 | 0 | 0 | 0 | 0 | 0 | 0 | 0 | 0 | 0 | 0 | 0 | 0 | 0 | 0 | 0 | 0 | 0 | 0 | 0 | 0 | 0 | 0 | 0 | 0 | 0 | 0 | 0 | 0 | 0 | 0
CgEG | Packaged Terminal Electric | 0 | 0 | 0 | 0 | 0 | 0 | 0 | 0 | 0 | 0 | 0 | 0 | 0 | 0 | 0 | 0 | 0 | 0 | 0 | 0 | 0 | 0 | 0 | 0 | 0 | 0 | 0 | 0 | 0 | 0 | 0 | 0 | 0 | 0 | 0 | 0 | 0 | 0 | 0 | 0 | 0 | 0 | 0 | 0 | 0 | 0 | 0 | 0 | 0 | 0
CgEG | Tankless Gas | 0 | 0 | 0 | 0 | 0 | 0 | 0 | 0 | 0 | 0 | 0 | 0 | 0 | 0 | 0 | 0 | 0 | 0 | 0 | 0 | 0 | 0 | 0 | 0 | 0 | 0 | 0 | 0 | 0 | 0 | 0 | 0 | 0 | 0 | 0 | 0 | 0 | 0 | 0 | 0 | 0 | 0 | 0 | 0 | 0 | 0 | 0 | 0 | 0 | 0
CgEG | Central Gas | 0 | 0 | 0 | 0 | 0 | 0 | 0 | 0 | 0 | 0 | 0 | 0 | 0 | 0 | 0 | 0 | 0 | 0 | 0 | 0 | 0 | 0 | 0 | 0 | 0 | 0 | 0 | 0 | 0 | 0 | 0 | 0 | 0 | 0 | 0 | 0 | 0 | 0 | 0 | 0 | 0 | 0 | 0 | 0 | 0 | 0 | 0 | 0 | 0 | 0
CgEG | Packaged Terminal Gas | 0 | 0 | 0 | 0 | 0 | 0 | 0 | 0 | 0 | 0 | 0 | 0 | 0 | 0 | 0 | 0 | 0 | 0 | 0 | 0 | 0 | 0 | 0 | 0 | 0 | 0 | 0 | 0 | 0 | 0 | 0 | 0 | 0 | 0 | 0 | 0 | 0 | 0 | 0 | 0 | 0 | 0 | 0 | 0 | 0 | 0 | 0 | 0 | 0 | 0
CgEG | Condensing Gas | 0 | 0 | 0 | 0 | 0 | 0 | 0 | 0 | 0 | 0 | 0 | 0 | 0 | 0 | 0 | 0 | 0 | 0 | 0 | 0 | 0 | 0 | 0 | 0 | 0 | 0 | 0 | 0 | 0 | 0 | 0 | 0 | 0 | 0 | 0 | 0 | 0 | 0 | 0 | 0 | 0 | 0 | 0 | 0 | 0 | 0 | 0 | 0 | 0 | 0
Washington Average Commercial Cogeneration Loads (MW) |  | 1986 | 1987 | 1988 | 1989 | 1990 | 1991 | 1992 | 1993 | 1994 | 1995 | 1996 | 1997 | 1998 | 1999 | 2000 | 2001 | 2002 | 2003 | 2004 | 2005 | 2006 | 2007 | 2008 | 2009 | 2010 | 2011 | 2012 | 2013 | 2014 | 2015 | 2016 | 2017 | 2018 | 2019 | 2020 | 2021 | 2022 | 2023 | 2024 | 2025 | 2026 | 2027 | 2028 | 2029 | 2030 | 2031 | 2032 | 2033 | 2034 | 2035
CgLDC | Annual | 0 | 0 | 0 | 0 | 0 | 0 | 0.0003 | 0.0004 | 0.0005 | 0.0006 | 0.0007 | 0.0009 | 0.0011 | 0.0013 | 0.0014 | 0.0017 | 0.0019 | 0.002 | 0.0021 | 0.002 | 0.0034 | 0.0046 | 0.0084 | 0.0121 | 0.0274 | 0.051 | 0.0838 | 0.3619 | 0.3471 | 0.3329 | 0.3448 | 0.3946 | 0.4369 | 0.4686 | 0.5209 | 0.58 | 0.6245 | 0.6744 | 0.7279 | 0.7866 | 0.8517 | 0.9231 | 1.0035 | 1.0527 | 1.1449 | 1.1997 | 1.308 | 1.3702 | 1.4361 | 1.5048
CgLDC | January | 0 | 0 | 0 | 0 | 0 | 0 | 0.0001 | 0.0002 | 0.0002 | 0.0002 | 0.0003 | 0.0004 | 0.0004 | 0.0005 | 0.0006 | 0.0007 | 0.0008 | 0.0008 | 0.0009 | 0.0008 | 0.0014 | 0.0019 | 0.0035 | 0.005 | 0.0114 | 0.0212 | 0.0348 | 0.1503 | 0.1441 | 0.1382 | 0.1432 | 0.1639 | 0.1814 | 0.1946 | 0.2163 | 0.2409 | 0.2593 | 0.28 | 0.3022 | 0.3266 | 0.3536 | 0.3833 | 0.4167 | 0.4371 | 0.4754 | 0.4981 | 0.5431 | 0.569 | 0.5963 | 0.6248
CgLDC | February | 0 | 0 | 0 | 0 | 0 | 0 | 0.0002 | 0.0002 | 0.0003 | 0.0004 | 0.0005 | 0.0006 | 0.0007 | 0.0008 | 0.0009 | 0.0011 | 0.0012 | 0.0013 | 0.0013 | 0.0013 | 0.0022 | 0.0029 | 0.0054 | 0.0078 | 0.0176 | 0.0328 | 0.0538 | 0.2326 | 0.2231 | 0.2139 | 0.2216 | 0.2536 | 0.2808 | 0.3011 | 0.3348 | 0.3728 | 0.4014 | 0.4334 | 0.4678 | 0.5055 | 0.5473 | 0.5932 | 0.6449 | 0.6765 | 0.7358 | 0.771 | 0.8406 | 0.8806 | 0.9229 | 0.9671
CgLDC | March | 0 | 0 | 0 | 0 | 0 | 0 | 0.0003 | 0.0004 | 0.0005 | 0.0006 | 0.0007 | 0.0009 | 0.0011 | 0.0013 | 0.0014 | 0.0017 | 0.0019 | 0.002 | 0.0021 | 0.002 | 0.0034 | 0.0045 | 0.0084 | 0.0121 | 0.0272 | 0.0506 | 0.0831 | 0.3592 | 0.3445 | 0.3304 | 0.3422 | 0.3916 | 0.4336 | 0.4651 | 0.517 | 0.5757 | 0.6199 | 0.6693 | 0.7224 | 0.7807 | 0.8453 | 0.9162 | 0.9959 | 1.0448 | 1.1363 | 1.1907 | 1.2982 | 1.36 | 1.4253 | 1.4935
CgLDC | April | 0 | 0 | 0 | 0 | 0 | 0 | 0.0004 | 0.0005 | 0.0006 | 0.0007 | 0.0009 | 0.001 | 0.0013 | 0.0015 | 0.0017 | 0.002 | 0.0023 | 0.0024 | 0.0025 | 0.0024 | 0.0041 | 0.0054 | 0.01 | 0.0144 | 0.0326 | 0.0607 | 0.0996 | 0.4305 | 0.4128 | 0.3959 | 0.4101 | 0.4693 | 0.5197 | 0.5573 | 0.6196 | 0.6899 | 0.7428 | 0.8021 | 0.8657 | 0.9355 | 1.0129 | 1.0979 | 1.1935 | 1.252 | 1.3617 | 1.4268 | 1.5558 | 1.6297 | 1.708 | 1.7898
CgLDC | May | 0 | 0 | 0 | 0 | 0 | 0 | 0.0004 | 0.0005 | 0.0007 | 0.0008 | 0.001 | 0.0013 | 0.0015 | 0.0018 | 0.002 | 0.0024 | 0.0027 | 0.0029 | 0.003 | 0.0029 | 0.0049 | 0.0065 | 0.012 | 0.0173 | 0.0391 | 0.0728 | 0.1196 | 0.517 | 0.4958 | 0.4755 | 0.4925 | 0.5636 | 0.6241 | 0.6693 | 0.7441 | 0.8285 | 0.8921 | 0.9633 | 1.0397 | 1.1235 | 1.2165 | 1.3185 | 1.4333 | 1.5036 | 1.6353 | 1.7136 | 1.8684 | 1.9572 | 2.0512 | 2.1494
CgLDC | June | 0 | 0 | 0 | 0 | 0 | 0 | 0.0005 | 0.0006 | 0.0007 | 0.0009 | 0.0011 | 0.0014 | 0.0016 | 0.002 | 0.0022 | 0.0026 | 0.003 | 0.0031 | 0.0032 | 0.0031 | 0.0053 | 0.0071 | 0.0131 | 0.0188 | 0.0425 | 0.0791 | 0.1299 | 0.5611 | 0.5381 | 0.516 | 0.5345 | 0.6117 | 0.6773 | 0.7264 | 0.8076 | 0.8992 | 0.9682 | 1.0455 | 1.1284 | 1.2193 | 1.3203 | 1.431 | 1.5556 | 1.6319 | 1.7748 | 1.8597 | 2.0277 | 2.1241 | 2.2262 | 2.3327
CgLDC | July | 0 | 0 | 0 | 0 | 0 | 0 | 0.0005 | 0.0006 | 0.0008 | 0.001 | 0.0012 | 0.0015 | 0.0018 | 0.0021 | 0.0024 | 0.0028 | 0.0032 | 0.0033 | 0.0035 | 0.0034 | 0.0057 | 0.0076 | 0.014 | 0.0202 | 0.0455 | 0.0847 | 0.1392 | 0.6013 | 0.5766 | 0.553 | 0.5728 | 0.6556 | 0.7258 | 0.7784 | 0.8654 | 0.9636 | 1.0375 | 1.1204 | 1.2092 | 1.3067 | 1.4149 | 1.5335 | 1.6671 | 1.7488 | 1.902 | 1.993 | 2.1731 | 2.2764 | 2.3858 | 2.4999
CgLDC | August | 0 | 0 | 0 | 0 | 0 | 0 | 0.0004 | 0.0005 | 0.0007 | 0.0008 | 0.001 | 0.0012 | 0.0015 | 0.0017 | 0.002 | 0.0023 | 0.0026 | 0.0028 | 0.0029 | 0.0028 | 0.0047 | 0.0063 | 0.0116 | 0.0167 | 0.0378 | 0.0703 | 0.1155 | 0.4991 | 0.4786 | 0.459 | 0.4755 | 0.5441 | 0.6025 | 0.6461 | 0.7183 | 0.7998 | 0.8612 | 0.9299 | 1.0037 | 1.0846 | 1.1744 | 1.2728 | 1.3837 | 1.4515 | 1.5787 | 1.6542 | 1.8036 | 1.8894 | 1.9802 | 2.0749
CgLDC | September | 0 | 0 | 0 | 0 | 0 | 0 | 0.0004 | 0.0004 | 0.0006 | 0.0007 | 0.0009 | 0.001 | 0.0012 | 0.0015 | 0.0017 | 0.0019 | 0.0022 | 0.0024 | 0.0024 | 0.0024 | 0.004 | 0.0053 | 0.0098 | 0.0142 | 0.032 | 0.0596 | 0.0979 | 0.4232 | 0.4058 | 0.3892 | 0.4032 | 0.4614 | 0.5109 | 0.5479 | 0.6091 | 0.6782 | 0.7302 | 0.7885 | 0.8511 | 0.9197 | 0.9958 | 1.0793 | 1.1733 | 1.2308 | 1.3387 | 1.4027 | 1.5294 | 1.6021 | 1.6791 | 1.7594
CgLDC | October | 0 | 0 | 0 | 0 | 0 | 0 | 0.0002 | 0.0003 | 0.0004 | 0.0005 | 0.0006 | 0.0007 | 0.0008 | 0.001 | 0.0011 | 0.0013 | 0.0015 | 0.0015 | 0.0016 | 0.0015 | 0.0026 | 0.0035 | 0.0064 | 0.0092 | 0.0208 | 0.0387 | 0.0636 | 0.2747 | 0.2634 | 0.2526 | 0.2617 | 0.2994 | 0.3316 | 0.3556 | 0.3953 | 0.4402 | 0.4739 | 0.5118 | 0.5524 | 0.5969 | 0.6463 | 0.7005 | 0.7615 | 0.7988 | 0.8688 | 0.9104 | 0.9926 | 1.0398 | 1.0898 | 1.1419
CgLDC | November | 0 | 0 | 0 | 0 | 0 | 0 | 0.0001 | 0.0002 | 0.0002 | 0.0003 | 0.0003 | 0.0004 | 0.0005 | 0.0006 | 0.0006 | 0.0007 | 0.0009 | 0.0009 | 0.0009 | 0.0009 | 0.0015 | 0.002 | 0.0038 | 0.0054 | 0.0122 | 0.0228 | 0.0374 | 0.1615 | 0.1549 | 0.1485 | 0.1538 | 0.176 | 0.1949 | 0.209 | 0.2324 | 0.2588 | 0.2786 | 0.3009 | 0.3247 | 0.3509 | 0.38 | 0.4118 | 0.4477 | 0.4696 | 0.5108 | 0.5352 | 0.5836 | 0.6113 | 0.6407 | 0.6713
CgLDC | December | 0 | 0 | 0 | 0 | 0 | 0 | 0.0001 | 0.0001 | 0.0002 | 0.0002 | 0.0003 | 0.0003 | 0.0004 | 0.0004 | 0.0005 | 0.0006 | 0.0007 | 0.0007 | 0.0007 | 0.0007 | 0.0012 | 0.0016 | 0.0029 | 0.0042 | 0.0094 | 0.0175 | 0.0288 | 0.1245 | 0.1194 | 0.1146 | 0.1187 | 0.1358 | 0.1503 | 0.1612 | 0.1793 | 0.1996 | 0.2149 | 0.2321 | 0.2505 | 0.2707 | 0.2931 | 0.3177 | 0.3453 | 0.3622 | 0.394 | 0.4128 | 0.4501 | 0.4715 | 0.4942 | 0.5178
Washington Peak Commercial Cogeneration Loads (MW) |  | 1986 | 1987 | 1988 | 1989 | 1990 | 1991 | 1992 | 1993 | 1994 | 1995 | 1996 | 1997 | 1998 | 1999 | 2000 | 2001 | 2002 | 2003 | 2004 | 2005 | 2006 | 2007 | 2008 | 2009 | 2010 | 2011 | 2012 | 2013 | 2014 | 2015 | 2016 | 2017 | 2018 | 2019 | 2020 | 2021 | 2022 | 2023 | 2024 | 2025 | 2026 | 2027 | 2028 | 2029 | 2030 | 2031 | 2032 | 2033 | 2034 | 2035
CgLDC | Annual | 0 | 0 | 0 | 0 | 0 | 0 | 0.0003 | 0.0004 | 0.0004 | 0.0005 | 0.0007 | 0.0008 | 0.0009 | 0.0012 | 0.0013 | 0.0015 | 0.0018 | 0.0018 | 0.0019 | 0.0018 | 0.0034 | 0.0043 | 0.0082 | 0.0115 | 0.0267 | 0.0471 | 0.079 | 0.3412 | 0.3272 | 0.3138 | 0.325 | 0.372 | 0.4118 | 0.4417 | 0.4911 | 0.5468 | 0.5887 | 0.6357 | 0.6861 | 0.7415 | 0.8028 | 0.8701 | 0.9459 | 0.9923 | 1.0792 | 1.1308 | 1.233 | 1.2916 | 1.3537 | 1.4185
CgLDC | January | 0 | 0 | 0 | 0 | 0 | 0 | 0 | 0 | 0 | 0 | 0 | 0 | 0 | 0 | 0 | 0 | 0 | 0 | 0 | 0 | 0 | 0 | 0.0001 | 0.0001 | 0.0002 | 0.0003 | 0.0005 | 0.0022 | 0.0021 | 0.0021 | 0.0021 | 0.0024 | 0.0027 | 0.0029 | 0.0032 | 0.0036 | 0.0039 | 0.0042 | 0.0045 | 0.0049 | 0.0053 | 0.0057 | 0.0062 | 0.0065 | 0.0071 | 0.0074 | 0.0081 | 0.0085 | 0.0089 | 0.0093
CgLDC | February | 0 | 0 | 0 | 0 | 0 | 0 | 0 | 0 | 0 | 0.0001 | 0.0001 | 0.0001 | 0.0001 | 0.0001 | 0.0001 | 0.0002 | 0.0002 | 0.0002 | 0.0002 | 0.0002 | 0.0004 | 0.0005 | 0.0008 | 0.0012 | 0.0026 | 0.0053 | 0.008 | 0.0347 | 0.0333 | 0.0319 | 0.0331 | 0.0378 | 0.0419 | 0.0449 | 0.05 | 0.0556 | 0.0599 | 0.0647 | 0.0698 | 0.0754 | 0.0817 | 0.0885 | 0.0962 | 0.1009 | 0.1098 | 0.115 | 0.1254 | 0.1314 | 0.1377 | 0.1443
CgLDC | March | 0 | 0 | 0 | 0 | 0 | 0 | 0.0001 | 0.0002 | 0.0002 | 0.0002 | 0.0003 | 0.0004 | 0.0004 | 0.0005 | 0.0005 | 0.0007 | 0.0008 | 0.0008 | 0.0008 | 0.0007 | 0.0015 | 0.0021 | 0.0037 | 0.0059 | 0.0123 | 0.0223 | 0.0385 | 0.1662 | 0.1594 | 0.1529 | 0.1583 | 0.1812 | 0.2006 | 0.2152 | 0.2392 | 0.2663 | 0.2868 | 0.3097 | 0.3342 | 0.3612 | 0.3911 | 0.4239 | 0.4608 | 0.4834 | 0.5257 | 0.5509 | 0.6006 | 0.6292 | 0.6594 | 0.691
CgLDC | April | 0 | 0 | 0 | 0 | 0 | 0 | 0.0003 | 0.0003 | 0.0004 | 0.0005 | 0.0006 | 0.0008 | 0.0009 | 0.0011 | 0.0012 | 0.0015 | 0.0016 | 0.0017 | 0.0017 | 0.0017 | 0.0031 | 0.0043 | 0.0083 | 0.0112 | 0.0256 | 0.047 | 0.0754 | 0.3257 | 0.3124 | 0.2996 | 0.3103 | 0.3551 | 0.3932 | 0.4217 | 0.4688 | 0.522 | 0.5621 | 0.6069 | 0.6551 | 0.7079 | 0.7665 | 0.8308 | 0.9031 | 0.9474 | 1.0304 | 1.0797 | 1.1772 | 1.2332 | 1.2924 | 1.3543
CgLDC | May | 0 | 0 | 0 | 0 | 0 | 0 | 0.0005 | 0.0006 | 0.0008 | 0.001 | 0.0013 | 0.0015 | 0.0018 | 0.0022 | 0.0024 | 0.0029 | 0.0035 | 0.0034 | 0.0034 | 0.0034 | 0.0065 | 0.0084 | 0.0156 | 0.0224 | 0.0521 | 0.0902 | 0.1486 | 0.6422 | 0.6159 | 0.5907 | 0.6118 | 0.7002 | 0.7753 | 0.8314 | 0.9244 | 1.0292 | 1.1082 | 1.1967 | 1.2916 | 1.3957 | 1.5112 | 1.6379 | 1.7805 | 1.8679 | 2.0315 | 2.1287 | 2.321 | 2.4313 | 2.5482 | 2.6701
CgLDC | June | 0 | 0 | 0 | 0 | 0 | 0 | 0.0008 | 0.0011 | 0.0013 | 0.0017 | 0.002 | 0.0023 | 0.0028 | 0.0036 | 0.0041 | 0.0046 | 0.0057 | 0.0057 | 0.0059 | 0.0056 | 0.0107 | 0.0126 | 0.0256 | 0.0324 | 0.0778 | 0.1364 | 0.2265 | 0.9788 | 0.9387 | 0.9003 | 0.9325 | 1.0672 | 1.1816 | 1.2672 | 1.4088 | 1.5686 | 1.689 | 1.8238 | 1.9685 | 2.1272 | 2.3032 | 2.4964 | 2.7137 | 2.8468 | 3.0963 | 3.2443 | 3.5374 | 3.7056 | 3.8837 | 4.0695
CgLDC | July | 0 | 0 | 0 | 0 | 0 | 0 | 0.0008 | 0.0011 | 0.0012 | 0.0016 | 0.002 | 0.0022 | 0.0028 | 0.0034 | 0.0039 | 0.0042 | 0.0053 | 0.0055 | 0.0056 | 0.0057 | 0.0102 | 0.013 | 0.0236 | 0.0352 | 0.0792 | 0.1385 | 0.2372 | 1.0249 | 0.9829 | 0.9426 | 0.9764 | 1.1174 | 1.2372 | 1.3268 | 1.4751 | 1.6425 | 1.7685 | 1.9096 | 2.0611 | 2.2273 | 2.4116 | 2.6139 | 2.8414 | 2.9808 | 3.242 | 3.397 | 3.7039 | 3.88 | 4.0664 | 4.261
CgLDC | August | 0 | 0 | 0 | 0 | 0 | 0 | 0.0006 | 0.0008 | 0.0009 | 0.0012 | 0.0015 | 0.0018 | 0.0022 | 0.0027 | 0.003 | 0.0034 | 0.0041 | 0.0041 | 0.0046 | 0.0045 | 0.0073 | 0.0098 | 0.0191 | 0.0265 | 0.0644 | 0.1147 | 0.1945 | 0.8404 | 0.806 | 0.773 | 0.8007 | 0.9163 | 1.0146 | 1.0881 | 1.2097 | 1.3469 | 1.4503 | 1.566 | 1.6902 | 1.8265 | 1.9777 | 2.1436 | 2.3302 | 2.4444 | 2.6586 | 2.7858 | 3.0375 | 3.1819 | 3.3348 | 3.4943
CgLDC | September | 0 | 0 | 0 | 0 | 0 | 0 | 0 | 0 | 0 | 0 | 0 | 0 | 0 | 0 | 0 | 0 | 0 | 0 | 0 | 0 | 0 | 0 | 0 | 0 | 0 | 0 | 0 | 0 | 0 | 0 | 0 | 0 | 0 | 0 | 0 | 0 | 0 | 0 | 0 | 0 | 0 | 0 | 0 | 0 | 0 | 0 | 0 | 0 | 0 | 0
CgLDC | October | 0 | 0 | 0 | 0 | 0 | 0 | 0 | 0 | 0.0001 | 0.0001 | 0.0001 | 0.0001 | 0.0001 | 0.0001 | 0.0002 | 0.0002 | 0.0002 | 0.0002 | 0.0002 | 0.0002 | 0.0005 | 0.0006 | 0.0011 | 0.0016 | 0.0036 | 0.0067 | 0.0109 | 0.0473 | 0.0453 | 0.0435 | 0.045 | 0.0515 | 0.0571 | 0.0612 | 0.068 | 0.0757 | 0.0815 | 0.0881 | 0.095 | 0.1027 | 0.1112 | 0.1205 | 0.131 | 0.1375 | 0.1495 | 0.1566 | 0.1708 | 0.1789 | 0.1875 | 0.1965
CgLDC | November | 0 | 0 | 0 | 0 | 0 | 0 | 0 | 0 | 0 | 0 | 0 | 0 | 0 | 0 | 0 | 0 | 0 | 0 | 0 | 0 | 0 | 0 | 0 | 0 | 0 | 0 | 0 | 0 | 0 | 0 | 0 | 0 | 0 | 0 | 0 | 0 | 0 | 0 | 0 | 0 | 0 | 0 | 0 | 0 | 0 | 0 | 0 | 0 | 0 | 0
CgLDC | December | 0 | 0 | 0 | 0 | 0 | 0 | 0 | 0 | 0 | 0 | 0 | 0 | 0 | 0 | 0 | 0 | 0 | 0 | 0 | 0 | 0 | 0 | 0 | 0 | 0 | 0 | 0 | 0 | 0 | 0 | 0 | 0 | 0 | 0 | 0 | 0 | 0 | 0 | 0 | 0 | 0 | 0 | 0 | 0 | 0 | 0 | 0 | 0 | 0 | 0
Washington Minimum Commercial Cogeneration Loads (MW) |  | 1986 | 1987 | 1988 | 1989 | 1990 | 1991 | 1992 | 1993 | 1994 | 1995 | 1996 | 1997 | 1998 | 1999 | 2000 | 2001 | 2002 | 2003 | 2004 | 2005 | 2006 | 2007 | 2008 | 2009 | 2010 | 2011 | 2012 | 2013 | 2014 | 2015 | 2016 | 2017 | 2018 | 2019 | 2020 | 2021 | 2022 | 2023 | 2024 | 2025 | 2026 | 2027 | 2028 | 2029 | 2030 | 2031 | 2032 | 2033 | 2034 | 2035
CgLDC | Annual | 0 | 0 | 0 | 0 | 0 | 0 | 0 | 0 | 0 | 0 | 0 | 0 | 0 | 0 | 0 | 0 | 0 | 0 | 0 | 0 | 0 | 0 | 0 | 0 | 0.0001 | 0.0002 | 0.0003 | 0.0014 | 0.0013 | 0.0013 | 0.0013 | 0.0015 | 0.0017 | 0.0018 | 0.002 | 0.0022 | 0.0024 | 0.0026 | 0.0028 | 0.003 | 0.0032 | 0.0035 | 0.0038 | 0.004 | 0.0043 | 0.0045 | 0.005 | 0.0052 | 0.0054 | 0.0057
CgLDC | January | 0 | 0 | 0 | 0 | 0 | 0 | 0 | 0 | 0 | 0 | 0 | 0 | 0 | 0 | 0 | 0 | 0 | 0 | 0 | 0 | 0 | 0 | 0 | 0 | 0 | 0 | 0 | 0 | 0 | 0 | 0 | 0 | 0 | 0 | 0 | 0 | 0 | 0 | 0 | 0 | 0 | 0 | 0 | 0 | 0 | 0 | 0 | 0 | 0 | 0
CgLDC | February | 0 | 0 | 0 | 0 | 0 | 0 | 0 | 0 | 0 | 0 | 0 | 0 | 0 | 0 | 0 | 0 | 0 | 0 | 0 | 0 | 0 | 0 | 0 | 0 | 0 | 0 | 0 | 0 | 0 | 0 | 0 | 0 | 0 | 0 | 0 | 0 | 0 | 0 | 0 | 0 | 0 | 0 | 0 | 0 | 0 | 0 | 0 | 0 | 0 | 0
CgLDC | March | 0 | 0 | 0 | 0 | 0 | 0 | 0 | 0 | 0 | 0 | 0 | 0 | 0 | 0 | 0 | 0 | 0 | 0 | 0 | 0 | 0 | 0 | 0 | 0 | 0 | 0 | 0 | 0 | 0 | 0 | 0 | 0 | 0 | 0 | 0 | 0 | 0 | 0 | 0 | 0 | 0 | 0 | 0 | 0 | 0 | 0 | 0 | 0 | 0 | 0
CgLDC | April | 0 | 0 | 0 | 0 | 0 | 0 | 0 | 0 | 0 | 0 | 0 | 0 | 0 | 0 | 0 | 0 | 0 | 0 | 0 | 0 | 0 | 0 | 0 | 0 | 0 | 0 | 0 | 0 | 0 | 0 | 0 | 0 | 0 | 0 | 0 | 0 | 0 | 0 | 0 | 0 | 0 | 0 | 0 | 0 | 0 | 0 | 0 | 0 | 0 | 0
CgLDC | May | 0 | 0 | 0 | 0 | 0 | 0 | 0 | 0 | 0 | 0 | 0 | 0 | 0 | 0 | 0 | 0 | 0 | 0 | 0 | 0 | 0 | 0 | 0 | 0 | 0 | 0 | 0 | 0 | 0 | 0 | 0 | 0 | 0 | 0 | 0 | 0 | 0 | 0 | 0 | 0 | 0 | 0 | 0 | 0 | 0 | 0 | 0 | 0 | 0 | 0
CgLDC | June | 0 | 0 | 0 | 0 | 0 | 0 | 0 | 0 | 0 | 0 | 0 | 0 | 0 | 0 | 0 | 0 | 0 | 0 | 0 | 0 | 0 | 0 | 0 | 0 | 0 | 0 | 0 | 0 | 0 | 0 | 0 | 0 | 0 | 0 | 0 | 0 | 0 | 0 | 0 | 0 | 0 | 0 | 0 | 0 | 0 | 0 | 0 | 0 | 0 | 0
CgLDC | July | 0 | 0 | 0 | 0 | 0 | 0 | 0 | 0 | 0 | 0 | 0 | 0 | 0 | 0.0001 | 0.0001 | 0.0001 | 0.0001 | 0.0001 | 0.0001 | 0.0001 | 0.0002 | 0.0002 | 0.0004 | 0.0005 | 0.0012 | 0.0022 | 0.0037 | 0.0161 | 0.0155 | 0.0148 | 0.0154 | 0.0176 | 0.0195 | 0.0209 | 0.0232 | 0.0259 | 0.0279 | 0.0301 | 0.0325 | 0.0351 | 0.038 | 0.0412 | 0.0448 | 0.047 | 0.0511 | 0.0535 | 0.0583 | 0.0611 | 0.0641 | 0.0671
CgLDC | August | 0 | 0 | 0 | 0 | 0 | 0 | 0 | 0 | 0 | 0 | 0 | 0 | 0 | 0 | 0 | 0 | 0 | 0 | 0 | 0 | 0 | 0 | 0 | 0 | 0 | 0 | 0 | 0 | 0 | 0 | 0 | 0 | 0 | 0 | 0 | 0 | 0 | 0 | 0 | 0 | 0 | 0 | 0 | 0 | 0 | 0 | 0 | 0 | 0 | 0
CgLDC | September | 0 | 0 | 0 | 0 | 0 | 0 | 0 | 0 | 0 | 0 | 0 | 0 | 0 | 0 | 0 | 0 | 0 | 0 | 0 | 0 | 0 | 0 | 0 | 0 | 0 | 0 | 0 | 0 | 0 | 0 | 0 | 0 | 0 | 0 | 0 | 0 | 0 | 0 | 0 | 0 | 0 | 0 | 0 | 0 | 0 | 0 | 0 | 0 | 0 | 0
CgLDC | October | 0 | 0 | 0 | 0 | 0 | 0 | 0 | 0 | 0 | 0 | 0 | 0 | 0 | 0 | 0 | 0 | 0 | 0 | 0 | 0 | 0 | 0 | 0 | 0 | 0 | 0 | 0 | 0 | 0 | 0 | 0 | 0 | 0 | 0 | 0 | 0 | 0 | 0 | 0 | 0 | 0 | 0 | 0 | 0 | 0 | 0 | 0 | 0 | 0 | 0
CgLDC | November | 0 | 0 | 0 | 0 | 0 | 0 | 0 | 0 | 0 | 0 | 0 | 0 | 0 | 0 | 0 | 0 | 0 | 0 | 0 | 0 | 0 | 0 | 0 | 0 | 0 | 0 | 0 | 0 | 0 | 0 | 0 | 0 | 0 | 0 | 0 | 0 | 0 | 0 | 0 | 0 | 0 | 0 | 0 | 0 | 0 | 0 | 0 | 0 | 0 | 0
CgLDC | December | 0 | 0 | 0 | 0 | 0 | 0 | 0 | 0 | 0 | 0 | 0 | 0 | 0 | 0 | 0 | 0 | 0 | 0 | 0 | 0 | 0 | 0 | 0 | 0 | 0 | 0 | 0 | 0 | 0 | 0 | 0 | 0 | 0 | 0 | 0 | 0 | 0 | 0 | 0 | 0 | 0 | 0 | 0 | 0 | 0 | 0 | 0 | 0 | 0 | 0
Washington Commercial Electric Generation from Cogeneration (GWh) |  | 1986 | 1987 | 1988 | 1989 | 1990 | 1991 | 1992 | 1993 | 1994 | 1995 | 1996 | 1997 | 1998 | 1999 | 2000 | 2001 | 2002 | 2003 | 2004 | 2005 | 2006 | 2007 | 2008 | 2009 | 2010 | 2011 | 2012 | 2013 | 2014 | 2015 | 2016 | 2017 | 2018 | 2019 | 2020 | 2021 | 2022 | 2023 | 2024 | 2025 | 2026 | 2027 | 2028 | 2029 | 2030 | 2031 | 2032 | 2033 | 2034 | 2035
CgEG | Total | 0 | 0 | 0 | 0 | 0 | 0 | 0.0026 | 0.0034 | 0.0042 | 0.0052 | 0.0064 | 0.0077 | 0.0093 | 0.0111 | 0.0124 | 0.0146 | 0.0167 | 0.0176 | 0.0183 | 0.0177 | 0.0299 | 0.04 | 0.0738 | 0.1064 | 0.24 | 0.4467 | 0.7338 | 3.1705 | 3.0406 | 2.9161 | 3.0205 | 3.4567 | 3.8274 | 4.1047 | 4.5634 | 5.0812 | 5.4709 | 5.9077 | 6.3763 | 6.8904 | 7.4606 | 8.0863 | 8.7903 | 9.2214 | 10.0294 | 10.509 | 11.4585 | 12.0033 | 12.58 | 13.182
CgEG | Electric | 0 | 0 | 0 | 0 | 0 | 0 | 0 | 0 | 0 | 0 | 0 | 0 | 0 | 0 | 0 | 0 | 0 | 0 | 0 | 0 | 0 | 0 | 0 | 0 | 0 | 0 | 0 | 0 | 0 | 0 | 0 | 0 | 0 | 0 | 0 | 0 | 0 | 0 | 0 | 0 | 0 | 0 | 0 | 0 | 0 | 0 | 0 | 0 | 0 | 0
CgEG | Gas | 0 | 0 | 0 | 0 | 0 | 0 | 0 | 0 | 0 | 0 | 0 | 0 | 0 | 0 | 0 | 0 | 0 | 0 | 0 | 0 | 0 | 0 | 0 | 0 | 0 | 0 | 0 | 0 | 0 | 0 | 0 | 0 | 0 | 0 | 0 | 0 | 0 | 0 | 0 | 0 | 0 | 0 | 0 | 0 | 0 | 0 | 0 | 0 | 0 | 0
CgEG | Coal | 0 | 0 | 0 | 0 | 0 | 0 | 0 | 0 | 0 | 0 | 0 | 0 | 0 | 0 | 0 | 0 | 0 | 0 | 0 | 0 | 0 | 0 | 0 | 0 | 0 | 0 | 0 | 0 | 0 | 0 | 0 | 0 | 0 | 0 | 0 | 0 | 0 | 0 | 0 | 0 | 0 | 0 | 0 | 0 | 0 | 0 | 0 | 0 | 0 | 0
CgEG | Oil | 0 | 0 | 0 | 0 | 0 | 0 | 0 | 0 | 0 | 0 | 0 | 0 | 0 | 0 | 0 | 0 | 0 | 0 | 0 | 0 | 0 | 0 | 0 | 0 | 0 | 0 | 0 | 0 | 0 | 0 | 0 | 0 | 0 | 0 | 0 | 0 | 0 | 0 | 0 | 0 | 0 | 0 | 0 | 0 | 0 | 0 | 0 | 0 | 0 | 0
CgEG | Biomass | 0 | 0 | 0 | 0 | 0 | 0 | 0 | 0 | 0 | 0 | 0 | 0 | 0 | 0 | 0 | 0 | 0 | 0 | 0 | 0 | 0 | 0 | 0 | 0 | 0 | 0 | 0 | 0 | 0 | 0 | 0 | 0 | 0 | 0 | 0 | 0 | 0 | 0 | 0 | 0 | 0 | 0 | 0 | 0 | 0 | 0 | 0 | 0 | 0 | 0
CgEG | Solar | 0 | 0 | 0 | 0 | 0 | 0 | 0.0026 | 0.0034 | 0.0042 | 0.0052 | 0.0064 | 0.0077 | 0.0093 | 0.0111 | 0.0124 | 0.0146 | 0.0167 | 0.0176 | 0.0183 | 0.0177 | 0.0299 | 0.04 | 0.0738 | 0.1064 | 0.24 | 0.4467 | 0.7338 | 3.1705 | 3.0406 | 2.9161 | 3.0205 | 3.4567 | 3.8274 | 4.1047 | 4.5634 | 5.0812 | 5.4709 | 5.9077 | 6.3763 | 6.8904 | 7.4606 | 8.0863 | 8.7903 | 9.2214 | 10.0294 | 10.509 | 11.4585 | 12.0033 | 12.58 | 13.182
CgEG | LPG | 0 | 0 | 0 | 0 | 0 | 0 | 0 | 0 | 0 | 0 | 0 | 0 | 0 | 0 | 0 | 0 | 0 | 0 | 0 | 0 | 0 | 0 | 0 | 0 | 0 | 0 | 0 | 0 | 0 | 0 | 0 | 0 | 0 | 0 | 0 | 0 | 0 | 0 | 0 | 0 | 0 | 0 | 0 | 0 | 0 | 0 | 0 | 0 | 0 | 0
CgEG | Steam | 0 | 0 | 0 | 0 | 0 | 0 | 0 | 0 | 0 | 0 | 0 | 0 | 0 | 0 | 0 | 0 | 0 | 0 | 0 | 0 | 0 | 0 | 0 | 0 | 0 | 0 | 0 | 0 | 0 | 0 | 0 | 0 | 0 | 0 | 0 | 0 | 0 | 0 | 0 | 0 | 0 | 0 | 0 | 0 | 0 | 0 | 0 | 0 | 0 | 0
Washington Average Industrial Cogeneration Loads (MW) |  | 1986 | 1987 | 1988 | 1989 | 1990 | 1991 | 1992 | 1993 | 1994 | 1995 | 1996 | 1997 | 1998 | 1999 | 2000 | 2001 | 2002 | 2003 | 2004 | 2005 | 2006 | 2007 | 2008 | 2009 | 2010 | 2011 | 2012 | 2013 | 2014 | 2015 | 2016 | 2017 | 2018 | 2019 | 2020 | 2021 | 2022 | 2023 | 2024 | 2025 | 2026 | 2027 | 2028 | 2029 | 2030 | 2031 | 2032 | 2033 | 2034 | 2035
CgLDC | Annual | 0 | 0 | 0 | 0 | 0 | 0 | 0.0008 | 0.001 | 0.0013 | 0.0016 | 0.002 | 0.0024 | 0.0029 | 0.0034 | 0.0038 | 0.0045 | 0.0052 | 0.0055 | 0.0057 | 0.0055 | 0.0093 | 0.0124 | 0.0228 | 0.0329 | 0.0743 | 0.103 | 0.1689 | 0.1696 | 0.1713 | 0.1726 | 0.1735 | 0.1739 | 0.1743 | 0.1747 | 0.1751 | 0.1755 | 0.1757 | 0.1757 | 0.1758 | 0.1759 | 0.1759 | 0.176 | 0.1761 | 0.1762 | 0.1762 | 0.1762 | 0.1761 | 0.1761 | 0.176 | 0.176
CgLDC | January | 0 | 0 | 0 | 0 | 0 | 0 | 0.0003 | 0.0004 | 0.0005 | 0.0007 | 0.0008 | 0.001 | 0.0012 | 0.0014 | 0.0016 | 0.0019 | 0.0022 | 0.0023 | 0.0023 | 0.0023 | 0.0038 | 0.0051 | 0.0095 | 0.0137 | 0.0308 | 0.0428 | 0.0702 | 0.0704 | 0.0711 | 0.0717 | 0.072 | 0.0722 | 0.0724 | 0.0725 | 0.0727 | 0.0729 | 0.073 | 0.073 | 0.073 | 0.073 | 0.0731 | 0.0731 | 0.0731 | 0.0732 | 0.0732 | 0.0731 | 0.0731 | 0.0731 | 0.0731 | 0.0731
CgLDC | February | 0 | 0 | 0 | 0 | 0 | 0 | 0.0005 | 0.0007 | 0.0008 | 0.001 | 0.0013 | 0.0015 | 0.0018 | 0.0022 | 0.0025 | 0.0029 | 0.0033 | 0.0035 | 0.0036 | 0.0035 | 0.006 | 0.0079 | 0.0147 | 0.0212 | 0.0477 | 0.0662 | 0.1086 | 0.109 | 0.1101 | 0.1109 | 0.1115 | 0.1118 | 0.112 | 0.1123 | 0.1126 | 0.1128 | 0.1129 | 0.1129 | 0.113 | 0.113 | 0.1131 | 0.1131 | 0.1132 | 0.1133 | 0.1132 | 0.1132 | 0.1132 | 0.1132 | 0.1131 | 0.1131
CgLDC | March | 0 | 0 | 0 | 0 | 0 | 0 | 0.0008 | 0.001 | 0.0013 | 0.0016 | 0.002 | 0.0024 | 0.0029 | 0.0034 | 0.0038 | 0.0045 | 0.0051 | 0.0054 | 0.0056 | 0.0054 | 0.0092 | 0.0123 | 0.0227 | 0.0327 | 0.0737 | 0.1023 | 0.1677 | 0.1683 | 0.17 | 0.1713 | 0.1722 | 0.1726 | 0.173 | 0.1734 | 0.1738 | 0.1742 | 0.1744 | 0.1744 | 0.1745 | 0.1745 | 0.1746 | 0.1747 | 0.1748 | 0.1749 | 0.1749 | 0.1748 | 0.1748 | 0.1748 | 0.1747 | 0.1747
CgLDC | April | 0 | 0 | 0 | 0 | 0 | 0 | 0.001 | 0.0012 | 0.0015 | 0.0019 | 0.0024 | 0.0028 | 0.0034 | 0.0041 | 0.0046 | 0.0054 | 0.0062 | 0.0065 | 0.0067 | 0.0065 | 0.011 | 0.0147 | 0.0271 | 0.0391 | 0.0883 | 0.1225 | 0.2009 | 0.2017 | 0.2037 | 0.2053 | 0.2063 | 0.2068 | 0.2073 | 0.2078 | 0.2083 | 0.2088 | 0.209 | 0.209 | 0.2091 | 0.2092 | 0.2093 | 0.2094 | 0.2095 | 0.2096 | 0.2096 | 0.2095 | 0.2095 | 0.2094 | 0.2094 | 0.2093
CgLDC | May | 0 | 0 | 0 | 0 | 0 | 0 | 0.0012 | 0.0015 | 0.0019 | 0.0023 | 0.0029 | 0.0034 | 0.0041 | 0.0049 | 0.0055 | 0.0064 | 0.0074 | 0.0078 | 0.0081 | 0.0078 | 0.0132 | 0.0177 | 0.0326 | 0.047 | 0.1061 | 0.1472 | 0.2413 | 0.2422 | 0.2447 | 0.2466 | 0.2478 | 0.2484 | 0.2489 | 0.2495 | 0.2502 | 0.2507 | 0.251 | 0.251 | 0.2511 | 0.2512 | 0.2513 | 0.2514 | 0.2516 | 0.2517 | 0.2517 | 0.2516 | 0.2516 | 0.2515 | 0.2514 | 0.2514
CgLDC | June | 0 | 0 | 0 | 0 | 0 | 0 | 0.0013 | 0.0016 | 0.002 | 0.0025 | 0.0031 | 0.0037 | 0.0045 | 0.0053 | 0.0059 | 0.007 | 0.008 | 0.0085 | 0.0088 | 0.0085 | 0.0144 | 0.0192 | 0.0354 | 0.051 | 0.1151 | 0.1597 | 0.2619 | 0.2629 | 0.2655 | 0.2676 | 0.2689 | 0.2696 | 0.2702 | 0.2708 | 0.2715 | 0.2721 | 0.2724 | 0.2724 | 0.2725 | 0.2726 | 0.2727 | 0.2729 | 0.273 | 0.2732 | 0.2732 | 0.2731 | 0.273 | 0.2729 | 0.2729 | 0.2728
CgLDC | July | 0 | 0 | 0 | 0 | 0 | 0 | 0.0014 | 0.0017 | 0.0022 | 0.0027 | 0.0033 | 0.004 | 0.0048 | 0.0057 | 0.0064 | 0.0075 | 0.0086 | 0.0091 | 0.0094 | 0.0091 | 0.0154 | 0.0205 | 0.0379 | 0.0547 | 0.1234 | 0.1712 | 0.2807 | 0.2817 | 0.2846 | 0.2868 | 0.2882 | 0.2889 | 0.2895 | 0.2902 | 0.291 | 0.2916 | 0.2919 | 0.292 | 0.292 | 0.2922 | 0.2923 | 0.2924 | 0.2926 | 0.2928 | 0.2927 | 0.2927 | 0.2926 | 0.2925 | 0.2924 | 0.2924
CgLDC | August | 0 | 0 | 0 | 0 | 0 | 0 | 0.0011 | 0.0014 | 0.0018 | 0.0022 | 0.0028 | 0.0033 | 0.004 | 0.0047 | 0.0053 | 0.0062 | 0.0071 | 0.0075 | 0.0078 | 0.0075 | 0.0128 | 0.0171 | 0.0315 | 0.0454 | 0.1024 | 0.1421 | 0.233 | 0.2338 | 0.2362 | 0.238 | 0.2392 | 0.2398 | 0.2403 | 0.2409 | 0.2415 | 0.242 | 0.2423 | 0.2423 | 0.2424 | 0.2425 | 0.2426 | 0.2427 | 0.2429 | 0.243 | 0.243 | 0.2429 | 0.2428 | 0.2428 | 0.2427 | 0.2427
CgLDC | September | 0 | 0 | 0 | 0 | 0 | 0 | 0.001 | 0.0012 | 0.0015 | 0.0019 | 0.0023 | 0.0028 | 0.0034 | 0.004 | 0.0045 | 0.0053 | 0.0061 | 0.0064 | 0.0066 | 0.0064 | 0.0108 | 0.0145 | 0.0267 | 0.0385 | 0.0868 | 0.1205 | 0.1975 | 0.1983 | 0.2003 | 0.2018 | 0.2028 | 0.2033 | 0.2038 | 0.2043 | 0.2048 | 0.2052 | 0.2054 | 0.2055 | 0.2055 | 0.2056 | 0.2057 | 0.2058 | 0.2059 | 0.2061 | 0.206 | 0.206 | 0.2059 | 0.2059 | 0.2058 | 0.2058
CgLDC | October | 0 | 0 | 0 | 0 | 0 | 0 | 0.0006 | 0.0008 | 0.001 | 0.0012 | 0.0015 | 0.0018 | 0.0022 | 0.0026 | 0.0029 | 0.0034 | 0.0039 | 0.0041 | 0.0043 | 0.0042 | 0.007 | 0.0094 | 0.0173 | 0.025 | 0.0564 | 0.0782 | 0.1282 | 0.1287 | 0.13 | 0.131 | 0.1316 | 0.132 | 0.1323 | 0.1326 | 0.1329 | 0.1332 | 0.1333 | 0.1334 | 0.1334 | 0.1335 | 0.1335 | 0.1336 | 0.1337 | 0.1337 | 0.1337 | 0.1337 | 0.1336 | 0.1336 | 0.1336 | 0.1336
CgLDC | November | 0 | 0 | 0 | 0 | 0 | 0 | 0.0004 | 0.0005 | 0.0006 | 0.0007 | 0.0009 | 0.0011 | 0.0013 | 0.0015 | 0.0017 | 0.002 | 0.0023 | 0.0024 | 0.0025 | 0.0024 | 0.0041 | 0.0055 | 0.0102 | 0.0147 | 0.0331 | 0.046 | 0.0754 | 0.0757 | 0.0764 | 0.077 | 0.0774 | 0.0776 | 0.0778 | 0.0779 | 0.0781 | 0.0783 | 0.0784 | 0.0784 | 0.0784 | 0.0785 | 0.0785 | 0.0785 | 0.0786 | 0.0786 | 0.0786 | 0.0786 | 0.0786 | 0.0786 | 0.0785 | 0.0785
CgLDC | December | 0 | 0 | 0 | 0 | 0 | 0 | 0.0003 | 0.0004 | 0.0004 | 0.0006 | 0.0007 | 0.0008 | 0.001 | 0.0012 | 0.0013 | 0.0015 | 0.0018 | 0.0019 | 0.0019 | 0.0019 | 0.0032 | 0.0043 | 0.0079 | 0.0113 | 0.0256 | 0.0355 | 0.0581 | 0.0584 | 0.0589 | 0.0594 | 0.0597 | 0.0598 | 0.06 | 0.0601 | 0.0603 | 0.0604 | 0.0605 | 0.0605 | 0.0605 | 0.0605 | 0.0605 | 0.0606 | 0.0606 | 0.0606 | 0.0606 | 0.0606 | 0.0606 | 0.0606 | 0.0606 | 0.0606
Washington Peak Industrial Cogeneration Loads (MW) |  | 1986 | 1987 | 1988 | 1989 | 1990 | 1991 | 1992 | 1993 | 1994 | 1995 | 1996 | 1997 | 1998 | 1999 | 2000 | 2001 | 2002 | 2003 | 2004 | 2005 | 2006 | 2007 | 2008 | 2009 | 2010 | 2011 | 2012 | 2013 | 2014 | 2015 | 2016 | 2017 | 2018 | 2019 | 2020 | 2021 | 2022 | 2023 | 2024 | 2025 | 2026 | 2027 | 2028 | 2029 | 2030 | 2031 | 2032 | 2033 | 2034 | 2035
CgLDC | Annual | 0 | 0 | 0 | 0 | 0 | 0 | 0.0007 | 0.001 | 0.0011 | 0.0014 | 0.0018 | 0.0021 | 0.0025 | 0.0031 | 0.0035 | 0.004 | 0.0049 | 0.005 | 0.0051 | 0.005 | 0.0091 | 0.0116 | 0.0222 | 0.0311 | 0.0723 | 0.0952 | 0.1593 | 0.1599 | 0.1615 | 0.1627 | 0.1635 | 0.1639 | 0.1643 | 0.1647 | 0.1651 | 0.1654 | 0.1656 | 0.1657 | 0.1657 | 0.1658 | 0.1658 | 0.1659 | 0.166 | 0.1661 | 0.1661 | 0.1661 | 0.166 | 0.166 | 0.1659 | 0.1659
CgLDC | January | 0 | 0 | 0 | 0 | 0 | 0 | 0 | 0 | 0 | 0 | 0 | 0 | 0 | 0 | 0 | 0 | 0 | 0 | 0 | 0 | 0.0001 | 0.0001 | 0.0001 | 0.0002 | 0.0004 | 0.0007 | 0.001 | 0.001 | 0.0011 | 0.0011 | 0.0011 | 0.0011 | 0.0011 | 0.0011 | 0.0011 | 0.0011 | 0.0011 | 0.0011 | 0.0011 | 0.0011 | 0.0011 | 0.0011 | 0.0011 | 0.0011 | 0.0011 | 0.0011 | 0.0011 | 0.0011 | 0.0011 | 0.0011
CgLDC | February | 0 | 0 | 0 | 0 | 0 | 0 | 0.0001 | 0.0001 | 0.0001 | 0.0002 | 0.0002 | 0.0002 | 0.0002 | 0.0003 | 0.0003 | 0.0004 | 0.0004 | 0.0005 | 0.0005 | 0.0005 | 0.001 | 0.0013 | 0.0022 | 0.0032 | 0.0071 | 0.0107 | 0.0162 | 0.0163 | 0.0164 | 0.0166 | 0.0166 | 0.0167 | 0.0167 | 0.0168 | 0.0168 | 0.0168 | 0.0168 | 0.0169 | 0.0169 | 0.0169 | 0.0169 | 0.0169 | 0.0169 | 0.0169 | 0.0169 | 0.0169 | 0.0169 | 0.0169 | 0.0169 | 0.0169
CgLDC | March | 0 | 0 | 0 | 0 | 0 | 0 | 0.0003 | 0.0004 | 0.0005 | 0.0007 | 0.0008 | 0.001 | 0.0012 | 0.0014 | 0.0015 | 0.0018 | 0.002 | 0.0021 | 0.0021 | 0.0019 | 0.0041 | 0.0056 | 0.0099 | 0.0159 | 0.0334 | 0.0451 | 0.0776 | 0.0779 | 0.0787 | 0.0793 | 0.0796 | 0.0798 | 0.08 | 0.0802 | 0.0804 | 0.0806 | 0.0807 | 0.0807 | 0.0807 | 0.0808 | 0.0808 | 0.0808 | 0.0809 | 0.0809 | 0.0809 | 0.0809 | 0.0809 | 0.0808 | 0.0808 | 0.0808
CgLDC | April | 0 | 0 | 0 | 0 | 0 | 0 | 0.0007 | 0.0009 | 0.0011 | 0.0014 | 0.0016 | 0.0021 | 0.0024 | 0.0029 | 0.0032 | 0.004 | 0.0042 | 0.0047 | 0.0046 | 0.0045 | 0.0083 | 0.0116 | 0.0224 | 0.0303 | 0.0695 | 0.095 | 0.152 | 0.1526 | 0.1542 | 0.1554 | 0.1561 | 0.1565 | 0.1569 | 0.1572 | 0.1576 | 0.158 | 0.1581 | 0.1582 | 0.1582 | 0.1583 | 0.1583 | 0.1584 | 0.1585 | 0.1586 | 0.1586 | 0.1585 | 0.1585 | 0.1585 | 0.1584 | 0.1584
CgLDC | May | 0 | 0 | 0 | 0 | 0 | 0 | 0.0013 | 0.0017 | 0.0022 | 0.0027 | 0.0035 | 0.0041 | 0.0048 | 0.006 | 0.0066 | 0.0079 | 0.0096 | 0.0093 | 0.0091 | 0.0092 | 0.0176 | 0.0228 | 0.0423 | 0.0608 | 0.1411 | 0.1822 | 0.2998 | 0.3009 | 0.3039 | 0.3063 | 0.3078 | 0.3086 | 0.3093 | 0.31 | 0.3108 | 0.3114 | 0.3118 | 0.3118 | 0.3119 | 0.312 | 0.3122 | 0.3123 | 0.3125 | 0.3127 | 0.3127 | 0.3126 | 0.3125 | 0.3124 | 0.3123 | 0.3123
CgLDC | June | 0 | 0 | 0 | 0 | 0 | 0 | 0.0023 | 0.003 | 0.0036 | 0.0045 | 0.0053 | 0.0062 | 0.0076 | 0.0097 | 0.0112 | 0.0125 | 0.0155 | 0.0156 | 0.016 | 0.0152 | 0.029 | 0.034 | 0.0694 | 0.0878 | 0.2107 | 0.2756 | 0.4569 | 0.4586 | 0.4632 | 0.4668 | 0.4691 | 0.4703 | 0.4713 | 0.4725 | 0.4737 | 0.4747 | 0.4751 | 0.4753 | 0.4754 | 0.4756 | 0.4758 | 0.476 | 0.4763 | 0.4766 | 0.4765 | 0.4764 | 0.4763 | 0.4762 | 0.476 | 0.4759
CgLDC | July | 0 | 0 | 0 | 0 | 0 | 0 | 0.0021 | 0.0029 | 0.0033 | 0.0042 | 0.0053 | 0.0059 | 0.0077 | 0.0093 | 0.0105 | 0.0112 | 0.0142 | 0.0149 | 0.0153 | 0.0155 | 0.0276 | 0.0352 | 0.0639 | 0.0953 | 0.2146 | 0.2798 | 0.4784 | 0.4802 | 0.485 | 0.4888 | 0.4912 | 0.4924 | 0.4935 | 0.4947 | 0.4959 | 0.497 | 0.4975 | 0.4976 | 0.4978 | 0.498 | 0.4982 | 0.4984 | 0.4987 | 0.4991 | 0.499 | 0.4988 | 0.4987 | 0.4986 | 0.4984 | 0.4983
CgLDC | August | 0 | 0 | 0 | 0 | 0 | 0 | 0.0017 | 0.0022 | 0.0026 | 0.0033 | 0.0042 | 0.0048 | 0.006 | 0.0074 | 0.0082 | 0.0091 | 0.0112 | 0.0112 | 0.0124 | 0.0123 | 0.0198 | 0.0265 | 0.0519 | 0.0719 | 0.1745 | 0.2317 | 0.3923 | 0.3938 | 0.3978 | 0.4009 | 0.4028 | 0.4038 | 0.4047 | 0.4057 | 0.4067 | 0.4076 | 0.408 | 0.4081 | 0.4082 | 0.4084 | 0.4085 | 0.4088 | 0.409 | 0.4093 | 0.4092 | 0.4091 | 0.409 | 0.4089 | 0.4088 | 0.4087
CgLDC | September | 0 | 0 | 0 | 0 | 0 | 0 | 0 | 0 | 0 | 0 | 0 | 0 | 0 | 0 | 0 | 0 | 0 | 0 | 0 | 0 | 0 | 0 | 0 | 0 | 0 | 0 | 0 | 0 | 0 | 0 | 0 | 0 | 0 | 0 | 0 | 0 | 0 | 0 | 0 | 0 | 0 | 0 | 0 | 0 | 0 | 0 | 0 | 0 | 0 | 0
CgLDC | October | 0 | 0 | 0 | 0 | 0 | 0 | 0.0001 | 0.0001 | 0.0002 | 0.0002 | 0.0002 | 0.0003 | 0.0003 | 0.0004 | 0.0004 | 0.0005 | 0.0006 | 0.0007 | 0.0006 | 0.0006 | 0.0014 | 0.0017 | 0.003 | 0.0044 | 0.0096 | 0.0136 | 0.0221 | 0.0221 | 0.0224 | 0.0225 | 0.0226 | 0.0227 | 0.0228 | 0.0228 | 0.0229 | 0.0229 | 0.0229 | 0.0229 | 0.023 | 0.023 | 0.023 | 0.023 | 0.023 | 0.023 | 0.023 | 0.023 | 0.023 | 0.023 | 0.023 | 0.023
CgLDC | November | 0 | 0 | 0 | 0 | 0 | 0 | 0 | 0 | 0 | 0 | 0 | 0 | 0 | 0 | 0 | 0 | 0 | 0 | 0 | 0 | 0 | 0 | 0 | 0 | 0 | 0 | 0 | 0 | 0 | 0 | 0 | 0 | 0 | 0 | 0 | 0 | 0 | 0 | 0 | 0 | 0 | 0 | 0 | 0 | 0 | 0 | 0 | 0 | 0 | 0
CgLDC | December | 0 | 0 | 0 | 0 | 0 | 0 | 0 | 0 | 0 | 0 | 0 | 0 | 0 | 0 | 0 | 0 | 0 | 0 | 0 | 0 | 0 | 0 | 0 | 0 | 0 | 0 | 0 | 0 | 0 | 0 | 0 | 0 | 0 | 0 | 0 | 0 | 0 | 0 | 0 | 0 | 0 | 0 | 0 | 0 | 0 | 0 | 0 | 0 | 0 | 0
Washington Minimum Industrial Cogeneration Loads (MW) |  | 1986 | 1987 | 1988 | 1989 | 1990 | 1991 | 1992 | 1993 | 1994 | 1995 | 1996 | 1997 | 1998 | 1999 | 2000 | 2001 | 2002 | 2003 | 2004 | 2005 | 2006 | 2007 | 2008 | 2009 | 2010 | 2011 | 2012 | 2013 | 2014 | 2015 | 2016 | 2017 | 2018 | 2019 | 2020 | 2021 | 2022 | 2023 | 2024 | 2025 | 2026 | 2027 | 2028 | 2029 | 2030 | 2031 | 2032 | 2033 | 2034 | 2035
CgLDC | Annual | 0 | 0 | 0 | 0 | 0 | 0 | 0 | 0 | 0 | 0 | 0 | 0 | 0 | 0 | 0 | 0 | 0 | 0 | 0 | 0 | 0 | 0 | 0.0001 | 0.0001 | 0.0003 | 0.0004 | 0.0006 | 0.0006 | 0.0006 | 0.0007 | 0.0007 | 0.0007 | 0.0007 | 0.0007 | 0.0007 | 0.0007 | 0.0007 | 0.0007 | 0.0007 | 0.0007 | 0.0007 | 0.0007 | 0.0007 | 0.0007 | 0.0007 | 0.0007 | 0.0007 | 0.0007 | 0.0007 | 0.0007
CgLDC | January | 0 | 0 | 0 | 0 | 0 | 0 | 0 | 0 | 0 | 0 | 0 | 0 | 0 | 0 | 0 | 0 | 0 | 0 | 0 | 0 | 0 | 0 | 0 | 0 | 0 | 0 | 0 | 0 | 0 | 0 | 0 | 0 | 0 | 0 | 0 | 0 | 0 | 0 | 0 | 0 | 0 | 0 | 0 | 0 | 0 | 0 | 0 | 0 | 0 | 0
CgLDC | February | 0 | 0 | 0 | 0 | 0 | 0 | 0 | 0 | 0 | 0 | 0 | 0 | 0 | 0 | 0 | 0 | 0 | 0 | 0 | 0 | 0 | 0 | 0 | 0 | 0 | 0 | 0 | 0 | 0 | 0 | 0 | 0 | 0 | 0 | 0 | 0 | 0 | 0 | 0 | 0 | 0 | 0 | 0 | 0 | 0 | 0 | 0 | 0 | 0 | 0
CgLDC | March | 0 | 0 | 0 | 0 | 0 | 0 | 0 | 0 | 0 | 0 | 0 | 0 | 0 | 0 | 0 | 0 | 0 | 0 | 0 | 0 | 0 | 0 | 0 | 0 | 0 | 0 | 0 | 0 | 0 | 0 | 0 | 0 | 0 | 0 | 0 | 0 | 0 | 0 | 0 | 0 | 0 | 0 | 0 | 0 | 0 | 0 | 0 | 0 | 0 | 0
CgLDC | April | 0 | 0 | 0 | 0 | 0 | 0 | 0 | 0 | 0 | 0 | 0 | 0 | 0 | 0 | 0 | 0 | 0 | 0 | 0 | 0 | 0 | 0 | 0 | 0 | 0 | 0 | 0 | 0 | 0 | 0 | 0 | 0 | 0 | 0 | 0 | 0 | 0 | 0 | 0 | 0 | 0 | 0 | 0 | 0 | 0 | 0 | 0 | 0 | 0 | 0
CgLDC | May | 0 | 0 | 0 | 0 | 0 | 0 | 0 | 0 | 0 | 0 | 0 | 0 | 0 | 0 | 0 | 0 | 0 | 0 | 0 | 0 | 0 | 0 | 0 | 0 | 0 | 0 | 0 | 0 | 0 | 0 | 0 | 0 | 0 | 0 | 0 | 0 | 0 | 0 | 0 | 0 | 0 | 0 | 0 | 0 | 0 | 0 | 0 | 0 | 0 | 0
CgLDC | June | 0 | 0 | 0 | 0 | 0 | 0 | 0 | 0 | 0 | 0 | 0 | 0 | 0 | 0 | 0 | 0 | 0 | 0 | 0 | 0 | 0 | 0 | 0 | 0 | 0 | 0 | 0 | 0 | 0 | 0 | 0 | 0 | 0 | 0 | 0 | 0 | 0 | 0 | 0 | 0 | 0 | 0 | 0 | 0 | 0 | 0 | 0 | 0 | 0 | 0
CgLDC | July | 0 | 0 | 0 | 0 | 0 | 0 | 0 | 0 | 0.0001 | 0.0001 | 0.0001 | 0.0001 | 0.0001 | 0.0001 | 0.0002 | 0.0002 | 0.0002 | 0.0002 | 0.0002 | 0.0002 | 0.0004 | 0.0005 | 0.001 | 0.0014 | 0.0032 | 0.0045 | 0.0075 | 0.0076 | 0.0076 | 0.0077 | 0.0077 | 0.0078 | 0.0078 | 0.0078 | 0.0078 | 0.0078 | 0.0078 | 0.0078 | 0.0078 | 0.0078 | 0.0078 | 0.0079 | 0.0079 | 0.0079 | 0.0079 | 0.0079 | 0.0079 | 0.0079 | 0.0079 | 0.0078
CgLDC | August | 0 | 0 | 0 | 0 | 0 | 0 | 0 | 0 | 0 | 0 | 0 | 0 | 0 | 0 | 0 | 0 | 0 | 0 | 0 | 0 | 0 | 0 | 0 | 0 | 0 | 0 | 0 | 0 | 0 | 0 | 0 | 0 | 0 | 0 | 0 | 0 | 0 | 0 | 0 | 0 | 0 | 0 | 0 | 0 | 0 | 0 | 0 | 0 | 0 | 0
CgLDC | September | 0 | 0 | 0 | 0 | 0 | 0 | 0 | 0 | 0 | 0 | 0 | 0 | 0 | 0 | 0 | 0 | 0 | 0 | 0 | 0 | 0 | 0 | 0 | 0 | 0 | 0 | 0 | 0 | 0 | 0 | 0 | 0 | 0 | 0 | 0 | 0 | 0 | 0 | 0 | 0 | 0 | 0 | 0 | 0 | 0 | 0 | 0 | 0 | 0 | 0
CgLDC | October | 0 | 0 | 0 | 0 | 0 | 0 | 0 | 0 | 0 | 0 | 0 | 0 | 0 | 0 | 0 | 0 | 0 | 0 | 0 | 0 | 0 | 0 | 0 | 0 | 0 | 0 | 0 | 0 | 0 | 0 | 0 | 0 | 0 | 0 | 0 | 0 | 0 | 0 | 0 | 0 | 0 | 0 | 0 | 0 | 0 | 0 | 0 | 0 | 0 | 0
CgLDC | November | 0 | 0 | 0 | 0 | 0 | 0 | 0 | 0 | 0 | 0 | 0 | 0 | 0 | 0 | 0 | 0 | 0 | 0 | 0 | 0 | 0 | 0 | 0 | 0 | 0 | 0 | 0 | 0 | 0 | 0 | 0 | 0 | 0 | 0 | 0 | 0 | 0 | 0 | 0 | 0 | 0 | 0 | 0 | 0 | 0 | 0 | 0 | 0 | 0 | 0
CgLDC | December | 0 | 0 | 0 | 0 | 0 | 0 | 0 | 0 | 0 | 0 | 0 | 0 | 0 | 0 | 0 | 0 | 0 | 0 | 0 | 0 | 0 | 0 | 0 | 0 | 0 | 0 | 0 | 0 | 0 | 0 | 0 | 0 | 0 | 0 | 0 | 0 | 0 | 0 | 0 | 0 | 0 | 0 | 0 | 0 | 0 | 0 | 0 | 0 | 0 | 0
Washington Industrial Electric Generation from Cogeneration (GWh) |  | 1986 | 1987 | 1988 | 1989 | 1990 | 1991 | 1992 | 1993 | 1994 | 1995 | 1996 | 1997 | 1998 | 1999 | 2000 | 2001 | 2002 | 2003 | 2004 | 2005 | 2006 | 2007 | 2008 | 2009 | 2010 | 2011 | 2012 | 2013 | 2014 | 2015 | 2016 | 2017 | 2018 | 2019 | 2020 | 2021 | 2022 | 2023 | 2024 | 2025 | 2026 | 2027 | 2028 | 2029 | 2030 | 2031 | 2032 | 2033 | 2034 | 2035
CgEG | Total | 0 | 0 | 0 | 0 | 0 | 0 | 0.0071 | 0.0091 | 0.0114 | 0.0141 | 0.0175 | 0.0209 | 0.0252 | 0.0301 | 0.0336 | 0.0394 | 0.0454 | 0.0478 | 0.0496 | 0.0479 | 0.0812 | 0.1083 | 0.1999 | 0.2883 | 0.6505 | 0.9025 | 1.48 | 1.4855 | 1.5005 | 1.5122 | 1.5194 | 1.5233 | 1.5267 | 1.5304 | 1.5343 | 1.5375 | 1.5391 | 1.5395 | 1.54 | 1.5405 | 1.5412 | 1.542 | 1.5429 | 1.5439 | 1.5436 | 1.5432 | 1.5428 | 1.5424 | 1.542 | 1.5417
CgEG | Electric | 0 | 0 | 0 | 0 | 0 | 0 | 0 | 0 | 0 | 0 | 0 | 0 | 0 | 0 | 0 | 0 | 0 | 0 | 0 | 0 | 0 | 0 | 0 | 0 | 0 | 0 | 0 | 0 | 0 | 0 | 0 | 0 | 0 | 0 | 0 | 0 | 0 | 0 | 0 | 0 | 0 | 0 | 0 | 0 | 0 | 0 | 0 | 0 | 0 | 0
CgEG | Gas | 0 | 0 | 0 | 0 | 0 | 0 | 0 | 0 | 0 | 0 | 0 | 0 | 0 | 0 | 0 | 0 | 0 | 0 | 0 | 0 | 0 | 0 | 0 | 0 | 0 | 0 | 0 | 0 | 0 | 0 | 0 | 0 | 0 | 0 | 0 | 0 | 0 | 0 | 0 | 0 | 0 | 0 | 0 | 0 | 0 | 0 | 0 | 0 | 0 | 0
CgEG | Coal | 0 | 0 | 0 | 0 | 0 | 0 | 0 | 0 | 0 | 0 | 0 | 0 | 0 | 0 | 0 | 0 | 0 | 0 | 0 | 0 | 0 | 0 | 0 | 0 | 0 | 0 | 0 | 0 | 0 | 0 | 0 | 0 | 0 | 0 | 0 | 0 | 0 | 0 | 0 | 0 | 0 | 0 | 0 | 0 | 0 | 0 | 0 | 0 | 0 | 0
CgEG | Oil | 0 | 0 | 0 | 0 | 0 | 0 | 0 | 0 | 0 | 0 | 0 | 0 | 0 | 0 | 0 | 0 | 0 | 0 | 0 | 0 | 0 | 0 | 0 | 0 | 0 | 0 | 0 | 0 | 0 | 0 | 0 | 0 | 0 | 0 | 0 | 0 | 0 | 0 | 0 | 0 | 0 | 0 | 0 | 0 | 0 | 0 | 0 | 0 | 0 | 0
CgEG | Biomass | 0 | 0 | 0 | 0 | 0 | 0 | 0 | 0 | 0 | 0 | 0 | 0 | 0 | 0 | 0 | 0 | 0 | 0 | 0 | 0 | 0 | 0 | 0 | 0 | 0 | 0 | 0 | 0 | 0 | 0 | 0 | 0 | 0 | 0 | 0 | 0 | 0 | 0 | 0 | 0 | 0 | 0 | 0 | 0 | 0 | 0 | 0 | 0 | 0 | 0
CgEG | Solar | 0 | 0 | 0 | 0 | 0 | 0 | 0.0071 | 0.0091 | 0.0114 | 0.0141 | 0.0175 | 0.0209 | 0.0252 | 0.0301 | 0.0336 | 0.0394 | 0.0454 | 0.0478 | 0.0496 | 0.0479 | 0.0812 | 0.1083 | 0.1999 | 0.2883 | 0.6505 | 0.9025 | 1.48 | 1.4855 | 1.5005 | 1.5122 | 1.5194 | 1.5233 | 1.5267 | 1.5304 | 1.5343 | 1.5375 | 1.5391 | 1.5395 | 1.54 | 1.5405 | 1.5412 | 1.542 | 1.5429 | 1.5439 | 1.5436 | 1.5432 | 1.5428 | 1.5424 | 1.542 | 1.5417
CgEG | LPG | 0 | 0 | 0 | 0 | 0 | 0 | 0 | 0 | 0 | 0 | 0 | 0 | 0 | 0 | 0 | 0 | 0 | 0 | 0 | 0 | 0 | 0 | 0 | 0 | 0 | 0 | 0 | 0 | 0 | 0 | 0 | 0 | 0 | 0 | 0 | 0 | 0 | 0 | 0 | 0 | 0 | 0 | 0 | 0 | 0 | 0 | 0 | 0 | 0 | 0
CgEG | Steam | 0 | 0 | 0 | 0 | 0 | 0 | 0 | 0 | 0 | 0 | 0 | 0 | 0 | 0 | 0 | 0 | 0 | 0 | 0 | 0 | 0 | 0 | 0 | 0 | 0 | 0 | 0 | 0 | 0 | 0 | 0 | 0 | 0 | 0 | 0 | 0 | 0 | 0 | 0 | 0 | 0 | 0 | 0 | 0 | 0 | 0 | 0 | 0 | 0 | 0
Washington Electricity Sales (GWh/Yr) |  | 1986 | 1987 | 1988 | 1989 | 1990 | 1991 | 1992 | 1993 | 1994 | 1995 | 1996 | 1997 | 1998 | 1999 | 2000 | 2001 | 2002 | 2003 | 2004 | 2005 | 2006 | 2007 | 2008 | 2009 | 2010 | 2011 | 2012 | 2013 | 2014 | 2015 | 2016 | 2017 | 2018 | 2019 | 2020 | 2021 | 2022 | 2023 | 2024 | 2025 | 2026 | 2027 | 2028 | 2029 | 2030 | 2031 | 2032 | 2033 | 2034 | 2035
SaEC | Total | 73760.52 | 75567.72 | 83155.19 | 84827.79 | 90725.84 | 90477.11 | 87493.66 | 88122.39 | 85000.73 | 86282.41 | 86580.73 | 88952.71 | 92697.7 | 96562.34 | 94266.87 | 76431.6 | 73618.17 | 76275.96 | 78035.58 | 82383.49 | 81850.87 | 83187.8 | 82215.97 | 85737.42 | 83892.12 | 89730.47 | 91256.71 | 89161.82 | 89862.73 | 91284.48 | 91889.3 | 92405.14 | 92952.22 | 93465.61 | 93897.14 | 94480.23 | 95103.95 | 95776.48 | 96497.73 | 97289.1 | 98123 | 99034.02 | 100009.2 | 100976.5 | 101998.5 | 102739 | 103748.3 | 104771.7 | 105816.7 | 106880.9
SaEC | Single Family | 20043.78 | 19486.9 | 20312.16 | 21171.07 | 21223.88 | 21904.75 | 21057.39 | 22680.24 | 21892.06 | 22118.8 | 23252.84 | 23043.24 | 22799.58 | 23652.81 | 23793.61 | 22929.65 | 23291.35 | 23265.19 | 23713.47 | 24440.08 | 25342.31 | 26288.09 | 26894.03 | 27228.12 | 25923.26 | 26902.35 | 26611.26 | 26374.56 | 26961.37 | 26787.86 | 26684.79 | 26606.43 | 26554.23 | 26440.2 | 26350.63 | 26333.68 | 26320.33 | 26335.55 | 26351.77 | 26382.55 | 26436.47 | 26486.62 | 26553.35 | 26618.58 | 26694.5 | 26794.06 | 26886.68 | 26990.69 | 27115.35 | 27237.35
SaEC | Multi Family | 3544.758 | 3574.096 | 3908.137 | 4220.127 | 4311.883 | 4462.473 | 4253.29 | 4466.871 | 4285.934 | 4358.81 | 4667.968 | 4626.295 | 4604.619 | 4875.288 | 4957.029 | 4804.437 | 4874.057 | 4816.389 | 4919.342 | 5092.92 | 5276.649 | 5642.478 | 5868.354 | 5926.014 | 5659.588 | 5982.993 | 5790.823 | 5851.191 | 6074.726 | 6163.62 | 6236.324 | 6310.256 | 6401.817 | 6478.296 | 6544.705 | 6612.307 | 6689.819 | 6762.682 | 6843.205 | 6930.201 | 7025.003 | 7131.37 | 7233.436 | 7339.815 | 7450.157 | 7563.93 | 7678.089 | 7793.205 | 7909.285 | 8027.298
SaEC | Other Family | 2235.628 | 2188.655 | 2338.653 | 2487.902 | 2530.314 | 2659.74 | 2553.282 | 2915.713 | 2869.962 | 2988.179 | 3301.886 | 3316.07 | 3334.003 | 3562.707 | 3622.967 | 3477.213 | 3537.276 | 3481.011 | 3542.583 | 3652.782 | 3762.684 | 3376.756 | 3475.596 | 3499.311 | 3287.959 | 3425.958 | 3325.458 | 3305.917 | 3375.263 | 3332.559 | 3299.23 | 3268.392 | 3243.284 | 3203.357 | 3167.738 | 3140.415 | 3114.096 | 3090.379 | 3068.943 | 3051.529 | 3033.895 | 3017.891 | 3003.397 | 2992.266 | 2980.479 | 2970.371 | 2961.729 | 2956.462 | 2950.39 | 2945.419
SaEC | Large Office | 2255.744 | 2196.981 | 2272.509 | 2256.477 | 2677.608 | 2456.301 | 2517.467 | 2451.963 | 2597.39 | 2579.072 | 2738.45 | 2764.124 | 2915.325 | 2868.402 | 3047.182 | 2996.537 | 3022.914 | 3165.176 | 3117.872 | 3117.997 | 3200.141 | 3285.778 | 3293.948 | 3382.737 | 3144.145 | 3231.358 | 3248.209 | 3281.16 | 3459.054 | 3599.594 | 3663.712 | 3716.281 | 3763.996 | 3825.49 | 3887.294 | 3944.953 | 4014.544 | 4076.592 | 4142.236 | 4216.104 | 4292.456 | 4380.62 | 4480.079 | 4570.208 | 4665.461 | 4768.86 | 4863.892 | 4964.131 | 5064.108 | 5165.706
SaEC | Medium Office | 718.5228 | 898.9742 | 939.0681 | 931.5651 | 1075.879 | 1000.381 | 1020.017 | 1019.871 | 1046.043 | 1055.07 | 1116.822 | 1119.225 | 1161.781 | 1185.725 | 1259.201 | 1234.376 | 1235.519 | 1267.407 | 1263.626 | 1277.954 | 1326.983 | 1342.09 | 1309.553 | 1383.285 | 1278.369 | 1279.894 | 1321.508 | 1340.865 | 1425.043 | 1492.822 | 1527.865 | 1556.376 | 1581.982 | 1614.634 | 1646.854 | 1676.579 | 1712.389 | 1743.922 | 1777.124 | 1814.492 | 1852.949 | 1897.477 | 1947.784 | 1992.926 | 2040.6 | 2092.416 | 2139.607 | 2189.371 | 2238.816 | 2288.939
SaEC | Small Office | 974.2673 | 1005.041 | 1042.263 | 1033.939 | 1215.651 | 1120.633 | 1148.007 | 1126.084 | 1181.066 | 1179.718 | 1248.797 | 1259.231 | 1321.364 | 1315.326 | 1396.569 | 1372.155 | 1380.448 | 1436.779 | 1420.952 | 1425.759 | 1491.88 | 1502.067 | 1447.573 | 1556.764 | 1413.822 | 1414.359 | 1473.607 | 1472.644 | 1523.535 | 1559.993 | 1565.403 | 1569.664 | 1573.802 | 1580.542 | 1587.908 | 1595.221 | 1604.852 | 1613.857 | 1623.837 | 1635.438 | 1647.809 | 1662.291 | 1678.793 | 1694.238 | 1710.681 | 1728.67 | 1745.608 | 1763.603 | 1781.804 | 1800.444
SaEC | Big Box-Retail | 894.6658 | 1477.14 | 1589.273 | 1573.271 | 1687.925 | 1616.706 | 1642.145 | 1757.62 | 1705.099 | 1805.216 | 1873.241 | 1845.896 | 1825.351 | 2010.169 | 2096.775 | 2036.253 | 2002.753 | 1955.86 | 2009.992 | 2105.618 | 2081.002 | 2237.281 | 2384.269 | 2266.434 | 2182.6 | 2359.08 | 2229.188 | 2207.172 | 2256.278 | 2272.774 | 2258.617 | 2224.08 | 2185.395 | 2150.861 | 2120.091 | 2093.278 | 2070.09 | 2050.178 | 2033.273 | 2019.062 | 2008.457 | 2006.708 | 2009.641 | 2012.319 | 2015.916 | 2020.744 | 2024.399 | 2029.911 | 2035.776 | 2044.091
SaEC | Small Box-Retail | 1283.763 | 1214.244 | 1281.125 | 1271.249 | 1446.161 | 1343.845 | 1378.576 | 1399.209 | 1452.022 | 1484.877 | 1553.869 | 1553.194 | 1591.676 | 1619.695 | 1691.09 | 1652.755 | 1652.579 | 1687.045 | 1687.485 | 1726.53 | 1760.64 | 1833.177 | 1842.776 | 1876.639 | 1744.05 | 1813.248 | 1805.182 | 1801.804 | 1852.631 | 1883.809 | 1880.69 | 1877.34 | 1873.032 | 1869.372 | 1866.247 | 1864.367 | 1863.581 | 1863.773 | 1864.854 | 1866.616 | 1869.363 | 1874.382 | 1880.625 | 1886.871 | 1893.315 | 1900.123 | 1906.691 | 1913.778 | 1921.01 | 1928.93
SaEC | High End-Retail | 339.9766 | 321.4537 | 337.7784 | 335.0821 | 384.6131 | 355.9203 | 366.1782 | 367.7901 | 386.1371 | 393.1125 | 410.9613 | 412.3388 | 424.9413 | 426.8464 | 445.5158 | 435.9026 | 437.0164 | 449.6483 | 447.8897 | 456.3247 | 447.5114 | 473.5905 | 500.7044 | 467.936 | 482.5701 | 492.0636 | 475.4771 | 484.4705 | 508.9987 | 522.4292 | 531.0411 | 537.6086 | 540.5207 | 543.5254 | 546.587 | 549.9325 | 553.5449 | 557.3872 | 561.4534 | 565.6973 | 570.7559 | 579.7537 | 590.4017 | 599.9849 | 609.2817 | 618.5108 | 626.4172 | 634.7625 | 642.7559 | 651.654
SaEC | Anchor-Retail | 811.3716 | 706.565 | 729.4255 | 725.0879 | 874.7069 | 789.5076 | 819.4608 | 784.9062 | 874.0621 | 864.5369 | 909.7596 | 924.2966 | 980.0997 | 921.2485 | 962.3094 | 947.0984 | 963.3351 | 1028.312 | 1002.169 | 1000.47 | 985.0856 | 1044.244 | 1101.911 | 1039.032 | 1051.093 | 1084.302 | 1045.609 | 1046.066 | 1078.405 | 1098.046 | 1099.304 | 1100.126 | 1099.682 | 1099.768 | 1100.289 | 1101.61 | 1103.64 | 1106.298 | 1109.566 | 1113.296 | 1117.819 | 1124.659 | 1132.659 | 1140.433 | 1148.303 | 1156.385 | 1164.065 | 1172.181 | 1180.335 | 1189.165
SaEC | K-12 | 768.2005 | 786.0493 | 843.5522 | 843.5522 | 920.1934 | 883.4114 | 898.5052 | 970.6917 | 925.0879 | 969.6951 | 1033.939 | 1007.591 | 998.0362 | 1084.379 | 1134.496 | 1097.01 | 1085.463 | 1073.71 | 1103.605 | 1151.925 | 1201.402 | 1222.641 | 1175.248 | 1265.952 | 1144.558 | 1148.551 | 1193.049 | 1190.688 | 1224.805 | 1247.053 | 1245.084 | 1241.961 | 1238.884 | 1236.026 | 1234.157 | 1232.671 | 1231.535 | 1230.726 | 1230.237 | 1230.044 | 1230.133 | 1230.504 | 1231.137 | 1231.877 | 1233.011 | 1234.384 | 1235.986 | 1237.813 | 1239.861 | 1242.119
SaEC | University | 910.0527 | 932.5323 | 972.7432 | 968.5522 | 1115.064 | 1044.637 | 1089.127 | 1095.135 | 1125.264 | 1150.586 | 1206.77 | 1212.309 | 1245.809 | 1245.516 | 1297.86 | 1265.387 | 1268.171 | 1316.002 | 1308.47 | 1319.062 | 1331.224 | 1391.3 | 1424.565 | 1425.927 | 1361.723 | 1394.045 | 1378.186 | 1383.44 | 1430.234 | 1461.601 | 1459.164 | 1456.486 | 1458.618 | 1465.227 | 1470.452 | 1476.973 | 1482.159 | 1490.161 | 1500.254 | 1510.243 | 1522.362 | 1535.954 | 1550.111 | 1564.976 | 1580.23 | 1594.33 | 1610.549 | 1625.398 | 1640.69 | 1657.304
SaEC | Warehouse | 388.3939 | 424.7362 | 474.238 | 483.9977 | 517.585 | 522.1278 | 534.2907 | 608.0891 | 562.3681 | 626.6412 | 684.9941 | 681.4477 | 674.531 | 808.9097 | 862.6318 | 854.3961 | 833.0596 | 799.062 | 845.926 | 916.9016 | 943.5106 | 968.1312 | 961.014 | 969.9173 | 936.5233 | 947.2218 | 958.5013 | 962.7523 | 1001.92 | 1035.464 | 1049.417 | 1062.878 | 1068.25 | 1073.097 | 1076.446 | 1080.191 | 1084.307 | 1088.753 | 1095.661 | 1103.498 | 1111.4 | 1118.409 | 1124.386 | 1130.036 | 1136.483 | 1143.149 | 1149.996 | 1157.024 | 1164.226 | 1171.59
SaEC | Supermarket | 1322.333 | 1220.955 | 1306.536 | 1294.49 | 1413.159 | 1341.12 | 1365.592 | 1439.83 | 1424.238 | 1491.969 | 1553.107 | 1536.108 | 1535.317 | 1651.729 | 1723.622 | 1676.729 | 1650.498 | 1629.044 | 1656.272 | 1703.369 | 1707.214 | 1750.722 | 1730.982 | 1785.933 | 1726.671 | 1707.977 | 1751.996 | 1757.165 | 1815.261 | 1839.001 | 1828.77 | 1799.686 | 1771.958 | 1747.757 | 1726.79 | 1709.148 | 1694.462 | 1682.393 | 1672.751 | 1665.239 | 1659.67 | 1655.84 | 1653.563 | 1652.153 | 1652.623 | 1654.204 | 1656.819 | 1660.361 | 1664.732 | 1669.815
SaEC | MiniMart | 407.3271 | 610.6975 | 658.2064 | 651.3775 | 694.9883 | 667.6143 | 677.5205 | 728.5756 | 702.4326 | 746.014 | 773.476 | 761.1958 | 750.1172 | 832.2391 | 867.9073 | 842.3798 | 823.9156 | 799.3552 | 821.4244 | 852.4837 | 839.8126 | 898.5215 | 943.106 | 924.4722 | 872.0256 | 941.7561 | 901.9422 | 892.7675 | 914.134 | 923.7867 | 917.5492 | 899.6547 | 879.8834 | 862.5479 | 846.6545 | 832.3215 | 819.7493 | 808.8454 | 799.7662 | 792.3484 | 786.6555 | 783.4904 | 781.4608 | 779.8175 | 779.2844 | 778.9609 | 778.5374 | 778.7363 | 779.3615 | 780.3651
SaEC | Restaurant | 633.2357 | 647.6846 | 674.2966 | 666.1196 | 753.8394 | 707.034 | 725.0879 | 726.6705 | 741.6764 | 751.4361 | 784.0563 | 787.1922 | 800.6741 | 806.4772 | 836.9578 | 810.0234 | 823.7104 | 852.0515 | 866.5005 | 911.7748 | 890.5308 | 935.9693 | 972.9423 | 937.824 | 952.9922 | 968.8673 | 950.1541 | 948.3782 | 977.741 | 993.1386 | 988.1067 | 976.5285 | 965.2523 | 955.3591 | 946.8265 | 939.7938 | 934.2007 | 929.9191 | 926.8472 | 924.8557 | 923.8888 | 924.7619 | 926.9733 | 929.9834 | 933.8062 | 938.3477 | 942.8232 | 947.8892 | 953.1245 | 959.1605
SaEC | Lodging | 836.0786 | 850.7914 | 923.7397 | 933.5288 | 1070.34 | 1000.293 | 1013.247 | 1028.253 | 1042.819 | 1059.672 | 1131.272 | 1147.186 | 1198.505 | 1224.648 | 1298.007 | 1265.768 | 1253.781 | 1278.282 | 1282.591 | 1321.626 | 1330.173 | 1392.197 | 1422.327 | 1393.988 | 1364.918 | 1395.802 | 1377.485 | 1381.681 | 1436.19 | 1463.32 | 1459.328 | 1454.61 | 1451.122 | 1448.903 | 1450.013 | 1452.354 | 1455.805 | 1460.261 | 1465.613 | 1471.753 | 1478.649 | 1492.087 | 1508.806 | 1527.144 | 1546.135 | 1566.388 | 1584.206 | 1601.824 | 1619.4 | 1638.327
SaEC | Hospital | 574.0328 | 586.7233 | 600.1172 | 601.8757 | 729.2204 | 661.8406 | 698.1242 | 662.9542 | 732.1512 | 720.1641 | 752.5498 | 772.5967 | 822.5088 | 774.5603 | 812.6904 | 802.0808 | 814.4783 | 875.8499 | 853.3118 | 861.9835 | 824.9029 | 893.5562 | 989.882 | 893.0594 | 921.392 | 945.8071 | 901.674 | 910.8339 | 958.9634 | 1000.672 | 1031.569 | 1057.294 | 1081.011 | 1101.109 | 1117.125 | 1131.175 | 1144.597 | 1156.504 | 1169.164 | 1182.778 | 1198.82 | 1217.663 | 1238.622 | 1257.931 | 1277.75 | 1296.821 | 1314.181 | 1331.528 | 1348.675 | 1365.934
SaEC | OtherHealth | 1007.943 | 1027.081 | 1060.991 | 1067.614 | 1277.462 | 1164.39 | 1215.299 | 1182.562 | 1277.667 | 1260.434 | 1332.884 | 1351.29 | 1425.586 | 1372.157 | 1443.523 | 1420.604 | 1448.3 | 1544.695 | 1524.941 | 1545.43 | 1585.421 | 1630.69 | 1637.062 | 1662.544 | 1581.696 | 1609.218 | 1613.369 | 1619.963 | 1685.685 | 1742.47 | 1779.421 | 1811.258 | 1838.562 | 1861.278 | 1880.203 | 1897.414 | 1914.072 | 1929.622 | 1946.719 | 1965.527 | 1987.687 | 2014.652 | 2044.446 | 2072.693 | 2102.217 | 2130.757 | 2157.504 | 2184.268 | 2211.286 | 2238.808
SaEC | Assembly | 1252.433 | 1283.617 | 1359.467 | 1340.827 | 1468.611 | 1410.727 | 1442.673 | 1518.435 | 1477.901 | 1545.399 | 1636.372 | 1629.865 | 1655.744 | 1814.83 | 1935.639 | 1900.058 | 1892.204 | 1876.465 | 1935.844 | 1993.31 | 2027.166 | 2113.955 | 2106.794 | 2167.221 | 2012.546 | 2081.293 | 2083.7 | 2100.51 | 2203.699 | 2259.298 | 2258.511 | 2255.741 | 2253.284 | 2255.125 | 2255.094 | 2259.179 | 2261.848 | 2265.666 | 2270.906 | 2284.697 | 2300.49 | 2323.309 | 2355.568 | 2393.9 | 2438.698 | 2480.124 | 2525.053 | 2566.853 | 2609.405 | 2653.482
SaEC | Other | 1839.625 | 1879.162 | 1975.938 | 1951.436 | 2186.635 | 2075.557 | 2129.162 | 2197.597 | 2194.402 | 2262.896 | 2407.034 | 2408.704 | 2480.803 | 2638.013 | 2815.387 | 2770.076 | 2764.83 | 2806.917 | 2851.992 | 2903.547 | 3032.003 | 3084.873 | 2971.082 | 3114.307 | 2917.61 | 2902.883 | 2989.746 | 2992.463 | 3083.583 | 3161.285 | 3185.731 | 3200.442 | 3211.346 | 3228.561 | 3239.647 | 3251.357 | 3260.074 | 3277.17 | 3297.414 | 3320.274 | 3345.821 | 3374.659 | 3405.188 | 3436.046 | 3470.578 | 3504.809 | 3537.898 | 3570.905 | 3603.556 | 3637.437
SaEC | Food & Tobacco | 911.0193 | 973.8657 | 1080.044 | 986.2433 | 1042.079 | 1196.142 | 1027.307 | 1116.354 | 1108.751 | 1124.253 | 820.5357 | 890.2309 | 1163.85 | 1332.305 | 1166.331 | 958.787 | 692.0515 | 824.1373 | 942.747 | 1063.321 | 894.7189 | 732.3677 | 629.4109 | 796.4371 | 891.8066 | 1104.536 | 1160.019 | 940.5995 | 830.2157 | 869.4954 | 892.774 | 916.1778 | 939.6976 | 963.3254 | 987.0531 | 1010.873 | 1034.778 | 1058.761 | 1082.817 | 1106.939 | 1131.121 | 1155.359 | 1179.648 | 1203.982 | 1228.358 | 1252.771 | 1277.218 | 1301.694 | 1326.198 | 1350.726
SaEC | Textiles | 44.6342 | 43.9108 | 51.7013 | 55.9501 | 76.3195 | 95.6217 | 71.5218 | 78.5059 | 72.3298 | 66.4021 | 43.0206 | 46.9916 | 63.4677 | 73.8664 | 62.1374 | 47.1586 | 34.6941 | 42.9193 | 47.297 | 54.4315 | 45.2115 | 36.2661 | 31.7291 | 40.3648 | 44.8385 | 55.6076 | 58.5667 | 73.3704 | 68.331 | 69.2756 | 68.9109 | 68.5634 | 68.2331 | 67.9196 | 67.6228 | 67.3422 | 67.0774 | 66.8281 | 66.5938 | 66.3738 | 66.1678 | 65.975 | 65.7951 | 65.6273 | 65.4711 | 65.3259 | 65.191 | 65.0661 | 64.9504 | 64.8435
SaEC | Apparel | 39.0549 | 40.9813 | 51.6987 | 41.9602 | 45.7889 | 53.5468 | 64.3673 | 85.3341 | 72.3267 | 82.2124 | 57.3582 | 37.5924 | 45.8383 | 55.4009 | 49.0536 | 37.3962 | 26.983 | 33.7189 | 39.1343 | 44.706 | 37.1322 | 29.7421 | 25.9774 | 33.1205 | 36.7886 | 45.6183 | 48.0478 | 25.0907 | 22.197 | 22.5005 | 22.3654 | 22.2236 | 22.0757 | 21.9223 | 21.7638 | 21.6007 | 21.4334 | 21.2623 | 21.0877 | 20.91 | 20.7294 | 20.5462 | 20.3607 | 20.173 | 19.9834 | 19.7921 | 19.5992 | 19.4048 | 19.2092 | 19.0124
SaEC | Lumber | 1586.885 | 1647.483 | 1840.118 | 1796.986 | 1949.267 | 1950.043 | 1640.736 | 1773.818 | 1587.272 | 1576.804 | 1158.137 | 1390.639 | 1783.536 | 2015.941 | 1778.448 | 1761.421 | 1379.262 | 1553.326 | 1755.192 | 1966.064 | 1632.602 | 1308.134 | 1142.487 | 1456.793 | 1618.614 | 2007.439 | 2114.916 | 1473.726 | 1364.397 | 1379.217 | 1367.019 | 1354.347 | 1341.25 | 1327.771 | 1313.948 | 1299.815 | 1283.272 | 1263.429 | 1243.518 | 1223.574 | 1203.626 | 1183.703 | 1163.825 | 1144.013 | 1124.282 | 1104.647 | 1085.119 | 1065.708 | 1046.423 | 1027.269
SaEC | Furniture | 63.7304 | 66.8857 | 85.6536 | 86.8404 | 98.4528 | 102.4601 | 95.8815 | 104.9061 | 99.7973 | 94.0855 | 65.6078 | 84.0684 | 108.4456 | 124.4656 | 110.2107 | 84.386 | 60.4948 | 73.7168 | 79.9036 | 89.682 | 75.4669 | 59.3886 | 51.5708 | 67.6574 | 73.1613 | 91.1625 | 96.6971 | 87.8063 | 63.1837 | 67.6058 | 70.7792 | 73.932 | 77.0656 | 80.1813 | 83.28 | 86.236 | 88.9658 | 91.7199 | 94.4959 | 97.2918 | 100.1052 | 102.9343 | 105.7774 | 108.6328 | 111.4991 | 114.375 | 117.2593 | 120.1508 | 123.0488 | 125.9523
SaEC | Paper | 2894.898 | 3113.794 | 3487.25 | 3291.973 | 3550.651 | 3911.547 | 3273.242 | 3336.097 | 3318.041 | 3091.665 | 2160.716 | 2315.277 | 2913.056 | 3279.475 | 2852.04 | 2676.981 | 2060.71 | 2353.007 | 2694.455 | 3070.124 | 2582.377 | 2032.211 | 1764.956 | 2319.169 | 2506.127 | 3123.094 | 3312.669 | 2178.265 | 1631.658 | 1732.357 | 1801.047 | 1858.866 | 1914.652 | 1970.719 | 2027.034 | 2083.571 | 2140.303 | 2197.209 | 2254.267 | 2311.46 | 2368.772 | 2426.19 | 2483.7 | 2541.293 | 2598.96 | 2656.693 | 2714.485 | 2772.329 | 2830.221 | 2888.157
SaEC | Printing | 183.5371 | 209.8627 | 237.3528 | 223.237 | 257.8462 | 280.3983 | 248.94 | 273.3949 | 239.3771 | 256.5589 | 183.7787 | 280.7264 | 362.9778 | 415.3263 | 361.5049 | 271.0157 | 193.2229 | 233.7677 | 265.9906 | 305.4756 | 259.2881 | 207.4998 | 182.365 | 244.2758 | 263.0096 | 332.3921 | 358.7188 | 141.9358 | 107.3089 | 109.2785 | 109.1341 | 108.9622 | 108.7652 | 108.5451 | 108.3039 | 108.0433 | 107.7649 | 107.4703 | 107.1608 | 106.8377 | 106.502 | 106.1548 | 105.7971 | 105.4296 | 105.0533 | 104.6688 | 104.2768 | 103.878 | 103.4728 | 103.0619
SaEC | Chemicals | 1241.896 | 1334.752 | 1408.555 | 1241.377 | 1570.462 | 925.4562 | 759.5449 | 818.4714 | 918.6922 | 795.78 | 618.2726 | 686.4646 | 923.9662 | 1062.176 | 918.5469 | 745.4817 | 546.3576 | 646.8156 | 736.4671 | 843.3939 | 714.9606 | 572.2002 | 501.2635 | 675.1713 | 726.0591 | 920.1483 | 995.5364 | 1120.84 | 1090.969 | 1208.855 | 1305.979 | 1403.444 | 1501.18 | 1599.132 | 1655.013 | 1736.365 | 1827.945 | 1923.644 | 2021.007 | 2119.039 | 2217.33 | 2315.704 | 2414.081 | 2512.419 | 2610.693 | 2708.885 | 2806.981 | 2904.969 | 3002.838 | 3100.579
SaEC | Petroleum Products | 1278.33 | 1315.513 | 1333.192 | 1564.833 | 1914.84 | 1558.776 | 1279.732 | 1250.936 | 1270.701 | 1110.509 | 822.3059 | 908.3583 | 1183.01 | 1344.623 | 1162.821 | 907.9186 | 649.4127 | 787.2074 | 897.4128 | 1031.102 | 872.3356 | 692.5524 | 620.0204 | 833.1063 | 897.494 | 1140.959 | 1238.356 | 1631.528 | 1494.173 | 1561.298 | 1599.627 | 1638.172 | 1676.926 | 1715.882 | 1755.031 | 1794.361 | 1833.861 | 1873.519 | 1913.322 | 1953.258 | 1993.314 | 2033.479 | 2073.739 | 2114.082 | 2154.499 | 2194.977 | 2235.507 | 2276.078 | 2316.682 | 2357.31
SaEC | Rubber | 272.5114 | 288.666 | 343.6635 | 390.3718 | 491.7056 | 522.7029 | 493.6406 | 548.8239 | 541.9316 | 536.3422 | 380.3965 | 436.1834 | 561.0129 | 629.1052 | 550.8325 | 406.9007 | 290.9878 | 350.5787 | 399.6989 | 460.7273 | 396.7848 | 315.1817 | 282.0094 | 379.1889 | 400.8492 | 510.6892 | 555.2327 | 524.9161 | 382.1226 | 408.4733 | 427.4438 | 446.4489 | 465.4827 | 484.5404 | 503.6173 | 522.7094 | 541.8127 | 560.9242 | 580.0408 | 599.1602 | 618.2799 | 637.3981 | 656.5131 | 675.6234 | 694.7275 | 713.8246 | 732.9135 | 751.9935 | 771.0636 | 790.1232
SaEC | Leather | 2.7596 | 5.7887 | 3.4115 | 3.4643 | 3.7652 | 3.7725 | 3.5381 | 6.7177 | 6.1826 | 6.2257 | 2.8484 | 3.1043 | 3.4761 | 7.2588 | 6.4299 | 3.0737 | 2.446 | 2.9225 | 3.0888 | 3.703 | 3.1931 | 2.5312 | 2.2751 | 3.064 | 3.2323 | 4.1209 | 4.4847 | 3.4594 | 2.957 | 2.9474 | 2.8795 | 2.8108 | 2.7414 | 2.6713 | 2.6008 | 2.5298 | 2.4584 | 2.3867 | 2.3147 | 2.2424 | 2.17 | 2.0974 | 2.0246 | 1.9518 | 1.8789 | 1.8059 | 1.7329 | 1.6599 | 1.5869 | 1.5139
SaEC | Stone, Clay, etc. | 656.7844 | 735.1894 | 972.2471 | 918.0285 | 1046.704 | 1165.65 | 1043.702 | 1098.359 | 1103.631 | 1045.952 | 754.8104 | 819.5192 | 1060.181 | 1208.643 | 1057.767 | 791.4287 | 568.6843 | 691.1438 | 772.137 | 870.1626 | 750.3148 | 594.7856 | 534.6005 | 719.989 | 759.4977 | 968.2947 | 1053.818 | 928.1417 | 875.4302 | 952.1196 | 1009.484 | 1065.406 | 1121.514 | 1177.786 | 1210.872 | 1258.08 | 1311.005 | 1366.277 | 1422.543 | 1479.255 | 1536.191 | 1593.256 | 1650.411 | 1707.635 | 1764.918 | 1822.255 | 1879.639 | 1937.068 | 1994.538 | 2052.047
SaEC | Aluminum | 14478.52 | 15097.52 | 18528.7 | 18969.75 | 19061.51 | 18990.27 | 19050.37 | 16260.63 | 14500.39 | 15299.08 | 17044.06 | 17893.45 | 17920.23 | 17292.64 | 15458.81 | 1865.51 | 2223.045 | 2821.486 | 2117.553 | 3346.772 | 3643.61 | 5436.4 | 4432.004 | 4359.612 | 5001.17 | 5281.355 | 5868.401 | 6060.956 | 6060.956 | 6060.956 | 83.5862 | 1698.9141 | 2262.0701 | 2270.5691 | 2252.9841 | 2252.9841 | 2252.9841 | 2252.9841 | 2252.9841 | 2230.1241 | 2230.1241 | 2230.1241 | 2230.1241 | 2230.1241 | 2230.1241 | 1946.7131 | 1955.5051 | 1964.2981 | 1972.7981 | 1981.5911
SaEC | Other Primary Metals | 217.7977 | 228.548 | 280.0787 | 284.2783 | 278.2772 | 278.8245 | 279.537 | 234.6861 | 209.854 | 223.7171 | 253.9012 | 263.8554 | 260.1653 | 249.7083 | 224.3957 | 26.1209 | 31.7162 | 40.7992 | 30.8606 | 48.0191 | 42.6613 | 35.0541 | 31.9493 | 40.7573 | 43.4572 | 55.0573 | 60.0543 | 108.9029 | 132.759 | 129.3198 | 123.5047 | 117.8829 | 112.4456 | 107.1836 | 102.0882 | 97.1504 | 92.3617 | 87.7137 | 83.1984 | 78.8082 | 74.5358 | 70.3741 | 66.3166 | 62.357 | 58.4894 | 54.7081 | 51.0081 | 47.3842 | 43.832 | 40.347
SaEC | Fabricated Metals | 427.4497 | 442.9436 | 512.5433 | 588.0974 | 716.1719 | 743.5629 | 603.7783 | 661.9577 | 661.2214 | 656.1011 | 483.0698 | 656.6706 | 850.9399 | 967.1394 | 853.4362 | 643.7825 | 463.9141 | 559.7109 | 629.2863 | 700.5811 | 622.1005 | 512.5395 | 467.6307 | 593.4749 | 634.0361 | 803.3186 | 876.7293 | 890.0468 | 727.5255 | 725.2412 | 709.031 | 692.9999 | 677.1284 | 661.3993 | 645.7971 | 630.3084 | 614.9211 | 599.6243 | 584.4086 | 569.2654 | 554.1872 | 539.167 | 524.1987 | 509.2769 | 494.3966 | 479.5534 | 464.7433 | 449.9628 | 435.2085 | 420.4772
SaEC | Machines & Computer | 399.4757 | 382.1872 | 437.4035 | 474.8029 | 578.8739 | 568.9639 | 498.5061 | 552.7858 | 481.9209 | 530.8936 | 387.2212 | 397.5583 | 507.0433 | 569.1941 | 491.4945 | 371.8588 | 262.6644 | 310.7163 | 345.3652 | 369.9258 | 328.0717 | 270.0287 | 246.2574 | 316.1363 | 335.5804 | 425.0495 | 463.39 | 427.0216 | 353.925 | 356.7822 | 352.8211 | 348.9128 | 345.0553 | 341.2467 | 337.4849 | 333.4712 | 329.3452 | 325.3048 | 321.3449 | 317.4611 | 313.6487 | 309.9036 | 306.2216 | 302.5989 | 299.0318 | 295.517 | 292.0511 | 288.6314 | 285.2548 | 281.9188
SaEC | Electric Equipment | 281.1953 | 272.1019 | 304.0539 | 284.7128 | 335.4719 | 380.993 | 301.0372 | 339.2177 | 315.565 | 363.8938 | 256.4305 | 307.0128 | 399.0985 | 453.054 | 398.0735 | 302.6894 | 214.9739 | 259.5875 | 297.4457 | 340.1758 | 301.7142 | 248.0501 | 225.0221 | 288.928 | 305.6237 | 387.8595 | 423.83 | 279.1602 | 245.5453 | 254.2463 | 258.1488 | 262.0222 | 265.8675 | 269.6859 | 273.4785 | 277.2461 | 280.9899 | 284.7109 | 288.4098 | 292.0876 | 295.7451 | 299.3832 | 303.0024 | 306.6037 | 307.9691 | 309.0362 | 310.0556 | 311.0366 | 311.9877 | 312.9165
SaEC | Transport Equipment | 2386.643 | 2506.556 | 2925.578 | 3131.291 | 4258.27 | 4687.372 | 4317.494 | 4706.316 | 4099.421 | 3948.681 | 2753.496 | 3357.426 | 4305.006 | 4827.606 | 4310.892 | 3435.121 | 2479.849 | 2941.484 | 3334.923 | 3788.663 | 3363.007 | 2756.015 | 2497.479 | 3212.112 | 3411.56 | 4333.142 | 4738.936 | 3369.409 | 3048.436 | 3146.828 | 3185.676 | 3224.774 | 3264.172 | 3303.909 | 3344.016 | 3384.516 | 3425.425 | 3466.752 | 3508.503 | 3550.679 | 3593.275 | 3636.284 | 3679.698 | 3723.503 | 3767.687 | 3812.233 | 3857.129 | 3902.356 | 3947.897 | 3993.737
SaEC | Other Manufacturing | 284.7827 | 307.4958 | 338.7478 | 378.3669 | 449.0551 | 420.0857 | 411.4794 | 444.9248 | 415.8673 | 434.4285 | 305.4751 | 339.1552 | 439.3017 | 506.3759 | 442.1063 | 343.9956 | 246.4022 | 301.4576 | 349.9459 | 400.9876 | 345.6858 | 277.219 | 247.869 | 323.8625 | 348.9832 | 440.405 | 474.8971 | 434.9071 | 381.3914 | 410.0802 | 429.8118 | 449.7151 | 469.7778 | 489.9887 | 501.4341 | 518.3418 | 537.5036 | 557.6313 | 578.2051 | 599.0129 | 619.9661 | 641.0255 | 662.1725 | 683.3965 | 704.6904 | 726.0488 | 747.4672 | 768.9413 | 790.4676 | 812.0425
SaEC | Data Centers | 0 | 0 | 0 | 0 | 0 | 0 | 0 | 0 | 0 | 0 | 0 | 0 | 0 | 0 | 0 | 0 | 0 | 0 | 0 | 0 | 0 | 0 | 0 | 0 | 0 | 0 | 0 | 1878 | 1971.9 | 2070.5 | 2153.3 | 2239.4 | 2306.6 | 2375.8 | 2423.3 | 2471.8 | 2496.5 | 2521.5 | 2546.7 | 2572.2 | 2572.2 | 2572.2 | 2572.2 | 2572.2 | 2572.2 | 2572.2 | 2572.2 | 2572.2 | 2572.2 | 2572.2
SaEC | Agriculture | 1921.742 | 2085.969 | 2181.048 | 2146.474 | 2258.839 | 2253.758 | 2285.576 | 2107.221 | 2295.819 | 2337.347 | 2355.053 | 2387.27 | 2024.605 | 2179.131 | 2369.095 | 2779.385 | 2733.735 | 2600.655 | 2661.773 | 2347.285 | 2091.54 | 2302.81 | 2388.494 | 2407.559 | 2169.571 | 2209.848 | 2463.632 | 1808.13 | 2242.958 | 2359.343 | 2387.448 | 2415.097 | 2444.24 | 2473.836 | 2520.845 | 2554.231 | 2586.964 | 2621.012 | 2654.352 | 2708.96 | 2742.815 | 2775.899 | 2810.196 | 2843.69 | 2897.368 | 2934.219 | 2972.232 | 3010.396 | 3047.704 | 3108.144
SaEC | Passenger | 13.3353 | 14.5076 | 13.5698 | 15.4748 | 15.6213 | 18.5522 | 19.49 | 18.5522 | 18.8746 | 18.1712 | 17.4678 | 18.2298 | 18.1125 | 19.9883 | 18.4642 | 19.3728 | 18.6987 | 42.0867 | 41.7351 | 1.6706 | 1.1137 | 1.143 | 1.143 | 1.143 | 1.143 | 1.143 | 1.143 | 4.6102 | 50.6673 | 79.4346 | 123.1319 | 180.7729 | 250.2831 | 330.6075 | 417.1142 | 512.3802 | 614.6599 | 722.8876 | 836.2959 | 955.1454 | 1078.847 | 1200.997 | 1320.312 | 1435.283 | 1544.72 | 1630.653 | 1713.736 | 1784.611 | 1854.327 | 1903.087
SaEC | Freight | 0 | 0 | 0 | 0 | 0 | 0 | 0 | 0 | 0 | 0 | 0 | 0 | 0 | 0 | 0 | 0 | 0 | 0 | 0 | 0 | 0 | 0 | 0 | 0 | 0 | 0 | 0 | 0 | 0 | 0 | 0 | 0 | 0 | 0 | 0 | 0 | 0 | 0 | 0 | 0 | 0 | 0 | 0 | 0 | 0 | 0 | 0 | 0 | 0 | 0
SaEC | Air Passenger | 0 | 0 | 0 | 0 | 0 | 0 | 0 | 0 | 0 | 0 | 0 | 0 | 0 | 0 | 0 | 0 | 0 | 0 | 0 | 0 | 0 | 0 | 0 | 0 | 0 | 0 | 0 | 0 | 0 | 0 | 0 | 0 | 0 | 0 | 0 | 0 | 0 | 0 | 0 | 0 | 0 | 0 | 0 | 0 | 0 | 0 | 0 | 0 | 0 | 0
SaEC | Air Freight | 0 | 0 | 0 | 0 | 0 | 0 | 0 | 0 | 0 | 0 | 0 | 0 | 0 | 0 | 0 | 0 | 0 | 0 | 0 | 0 | 0 | 0 | 0 | 0 | 0 | 0 | 0 | 0 | 0 | 0 | 0 | 0 | 0 | 0 | 0 | 0 | 0 | 0 | 0 | 0 | 0 | 0 | 0 | 0 | 0 | 0 | 0 | 0 | 0 | 0
SaEC | Off Road | 0 | 0 | 0 | 0 | 0 | 0 | 0 | 0 | 0 | 0 | 0 | 0 | 0 | 0 | 0 | 0 | 0 | 0 | 0 | 0 | 0 | 0 | 0 | 0 | 0 | 0 | 0 | 0 | 0 | 0 | 0 | 0 | 0 | 0 | 0 | 0 | 0 | 0 | 0 | 0 | 0 | 0 | 0 | 0 | 0 | 0 | 0 | 0 | 0 | 0
SaEC | Miscellaneous | 0 | 0 | 0 | 0 | 0 | 0 | 0 | 0 | 0 | 0 | 0 | 0 | 0 | 0 | 0 | 0 | 0 | 0 | 0 | 0 | 0 | 0 | 0 | 0 | 0 | 0 | 0 | 0 | 0 | 0 | 0 | 0 | 0 | 0 | 0 | 0 | 0 | 0 | 0 | 0 | 0 | 0 | 0 | 0 | 0 | 0 | 0 | 0 | 0 | 0
SaEC | Streetlighting | 1131.418 | 1133.118 | 1138.365 | 1144.138 | 1150.146 | 1179.601 | 1179.807 | 1175.322 | 1166.969 | 1271.014 | 1285.727 | 1273.535 | 1254.015 | 1257.239 | 1323.007 | 1360.932 | 1382.21 | 1400.469 | 1416.911 | 1458.675 | 1458.734 | 1457.562 | 1455.745 | 1458.089 | 1459.408 | 1460.199 | 1462.515 | 1464.508 | 1466.208 | 1467.731 | 1469.021 | 1470.164 | 1471.102 | 1471.981 | 1472.743 | 1473.388 | 1473.945 | 1474.326 | 1474.59 | 1474.795 | 1474.824 | 1474.795 | 1474.648 | 1474.385 | 1473.974 | 1473.828 | 1473.564 | 1473.242 | 1472.919 | 1472.567
SaEC | Electric Power Generation | 0 | 0 | 0 | 0 | 0 | 0 | 0 | 0 | 0 | 0 | 0 | 0 | 0 | 0 | 0 | 0 | 0 | 0 | 0 | 0 | 0 | 0 | 0 | 0 | 0 | 0 | 0 | 0 | 0 | 0 | 0 | 0 | 0 | 0 | 0 | 0 | 0 | 0 | 0 | 0 | 0 | 0 | 0 | 0 | 0 | 0 | 0 | 0 | 0 | 0
SaEC | Solid Waste | 0 | 0 | 0 | 0 | 0 | 0 | 0 | 0 | 0 | 0 | 0 | 0 | 0 | 0 | 0 | 0 | 0 | 0 | 0 | 0 | 0 | 0 | 0 | 0 | 0 | 0 | 0 | 0 | 0 | 0 | 0 | 0 | 0 | 0 | 0 | 0 | 0 | 0 | 0 | 0 | 0 | 0 | 0 | 0 | 0 | 0 | 0 | 0 | 0 | 0
SaEC | Waste Water | 0 | 0 | 0 | 0 | 0 | 0 | 0 | 0 | 0 | 0 | 0 | 0 | 0 | 0 | 0 | 0 | 0 | 0 | 0 | 0 | 0 | 0 | 0 | 0 | 0 | 0 | 0 | 0 | 0 | 0 | 0 | 0 | 0 | 0 | 0 | 0 | 0 | 0 | 0 | 0 | 0 | 0 | 0 | 0 | 0 | 0 | 0 | 0 | 0 | 0
SaEC | Incineration | 0 | 0 | 0 | 0 | 0 | 0 | 0 | 0 | 0 | 0 | 0 | 0 | 0 | 0 | 0 | 0 | 0 | 0 | 0 | 0 | 0 | 0 | 0 | 0 | 0 | 0 | 0 | 0 | 0 | 0 | 0 | 0 | 0 | 0 | 0 | 0 | 0 | 0 | 0 | 0 | 0 | 0 | 0 | 0 | 0 | 0 | 0 | 0 | 0 | 0
SaEC | Land Use | 0 | 0 | 0 | 0 | 0 | 0 | 0 | 0 | 0 | 0 | 0 | 0 | 0 | 0 | 0 | 0 | 0 | 0 | 0 | 0 | 0 | 0 | 0 | 0 | 0 | 0 | 0 | 0 | 0 | 0 | 0 | 0 | 0 | 0 | 0 | 0 | 0 | 0 | 0 | 0 | 0 | 0 | 0 | 0 | 0 | 0 | 0 | 0 | 0 | 0
SaEC | Aluminum prior to Alcoa idling in2016 | 14478.52 | 15097.52 | 18528.7 | 18969.75 | 19061.51 | 18990.27 | 19050.37 | 16260.63 | 14500.39 | 15299.08 | 17044.06 | 17893.45 | 17920.23 | 17292.64 | 15458.81 | 1865.51 | 2223.045 | 2821.486 | 2117.553 | 3346.772 | 3643.61 | 5436.4 | 4432.004 | 4359.612 | 5001.17 | 5281.355 | 5868.401 | 6060.956 | 6060.956 | 6060.956 | 6070.334 | 6060.956 | 6070.042 | 6078.541 | 6060.956 | 6060.956 | 6060.956 | 6060.956 | 6060.956 | 6038.096 | 6038.096 | 6038.096 | 6038.096 | 6038.096 | 6038.096 | 5754.685 | 5763.477 | 5772.27 | 5780.77 | 5789.563
| Adjustment to DSI aMW | 0 | 0 | 0 | 0 | 0 | 0 | 0 | 0 | 0 | 0 | 0 | 0 | 0 | 0 | 0 | 0 | 0 | 0 | 0 | 0 | 0 | 0 | 0 | 0 | 0 | 0 | 0 | 0 | 0 | 0 | -683.4187 | -497.95 | -434.7 | -434.7 | -434.7 | -434.7 | -434.7 | -434.7 | -434.7 | -434.7 | -434.7 | -434.7 | -434.7 | -434.7 | -434.7 | -434.7 | -434.7 | -434.7 | -434.7 | -434.7

## Price-effect Region Forecasts
go back
In this tab you will find the total and sectoral forecasts for Demand for the draft &th Plan.
The price-effect forecast identified in the scenario column, is the Council's official forecast.
BaseCase | is the scenario name.
Engine | is the model name.
This is the Electricity Review (including Western Montana portion of loads) for Northwest
Year |  | 1986 | 1987 | 1988 | 1989 | 1990 | 1991 | 1992 | 1993 | 1994 | 1995 | 1996 | 1997 | 1998 | 1999 | 2000 | 2001 | 2002 | 2003 | 2004 | 2005 | 2006 | 2007 | 2008 | 2009 | 2010 | 2011 | 2012 | 2013 | 2014 | 2015 | 2016 | 2017 | 2018 | 2019 | 2020 | 2021 | 2022 | 2023 | 2024 | 2025 | 2026 | 2027 | 2028 | 2029 | 2030 | 2031 | 2032 | 2033 | 2034 | 2035
Northwest Average Day Loads (MWa) |  | 1986 | 1987 | 1988 | 1989 | 1990 | 1991 | 1992 | 1993 | 1994 | 1995 | 1996 | 1997 | 1998 | 1999 | 2000 | 2001 | 2002 | 2003 | 2004 | 2005 | 2006 | 2007 | 2008 | 2009 | 2010 | 2011 | 2012 | 2013 | 2014 | 2015 | 2016 | 2017 | 2018 | 2019 | 2020 | 2021 | 2022 | 2023 | 2024 | 2025 | 2026 | 2027 | 2028 | 2029 | 2030 | 2031 | 2032 | 2033 | 2034 | 2035
LDCClass | Annual | 18202.05 | 18684.07 | 19776.83 | 20614.62 | 20857.81 | 21187.67 | 20739.3 | 21025.9 | 20803.88 | 21086.11 | 21767.47 | 21520.94 | 21839.29 | 22314.71 | 22383.33 | 19258.71 | 19795.59 | 19948.12 | 20142.97 | 20811.35 | 20465.01 | 20618.16 | 21294.9 | 20873.66 | 20295.21 | 21038.68 | 20616.8 | 20488.06 | 20751.12 | 21049.01 | 21163.92 | 21267.32 | 21458.64 | 21577.1 | 21682.14 | 21810.09 | 21952.52 | 22106.87 | 22276.4 | 22464.79 | 22662.48 | 22878.41 | 23107.97 | 23336.06 | 23577.36 | 23781.52 | 24018.06 | 24253.96 | 24493.31 | 24736.85
LDCClass | January | 20367.39 | 20762.38 | 22065.42 | 23217.22 | 23125 | 23705.53 | 22869.12 | 23902.12 | 23014.86 | 23555.76 | 24527 | 24067.83 | 24374.83 | 25279.39 | 25359.32 | 21824.98 | 22471.05 | 22358.24 | 22746.79 | 23918.18 | 22887.86 | 22927.77 | 23880.37 | 23335.45 | 22772 | 23716.41 | 22969.62 | 23042.23 | 23272.47 | 23615.1 | 23738.21 | 23849.47 | 24056.37 | 24166.64 | 24259.05 | 24384.34 | 24524.51 | 24676.54 | 24844.59 | 25028.56 | 25227.23 | 25444.18 | 25673.45 | 25900.83 | 26138.26 | 26340.02 | 26575.3 | 26807.85 | 27044.55 | 27279.86
LDCClass | February | 19633.33 | 20038.86 | 21280.68 | 22362.3 | 22289.01 | 22847.1 | 22077.21 | 23049.34 | 22216.03 | 22760.16 | 23622.32 | 23214.5 | 23525.32 | 24367.01 | 24424.19 | 20937.91 | 21513.58 | 21464.41 | 21826.99 | 22944.55 | 21159.84 | 21158.26 | 21947.41 | 21445.2 | 20945.04 | 21788.46 | 21158.68 | 21221.18 | 21406.88 | 21747.95 | 21871.19 | 21981.75 | 22182.53 | 22291.44 | 22381.71 | 22500.33 | 22633.08 | 22776.95 | 22935.84 | 23109.32 | 23296.18 | 23500.39 | 23716.77 | 23931.35 | 24155 | 24343.35 | 24564.56 | 24783.3 | 25005.59 | 25226.48
LDCClass | March | 18609.29 | 19044.62 | 20210.67 | 21179.98 | 21210.18 | 21671.61 | 21027.48 | 21791.29 | 21121.74 | 21637.11 | 22382.67 | 22059.07 | 22397.84 | 23098.47 | 23135.49 | 19711.5 | 20236.2 | 20272.81 | 20566.17 | 21575.67 | 20033.14 | 19990.68 | 20697.01 | 20196.88 | 19731.43 | 20524.32 | 19959.41 | 20028.73 | 20217.76 | 20575.74 | 20705.65 | 20819.62 | 21019.76 | 21127.13 | 21214.37 | 21324.72 | 21448.61 | 21583.27 | 21732.7 | 21896.29 | 22072.62 | 22266.58 | 22473.33 | 22678.5 | 22892.45 | 23070.93 | 23281.96 | 23491.26 | 23703.7 | 23915.19
LDCClass | April | 17199.85 | 17650.51 | 18737.84 | 19596.24 | 19679.24 | 20050.85 | 19529.91 | 20044.81 | 19553.47 | 19949.01 | 20606.51 | 20326.7 | 20597.06 | 21232.6 | 21272.15 | 18130.52 | 18591.98 | 18620.37 | 18875.62 | 19694.77 | 19197.77 | 19178.99 | 19858.58 | 19385.44 | 18889.56 | 19636.9 | 19156.98 | 19139.84 | 19341.55 | 19688.04 | 19798.69 | 19897.2 | 20078.84 | 20168.97 | 20242.9 | 20337.94 | 20446.21 | 20565.8 | 20699.78 | 20849.2 | 21008.92 | 21185.45 | 21374.6 | 21562.65 | 21760.73 | 21924.21 | 22118.95 | 22313.07 | 22510.26 | 22708.8
LDCClass | May | 16599.72 | 17163.68 | 18150.51 | 18828.67 | 19139.83 | 19352.86 | 19120.64 | 19086.7 | 19096.03 | 19272.23 | 19750.32 | 19601.48 | 19805.93 | 20231.21 | 20283.1 | 17461.25 | 17895.62 | 18057.83 | 18216.02 | 18635.15 | 19309.88 | 19483.05 | 20112.27 | 19666.87 | 19096.02 | 19772.58 | 19487.15 | 19206.6 | 19503.86 | 19842.46 | 19956.01 | 20057.28 | 20240.54 | 20349.88 | 20448.78 | 20563.42 | 20691.79 | 20831.98 | 20986.29 | 21161.72 | 21341.97 | 21539.64 | 21750.91 | 21961.01 | 22186.57 | 22374.1 | 22592.42 | 22811.4 | 23033.28 | 23263.21
LDCClass | June | 17415.8 | 18043.79 | 19025.66 | 19657.21 | 20123.63 | 20269.11 | 20160.91 | 19838.04 | 20129.43 | 20187.37 | 20641.2 | 20544.04 | 20736.25 | 21028.49 | 21099.84 | 18331.64 | 18809.08 | 19070.76 | 19169.75 | 19398.4 | 19086.47 | 19467.11 | 20007.79 | 19614.75 | 19054.93 | 19671.88 | 19552.05 | 19103.04 | 19433.05 | 19747.37 | 19859.78 | 19960.92 | 20146.73 | 20282.21 | 20410.5 | 20551.14 | 20706.17 | 20873.37 | 21055.07 | 21261.43 | 21469.5 | 21696.12 | 21937.54 | 22177.46 | 22436.42 | 22653.6 | 22902.83 | 23153.29 | 23406.39 | 23671.78
LDCClass | July | 18309.7 | 18866.52 | 19818.01 | 20393.43 | 21203.56 | 21256.89 | 21202.54 | 20461.94 | 21269.6 | 21097.27 | 21651.9 | 21611.66 | 22044.4 | 21856.93 | 21981.26 | 19244.52 | 19840.76 | 20406.47 | 20324.15 | 20300.76 | 20241.9 | 20512.08 | 20945.01 | 20731.98 | 19873.65 | 20536.91 | 20420.34 | 20059.29 | 20492.24 | 20679.79 | 20812.88 | 20934.8 | 21142.64 | 21297.53 | 21443.81 | 21601.75 | 21774.64 | 21960.31 | 22161.41 | 22388.45 | 22618.41 | 22868.62 | 23135.34 | 23400.91 | 23686.92 | 23930.6 | 24207.1 | 24485.45 | 24766.86 | 25061.26
LDCClass | August | 17686.52 | 18236.47 | 19163.82 | 19722.09 | 20511.67 | 20569.05 | 20500.33 | 19820.42 | 20559.5 | 20425.08 | 20922.81 | 20886.23 | 21347.27 | 21181.06 | 21304.57 | 18614.04 | 19167.4 | 19742.49 | 19688.44 | 19738.63 | 20440.38 | 20709.46 | 21172.83 | 20969.57 | 20157.33 | 20843.35 | 20698.49 | 20288.19 | 20669.76 | 20871.27 | 20987.19 | 21094.12 | 21285.8 | 21427.25 | 21561.33 | 21708.88 | 21872.03 | 22048.44 | 22240.84 | 22458.66 | 22680.87 | 22923.43 | 23182.32 | 23440.4 | 23718.14 | 23956.29 | 24226.72 | 24499.11 | 24775.07 | 25063.24
LDCClass | September | 16432.92 | 16944.59 | 17885.94 | 18506.69 | 18999.26 | 19158.81 | 18933.24 | 18751.74 | 18961.31 | 19089.61 | 19576.1 | 19475.13 | 19889.71 | 20023.38 | 20083.65 | 17196.45 | 17663.75 | 18045.32 | 18100.88 | 18498.72 | 19511.54 | 19804.21 | 20330.87 | 20016.72 | 19437.38 | 20052.15 | 19785.46 | 19537.96 | 19784.87 | 20036.91 | 20133.46 | 20220.47 | 20392.91 | 20519.78 | 20636.47 | 20776.61 | 20931.64 | 21099.14 | 21281.89 | 21484.34 | 21695.15 | 21924.42 | 22168 | 22410.37 | 22666.67 | 22886.98 | 23138.75 | 23390.96 | 23646.78 | 23908.42
LDCClass | October | 16720.32 | 17215.53 | 18237.19 | 18990.17 | 19216 | 19510.26 | 19116.79 | 19414.47 | 19145.2 | 19487.68 | 20065.37 | 19855.73 | 20185.15 | 20652.96 | 20696.5 | 17598.19 | 18042.61 | 18214.31 | 18404.8 | 19111.42 | 19981.79 | 20194.91 | 20859.87 | 20413.54 | 19939.96 | 20613.64 | 20188.92 | 20085.82 | 20290.9 | 20581.38 | 20682.48 | 20772.26 | 20948.5 | 21064.74 | 21168.12 | 21298.99 | 21444.59 | 21601.97 | 21774.45 | 21964.09 | 22164.33 | 22382.39 | 22613.61 | 22843.23 | 23084.3 | 23290.36 | 23528.03 | 23764.65 | 24004.86 | 24247.61
LDCClass | November | 18451.36 | 18889.19 | 20051.95 | 21015.6 | 21050.49 | 21494.29 | 20866.7 | 21587.82 | 20951.56 | 21428.04 | 22208.97 | 21873.29 | 22181.79 | 22889.91 | 22932.94 | 19562.43 | 20108.67 | 20119.14 | 20408.38 | 21376.35 | 21273.7 | 21448.34 | 22267.64 | 21772.45 | 21283.53 | 22066.86 | 21473.92 | 21489.52 | 21693.91 | 22000.92 | 22100.91 | 22189.58 | 22371.07 | 22476.44 | 22567.03 | 22689.81 | 22827.91 | 22977.89 | 23143.61 | 23325.51 | 23520.69 | 23733.99 | 23959.88 | 24183.91 | 24418.14 | 24617.19 | 24849.45 | 25079.46 | 25313.47 | 25547.46
LDCClass | December | 21030.16 | 21380.27 | 22729.88 | 23956.13 | 23768.88 | 24404.36 | 23484.39 | 24632.72 | 23647.75 | 24186.96 | 25303.72 | 24774.81 | 25021.61 | 26001.88 | 26090.71 | 22530.5 | 23243.32 | 23025.03 | 23421 | 24612.01 | 22433.09 | 22512.29 | 23434.77 | 22903.15 | 22343.45 | 23225.28 | 22522.38 | 22638.79 | 22880.89 | 23180.95 | 23299.96 | 23409.12 | 23616.32 | 23729.99 | 23826.72 | 23956.85 | 24101.45 | 24257.7 | 24429.79 | 24617.52 | 24819.82 | 25039.98 | 25272.34 | 25502.63 | 25742.89 | 25946.79 | 26184.74 | 26419.66 | 26658.64 | 26895.94
Northwest Peak Day Loads (MW) |  | 1986 | 1987 | 1988 | 1989 | 1990 | 1991 | 1992 | 1993 | 1994 | 1995 | 1996 | 1997 | 1998 | 1999 | 2000 | 2001 | 2002 | 2003 | 2004 | 2005 | 2006 | 2007 | 2008 | 2009 | 2010 | 2011 | 2012 | 2013 | 2014 | 2015 | 2016 | 2017 | 2018 | 2019 | 2020 | 2021 | 2022 | 2023 | 2024 | 2025 | 2026 | 2027 | 2028 | 2029 | 2030 | 2031 | 2032 | 2033 | 2034 | 2035
LDCClass | Annual | 27515.29 | 28240.55 | 29885.44 | 31150.32 | 31514.69 | 32020.75 | 31340.33 | 31775.05 | 31440.38 | 31840.01 | 36118 | 33292 | 35971 | 30753.01 | 31910 | 30215 | 28883.01 | 29394.59 | 32936.32 | 32971.36 | 31003.16 | 31854.51 | 33632.76 | 35316.29 | 32060.22 | 31576.64 | 29570.36 | 29594.76 | 29883.97 | 30351.43 | 30515.67 | 30657.69 | 30884.84 | 30990.94 | 31074.34 | 31193.63 | 31330.17 | 31480.28 | 31650.3 | 31840.01 | 32048.54 | 32281.88 | 32533.11 | 32783.44 | 33049.98 | 33278.63 | 33550.54 | 33821.8 | 34098.37 | 34379.72
LDCClass | January | 27515.29 | 28240.55 | 29885.44 | 31150.32 | 31514.69 | 32020.75 | 31340.33 | 31775.05 | 31440.38 | 31840.01 | 35940 | 33292 | 32086.01 | 30406.01 | 31460.99 | 30215 | 28883.01 | 27830.71 | 32936.32 | 31400.89 | 27324.09 | 31854.51 | 32677.31 | 31267.87 | 27907.34 | 31576.64 | 29570.36 | 29594.76 | 29883.97 | 30351.43 | 30515.67 | 30657.69 | 30884.84 | 30990.94 | 31074.34 | 31193.63 | 31330.17 | 31480.28 | 31650.3 | 31840.01 | 32048.54 | 32281.88 | 32533.11 | 32783.44 | 33049.98 | 33278.63 | 33550.54 | 33821.8 | 34098.37 | 34379.72
LDCClass | February | 27408.12 | 28130.57 | 29769.04 | 31029 | 31391.96 | 31896.05 | 31218.28 | 31651.3 | 31317.93 | 31715.99 | 36118 | 31131 | 28893 | 30745 | 29944.01 | 29750 | 27489 | 29394.59 | 28232.53 | 29801.7 | 30319.46 | 29791.13 | 28877.87 | 28914.95 | 27532.53 | 31227.71 | 28059.47 | 28069.14 | 28299.28 | 28738.22 | 28895.52 | 29032.07 | 29254.23 | 29373.58 | 29469.71 | 29598.91 | 29745.17 | 29903.75 | 30080.66 | 30275.93 | 30488.37 | 30724.01 | 30977.06 | 31228.87 | 31495.99 | 31724.18 | 31996.3 | 32267.42 | 32543.34 | 32823.8
LDCClass | March | 24836.34 | 25491.01 | 26975.73 | 28117.47 | 28446.37 | 28903.16 | 28288.97 | 28681.38 | 28379.28 | 28740 | 30091 | 28891 | 29310.99 | 29369 | 28635 | 26185 | 27016 | 25962.86 | 25825.21 | 25045.04 | 27283.61 | 27353.4 | 27372.17 | 29698.86 | 26957.91 | 27396.69 | 27955 | 27976.62 | 28234.46 | 28674.98 | 28834.45 | 28973.53 | 29197.37 | 29319.22 | 29416.47 | 29544.11 | 29688.27 | 29844.79 | 30019.6 | 30212.44 | 30422.53 | 30655.9 | 30906.58 | 31156.02 | 31420.46 | 31645.69 | 31914.79 | 32183.19 | 32456.37 | 32734.02
LDCClass | April | 22594.67 | 23190.25 | 24540.97 | 25579.65 | 25878.86 | 26294.42 | 25735.68 | 26092.67 | 25817.86 | 26146 | 25281 | 26886.01 | 26437 | 27646 | 26861 | 24897 | 23854 | 24861.49 | 23869.1 | 25126.98 | 24351.26 | 25548.25 | 27754.34 | 25371.86 | 25118.24 | 25834.93 | 24576.72 | 24534.33 | 24789.8 | 25178.88 | 25305.64 | 25417.94 | 25614.29 | 25722.89 | 25810.5 | 25922.33 | 26048.92 | 26186.59 | 26340.09 | 26510.97 | 26695.14 | 26899.92 | 27120.66 | 27340.28 | 27574.47 | 27768.54 | 28005.53 | 28243.16 | 28484.79 | 28732.58
LDCClass | May | 20319.31 | 20854.9 | 22069.6 | 23003.69 | 23272.77 | 23646.48 | 23144.01 | 23465.03 | 23217.9 | 23513 | 25444 | 25164.99 | 24240.01 | 26261.99 | 25760 | 22720 | 24608.99 | 22816.69 | 21741.18 | 23456.96 | 24226.56 | 23658.89 | 24533.46 | 24082.51 | 24108.07 | 23322.91 | 23045.51 | 22721.89 | 22992.38 | 23375.04 | 23497 | 23607.96 | 23799.81 | 23924.78 | 24033.85 | 24160.76 | 24301.46 | 24453.34 | 24619.82 | 24807.19 | 25001.31 | 25215.1 | 25445.11 | 25673.86 | 25920.49 | 26125.25 | 26370.21 | 26617.51 | 26868.07 | 27130.09
LDCClass | June | 21262.98 | 21823.46 | 23094.56 | 24072.03 | 24353.61 | 24744.68 | 24218.86 | 24554.81 | 24296.2 | 24605.01 | 24189 | 23624.99 | 24507 | 25879 | 27030 | 22697 | 25407.99 | 25081.22 | 24803.39 | 24534.35 | 27128.52 | 24198.89 | 27373.88 | 23848.48 | 24372.82 | 23630.93 | 23696.63 | 23204.98 | 23653.36 | 23979.62 | 24127.09 | 24269.74 | 24483.09 | 24654.02 | 24812.92 | 24985.48 | 25173.46 | 25374.66 | 25593.16 | 25839.71 | 26091.34 | 26368.45 | 26667.93 | 26966.6 | 27289.42 | 27572.03 | 27890.05 | 28213.68 | 28540.86 | 28886.65
LDCClass | July | 22069.26 | 22650.98 | 23970.29 | 24984.83 | 25277.07 | 25682.98 | 25137.22 | 25485.91 | 25217.49 | 25538 | 26644 | 24960.01 | 28197.99 | 27156 | 27636 | 22568.01 | 26002 | 27390.82 | 26607.7 | 27395.11 | 28546.22 | 27521.16 | 27340.13 | 28727.84 | 26853.81 | 25906.31 | 26784.06 | 26466.16 | 27208.26 | 27134.66 | 27297.74 | 27456.57 | 27691.48 | 27883.09 | 28061.32 | 28254.56 | 28464.69 | 28690.29 | 28936.15 | 29214.2 | 29499.2 | 29813.67 | 30153.98 | 30494.24 | 30862.34 | 31186.71 | 31550.32 | 31920.91 | 32295.93 | 32691.97
LDCClass | August | 21313.97 | 21875.79 | 23149.93 | 24129.75 | 24412.01 | 24804.01 | 24276.94 | 24613.69 | 24354.44 | 24664 | 25799.01 | 25287 | 27155 | 26709 | 26596 | 22505 | 25411.01 | 25433.69 | 26752.12 | 27049.56 | 25590.39 | 25698.07 | 27595.03 | 26948.87 | 27147.96 | 26736.53 | 27316.61 | 26974.21 | 27694.99 | 27588.06 | 27741.31 | 27890.27 | 28115.62 | 28294.33 | 28460.58 | 28643.38 | 28843.52 | 29059.33 | 29295.57 | 29563.81 | 29839.94 | 30145.79 | 30477.33 | 30809.2 | 31168.47 | 31485.66 | 31841.95 | 32205.31 | 32573.66 | 32962.8
LDCClass | September | 20238.93 | 20772.42 | 21982.31 | 22912.71 | 23180.72 | 23552.95 | 23052.46 | 23372.23 | 23126.07 | 23420 | 24451 | 23604.01 | 26318 | 25435 | 24603 | 20576 | 22543 | 25132.31 | 22510.31 | 23786.6 | 24038.42 | 23389.28 | 23607 | 24346.11 | 23404.75 | 25488.28 | 23829.36 | 23545.47 | 23877.73 | 24180.35 | 24336.69 | 24475.95 | 24697.63 | 24866.53 | 25017.14 | 25188.43 | 25376.52 | 25575.96 | 25793.33 | 26033.6 | 26284.94 | 26561.6 | 26858.55 | 27153.87 | 27469.77 | 27740.61 | 28056.69 | 28372.96 | 28693.16 | 29025.94
LDCClass | October | 23998.96 | 24631.55 | 26066.21 | 27169.46 | 27487.25 | 27928.64 | 27335.18 | 27714.36 | 27422.45 | 27771 | 26631.99 | 26408.99 | 26932.01 | 27007 | 26789.01 | 23262 | 27641 | 26194.1 | 24429.76 | 24419.64 | 27758.27 | 25297.16 | 25078.55 | 25155.57 | 23723.79 | 24964.42 | 24215.83 | 24156.27 | 24358.42 | 24760.4 | 24905.84 | 25029.39 | 25227.91 | 25364.56 | 25480.05 | 25623.49 | 25783.4 | 25954.22 | 26142.06 | 26347.35 | 26567.28 | 26809.21 | 27068.31 | 27325.34 | 27597.18 | 27831.45 | 28105.96 | 28378.75 | 28655.04 | 28936.6
LDCClass | November | 24997.07 | 25655.97 | 27150.32 | 28299.45 | 28630.46 | 29090.2 | 28472.05 | 28867 | 28562.97 | 28926 | 28381.01 | 27158 | 27877 | 28217 | 30877 | 26122 | 27010 | 27991.25 | 28474.25 | 29670.24 | 31003.16 | 28709.6 | 26322.59 | 25778.52 | 32060.22 | 26993.71 | 26366.89 | 26357.65 | 26581.28 | 26992.96 | 27133.96 | 27255.13 | 27460.21 | 27577.47 | 27674.38 | 27804.18 | 27950.33 | 28108.38 | 28284.03 | 28477.69 | 28687.32 | 28919.61 | 29168.52 | 29416.28 | 29679.08 | 29903.54 | 30171.21 | 30438.2 | 30710 | 30987.05
LDCClass | December | 26541.36 | 27240.95 | 28827.62 | 30047.73 | 30399.2 | 30887.34 | 30231.01 | 30650.35 | 30327.54 | 30713 | 31516 | 29834 | 35971 | 30753.01 | 31910 | 26827 | 27036.99 | 29252.18 | 28008.58 | 32971.36 | 29601.62 | 29552.62 | 33632.76 | 35316.29 | 29440.16 | 30544.69 | 28711.52 | 28798.94 | 29120.34 | 29561.83 | 29716.04 | 29850.03 | 30079.21 | 30186.74 | 30270.82 | 30389.29 | 30524.64 | 30672.44 | 30839 | 31024.08 | 31227.67 | 31454.5 | 31698.28 | 31940.65 | 32198.78 | 32412.76 | 32675.68 | 32937.14 | 33203.51 | 33474.11
Northwest Minimum Day Loads (MW) |  | 1986 | 1987 | 1988 | 1989 | 1990 | 1991 | 1992 | 1993 | 1994 | 1995 | 1996 | 1997 | 1998 | 1999 | 2000 | 2001 | 2002 | 2003 | 2004 | 2005 | 2006 | 2007 | 2008 | 2009 | 2010 | 2011 | 2012 | 2013 | 2014 | 2015 | 2016 | 2017 | 2018 | 2019 | 2020 | 2021 | 2022 | 2023 | 2024 | 2025 | 2026 | 2027 | 2028 | 2029 | 2030 | 2031 | 2032 | 2033 | 2034 | 2035
LDCClass | Annual | 12611.74 | 12944.18 | 13698.12 | 14277.88 | 14444.89 | 14676.85 | 14364.97 | 14564.23 | 14410.83 | 14593.99 | 12743.01 | 14903 | 14910 | 15564 | 15306 | 12182.99 | 13076.01 | 9681.91 | 13251.21 | 13884.84 | 13859.18 | 10755.59 | 11862.76 | 13963.67 | 13651.75 | 14390.43 | 14050.22 | 13954.29 | 14053.95 | 14335.76 | 14419.65 | 14479.67 | 14601.67 | 14687.15 | 14761.98 | 14857.26 | 14965.2 | 15084.21 | 15216.35 | 15361.04 | 15513.8 | 15679.14 | 15852.75 | 16024.99 | 16203.48 | 16345.91 | 16518.59 | 16687.68 | 16859.07 | 17027.09
LDCClass | January | 14703.04 | 15090.6 | 15969.56 | 16645.45 | 16840.17 | 17110.59 | 16747 | 16979.3 | 16800.46 | 17014 | 17585 | 16951.01 | 18074 | 18924.99 | 19495.99 | 18006.01 | 14260 | 14695.86 | 16554.06 | 16286.55 | 16557.35 | 16907.52 | 18379.06 | 17236.48 | 16710.98 | 16368.33 | 17176.51 | 17293.68 | 17320.85 | 17681.81 | 17801.93 | 17906.15 | 18095.91 | 18218.96 | 18323.44 | 18452.1 | 18594.72 | 18748.47 | 18916.53 | 19096.88 | 19288.34 | 19493.86 | 19707.9 | 19919.35 | 20136.44 | 20309.2 | 20519.07 | 20723.37 | 20930.33 | 21130.52
LDCClass | February | 13798.25 | 14161.96 | 14986.82 | 15621.14 | 15803.87 | 16057.64 | 15716.41 | 15934.44 | 15766.61 | 15967.01 | 16706.01 | 17144.99 | 17652 | 18175.99 | 18322 | 17158 | 14783.01 | 15626.61 | 15776.73 | 16285.17 | 16418.43 | 15730.28 | 17064.64 | 17008.85 | 16188.53 | 17068.98 | 16794.22 | 16920.4 | 16953.17 | 17310.82 | 17428.89 | 17527.33 | 17706.77 | 17818.35 | 17912.75 | 18029.83 | 18160.91 | 18303.25 | 18459.85 | 18628.78 | 18808.61 | 19002.49 | 19204.94 | 19405.19 | 19611.06 | 19774.77 | 19973.97 | 20168 | 20364.73 | 20555.14
LDCClass | March | 14145.66 | 14518.52 | 15364.16 | 16014.43 | 16201.75 | 16461.93 | 16112.11 | 16335.6 | 16163.56 | 16369 | 16490 | 15996 | 16219.01 | 16488.99 | 17485 | 14084.99 | 14563 | 13264.52 | 13912.6 | 14947.46 | 15500.87 | 10755.59 | 11862.76 | 15969.69 | 14878.91 | 14791.51 | 15173.62 | 15247.37 | 15267.28 | 15567.28 | 15662.88 | 15729.39 | 15865.75 | 15961.62 | 16044.05 | 16149.03 | 16268.24 | 16399.38 | 16545.2 | 16703.53 | 16872.46 | 17055.78 | 17248.5 | 17439.78 | 17636.75 | 17794.84 | 17986.16 | 18173.34 | 18363.15 | 18547.63
LDCClass | April | 12690.39 | 13024.89 | 13783.53 | 14366.91 | 14534.96 | 14768.37 | 14454.54 | 14655.04 | 14500.69 | 14685 | 12743.01 | 15136 | 14910 | 15579.99 | 16420 | 13337 | 13462.99 | 9681.91 | 13251.21 | 14114.74 | 14058.57 | 14101.86 | 14608.92 | 13963.67 | 14083.54 | 15255.4 | 14050.22 | 14046.38 | 14077.44 | 14348.92 | 14423.96 | 14479.7 | 14601.67 | 14687.15 | 14761.98 | 14857.26 | 14965.2 | 15084.21 | 15216.35 | 15361.04 | 15513.8 | 15679.14 | 15852.75 | 16024.99 | 16203.48 | 16345.91 | 16518.59 | 16687.68 | 16859.07 | 17027.09
LDCClass | May | 12611.74 | 12944.18 | 13698.12 | 14277.88 | 14444.89 | 14676.85 | 14364.97 | 14564.23 | 14410.83 | 14593.99 | 14485 | 15094 | 15484 | 15664 | 16222 | 13219 | 13076.01 | 13379.07 | 13600.31 | 13884.84 | 14214.39 | 14591.52 | 14774.45 | 14131.17 | 13916.42 | 14567.72 | 14547.42 | 14382.29 | 14512.21 | 14809.05 | 14891.66 | 14951.66 | 15077.92 | 15169.8 | 15255.67 | 15357.77 | 15473.56 | 15600.74 | 15741 | 15898.47 | 16060.14 | 16235.16 | 16419.39 | 16602.23 | 16796.34 | 16950.99 | 17136.51 | 17319.03 | 17503.79 | 17690.67
LDCClass | June | 13113.83 | 13459.5 | 14243.45 | 14846.3 | 15019.96 | 15261.14 | 14936.85 | 15144.05 | 14984.54 | 15175.01 | 15142 | 15277 | 15342.99 | 16317 | 17019 | 13951.01 | 13901 | 13939.53 | 14102.66 | 14732.94 | 14348.28 | 14925.36 | 15303.54 | 14156.82 | 13651.75 | 14691.18 | 15119.89 | 14787.55 | 15002.04 | 15335.36 | 15423.66 | 15490.12 | 15627.29 | 15726.75 | 15823.85 | 15934.1 | 16057.3 | 16192.29 | 16340.24 | 16509.49 | 16678.86 | 16861.74 | 17054.19 | 17245.28 | 17451.97 | 17613.4 | 17808.2 | 18000.34 | 18194.34 | 18395.48
LDCClass | July | 13475.93 | 13831.14 | 14636.72 | 15256.22 | 15434.67 | 15682.53 | 15349.28 | 15562.19 | 15398.29 | 15594 | 15964 | 15964 | 16189.99 | 16498 | 16513.01 | 12950 | 14501 | 13959.09 | 14494.21 | 14835.76 | 15059.71 | 15099.28 | 16006.72 | 15182.22 | 14813.14 | 15680.41 | 15846 | 15524.52 | 15761.16 | 16115.8 | 16217.45 | 16293.94 | 16432.32 | 16543.61 | 16652.47 | 16775.33 | 16912.38 | 17062.03 | 17226.3 | 17413.06 | 17602.39 | 17808.04 | 18025.78 | 18242.38 | 18475.46 | 18667.5 | 18889.58 | 19109.25 | 19331.01 | 19559.93
LDCClass | August | 13526.04 | 13882.57 | 14691.17 | 15312.97 | 15492.08 | 15740.85 | 15406.38 | 15620.07 | 15455.56 | 15652 | 15631 | 15303.01 | 16158 | 16177 | 16354 | 12792.01 | 14119.99 | 13979.14 | 14169.75 | 15389.91 | 14888.46 | 14953.93 | 14970.81 | 14640.19 | 14892.88 | 15548.05 | 14558.41 | 14227.59 | 14422.75 | 14748.87 | 14842.41 | 14908.27 | 15031.38 | 15128.56 | 15223.66 | 15331.62 | 15452.67 | 15585.18 | 15730.88 | 15896.97 | 16064.67 | 16246.86 | 16439.54 | 16631.07 | 16837.36 | 17005.08 | 17200.65 | 17393.78 | 17588.68 | 17790
LDCClass | September | 13096.54 | 13441.75 | 14224.67 | 14826.73 | 15000.15 | 15241.04 | 14917.16 | 15124.08 | 14964.79 | 15155.01 | 15264 | 14903 | 15410 | 15564 | 15306 | 12182.99 | 13504.99 | 13302.48 | 13683.71 | 14195.96 | 13859.18 | 14213.15 | 14584.11 | 13982.88 | 14000.94 | 14485.62 | 14082.37 | 13954.29 | 14053.95 | 14335.76 | 14419.65 | 14479.67 | 14603.12 | 14696.03 | 14782.16 | 14885.36 | 15002.02 | 15129.91 | 15271.02 | 15427.83 | 15590.44 | 15766.64 | 15952.41 | 16136.84 | 16331.3 | 16487.96 | 16674.93 | 16858.79 | 17044.85 | 17231.63
LDCClass | October | 13166.54 | 13513.6 | 14300.71 | 14905.97 | 15080.33 | 15322.49 | 14996.9 | 15204.92 | 15044.77 | 15236 | 15027 | 15551.99 | 15848 | 16556 | 15947 | 12641 | 13697.99 | 12900.23 | 13855.13 | 14060.91 | 13963.95 | 14473.83 | 14407.04 | 14000.33 | 14024.12 | 14390.43 | 14153.88 | 14123.31 | 14193.06 | 14475.71 | 14557.31 | 14611.25 | 14731.02 | 14815.39 | 14891.33 | 14985.84 | 15094.4 | 15214.12 | 15347.23 | 15494.35 | 15649.22 | 15817.74 | 15995.56 | 16172.07 | 16356.89 | 16503.87 | 16682.72 | 16858.37 | 17036.47 | 17213.3
LDCClass | November | 13426.66 | 13780.58 | 14583.22 | 15200.46 | 15378.25 | 15625.2 | 15293.18 | 15505.31 | 15342 | 15537 | 16452.99 | 16270 | 16694 | 16563 | 17665.01 | 13809 | 15112 | 15050.52 | 15250.91 | 15406.79 | 14636.18 | 15414.32 | 14653.79 | 15295.76 | 14586.98 | 16607.82 | 14184.59 | 14258.89 | 14292.08 | 14585.56 | 14670.77 | 14735.84 | 14867.33 | 14960.11 | 15041.01 | 15142.79 | 15258.11 | 15384.17 | 15523.52 | 15674.89 | 15835.79 | 16009.94 | 16192.95 | 16374.38 | 16561.73 | 16713.2 | 16895.35 | 17073.56 | 17254.33 | 17430.87
LDCClass | December | 14278.73 | 14655.11 | 15508.7 | 16165.09 | 16354.18 | 16616.8 | 16263.7 | 16489.3 | 16315.63 | 16523 | 17971 | 18064.99 | 17588.99 | 18776 | 17983 | 16021 | 15718 | 16105.31 | 15732.17 | 16280.57 | 14150.72 | 15907.04 | 15736.21 | 17053.28 | 16493.4 | 16666.44 | 16074.62 | 16246.41 | 16314.57 | 16640.46 | 16751.49 | 16848.67 | 17022.58 | 17139.43 | 17239.95 | 17362.98 | 17499.29 | 17646.07 | 17806.46 | 17978.92 | 18161.96 | 18358.66 | 18563.67 | 18766 | 18973.76 | 19140.67 | 19341.39 | 19536.65 | 19734.44 | 19925.92
Northwest Residential Loads (GWh) |  | 1986 | 1987 | 1988 | 1989 | 1990 | 1991 | 1992 | 1993 | 1994 | 1995 | 1996 | 1997 | 1998 | 1999 | 2000 | 2001 | 2002 | 2003 | 2004 | 2005 | 2006 | 2007 | 2008 | 2009 | 2010 | 2011 | 2012 | 2013 | 2014 | 2015 | 2016 | 2017 | 2018 | 2019 | 2020 | 2021 | 2022 | 2023 | 2024 | 2025 | 2026 | 2027 | 2028 | 2029 | 2030 | 2031 | 2032 | 2033 | 2034 | 2035
LDCEU | Total | 56334.76 | 55072.45 | 56708.42 | 60183.03 | 57866.28 | 61307.86 | 58713.97 | 63935.73 | 62348.61 | 62847.38 | 66394.86 | 64853.66 | 64395.72 | 66111.57 | 66711.84 | 65426.18 | 69211.52 | 68767.22 | 69585.84 | 71120.25 | 71769.2 | 72291.45 | 77794.52 | 76919.28 | 73679.03 | 76336.43 | 72699.3 | 72141.81 | 73660.71 | 73119.84 | 72799.4 | 72588.65 | 72506.03 | 72307.72 | 72180.56 | 72200.77 | 72263.72 | 72377.97 | 72531.54 | 72744.41 | 73005.16 | 73296.05 | 73597.32 | 73910.75 | 74253.16 | 74633.8 | 75020.39 | 75426.41 | 75866.39 | 76317.37
LDCEU | Space Heating | 11434.38 | 11142.61 | 12025.05 | 13200.4 | 12627.98 | 13251.27 | 12058.92 | 13137.86 | 12123.63 | 11987.22 | 13790.02 | 12821.72 | 12542.32 | 13559.97 | 13951.44 | 13975.06 | 14843.35 | 13696.81 | 14110.42 | 14797.8 | 14335.95 | 13117.56 | 14821.32 | 14191.31 | 13305.54 | 14817.13 | 13247.48 | 13450.34 | 13841.71 | 14150.13 | 14204.71 | 14253.34 | 14300.54 | 14143.74 | 13990.28 | 13840.12 | 13696.19 | 13558.11 | 13426.67 | 13305.42 | 13193.29 | 13088.53 | 12986.49 | 12888.25 | 12798.13 | 12713.16 | 12630.46 | 12550.96 | 12477.53 | 12407.81
LDCEU | Water Heating Under 55 | 11315.05 | 11073.2 | 11134.27 | 11587.42 | 11074.25 | 11654.15 | 11284.33 | 12125.39 | 11729.69 | 11852.71 | 12002.99 | 11760.32 | 11482.42 | 11582 | 11408.43 | 10980 | 11381.04 | 11211.45 | 11057.88 | 10976.49 | 10796.94 | 11101.44 | 11670.71 | 11437.51 | 11088.59 | 11153.99 | 10863.2 | 10955.85 | 11401.64 | 11605.26 | 11718.09 | 11826.01 | 11933.8 | 12042.35 | 12144.89 | 12245.64 | 12344.11 | 12443.8 | 12543.38 | 12648.85 | 12757.76 | 12868.33 | 12976.23 | 13083.15 | 13192.16 | 13302.31 | 13407.92 | 13512.7 | 13619.12 | 13724.13
LDCEU | Lighting | 10394.53 | 10206.57 | 10287.28 | 10735.56 | 10313.81 | 10902.94 | 10618.17 | 11576.64 | 11332.67 | 11552.59 | 11834.93 | 11702.56 | 11559.84 | 11775.45 | 11726.33 | 11398.88 | 11952.48 | 11929.25 | 11932.25 | 12042.04 | 11978.59 | 12415.66 | 13151.1 | 12767.61 | 12261.25 | 12276.81 | 11515.7 | 11120.64 | 11143.7 | 11132.98 | 10956.02 | 10795.92 | 10677.71 | 10598.48 | 10546.91 | 10594.74 | 10647.76 | 10708.32 | 10773.69 | 10846.56 | 10925.71 | 11006.96 | 11089.31 | 11171.91 | 11257.12 | 11344.23 | 11428.3 | 11512.39 | 11599.59 | 11685.45
LDCEU | Refrigeration | 5671.062 | 5532.251 | 5541.286 | 5746.559 | 5477.819 | 5737.097 | 5529.968 | 5983.851 | 5814.558 | 5886.68 | 5983.335 | 5869.918 | 5745.565 | 5798.282 | 5715.635 | 5499.614 | 5700.647 | 5618.359 | 5545.212 | 5516.317 | 5420.568 | 5549.125 | 5806.666 | 5566.178 | 5275.435 | 5204.319 | 4955.488 | 4901.649 | 5004.158 | 5074.286 | 5055.544 | 5038.577 | 5024.354 | 5013.083 | 5002.58 | 4994.162 | 4987.374 | 4983.325 | 4981.603 | 4983.594 | 4988.806 | 4996.36 | 5004.964 | 5014.8 | 5026.912 | 5040.912 | 5054.989 | 5070.149 | 5087.525 | 5105.692
LDCEU | Freezer | 1620.09 | 1607.159 | 1635.636 | 1718.61 | 1663.954 | 1769.685 | 1734.005 | 1884.802 | 1837.509 | 1863.93 | 1900.635 | 1868.287 | 1835.288 | 1858.66 | 1841.568 | 1779.31 | 1854.456 | 1840.377 | 1829.585 | 1835.091 | 1812.975 | 1867.258 | 1966.462 | 1899.172 | 1812.432 | 1805.796 | 1736.809 | 1728.059 | 1774.565 | 1809.564 | 1812.809 | 1816.357 | 1820.086 | 1824.477 | 1828.997 | 1834.259 | 1839.797 | 1846.161 | 1853.184 | 1861.502 | 1870.857 | 1880.715 | 1891.103 | 1902.034 | 1913.763 | 1926.169 | 1938.642 | 1951.753 | 1965.783 | 1980.246
LDCEU | Clothes Washer | 610.8128 | 585.8777 | 576.5132 | 588.5135 | 553.2609 | 569.7675 | 540.009 | 577.1282 | 554.0231 | 553.3447 | 555.0003 | 536.3833 | 517.4011 | 514.2346 | 499.2153 | 472.4301 | 481.6388 | 466.9962 | 453.0526 | 442.758 | 426.6734 | 428.1601 | 438.616 | 411.7307 | 381.6495 | 367.8156 | 341.9678 | 339.0301 | 347.0937 | 353.0554 | 352.9798 | 353.1113 | 353.4365 | 354.0251 | 354.7223 | 355.6399 | 356.6726 | 357.9491 | 359.383 | 361.0947 | 363.0529 | 365.1325 | 367.3409 | 369.6489 | 372.1137 | 374.7445 | 377.3601 | 380.084 | 382.9916 | 385.9436
LDCEU | Clothes Dryer | 3041.455 | 3005.922 | 3051.281 | 3211.674 | 2686.098 | 2876.482 | 2842.261 | 3174.051 | 3185.373 | 3330.774 | 3495.105 | 3541.15 | 3579.69 | 3733.328 | 3803.091 | 3781.873 | 4053.616 | 4133.769 | 4222.491 | 4346.361 | 4420.333 | 4029.742 | 4363.842 | 4332.886 | 4254.418 | 4345.083 | 4292.042 | 4439.446 | 4704.654 | 3937.696 | 4042.686 | 4145.282 | 4246.239 | 4346.632 | 4444.59 | 4541.993 | 4638.057 | 4734.616 | 4831.157 | 4929.732 | 5029.849 | 5130.51 | 5231.077 | 5331.847 | 5433.881 | 5537.154 | 5639.522 | 5742.673 | 5847.807 | 5953.402
LDCEU | Dishwasher | 858.288 | 815.0575 | 835.5571 | 893.0026 | 871.0533 | 931.5663 | 928.477 | 1035.043 | 1035.562 | 1076.081 | 1123.938 | 1129.274 | 1133.76 | 1172.014 | 1183.377 | 1163.895 | 1233.962 | 1244.512 | 1256.044 | 1275.895 | 1278.842 | 1336.243 | 1424.196 | 1390.98 | 1352.849 | 1362.644 | 1441.084 | 1429.253 | 1467.88 | 1501.762 | 1513.488 | 1529.042 | 1547.994 | 1570.45 | 1595.421 | 1623.247 | 1653.358 | 1686.175 | 1721.27 | 1759.113 | 1799.64 | 1842.08 | 1886.464 | 1932.58 | 1980.812 | 2031.171 | 2082.633 | 2135.878 | 2191.466 | 2248.508
LDCEU | Cooking | 2039.616 | 2067.204 | 2151.055 | 2316.88 | 2293.58 | 2493.811 | 2492.427 | 2806.284 | 2747.666 | 2804.041 | 2874.194 | 2843.978 | 2809.019 | 2860.939 | 2846.519 | 2769.473 | 2957.769 | 3003.981 | 3056.613 | 3119.529 | 3107.049 | 3226.21 | 3423.649 | 3337.838 | 3177.333 | 3143.651 | 3069.465 | 3083.358 | 3194.797 | 3286.942 | 3319.33 | 3348.691 | 3376.762 | 3378.607 | 3380.204 | 3382.54 | 3385.49 | 3389.907 | 3395.497 | 3403.501 | 3413.41 | 3424.836 | 3436.401 | 3448.436 | 3461.833 | 3476.25 | 3490.297 | 3504.704 | 3520.27 | 3536.081
LDCEU | Air Conditioning | 1046.918 | 931.4227 | 902.8938 | 829.1457 | 1232.224 | 1176.832 | 1204.98 | 627.3696 | 1391.759 | 1030.227 | 1178.544 | 1253.106 | 1604.518 | 936.1332 | 1037.44 | 1158.801 | 1271.711 | 1700.805 | 1478.637 | 1071.369 | 1512.886 | 1274.244 | 1018.618 | 1406.454 | 837.7399 | 955.7492 | 928.7026 | 1049.268 | 1197.957 | 906.3022 | 904.7578 | 903.551 | 902.6118 | 901.9537 | 901.4806 | 901.4297 | 901.7042 | 902.4503 | 903.6425 | 905.5925 | 908.1306 | 911.0624 | 914.204 | 917.639 | 921.5074 | 925.691 | 929.9246 | 934.4101 | 939.2581 | 944.3195
LDCEU | Entertainment Center | 1819.641 | 1900.258 | 2032.138 | 2247.32 | 2277.692 | 2535.97 | 2664.473 | 3039.858 | 3112.863 | 3315.073 | 3529.412 | 3609.23 | 3867.042 | 4245.954 | 4631.951 | 4930.429 | 5568.386 | 6093.89 | 6773.192 | 7690.215 | 8492.228 | 9281.37 | 10297.76 | 10936.8 | 11401.59 | 12048.43 | 11925.47 | 11256.75 | 10915.48 | 10481.03 | 9979.339 | 9580.677 | 9263.797 | 9012.17 | 8808.4 | 8644.469 | 8510.285 | 8401.931 | 8313.067 | 8242.27 | 8185.522 | 8138.42 | 8097.748 | 8062.056 | 8031.964 | 8023.157 | 8028.129 | 8045.471 | 8074.511 | 8110.517
LDCEU | Other Non-Substitutables | 6335.515 | 6037.41 | 6343.504 | 6884.292 | 6558.31 | 7136.49 | 6529.667 | 7636.16 | 7141.405 | 7227.281 | 7733.033 | 7511.055 | 7301.838 | 7633.143 | 7612.546 | 7060.798 | 7420.46 | 7323.417 | 7355.67 | 7478.637 | 7648.619 | 8092.254 | 8794.269 | 8614.897 | 7903.065 | 8212.268 | 7733.13 | 7735.975 | 7989.685 | 8201.549 | 8271.226 | 8340.304 | 8411.363 | 8484.643 | 8555.031 | 8625.332 | 8695.451 | 8767.347 | 8840.545 | 8917.993 | 8999.016 | 9081.995 | 9163.72 | 9244.887 | 9328.045 | 9412.394 | 9494.147 | 9575.41 | 9658.834 | 9741.571
LDCEU | Water Heating Over 55 | 147.4006 | 167.5143 | 191.9552 | 223.6409 | 236.2447 | 271.7931 | 286.2791 | 331.2951 | 341.8972 | 367.425 | 393.7214 | 406.6887 | 417.0087 | 441.464 | 454.2992 | 455.6188 | 492.0045 | 503.5978 | 514.7927 | 527.7436 | 537.5507 | 572.1791 | 617.3195 | 625.9149 | 627.1301 | 642.7449 | 648.7465 | 652.2042 | 677.3918 | 679.2781 | 668.4136 | 657.7848 | 647.345 | 637.1124 | 627.0654 | 617.1977 | 607.4614 | 597.8855 | 588.4437 | 579.1931 | 570.1025 | 561.1196 | 552.263 | 543.5114 | 534.9216 | 526.4579 | 518.076 | 509.8141 | 501.7102 | 493.7089
Northwest Commercial Loads (GWh) |  | 1986 | 1987 | 1988 | 1989 | 1990 | 1991 | 1992 | 1993 | 1994 | 1995 | 1996 | 1997 | 1998 | 1999 | 2000 | 2001 | 2002 | 2003 | 2004 | 2005 | 2006 | 2007 | 2008 | 2009 | 2010 | 2011 | 2012 | 2013 | 2014 | 2015 | 2016 | 2017 | 2018 | 2019 | 2020 | 2021 | 2022 | 2023 | 2024 | 2025 | 2026 | 2027 | 2028 | 2029 | 2030 | 2031 | 2032 | 2033 | 2034 | 2035
LDCEU | Total | 39357.43 | 40269 | 41837.69 | 42509.86 | 46146.35 | 44110.76 | 45459 | 45942.92 | 47878.51 | 48073.83 | 50905.2 | 50378.8 | 50964.35 | 52454.86 | 55283.04 | 54186.23 | 57155.4 | 55148.07 | 55081.85 | 56032.61 | 55939.71 | 56573.2 | 59413.41 | 58309.67 | 55867.12 | 57149.29 | 55764.23 | 55893.63 | 58096.34 | 59644.87 | 60208.32 | 60525.01 | 60796.11 | 61118.07 | 61413.63 | 61702.63 | 62088.84 | 62505.44 | 63003.76 | 63583.58 | 64246.9 | 65047.29 | 65959.18 | 66854.45 | 67822.16 | 68778.78 | 69736.41 | 70681.74 | 71629.35 | 72609.37
LDCEU | Space Heating | 2833.297 | 2743.199 | 3070.681 | 3305.51 | 3187.683 | 3162.721 | 2875.69 | 3774.873 | 3208.47 | 3266.615 | 3785.33 | 3451.461 | 3227.1 | 3967.183 | 4243.17 | 4062.539 | 4199.227 | 3498.159 | 3717.061 | 4094.198 | 4082.486 | 4090.417 | 4353.579 | 4250.573 | 4061.162 | 4167.363 | 4054.249 | 4092.862 | 4248.791 | 4352.96 | 4383.588 | 4402.609 | 4416.49 | 4431.542 | 4452.444 | 4468.374 | 4489.78 | 4509.886 | 4532.368 | 4558.314 | 4587.424 | 4623.236 | 4664.396 | 4702.033 | 4743.605 | 4782.015 | 4819.136 | 4852.647 | 4884.441 | 4916.91
LDCEU | Water Heating | 902.9147 | 916.5397 | 966.7124 | 993.0861 | 979.8271 | 977.0045 | 994.7315 | 1101.517 | 1027.521 | 1087.93 | 1125.126 | 1101.731 | 1054.246 | 1216.538 | 1272.904 | 1229.8 | 1267.451 | 1147.946 | 1196.401 | 1265.549 | 1211.182 | 1250.475 | 1375.163 | 1261.89 | 1339.744 | 1325.593 | 1253.061 | 1270.626 | 1334.807 | 1368.893 | 1380.492 | 1389.607 | 1398.524 | 1408.866 | 1415.104 | 1419.928 | 1427.394 | 1434.736 | 1442.97 | 1452.908 | 1464.169 | 1478.114 | 1494.209 | 1509.434 | 1525.963 | 1541.99 | 1557.757 | 1572.602 | 1587.21 | 1602.515
LDCEU | Other Substitutables | 692.4062 | 742.6993 | 782.8921 | 805.8384 | 792.041 | 786.1087 | 799.0168 | 885.9689 | 831.9036 | 878.0098 | 902.6534 | 879.3604 | 837.8062 | 961.8576 | 998.3097 | 956.7559 | 988.0098 | 889.3121 | 925.6135 | 982.9016 | 1014.464 | 968.8715 | 956.6718 | 1064.052 | 900.9382 | 913.7952 | 952.8655 | 957.7292 | 993.6826 | 1015.35 | 1018.952 | 1008.699 | 995.6219 | 984.5576 | 976.5461 | 969.8218 | 964.3524 | 960.0656 | 957.1609 | 955.4009 | 954.7028 | 955.8799 | 958.0726 | 960.3845 | 963.2399 | 966.34 | 969.174 | 972.1967 | 975.2014 | 978.5671
LDCEU | Refrigeration | 5161.246 | 5995.269 | 6341.433 | 6518.115 | 6410.881 | 6369.405 | 6488.359 | 7202.614 | 6772.469 | 7170.146 | 7397.59 | 7207.079 | 6884.434 | 7928.059 | 8265.817 | 7955.249 | 8207.425 | 7375.608 | 7674.165 | 8093.207 | 7687.545 | 8010.922 | 8885.941 | 8122.588 | 8511.692 | 8606.807 | 8029.562 | 7826.162 | 7885.201 | 7849.403 | 7698.561 | 7415.541 | 7139.031 | 6891.148 | 6666.048 | 6464.074 | 6283.03 | 6122.06 | 5983.115 | 5862.846 | 5760.111 | 5678.711 | 5613.569 | 5556.937 | 5511.115 | 5472.278 | 5438.126 | 5410.225 | 5387.16 | 5370.422
LDCEU | Lighting | 9591.777 | 9818.747 | 10378.72 | 10656.71 | 10495.8 | 10468.67 | 10660.38 | 11827.15 | 11051.13 | 11728.85 | 12139.53 | 11856.19 | 11350.42 | 13121.96 | 13733.42 | 13287.58 | 13697.8 | 11865.98 | 12378.31 | 13086.46 | 13317.76 | 13250.33 | 13575.3 | 13936.97 | 12759.53 | 13022.06 | 12968.27 | 13166.95 | 13810.51 | 14267.08 | 14475.95 | 14644.98 | 14776.31 | 14898.54 | 14994.25 | 15077.23 | 15174.04 | 15268.79 | 15375 | 15493.61 | 15623.54 | 15781.41 | 15958.31 | 16124.73 | 16299.86 | 16470.37 | 16631.2 | 16785.91 | 16936.71 | 17090.39
LDCEU | Air Conditioning | 10834.32 | 10510.56 | 10210.65 | 9885.282 | 14099.63 | 12169.37 | 13287.55 | 9644.227 | 14264.99 | 12559.59 | 13748.79 | 14321.68 | 16513.86 | 12384.41 | 13260.27 | 13597.86 | 15299.71 | 18103.11 | 16377.06 | 15006.59 | 15220.75 | 15265.24 | 15639.82 | 15742.66 | 14708.53 | 15036.19 | 14963.24 | 14865.12 | 15439.54 | 15873.51 | 16077.81 | 16278.9 | 16491.32 | 16726.69 | 16964.44 | 17204.03 | 17479.24 | 17769.82 | 18089.91 | 18438.89 | 18818.82 | 19247.05 | 19718.03 | 20192.09 | 20697.33 | 21206.87 | 21727.67 | 22255.02 | 22792.3 | 23350.04
LDCEU | Other Non-Substitutables | 9341.464 | 9541.987 | 10086.6 | 10345.32 | 10180.5 | 10177.47 | 10353.27 | 11506.57 | 10722.03 | 11382.69 | 11806.18 | 11561.3 | 11096.48 | 12874.85 | 13509.16 | 13096.45 | 13495.77 | 12267.96 | 12813.24 | 13503.71 | 13405.51 | 13736.95 | 14626.94 | 13930.94 | 13585.52 | 14077.49 | 13542.99 | 13714.17 | 14383.8 | 14917.67 | 15172.97 | 15384.68 | 15578.81 | 15776.72 | 15944.8 | 16099.17 | 16271.01 | 16440.08 | 16623.23 | 16821.61 | 17038.13 | 17282.89 | 17552.6 | 17808.84 | 18081.05 | 18338.92 | 18593.35 | 18833.14 | 19066.32 | 19300.52
Northwest Industrial Loads (GWh) |  | 1986 | 1987 | 1988 | 1989 | 1990 | 1991 | 1992 | 1993 | 1994 | 1995 | 1996 | 1997 | 1998 | 1999 | 2000 | 2001 | 2002 | 2003 | 2004 | 2005 | 2006 | 2007 | 2008 | 2009 | 2010 | 2011 | 2012 | 2013 | 2014 | 2015 | 2016 | 2017 | 2018 | 2019 | 2020 | 2021 | 2022 | 2023 | 2024 | 2025 | 2026 | 2027 | 2028 | 2029 | 2030 | 2031 | 2032 | 2033 | 2034 | 2035
LDCEU | Total | 60944.17 | 65525.95 | 71920.52 | 75051.41 | 75966.62 | 77331.12 | 74644.09 | 71390.97 | 69106.34 | 70877.7 | 70453.49 | 70393.52 | 73101.8 | 74036.83 | 71256.21 | 46093.73 | 43995.28 | 47703.04 | 48614.04 | 52029.66 | 48540.29 | 48811.73 | 46243.36 | 44552.55 | 45136.9 | 47697.79 | 49147.2 | 48471.7 | 46986.5 | 48544.04 | 49272.88 | 49975.31 | 51329.45 | 52088.73 | 52673.89 | 53303.82 | 53908.53 | 54520.8 | 55137.35 | 55771.02 | 56348.59 | 56926.63 | 57505.69 | 58085.3 | 58698.76 | 58981.3 | 59577.88 | 60174.79 | 60769.82 | 61404.99
LDCEU | Process Heat | 8279.415 | 9029.72 | 10301.39 | 10781.22 | 10799.93 | 10942.13 | 10326.88 | 9638.553 | 9033.692 | 9553.833 | 9797.503 | 9775.919 | 10279.45 | 10339.59 | 9618.009 | 4395.582 | 4309.934 | 4788.621 | 4700.477 | 5442.836 | 5327.436 | 5359.151 | 5129.747 | 4989.226 | 4941.813 | 5287.241 | 5424.937 | 5712.594 | 5181.235 | 5323.925 | 5390.36 | 5447.15 | 5641.958 | 5714.325 | 5756.444 | 5810.184 | 5867.05 | 5925.348 | 5984.586 | 6039.458 | 6099.872 | 6160.584 | 6221.509 | 6282.58 | 6343.642 | 6343.477 | 6406.832 | 6470.315 | 6533.925 | 6597.368
LDCEU | Motors | 27937.03 | 29585.52 | 31102.72 | 32271.26 | 32731.5 | 33452.05 | 33119.07 | 32127.02 | 32390.54 | 32136.64 | 31141.04 | 30844.85 | 31470.78 | 32033.8 | 32021.99 | 26720.35 | 25467.07 | 27006.13 | 28048.83 | 28479 | 25578.18 | 25796.29 | 24232.2 | 22957.02 | 23636.58 | 24564.9 | 25342.92 | 21550.76 | 20613.34 | 21221.77 | 21455.7 | 21684.99 | 22080.71 | 22336.33 | 22543.78 | 22776.28 | 23017.3 | 23260.66 | 23507.66 | 23751.71 | 24003.6 | 24257.01 | 24511.72 | 24767.45 | 25023.66 | 25209.3 | 25469.87 | 25731.21 | 25993.43 | 26255.86
LDCEU | Other Subs | 6729.05 | 7184.874 | 7740.666 | 8313.084 | 8889.269 | 9290.931 | 9007.441 | 9539.432 | 8937.353 | 9493.701 | 8862.303 | 9049.317 | 9710.468 | 9847.243 | 9771.087 | 7257.412 | 6360.87 | 7294.852 | 7712.622 | 8489.981 | 7750.475 | 7575.956 | 7237.79 | 6900.125 | 7380.704 | 7959.319 | 8164.188 | 6933.003 | 6279.012 | 6527.164 | 6659.146 | 6786.234 | 6957.006 | 7086.113 | 7188.834 | 7302.583 | 7419.062 | 7535.231 | 7650.919 | 7764.181 | 7878.026 | 7990.68 | 8102.16 | 8212.417 | 8321.123 | 8408.933 | 8516.425 | 8622.971 | 8728.722 | 8833.262
LDCEU | Miscellaneous | 17998.68 | 19725.83 | 22775.74 | 23685.84 | 23545.93 | 23646.01 | 22190.7 | 20085.96 | 18744.75 | 19693.52 | 20652.64 | 20723.44 | 21641.11 | 21816.19 | 19845.12 | 7720.379 | 7857.413 | 8613.428 | 8152.118 | 9617.848 | 9884.208 | 10080.33 | 9643.63 | 9706.183 | 9177.808 | 9886.331 | 10215.16 | 14275.34 | 14912.92 | 15471.17 | 15767.67 | 16056.94 | 16649.77 | 16951.96 | 17184.84 | 17414.77 | 17605.11 | 17799.55 | 17994.18 | 18215.67 | 18367.09 | 18518.36 | 18670.3 | 18822.86 | 19010.34 | 19019.59 | 19184.75 | 19350.29 | 19513.75 | 19718.5
Northwest Transportation Loads (GWh) |  | 1986 | 1987 | 1988 | 1989 | 1990 | 1991 | 1992 | 1993 | 1994 | 1995 | 1996 | 1997 | 1998 | 1999 | 2000 | 2001 | 2002 | 2003 | 2004 | 2005 | 2006 | 2007 | 2008 | 2009 | 2010 | 2011 | 2012 | 2013 | 2014 | 2015 | 2016 | 2017 | 2018 | 2019 | 2020 | 2021 | 2022 | 2023 | 2024 | 2025 | 2026 | 2027 | 2028 | 2029 | 2030 | 2031 | 2032 | 2033 | 2034 | 2035
LDCECC | Transportation | 26.0484 | 27.3833 | 27.1794 | 29.0969 | 28.3149 | 33.6135 | 34.9533 | 33.959 | 34.7288 | 37.4878 | 33.4664 | 33.7207 | 37.1798 | 60.0981 | 60.6829 | 61.1397 | 64.7585 | 107.4472 | 112.6932 | 64.7343 | 68.0694 | 68.5504 | 71.3617 | 70.7705 | 70.6715 | 71.8912 | 70.9869 | 76.8109 | 176.241 | 235.2694 | 326.8166 | 447.7676 | 593.4324 | 761.9507 | 946.7849 | 1149.529 | 1366.343 | 1594.637 | 1832.91 | 2081.196 | 2338.374 | 2590.938 | 2836.167 | 3071.225 | 3292.679 | 3490.006 | 3656.167 | 3795.837 | 3932.62 | 4023.938
Northwest Streetlighting Loads (GWh) |  | 1986 | 1987 | 1988 | 1989 | 1990 | 1991 | 1992 | 1993 | 1994 | 1995 | 1996 | 1997 | 1998 | 1999 | 2000 | 2001 | 2002 | 2003 | 2004 | 2005 | 2006 | 2007 | 2008 | 2009 | 2010 | 2011 | 2012 | 2013 | 2014 | 2015 | 2016 | 2017 | 2018 | 2019 | 2020 | 2021 | 2022 | 2023 | 2024 | 2025 | 2026 | 2027 | 2028 | 2029 | 2030 | 2031 | 2032 | 2033 | 2034 | 2035
LDCECC | Streetlighting | 2824.478 | 2816.292 | 2791.2 | 2850.037 | 2747.259 | 2842.26 | 2865.583 | 2904.145 | 2918.721 | 2913.158 | 2933.814 | 2876.228 | 2838.998 | 2852.208 | 2868.121 | 2935.707 | 3093.224 | 3094.648 | 3094.903 | 3086.349 | 3010.352 | 2943.234 | 3100.962 | 3051.203 | 3095.342 | 3132.84 | 3046.595 | 3055.33 | 3063.613 | 3071.398 | 3078.656 | 3085.459 | 3091.732 | 3097.863 | 3103.636 | 3109.237 | 3114.584 | 3119.517 | 3124.232 | 3128.605 | 3132.752 | 3136.697 | 3140.324 | 3143.659 | 3146.63 | 3150.198 | 3153.451 | 3156.541 | 3159.622 | 3162.648
Northwest Average Residential Cogeneration Loads (MW) |  | 1986 | 1987 | 1988 | 1989 | 1990 | 1991 | 1992 | 1993 | 1994 | 1995 | 1996 | 1997 | 1998 | 1999 | 2000 | 2001 | 2002 | 2003 | 2004 | 2005 | 2006 | 2007 | 2008 | 2009 | 2010 | 2011 | 2012 | 2013 | 2014 | 2015 | 2016 | 2017 | 2018 | 2019 | 2020 | 2021 | 2022 | 2023 | 2024 | 2025 | 2026 | 2027 | 2028 | 2029 | 2030 | 2031 | 2032 | 2033 | 2034 | 2035
CgLDC | Annual | 0 | 0 | 0 | 0 | 0 | 0 | 0.0102 | 0.0141 | 0.0179 | 0.0244 | 0.0333 | 0.0414 | 0.0535 | 0.0679 | 0.0814 | 0.1042 | 0.1334 | 0.1639 | 0.1993 | 0.2654 | 0.5387 | 0.9493 | 1.8184 | 2.6498 | 4.321 | 7.4556 | 10.6271 | 13.2687 | 17.4778 | 19.9514 | 26.6671 | 29.5823 | 31.2261 | 33.1084 | 35.2578 | 37.6443 | 40.3814 | 42.5879 | 44.9885 | 47.6123 | 50.4685 | 53.6039 | 56.1828 | 58.8977 | 61.8374 | 64.8746 | 68.1222 | 70.2402 | 72.4712 | 74.8238
CgLDC | January | 0 | 0 | 0 | 0 | 0 | 0 | 0.0046 | 0.0065 | 0.0083 | 0.0112 | 0.0155 | 0.0193 | 0.025 | 0.0319 | 0.0383 | 0.0492 | 0.0634 | 0.0783 | 0.0958 | 0.1288 | 0.2631 | 0.4659 | 0.8932 | 1.3015 | 2.111 | 3.6351 | 5.1682 | 6.3996 | 8.4428 | 9.6955 | 12.9906 | 14.4079 | 15.2067 | 16.1218 | 17.1669 | 18.3274 | 19.658 | 20.731 | 21.8979 | 23.1738 | 24.5629 | 26.0873 | 27.3418 | 28.662 | 30.0916 | 31.5686 | 33.1471 | 34.1781 | 35.2641 | 36.4088
CgLDC | February | 0 | 0 | 0 | 0 | 0 | 0 | 0.0067 | 0.0093 | 0.0118 | 0.0161 | 0.022 | 0.0274 | 0.0355 | 0.0451 | 0.054 | 0.0692 | 0.0888 | 0.1093 | 0.133 | 0.1779 | 0.3624 | 0.6394 | 1.2255 | 1.7858 | 2.9077 | 5.0131 | 7.1449 | 8.912 | 11.7418 | 13.4364 | 17.9754 | 19.9411 | 21.05 | 22.3198 | 23.7701 | 25.3805 | 27.2276 | 28.7173 | 30.338 | 32.1096 | 34.0384 | 36.1559 | 37.8985 | 39.7329 | 41.7197 | 43.7725 | 45.9676 | 47.4006 | 48.9102 | 50.5019
CgLDC | March | 0 | 0 | 0 | 0 | 0 | 0 | 0.0103 | 0.0142 | 0.018 | 0.0245 | 0.0336 | 0.0418 | 0.054 | 0.0686 | 0.0822 | 0.1053 | 0.1349 | 0.1659 | 0.2019 | 0.2694 | 0.5479 | 0.9662 | 1.8511 | 2.6972 | 4.3936 | 7.5771 | 10.7942 | 13.47 | 17.7449 | 20.2713 | 27.1066 | 30.0702 | 31.7417 | 33.6557 | 35.8414 | 38.2683 | 41.0518 | 43.2961 | 45.7379 | 48.4067 | 51.3122 | 54.5018 | 57.126 | 59.8884 | 62.8799 | 65.9707 | 69.2754 | 71.432 | 73.7036 | 76.0989
CgLDC | April | 0 | 0 | 0 | 0 | 0 | 0 | 0.0121 | 0.0167 | 0.0212 | 0.0288 | 0.0394 | 0.0489 | 0.0632 | 0.0802 | 0.0961 | 0.123 | 0.1574 | 0.1933 | 0.2349 | 0.3129 | 0.6353 | 1.1191 | 2.1439 | 3.1241 | 5.0961 | 8.793 | 12.5381 | 15.6731 | 20.6408 | 23.5595 | 31.488 | 34.932 | 36.8747 | 39.099 | 41.6391 | 44.4594 | 47.6944 | 50.3026 | 53.1405 | 56.2421 | 59.6186 | 63.3256 | 66.3751 | 69.5855 | 73.0621 | 76.6541 | 80.4953 | 83.001 | 85.6404 | 88.4239
CgLDC | May | 0 | 0 | 0 | 0 | 0 | 0 | 0.0143 | 0.0197 | 0.025 | 0.034 | 0.0464 | 0.0576 | 0.0744 | 0.0943 | 0.113 | 0.1445 | 0.1847 | 0.2267 | 0.2752 | 0.3655 | 0.74 | 1.3024 | 2.4941 | 3.6344 | 5.9344 | 10.2452 | 14.6084 | 18.2725 | 24.0605 | 27.4134 | 36.615 | 40.6187 | 42.8762 | 45.4609 | 48.4123 | 51.689 | 55.4474 | 58.4765 | 61.7725 | 65.3743 | 69.295 | 73.5991 | 77.1386 | 80.8647 | 84.8993 | 89.0675 | 93.5246 | 96.43 | 99.4903 | 102.7177
CgLDC | June | 0 | 0 | 0 | 0 | 0 | 0 | 0.0152 | 0.021 | 0.0266 | 0.0361 | 0.0492 | 0.0611 | 0.0789 | 0.0999 | 0.1197 | 0.1528 | 0.1951 | 0.2391 | 0.2899 | 0.3842 | 0.7769 | 1.3658 | 2.6151 | 3.811 | 6.2315 | 10.7633 | 15.3611 | 19.2532 | 25.3425 | 28.8441 | 38.5059 | 42.7187 | 45.0946 | 47.8145 | 50.9202 | 54.3683 | 58.3236 | 61.5113 | 64.9802 | 68.7707 | 72.8968 | 77.4267 | 81.1516 | 85.0734 | 89.3197 | 93.7068 | 98.3987 | 101.4563 | 104.6768 | 108.0736
CgLDC | July | 0 | 0 | 0 | 0 | 0 | 0 | 0.0165 | 0.0227 | 0.0288 | 0.0391 | 0.0534 | 0.0663 | 0.0856 | 0.1085 | 0.13 | 0.1661 | 0.2123 | 0.2603 | 0.3158 | 0.4189 | 0.8474 | 1.4906 | 2.8543 | 4.1598 | 6.7977 | 11.7396 | 16.7493 | 20.9613 | 27.5985 | 31.4364 | 41.9775 | 46.5678 | 49.1558 | 52.1189 | 55.5022 | 59.2585 | 63.5671 | 67.0393 | 70.8175 | 74.9462 | 79.4403 | 84.3738 | 88.4304 | 92.701 | 97.325 | 102.1021 | 107.2105 | 110.5395 | 114.0459 | 117.7439
CgLDC | August | 0 | 0 | 0 | 0 | 0 | 0 | 0.0139 | 0.0192 | 0.0244 | 0.0332 | 0.0454 | 0.0564 | 0.0728 | 0.0924 | 0.1107 | 0.1416 | 0.1811 | 0.2224 | 0.2702 | 0.3592 | 0.7276 | 1.2813 | 2.454 | 3.5765 | 5.837 | 10.0761 | 14.3668 | 17.9422 | 23.6324 | 26.9553 | 36.0136 | 39.9496 | 42.1683 | 44.7088 | 47.6097 | 50.8304 | 54.5244 | 57.5014 | 60.7405 | 64.2803 | 68.1335 | 72.363 | 75.8411 | 79.5023 | 83.4666 | 87.5619 | 91.9408 | 94.7951 | 97.8014 | 100.9719
CgLDC | September | 0 | 0 | 0 | 0 | 0 | 0 | 0.0118 | 0.0163 | 0.0207 | 0.0282 | 0.0385 | 0.0478 | 0.0618 | 0.0784 | 0.0939 | 0.1202 | 0.1538 | 0.1888 | 0.2294 | 0.3052 | 0.6189 | 1.0899 | 2.0876 | 3.0421 | 4.9639 | 8.5669 | 12.2148 | 15.2654 | 20.1044 | 22.9337 | 30.6444 | 33.9952 | 35.8846 | 38.0481 | 40.5185 | 43.2614 | 46.4075 | 48.9434 | 51.7028 | 54.7183 | 58.001 | 61.6047 | 64.5687 | 67.689 | 71.0677 | 74.5584 | 78.291 | 80.725 | 83.2888 | 85.9924
CgLDC | October | 0 | 0 | 0 | 0 | 0 | 0 | 0.0082 | 0.0114 | 0.0145 | 0.0198 | 0.0271 | 0.0338 | 0.0438 | 0.0557 | 0.0668 | 0.0858 | 0.1102 | 0.136 | 0.1659 | 0.2223 | 0.4531 | 0.8008 | 1.5348 | 2.2365 | 3.6339 | 6.2621 | 8.909 | 11.0615 | 14.5855 | 16.7108 | 22.3702 | 24.8122 | 26.1887 | 27.7652 | 29.5656 | 31.5647 | 33.8571 | 35.7052 | 37.7156 | 39.9132 | 42.3056 | 44.9314 | 47.0918 | 49.3655 | 51.8276 | 54.3711 | 57.09 | 58.8647 | 60.734 | 62.7048
CgLDC | November | 0 | 0 | 0 | 0 | 0 | 0 | 0.0048 | 0.0066 | 0.0084 | 0.0115 | 0.0158 | 0.0197 | 0.0254 | 0.0324 | 0.0388 | 0.0498 | 0.064 | 0.0789 | 0.0962 | 0.1289 | 0.2631 | 0.4648 | 0.8909 | 1.2981 | 2.11 | 3.6356 | 5.1755 | 6.4397 | 8.4882 | 9.7241 | 13.017 | 14.4395 | 15.2418 | 16.1607 | 17.2101 | 18.3754 | 19.7117 | 20.7895 | 21.9621 | 23.2438 | 24.6393 | 26.1712 | 27.4319 | 28.759 | 30.1962 | 31.6812 | 33.2688 | 34.3056 | 35.3977 | 36.5492
CgLDC | December | 0 | 0 | 0 | 0 | 0 | 0 | 0.0038 | 0.0053 | 0.0068 | 0.0093 | 0.0127 | 0.0159 | 0.0206 | 0.0262 | 0.0315 | 0.0404 | 0.0521 | 0.0643 | 0.0786 | 0.1057 | 0.2162 | 0.3827 | 0.7338 | 1.0692 | 1.7345 | 2.9866 | 4.2472 | 5.2666 | 6.9464 | 7.9754 | 10.6857 | 11.8523 | 12.5101 | 13.2636 | 14.1242 | 15.0799 | 16.1758 | 17.0596 | 18.021 | 19.072 | 20.2164 | 21.4725 | 22.5064 | 23.5944 | 24.7728 | 25.9904 | 27.2918 | 28.142 | 29.0376 | 29.9818
Northwest Peak Residential Cogeneration Loads (MW) |  | 1986 | 1987 | 1988 | 1989 | 1990 | 1991 | 1992 | 1993 | 1994 | 1995 | 1996 | 1997 | 1998 | 1999 | 2000 | 2001 | 2002 | 2003 | 2004 | 2005 | 2006 | 2007 | 2008 | 2009 | 2010 | 2011 | 2012 | 2013 | 2014 | 2015 | 2016 | 2017 | 2018 | 2019 | 2020 | 2021 | 2022 | 2023 | 2024 | 2025 | 2026 | 2027 | 2028 | 2029 | 2030 | 2031 | 2032 | 2033 | 2034 | 2035
CgLDC | Annual | 0 | 0 | 0 | 0 | 0 | 0 | 0.0087 | 0.0125 | 0.0152 | 0.0209 | 0.0284 | 0.0345 | 0.0453 | 0.0595 | 0.0717 | 0.089 | 0.1207 | 0.1431 | 0.1712 | 0.2321 | 0.4984 | 0.8428 | 1.6613 | 2.3464 | 3.9635 | 6.4498 | 9.4102 | 11.7957 | 15.5252 | 17.6332 | 23.5407 | 26.1161 | 27.5691 | 29.2323 | 31.1313 | 33.2394 | 35.6572 | 37.6062 | 39.7268 | 42.0439 | 44.5664 | 47.3356 | 49.6132 | 52.0109 | 54.6068 | 57.2889 | 60.1569 | 62.0269 | 63.9966 | 66.0739
CgLDC | January | 0 | 0 | 0 | 0 | 0 | 0 | 0.0001 | 0.0001 | 0.0001 | 0.0001 | 0.0002 | 0.0002 | 0.0003 | 0.0003 | 0.0004 | 0.0006 | 0.0007 | 0.0008 | 0.0012 | 0.0014 | 0.0029 | 0.0059 | 0.0111 | 0.0159 | 0.0236 | 0.0442 | 0.0606 | 0.0764 | 0.1004 | 0.1138 | 0.152 | 0.1686 | 0.1781 | 0.1888 | 0.2012 | 0.2148 | 0.2305 | 0.2432 | 0.2569 | 0.272 | 0.2884 | 0.3064 | 0.3212 | 0.3368 | 0.3537 | 0.3712 | 0.3899 | 0.4021 | 0.4149 | 0.4285
CgLDC | February | 0 | 0 | 0 | 0 | 0 | 0 | 0.001 | 0.0014 | 0.0018 | 0.0025 | 0.0037 | 0.0041 | 0.0049 | 0.0063 | 0.0074 | 0.0108 | 0.0126 | 0.0168 | 0.0195 | 0.0263 | 0.0617 | 0.1067 | 0.1909 | 0.2854 | 0.451 | 0.8476 | 1.106 | 1.3689 | 1.8058 | 2.0572 | 2.7514 | 3.0509 | 3.2195 | 3.4126 | 3.6331 | 3.8778 | 4.1582 | 4.384 | 4.6296 | 4.898 | 5.1902 | 5.5106 | 5.774 | 6.0511 | 6.351 | 6.6607 | 6.9915 | 7.2071 | 7.4342 | 7.6736
CgLDC | March | 0 | 0 | 0 | 0 | 0 | 0 | 0.004 | 0.0053 | 0.0069 | 0.0093 | 0.0127 | 0.0155 | 0.02 | 0.0245 | 0.0284 | 0.0381 | 0.0488 | 0.058 | 0.0692 | 0.0849 | 0.2098 | 0.3665 | 0.6759 | 1.0934 | 1.6646 | 2.8013 | 4.1902 | 5.2942 | 6.9583 | 7.8765 | 10.5005 | 11.6524 | 12.3031 | 13.0477 | 13.8979 | 14.8418 | 15.9246 | 16.7978 | 17.7483 | 18.7867 | 19.9172 | 21.1588 | 22.1801 | 23.2558 | 24.4206 | 25.6243 | 26.9122 | 27.7518 | 28.6364 | 29.5695
CgLDC | April | 0 | 0 | 0 | 0 | 0 | 0 | 0.0096 | 0.013 | 0.017 | 0.0231 | 0.0295 | 0.0399 | 0.0502 | 0.0645 | 0.075 | 0.104 | 0.1252 | 0.1624 | 0.1887 | 0.2552 | 0.5368 | 0.9819 | 1.966 | 2.6771 | 4.4017 | 7.471 | 10.37 | 12.8611 | 16.9606 | 19.3849 | 25.9351 | 28.763 | 30.3557 | 32.1801 | 34.2631 | 36.5756 | 39.227 | 41.3633 | 43.6868 | 46.2265 | 48.991 | 52.0242 | 54.5189 | 57.1437 | 59.9852 | 62.9203 | 66.0569 | 68.1025 | 70.257 | 72.5283
CgLDC | May | 0 | 0 | 0 | 0 | 0 | 0 | 0.0158 | 0.0215 | 0.0274 | 0.0371 | 0.053 | 0.0658 | 0.081 | 0.108 | 0.1267 | 0.1652 | 0.2228 | 0.2524 | 0.2883 | 0.3985 | 0.8868 | 1.4988 | 2.8834 | 4.2199 | 7.1049 | 11.4468 | 16.5107 | 20.8352 | 27.3929 | 31.1357 | 41.532 | 46.0884 | 48.6616 | 51.6064 | 54.9697 | 58.7037 | 62.9888 | 66.4443 | 70.206 | 74.316 | 78.7905 | 83.7054 | 87.7482 | 92.0066 | 96.6186 | 101.3848 | 106.485 | 109.8101 | 113.3127 | 117.0079
CgLDC | June | 0 | 0 | 0 | 0 | 0 | 0 | 0.027 | 0.0386 | 0.047 | 0.0645 | 0.0841 | 0.1021 | 0.1334 | 0.1804 | 0.2251 | 0.2748 | 0.3784 | 0.4425 | 0.529 | 0.6901 | 1.5676 | 2.4317 | 5.1263 | 6.6048 | 11.4506 | 18.5187 | 26.9233 | 33.7737 | 44.45 | 50.625 | 67.5972 | 74.9976 | 79.1729 | 83.9528 | 89.4111 | 95.4713 | 102.4236 | 108.0284 | 114.1278 | 120.7931 | 128.049 | 136.0161 | 142.5689 | 149.4687 | 156.9404 | 164.6606 | 172.918 | 178.3019 | 183.9728 | 189.9543
CgLDC | July | 0 | 0 | 0 | 0 | 0 | 0 | 0.0249 | 0.0368 | 0.0431 | 0.06 | 0.0825 | 0.0957 | 0.1337 | 0.1714 | 0.2087 | 0.2449 | 0.3423 | 0.4169 | 0.4921 | 0.6874 | 1.4568 | 2.4875 | 4.6346 | 6.9982 | 11.5162 | 18.4222 | 27.6275 | 34.6554 | 45.6097 | 51.8993 | 69.2651 | 76.8448 | 81.1192 | 86.0126 | 91.6 | 97.8032 | 104.9195 | 110.6544 | 116.8955 | 123.715 | 131.138 | 139.2878 | 145.9886 | 153.0438 | 160.6831 | 168.5756 | 177.0169 | 182.5166 | 188.3092 | 194.4193
CgLDC | August | 0 | 0 | 0 | 0 | 0 | 0 | 0.0203 | 0.0303 | 0.0354 | 0.0494 | 0.0684 | 0.0831 | 0.1102 | 0.1454 | 0.1732 | 0.2107 | 0.2889 | 0.3339 | 0.4281 | 0.5908 | 1.138 | 2.0309 | 4.0891 | 5.7274 | 10.1492 | 16.5125 | 24.4715 | 30.5444 | 40.2357 | 45.9168 | 61.3596 | 68.065 | 71.8448 | 76.173 | 81.1152 | 86.6024 | 92.8958 | 97.9679 | 103.4865 | 109.5175 | 116.0826 | 123.2888 | 129.215 | 135.4532 | 142.2078 | 149.1858 | 156.6467 | 161.5107 | 166.6339 | 172.0365
CgLDC | September | 0 | 0 | 0 | 0 | 0 | 0 | 0 | 0 | 0 | 0 | 0 | 0 | 0 | 0 | 0 | 0 | 0 | 0 | 0 | 0 | 0 | 0 | 0 | 0 | 0 | 0 | 0 | 0 | 0 | 0 | 0 | 0 | 0 | 0 | 0 | 0 | 0 | 0 | 0 | 0 | 0 | 0 | 0 | 0 | 0 | 0 | 0 | 0 | 0 | 0
CgLDC | October | 0 | 0 | 0 | 0 | 0 | 0 | 0.0013 | 0.0018 | 0.0024 | 0.0032 | 0.0041 | 0.0051 | 0.0067 | 0.0082 | 0.0097 | 0.0125 | 0.0186 | 0.0219 | 0.0247 | 0.0317 | 0.0858 | 0.1373 | 0.2525 | 0.378 | 0.5929 | 1.0395 | 1.4616 | 1.824 | 2.4028 | 2.7427 | 3.6693 | 4.0706 | 4.2972 | 4.5565 | 4.8527 | 5.1816 | 5.5587 | 5.8629 | 6.1938 | 6.5556 | 6.9495 | 7.3819 | 7.7378 | 8.1125 | 8.5183 | 8.9375 | 9.3858 | 9.6787 | 9.9872 | 10.3124
CgLDC | November | 0 | 0 | 0 | 0 | 0 | 0 | 0 | 0 | 0 | 0 | 0 | 0 | 0 | 0 | 0 | 0 | 0 | 0 | 0 | 0 | 0 | 0 | 0 | 0 | 0 | 0 | 0 | 0 | 0 | 0 | 0 | 0 | 0 | 0 | 0 | 0 | 0 | 0 | 0 | 0 | 0 | 0 | 0 | 0 | 0 | 0 | 0 | 0 | 0 | 0
CgLDC | December | 0 | 0 | 0 | 0 | 0 | 0 | 0 | 0 | 0 | 0 | 0 | 0 | 0 | 0 | 0 | 0 | 0 | 0 | 0 | 0 | 0 | 0 | 0 | 0 | 0 | 0 | 0 | 0 | 0 | 0 | 0 | 0 | 0 | 0 | 0 | 0 | 0 | 0 | 0 | 0 | 0 | 0 | 0 | 0 | 0 | 0 | 0 | 0 | 0 | 0
Northwest Minimum Residential Cogeneration Loads (MW) |  | 1986 | 1987 | 1988 | 1989 | 1990 | 1991 | 1992 | 1993 | 1994 | 1995 | 1996 | 1997 | 1998 | 1999 | 2000 | 2001 | 2002 | 2003 | 2004 | 2005 | 2006 | 2007 | 2008 | 2009 | 2010 | 2011 | 2012 | 2013 | 2014 | 2015 | 2016 | 2017 | 2018 | 2019 | 2020 | 2021 | 2022 | 2023 | 2024 | 2025 | 2026 | 2027 | 2028 | 2029 | 2030 | 2031 | 2032 | 2033 | 2034 | 2035
CgLDC | Annual | 0 | 0 | 0 | 0 | 0 | 0 | 0 | 0 | 0.0001 | 0.0001 | 0.0001 | 0.0001 | 0.0002 | 0.0002 | 0.0003 | 0.0003 | 0.0004 | 0.0005 | 0.0006 | 0.0008 | 0.0016 | 0.0028 | 0.0056 | 0.0079 | 0.013 | 0.023 | 0.0335 | 0.0424 | 0.0557 | 0.0629 | 0.0838 | 0.093 | 0.0982 | 0.1041 | 0.1109 | 0.1184 | 0.1271 | 0.134 | 0.1416 | 0.1499 | 0.1589 | 0.1688 | 0.1769 | 0.1855 | 0.1947 | 0.2043 | 0.2146 | 0.2212 | 0.2283 | 0.2357
CgLDC | January | 0 | 0 | 0 | 0 | 0 | 0 | 0 | 0 | 0 | 0 | 0 | 0 | 0 | 0 | 0 | 0 | 0 | 0 | 0 | 0 | 0 | 0 | 0 | 0 | 0 | 0 | 0 | 0 | 0 | 0 | 0 | 0 | 0 | 0 | 0 | 0 | 0 | 0 | 0 | 0 | 0 | 0 | 0 | 0 | 0 | 0 | 0 | 0 | 0 | 0
CgLDC | February | 0 | 0 | 0 | 0 | 0 | 0 | 0 | 0 | 0 | 0 | 0 | 0 | 0 | 0 | 0 | 0 | 0 | 0 | 0 | 0 | 0 | 0 | 0 | 0 | 0 | 0 | 0 | 0 | 0 | 0 | 0 | 0 | 0 | 0 | 0 | 0 | 0 | 0 | 0 | 0 | 0 | 0 | 0 | 0 | 0 | 0 | 0 | 0 | 0 | 0
CgLDC | March | 0 | 0 | 0 | 0 | 0 | 0 | 0 | 0 | 0 | 0 | 0 | 0 | 0 | 0 | 0 | 0 | 0 | 0 | 0 | 0 | 0 | 0 | 0 | 0 | 0 | 0 | 0 | 0 | 0 | 0 | 0 | 0 | 0 | 0 | 0 | 0 | 0 | 0 | 0 | 0 | 0 | 0 | 0 | 0 | 0 | 0 | 0 | 0 | 0 | 0
CgLDC | April | 0 | 0 | 0 | 0 | 0 | 0 | 0 | 0 | 0 | 0 | 0 | 0 | 0 | 0 | 0 | 0 | 0 | 0 | 0 | 0 | 0 | 0 | 0 | 0 | 0 | 0 | 0 | 0 | 0 | 0 | 0 | 0 | 0 | 0 | 0 | 0 | 0 | 0 | 0 | 0 | 0 | 0 | 0 | 0 | 0 | 0 | 0 | 0 | 0 | 0
CgLDC | May | 0 | 0 | 0 | 0 | 0 | 0 | 0 | 0 | 0 | 0 | 0 | 0 | 0 | 0 | 0 | 0 | 0 | 0 | 0 | 0 | 0 | 0 | 0 | 0 | 0 | 0 | 0 | 0 | 0 | 0 | 0 | 0 | 0 | 0 | 0 | 0 | 0 | 0 | 0 | 0 | 0 | 0 | 0 | 0 | 0 | 0 | 0 | 0 | 0 | 0
CgLDC | June | 0 | 0 | 0 | 0 | 0 | 0 | 0 | 0 | 0 | 0 | 0 | 0 | 0 | 0 | 0 | 0 | 0 | 0 | 0 | 0 | 0 | 0 | 0 | 0 | 0 | 0 | 0 | 0 | 0 | 0 | 0 | 0 | 0 | 0 | 0 | 0 | 0 | 0 | 0 | 0 | 0 | 0 | 0 | 0 | 0 | 0 | 0 | 0 | 0 | 0
CgLDC | July | 0 | 0 | 0 | 0 | 0 | 0 | 0.0004 | 0.0005 | 0.0007 | 0.0009 | 0.0012 | 0.0015 | 0.002 | 0.0025 | 0.003 | 0.0036 | 0.0049 | 0.0057 | 0.0071 | 0.0094 | 0.0192 | 0.0332 | 0.0657 | 0.0929 | 0.1528 | 0.2718 | 0.3965 | 0.5011 | 0.6586 | 0.7457 | 0.9935 | 1.1025 | 1.164 | 1.2344 | 1.3147 | 1.4039 | 1.5063 | 1.5888 | 1.6787 | 1.7768 | 1.8836 | 2.0009 | 2.0973 | 2.1989 | 2.3089 | 2.4226 | 2.5442 | 2.6234 | 2.7068 | 2.7949
CgLDC | August | 0 | 0 | 0 | 0 | 0 | 0 | 0 | 0 | 0 | 0 | 0 | 0 | 0 | 0 | 0 | 0 | 0 | 0 | 0 | 0 | 0 | 0 | 0 | 0 | 0 | 0 | 0 | 0 | 0 | 0 | 0 | 0 | 0 | 0 | 0 | 0 | 0 | 0 | 0 | 0 | 0 | 0 | 0 | 0 | 0 | 0 | 0 | 0 | 0 | 0
CgLDC | September | 0 | 0 | 0 | 0 | 0 | 0 | 0 | 0 | 0 | 0 | 0 | 0 | 0 | 0 | 0 | 0 | 0 | 0 | 0 | 0 | 0 | 0 | 0 | 0 | 0 | 0 | 0 | 0 | 0 | 0 | 0 | 0 | 0 | 0 | 0 | 0 | 0 | 0 | 0 | 0 | 0 | 0 | 0 | 0 | 0 | 0 | 0 | 0 | 0 | 0
CgLDC | October | 0 | 0 | 0 | 0 | 0 | 0 | 0 | 0 | 0 | 0 | 0 | 0 | 0 | 0 | 0 | 0 | 0 | 0 | 0 | 0 | 0 | 0 | 0 | 0 | 0 | 0 | 0 | 0 | 0 | 0 | 0 | 0 | 0 | 0 | 0 | 0 | 0 | 0 | 0 | 0 | 0 | 0 | 0 | 0 | 0 | 0 | 0 | 0 | 0 | 0
CgLDC | November | 0 | 0 | 0 | 0 | 0 | 0 | 0 | 0 | 0 | 0 | 0 | 0 | 0 | 0 | 0 | 0 | 0 | 0 | 0 | 0 | 0 | 0 | 0 | 0 | 0 | 0 | 0 | 0 | 0 | 0 | 0 | 0 | 0 | 0 | 0 | 0 | 0 | 0 | 0 | 0 | 0 | 0 | 0 | 0 | 0 | 0 | 0 | 0 | 0 | 0
CgLDC | December | 0 | 0 | 0 | 0 | 0 | 0 | 0 | 0 | 0 | 0 | 0 | 0 | 0 | 0 | 0 | 0 | 0 | 0 | 0 | 0 | 0 | 0 | 0 | 0 | 0 | 0 | 0 | 0 | 0 | 0 | 0 | 0 | 0 | 0 | 0 | 0 | 0 | 0 | 0 | 0 | 0 | 0 | 0 | 0 | 0 | 0 | 0 | 0 | 0 | 0
Northwest Residential Electric Generation from Cogeneration (GWh) |  | 1986 | 1987 | 1988 | 1989 | 1990 | 1991 | 1992 | 1993 | 1994 | 1995 | 1996 | 1997 | 1998 | 1999 | 2000 | 2001 | 2002 | 2003 | 2004 | 2005 | 2006 | 2007 | 2008 | 2009 | 2010 | 2011 | 2012 | 2013 | 2014 | 2015 | 2016 | 2017 | 2018 | 2019 | 2020 | 2021 | 2022 | 2023 | 2024 | 2025 | 2026 | 2027 | 2028 | 2029 | 2030 | 2031 | 2032 | 2033 | 2034 | 2035
CgEG | Total | 0 | 0 | 0 | 0 | 0 | 0 | 0.0894 | 0.1235 | 0.1569 | 0.2133 | 0.2918 | 0.3629 | 0.469 | 0.595 | 0.7132 | 0.9127 | 1.1687 | 1.436 | 1.7458 | 2.3251 | 4.7191 | 8.3155 | 15.9291 | 23.2126 | 37.852 | 65.3113 | 93.0932 | 116.2335 | 153.1055 | 174.7743 | 233.6042 | 259.1413 | 273.5411 | 290.0297 | 308.8584 | 329.7637 | 353.7413 | 373.0698 | 394.0997 | 417.0835 | 442.1038 | 469.5698 | 492.1617 | 515.9438 | 541.696 | 568.3018 | 596.7502 | 615.3043 | 634.8475 | 655.4567
CgEG | Electric | 0 | 0 | 0 | 0 | 0 | 0 | 0 | 0 | 0 | 0 | 0 | 0 | 0 | 0 | 0 | 0 | 0 | 0 | 0 | 0 | 0 | 0 | 0 | 0 | 0 | 0 | 0 | 0 | 0 | 0 | 0 | 0 | 0 | 0 | 0 | 0 | 0 | 0 | 0 | 0 | 0 | 0 | 0 | 0 | 0 | 0 | 0 | 0 | 0 | 0
CgEG | Gas | 0 | 0 | 0 | 0 | 0 | 0 | 0 | 0 | 0 | 0 | 0 | 0 | 0 | 0 | 0 | 0 | 0 | 0 | 0 | 0 | 0 | 0 | 0 | 0 | 0 | 0 | 0 | 0 | 0 | 0 | 0 | 0 | 0 | 0 | 0 | 0 | 0 | 0 | 0 | 0 | 0 | 0 | 0 | 0 | 0 | 0 | 0 | 0 | 0 | 0
CgEG | Coal | 0 | 0 | 0 | 0 | 0 | 0 | 0 | 0 | 0 | 0 | 0 | 0 | 0 | 0 | 0 | 0 | 0 | 0 | 0 | 0 | 0 | 0 | 0 | 0 | 0 | 0 | 0 | 0 | 0 | 0 | 0 | 0 | 0 | 0 | 0 | 0 | 0 | 0 | 0 | 0 | 0 | 0 | 0 | 0 | 0 | 0 | 0 | 0 | 0 | 0
CgEG | Oil | 0 | 0 | 0 | 0 | 0 | 0 | 0 | 0 | 0 | 0 | 0 | 0 | 0 | 0 | 0 | 0 | 0 | 0 | 0 | 0 | 0 | 0 | 0 | 0 | 0 | 0 | 0 | 0 | 0 | 0 | 0 | 0 | 0 | 0 | 0 | 0 | 0 | 0 | 0 | 0 | 0 | 0 | 0 | 0 | 0 | 0 | 0 | 0 | 0 | 0
CgEG | Biomass | 0 | 0 | 0 | 0 | 0 | 0 | 0 | 0 | 0 | 0 | 0 | 0 | 0 | 0 | 0 | 0 | 0 | 0 | 0 | 0 | 0 | 0 | 0 | 0 | 0 | 0 | 0 | 0 | 0 | 0 | 0 | 0 | 0 | 0 | 0 | 0 | 0 | 0 | 0 | 0 | 0 | 0 | 0 | 0 | 0 | 0 | 0 | 0 | 0 | 0
CgEG | Solar | 0 | 0 | 0 | 0 | 0 | 0 | 0.0894 | 0.1235 | 0.1569 | 0.2133 | 0.2918 | 0.3629 | 0.469 | 0.595 | 0.7132 | 0.9127 | 1.1687 | 1.436 | 1.7458 | 2.3251 | 4.7191 | 8.3155 | 15.9291 | 23.2126 | 37.852 | 65.3113 | 93.0932 | 116.2335 | 153.1055 | 174.7743 | 233.6042 | 259.1413 | 273.5411 | 290.0297 | 308.8584 | 329.7637 | 353.7413 | 373.0698 | 394.0997 | 417.0835 | 442.1038 | 469.5698 | 492.1617 | 515.9438 | 541.696 | 568.3018 | 596.7502 | 615.3043 | 634.8475 | 655.4567
CgEG | LPG | 0 | 0 | 0 | 0 | 0 | 0 | 0 | 0 | 0 | 0 | 0 | 0 | 0 | 0 | 0 | 0 | 0 | 0 | 0 | 0 | 0 | 0 | 0 | 0 | 0 | 0 | 0 | 0 | 0 | 0 | 0 | 0 | 0 | 0 | 0 | 0 | 0 | 0 | 0 | 0 | 0 | 0 | 0 | 0 | 0 | 0 | 0 | 0 | 0 | 0
CgEG | Steam | 0 | 0 | 0 | 0 | 0 | 0 | 0 | 0 | 0 | 0 | 0 | 0 | 0 | 0 | 0 | 0 | 0 | 0 | 0 | 0 | 0 | 0 | 0 | 0 | 0 | 0 | 0 | 0 | 0 | 0 | 0 | 0 | 0 | 0 | 0 | 0 | 0 | 0 | 0 | 0 | 0 | 0 | 0 | 0 | 0 | 0 | 0 | 0 | 0 | 0
CgEG | Heat Pump | 0 | 0 | 0 | 0 | 0 | 0 | 0 | 0 | 0 | 0 | 0 | 0 | 0 | 0 | 0 | 0 | 0 | 0 | 0 | 0 | 0 | 0 | 0 | 0 | 0 | 0 | 0 | 0 | 0 | 0 | 0 | 0 | 0 | 0 | 0 | 0 | 0 | 0 | 0 | 0 | 0 | 0 | 0 | 0 | 0 | 0 | 0 | 0 | 0 | 0
CgEG | Ductless Heat Pump | 0 | 0 | 0 | 0 | 0 | 0 | 0 | 0 | 0 | 0 | 0 | 0 | 0 | 0 | 0 | 0 | 0 | 0 | 0 | 0 | 0 | 0 | 0 | 0 | 0 | 0 | 0 | 0 | 0 | 0 | 0 | 0 | 0 | 0 | 0 | 0 | 0 | 0 | 0 | 0 | 0 | 0 | 0 | 0 | 0 | 0 | 0 | 0 | 0 | 0
CgEG | Baseboard | 0 | 0 | 0 | 0 | 0 | 0 | 0 | 0 | 0 | 0 | 0 | 0 | 0 | 0 | 0 | 0 | 0 | 0 | 0 | 0 | 0 | 0 | 0 | 0 | 0 | 0 | 0 | 0 | 0 | 0 | 0 | 0 | 0 | 0 | 0 | 0 | 0 | 0 | 0 | 0 | 0 | 0 | 0 | 0 | 0 | 0 | 0 | 0 | 0 | 0
CgEG | Tankless Electric | 0 | 0 | 0 | 0 | 0 | 0 | 0 | 0 | 0 | 0 | 0 | 0 | 0 | 0 | 0 | 0 | 0 | 0 | 0 | 0 | 0 | 0 | 0 | 0 | 0 | 0 | 0 | 0 | 0 | 0 | 0 | 0 | 0 | 0 | 0 | 0 | 0 | 0 | 0 | 0 | 0 | 0 | 0 | 0 | 0 | 0 | 0 | 0 | 0 | 0
CgEG | Central Electric | 0 | 0 | 0 | 0 | 0 | 0 | 0 | 0 | 0 | 0 | 0 | 0 | 0 | 0 | 0 | 0 | 0 | 0 | 0 | 0 | 0 | 0 | 0 | 0 | 0 | 0 | 0 | 0 | 0 | 0 | 0 | 0 | 0 | 0 | 0 | 0 | 0 | 0 | 0 | 0 | 0 | 0 | 0 | 0 | 0 | 0 | 0 | 0 | 0 | 0
CgEG | Room Electric | 0 | 0 | 0 | 0 | 0 | 0 | 0 | 0 | 0 | 0 | 0 | 0 | 0 | 0 | 0 | 0 | 0 | 0 | 0 | 0 | 0 | 0 | 0 | 0 | 0 | 0 | 0 | 0 | 0 | 0 | 0 | 0 | 0 | 0 | 0 | 0 | 0 | 0 | 0 | 0 | 0 | 0 | 0 | 0 | 0 | 0 | 0 | 0 | 0 | 0
CgEG | Packaged Terminal Electric | 0 | 0 | 0 | 0 | 0 | 0 | 0 | 0 | 0 | 0 | 0 | 0 | 0 | 0 | 0 | 0 | 0 | 0 | 0 | 0 | 0 | 0 | 0 | 0 | 0 | 0 | 0 | 0 | 0 | 0 | 0 | 0 | 0 | 0 | 0 | 0 | 0 | 0 | 0 | 0 | 0 | 0 | 0 | 0 | 0 | 0 | 0 | 0 | 0 | 0
CgEG | Tankless Gas | 0 | 0 | 0 | 0 | 0 | 0 | 0 | 0 | 0 | 0 | 0 | 0 | 0 | 0 | 0 | 0 | 0 | 0 | 0 | 0 | 0 | 0 | 0 | 0 | 0 | 0 | 0 | 0 | 0 | 0 | 0 | 0 | 0 | 0 | 0 | 0 | 0 | 0 | 0 | 0 | 0 | 0 | 0 | 0 | 0 | 0 | 0 | 0 | 0 | 0
CgEG | Central Gas | 0 | 0 | 0 | 0 | 0 | 0 | 0 | 0 | 0 | 0 | 0 | 0 | 0 | 0 | 0 | 0 | 0 | 0 | 0 | 0 | 0 | 0 | 0 | 0 | 0 | 0 | 0 | 0 | 0 | 0 | 0 | 0 | 0 | 0 | 0 | 0 | 0 | 0 | 0 | 0 | 0 | 0 | 0 | 0 | 0 | 0 | 0 | 0 | 0 | 0
CgEG | Packaged Terminal Gas | 0 | 0 | 0 | 0 | 0 | 0 | 0 | 0 | 0 | 0 | 0 | 0 | 0 | 0 | 0 | 0 | 0 | 0 | 0 | 0 | 0 | 0 | 0 | 0 | 0 | 0 | 0 | 0 | 0 | 0 | 0 | 0 | 0 | 0 | 0 | 0 | 0 | 0 | 0 | 0 | 0 | 0 | 0 | 0 | 0 | 0 | 0 | 0 | 0 | 0
CgEG | Condensing Gas | 0 | 0 | 0 | 0 | 0 | 0 | 0 | 0 | 0 | 0 | 0 | 0 | 0 | 0 | 0 | 0 | 0 | 0 | 0 | 0 | 0 | 0 | 0 | 0 | 0 | 0 | 0 | 0 | 0 | 0 | 0 | 0 | 0 | 0 | 0 | 0 | 0 | 0 | 0 | 0 | 0 | 0 | 0 | 0 | 0 | 0 | 0 | 0 | 0 | 0
Northwest Average Commercial Cogeneration Loads (MW) |  | 1986 | 1987 | 1988 | 1989 | 1990 | 1991 | 1992 | 1993 | 1994 | 1995 | 1996 | 1997 | 1998 | 1999 | 2000 | 2001 | 2002 | 2003 | 2004 | 2005 | 2006 | 2007 | 2008 | 2009 | 2010 | 2011 | 2012 | 2013 | 2014 | 2015 | 2016 | 2017 | 2018 | 2019 | 2020 | 2021 | 2022 | 2023 | 2024 | 2025 | 2026 | 2027 | 2028 | 2029 | 2030 | 2031 | 2032 | 2033 | 2034 | 2035
CgLDC | Annual | 0 | 0 | 0 | 0 | 0 | 0 | 0.0005 | 0.0007 | 0.0009 | 0.0012 | 0.0017 | 0.0021 | 0.0026 | 0.0033 | 0.0039 | 0.0049 | 0.0062 | 0.0076 | 0.0092 | 0.0119 | 0.024 | 0.0419 | 0.0801 | 0.1166 | 0.1917 | 0.3315 | 0.4742 | 2.6172 | 2.9324 | 2.9746 | 3.535 | 4.0652 | 4.5133 | 4.8785 | 5.439 | 6.0806 | 6.5534 | 7.0922 | 7.6764 | 8.3059 | 8.9922 | 9.7425 | 10.5763 | 11.1092 | 12.0623 | 12.6782 | 13.76 | 14.4138 | 15.1043 | 15.8241
CgLDC | January | 0 | 0 | 0 | 0 | 0 | 0 | 0.0002 | 0.0003 | 0.0004 | 0.0006 | 0.0008 | 0.001 | 0.0012 | 0.0015 | 0.0018 | 0.0023 | 0.0029 | 0.0036 | 0.0044 | 0.0058 | 0.0116 | 0.0205 | 0.0392 | 0.057 | 0.0931 | 0.1607 | 0.229 | 1.2739 | 1.4325 | 1.4546 | 1.7329 | 1.9931 | 2.2128 | 2.3921 | 2.6672 | 2.9819 | 3.2138 | 3.4782 | 3.765 | 4.0738 | 4.4107 | 4.779 | 5.188 | 5.4496 | 5.9172 | 6.2199 | 6.7505 | 7.072 | 7.4107 | 7.7639
CgLDC | February | 0 | 0 | 0 | 0 | 0 | 0 | 0.0004 | 0.0005 | 0.0006 | 0.0008 | 0.0011 | 0.0014 | 0.0017 | 0.0022 | 0.0026 | 0.0032 | 0.0041 | 0.005 | 0.0061 | 0.008 | 0.0161 | 0.0282 | 0.0539 | 0.0784 | 0.1286 | 0.2223 | 0.3178 | 1.7596 | 1.974 | 2.0029 | 2.382 | 2.7395 | 3.0414 | 3.2875 | 3.6654 | 4.0978 | 4.4163 | 4.7796 | 5.1735 | 5.5978 | 6.0607 | 6.5668 | 7.129 | 7.4882 | 8.131 | 8.5466 | 9.2761 | 9.7179 | 10.1834 | 10.6688
CgLDC | March | 0 | 0 | 0 | 0 | 0 | 0 | 0.0005 | 0.0007 | 0.001 | 0.0013 | 0.0017 | 0.0021 | 0.0026 | 0.0033 | 0.0039 | 0.0049 | 0.0063 | 0.0076 | 0.0093 | 0.0121 | 0.0243 | 0.0426 | 0.0815 | 0.1186 | 0.1947 | 0.3365 | 0.481 | 2.6591 | 2.9813 | 3.0246 | 3.5958 | 4.1353 | 4.5911 | 4.9627 | 5.5331 | 6.1858 | 6.6667 | 7.215 | 7.8094 | 8.4499 | 9.1484 | 9.9119 | 10.7603 | 11.3025 | 12.2724 | 12.8993 | 14.0001 | 14.666 | 15.3685 | 16.101
CgLDC | April | 0 | 0 | 0 | 0 | 0 | 0 | 0.0006 | 0.0009 | 0.0011 | 0.0015 | 0.002 | 0.0024 | 0.0031 | 0.0038 | 0.0046 | 0.0058 | 0.0074 | 0.0089 | 0.0108 | 0.0141 | 0.0283 | 0.0494 | 0.0944 | 0.1375 | 0.2261 | 0.391 | 0.5594 | 3.0874 | 3.4588 | 3.5083 | 4.1687 | 4.794 | 5.3223 | 5.753 | 6.414 | 7.1705 | 7.728 | 8.3634 | 9.0523 | 9.7947 | 10.6042 | 11.4892 | 12.4726 | 13.101 | 14.2252 | 14.9516 | 16.2277 | 16.9992 | 17.8135 | 18.6625
CgLDC | May | 0 | 0 | 0 | 0 | 0 | 0 | 0.0008 | 0.001 | 0.0013 | 0.0017 | 0.0023 | 0.0029 | 0.0036 | 0.0045 | 0.0054 | 0.0068 | 0.0086 | 0.0105 | 0.0127 | 0.0165 | 0.033 | 0.0576 | 0.1101 | 0.1602 | 0.2638 | 0.4564 | 0.6533 | 3.5975 | 4.0265 | 4.0835 | 4.8496 | 5.5768 | 6.1914 | 6.6924 | 7.4611 | 8.3412 | 8.9898 | 9.7286 | 10.5298 | 11.3931 | 12.3342 | 13.3631 | 14.5065 | 15.2374 | 16.5443 | 17.3885 | 18.8721 | 19.7678 | 20.7148 | 21.702
CgLDC | June | 0 | 0 | 0 | 0 | 0 | 0 | 0.0008 | 0.0011 | 0.0014 | 0.0019 | 0.0025 | 0.0031 | 0.0038 | 0.0048 | 0.0057 | 0.0072 | 0.0091 | 0.0111 | 0.0134 | 0.0173 | 0.0347 | 0.0605 | 0.1155 | 0.1682 | 0.2773 | 0.4801 | 0.6879 | 3.7814 | 4.2289 | 4.2878 | 5.0892 | 5.8523 | 6.4972 | 7.0227 | 7.8292 | 8.7526 | 9.4331 | 10.2082 | 11.0488 | 11.9546 | 12.9419 | 14.0214 | 15.2212 | 15.988 | 17.3593 | 18.2449 | 19.8017 | 20.7413 | 21.7349 | 22.7708
CgLDC | July | 0 | 0 | 0 | 0 | 0 | 0 | 0.0009 | 0.0012 | 0.0015 | 0.002 | 0.0027 | 0.0033 | 0.0042 | 0.0052 | 0.0062 | 0.0078 | 0.0099 | 0.012 | 0.0146 | 0.0189 | 0.0378 | 0.066 | 0.1261 | 0.1835 | 0.3024 | 0.5234 | 0.7496 | 4.1234 | 4.6132 | 4.6781 | 5.5543 | 6.3871 | 7.091 | 7.6647 | 8.5449 | 9.5528 | 10.2955 | 11.1415 | 12.059 | 13.0477 | 14.1252 | 15.3033 | 16.6128 | 17.4497 | 18.9462 | 19.9128 | 21.6118 | 22.637 | 23.7215 | 24.8521
CgLDC | August | 0 | 0 | 0 | 0 | 0 | 0 | 0.0007 | 0.001 | 0.0013 | 0.0017 | 0.0022 | 0.0028 | 0.0035 | 0.0044 | 0.0053 | 0.0066 | 0.0085 | 0.0103 | 0.0124 | 0.0162 | 0.0324 | 0.0567 | 0.1083 | 0.1576 | 0.2593 | 0.4486 | 0.642 | 3.5376 | 3.9612 | 4.0179 | 4.7731 | 5.489 | 6.0939 | 6.5871 | 7.3437 | 8.2099 | 8.8483 | 9.5755 | 10.3642 | 11.214 | 12.1402 | 13.1528 | 14.2783 | 14.9977 | 16.284 | 17.1151 | 18.5751 | 19.4567 | 20.3888 | 21.3605
CgLDC | September | 0 | 0 | 0 | 0 | 0 | 0 | 0.0006 | 0.0008 | 0.0011 | 0.0014 | 0.0019 | 0.0024 | 0.003 | 0.0038 | 0.0045 | 0.0056 | 0.0072 | 0.0087 | 0.0106 | 0.0137 | 0.0276 | 0.0482 | 0.092 | 0.134 | 0.2204 | 0.3812 | 0.5455 | 3.0079 | 3.3686 | 3.4168 | 4.0592 | 4.6681 | 5.1825 | 5.6019 | 6.2454 | 6.9821 | 7.525 | 8.1436 | 8.8144 | 9.5371 | 10.3251 | 11.1866 | 12.1439 | 12.7558 | 13.85 | 14.5571 | 15.7992 | 16.5497 | 17.3425 | 18.169
CgLDC | October | 0 | 0 | 0 | 0 | 0 | 0 | 0.0004 | 0.0006 | 0.0008 | 0.001 | 0.0013 | 0.0017 | 0.0021 | 0.0027 | 0.0032 | 0.004 | 0.0051 | 0.0062 | 0.0076 | 0.01 | 0.0201 | 0.0353 | 0.0674 | 0.0981 | 0.1606 | 0.2774 | 0.3958 | 2.1955 | 2.4658 | 2.5029 | 2.9792 | 3.4263 | 3.804 | 4.1121 | 4.5848 | 5.1258 | 5.5244 | 5.9788 | 6.4716 | 7.0024 | 7.5812 | 8.214 | 8.917 | 9.3664 | 10.1701 | 10.6899 | 11.6018 | 12.1538 | 12.736 | 13.3429
CgLDC | November | 0 | 0 | 0 | 0 | 0 | 0 | 0.0003 | 0.0003 | 0.0004 | 0.0006 | 0.0008 | 0.001 | 0.0012 | 0.0015 | 0.0018 | 0.0023 | 0.003 | 0.0036 | 0.0044 | 0.0058 | 0.0117 | 0.0205 | 0.0391 | 0.0569 | 0.0932 | 0.161 | 0.2299 | 1.2752 | 1.432 | 1.4534 | 1.7297 | 1.9893 | 2.2086 | 2.3874 | 2.6618 | 2.9759 | 3.2072 | 3.4711 | 3.7572 | 4.0654 | 4.4017 | 4.7692 | 5.1775 | 5.4384 | 5.9053 | 6.2072 | 6.737 | 7.0579 | 7.396 | 7.7484
CgLDC | December | 0 | 0 | 0 | 0 | 0 | 0 | 0.0002 | 0.0003 | 0.0004 | 0.0005 | 0.0006 | 0.0008 | 0.001 | 0.0012 | 0.0015 | 0.0019 | 0.0024 | 0.0029 | 0.0036 | 0.0047 | 0.0096 | 0.0168 | 0.0322 | 0.0468 | 0.0765 | 0.132 | 0.1882 | 1.0468 | 1.1772 | 1.1952 | 1.4237 | 1.6374 | 1.8179 | 1.9652 | 2.1912 | 2.4497 | 2.6402 | 2.8575 | 3.0931 | 3.3468 | 3.6237 | 3.9263 | 4.2625 | 4.4773 | 4.8617 | 5.1103 | 5.5464 | 5.8108 | 6.0891 | 6.3793
Northwest Peak Commercial Cogeneration Loads (MW) |  | 1986 | 1987 | 1988 | 1989 | 1990 | 1991 | 1992 | 1993 | 1994 | 1995 | 1996 | 1997 | 1998 | 1999 | 2000 | 2001 | 2002 | 2003 | 2004 | 2005 | 2006 | 2007 | 2008 | 2009 | 2010 | 2011 | 2012 | 2013 | 2014 | 2015 | 2016 | 2017 | 2018 | 2019 | 2020 | 2021 | 2022 | 2023 | 2024 | 2025 | 2026 | 2027 | 2028 | 2029 | 2030 | 2031 | 2032 | 2033 | 2034 | 2035
CgLDC | Annual | 0 | 0 | 0 | 0 | 0 | 0 | 0.0005 | 0.0006 | 0.0008 | 0.0011 | 0.0014 | 0.0017 | 0.0022 | 0.0029 | 0.0034 | 0.0042 | 0.0056 | 0.0066 | 0.0079 | 0.0105 | 0.0222 | 0.0373 | 0.0733 | 0.1035 | 0.1763 | 0.2877 | 0.4216 | 2.3199 | 2.5954 | 2.6313 | 3.1237 | 3.5921 | 3.9881 | 4.3108 | 4.806 | 5.3729 | 5.7909 | 6.2668 | 6.7829 | 7.339 | 7.9451 | 8.6078 | 9.3442 | 9.8149 | 10.6567 | 11.2003 | 12.1557 | 12.7327 | 13.3426 | 13.9783
CgLDC | January | 0 | 0 | 0 | 0 | 0 | 0 | 0 | 0 | 0 | 0 | 0 | 0 | 0 | 0 | 0 | 0 | 0 | 0 | 0.0001 | 0.0001 | 0.0001 | 0.0003 | 0.0005 | 0.0007 | 0.0011 | 0.002 | 0.0027 | 0.0149 | 0.0167 | 0.0169 | 0.0201 | 0.0231 | 0.0257 | 0.0278 | 0.0309 | 0.0346 | 0.0373 | 0.0404 | 0.0437 | 0.0473 | 0.0512 | 0.0554 | 0.0602 | 0.0632 | 0.0686 | 0.0722 | 0.0783 | 0.082 | 0.086 | 0.0901
CgLDC | February | 0 | 0 | 0 | 0 | 0 | 0 | 0.0001 | 0.0001 | 0.0001 | 0.0001 | 0.0002 | 0.0002 | 0.0002 | 0.0003 | 0.0003 | 0.0005 | 0.0006 | 0.0008 | 0.0009 | 0.0012 | 0.0027 | 0.0047 | 0.0084 | 0.0126 | 0.02 | 0.0377 | 0.0494 | 0.2733 | 0.3068 | 0.3113 | 0.3705 | 0.4261 | 0.4731 | 0.5115 | 0.5702 | 0.6376 | 0.6872 | 0.7437 | 0.8049 | 0.8709 | 0.9428 | 1.0214 | 1.1087 | 1.1645 | 1.2643 | 1.3288 | 1.4419 | 1.5102 | 1.5825 | 1.6579
CgLDC | March | 0 | 0 | 0 | 0 | 0 | 0 | 0.0002 | 0.0003 | 0.0004 | 0.0005 | 0.0006 | 0.0008 | 0.001 | 0.0012 | 0.0014 | 0.0018 | 0.0023 | 0.0027 | 0.0032 | 0.0038 | 0.0094 | 0.0162 | 0.0299 | 0.0483 | 0.0743 | 0.1254 | 0.1885 | 1.0331 | 1.1532 | 1.1683 | 1.3846 | 1.5921 | 1.7676 | 1.9104 | 2.1298 | 2.3809 | 2.566 | 2.7769 | 3.0055 | 3.2518 | 3.5205 | 3.8143 | 4.1407 | 4.3492 | 4.7224 | 4.9632 | 5.387 | 5.643 | 5.9133 | 6.195
CgLDC | April | 0 | 0 | 0 | 0 | 0 | 0 | 0.0005 | 0.0007 | 0.0009 | 0.0012 | 0.0014 | 0.002 | 0.0024 | 0.0031 | 0.0035 | 0.0048 | 0.0058 | 0.0074 | 0.0086 | 0.0114 | 0.0238 | 0.0433 | 0.0865 | 0.1178 | 0.1951 | 0.332 | 0.4627 | 2.5615 | 2.875 | 2.9182 | 3.4726 | 3.9936 | 4.4339 | 4.7932 | 5.3439 | 5.9746 | 6.4393 | 6.9687 | 7.5429 | 8.1615 | 8.8356 | 9.5726 | 10.3915 | 10.9152 | 11.8511 | 12.4563 | 13.5182 | 14.1598 | 14.8381 | 15.5452
CgLDC | May | 0 | 0 | 0 | 0 | 0 | 0 | 0.0008 | 0.0011 | 0.0015 | 0.0019 | 0.0027 | 0.0033 | 0.004 | 0.0052 | 0.0061 | 0.0078 | 0.0105 | 0.0117 | 0.0133 | 0.018 | 0.0396 | 0.0664 | 0.1275 | 0.1864 | 0.317 | 0.512 | 0.7421 | 4.0698 | 4.545 | 4.6059 | 5.4607 | 6.2793 | 6.9709 | 7.5337 | 8.3988 | 9.3888 | 10.1183 | 10.9499 | 11.8513 | 12.8229 | 13.8829 | 15.0418 | 16.3299 | 17.1525 | 18.625 | 19.5754 | 21.2482 | 22.2585 | 23.325 | 24.4371
CgLDC | June | 0 | 0 | 0 | 0 | 0 | 0 | 0.0014 | 0.002 | 0.0025 | 0.0033 | 0.0042 | 0.0051 | 0.0065 | 0.0087 | 0.0107 | 0.0129 | 0.0177 | 0.0205 | 0.0244 | 0.0312 | 0.0699 | 0.1076 | 0.2264 | 0.2913 | 0.5096 | 0.8265 | 1.2072 | 6.6411 | 7.429 | 7.5329 | 8.9421 | 10.283 | 11.4159 | 12.3388 | 13.7559 | 15.378 | 16.5732 | 17.9354 | 19.4124 | 21.0041 | 22.7398 | 24.6375 | 26.7466 | 28.0941 | 30.5049 | 32.062 | 34.7996 | 36.4531 | 38.1996 | 40.0206
CgLDC | July | 0 | 0 | 0 | 0 | 0 | 0 | 0.0013 | 0.0019 | 0.0023 | 0.0031 | 0.0041 | 0.0048 | 0.0065 | 0.0083 | 0.01 | 0.0115 | 0.0161 | 0.0193 | 0.0227 | 0.031 | 0.0651 | 0.1102 | 0.205 | 0.3092 | 0.5133 | 0.8236 | 1.2409 | 6.8142 | 7.6172 | 7.7232 | 9.1645 | 10.5383 | 11.6993 | 12.6451 | 14.0969 | 15.7593 | 16.9842 | 18.3796 | 19.8929 | 21.5237 | 23.3014 | 25.2451 | 27.4057 | 28.7863 | 31.2556 | 32.85 | 35.6541 | 37.3455 | 39.1349 | 41.0005
CgLDC | August | 0 | 0 | 0 | 0 | 0 | 0 | 0.0011 | 0.0015 | 0.0019 | 0.0025 | 0.0034 | 0.0041 | 0.0053 | 0.007 | 0.0082 | 0.0099 | 0.0135 | 0.0154 | 0.0197 | 0.0266 | 0.0507 | 0.0898 | 0.1804 | 0.2524 | 0.451 | 0.7359 | 1.0953 | 6.0394 | 6.7646 | 6.8625 | 8.1544 | 9.3774 | 10.4107 | 11.2531 | 12.5456 | 14.0254 | 15.1157 | 16.3581 | 17.7055 | 19.1573 | 20.7399 | 22.4703 | 24.3934 | 25.6225 | 27.8205 | 29.2408 | 31.736 | 33.2428 | 34.8355 | 36.496
CgLDC | September | 0 | 0 | 0 | 0 | 0 | 0 | 0 | 0 | 0 | 0 | 0 | 0 | 0 | 0 | 0 | 0 | 0 | 0 | 0 | 0 | 0 | 0 | 0 | 0 | 0 | 0 | 0 | 0 | 0 | 0 | 0 | 0 | 0 | 0 | 0 | 0 | 0 | 0 | 0 | 0 | 0 | 0 | 0 | 0 | 0 | 0 | 0 | 0 | 0 | 0
CgLDC | October | 0 | 0 | 0 | 0 | 0 | 0 | 0.0001 | 0.0001 | 0.0001 | 0.0002 | 0.0002 | 0.0003 | 0.0003 | 0.0004 | 0.0005 | 0.0006 | 0.0009 | 0.001 | 0.0011 | 0.0014 | 0.0038 | 0.006 | 0.0111 | 0.0166 | 0.0262 | 0.0461 | 0.0651 | 0.3609 | 0.405 | 0.4109 | 0.4888 | 0.5622 | 0.6241 | 0.6747 | 0.7522 | 0.841 | 0.9064 | 0.9809 | 1.0618 | 1.1489 | 1.2439 | 1.3478 | 1.4631 | 1.5369 | 1.6688 | 1.7541 | 1.9038 | 1.9945 | 2.0901 | 2.1897
CgLDC | November | 0 | 0 | 0 | 0 | 0 | 0 | 0 | 0 | 0 | 0 | 0 | 0 | 0 | 0 | 0 | 0 | 0 | 0 | 0 | 0 | 0 | 0 | 0 | 0 | 0 | 0 | 0 | 0 | 0 | 0 | 0 | 0 | 0 | 0 | 0 | 0 | 0 | 0 | 0 | 0 | 0 | 0 | 0 | 0 | 0 | 0 | 0 | 0 | 0 | 0
CgLDC | December | 0 | 0 | 0 | 0 | 0 | 0 | 0 | 0 | 0 | 0 | 0 | 0 | 0 | 0 | 0 | 0 | 0 | 0 | 0 | 0 | 0 | 0 | 0 | 0 | 0 | 0 | 0 | 0 | 0 | 0 | 0 | 0 | 0 | 0 | 0 | 0 | 0 | 0 | 0 | 0 | 0 | 0 | 0 | 0 | 0 | 0 | 0 | 0 | 0 | 0
Northwest Minimum Commercial Cogeneration Loads (MW) |  | 1986 | 1987 | 1988 | 1989 | 1990 | 1991 | 1992 | 1993 | 1994 | 1995 | 1996 | 1997 | 1998 | 1999 | 2000 | 2001 | 2002 | 2003 | 2004 | 2005 | 2006 | 2007 | 2008 | 2009 | 2010 | 2011 | 2012 | 2013 | 2014 | 2015 | 2016 | 2017 | 2018 | 2019 | 2020 | 2021 | 2022 | 2023 | 2024 | 2025 | 2026 | 2027 | 2028 | 2029 | 2030 | 2031 | 2032 | 2033 | 2034 | 2035
CgLDC | Annual | 0 | 0 | 0 | 0 | 0 | 0 | 0 | 0 | 0 | 0 | 0 | 0 | 0 | 0 | 0 | 0 | 0 | 0 | 0 | 0 | 0.0001 | 0.0001 | 0.0002 | 0.0003 | 0.0006 | 0.001 | 0.0015 | 0.0083 | 0.0092 | 0.0093 | 0.011 | 0.0127 | 0.0141 | 0.0152 | 0.017 | 0.019 | 0.0205 | 0.0222 | 0.024 | 0.0259 | 0.0281 | 0.0304 | 0.033 | 0.0347 | 0.0377 | 0.0396 | 0.043 | 0.045 | 0.0472 | 0.0494
CgLDC | January | 0 | 0 | 0 | 0 | 0 | 0 | 0 | 0 | 0 | 0 | 0 | 0 | 0 | 0 | 0 | 0 | 0 | 0 | 0 | 0 | 0 | 0 | 0 | 0 | 0 | 0 | 0 | 0 | 0 | 0 | 0 | 0 | 0 | 0 | 0 | 0 | 0 | 0 | 0 | 0 | 0 | 0 | 0 | 0 | 0 | 0 | 0 | 0 | 0 | 0
CgLDC | February | 0 | 0 | 0 | 0 | 0 | 0 | 0 | 0 | 0 | 0 | 0 | 0 | 0 | 0 | 0 | 0 | 0 | 0 | 0 | 0 | 0 | 0 | 0 | 0 | 0 | 0 | 0 | 0 | 0 | 0 | 0 | 0 | 0 | 0 | 0 | 0 | 0 | 0 | 0 | 0 | 0 | 0 | 0 | 0 | 0 | 0 | 0 | 0 | 0 | 0
CgLDC | March | 0 | 0 | 0 | 0 | 0 | 0 | 0 | 0 | 0 | 0 | 0 | 0 | 0 | 0 | 0 | 0 | 0 | 0 | 0 | 0 | 0 | 0 | 0 | 0 | 0 | 0 | 0 | 0 | 0 | 0 | 0 | 0 | 0 | 0 | 0 | 0 | 0 | 0 | 0 | 0 | 0 | 0 | 0 | 0 | 0 | 0 | 0 | 0 | 0 | 0
CgLDC | April | 0 | 0 | 0 | 0 | 0 | 0 | 0 | 0 | 0 | 0 | 0 | 0 | 0 | 0 | 0 | 0 | 0 | 0 | 0 | 0 | 0 | 0 | 0 | 0 | 0 | 0 | 0 | 0 | 0 | 0 | 0 | 0 | 0 | 0 | 0 | 0 | 0 | 0 | 0 | 0 | 0 | 0 | 0 | 0 | 0 | 0 | 0 | 0 | 0 | 0
CgLDC | May | 0 | 0 | 0 | 0 | 0 | 0 | 0 | 0 | 0 | 0 | 0 | 0 | 0 | 0 | 0 | 0 | 0 | 0 | 0 | 0 | 0 | 0 | 0 | 0 | 0 | 0 | 0 | 0 | 0 | 0 | 0 | 0 | 0 | 0 | 0 | 0 | 0 | 0 | 0 | 0 | 0 | 0 | 0 | 0 | 0 | 0 | 0 | 0 | 0 | 0
CgLDC | June | 0 | 0 | 0 | 0 | 0 | 0 | 0 | 0 | 0 | 0 | 0 | 0 | 0 | 0 | 0 | 0 | 0 | 0 | 0 | 0 | 0 | 0 | 0 | 0 | 0 | 0 | 0 | 0 | 0 | 0 | 0 | 0 | 0 | 0 | 0 | 0 | 0 | 0 | 0 | 0 | 0 | 0 | 0 | 0 | 0 | 0 | 0 | 0 | 0 | 0
CgLDC | July | 0 | 0 | 0 | 0 | 0 | 0 | 0 | 0 | 0 | 0 | 0.0001 | 0.0001 | 0.0001 | 0.0001 | 0.0001 | 0.0002 | 0.0002 | 0.0003 | 0.0003 | 0.0004 | 0.0009 | 0.0015 | 0.0029 | 0.0041 | 0.0068 | 0.0122 | 0.0179 | 0.0977 | 0.109 | 0.1104 | 0.1308 | 0.1504 | 0.1669 | 0.1804 | 0.2011 | 0.2248 | 0.2423 | 0.2622 | 0.2838 | 0.307 | 0.3324 | 0.3601 | 0.3909 | 0.4106 | 0.4459 | 0.4686 | 0.5086 | 0.5327 | 0.5582 | 0.5848
CgLDC | August | 0 | 0 | 0 | 0 | 0 | 0 | 0 | 0 | 0 | 0 | 0 | 0 | 0 | 0 | 0 | 0 | 0 | 0 | 0 | 0 | 0 | 0 | 0 | 0 | 0 | 0 | 0 | 0 | 0 | 0 | 0 | 0 | 0 | 0 | 0 | 0 | 0 | 0 | 0 | 0 | 0 | 0 | 0 | 0 | 0 | 0 | 0 | 0 | 0 | 0
CgLDC | September | 0 | 0 | 0 | 0 | 0 | 0 | 0 | 0 | 0 | 0 | 0 | 0 | 0 | 0 | 0 | 0 | 0 | 0 | 0 | 0 | 0 | 0 | 0 | 0 | 0 | 0 | 0 | 0 | 0 | 0 | 0 | 0 | 0 | 0 | 0 | 0 | 0 | 0 | 0 | 0 | 0 | 0 | 0 | 0 | 0 | 0 | 0 | 0 | 0 | 0
CgLDC | October | 0 | 0 | 0 | 0 | 0 | 0 | 0 | 0 | 0 | 0 | 0 | 0 | 0 | 0 | 0 | 0 | 0 | 0 | 0 | 0 | 0 | 0 | 0 | 0 | 0 | 0 | 0 | 0 | 0 | 0 | 0 | 0 | 0 | 0 | 0 | 0 | 0 | 0 | 0 | 0 | 0 | 0 | 0 | 0 | 0 | 0 | 0 | 0 | 0 | 0
CgLDC | November | 0 | 0 | 0 | 0 | 0 | 0 | 0 | 0 | 0 | 0 | 0 | 0 | 0 | 0 | 0 | 0 | 0 | 0 | 0 | 0 | 0 | 0 | 0 | 0 | 0 | 0 | 0 | 0 | 0 | 0 | 0 | 0 | 0 | 0 | 0 | 0 | 0 | 0 | 0 | 0 | 0 | 0 | 0 | 0 | 0 | 0 | 0 | 0 | 0 | 0
CgLDC | December | 0 | 0 | 0 | 0 | 0 | 0 | 0 | 0 | 0 | 0 | 0 | 0 | 0 | 0 | 0 | 0 | 0 | 0 | 0 | 0 | 0 | 0 | 0 | 0 | 0 | 0 | 0 | 0 | 0 | 0 | 0 | 0 | 0 | 0 | 0 | 0 | 0 | 0 | 0 | 0 | 0 | 0 | 0 | 0 | 0 | 0 | 0 | 0 | 0 | 0
Northwest Commercial Electric Generation from Cogeneration (GWh) |  | 1986 | 1987 | 1988 | 1989 | 1990 | 1991 | 1992 | 1993 | 1994 | 1995 | 1996 | 1997 | 1998 | 1999 | 2000 | 2001 | 2002 | 2003 | 2004 | 2005 | 2006 | 2007 | 2008 | 2009 | 2010 | 2011 | 2012 | 2013 | 2014 | 2015 | 2016 | 2017 | 2018 | 2019 | 2020 | 2021 | 2022 | 2023 | 2024 | 2025 | 2026 | 2027 | 2028 | 2029 | 2030 | 2031 | 2032 | 2033 | 2034 | 2035
CgEG | Total | 0 | 0 | 0 | 0 | 0 | 0 | 0.0047 | 0.0063 | 0.0083 | 0.0109 | 0.0145 | 0.0181 | 0.0227 | 0.0285 | 0.0339 | 0.0428 | 0.0546 | 0.0662 | 0.0803 | 0.1047 | 0.21 | 0.3672 | 0.7019 | 1.0217 | 1.6792 | 2.9042 | 4.154 | 22.9266 | 25.6875 | 26.0576 | 30.9664 | 35.6115 | 39.5362 | 42.736 | 47.6459 | 53.2663 | 57.408 | 62.1277 | 67.2454 | 72.7595 | 78.7718 | 85.3447 | 92.6486 | 97.3168 | 105.6656 | 111.0609 | 120.5374 | 126.2648 | 132.3133 | 138.6193
CgEG | Electric | 0 | 0 | 0 | 0 | 0 | 0 | 0 | 0 | 0 | 0 | 0 | 0 | 0 | 0 | 0 | 0 | 0 | 0 | 0 | 0 | 0 | 0 | 0 | 0 | 0 | 0 | 0 | 0 | 0 | 0 | 0 | 0 | 0 | 0 | 0 | 0 | 0 | 0 | 0 | 0 | 0 | 0 | 0 | 0 | 0 | 0 | 0 | 0 | 0 | 0
CgEG | Gas | 0 | 0 | 0 | 0 | 0 | 0 | 0 | 0 | 0 | 0 | 0 | 0 | 0 | 0 | 0 | 0 | 0 | 0 | 0 | 0 | 0 | 0 | 0 | 0 | 0 | 0 | 0 | 0 | 0 | 0 | 0 | 0 | 0 | 0 | 0 | 0 | 0 | 0 | 0 | 0 | 0 | 0 | 0 | 0 | 0 | 0 | 0 | 0 | 0 | 0
CgEG | Coal | 0 | 0 | 0 | 0 | 0 | 0 | 0 | 0 | 0 | 0 | 0 | 0 | 0 | 0 | 0 | 0 | 0 | 0 | 0 | 0 | 0 | 0 | 0 | 0 | 0 | 0 | 0 | 0 | 0 | 0 | 0 | 0 | 0 | 0 | 0 | 0 | 0 | 0 | 0 | 0 | 0 | 0 | 0 | 0 | 0 | 0 | 0 | 0 | 0 | 0
CgEG | Oil | 0 | 0 | 0 | 0 | 0 | 0 | 0 | 0 | 0 | 0 | 0 | 0 | 0 | 0 | 0 | 0 | 0 | 0 | 0 | 0 | 0 | 0 | 0 | 0 | 0 | 0 | 0 | 0 | 0 | 0 | 0 | 0 | 0 | 0 | 0 | 0 | 0 | 0 | 0 | 0 | 0 | 0 | 0 | 0 | 0 | 0 | 0 | 0 | 0 | 0
CgEG | Biomass | 0 | 0 | 0 | 0 | 0 | 0 | 0 | 0 | 0 | 0 | 0 | 0 | 0 | 0 | 0 | 0 | 0 | 0 | 0 | 0 | 0 | 0 | 0 | 0 | 0 | 0 | 0 | 0 | 0 | 0 | 0 | 0 | 0 | 0 | 0 | 0 | 0 | 0 | 0 | 0 | 0 | 0 | 0 | 0 | 0 | 0 | 0 | 0 | 0 | 0
CgEG | Solar | 0 | 0 | 0 | 0 | 0 | 0 | 0.0047 | 0.0063 | 0.0083 | 0.0109 | 0.0145 | 0.0181 | 0.0227 | 0.0285 | 0.0339 | 0.0428 | 0.0546 | 0.0662 | 0.0803 | 0.1047 | 0.21 | 0.3672 | 0.7019 | 1.0217 | 1.6792 | 2.9042 | 4.154 | 22.9266 | 25.6875 | 26.0576 | 30.9664 | 35.6115 | 39.5362 | 42.736 | 47.6459 | 53.2663 | 57.408 | 62.1277 | 67.2454 | 72.7595 | 78.7718 | 85.3447 | 92.6486 | 97.3168 | 105.6656 | 111.0609 | 120.5374 | 126.2648 | 132.3133 | 138.6193
CgEG | LPG | 0 | 0 | 0 | 0 | 0 | 0 | 0 | 0 | 0 | 0 | 0 | 0 | 0 | 0 | 0 | 0 | 0 | 0 | 0 | 0 | 0 | 0 | 0 | 0 | 0 | 0 | 0 | 0 | 0 | 0 | 0 | 0 | 0 | 0 | 0 | 0 | 0 | 0 | 0 | 0 | 0 | 0 | 0 | 0 | 0 | 0 | 0 | 0 | 0 | 0
CgEG | Steam | 0 | 0 | 0 | 0 | 0 | 0 | 0 | 0 | 0 | 0 | 0 | 0 | 0 | 0 | 0 | 0 | 0 | 0 | 0 | 0 | 0 | 0 | 0 | 0 | 0 | 0 | 0 | 0 | 0 | 0 | 0 | 0 | 0 | 0 | 0 | 0 | 0 | 0 | 0 | 0 | 0 | 0 | 0 | 0 | 0 | 0 | 0 | 0 | 0 | 0
Northwest Average Industrial Cogeneration Loads (MW) |  | 1986 | 1987 | 1988 | 1989 | 1990 | 1991 | 1992 | 1993 | 1994 | 1995 | 1996 | 1997 | 1998 | 1999 | 2000 | 2001 | 2002 | 2003 | 2004 | 2005 | 2006 | 2007 | 2008 | 2009 | 2010 | 2011 | 2012 | 2013 | 2014 | 2015 | 2016 | 2017 | 2018 | 2019 | 2020 | 2021 | 2022 | 2023 | 2024 | 2025 | 2026 | 2027 | 2028 | 2029 | 2030 | 2031 | 2032 | 2033 | 2034 | 2035
CgLDC | Annual | 0 | 0 | 0 | 0 | 0 | 0 | 0.0017 | 0.0023 | 0.003 | 0.004 | 0.0054 | 0.0067 | 0.0085 | 0.0107 | 0.0128 | 0.0164 | 0.0211 | 0.0259 | 0.0317 | 0.0424 | 0.0862 | 0.1522 | 0.2917 | 0.4243 | 0.69 | 0.9073 | 1.2925 | 1.3194 | 1.3683 | 1.3798 | 1.3887 | 1.3974 | 1.4065 | 1.4159 | 1.4257 | 1.4352 | 1.4445 | 1.4538 | 1.4635 | 1.4736 | 1.484 | 1.4941 | 1.5031 | 1.5106 | 1.518 | 1.5255 | 1.5331 | 1.5407 | 1.5484 | 1.5556
CgLDC | January | 0 | 0 | 0 | 0 | 0 | 0 | 0.0008 | 0.001 | 0.0014 | 0.0019 | 0.0025 | 0.0032 | 0.004 | 0.0051 | 0.0061 | 0.0078 | 0.0101 | 0.0124 | 0.0153 | 0.0207 | 0.0423 | 0.0751 | 0.1441 | 0.2096 | 0.3391 | 0.4456 | 0.6338 | 0.6473 | 0.6716 | 0.6773 | 0.6817 | 0.6861 | 0.6906 | 0.6952 | 0.7001 | 0.7048 | 0.7095 | 0.7141 | 0.719 | 0.724 | 0.7292 | 0.7343 | 0.7388 | 0.7425 | 0.7462 | 0.75 | 0.7538 | 0.7576 | 0.7615 | 0.7651
CgLDC | February | 0 | 0 | 0 | 0 | 0 | 0 | 0.0011 | 0.0015 | 0.002 | 0.0027 | 0.0036 | 0.0045 | 0.0056 | 0.0071 | 0.0085 | 0.0109 | 0.0141 | 0.0173 | 0.0212 | 0.0286 | 0.0582 | 0.103 | 0.1976 | 0.2874 | 0.4665 | 0.6135 | 0.8745 | 0.8928 | 0.9261 | 0.9339 | 0.9399 | 0.9459 | 0.952 | 0.9584 | 0.9651 | 0.9715 | 0.9778 | 0.9842 | 0.9908 | 0.9976 | 1.0046 | 1.0115 | 1.0177 | 1.0227 | 1.0278 | 1.0329 | 1.0381 | 1.0433 | 1.0485 | 1.0534
CgLDC | March | 0 | 0 | 0 | 0 | 0 | 0 | 0.0017 | 0.0023 | 0.0031 | 0.0041 | 0.0054 | 0.0068 | 0.0086 | 0.0109 | 0.013 | 0.0165 | 0.0214 | 0.0263 | 0.0322 | 0.0431 | 0.0879 | 0.1553 | 0.2977 | 0.433 | 0.7033 | 0.9247 | 1.3172 | 1.3446 | 1.3946 | 1.4064 | 1.4155 | 1.4244 | 1.4336 | 1.4432 | 1.4532 | 1.4629 | 1.4724 | 1.4819 | 1.4918 | 1.5021 | 1.5127 | 1.5231 | 1.5323 | 1.5399 | 1.5475 | 1.5553 | 1.563 | 1.5708 | 1.5787 | 1.586
CgLDC | April | 0 | 0 | 0 | 0 | 0 | 0 | 0.002 | 0.0027 | 0.0036 | 0.0048 | 0.0063 | 0.008 | 0.01 | 0.0127 | 0.0152 | 0.0193 | 0.0249 | 0.0306 | 0.0374 | 0.05 | 0.1017 | 0.1796 | 0.3443 | 0.5009 | 0.8146 | 1.0714 | 1.527 | 1.5587 | 1.6165 | 1.6301 | 1.6406 | 1.6509 | 1.6616 | 1.6727 | 1.6843 | 1.6955 | 1.7065 | 1.7175 | 1.7289 | 1.7408 | 1.753 | 1.765 | 1.7756 | 1.7844 | 1.7932 | 1.8021 | 1.811 | 1.82 | 1.8291 | 1.8375
CgLDC | May | 0 | 0 | 0 | 0 | 0 | 0 | 0.0024 | 0.0032 | 0.0042 | 0.0056 | 0.0075 | 0.0094 | 0.0118 | 0.0149 | 0.0178 | 0.0227 | 0.0292 | 0.0358 | 0.0438 | 0.0582 | 0.1181 | 0.2083 | 0.399 | 0.5806 | 0.9453 | 1.2431 | 1.771 | 1.8076 | 1.8742 | 1.8901 | 1.9022 | 1.9141 | 1.9264 | 1.9393 | 1.9526 | 1.9656 | 1.9783 | 1.9911 | 2.0043 | 2.018 | 2.0322 | 2.046 | 2.0583 | 2.0685 | 2.0786 | 2.0888 | 2.0992 | 2.1096 | 2.1201 | 2.1298
CgLDC | June | 0 | 0 | 0 | 0 | 0 | 0 | 0.0025 | 0.0034 | 0.0045 | 0.0059 | 0.0079 | 0.0099 | 0.0125 | 0.0158 | 0.0188 | 0.0239 | 0.0308 | 0.0377 | 0.0461 | 0.0612 | 0.1239 | 0.2182 | 0.418 | 0.6081 | 0.9916 | 1.3042 | 1.8593 | 1.8976 | 1.9673 | 1.9839 | 1.9966 | 2.0091 | 2.022 | 2.0354 | 2.0494 | 2.063 | 2.0763 | 2.0896 | 2.1034 | 2.1177 | 2.1326 | 2.147 | 2.1599 | 2.1705 | 2.181 | 2.1917 | 2.2025 | 2.2133 | 2.2243 | 2.2345
CgLDC | July | 0 | 0 | 0 | 0 | 0 | 0 | 0.0027 | 0.0037 | 0.0049 | 0.0065 | 0.0086 | 0.0108 | 0.0136 | 0.0171 | 0.0205 | 0.026 | 0.0335 | 0.0411 | 0.0502 | 0.0667 | 0.1351 | 0.2381 | 0.4561 | 0.6636 | 1.0815 | 1.4223 | 2.0269 | 2.0687 | 2.1448 | 2.163 | 2.1768 | 2.1904 | 2.2045 | 2.2192 | 2.2345 | 2.2494 | 2.2639 | 2.2785 | 2.2936 | 2.3092 | 2.3254 | 2.3412 | 2.3553 | 2.3668 | 2.3783 | 2.39 | 2.4018 | 2.4137 | 2.4257 | 2.4368
CgLDC | August | 0 | 0 | 0 | 0 | 0 | 0 | 0.0023 | 0.0031 | 0.0041 | 0.0055 | 0.0073 | 0.0092 | 0.0115 | 0.0146 | 0.0174 | 0.0222 | 0.0286 | 0.0351 | 0.043 | 0.0572 | 0.1161 | 0.2049 | 0.3925 | 0.5712 | 0.9297 | 1.2224 | 1.7413 | 1.7773 | 1.843 | 1.8586 | 1.8705 | 1.8822 | 1.8944 | 1.9071 | 1.9202 | 1.9331 | 1.9456 | 1.9581 | 1.9712 | 1.9847 | 1.9987 | 2.0123 | 2.0244 | 2.0344 | 2.0443 | 2.0544 | 2.0647 | 2.0749 | 2.0852 | 2.0949
CgLDC | September | 0 | 0 | 0 | 0 | 0 | 0 | 0.002 | 0.0026 | 0.0035 | 0.0047 | 0.0062 | 0.0078 | 0.0098 | 0.0124 | 0.0148 | 0.0189 | 0.0243 | 0.0298 | 0.0365 | 0.0487 | 0.0989 | 0.1746 | 0.3346 | 0.4868 | 0.792 | 1.0415 | 1.484 | 1.5148 | 1.5708 | 1.5841 | 1.5943 | 1.6043 | 1.6146 | 1.6254 | 1.6367 | 1.6476 | 1.6582 | 1.6689 | 1.68 | 1.6915 | 1.7034 | 1.7151 | 1.7254 | 1.7339 | 1.7424 | 1.751 | 1.7597 | 1.7685 | 1.7773 | 1.7855
CgLDC | October | 0 | 0 | 0 | 0 | 0 | 0 | 0.0014 | 0.0018 | 0.0025 | 0.0033 | 0.0044 | 0.0055 | 0.007 | 0.0088 | 0.0106 | 0.0135 | 0.0175 | 0.0215 | 0.0265 | 0.0356 | 0.0727 | 0.1288 | 0.247 | 0.3593 | 0.5823 | 0.7653 | 1.0888 | 1.1117 | 1.1534 | 1.1631 | 1.1707 | 1.1781 | 1.1858 | 1.1938 | 1.2021 | 1.2102 | 1.2181 | 1.2261 | 1.2343 | 1.2429 | 1.2518 | 1.2604 | 1.2681 | 1.2745 | 1.2808 | 1.2873 | 1.2938 | 1.3003 | 1.3069 | 1.313
CgLDC | November | 0 | 0 | 0 | 0 | 0 | 0 | 0.0008 | 0.0011 | 0.0014 | 0.0019 | 0.0026 | 0.0032 | 0.004 | 0.0051 | 0.0061 | 0.0078 | 0.0102 | 0.0125 | 0.0154 | 0.0207 | 0.0423 | 0.0749 | 0.1438 | 0.2091 | 0.339 | 0.4456 | 0.6346 | 0.6479 | 0.6722 | 0.6779 | 0.6823 | 0.6866 | 0.6911 | 0.6957 | 0.7006 | 0.7053 | 0.7099 | 0.7145 | 0.7193 | 0.7243 | 0.7294 | 0.7345 | 0.7389 | 0.7426 | 0.7463 | 0.7501 | 0.7539 | 0.7577 | 0.7615 | 0.765
CgLDC | December | 0 | 0 | 0 | 0 | 0 | 0 | 0.0006 | 0.0009 | 0.0012 | 0.0015 | 0.0021 | 0.0026 | 0.0033 | 0.0042 | 0.005 | 0.0064 | 0.0083 | 0.0102 | 0.0126 | 0.017 | 0.0349 | 0.0618 | 0.1186 | 0.1725 | 0.2791 | 0.3668 | 0.522 | 0.5331 | 0.5532 | 0.5579 | 0.5615 | 0.565 | 0.5687 | 0.5726 | 0.5766 | 0.5805 | 0.5843 | 0.5881 | 0.5921 | 0.5962 | 0.6005 | 0.6047 | 0.6084 | 0.6114 | 0.6145 | 0.6176 | 0.6208 | 0.6239 | 0.6271 | 0.63
Northwest Peak Industrial Cogeneration Loads (MW) |  | 1986 | 1987 | 1988 | 1989 | 1990 | 1991 | 1992 | 1993 | 1994 | 1995 | 1996 | 1997 | 1998 | 1999 | 2000 | 2001 | 2002 | 2003 | 2004 | 2005 | 2006 | 2007 | 2008 | 2009 | 2010 | 2011 | 2012 | 2013 | 2014 | 2015 | 2016 | 2017 | 2018 | 2019 | 2020 | 2021 | 2022 | 2023 | 2024 | 2025 | 2026 | 2027 | 2028 | 2029 | 2030 | 2031 | 2032 | 2033 | 2034 | 2035
CgLDC | Annual | 0 | 0 | 0 | 0 | 0 | 0 | 0.0014 | 0.002 | 0.0026 | 0.0034 | 0.0046 | 0.0056 | 0.0072 | 0.0094 | 0.0113 | 0.0139 | 0.0191 | 0.0226 | 0.0272 | 0.037 | 0.0796 | 0.1348 | 0.2659 | 0.3751 | 0.6318 | 0.7831 | 1.1416 | 1.1651 | 1.208 | 1.2182 | 1.226 | 1.2336 | 1.2415 | 1.2497 | 1.2583 | 1.2666 | 1.2747 | 1.2829 | 1.2915 | 1.3003 | 1.3095 | 1.3184 | 1.3263 | 1.3329 | 1.3394 | 1.346 | 1.3527 | 1.3594 | 1.3661 | 1.3724
CgLDC | January | 0 | 0 | 0 | 0 | 0 | 0 | 0 | 0 | 0 | 0 | 0 | 0 | 0 | 0.0001 | 0.0001 | 0.0001 | 0.0001 | 0.0001 | 0.0002 | 0.0002 | 0.0005 | 0.0009 | 0.0018 | 0.0026 | 0.0038 | 0.0054 | 0.0074 | 0.0076 | 0.0079 | 0.0079 | 0.008 | 0.008 | 0.0081 | 0.0081 | 0.0082 | 0.0082 | 0.0083 | 0.0083 | 0.0084 | 0.0085 | 0.0085 | 0.0086 | 0.0086 | 0.0087 | 0.0087 | 0.0088 | 0.0088 | 0.0088 | 0.0089 | 0.0089
CgLDC | February | 0 | 0 | 0 | 0 | 0 | 0 | 0.0002 | 0.0002 | 0.0003 | 0.0004 | 0.0006 | 0.0007 | 0.0008 | 0.001 | 0.0012 | 0.0017 | 0.002 | 0.0026 | 0.0031 | 0.0042 | 0.0098 | 0.017 | 0.0304 | 0.0454 | 0.0716 | 0.1025 | 0.1337 | 0.1365 | 0.1416 | 0.1428 | 0.1437 | 0.1446 | 0.1455 | 0.1465 | 0.1475 | 0.1485 | 0.1495 | 0.1505 | 0.1515 | 0.1526 | 0.1537 | 0.1548 | 0.1557 | 0.1565 | 0.1573 | 0.1581 | 0.1589 | 0.1597 | 0.1605 | 0.1612
CgLDC | March | 0 | 0 | 0 | 0 | 0 | 0 | 0.0007 | 0.0009 | 0.0012 | 0.0015 | 0.002 | 0.0025 | 0.0032 | 0.0039 | 0.0045 | 0.006 | 0.0077 | 0.0092 | 0.011 | 0.0135 | 0.0335 | 0.0587 | 0.1082 | 0.1748 | 0.2651 | 0.3399 | 0.5081 | 0.5185 | 0.5373 | 0.5419 | 0.5453 | 0.5487 | 0.5522 | 0.5558 | 0.5595 | 0.5632 | 0.5668 | 0.5704 | 0.5741 | 0.578 | 0.582 | 0.5859 | 0.5894 | 0.5923 | 0.5951 | 0.598 | 0.6009 | 0.6039 | 0.6068 | 0.6096
CgLDC | April | 0 | 0 | 0 | 0 | 0 | 0 | 0.0016 | 0.0021 | 0.0029 | 0.0038 | 0.0048 | 0.0065 | 0.008 | 0.0102 | 0.0119 | 0.0163 | 0.0198 | 0.0257 | 0.03 | 0.0407 | 0.0857 | 0.1571 | 0.3145 | 0.4278 | 0.7013 | 0.9072 | 1.2582 | 1.2846 | 1.3326 | 1.3438 | 1.3524 | 1.361 | 1.3698 | 1.379 | 1.3886 | 1.3979 | 1.4071 | 1.4163 | 1.4259 | 1.4358 | 1.4461 | 1.4562 | 1.4651 | 1.4724 | 1.4797 | 1.4872 | 1.4947 | 1.5022 | 1.5098 | 1.5169
CgLDC | May | 0 | 0 | 0 | 0 | 0 | 0 | 0.0026 | 0.0035 | 0.0046 | 0.0061 | 0.0085 | 0.0107 | 0.0128 | 0.0171 | 0.0199 | 0.0259 | 0.0352 | 0.0398 | 0.0459 | 0.0636 | 0.1418 | 0.2402 | 0.4621 | 0.6753 | 1.1328 | 1.3902 | 2.0017 | 2.0426 | 2.1171 | 2.135 | 2.1486 | 2.162 | 2.1758 | 2.1901 | 2.2051 | 2.2196 | 2.2337 | 2.2478 | 2.2625 | 2.2777 | 2.2935 | 2.3089 | 2.3226 | 2.3339 | 2.3451 | 2.3565 | 2.368 | 2.3796 | 2.3912 | 2.402
CgLDC | June | 0 | 0 | 0 | 0 | 0 | 0 | 0.0045 | 0.0062 | 0.0079 | 0.0106 | 0.0135 | 0.0166 | 0.0211 | 0.0285 | 0.0354 | 0.0431 | 0.0598 | 0.0699 | 0.0842 | 0.1102 | 0.2505 | 0.3894 | 0.8212 | 1.0567 | 1.8259 | 2.2492 | 3.264 | 3.3312 | 3.4537 | 3.4829 | 3.5051 | 3.527 | 3.5497 | 3.5733 | 3.5978 | 3.6216 | 3.6449 | 3.6683 | 3.6925 | 3.7176 | 3.7437 | 3.7691 | 3.7917 | 3.8103 | 3.8288 | 3.8477 | 3.8667 | 3.8857 | 3.905 | 3.9229
CgLDC | July | 0 | 0 | 0 | 0 | 0 | 0 | 0.0041 | 0.0059 | 0.0073 | 0.0099 | 0.0133 | 0.0156 | 0.0212 | 0.0271 | 0.0328 | 0.0383 | 0.054 | 0.0657 | 0.0782 | 0.1093 | 0.2319 | 0.3968 | 0.7395 | 1.1154 | 1.83 | 2.2278 | 3.3337 | 3.402 | 3.5267 | 3.5565 | 3.5792 | 3.6015 | 3.6246 | 3.6486 | 3.6737 | 3.698 | 3.7218 | 3.7456 | 3.7703 | 3.796 | 3.8225 | 3.8484 | 3.8714 | 3.8903 | 3.9092 | 3.9283 | 3.9476 | 3.967 | 3.9866 | 4.0049
CgLDC | August | 0 | 0 | 0 | 0 | 0 | 0 | 0.0034 | 0.0049 | 0.006 | 0.0082 | 0.011 | 0.0135 | 0.0175 | 0.023 | 0.0273 | 0.033 | 0.0457 | 0.0527 | 0.0681 | 0.0942 | 0.1815 | 0.3247 | 0.6541 | 0.9151 | 1.6171 | 2.0034 | 2.9637 | 3.0251 | 3.137 | 3.1636 | 3.1838 | 3.2038 | 3.2245 | 3.246 | 3.2685 | 3.2903 | 3.3116 | 3.333 | 3.3552 | 3.3783 | 3.4022 | 3.4255 | 3.4461 | 3.4631 | 3.4801 | 3.4974 | 3.5148 | 3.5323 | 3.55 | 3.5664
CgLDC | September | 0 | 0 | 0 | 0 | 0 | 0 | 0 | 0 | 0 | 0 | 0 | 0 | 0 | 0 | 0 | 0 | 0 | 0 | 0 | 0 | 0 | 0 | 0 | 0 | 0 | 0 | 0 | 0 | 0 | 0 | 0 | 0 | 0 | 0 | 0 | 0 | 0 | 0 | 0 | 0 | 0 | 0 | 0 | 0 | 0 | 0 | 0 | 0 | 0 | 0
CgLDC | October | 0 | 0 | 0 | 0 | 0 | 0 | 0.0002 | 0.0003 | 0.0004 | 0.0005 | 0.0007 | 0.0008 | 0.0011 | 0.0013 | 0.0015 | 0.002 | 0.0029 | 0.0035 | 0.0039 | 0.0051 | 0.0138 | 0.0221 | 0.0408 | 0.0609 | 0.0952 | 0.1274 | 0.1793 | 0.1831 | 0.1899 | 0.1915 | 0.1927 | 0.1939 | 0.1952 | 0.1965 | 0.1979 | 0.1992 | 0.2005 | 0.2018 | 0.2031 | 0.2045 | 0.206 | 0.2074 | 0.2087 | 0.2097 | 0.2108 | 0.2118 | 0.2129 | 0.214 | 0.2151 | 0.2161
CgLDC | November | 0 | 0 | 0 | 0 | 0 | 0 | 0 | 0 | 0 | 0 | 0 | 0 | 0 | 0 | 0 | 0 | 0 | 0 | 0 | 0 | 0 | 0 | 0 | 0 | 0 | 0 | 0 | 0 | 0 | 0 | 0 | 0 | 0 | 0 | 0 | 0 | 0 | 0 | 0 | 0 | 0 | 0 | 0 | 0 | 0 | 0 | 0 | 0 | 0 | 0
CgLDC | December | 0 | 0 | 0 | 0 | 0 | 0 | 0 | 0 | 0 | 0 | 0 | 0 | 0 | 0 | 0 | 0 | 0 | 0 | 0 | 0 | 0 | 0 | 0 | 0 | 0 | 0 | 0 | 0 | 0 | 0 | 0 | 0 | 0 | 0 | 0 | 0 | 0 | 0 | 0 | 0 | 0 | 0 | 0 | 0 | 0 | 0 | 0 | 0 | 0 | 0
Northwest Minimum Industrial Cogeneration Loads (MW) |  | 1986 | 1987 | 1988 | 1989 | 1990 | 1991 | 1992 | 1993 | 1994 | 1995 | 1996 | 1997 | 1998 | 1999 | 2000 | 2001 | 2002 | 2003 | 2004 | 2005 | 2006 | 2007 | 2008 | 2009 | 2010 | 2011 | 2012 | 2013 | 2014 | 2015 | 2016 | 2017 | 2018 | 2019 | 2020 | 2021 | 2022 | 2023 | 2024 | 2025 | 2026 | 2027 | 2028 | 2029 | 2030 | 2031 | 2032 | 2033 | 2034 | 2035
CgLDC | Annual | 0 | 0 | 0 | 0 | 0 | 0 | 0 | 0 | 0 | 0 | 0 | 0 | 0 | 0 | 0 | 0 | 0.0001 | 0.0001 | 0.0001 | 0.0001 | 0.0003 | 0.0004 | 0.0009 | 0.0013 | 0.0021 | 0.0028 | 0.004 | 0.0041 | 0.0043 | 0.0043 | 0.0043 | 0.0044 | 0.0044 | 0.0044 | 0.0045 | 0.0045 | 0.0045 | 0.0045 | 0.0046 | 0.0046 | 0.0046 | 0.0047 | 0.0047 | 0.0047 | 0.0047 | 0.0048 | 0.0048 | 0.0048 | 0.0048 | 0.0048
CgLDC | January | 0 | 0 | 0 | 0 | 0 | 0 | 0 | 0 | 0 | 0 | 0 | 0 | 0 | 0 | 0 | 0 | 0 | 0 | 0 | 0 | 0 | 0 | 0 | 0 | 0 | 0 | 0 | 0 | 0 | 0 | 0 | 0 | 0 | 0 | 0 | 0 | 0 | 0 | 0 | 0 | 0 | 0 | 0 | 0 | 0 | 0 | 0 | 0 | 0 | 0
CgLDC | February | 0 | 0 | 0 | 0 | 0 | 0 | 0 | 0 | 0 | 0 | 0 | 0 | 0 | 0 | 0 | 0 | 0 | 0 | 0 | 0 | 0 | 0 | 0 | 0 | 0 | 0 | 0 | 0 | 0 | 0 | 0 | 0 | 0 | 0 | 0 | 0 | 0 | 0 | 0 | 0 | 0 | 0 | 0 | 0 | 0 | 0 | 0 | 0 | 0 | 0
CgLDC | March | 0 | 0 | 0 | 0 | 0 | 0 | 0 | 0 | 0 | 0 | 0 | 0 | 0 | 0 | 0 | 0 | 0 | 0 | 0 | 0 | 0 | 0 | 0 | 0 | 0 | 0 | 0 | 0 | 0 | 0 | 0 | 0 | 0 | 0 | 0 | 0 | 0 | 0 | 0 | 0 | 0 | 0 | 0 | 0 | 0 | 0 | 0 | 0 | 0 | 0
CgLDC | April | 0 | 0 | 0 | 0 | 0 | 0 | 0 | 0 | 0 | 0 | 0 | 0 | 0 | 0 | 0 | 0 | 0 | 0 | 0 | 0 | 0 | 0 | 0 | 0 | 0 | 0 | 0 | 0 | 0 | 0 | 0 | 0 | 0 | 0 | 0 | 0 | 0 | 0 | 0 | 0 | 0 | 0 | 0 | 0 | 0 | 0 | 0 | 0 | 0 | 0
CgLDC | May | 0 | 0 | 0 | 0 | 0 | 0 | 0 | 0 | 0 | 0 | 0 | 0 | 0 | 0 | 0 | 0 | 0 | 0 | 0 | 0 | 0 | 0 | 0 | 0 | 0 | 0 | 0 | 0 | 0 | 0 | 0 | 0 | 0 | 0 | 0 | 0 | 0 | 0 | 0 | 0 | 0 | 0 | 0 | 0 | 0 | 0 | 0 | 0 | 0 | 0
CgLDC | June | 0 | 0 | 0 | 0 | 0 | 0 | 0 | 0 | 0 | 0 | 0 | 0 | 0 | 0 | 0 | 0 | 0 | 0 | 0 | 0 | 0 | 0 | 0 | 0 | 0 | 0 | 0 | 0 | 0 | 0 | 0 | 0 | 0 | 0 | 0 | 0 | 0 | 0 | 0 | 0 | 0 | 0 | 0 | 0 | 0 | 0 | 0 | 0 | 0 | 0
CgLDC | July | 0 | 0 | 0 | 0 | 0 | 0 | 0.0001 | 0.0001 | 0.0001 | 0.0001 | 0.0002 | 0.0002 | 0.0003 | 0.0004 | 0.0005 | 0.0006 | 0.0008 | 0.0009 | 0.0011 | 0.0015 | 0.0031 | 0.0053 | 0.0105 | 0.0148 | 0.0243 | 0.0328 | 0.0478 | 0.0487 | 0.0505 | 0.0509 | 0.0513 | 0.0516 | 0.0519 | 0.0522 | 0.0526 | 0.0529 | 0.0533 | 0.0536 | 0.054 | 0.0543 | 0.0547 | 0.0551 | 0.0554 | 0.0557 | 0.0559 | 0.0562 | 0.0565 | 0.0567 | 0.057 | 0.0573
CgLDC | August | 0 | 0 | 0 | 0 | 0 | 0 | 0 | 0 | 0 | 0 | 0 | 0 | 0 | 0 | 0 | 0 | 0 | 0 | 0 | 0 | 0 | 0 | 0 | 0 | 0 | 0 | 0 | 0 | 0 | 0 | 0 | 0 | 0 | 0 | 0 | 0 | 0 | 0 | 0 | 0 | 0 | 0 | 0 | 0 | 0 | 0 | 0 | 0 | 0 | 0
CgLDC | September | 0 | 0 | 0 | 0 | 0 | 0 | 0 | 0 | 0 | 0 | 0 | 0 | 0 | 0 | 0 | 0 | 0 | 0 | 0 | 0 | 0 | 0 | 0 | 0 | 0 | 0 | 0 | 0 | 0 | 0 | 0 | 0 | 0 | 0 | 0 | 0 | 0 | 0 | 0 | 0 | 0 | 0 | 0 | 0 | 0 | 0 | 0 | 0 | 0 | 0
CgLDC | October | 0 | 0 | 0 | 0 | 0 | 0 | 0 | 0 | 0 | 0 | 0 | 0 | 0 | 0 | 0 | 0 | 0 | 0 | 0 | 0 | 0 | 0 | 0 | 0 | 0 | 0 | 0 | 0 | 0 | 0 | 0 | 0 | 0 | 0 | 0 | 0 | 0 | 0 | 0 | 0 | 0 | 0 | 0 | 0 | 0 | 0 | 0 | 0 | 0 | 0
CgLDC | November | 0 | 0 | 0 | 0 | 0 | 0 | 0 | 0 | 0 | 0 | 0 | 0 | 0 | 0 | 0 | 0 | 0 | 0 | 0 | 0 | 0 | 0 | 0 | 0 | 0 | 0 | 0 | 0 | 0 | 0 | 0 | 0 | 0 | 0 | 0 | 0 | 0 | 0 | 0 | 0 | 0 | 0 | 0 | 0 | 0 | 0 | 0 | 0 | 0 | 0
CgLDC | December | 0 | 0 | 0 | 0 | 0 | 0 | 0 | 0 | 0 | 0 | 0 | 0 | 0 | 0 | 0 | 0 | 0 | 0 | 0 | 0 | 0 | 0 | 0 | 0 | 0 | 0 | 0 | 0 | 0 | 0 | 0 | 0 | 0 | 0 | 0 | 0 | 0 | 0 | 0 | 0 | 0 | 0 | 0 | 0 | 0 | 0 | 0 | 0 | 0 | 0
Northwest Industrial Electric Generation from Cogeneration (GWh) |  | 1986 | 1987 | 1988 | 1989 | 1990 | 1991 | 1992 | 1993 | 1994 | 1995 | 1996 | 1997 | 1998 | 1999 | 2000 | 2001 | 2002 | 2003 | 2004 | 2005 | 2006 | 2007 | 2008 | 2009 | 2010 | 2011 | 2012 | 2013 | 2014 | 2015 | 2016 | 2017 | 2018 | 2019 | 2020 | 2021 | 2022 | 2023 | 2024 | 2025 | 2026 | 2027 | 2028 | 2029 | 2030 | 2031 | 2032 | 2033 | 2034 | 2035
CgEG | Total | 0 | 0 | 0 | 0 | 0 | 0 | 0.0149 | 0.02 | 0.0265 | 0.0353 | 0.0471 | 0.0591 | 0.0744 | 0.0941 | 0.1125 | 0.1433 | 0.1849 | 0.227 | 0.2781 | 0.3715 | 0.755 | 1.3331 | 2.555 | 3.7171 | 6.0443 | 7.9478 | 11.3223 | 11.5576 | 11.9859 | 12.0873 | 12.165 | 12.2414 | 12.3207 | 12.4031 | 12.4888 | 12.5722 | 12.6538 | 12.7356 | 12.8204 | 12.9084 | 12.9995 | 13.0885 | 13.1674 | 13.2325 | 13.2975 | 13.3635 | 13.4302 | 13.4969 | 13.5644 | 13.6271
CgEG | Electric | 0 | 0 | 0 | 0 | 0 | 0 | 0 | 0 | 0 | 0 | 0 | 0 | 0 | 0 | 0 | 0 | 0 | 0 | 0 | 0 | 0 | 0 | 0 | 0 | 0 | 0 | 0 | 0 | 0 | 0 | 0 | 0 | 0 | 0 | 0 | 0 | 0 | 0 | 0 | 0 | 0 | 0 | 0 | 0 | 0 | 0 | 0 | 0 | 0 | 0
CgEG | Gas | 0 | 0 | 0 | 0 | 0 | 0 | 0 | 0 | 0 | 0 | 0 | 0 | 0 | 0 | 0 | 0 | 0 | 0 | 0 | 0 | 0 | 0 | 0 | 0 | 0 | 0 | 0 | 0 | 0 | 0 | 0 | 0 | 0 | 0 | 0 | 0 | 0 | 0 | 0 | 0 | 0 | 0 | 0 | 0 | 0 | 0 | 0 | 0 | 0 | 0
CgEG | Coal | 0 | 0 | 0 | 0 | 0 | 0 | 0 | 0 | 0 | 0 | 0 | 0 | 0 | 0 | 0 | 0 | 0 | 0 | 0 | 0 | 0 | 0 | 0 | 0 | 0 | 0 | 0 | 0 | 0 | 0 | 0 | 0 | 0 | 0 | 0 | 0 | 0 | 0 | 0 | 0 | 0 | 0 | 0 | 0 | 0 | 0 | 0 | 0 | 0 | 0
CgEG | Oil | 0 | 0 | 0 | 0 | 0 | 0 | 0 | 0 | 0 | 0 | 0 | 0 | 0 | 0 | 0 | 0 | 0 | 0 | 0 | 0 | 0 | 0 | 0 | 0 | 0 | 0 | 0 | 0 | 0 | 0 | 0 | 0 | 0 | 0 | 0 | 0 | 0 | 0 | 0 | 0 | 0 | 0 | 0 | 0 | 0 | 0 | 0 | 0 | 0 | 0
CgEG | Biomass | 0 | 0 | 0 | 0 | 0 | 0 | 0 | 0 | 0 | 0 | 0 | 0 | 0 | 0 | 0 | 0 | 0 | 0 | 0 | 0 | 0 | 0 | 0 | 0 | 0 | 0 | 0 | 0 | 0 | 0 | 0 | 0 | 0 | 0 | 0 | 0 | 0 | 0 | 0 | 0 | 0 | 0 | 0 | 0 | 0 | 0 | 0 | 0 | 0 | 0
CgEG | Solar | 0 | 0 | 0 | 0 | 0 | 0 | 0.0149 | 0.02 | 0.0265 | 0.0353 | 0.0471 | 0.0591 | 0.0744 | 0.0941 | 0.1125 | 0.1433 | 0.1849 | 0.227 | 0.2781 | 0.3715 | 0.755 | 1.3331 | 2.555 | 3.7171 | 6.0443 | 7.9478 | 11.3223 | 11.5576 | 11.9859 | 12.0873 | 12.165 | 12.2414 | 12.3207 | 12.4031 | 12.4888 | 12.5722 | 12.6538 | 12.7356 | 12.8204 | 12.9084 | 12.9995 | 13.0885 | 13.1674 | 13.2325 | 13.2975 | 13.3635 | 13.4302 | 13.4969 | 13.5644 | 13.6271
CgEG | LPG | 0 | 0 | 0 | 0 | 0 | 0 | 0 | 0 | 0 | 0 | 0 | 0 | 0 | 0 | 0 | 0 | 0 | 0 | 0 | 0 | 0 | 0 | 0 | 0 | 0 | 0 | 0 | 0 | 0 | 0 | 0 | 0 | 0 | 0 | 0 | 0 | 0 | 0 | 0 | 0 | 0 | 0 | 0 | 0 | 0 | 0 | 0 | 0 | 0 | 0
CgEG | Steam | 0 | 0 | 0 | 0 | 0 | 0 | 0 | 0 | 0 | 0 | 0 | 0 | 0 | 0 | 0 | 0 | 0 | 0 | 0 | 0 | 0 | 0 | 0 | 0 | 0 | 0 | 0 | 0 | 0 | 0 | 0 | 0 | 0 | 0 | 0 | 0 | 0 | 0 | 0 | 0 | 0 | 0 | 0 | 0 | 0 | 0 | 0 | 0 | 0 | 0
Northwest Electricity Sales (GWh/Yr) |  | 1986 | 1987 | 1988 | 1989 | 1990 | 1991 | 1992 | 1993 | 1994 | 1995 | 1996 | 1997 | 1998 | 1999 | 2000 | 2001 | 2002 | 2003 | 2004 | 2005 | 2006 | 2007 | 2008 | 2009 | 2010 | 2011 | 2012 | 2013 | 2014 | 2015 | 2016 | 2017 | 2018 | 2019 | 2020 | 2021 | 2022 | 2023 | 2024 | 2025 | 2026 | 2027 | 2028 | 2029 | 2030 | 2031 | 2032 | 2033 | 2034 | 2035
SaEC | Total | 130198.6 | 134482.1 | 144776.4 | 149224.3 | 158141.9 | 157204.8 | 154302 | 155568 | 154250.5 | 156200.1 | 161326.5 | 162773.4 | 166592 | 171738.6 | 172876.2 | 147034.2 | 145140.2 | 147440.4 | 149983.6 | 156075.9 | 158070.5 | 162307 | 159677.6 | 159710.5 | 154569 | 161062.8 | 163054.8 | 161529.3 | 163639 | 166092.3 | 167174.7 | 168164.8 | 169629.4 | 170718.4 | 171716.9 | 172903.8 | 174206.5 | 175604.7 | 177125 | 178798.6 | 180549.1 | 182448.5 | 184458.5 | 186461.7 | 188574.8 | 190382.3 | 192467.7 | 194549.5 | 196663.1 | 198817.5
SaEC | Single Family | 36468.22 | 35671.28 | 37087.46 | 38616.5 | 38725.75 | 40022 | 38428.17 | 41495.81 | 40461.74 | 40486.49 | 42472.27 | 42197.91 | 42106.07 | 43336.33 | 43780.68 | 42461.8 | 43058.99 | 43269.53 | 44101.68 | 45459.66 | 47272.06 | 48838.73 | 49976.95 | 50433.19 | 48001.98 | 49683.99 | 49036.19 | 48568.76 | 49533.79 | 49008.31 | 48702.51 | 48509.12 | 48398.23 | 48221.11 | 48099.61 | 48091.17 | 48107.41 | 48167.23 | 48250.82 | 48370.55 | 48524.85 | 48685.53 | 48869.11 | 49059.18 | 49268.31 | 49505.29 | 49743.71 | 50008.57 | 50301.95 | 50599.38
SaEC | Multi Family | 5624.247 | 5662.321 | 6140.414 | 6655.691 | 6798.86 | 7058.656 | 6722.773 | 7141.627 | 6912.591 | 7016.372 | 7538.078 | 7517.925 | 7544.14 | 7933.396 | 8062.875 | 7839.301 | 7954.167 | 7897.403 | 8076.788 | 8386.675 | 8684.062 | 9177.68 | 9550.702 | 9613.871 | 9201.312 | 9701.275 | 9328.05 | 9425.963 | 9786.844 | 9939.547 | 10067.09 | 10198.94 | 10355 | 10489.54 | 10619.5 | 10751.71 | 10891.16 | 11029.36 | 11174.32 | 11327.45 | 11488.78 | 11664 | 11829.39 | 11991.93 | 12161.31 | 12333.13 | 12504.57 | 12671.89 | 12842.26 | 13014.48
SaEC | Other Family | 3992.831 | 3948.197 | 4208.17 | 4486.493 | 4584.492 | 4859.243 | 4730.003 | 5372.07 | 5418.636 | 5641.133 | 6180.429 | 6293.705 | 6415.235 | 6776.918 | 6915.67 | 6694.856 | 6811.362 | 6780.945 | 6904.344 | 7096.578 | 7354.059 | 6937.557 | 7135.685 | 7187.96 | 6791.749 | 7035.667 | 6933.433 | 6880.558 | 7014.885 | 6897.056 | 6817.655 | 6747.781 | 6694.247 | 6619.628 | 6554.313 | 6504.179 | 6457.839 | 6419.792 | 6384.737 | 6358.728 | 6332.612 | 6312.12 | 6292.986 | 6280.394 | 6267.583 | 6259.668 | 6254.207 | 6254.406 | 6253.874 | 6257.751
SaEC | Large Office | 3454.615 | 3284.516 | 3423.367 | 3424.702 | 4074.395 | 3746.917 | 3854.294 | 3728.737 | 4029.34 | 3974.822 | 4252.678 | 4317.971 | 4538.69 | 4492.277 | 4803.88 | 4717.413 | 4798.854 | 4890.002 | 4835.802 | 4862.093 | 5016.147 | 5184.514 | 5178.845 | 5187.378 | 4914.706 | 5072.858 | 5082.185 | 5124.397 | 5408.375 | 5636.761 | 5761.644 | 5857.969 | 5960.752 | 6082.667 | 6205.12 | 6307.671 | 6441.18 | 6563.386 | 6684.358 | 6820.538 | 6959.907 | 7112.847 | 7281.65 | 7442.577 | 7618.861 | 7792.844 | 7967.749 | 8138.436 | 8310.346 | 8491.49
SaEC | Medium Office | 1102.554 | 1346.919 | 1413.079 | 1417.555 | 1641.994 | 1527.075 | 1563.853 | 1554.067 | 1629.701 | 1629.313 | 1735.544 | 1754.297 | 1818.536 | 1858.478 | 1985.82 | 1942.964 | 1963.315 | 1960.557 | 1959.502 | 1990.83 | 2075.031 | 2102.654 | 2065.612 | 2128.31 | 1980.278 | 2011.335 | 2060.042 | 2093.928 | 2239.713 | 2360.998 | 2442.164 | 2502.396 | 2567.093 | 2643.056 | 2718.572 | 2778.252 | 2859.477 | 2932.882 | 3003.942 | 3084.598 | 3166.596 | 3255.74 | 3353.442 | 3446.667 | 3550.367 | 3650.017 | 3751.781 | 3847.869 | 3944.811 | 4048.197
SaEC | Small Office | 1488.216 | 1498.346 | 1563.797 | 1564.53 | 1845.11 | 1703.548 | 1752.085 | 1706.996 | 1827.299 | 1812.427 | 1932.562 | 1961.297 | 2052.415 | 2051.642 | 2191.951 | 2150.441 | 2182.328 | 2210.196 | 2193.211 | 2210.934 | 2316.056 | 2335.23 | 2276.629 | 2377.465 | 2184.229 | 2214.089 | 2283.305 | 2280.198 | 2366.907 | 2431.907 | 2451.887 | 2466.328 | 2483.508 | 2505.319 | 2527.566 | 2545.72 | 2571.916 | 2596.475 | 2620.917 | 2649.212 | 2678.511 | 2710.405 | 2745.387 | 2780.119 | 2818.385 | 2855.869 | 2894.751 | 2931.923 | 2969.875 | 3010.511
SaEC | Big Box-Retail | 1767.291 | 2879.385 | 3070.103 | 3109.873 | 3340.443 | 3184.341 | 3239.264 | 3451.853 | 3415.016 | 3545.416 | 3652.387 | 3643.926 | 3598.022 | 3936.293 | 4089.958 | 3928.605 | 3898.795 | 3708.84 | 3799.999 | 3978.498 | 4040.411 | 4211.396 | 4343.076 | 4182.815 | 4088.12 | 4251.775 | 4150.698 | 4097.407 | 4180.624 | 4213.383 | 4190.233 | 4129.806 | 4061.993 | 4002.584 | 3949.08 | 3900.252 | 3858.586 | 3822.794 | 3796.922 | 3779.203 | 3767.708 | 3771.583 | 3783.84 | 3796.073 | 3810.633 | 3827.603 | 3841.645 | 3859.22 | 3877.728 | 3900.824
SaEC | Small Box-Retail | 2491.009 | 2322.902 | 2448.339 | 2457.356 | 2809.494 | 2611.372 | 2686.336 | 2691.591 | 2845.262 | 2864.137 | 2991.863 | 3006.061 | 3062.002 | 3125.079 | 3259.419 | 3158.111 | 3181.488 | 3144.52 | 3146.146 | 3218.037 | 3364.765 | 3393.156 | 3359.701 | 3429.194 | 3171.164 | 3264.697 | 3322.545 | 3309.501 | 3404.878 | 3466.884 | 3466.937 | 3467.006 | 3465.269 | 3465.075 | 3465.517 | 3467.445 | 3471.479 | 3477.208 | 3485.894 | 3496.786 | 3509.34 | 3526.062 | 3545.047 | 3563.975 | 3583.426 | 3603.464 | 3622.707 | 3642.855 | 3663.271 | 3684.985
SaEC | High End-Retail | 661.3552 | 616.4947 | 648.0668 | 648.993 | 749.5164 | 694.0563 | 716.8816 | 708.7045 | 758.9375 | 760.524 | 794.9612 | 800.6669 | 819.7889 | 827.3407 | 863.6616 | 837.8251 | 846.3465 | 841.2482 | 838.3689 | 854.1049 | 870.8671 | 900.192 | 920.7026 | 885.3759 | 873.0557 | 900.8851 | 888.8453 | 903.6653 | 948.4631 | 977.2367 | 999.125 | 1017.32 | 1027.897 | 1038.828 | 1049.271 | 1058.376 | 1068.008 | 1077.973 | 1091.328 | 1107.098 | 1124.377 | 1149.068 | 1177.072 | 1202.872 | 1228.763 | 1254.427 | 1277.164 | 1300.648 | 1323.555 | 1348.561
SaEC | Anchor-Retail | 1575.906 | 1352 | 1406.205 | 1397.502 | 1699.424 | 1542.368 | 1606.928 | 1507.399 | 1707.846 | 1669.381 | 1762.853 | 1786.757 | 1874.57 | 1785.778 | 1868.562 | 1826.637 | 1867.728 | 1929.426 | 1887.868 | 1886.479 | 1924.273 | 1994.832 | 2037.563 | 1961.734 | 1930.559 | 1995.014 | 1966.285 | 1963.399 | 2027.579 | 2070.337 | 2080.88 | 2090.431 | 2096.669 | 2104.111 | 2111.877 | 2119.869 | 2129.204 | 2139.613 | 2153.189 | 2169.08 | 2186.497 | 2208.841 | 2233.719 | 2257.914 | 2282.582 | 2307.569 | 2331.225 | 2355.701 | 2380.22 | 2406.358
SaEC | K-12 | 1251.301 | 1245.579 | 1326.647 | 1336.552 | 1471.344 | 1408.964 | 1452.047 | 1541.396 | 1528.02 | 1562.458 | 1670.407 | 1653.982 | 1629.085 | 1758.214 | 1850.224 | 1785.442 | 1816.182 | 1704.838 | 1749.59 | 1826.187 | 1898.675 | 1946.981 | 1913.101 | 1983.296 | 1826.054 | 1845.176 | 1895.904 | 1892.534 | 1948.586 | 1986.067 | 1985.149 | 1987.79 | 1989.738 | 1990.022 | 1991.944 | 1995.367 | 2000.841 | 2011.412 | 2025.993 | 2039.136 | 2053.218 | 2069.038 | 2086.44 | 2103.573 | 2121.61 | 2139.038 | 2158.96 | 2177.456 | 2197.94 | 2218.345
SaEC | University | 1482.433 | 1486.871 | 1557.686 | 1550.268 | 1795.734 | 1684.871 | 1776.464 | 1741.391 | 1873.498 | 1864.931 | 1980.041 | 2002.851 | 2039.83 | 2055.649 | 2163.769 | 2104.63 | 2156.914 | 2137.04 | 2125.409 | 2147.503 | 2181.084 | 2295.864 | 2323.882 | 2291.277 | 2237.257 | 2267.367 | 2261.156 | 2262.461 | 2336.156 | 2385.897 | 2383.806 | 2381.316 | 2384.158 | 2392.041 | 2399.14 | 2408.883 | 2418.838 | 2436.013 | 2458.185 | 2481.715 | 2508.239 | 2536.1 | 2567.266 | 2599.801 | 2630.076 | 2659.596 | 2692.86 | 2725.2 | 2759.068 | 2794.304
SaEC | Warehouse | 1204.952 | 1250.788 | 1358.023 | 1414.968 | 1478.149 | 1449.143 | 1467.179 | 1638.706 | 1557.314 | 1655.301 | 1756.314 | 1791.889 | 1768.154 | 2056.396 | 2154.337 | 2081.322 | 2057.339 | 1860.264 | 1942.368 | 2088.851 | 2208.677 | 2179.222 | 2146.286 | 2221.636 | 2005.901 | 2081.97 | 2147.541 | 2168.025 | 2258.451 | 2335.912 | 2366.884 | 2398.639 | 2421.192 | 2440.149 | 2456.44 | 2471.307 | 2492.552 | 2517.299 | 2544.783 | 2572.057 | 2601.21 | 2629.036 | 2654.395 | 2681.158 | 2708.791 | 2739.923 | 2770.31 | 2800.572 | 2831.598 | 2860.68
SaEC | Supermarket | 2460.34 | 2229.483 | 2378.808 | 2398.143 | 2641.393 | 2487.333 | 2585.941 | 2659.16 | 2728.061 | 2776.958 | 2919.599 | 2920.253 | 2922.613 | 3146.812 | 3330.698 | 3199.123 | 3212.371 | 2965.973 | 3002.186 | 3087.04 | 3077.378 | 3161.347 | 3182.784 | 3221.765 | 3160.782 | 3136.073 | 3172.163 | 3166.785 | 3262.506 | 3300.273 | 3283 | 3229.198 | 3176.388 | 3130.586 | 3091.183 | 3058.043 | 3030.693 | 3008.313 | 2990.592 | 2976.913 | 2966.857 | 2960.15 | 2956.386 | 2954.906 | 2956.299 | 2959.884 | 2965.302 | 2972.529 | 2981.294 | 2991.513
SaEC | MiniMart | 764.8875 | 1125.804 | 1204.777 | 1216.843 | 1314.924 | 1248.724 | 1296.83 | 1357.018 | 1362.538 | 1402.553 | 1467.563 | 1464.75 | 1449.851 | 1598.193 | 1688.673 | 1617.077 | 1617.504 | 1475.191 | 1507.13 | 1560.498 | 1544.465 | 1628.383 | 1692.107 | 1657.533 | 1613.112 | 1678.198 | 1632.673 | 1612.873 | 1647.52 | 1663.845 | 1652.866 | 1620.613 | 1585.852 | 1555.635 | 1528.842 | 1504.813 | 1483.686 | 1465.447 | 1450.879 | 1439.692 | 1431.192 | 1426.838 | 1424.648 | 1423.336 | 1423.772 | 1424.893 | 1425.995 | 1428.068 | 1430.961 | 1434.834
SaEC | Restaurant | 1455.311 | 1448.987 | 1507.223 | 1502.328 | 1702.916 | 1586.675 | 1630.28 | 1614.165 | 1685.207 | 1677.102 | 1740.594 | 1755.898 | 1769.345 | 1790.464 | 1857.503 | 1780.954 | 1822.23 | 1825.007 | 1854.394 | 1963.314 | 1993.53 | 1998.902 | 2026.516 | 2035.387 | 1939.262 | 1982.182 | 2014.077 | 2001.417 | 2058.909 | 2088.156 | 2075.368 | 2049.18 | 2023.717 | 2001.474 | 1984.182 | 1970.17 | 1959.247 | 1951.14 | 1945.651 | 1942.419 | 1941.374 | 1944.615 | 1950.635 | 1958.171 | 1967.409 | 1978.465 | 1989.626 | 2002.031 | 2014.641 | 2029.049
SaEC | Lodging | 2520.4 | 2451.912 | 2618.746 | 2630.698 | 3013.677 | 2793.369 | 2844.742 | 2825.438 | 2967.875 | 2907.484 | 3111.594 | 3170.11 | 3242.468 | 3292.294 | 3471.653 | 3332.98 | 3349.129 | 3215.839 | 3197.314 | 3267.143 | 3349.62 | 3460.243 | 3461.047 | 3418.094 | 3280.627 | 3394.026 | 3403.349 | 3407.865 | 3538.597 | 3610.947 | 3609.314 | 3605.485 | 3598.84 | 3595.762 | 3596.011 | 3598.684 | 3603.733 | 3611.203 | 3621.997 | 3635.84 | 3653.714 | 3684.013 | 3720.366 | 3759.086 | 3799.718 | 3843.484 | 3883.394 | 3923.829 | 3963.491 | 4006.274
SaEC | Hospital | 1102.909 | 1108.999 | 1148.198 | 1146.217 | 1382.289 | 1263.738 | 1351.518 | 1262.26 | 1417.277 | 1380.683 | 1458.959 | 1494.027 | 1566.714 | 1531.039 | 1630.935 | 1600.803 | 1646.763 | 1669.285 | 1643.056 | 1690.685 | 1701.181 | 1786.053 | 1857.466 | 1804.948 | 1732.473 | 1789.998 | 1763.501 | 1777.87 | 1874.547 | 1958.117 | 2023.569 | 2079.914 | 2131.482 | 2175.312 | 2206.494 | 2235.31 | 2262.99 | 2288.689 | 2315.259 | 2343.696 | 2377.282 | 2417.738 | 2463.995 | 2507.091 | 2549.57 | 2592.057 | 2632.689 | 2672.29 | 2710.344 | 2749.339
SaEC | OtherHealth | 2047.963 | 2052.584 | 2145.496 | 2149.284 | 2545.032 | 2327.298 | 2459.871 | 2328.343 | 2583.693 | 2485.161 | 2656.833 | 2689.008 | 2793.248 | 2764.281 | 2954.101 | 2880.265 | 2977.727 | 2971.892 | 2951.928 | 3045.873 | 3154.2 | 3268.493 | 3247.288 | 3218.988 | 3087.937 | 3182.771 | 3209.365 | 3219.028 | 3360.807 | 3481.965 | 3564.131 | 3639.083 | 3707.352 | 3767.69 | 3815.531 | 3862.473 | 3908.251 | 3952.688 | 4000.41 | 4051.576 | 4109.692 | 4178.832 | 4254.815 | 4326.076 | 4399.822 | 4474.131 | 4545.39 | 4617.133 | 4688.075 | 4759.917
SaEC | Assembly | 2102.782 | 2127.47 | 2270.512 | 2271.878 | 2497.966 | 2379.745 | 2451.643 | 2547.937 | 2553.262 | 2601.628 | 2780.225 | 2813.591 | 2847.68 | 3094.781 | 3297.199 | 3202.219 | 3235.691 | 3094.543 | 3193.106 | 3289.354 | 3377.101 | 3517.291 | 3519.966 | 3510.211 | 3348.697 | 3457.715 | 3461.785 | 3538.834 | 3753.223 | 3876.843 | 3910.822 | 3939.317 | 3955.396 | 3978.737 | 4000.325 | 4021.528 | 4035.265 | 4052.125 | 4083.932 | 4131.113 | 4185.108 | 4253.785 | 4344.661 | 4447.258 | 4557.942 | 4668.337 | 4775.329 | 4882.716 | 4990.047 | 5096.864
SaEC | Other | 3253.385 | 3284.125 | 3505.629 | 3512.617 | 3941.481 | 3720.709 | 3862.857 | 3933.967 | 4054.458 | 4068.071 | 4386.417 | 4456.066 | 4559.913 | 4857.018 | 5204.772 | 5053.325 | 5123.196 | 4899.539 | 4975.324 | 5070.99 | 5267.47 | 5447.955 | 5326.08 | 5384.338 | 5136.377 | 5211.317 | 5280.637 | 5322.698 | 5551.155 | 5762.035 | 5909.629 | 6024.806 | 6139.209 | 6245.476 | 6329.43 | 6433.172 | 6541.263 | 6658.262 | 6789.063 | 6917.638 | 7068.604 | 7231.156 | 7398.92 | 7559.231 | 7733.194 | 7894.079 | 8065.552 | 8231.111 | 8393.46 | 8552.424
SaEC | Food & Tobacco | 2394.181 | 2713.096 | 2780.103 | 2746.728 | 2739.438 | 3110.85 | 3115.521 | 3284.257 | 3238.442 | 3431.936 | 3458.284 | 3347.903 | 3515.638 | 3514.272 | 3660.974 | 3001.172 | 2649.879 | 3057.757 | 3210.401 | 3499.021 | 3371.105 | 3272.479 | 2866.568 | 2721.584 | 2890.238 | 3000.663 | 3069.959 | 3066.926 | 2786.088 | 2924.957 | 3010.401 | 3096.549 | 3183.334 | 3270.698 | 3358.583 | 3446.939 | 3535.72 | 3624.884 | 3714.392 | 3804.21 | 3894.305 | 3984.647 | 4075.209 | 4165.965 | 4256.893 | 4347.969 | 4439.176 | 4530.495 | 4621.897 | 4713.342
SaEC | Textiles | 112.1683 | 128.8522 | 134.6033 | 164.0198 | 186.0591 | 226.6589 | 212.1299 | 219.853 | 218.8337 | 210.6525 | 196.0576 | 187.4682 | 179.2658 | 178.5291 | 202.4777 | 175.4435 | 155.7728 | 166.9331 | 170.8459 | 187.4333 | 179.6432 | 160.7744 | 143.4736 | 135.8621 | 138.0396 | 140.6707 | 143.8054 | 169.071 | 168.4005 | 172.1157 | 172.5357 | 172.9637 | 173.3999 | 173.8447 | 174.2982 | 174.7605 | 175.2315 | 175.7113 | 176.1996 | 176.6964 | 177.2012 | 177.2078 | 177.1258 | 177.0589 | 177.0074 | 176.9715 | 176.9511 | 176.9464 | 176.957 | 176.9827
SaEC | Apparel | 68.8731 | 74.4403 | 85.2517 | 74.4411 | 78.9111 | 89.3192 | 110.6669 | 143.66 | 119.8687 | 144.5002 | 121.6344 | 67.6926 | 79.9134 | 86.8992 | 87.0038 | 62.8346 | 53.7442 | 62.863 | 68.6782 | 76.9731 | 68.3824 | 63.646 | 54.8812 | 57.5632 | 60.3972 | 66.9004 | 69.4403 | 48.0299 | 47.0965 | 47.9645 | 47.9059 | 47.8363 | 47.7565 | 47.6674 | 47.5696 | 47.4639 | 47.3509 | 47.2311 | 47.105 | 46.9732 | 46.8342 | 46.629 | 46.4184 | 46.2028 | 45.9828 | 45.7588 | 45.5311 | 45.3002 | 45.0662 | 44.8291
SaEC | Lumber | 5139.998 | 5156.556 | 5340.733 | 5732.584 | 5439.056 | 5393.984 | 4970.396 | 5291.97 | 4767.846 | 5104.201 | 4959.554 | 5045.521 | 5434.701 | 5407.834 | 5572.874 | 5067.509 | 4658.727 | 5142.524 | 5366.765 | 5810.723 | 5435.524 | 5185.595 | 4564.818 | 4389.794 | 4623.49 | 4841.172 | 4962.884 | 3819.799 | 3745.721 | 3746.46 | 3673.729 | 3600.368 | 3526.448 | 3452.034 | 3377.181 | 3301.942 | 3224.205 | 3141.908 | 3059.608 | 2977.34 | 2895.135 | 2813.016 | 2731.006 | 2649.123 | 2567.384 | 2485.8 | 2404.384 | 2323.145 | 2242.088 | 2161.21
SaEC | Furniture | 142.8356 | 150.3128 | 173.8574 | 207.8047 | 229.6184 | 227.0912 | 259.0859 | 304.6257 | 305.3868 | 307.3271 | 289.4992 | 314.4889 | 333.3015 | 327.5598 | 354.9095 | 287.7971 | 257.5035 | 285.1193 | 289.5132 | 307.2478 | 293.1788 | 277.4813 | 247.8786 | 239.3698 | 237.3786 | 242.7971 | 249.2062 | 242.4361 | 200.9478 | 215.8529 | 226.7946 | 237.6804 | 248.5143 | 259.2996 | 270.0396 | 280.5039 | 290.6169 | 300.7551 | 310.9152 | 321.0936 | 331.2875 | 341.325 | 351.2506 | 361.2213 | 371.2312 | 381.2752 | 391.3487 | 401.4473 | 411.5658 | 421.6971
SaEC | Paper | 5274.53 | 5639.093 | 5898.323 | 5621.82 | 5868.061 | 6321.689 | 5768.134 | 5884.279 | 5822.719 | 5618.054 | 4758.414 | 4631.78 | 5127.173 | 5305.943 | 5237.008 | 4883.265 | 4297.382 | 4628.219 | 4992.451 | 5555.502 | 5084.496 | 4465.725 | 3965.499 | 4250.314 | 4338.975 | 4804.142 | 4961.041 | 3562.874 | 2840.835 | 3004.277 | 3101.308 | 3187.324 | 3271.909 | 3357.292 | 3443.372 | 3530.062 | 3617.285 | 3704.975 | 3793.073 | 3881.531 | 3970.306 | 4059.361 | 4148.665 | 4238.19 | 4327.914 | 4417.816 | 4507.88 | 4598.091 | 4688.432 | 4778.881
SaEC | Printing | 435.5703 | 489.1403 | 519.894 | 521.6829 | 587.5067 | 608.4032 | 613.5556 | 655.941 | 591.2105 | 663.3444 | 627.4988 | 794.2705 | 843.209 | 855.7625 | 899.5886 | 742.6381 | 650.278 | 723.4188 | 762.004 | 844.2057 | 809.8231 | 756.7997 | 687.3039 | 678.1506 | 675.0095 | 715.2974 | 744.5158 | 379.3868 | 310.2687 | 321.8502 | 327.3637 | 332.8401 | 338.2815 | 343.6901 | 349.0677 | 354.4159 | 359.7364 | 365.0307 | 370.3 | 375.5456 | 380.7687 | 385.9701 | 390.5727 | 394.0642 | 397.5536 | 401.042 | 404.2745 | 407.0249 | 409.7807 | 412.5415
SaEC | Chemicals | 1732.66 | 1905.047 | 1958.646 | 1867.179 | 2267.732 | 1694.322 | 1589.235 | 1696.685 | 1906.613 | 1778.711 | 1711.965 | 1665.046 | 1892.692 | 1960.294 | 2022.517 | 1755.474 | 1582.174 | 1662.566 | 1749.135 | 1938.995 | 1831.469 | 1660.533 | 1473.053 | 1514.115 | 1472.995 | 1580.434 | 1659.19 | 2401.001 | 2301.907 | 2522.22 | 2698.715 | 2875.946 | 3053.791 | 3232.142 | 3368.67 | 3530.878 | 3703.378 | 3879.766 | 4057.958 | 4236.931 | 4416.253 | 4595.726 | 4775.253 | 4954.775 | 5134.253 | 5313.655 | 5492.955 | 5672.131 | 5851.162 | 6030.029
SaEC | Petroleum Products | 1718.52 | 1780.432 | 1731.923 | 1999.528 | 2374.039 | 2109.562 | 1828.489 | 1785.988 | 1838.439 | 1634.043 | 1335.075 | 1121.216 | 1797.675 | 1926.461 | 1880.995 | 1211.272 | 1195.629 | 1318.464 | 1428.298 | 1579.721 | 1318.158 | 1458.625 | 1153.629 | 1248.862 | 1140.401 | 1273.364 | 1373.553 | 1940.427 | 1840.254 | 1912.89 | 1950.317 | 1988.255 | 2026.681 | 2065.573 | 2104.906 | 2144.656 | 2184.794 | 2225.295 | 2266.134 | 2307.285 | 2348.722 | 2390.423 | 2432.363 | 2474.521 | 2516.875 | 2559.406 | 2602.094 | 2644.922 | 2687.873 | 2730.931
SaEC | Rubber | 642.7358 | 698.7394 | 722.3678 | 828.0544 | 979.6757 | 1031.281 | 1093.193 | 1251.558 | 1314.528 | 1405.486 | 1346.771 | 1391.439 | 1443.502 | 1445.988 | 1503.73 | 1260.457 | 1095.806 | 1249.425 | 1323.527 | 1468.844 | 1430.304 | 1328.456 | 1240.789 | 1218.076 | 1224.103 | 1299.475 | 1350.259 | 1396.446 | 1171.906 | 1258.585 | 1322.3 | 1386.002 | 1449.704 | 1513.392 | 1577.058 | 1640.691 | 1704.283 | 1767.829 | 1831.321 | 1894.756 | 1958.13 | 2021.439 | 2084.681 | 2147.854 | 2210.956 | 2273.987 | 2336.944 | 2399.829 | 2462.63 | 2525.317
SaEC | Leather | 11.3919 | 15.1942 | 13.1148 | 7.415 | 9.4569 | 10.5929 | 11.3339 | 18.9161 | 14.8858 | 15.779 | 12.8416 | 10.1355 | 12.1153 | 15.855 | 17.4149 | 10.7576 | 10.3071 | 11.2105 | 11.3613 | 12.7588 | 12.1206 | 12.1363 | 10.9312 | 10.5042 | 9.8679 | 10.2265 | 10.6377 | 10.4848 | 10.3774 | 10.4351 | 10.293 | 10.1527 | 10.0142 | 9.8777 | 9.743 | 9.6103 | 9.4794 | 9.3505 | 9.2233 | 9.098 | 8.9737 | 8.85 | 8.7284 | 8.6088 | 8.4912 | 8.3754 | 8.2613 | 8.1489 | 8.038 | 7.9286
SaEC | Stone, Clay, etc. | 1397.341 | 1555.317 | 1790.582 | 1844.782 | 2035.315 | 2152.208 | 2069.803 | 2096.819 | 2164.936 | 2171.345 | 1940.797 | 1772.022 | 2167.387 | 2255.826 | 2229.948 | 1672.511 | 1539.23 | 1753.416 | 1832.379 | 1981.061 | 1825.442 | 1811.486 | 1611.287 | 1640.897 | 1561.685 | 1701.48 | 1793.312 | 1802.276 | 1766.48 | 1889.606 | 1975.738 | 2060.394 | 2145.533 | 2230.893 | 2293.171 | 2369.815 | 2452.398 | 2537.53 | 2623.84 | 2710.765 | 2798.069 | 2885.644 | 2973.438 | 3061.421 | 3149.574 | 3237.882 | 3326.332 | 3414.913 | 3503.61 | 3592.4
SaEC | Aluminum | 18057.59 | 20185.58 | 24418.26 | 25121.19 | 25694.88 | 25201.49 | 23715.5 | 20087.08 | 18092.77 | 19693.1 | 22096.05 | 22664.77 | 23132.75 | 23262.51 | 20397.85 | 2201.149 | 3160.219 | 3432.643 | 2504.423 | 3780.933 | 4091.322 | 6287.352 | 5291.691 | 4542.074 | 5003.684 | 5282.907 | 5871.522 | 6063.128 | 6064.076 | 6064.076 | 86.7072 | 1702.0341 | 2643.7591 | 2686.9191 | 2669.3341 | 2669.3341 | 2669.3341 | 2669.3341 | 2669.3341 | 2646.4741 | 2646.4741 | 2646.4741 | 2646.4741 | 2646.4751 | 2646.4751 | 2363.0641 | 2371.8571 | 2380.6501 | 2389.1501 | 2397.9441
SaEC | Other Primary Metals | 501.0445 | 391.3429 | 478.6643 | 513.3704 | 522.2797 | 554.4191 | 663.475 | 640.1472 | 771.3712 | 511.7091 | 575.874 | 639.0085 | 601.108 | 596.0605 | 726.0439 | 987.6496 | 603.2439 | 802.6793 | 873.4951 | 904.8611 | 842.1058 | 1056.982 | 883.6526 | 774.713 | 609.2087 | 538.8375 | 548.7808 | 920.9008 | 999.66 | 1005.314 | 991.801 | 978.5153 | 965.4368 | 952.5482 | 939.8339 | 927.2799 | 914.8738 | 902.6046 | 890.462 | 878.4373 | 866.5223 | 854.7096 | 842.9926 | 831.3654 | 819.8224 | 808.3589 | 796.9703 | 785.6524 | 774.4009 | 763.2104
SaEC | Fabricated Metals | 925.8264 | 915.7314 | 1025.376 | 1213.767 | 1322.927 | 1334.382 | 1231.826 | 1337.642 | 1356.999 | 1429.801 | 1337.115 | 1629.431 | 1742.958 | 1788.716 | 1852.844 | 1461.937 | 1245.579 | 1393.61 | 1457.485 | 1577.565 | 1533.01 | 1432.69 | 1307.297 | 1311.051 | 1349.161 | 1474.888 | 1556.917 | 1757.378 | 1570.975 | 1582.694 | 1564.37 | 1546.471 | 1528.96 | 1511.801 | 1494.965 | 1478.425 | 1462.156 | 1446.135 | 1430.342 | 1414.758 | 1399.368 | 1384.155 | 1369.105 | 1354.205 | 1339.444 | 1324.811 | 1310.294 | 1295.886 | 1281.578 | 1267.359
SaEC | Machines & Computer | 1404.544 | 1519.292 | 1709.515 | 1992.945 | 2063.194 | 1922.888 | 2089.324 | 2371.763 | 2125.466 | 2617.293 | 2757.156 | 2536.09 | 2544.019 | 2473.207 | 2444.925 | 1902.014 | 1587.495 | 2090.421 | 2171.14 | 2274.576 | 2309.416 | 2309.29 | 2216.038 | 2074.13 | 2284.478 | 2387.368 | 2447.393 | 1777.877 | 1706.225 | 1719.329 | 1699.486 | 1679.839 | 1660.377 | 1641.091 | 1621.97 | 1602.71 | 1583.443 | 1564.361 | 1545.453 | 1526.709 | 1508.118 | 1489.672 | 1471.361 | 1453.177 | 1435.112 | 1417.158 | 1399.308 | 1381.555 | 1363.89 | 1346.302
SaEC | Electric Equipment | 554.6255 | 651.2604 | 693.4413 | 711.8949 | 895.9189 | 954.5447 | 999.3366 | 1109.539 | 1096.95 | 1341.988 | 1317.832 | 1403.592 | 1330.74 | 1295.99 | 1479.092 | 1271.738 | 1115.698 | 1207.87 | 1263.397 | 1394.784 | 1415.687 | 1313.572 | 1209.978 | 1134.106 | 1155.265 | 1186.265 | 1230.984 | 1210.162 | 1173.537 | 1206.526 | 1216.607 | 1226.578 | 1236.319 | 1245.947 | 1255.502 | 1264.985 | 1274.402 | 1283.755 | 1293.046 | 1302.278 | 1311.449 | 1320.563 | 1329.622 | 1338.629 | 1345.369 | 1351.781 | 1358.116 | 1364.386 | 1370.599 | 1375.348
SaEC | Transport Equipment | 2642.278 | 2802.764 | 3239.133 | 3510.982 | 4706.477 | 5111.971 | 4822.326 | 5274.635 | 4669.864 | 4622.892 | 3488.789 | 4133.956 | 5017.459 | 5479.166 | 5103.531 | 4148.48 | 3164.155 | 3691.521 | 4096.188 | 4614.228 | 4207.468 | 3604.715 | 3263.591 | 3872.369 | 4079.695 | 4969.962 | 5382.9 | 4123.56 | 3803.432 | 3899.564 | 3921.683 | 3944.237 | 3967.263 | 3990.792 | 4014.845 | 4039.333 | 4064.342 | 4089.935 | 4116.107 | 4142.851 | 4170.15 | 4197.989 | 4226.349 | 4255.209 | 4284.55 | 4314.347 | 4344.579 | 4375.221 | 4406.251 | 4437.647
SaEC | Other Manufacturing | 592.7487 | 630.238 | 639.686 | 723.7941 | 815.8199 | 781.5456 | 836.2894 | 891.4776 | 841.1108 | 895.3683 | 785.7921 | 779.1696 | 848.6436 | 878.6707 | 918.5459 | 757.9808 | 653.7031 | 713.7663 | 764.387 | 853.0124 | 802.4684 | 734.4427 | 652.9006 | 670.3333 | 670.423 | 729.7894 | 766.4051 | 795.7634 | 723.204 | 775.9363 | 813.2951 | 850.86 | 888.7996 | 927.0839 | 956.7822 | 992.1075 | 1029.838 | 1068.673 | 1108.083 | 1147.845 | 1187.862 | 1228.086 | 1268.492 | 1309.062 | 1349.783 | 1390.644 | 1431.635 | 1472.747 | 1513.972 | 1555.298
SaEC | Data Centers | 0 | 0 | 0 | 0 | 0 | 0 | 0 | 0 | 0 | 0 | 0 | 0 | 0 | 0 | 0 | 0 | 0 | 0 | 0 | 0 | 0 | 0 | 0 | 0 | 0 | 0 | 0 | 3130 | 3286.5 | 3450.8 | 3588.8 | 3732.4 | 3844.3 | 3959.7 | 4038.9 | 4119.7 | 4160.8 | 4202.5 | 4244.5 | 4287 | 4287 | 4287 | 4287 | 4287 | 4287 | 4287 | 4287 | 4287 | 4287 | 4287
SaEC | Agriculture | 5842.921 | 6342.24 | 6631.321 | 6526.201 | 6867.839 | 6631.319 | 7358.397 | 5930.516 | 7174.435 | 6324.712 | 6456.11 | 6631.308 | 5623.904 | 6053.141 | 6272.136 | 7358.371 | 7237.505 | 6885.171 | 7027.917 | 5738.843 | 5835.193 | 6642.479 | 6584.417 | 6374.126 | 5811.51 | 5922.393 | 6821.969 | 5131.149 | 5759.766 | 5988.146 | 6033.493 | 6078.449 | 6125.879 | 6175.658 | 6254.672 | 6310.512 | 6366.396 | 6425.264 | 6483.039 | 6575.651 | 6635.036 | 6694.136 | 6753.901 | 6814.285 | 6907.244 | 6972.742 | 7040.742 | 7109.215 | 7176.131 | 7281.459
SaEC | Passenger | 21.3365 | 22.5088 | 22.8019 | 24.0914 | 24.5897 | 28.5463 | 29.7773 | 28.7808 | 29.4842 | 31.7995 | 28.4291 | 29.2204 | 32.4736 | 52.9015 | 53.4877 | 53.517 | 54.279 | 90.8558 | 96.102 | 56.6237 | 62.3681 | 62.3974 | 62.3974 | 62.3974 | 62.3974 | 62.3974 | 62.3974 | 67.7459 | 154.5563 | 206.3835 | 286.7109 | 392.9268 | 521.0205 | 669.4832 | 832.4342 | 1011.541 | 1203.478 | 1406.013 | 1617.86 | 1839.065 | 2068.686 | 2294.817 | 2515.021 | 2726.74 | 2926.847 | 3101.973 | 3253.709 | 3382.229 | 3508.469 | 3594.366
SaEC | Freight | 0 | 0 | 0 | 0 | 0 | 0 | 0 | 0 | 0 | 0 | 0 | 0 | 0 | 0 | 0 | 0 | 0 | 0 | 0 | 0 | 0 | 0 | 0 | 0 | 0 | 0 | 0 | 0 | 0 | 0 | 0 | 0 | 0 | 0 | 0 | 0 | 0 | 0 | 0 | 0 | 0 | 0 | 0 | 0 | 0 | 0 | 0 | 0 | 0 | 0
SaEC | Air Passenger | 0 | 0 | 0 | 0 | 0 | 0 | 0 | 0 | 0 | 0 | 0 | 0 | 0 | 0 | 0 | 0 | 0 | 0 | 0 | 0 | 0 | 0 | 0 | 0 | 0 | 0 | 0 | 0 | 0 | 0 | 0 | 0 | 0 | 0 | 0 | 0 | 0 | 0 | 0 | 0 | 0 | 0 | 0 | 0 | 0 | 0 | 0 | 0 | 0 | 0
SaEC | Air Freight | 0 | 0 | 0 | 0 | 0 | 0 | 0 | 0 | 0 | 0 | 0 | 0 | 0 | 0 | 0 | 0 | 0 | 0 | 0 | 0 | 0 | 0 | 0 | 0 | 0 | 0 | 0 | 0 | 0 | 0 | 0 | 0 | 0 | 0 | 0 | 0 | 0 | 0 | 0 | 0 | 0 | 0 | 0 | 0 | 0 | 0 | 0 | 0 | 0 | 0
SaEC | Off Road | 0 | 0 | 0 | 0 | 0 | 0 | 0 | 0 | 0 | 0 | 0 | 0 | 0 | 0 | 0 | 0 | 0 | 0 | 0 | 0 | 0 | 0 | 0 | 0 | 0 | 0 | 0 | 0 | 0 | 0 | 0 | 0 | 0 | 0 | 0 | 0 | 0 | 0 | 0 | 0 | 0 | 0 | 0 | 0 | 0 | 0 | 0 | 0 | 0 | 0
SaEC | Miscellaneous | 0 | 0 | 0 | 0 | 0 | 0 | 0 | 0 | 0 | 0 | 0 | 0 | 0 | 0 | 0 | 0 | 0 | 0 | 0 | 0 | 0 | 0 | 0 | 0 | 0 | 0 | 0 | 0 | 0 | 0 | 0 | 0 | 0 | 0 | 0 | 0 | 0 | 0 | 0 | 0 | 0 | 0 | 0 | 0 | 0 | 0 | 0 | 0 | 0 | 0
SaEC | Streetlighting | 2312.028 | 2319.97 | 2338.048 | 2361.058 | 2378.705 | 2407.602 | 2434.219 | 2453.257 | 2470.816 | 2463.735 | 2482.769 | 2484.887 | 2473.052 | 2508.331 | 2531.926 | 2564.19 | 2593.503 | 2617.87 | 2638.192 | 2636.673 | 2640.674 | 2642.678 | 2643.524 | 2655.367 | 2664.996 | 2673.017 | 2684.006 | 2694.328 | 2704.273 | 2713.814 | 2722.923 | 2731.658 | 2739.962 | 2748.147 | 2756.047 | 2763.8 | 2771.352 | 2778.559 | 2785.557 | 2792.303 | 2798.843 | 2805.208 | 2811.315 | 2817.16 | 2822.685 | 2828.727 | 2834.513 | 2840.151 | 2845.791 | 2851.367
SaEC | Electric Power Generation | 0 | 0 | 0 | 0 | 0 | 0 | 0 | 0 | 0 | 0 | 0 | 0 | 0 | 0 | 0 | 0 | 0 | 0 | 0 | 0 | 0 | 0 | 0 | 0 | 0 | 0 | 0 | 0 | 0 | 0 | 0 | 0 | 0 | 0 | 0 | 0 | 0 | 0 | 0 | 0 | 0 | 0 | 0 | 0 | 0 | 0 | 0 | 0 | 0 | 0
SaEC | Solid Waste | 0 | 0 | 0 | 0 | 0 | 0 | 0 | 0 | 0 | 0 | 0 | 0 | 0 | 0 | 0 | 0 | 0 | 0 | 0 | 0 | 0 | 0 | 0 | 0 | 0 | 0 | 0 | 0 | 0 | 0 | 0 | 0 | 0 | 0 | 0 | 0 | 0 | 0 | 0 | 0 | 0 | 0 | 0 | 0 | 0 | 0 | 0 | 0 | 0 | 0
SaEC | Waste Water | 0 | 0 | 0 | 0 | 0 | 0 | 0 | 0 | 0 | 0 | 0 | 0 | 0 | 0 | 0 | 0 | 0 | 0 | 0 | 0 | 0 | 0 | 0 | 0 | 0 | 0 | 0 | 0 | 0 | 0 | 0 | 0 | 0 | 0 | 0 | 0 | 0 | 0 | 0 | 0 | 0 | 0 | 0 | 0 | 0 | 0 | 0 | 0 | 0 | 0
SaEC | Incineration | 0 | 0 | 0 | 0 | 0 | 0 | 0 | 0 | 0 | 0 | 0 | 0 | 0 | 0 | 0 | 0 | 0 | 0 | 0 | 0 | 0 | 0 | 0 | 0 | 0 | 0 | 0 | 0 | 0 | 0 | 0 | 0 | 0 | 0 | 0 | 0 | 0 | 0 | 0 | 0 | 0 | 0 | 0 | 0 | 0 | 0 | 0 | 0 | 0 | 0
SaEC | Land Use | 0 | 0 | 0 | 0 | 0 | 0 | 0 | 0 | 0 | 0 | 0 | 0 | 0 | 0 | 0 | 0 | 0 | 0 | 0 | 0 | 0 | 0 | 0 | 0 | 0 | 0 | 0 | 0 | 0 | 0 | 0 | 0 | 0 | 0 | 0 | 0 | 0 | 0 | 0 | 0 | 0 | 0 | 0 | 0 | 0 | 0 | 0 | 0 | 0 | 0
SaEC | Aluminum | 18057.59 | 20185.58 | 24418.26 | 25121.19 | 25694.88 | 25201.49 | 23715.5 | 20087.08 | 18092.77 | 19693.1 | 22096.05 | 22664.77 | 23132.75 | 23262.51 | 20397.85 | 2201.149 | 3160.219 | 3432.643 | 2504.423 | 3780.933 | 4091.322 | 6287.352 | 5291.691 | 4542.074 | 5003.684 | 5282.907 | 5871.522 | 6063.128 | 6064.076 | 6064.076 | 6073.455 | 6064.076 | 6451.731 | 6494.891 | 6477.306 | 6477.306 | 6477.306 | 6477.306 | 6477.306 | 6454.446 | 6454.446 | 6454.446 | 6454.446 | 6454.447 | 6454.447 | 6171.036 | 6179.829 | 6188.622 | 6197.122 | 6205.916
| Adjustment to DSI aMW | 0 | 0 | 0 | 0 | 0 | 0 | 0 | 0 | 0 | 0 | 0 | 0 | 0 | 0 | 0 | 0 | 0 | 0 | 0 | 0 | 0 | 0 | 0 | 0 | 0 | 0 | 0 | 0 | 0 | 0 | -683.4187 | -497.95 | -434.7 | -434.7 | -434.7 | -434.7 | -434.7 | -434.7 | -434.7 | -434.7 | -434.7 | -434.7 | -434.7 | -434.7 | -434.7 | -434.7 | -434.7 | -434.7 | -434.7 | -434.7

## Conservation Targets
go back |  | This tab shows the range of conservation goals over the next 20 years.
All figures shown are at the generator .
these are scaled to match RPM target 10%, 50% , 90 percentile .
Cost effective measures
| Scenario | Sector/End-Use | Annual Energy Savings
| Medium | Row Labels | 2016 | 2017 | 2018 | 2019 | 2020 | 2021 | 2022 | 2023 | 2024 | 2025 | 2026 | 2027 | 2028 | 2029 | 2030 | 2031 | 2032 | 2033 | 2034 | 2035
| Medium | Agriculture | 8.0783 | 9.9277 | 11.9303 | 14.1193 | 9.4941 | 6.5806 | 6.0454 | 5.7555 | 5.6339 | 5.624 | 5.5927 | 5.4745 | 5.2087 | 4.7571 | 4.1386 | 3.3784 | 2.1062 | 1.4433 | 0.89285 | 0.43698
| Medium | Irrigation | 7.0378 | 9.0719 | 11.2027 | 13.4481 | 8.8354 | 5.9638 | 5.501 | 5.278 | 5.2222 | 5.2773 | 5.3115 | 5.2592 | 5.0488 | 4.6404 | 4.0541 | 3.3137 | 2.0835 | 1.4259 | 0.87928 | 0.42628
| Medium | Lighting | 0.68755 | 0.49245 | 0.35203 | 0.28407 | 0.25855 | 0.23406 | 0.21017 | 0.18658 | 0.16279 | 0.13952 | 0.11597 | 0.089095 | 0.067076 | 0.04999 | 0.037575 | 0.028579 | 0.022075 | 0.017234 | 0.013518 | 0.010688
| Medium | Motors/Drives | 0.32124 | 0.32406 | 0.32708 | 0.33021 | 0.33471 | 0.30538 | 0.24857 | 0.20245 | 0.16456 | 0.13378 | 0.10768 | 0.086128 | 0.068585 | 0.05451 | 0.043431 | 0.034878 | 0.00027303 | 9.3619e-05 | 3.0848e-05 | 9.9241e-06
| Medium | Refrigeration | 0.031709 | 0.039298 | 0.048505 | 0.056852 | 0.065485 | 0.077322 | 0.085704 | 0.088483 | 0.084349 | 0.073401 | 0.057604 | 0.040042 | 0.024266 | 0.012151 | 0.0034902 | 0.0012499 | 0.0003569 | 7.9059e-05 | 1.3232e-05 | 1.6093e-06
| Medium | Commercial | 60.7232 | 74.2939 | 86.9398 | 99.5976 | 112.3501 | 123.2149 | 131.4077 | 136.3792 | 142.6265 | 141.6593 | 137.3026 | 110.2223 | 64.8944 | 59.4133 | 56.2745 | 52.693 | 46.7936 | 44.915 | 44.0365 | 40.3928
| Medium | Compressed Air | 0.78334 | 0.78506 | 0.79013 | 0.79521 | 0.80029 | 0.80537 | 0.81044 | 0.81552 | 0.8206 | 0.82568 | 0.83075 | 0.83583 | 0.84091 | 0.84599 | 0.85107 | 0.85614 | 0.86122 | 0.8663 | 0.87138 | 0.83008
| Medium | Electronics | 8.3366 | 11.5406 | 15.1511 | 18.8151 | 22.9808 | 27.4422 | 32.2833 | 37.094 | 42.0937 | 46.9246 | 51.2951 | 36.9115 | 5.671 | 5.5127 | 5.3903 | 5.2975 | 4.7973 | 4.8309 | 4.8658 | 4.901
| Medium | Food Preparation | 0.28508 | 0.51482 | 0.80053 | 1.1375 | 1.5275 | 1.9785 | 2.4726 | 2.9896 | 3.4884 | 3.9288 | 4.2818 | 4.5376 | 4.7061 | 4.81 | 4.8748 | 4.9204 | 4.9496 | 4.9873 | 5.0243 | 1.358
| Medium | HVAC | 17.5516 | 17.8945 | 19.5259 | 22.486 | 26.3268 | 29.2254 | 30.7891 | 31.9704 | 32.3068 | 31.2756 | 29.2096 | 26.4114 | 22.409 | 18.5423 | 15.5559 | 12.5246 | 8.1617 | 6.7888 | 6.3351 | 6.34
| Medium | Lighting | 24.2607 | 33.4421 | 39.7509 | 44.56 | 47.9514 | 50.454 | 51.8883 | 50.632 | 51.6101 | 47.166 | 41.295 | 32.8194 | 26.0585 | 25.5654 | 26.0159 | 25.8546 | 25.5239 | 25.1763 | 25.026 | 25.0535
| Medium | Motors/Drives | 0.30383 | 0.5913 | 0.87663 | 1.1701 | 1.4333 | 1.6692 | 1.881 | 2.0316 | 2.1689 | 2.2867 | 2.3809 | 2.4551 | 2.09 | 1.9254 | 1.9674 | 1.9634 | 1.955 | 1.9266 | 1.9123 | 1.9099
| Medium | Process Loads | 1.954 | 2.4122 | 2.9675 | 3.4625 | 3.9687 | 4.6613 | 5.1356 | 5.2676 | 4.9829 | 4.2985 | 3.3376 | 2.2979 | 1.3793 | 0.70831 | 0.30474 | 0.10735 | 0.030192 | 0.0065968 | 0.0010869 | 0.00013076
| Medium | Refrigeration | 6.3314 | 6.4123 | 6.5225 | 6.6649 | 6.8447 | 6.4481 | 5.5989 | 5.016 | 4.6382 | 4.4093 | 4.1224 | 3.4075 | 1.184 | 0.94718 | 0.75775 | 0.6062 | 0.0041347 | 0.0014767 | 0.00050342 | 0.00016416
| Medium | Water Heating | 0.91657 | 0.70104 | 0.55454 | 0.50639 | 0.51659 | 0.53082 | 0.54853 | 0.56253 | 0.51681 | 0.54413 | 0.54949 | 0.54616 | 0.55568 | 0.55595 | 0.55662 | 0.56275 | 0.51061 | 0.33073 | 0 | 0
| Medium | Industrial | 46.0563 | 45.2454 | 45.8208 | 47.2107 | 49.2875 | 50.341 | 48.6632 | 45.9583 | 41.7198 | 35.9416 | 29.1812 | 22.3177 | 16.41 | 11.7166 | 7.6784 | 7.0865 | 5.0781 | 5.0045 | 4.9506 | 4.91
| Medium | Low Temp Refer | 2.3076 | 2.3076 | 2.3076 | 2.3076 | 2.3076 | 2.0769 | 1.6615 | 1.3292 | 1.0634 | 0.85069 | 0.68055 | 0.54444 | 0.43555 | 0.34844 | 0.27875 | 0.223 | 0.0015211 | 0.00054323 | 0.00018519 | 6.0389e-05
| Medium | Med Temp Refer | 6.5631 | 6.5631 | 6.5631 | 6.5631 | 6.5631 | 5.9068 | 4.7254 | 3.7803 | 3.0243 | 2.4194 | 1.9355 | 1.5484 | 1.2387 | 0.99099 | 0.79279 | 0.63424 | 0.004326 | 0.001545 | 0.0005267 | 0.00017175
| Medium | Compressed Air | 2.2745 | 2.0724 | 1.9267 | 1.8541 | 1.8225 | 1.6325 | 1.317 | 1.0618 | 0.8556 | 0.68909 | 0.5547 | 0.442 | 0.35222 | 0.28071 | 0.22373 | 0.17834 | 0.01962 | 0.014836 | 0.011389 | 0.0088118
| Medium | Drying and Curing | 0.10258 | 0.10258 | 0.10258 | 0.10258 | 0.10258 | 0.10258 | 0.10258 | 0.10258 | 0.10258 | 0.10258 | 0.10258 | 0.10258 | 0.10258 | 0.10258 | 0.10258 | 0.10258 | 0.10258 | 0.10258 | 0.10258 | 0.10258
| Medium | Fans and Blowers | 2.9017 | 3.463 | 4.1396 | 4.7349 | 5.339 | 6.1432 | 6.6547 | 6.7548 | 6.3565 | 5.4842 | 4.2898 | 3.0126 | 1.8917 | 1.0015 | 0.22206 | 0.21612 | 0.19249 | 0.19238 | 0.19235 | 0.19233
| Medium | Heating | 0.46724 | 0.46724 | 0.46724 | 0.46724 | 0.46724 | 0.42052 | 0.33641 | 0.26913 | 0.21531 | 0.17224 | 0.1378 | 0.11024 | 0.088189 | 0.070551 | 0.056441 | 0.045153 | 0.00030798 | 0.00010999 | 3.7497e-05 | 1.2227e-05
| Medium | HVAC | 0.82412 | 0.86975 | 0.92476 | 0.97316 | 1.0223 | 1.0273 | 0.96019 | 0.88138 | 0.77943 | 0.65286 | 0.51123 | 0.37177 | 0.25214 | 0.15697 | 0.075357 | 0.060286 | 0.0004112 | 0.00014686 | 5.0064e-05 | 1.6325e-05
| Medium | Lighting | 10.0437 | 7.0399 | 4.8735 | 3.7955 | 3.3254 | 2.8776 | 2.4652 | 2.0944 | 1.7671 | 1.482 | 1.2367 | 0.96311 | 0.75007 | 0.58416 | 0.45494 | 0.35431 | 0.27594 | 0.2149 | 0.16736 | 0.13034
| Medium | Material Handling | 2.1851 | 2.6493 | 3.209 | 3.7014 | 4.2012 | 4.8868 | 5.3466 | 5.4587 | 5.1527 | 4.4499 | 3.4768 | 2.4323 | 1.5148 | 0.78608 | 0.14746 | 0.14746 | 0.14746 | 0.14746 | 0.14746 | 0.14746
| Medium | Material Processing | 0.033565 | 0.040868 | 0.049672 | 0.057418 | 0.065279 | 0.076064 | 0.083296 | 0.08506 | 0.080246 | 0.069191 | 0.053885 | 0.037455 | 0.023021 | 0.011559 | 0.0015134 | 0.0015134 | 0.0015134 | 0.0015134 | 0.0015134 | 0.0015134
| Medium | Melting and Casting | 0.01147 | 0.01147 | 0.01147 | 0.01147 | 0.01147 | 0.01147 | 0.01147 | 0.01147 | 0.01147 | 0.01147 | 0.01147 | 0.01147 | 0.01147 | 0.01147 | 0.01147 | 0.01147 | 0.01147 | 0.01147 | 0.01147 | 0.01147
| Medium | Other | 0 | 0 | 0 | 0 | 0 | 0 | 0 | 0 | 0 | 0 | 0 | 0 | 0 | 0 | 0 | 0 | 0 | 0 | 0 | 0
| Medium | Other Motors | 12.5809 | 13.4358 | 14.4664 | 15.3731 | 16.2935 | 17.101 | 17.129 | 16.6805 | 15.593 | 13.8796 | 11.7525 | 9.5608 | 7.6565 | 6.143 | 4.8297 | 4.7198 | 4.2833 | 4.2813 | 4.2806 | 4.2804
| Medium | Pollution Control | 0 | 0 | 0 | 0 | 0 | 0 | 0 | 0 | 0 | 0 | 0 | 0 | 0 | 0 | 0 | 0 | 0 | 0 | 0 | 0
| Medium | Pumps | 5.7607 | 6.2225 | 6.7792 | 7.2691 | 7.7663 | 8.0784 | 7.87 | 7.4489 | 6.7183 | 5.6783 | 4.4376 | 3.1804 | 2.0931 | 1.2286 | 0.48158 | 0.39222 | 0.037208 | 0.035641 | 0.035067 | 0.034867
| Medium | Residential | 67.2617 | 77.6816 | 86.0713 | 94.119 | 100.9116 | 104.221 | 106.5341 | 111.0174 | 118.6973 | 119.3941 | 118.4975 | 114.3315 | 84.9926 | 72.2545 | 67.0727 | 66.3744 | 63.2448 | 61.66 | 53.8129 | 46.3715
| Medium | Electronics | 4.3356 | 6.4452 | 8.8095 | 11.4911 | 15.5171 | 14.1669 | 15.0927 | 17.6189 | 19.0962 | 19.339 | 18.3756 | 16.4714 | 13.9629 | 11.189 | 7.9974 | 6.1981 | 4.8545 | 3.9799 | 3.3828 | 3.0136
| Medium | Food Preparation | 0.070367 | 0.1398 | 0.20822 | 0.27583 | 0.34446 | 0.40464 | 0.45176 | 0.48992 | 0.51993 | 0.61777 | 0.63029 | 0.63714 | 0.63845 | 0.58852 | 0.08722 | 0.06616 | 0.06502 | 0.064633 | 0.06501 | 0.065211
| Medium | HVAC | 26.35 | 28.2836 | 30.2719 | 32.3156 | 34.4297 | 34.1655 | 31.802 | 30.0695 | 28.7173 | 27.1755 | 26.1411 | 25.2368 | 24.3636 | 22.4326 | 20.3628 | 21.9582 | 21.6655 | 21.4077 | 16.0894 | 11.2833
| Medium | Lighting | 23.5026 | 28.2841 | 30.3109 | 31.2591 | 29.0467 | 31.6682 | 33.9274 | 35.8973 | 41.9137 | 42.6346 | 43.233 | 41.7667 | 15.9306 | 4.8101 | 4.9017 | 4.91 | 4.7901 | 4.797 | 4.8153 | 4.855
| Medium | Water Heating | 11.3917 | 12.5047 | 13.9481 | 15.7996 | 18.1258 | 19.7402 | 20.7336 | 22.2462 | 23.942 | 25.6424 | 26.9034 | 27.8634 | 28.514 | 32.2112 | 33.0342 | 32.7207 | 31.4278 | 30.9898 | 29.043 | 26.7349
| Medium | Whole Bldg/Meter Level | 1.6115 | 2.0242 | 2.5226 | 2.9778 | 3.4478 | 4.0755 | 4.5266 | 4.6954 | 4.5081 | 3.9848 | 3.2141 | 2.3561 | 1.5831 | 1.0231 | 0.68934 | 0.52124 | 0.4418 | 0.42109 | 0.41747 | 0.41948
| Medium | Utility | 2.0813 | 3.3497 | 4.6524 | 6.3861 | 7.4947 | 8.6239 | 9.7744 | 10.5101 | 11.2645 | 12.0411 | 12.8364 | 13.6569 | 13.8117 | 13.9667 | 14.1307 | 14.2734 | 14.4361 | 14.6004 | 14.7677 | 14.9386
| Medium | Utility Distribution Sytem | 2.0813 | 3.3497 | 4.6524 | 6.3861 | 7.4947 | 8.6239 | 9.7744 | 10.5101 | 11.2645 | 12.0411 | 12.8364 | 13.6569 | 13.8117 | 13.9667 | 14.1307 | 14.2734 | 14.4361 | 14.6004 | 14.7677 | 14.9386
| Medium | Grand Total | 184.2008 | 210.4982 | 235.4146 | 261.4327 | 279.5379 | 292.9814 | 302.4249 | 309.6204 | 319.942 | 314.66 | 303.4105 | 266.0028 | 185.3175 | 162.1082 | 149.2949 | 143.8057 | 131.6588 | 127.6232 | 118.4605 | 107.05
Cost effective measures
| Scenario | Incremental savings | 2016 | 2017 | 2018 | 2019 | 2020 | 2021 | 2022 | 2023 | 2024 | 2025 | 2026 | 2027 | 2028 | 2029 | 2030 | 2031 | 2032 | 2033 | 2034 | 2035
| Low- 10th percentile | Agriculture | 7.5272 | 9.0448 | 10.978 | 13.154 | 9.2004 | 6.6315 | 6.1792 | 5.9329 | 5.8239 | 5.9231 | 6.0776 | 6.6904 | 8.8896 | 5.4898 | 2.9339 | 1.4213 | 0.8058 | 0.48797 | 0.35073 | 0.16722
| Low- 10th percentile | Irrigation | 6.5577 | 8.2651 | 10.3085 | 12.5288 | 8.5621 | 6.01 | 5.6227 | 5.4407 | 5.3983 | 5.558 | 5.772 | 6.4273 | 8.6166 | 5.3551 | 2.874 | 1.3941 | 0.79712 | 0.48208 | 0.34541 | 0.16312
| Low- 10th percentile | Lighting | 0.64064 | 0.44865 | 0.32393 | 0.26465 | 0.25055 | 0.23587 | 0.21482 | 0.19233 | 0.16828 | 0.14695 | 0.12602 | 0.10888 | 0.11448 | 0.05769 | 0.026638 | 0.012023 | 0.0084458 | 0.0058266 | 0.0053104 | 0.0040901
| Low- 10th percentile | Motors/Drives | 0.29932 | 0.29524 | 0.30097 | 0.30764 | 0.32436 | 0.30774 | 0.25408 | 0.20869 | 0.17011 | 0.1409 | 0.11701 | 0.10526 | 0.11705 | 0.062905 | 0.03079 | 0.014673 | 0.00010446 | 3.1653e-05 | 1.2118e-05 | 3.7976e-06
| Low- 10th percentile | Refrigeration | 0.029545 | 0.035803 | 0.044633 | 0.052965 | 0.063459 | 0.07792 | 0.087601 | 0.091211 | 0.087194 | 0.077306 | 0.062598 | 0.048936 | 0.041414 | 0.014023 | 0.0024743 | 0.00052582 | 0.00013655 | 2.673e-05 | 5.198e-06 | 6.1583e-07
| Low- 10th percentile | Commercial | 56.5802 | 67.6869 | 80 | 92.7888 | 108.8744 | 124.1688 | 134.3159 | 140.5843 | 147.4359 | 149.1948 | 149.2067 | 134.7038 | 110.753 | 68.5637 | 39.8944 | 22.1676 | 17.9026 | 15.1857 | 17.2987 | 15.457
| Low- 10th percentile | Compressed Air | 0.7299 | 0.71524 | 0.72706 | 0.74085 | 0.77553 | 0.8116 | 0.82838 | 0.84067 | 0.84827 | 0.8696 | 0.90278 | 1.0215 | 1.4352 | 0.97628 | 0.60334 | 0.36017 | 0.32949 | 0.29289 | 0.3423 | 0.31764
| Low- 10th percentile | Electronics | 7.7678 | 10.5143 | 13.9417 | 17.5288 | 22.2698 | 27.6546 | 32.9977 | 38.2378 | 43.5131 | 49.4207 | 55.7423 | 45.1099 | 9.6784 | 6.3617 | 3.8213 | 2.2286 | 1.8354 | 1.6333 | 1.9114 | 1.8755
| Low- 10th percentile | Food Preparation | 0.26563 | 0.46903 | 0.73663 | 1.0597 | 1.4802 | 1.9939 | 2.5273 | 3.0818 | 3.6061 | 4.1378 | 4.6531 | 5.5455 | 8.0317 | 5.5508 | 3.4559 | 2.07 | 1.8937 | 1.6862 | 1.9737 | 0.51968
| Low- 10th percentile | HVAC | 16.3541 | 16.3032 | 17.9673 | 20.9487 | 25.5123 | 29.4517 | 31.4705 | 32.9562 | 33.3963 | 32.9393 | 31.7421 | 32.2776 | 38.2447 | 21.3981 | 11.028 | 5.269 | 3.1225 | 2.2953 | 2.4886 | 2.4261
| Low- 10th percentile | Lighting | 22.6055 | 30.4681 | 36.5779 | 41.5137 | 46.468 | 50.8446 | 53.0367 | 52.1932 | 53.3504 | 49.675 | 44.8752 | 40.1089 | 44.473 | 29.5029 | 18.4433 | 10.8769 | 9.7651 | 8.5121 | 9.8309 | 9.5871
| Low- 10th percentile | Motors/Drives | 0.2831 | 0.53872 | 0.80665 | 1.0901 | 1.389 | 1.6821 | 1.9226 | 2.0942 | 2.2421 | 2.4084 | 2.5873 | 3.0004 | 3.5669 | 2.2219 | 1.3947 | 0.82599 | 0.74796 | 0.65137 | 0.75121 | 0.73087
| Low- 10th percentile | Process Loads | 1.8207 | 2.1977 | 2.7306 | 3.2258 | 3.8459 | 4.6974 | 5.2492 | 5.43 | 5.1509 | 4.5272 | 3.627 | 2.8083 | 2.354 | 0.8174 | 0.21604 | 0.045161 | 0.011551 | 0.0022304 | 0.00042696 | 5.0037e-05
| Low- 10th percentile | Refrigeration | 5.8994 | 5.842 | 6.0019 | 6.2093 | 6.633 | 6.498 | 5.7228 | 5.1707 | 4.7946 | 4.6439 | 4.4798 | 4.1643 | 2.0207 | 1.0931 | 0.53718 | 0.25502 | 0.0015819 | 0.00049927 | 0.00019776 | 6.2818e-05
| Low- 10th percentile | Water Heating | 0.85404 | 0.6387 | 0.51027 | 0.47177 | 0.5006 | 0.53493 | 0.56067 | 0.57987 | 0.53424 | 0.57307 | 0.59713 | 0.66746 | 0.94836 | 0.64157 | 0.3946 | 0.23674 | 0.19535 | 0.11182 | 0 | 0
| Low- 10th percentile | Industrial | 42.914 | 41.2218 | 42.1632 | 43.9832 | 47.7627 | 50.7307 | 49.7402 | 47.3754 | 43.1266 | 37.8535 | 31.7112 | 27.2746 | 28.0064 | 13.5212 | 5.4434 | 2.9812 | 1.9428 | 1.692 | 1.9447 | 1.8789
| Low- 10th percentile | Low Temp Refer | 2.1502 | 2.1024 | 2.1234 | 2.1499 | 2.2363 | 2.093 | 1.6983 | 1.3702 | 1.0992 | 0.89594 | 0.73956 | 0.66537 | 0.74334 | 0.40211 | 0.19762 | 0.093816 | 0.00058193 | 0.00018367 | 7.2749e-05 | 2.3109e-05
| Low- 10th percentile | Med Temp Refer | 6.1153 | 5.9794 | 6.0392 | 6.1144 | 6.36 | 5.9525 | 4.83 | 3.8969 | 3.1262 | 2.5481 | 2.1033 | 1.8923 | 2.1141 | 1.1436 | 0.56203 | 0.26682 | 0.0016551 | 0.00052236 | 0.0002069 | 6.5723e-05
| Low- 10th percentile | Compressed Air | 2.1194 | 1.8881 | 1.7729 | 1.7274 | 1.7661 | 1.6451 | 1.3461 | 1.0945 | 0.88446 | 0.72574 | 0.60279 | 0.54017 | 0.60113 | 0.32394 | 0.15861 | 0.075026 | 0.0075063 | 0.0050159 | 0.004474 | 0.003372
| Low- 10th percentile | Drying and Curing | 0.095582 | 0.093458 | 0.094392 | 0.095568 | 0.099407 | 0.10337 | 0.10485 | 0.10574 | 0.10604 | 0.10804 | 0.11147 | 0.12536 | 0.17507 | 0.11838 | 0.072722 | 0.043155 | 0.039246 | 0.034682 | 0.040296 | 0.039254
| Low- 10th percentile | Fans and Blowers | 2.7038 | 3.155 | 3.8091 | 4.4112 | 5.1739 | 6.1908 | 6.802 | 6.9631 | 6.5709 | 5.776 | 4.6617 | 3.6817 | 3.2285 | 1.1558 | 0.15743 | 0.090919 | 0.073644 | 0.065045 | 0.075559 | 0.073599
| Low- 10th percentile | Heating | 0.43536 | 0.42569 | 0.42995 | 0.4353 | 0.45279 | 0.42377 | 0.34386 | 0.27743 | 0.22257 | 0.18141 | 0.14974 | 0.13472 | 0.15051 | 0.081417 | 0.040012 | 0.018995 | 0.00011783 | 3.7188e-05 | 1.473e-05 | 4.679e-06
| Low- 10th percentile | HVAC | 0.76789 | 0.7924 | 0.85094 | 0.90663 | 0.99066 | 1.0352 | 0.98144 | 0.90856 | 0.80572 | 0.68759 | 0.55555 | 0.45434 | 0.43032 | 0.18114 | 0.053423 | 0.025362 | 0.00015732 | 4.9652e-05 | 1.9667e-05 | 6.2472e-06
| Low- 10th percentile | Lighting | 9.3585 | 6.4138 | 4.4844 | 3.536 | 3.2225 | 2.8999 | 2.5197 | 2.159 | 1.8266 | 1.5609 | 1.3439 | 1.177 | 1.2801 | 0.67412 | 0.32252 | 0.14906 | 0.10557 | 0.072657 | 0.065745 | 0.049878
| Low- 10th percentile | Material Handling | 2.036 | 2.4137 | 2.9528 | 3.4484 | 4.0712 | 4.9246 | 5.4649 | 5.627 | 5.3264 | 4.6866 | 3.7783 | 2.9726 | 2.5852 | 0.90715 | 0.10454 | 0.062037 | 0.056417 | 0.049857 | 0.057927 | 0.056429
| Low- 10th percentile | Material Processing | 0.031275 | 0.037234 | 0.045707 | 0.053493 | 0.06326 | 0.076652 | 0.08514 | 0.087683 | 0.082952 | 0.072872 | 0.058557 | 0.045774 | 0.039289 | 0.013339 | 0.0010729 | 0.00063667 | 0.000579 | 0.00051167 | 0.00059449 | 0.00057912
| Low- 10th percentile | Melting and Casting | 0.010688 | 0.01045 | 0.010555 | 0.010686 | 0.011116 | 0.011559 | 0.011724 | 0.011824 | 0.011857 | 0.012081 | 0.012465 | 0.014018 | 0.019576 | 0.013237 | 0.0081316 | 0.0048255 | 0.0043884 | 0.0038781 | 0.0045059 | 0.0043893
| Low- 10th percentile | Other | 0 | 0 | 0 | 0 | 0 | 0 | 0 | 0 | 0 | 0 | 0 | 0 | 0 | 0 | 0 | 0 | 0 | 0 | 0 | 0
| Low- 10th percentile | Other Motors | 11.7225 | 12.2409 | 13.3116 | 14.3222 | 15.7894 | 17.2334 | 17.5081 | 17.1948 | 16.1188 | 14.6179 | 12.7714 | 11.6844 | 13.0671 | 7.0891 | 3.4239 | 1.9856 | 1.6387 | 1.4475 | 1.6815 | 1.638
| Low- 10th percentile | Pollution Control | 0 | 0 | 0 | 0 | 0 | 0 | 0 | 0 | 0 | 0 | 0 | 0 | 0 | 0 | 0 | 0 | 0 | 0 | 0 | 0
| Low- 10th percentile | Pumps | 5.3676 | 5.6691 | 6.2381 | 6.7722 | 7.526 | 8.1409 | 8.0441 | 7.6786 | 6.9449 | 5.9804 | 4.8224 | 3.8868 | 3.5722 | 1.4178 | 0.34141 | 0.165 | 0.014235 | 0.01205 | 0.013775 | 0.013342
| Low- 10th percentile | Residential | 62.6726 | 70.7734 | 79.2008 | 87.6848 | 97.7898 | 105.0278 | 108.8918 | 114.4405 | 122.6998 | 125.7453 | 128.7711 | 139.7257 | 145.0538 | 83.3827 | 47.5494 | 27.9233 | 24.1966 | 20.8472 | 21.1391 | 17.7448
| Low- 10th percentile | Electronics | 4.0398 | 5.872 | 8.1063 | 10.7055 | 15.037 | 14.2766 | 15.4268 | 18.1622 | 19.7401 | 20.3677 | 19.9687 | 20.1298 | 23.8299 | 12.9122 | 5.6696 | 2.6075 | 1.8573 | 1.3456 | 1.3288 | 1.1532
| Low- 10th percentile | Food Preparation | 0.065566 | 0.12737 | 0.1916 | 0.25697 | 0.3338 | 0.40777 | 0.46176 | 0.50503 | 0.53746 | 0.65064 | 0.68493 | 0.77865 | 1.0896 | 0.67916 | 0.061832 | 0.027833 | 0.024876 | 0.021852 | 0.025538 | 0.024954
| Low- 10th percentile | HVAC | 24.5522 | 25.7683 | 27.8555 | 30.1064 | 33.3646 | 34.43 | 32.5058 | 30.9967 | 29.6856 | 28.6211 | 28.4075 | 30.8422 | 41.5804 | 25.8876 | 14.4357 | 9.2377 | 8.2889 | 7.2379 | 6.3203 | 4.3178
| Low- 10th percentile | Lighting | 21.899 | 25.7688 | 27.8914 | 29.1221 | 28.1481 | 31.9134 | 34.6783 | 37.0042 | 43.3271 | 44.9026 | 46.9813 | 51.0434 | 27.1882 | 5.5509 | 3.4749 | 2.0656 | 1.8326 | 1.6219 | 1.8916 | 1.8578
| Low- 10th percentile | Water Heating | 10.6144 | 11.3927 | 12.8347 | 14.7195 | 17.565 | 19.893 | 21.1925 | 22.9322 | 24.7493 | 27.0064 | 29.2359 | 34.0521 | 48.6638 | 37.1722 | 23.4187 | 13.7654 | 12.0239 | 10.4776 | 11.4089 | 10.2305
| Low- 10th percentile | Whole Bldg/Meter Level | 1.5016 | 1.8442 | 2.3212 | 2.7742 | 3.3412 | 4.1071 | 4.6267 | 4.8402 | 4.6601 | 4.1968 | 3.4927 | 2.8795 | 2.7019 | 1.1806 | 0.48869 | 0.21928 | 0.16903 | 0.14237 | 0.16399 | 0.16052
| Low- 10th percentile | Utility | 1.9393 | 3.0518 | 4.281 | 5.9495 | 7.2629 | 8.6907 | 9.9908 | 10.8342 | 11.6443 | 12.6816 | 13.9493 | 16.6902 | 23.5719 | 16.1177 | 10.0176 | 6.0047 | 5.5231 | 4.9364 | 5.8011 | 5.7165
|  | Utility Distribution Sytem | 1.9393 | 3.0518 | 4.281 | 5.9495 | 7.2629 | 8.6907 | 9.9908 | 10.8342 | 11.6443 | 12.6816 | 13.9493 | 16.6902 | 23.5719 | 16.1177 | 10.0176 | 6.0047 | 5.5231 | 4.9364 | 5.8011 | 5.7165
|  | Grand Total | 171.6332 | 191.7786 | 216.623 | 243.5603 | 270.8902 | 295.2495 | 309.1179 | 319.1673 | 330.7305 | 331.3983 | 329.7159 | 325.0847 | 316.2747 | 187.0751 | 105.8387 | 60.4981 | 50.3709 | 43.1492 | 46.5344 | 40.9644
Cost effective measures
| Scenario | Incremental savings | 2016 | 2017 | 2018 | 2019 | 2020 | 2021 | 2022 | 2023 | 2024 | 2025 | 2026 | 2027 | 2028 | 2029 | 2030 | 2031 | 2032 | 2033 | 2034 | 2035
| High- 90th percentile | Agriculture | 7.7906 | 9.3001 | 11.3222 | 13.5452 | 9.5998 | 6.8975 | 6.5036 | 6.3001 | 6.197 | 6.3874 | 6.5952 | 7.2407 | 9.7038 | 6.9781 | 3.6059 | 1.6908 | 0.97667 | 0.62094 | 0.40844 | 0.21703
| High- 90th percentile | Irrigation | 6.7872 | 8.4984 | 10.6316 | 12.9013 | 8.9337 | 6.2511 | 5.9179 | 5.7774 | 5.7442 | 5.9936 | 6.2636 | 6.956 | 9.4059 | 6.807 | 3.5323 | 1.6584 | 0.96614 | 0.61345 | 0.40224 | 0.21172
| High- 90th percentile | Lighting | 0.66306 | 0.46132 | 0.33409 | 0.27252 | 0.26142 | 0.24534 | 0.2261 | 0.20423 | 0.17906 | 0.15846 | 0.13675 | 0.11784 | 0.12496 | 0.07333 | 0.032739 | 0.014303 | 0.010237 | 0.0074144 | 0.0061842 | 0.0053086
| High- 90th percentile | Motors/Drives | 0.3098 | 0.30357 | 0.31041 | 0.31678 | 0.33843 | 0.32009 | 0.26741 | 0.22161 | 0.181 | 0.15194 | 0.12698 | 0.11392 | 0.12777 | 0.079959 | 0.037842 | 0.017455 | 0.00012661 | 4.0278e-05 | 1.4112e-05 | 4.929e-06
| High- 90th percentile | Refrigeration | 0.030579 | 0.036814 | 0.046033 | 0.05454 | 0.066214 | 0.081046 | 0.092199 | 0.096855 | 0.09278 | 0.083365 | 0.067929 | 0.052961 | 0.045207 | 0.017824 | 0.003041 | 0.00062552 | 0.0001655 | 3.4014e-05 | 6.0533e-06 | 7.9929e-07
| High- 90th percentile | Commercial | 58.5604 | 69.5974 | 82.508 | 95.5479 | 113.6004 | 129.1499 | 141.3661 | 149.2839 | 156.8825 | 160.8885 | 161.9141 | 145.784 | 120.8978 | 87.1519 | 49.032 | 26.3706 | 21.6987 | 19.3239 | 20.1451 | 20.0618
| High- 90th percentile | Compressed Air | 0.75544 | 0.73543 | 0.74986 | 0.76288 | 0.8092 | 0.84416 | 0.87186 | 0.89269 | 0.90262 | 0.93776 | 0.97967 | 1.1055 | 1.5666 | 1.241 | 0.74153 | 0.42846 | 0.39936 | 0.37271 | 0.39862 | 0.41228
| High- 90th percentile | Electronics | 8.0396 | 10.811 | 14.3788 | 18.0501 | 23.2365 | 28.764 | 34.7298 | 40.604 | 46.3011 | 53.2942 | 60.4897 | 48.8205 | 10.565 | 8.0864 | 4.6965 | 2.6512 | 2.2246 | 2.0784 | 2.2259 | 2.4342
| High- 90th percentile | Food Preparation | 0.27493 | 0.48227 | 0.75972 | 1.0912 | 1.5445 | 2.0739 | 2.6599 | 3.2725 | 3.8371 | 4.4621 | 5.0494 | 6.0017 | 8.7674 | 7.0557 | 4.2474 | 2.4625 | 2.2952 | 2.1457 | 2.2984 | 0.6745
| High- 90th percentile | HVAC | 16.9265 | 16.7633 | 18.5305 | 21.5717 | 26.6197 | 30.6331 | 33.1224 | 34.9956 | 35.536 | 35.521 | 34.4455 | 34.9326 | 41.7479 | 27.1993 | 13.5539 | 6.268 | 3.7847 | 2.9207 | 2.8981 | 3.1489
| High- 90th percentile | Lighting | 23.3967 | 31.3281 | 37.7246 | 42.7482 | 48.485 | 52.8843 | 55.8205 | 55.4229 | 56.7687 | 53.5684 | 48.6971 | 43.4081 | 48.5467 | 37.5013 | 22.6677 | 12.9391 | 11.8357 | 10.8317 | 11.4485 | 12.4432
| High- 90th percentile | Motors/Drives | 0.29301 | 0.55392 | 0.83194 | 1.1225 | 1.4493 | 1.7496 | 2.0235 | 2.2238 | 2.3857 | 2.5971 | 2.8076 | 3.2472 | 3.8936 | 2.8243 | 1.7142 | 0.9826 | 0.90655 | 0.82887 | 0.87482 | 0.9486
| High- 90th percentile | Process Loads | 1.8844 | 2.2597 | 2.8163 | 3.3217 | 4.0129 | 4.8858 | 5.5248 | 5.766 | 5.481 | 4.882 | 3.9359 | 3.0393 | 2.5697 | 1.039 | 0.26552 | 0.053724 | 0.014001 | 0.0028382 | 0.00049721 | 6.4944e-05
| High- 90th percentile | Refrigeration | 6.1059 | 6.0069 | 6.1901 | 6.3939 | 6.9209 | 6.7587 | 6.0232 | 5.4906 | 5.1018 | 5.0078 | 4.8613 | 4.5069 | 2.2057 | 1.3894 | 0.66022 | 0.30338 | 0.0019173 | 0.00063532 | 0.0002303 | 8.1532e-05
| High- 90th percentile | Water Heating | 0.88393 | 0.65672 | 0.52627 | 0.4858 | 0.52233 | 0.55639 | 0.5901 | 0.61576 | 0.56847 | 0.61799 | 0.64798 | 0.72237 | 1.0352 | 0.81551 | 0.48499 | 0.28163 | 0.23678 | 0.14229 | 0 | 0
| High- 90th percentile | Industrial | 44.4159 | 42.3852 | 43.485 | 45.2911 | 49.836 | 52.7659 | 52.3511 | 50.3071 | 45.8899 | 40.8204 | 34.4119 | 29.5182 | 30.5718 | 17.1868 | 6.6902 | 3.5465 | 2.3548 | 2.1531 | 2.2647 | 2.4386
| High- 90th percentile | Low Temp Refer | 2.2255 | 2.1618 | 2.19 | 2.2138 | 2.3333 | 2.1769 | 1.7874 | 1.455 | 1.1696 | 0.96617 | 0.80254 | 0.7201 | 0.81143 | 0.51112 | 0.24288 | 0.1116 | 0.00070533 | 0.00023372 | 8.4719e-05 | 2.9993e-05
| High- 90th percentile | Med Temp Refer | 6.3293 | 6.1482 | 6.2285 | 6.2962 | 6.6361 | 6.1913 | 5.0835 | 4.138 | 3.3266 | 2.7478 | 2.2825 | 2.048 | 2.3078 | 1.4537 | 0.69076 | 0.31741 | 0.002006 | 0.00066471 | 0.00024095 | 8.5303e-05
| High- 90th percentile | Compressed Air | 2.1935 | 1.9414 | 1.8285 | 1.7787 | 1.8428 | 1.7111 | 1.4168 | 1.1623 | 0.94112 | 0.78262 | 0.65413 | 0.5846 | 0.65619 | 0.41177 | 0.19494 | 0.089251 | 0.0090979 | 0.0063828 | 0.0052101 | 0.0043765
| High- 90th percentile | Drying and Curing | 0.098927 | 0.096096 | 0.097352 | 0.09841 | 0.10372 | 0.10752 | 0.11035 | 0.11229 | 0.11283 | 0.11651 | 0.12097 | 0.13568 | 0.19111 | 0.15047 | 0.089379 | 0.051337 | 0.047568 | 0.044134 | 0.046927 | 0.050948
| High- 90th percentile | Fans and Blowers | 2.7984 | 3.2441 | 3.9286 | 4.5423 | 5.3985 | 6.4391 | 7.159 | 7.394 | 6.9919 | 6.2287 | 5.0587 | 3.9846 | 3.5242 | 1.4691 | 0.19348 | 0.10816 | 0.089259 | 0.08277 | 0.087992 | 0.095526
| High- 90th percentile | Heating | 0.4506 | 0.43771 | 0.44342 | 0.44824 | 0.47244 | 0.44077 | 0.36191 | 0.2946 | 0.23683 | 0.19563 | 0.1625 | 0.1458 | 0.1643 | 0.10349 | 0.049177 | 0.022597 | 0.00014281 | 4.7322e-05 | 1.7154e-05 | 6.0729e-06
| High- 90th percentile | HVAC | 0.79477 | 0.81477 | 0.87762 | 0.93359 | 1.0337 | 1.0768 | 1.033 | 0.96478 | 0.85734 | 0.74148 | 0.60286 | 0.49171 | 0.46973 | 0.23025 | 0.065659 | 0.03017 | 0.00019068 | 6.3182e-05 | 2.2903e-05 | 8.1083e-06
| High- 90th percentile | Lighting | 9.686 | 6.5948 | 4.625 | 3.6411 | 3.3624 | 3.0162 | 2.652 | 2.2926 | 1.9437 | 1.6832 | 1.4583 | 1.2738 | 1.3974 | 0.85688 | 0.39639 | 0.17732 | 0.12795 | 0.092457 | 0.076563 | 0.064737
| High- 90th percentile | Material Handling | 2.1072 | 2.4818 | 3.0454 | 3.5509 | 4.248 | 5.1222 | 5.7517 | 5.9752 | 5.6677 | 5.0539 | 4.1001 | 3.2171 | 2.822 | 1.1531 | 0.12848 | 0.073799 | 0.06838 | 0.063443 | 0.067459 | 0.07324
| High- 90th percentile | Material Processing | 0.03237 | 0.038284 | 0.04714 | 0.055083 | 0.066006 | 0.079727 | 0.089609 | 0.093109 | 0.088267 | 0.078583 | 0.063544 | 0.049539 | 0.042888 | 0.016956 | 0.0013186 | 0.00075738 | 0.00070177 | 0.0006511 | 0.00069231 | 0.00075164
| High- 90th percentile | Melting and Casting | 0.011062 | 0.010745 | 0.010886 | 0.011004 | 0.011598 | 0.012023 | 0.01234 | 0.012556 | 0.012617 | 0.013027 | 0.013526 | 0.015171 | 0.021369 | 0.016826 | 0.0099942 | 0.0057404 | 0.0053189 | 0.0049349 | 0.0052473 | 0.005697
| High- 90th percentile | Other | 0 | 0 | 0 | 0 | 0 | 0 | 0 | 0 | 0 | 0 | 0 | 0 | 0 | 0 | 0 | 0 | 0 | 0 | 0 | 0
| High- 90th percentile | Other Motors | 12.1328 | 12.5864 | 13.729 | 14.7481 | 16.4748 | 17.9248 | 18.4271 | 18.2589 | 17.1515 | 15.7637 | 13.8591 | 12.6455 | 14.2641 | 9.0111 | 4.2081 | 2.3621 | 1.9862 | 1.842 | 1.9582 | 2.1259
| High- 90th percentile | Pollution Control | 0 | 0 | 0 | 0 | 0 | 0 | 0 | 0 | 0 | 0 | 0 | 0 | 0 | 0 | 0 | 0 | 0 | 0 | 0 | 0
| High- 90th percentile | Pumps | 5.5555 | 5.8291 | 6.4337 | 6.9735 | 7.8527 | 8.4675 | 8.4664 | 8.1537 | 7.3899 | 6.4491 | 5.2331 | 4.2065 | 3.8994 | 1.8022 | 0.4196 | 0.19629 | 0.017254 | 0.015334 | 0.016042 | 0.017317
| High- 90th percentile | Residential | 64.866 | 72.7709 | 81.6838 | 90.2921 | 102.0346 | 109.2411 | 114.6075 | 121.5222 | 130.5614 | 135.601 | 139.7382 | 151.219 | 158.3404 | 105.9884 | 58.4405 | 33.2175 | 29.3272 | 26.5282 | 24.6175 | 23.0312
| High- 90th percentile | Electronics | 4.1812 | 6.0378 | 8.3604 | 11.0238 | 15.6898 | 14.8493 | 16.2365 | 19.2861 | 21.0049 | 21.9641 | 21.6694 | 21.7856 | 26.0127 | 16.4128 | 6.9682 | 3.1019 | 2.2511 | 1.7123 | 1.5475 | 1.4968
| High- 90th percentile | Food Preparation | 0.067861 | 0.13096 | 0.1976 | 0.26461 | 0.34829 | 0.42413 | 0.48599 | 0.53628 | 0.5719 | 0.70163 | 0.74327 | 0.8427 | 1.1894 | 0.86329 | 0.075995 | 0.03311 | 0.03015 | 0.027807 | 0.02974 | 0.032388
| High- 90th percentile | HVAC | 25.4115 | 26.4956 | 28.7288 | 31.0017 | 34.8129 | 35.8112 | 34.212 | 32.9148 | 31.5877 | 30.8644 | 30.8269 | 33.3791 | 45.3891 | 32.9059 | 17.7421 | 10.9891 | 10.0465 | 9.2103 | 7.3603 | 5.6041
| High- 90th percentile | Lighting | 22.6655 | 26.4961 | 28.7658 | 29.9881 | 29.3699 | 33.1936 | 36.4985 | 39.2941 | 46.1032 | 48.422 | 50.9825 | 55.2421 | 29.6786 | 7.0558 | 4.2708 | 2.4572 | 2.2212 | 2.0638 | 2.2028 | 2.4113
| High- 90th percentile | Water Heating | 10.9859 | 11.7142 | 13.2371 | 15.1572 | 18.3275 | 20.6911 | 22.3049 | 24.3513 | 26.3351 | 29.1231 | 31.7259 | 36.8531 | 53.1213 | 47.2499 | 28.7827 | 16.3753 | 14.5734 | 13.3328 | 13.2861 | 13.2783
| High- 90th percentile | Whole Bldg/Meter Level | 1.5541 | 1.8962 | 2.394 | 2.8567 | 3.4862 | 4.2718 | 4.8696 | 5.1397 | 4.9587 | 4.5257 | 3.7902 | 3.1163 | 2.9494 | 1.5007 | 0.60062 | 0.26086 | 0.20487 | 0.18117 | 0.19098 | 0.20834
| High- 90th percentile | Utility | 2.0072 | 3.1379 | 4.4152 | 6.1264 | 7.5781 | 9.0393 | 10.5152 | 11.5046 | 12.3904 | 13.6756 | 15.1373 | 18.0631 | 25.7311 | 20.4874 | 12.3121 | 7.1432 | 6.6942 | 6.2816 | 6.7557 | 7.4195
|  | Utility Distribution Sytem | 2.0072 | 3.1379 | 4.4152 | 6.1264 | 7.5781 | 9.0393 | 10.5152 | 11.5046 | 12.3904 | 13.6756 | 15.1373 | 18.0631 | 25.7311 | 20.4874 | 12.3121 | 7.1432 | 6.6942 | 6.2816 | 6.7557 | 7.4195
|  | Grand Total | 177.6402 | 197.1915 | 223.4142 | 250.8027 | 282.6488 | 307.0938 | 325.3435 | 338.9178 | 351.9212 | 357.3729 | 357.7967 | 351.825 | 345.2449 | 237.7927 | 130.0807 | 71.9686 | 61.0516 | 54.9077 | 54.1915 | 53.1682

## Regional Forecast net conserv
go back
Final Jan 2016
DSI load adjustment between Draft and final |  | 1986 | 1987 | 1988 | 1989 | 1990 | 1991 | 1992 | 1993 | 1994 | 1995 | 1996 | 1997 | 1998 | 1999 | 2000 | 2001 | 2002 | 2003 | 2004 | 2005 | 2006 | 2007 | 2008 | 2009 | 2010 | 2011 | 2012 | 2013 | 2014 | 2015 | 2016 | 2017 | 2018 | 2019 | 2020 | 2021 | 2022 | 2023 | 2024 | 2025 | 2026 | 2027 | 2028 | 2029 | 2030 | 2031 | 2032 | 2033 | 2034 | 2035
|  | 0 | 0 | 0 | 0 | 0 | 0 | 0 | 0 | 0 | 0 | 0 | 0 | 0 | 0 | 0 | 0 | 0 | 0 | 0 | 0 | 0 | 0 | 0 | 0 | 0 | 0 | 0 | 0 | 0 | -47 | -683.4187 | -497.95 | -434.7 | -434.7 | -434.7 | -434.7 | -434.7 | -434.7 | -434.7 | -434.7 | -434.7 | -434.7 | -434.7 | -434.7 | -434.7 | -434.7 | -434.7 | -434.7 | -434.7 | -434.7
DSM_EU | is the scenario name.
Engine | is the model name.
This is the Electricity Review (including Western Montana portion of loads) for Northwest
DR resources are not netted out of the loads below.
Year |  | 1986 | 1987 | 1988 | 1989 | 1990 | 1991 | 1992 | 1993 | 1994 | 1995 | 1996 | 1997 | 1998 | 1999 | 2000 | 2001 | 2002 | 2003 | 2004 | 2005 | 2006 | 2007 | 2008 | 2009 | 2010 | 2011 | 2012 | 2013 | 2014 | 2015 | 2016 | 2017 | 2018 | 2019 | 2020 | 2021 | 2022 | 2023 | 2024 | 2025 | 2026 | 2027 | 2028 | 2029 | 2030 | 2031 | 2032 | 2033 | 2034 | 2035
Northwest Average Day Loads (MWa) | Modeled values | 1986 | 1987 | 1988 | 1989 | 1990 | 1991 | 1992 | 1993 | 1994 | 1995 | 1996 | 1997 | 1998 | 1999 | 2000 | 2001 | 2002 | 2003 | 2004 | 2005 | 2006 | 2007 | 2008 | 2009 | 2010 | 2011 | 2012 | 2013 | 2014 | 2015 | 2016 | 2017 | 2018 | 2019 | 2020 | 2021 | 2022 | 2023 | 2024 | 2025 | 2026 | 2027 | 2028 | 2029 | 2030 | 2031 | 2032 | 2033 | 2034 | 2035
LDCClass | Annual | 18202.05 | 18684.07 | 19776.83 | 20614.62 | 20857.81 | 21187.67 | 20739.3 | 21025.9 | 20803.88 | 21086.11 | 21767.47 | 21520.94 | 21839.29 | 22314.71 | 22383.33 | 19258.71 | 19795.59 | 19948.12 | 20142.97 | 20811.35 | 20465.01 | 20618.16 | 21294.9 | 20873.66 | 20295.21 | 21038.68 | 20616.8 | 20488.06 | 20751.12 | 21002.01 | 20338.8513 | 20403.75 | 20439.05 | 20310.01 | 20139.3 | 19964.74 | 19790.64 | 19614.99 | 19443.17 | 19287.51 | 19142.78 | 19022.95 | 18939.37 | 18957.83 | 19088.07 | 19226.08 | 19410.73 | 19600.27 | 19797.56 | 20003.6
LDCClass | January | 20367.39 | 20762.38 | 22065.42 | 23217.22 | 23125 | 23705.53 | 22869.12 | 23902.12 | 23014.86 | 23555.76 | 24527 | 24067.83 | 24374.83 | 25279.39 | 25359.32 | 21824.98 | 22471.05 | 22358.24 | 22746.79 | 23918.18 | 22887.86 | 22927.77 | 23880.37 | 23335.45 | 22772 | 23716.41 | 22969.62 | 23042.23 | 23272.47 | 23568.1 | 22890.6213 | 22940.26 | 22966.51 | 22802.46 | 22584.64 | 22363.94 | 22141.06 | 21913.53 | 21686.73 | 21471.79 | 21272.28 | 21094.93 | 20968.79 | 20963.74 | 21078.89 | 21206.82 | 21383.84 | 21564.29 | 21753.66 | 21946.25
LDCClass | February | 19633.33 | 20038.86 | 21280.68 | 22362.3 | 22289.01 | 22847.1 | 22077.21 | 23049.34 | 22216.03 | 22760.16 | 23622.32 | 23214.5 | 23525.32 | 24367.01 | 24424.19 | 20937.91 | 21513.58 | 21464.41 | 21826.99 | 22944.55 | 21159.84 | 21158.26 | 21947.41 | 21445.2 | 20945.04 | 21788.46 | 21158.68 | 21221.18 | 21406.88 | 21700.95 | 21022.3813 | 21071.06 | 21091.29 | 20927.13 | 20707.24 | 20482.14 | 20256.44 | 20027.73 | 19802 | 19587.98 | 19388.77 | 19211.54 | 19068.56 | 19041.03 | 19136.53 | 19245.48 | 19402.94 | 19564.43 | 19735.45 | 19910.34
LDCClass | March | 18609.29 | 19044.62 | 20210.67 | 21179.98 | 21210.18 | 21671.61 | 21027.48 | 21791.29 | 21121.74 | 21637.11 | 22382.67 | 22059.07 | 22397.84 | 23098.47 | 23135.49 | 19711.5 | 20236.2 | 20272.81 | 20566.17 | 21575.67 | 20033.14 | 19990.68 | 20697.01 | 20196.88 | 19731.43 | 20524.32 | 19959.41 | 20028.73 | 20217.76 | 20528.74 | 19860.3113 | 19913.24 | 19935.4 | 19773.17 | 19553.22 | 19325.23 | 19098.37 | 18870.65 | 18648.84 | 18439.37 | 18244.38 | 18072.44 | 17916.3 | 17866.84 | 17944.47 | 18036.37 | 18176.81 | 18322.4 | 18478.32 | 18639.4
LDCClass | April | 17199.85 | 17650.51 | 18737.84 | 19596.24 | 19679.24 | 20050.85 | 19529.91 | 20044.81 | 19553.47 | 19949.01 | 20606.51 | 20326.7 | 20597.06 | 21232.6 | 21272.15 | 18130.52 | 18591.98 | 18620.37 | 18875.62 | 19694.77 | 19197.77 | 19178.99 | 19858.58 | 19385.44 | 18889.56 | 19636.9 | 19156.98 | 19139.84 | 19341.55 | 19641.04 | 18948.6313 | 18984.76 | 18984.41 | 18800.49 | 18564.48 | 18321.74 | 18081.68 | 17842.46 | 17609.95 | 17391.34 | 17184.65 | 16999.11 | 16822.34 | 16753.03 | 16814.07 | 16889.74 | 17012.73 | 17142.24 | 17283 | 17432.05
LDCClass | May | 16599.72 | 17163.68 | 18150.51 | 18828.67 | 19139.83 | 19352.86 | 19120.64 | 19086.7 | 19096.03 | 19272.23 | 19750.32 | 19601.48 | 19805.93 | 20231.21 | 20283.1 | 17461.25 | 17895.62 | 18057.83 | 18216.02 | 18635.15 | 19309.88 | 19483.05 | 20112.27 | 19666.87 | 19096.02 | 19772.58 | 19487.15 | 19206.6 | 19503.86 | 19795.46 | 19122.7913 | 19176.83 | 19193.43 | 19043.59 | 18857.08 | 18664.46 | 18474.83 | 18286.41 | 18104.08 | 17940.98 | 17784.28 | 17650.46 | 17530.35 | 17508.34 | 17609.57 | 17719.76 | 17875.92 | 18039.02 | 18211.32 | 18397.6
LDCClass | June | 17415.8 | 18043.79 | 19025.66 | 19657.21 | 20123.63 | 20269.11 | 20160.91 | 19838.04 | 20129.43 | 20187.37 | 20641.2 | 20544.04 | 20736.25 | 21028.49 | 21099.84 | 18331.64 | 18809.08 | 19070.76 | 19169.75 | 19398.4 | 19086.47 | 19467.11 | 20007.79 | 19614.75 | 19054.93 | 19671.88 | 19552.05 | 19103.04 | 19433.05 | 19700.37 | 19065.9213 | 19159.54 | 19222.19 | 19144.09 | 19042.66 | 18937.22 | 18833.61 | 18730.34 | 18632.71 | 18557.95 | 18487.69 | 18447.29 | 18440.92 | 18516.72 | 18688.29 | 18857.64 | 19071.44 | 19290.42 | 19513.95 | 19753.09
LDCClass | July | 18309.7 | 18866.52 | 19818.01 | 20393.43 | 21203.56 | 21256.89 | 21202.54 | 20461.94 | 21269.6 | 21097.27 | 21651.9 | 21611.66 | 22044.4 | 21856.93 | 21981.26 | 19244.52 | 19840.76 | 20406.47 | 20324.15 | 20300.76 | 20241.9 | 20512.08 | 20945.01 | 20731.98 | 19873.65 | 20536.91 | 20420.34 | 20059.29 | 20492.24 | 20632.79 | 20019.7313 | 20137.48 | 20225.03 | 20169.45 | 20089.41 | 20004.7 | 19922.58 | 19841.54 | 19767.68 | 19718.03 | 19673.95 | 19661.11 | 19680.88 | 19781.81 | 19981.1 | 20178.06 | 20420.45 | 20668.73 | 20922.24 | 21192.46
LDCClass | August | 17686.52 | 18236.47 | 19163.82 | 19722.09 | 20511.67 | 20569.05 | 20500.33 | 19820.42 | 20559.5 | 20425.08 | 20922.81 | 20886.23 | 21347.27 | 21181.06 | 21304.57 | 18614.04 | 19167.4 | 19742.49 | 19688.44 | 19738.63 | 20440.38 | 20709.46 | 21172.83 | 20969.57 | 20157.33 | 20843.35 | 20698.49 | 20288.19 | 20669.76 | 20824.27 | 20195.3413 | 20300.96 | 20374.85 | 20308.36 | 20216.88 | 20122.42 | 20030.96 | 19940.51 | 19857.58 | 19798.36 | 19746.45 | 19725.71 | 19736.16 | 19828.66 | 20019.97 | 20211.77 | 20448.62 | 20691.65 | 20940.48 | 21205.37
LDCClass | September | 16432.92 | 16944.59 | 17885.94 | 18506.69 | 18999.26 | 19158.81 | 18933.24 | 18751.74 | 18961.31 | 19089.61 | 19576.1 | 19475.13 | 19889.71 | 20023.38 | 20083.65 | 17196.45 | 17663.75 | 18045.32 | 18100.88 | 18498.72 | 19511.54 | 19804.21 | 20330.87 | 20016.72 | 19437.38 | 20052.15 | 19785.46 | 19537.96 | 19784.87 | 19989.91 | 19331.4813 | 19403.25 | 19444.78 | 19351.75 | 19226.3 | 19100.15 | 18973.84 | 18845.74 | 18719.95 | 18610.51 | 18510.61 | 18437.11 | 18412.34 | 18479.35 | 18642.32 | 18809.85 | 19021.52 | 19238.19 | 19460.62 | 19692.19
LDCClass | October | 16720.32 | 17215.53 | 18237.19 | 18990.17 | 19216 | 19510.26 | 19116.79 | 19414.47 | 19145.2 | 19487.68 | 20065.37 | 19855.73 | 20185.15 | 20652.96 | 20696.5 | 17598.19 | 18042.61 | 18214.31 | 18404.8 | 19111.42 | 19981.79 | 20194.91 | 20859.87 | 20413.54 | 19939.96 | 20613.64 | 20188.92 | 20085.82 | 20290.9 | 20534.38 | 19862.4413 | 19915.64 | 19939.36 | 19812.83 | 19645.85 | 19477.33 | 19307.85 | 19135.45 | 18964.08 | 18806.37 | 18660.29 | 18538.63 | 18469.17 | 18502.72 | 18639.34 | 18783.79 | 18973.1 | 19166.44 | 19366.53 | 19572.84
LDCClass | November | 18451.36 | 18889.19 | 20051.95 | 21015.6 | 21050.49 | 21494.29 | 20866.7 | 21587.82 | 20951.56 | 21428.04 | 22208.97 | 21873.29 | 22181.79 | 22889.91 | 22932.94 | 19562.43 | 20108.67 | 20119.14 | 20408.38 | 21376.35 | 21273.7 | 21448.34 | 22267.64 | 21772.45 | 21283.53 | 22066.86 | 21473.92 | 21489.52 | 21693.91 | 21953.92 | 21271.5513 | 21314.63 | 21333.72 | 21184.96 | 20989.77 | 20794.03 | 20596.54 | 20394.79 | 20193.05 | 20003.65 | 19828.8 | 19677.3 | 19584.26 | 19603.93 | 19730.6 | 19866.36 | 20049.1 | 20234.96 | 20428.06 | 20624.89
LDCClass | December | 21030.16 | 21380.27 | 22729.88 | 23956.13 | 23768.88 | 24404.36 | 23484.39 | 24632.72 | 23647.75 | 24186.96 | 25303.72 | 24774.81 | 25021.61 | 26001.88 | 26090.71 | 22530.5 | 23243.32 | 23025.03 | 23421 | 24612.01 | 22433.09 | 22512.29 | 23434.77 | 22903.15 | 22343.45 | 23225.28 | 22522.38 | 22638.79 | 22880.89 | 23133.95 | 22452.8213 | 22503.1 | 22531.35 | 22372.53 | 22160.88 | 21946.36 | 21728.6 | 21505.28 | 21281.73 | 21069.44 | 20872.4 | 20696.43 | 20574.28 | 20575.88 | 20696.5 | 20829.14 | 21011.28 | 21196.51 | 21390.31 | 21586.68
Northwest Peak Day Loads (MW) | Modeled values | 1986 | 1987 | 1988 | 1989 | 1990 | 1991 | 1992 | 1993 | 1994 | 1995 | 1996 | 1997 | 1998 | 1999 | 2000 | 2001 | 2002 | 2003 | 2004 | 2005 | 2006 | 2007 | 2008 | 2009 | 2010 | 2011 | 2012 | 2013 | 2014 | 2015 | 2016 | 2017 | 2018 | 2019 | 2020 | 2021 | 2022 | 2023 | 2024 | 2025 | 2026 | 2027 | 2028 | 2029 | 2030 | 2031 | 2032 | 2033 | 2034 | 2035
LDCClass | Annual | 27515.29 | 28240.55 | 29885.44 | 31150.32 | 31514.69 | 32020.75 | 31340.33 | 31775.05 | 31440.38 | 31840.01 | 36118 | 33292 | 35971 | 30753.01 | 31910 | 30215 | 28883.01 | 29394.59 | 32936.32 | 32971.36 | 31003.16 | 31854.51 | 33632.76 | 35316.29 | 32060.22 | 31576.64 | 29570.36 | 29594.76 | 29883.97 | 30304.43 | 29581.9013 | 29563.41 | 29504.92 | 29219.67 | 28857.12 | 28482.74 | 28106.24 | 27723.25 | 27344.1 | 26979.3 | 26633.08 | 26314.37 | 26248.39 | 26387.23 | 26649.24 | 26917.96 | 27242.33 | 27579 | 27924 | 28293.9
LDCClass | January | 27515.29 | 28240.55 | 29885.44 | 31150.32 | 31514.69 | 32020.75 | 31340.33 | 31775.05 | 31440.38 | 31840.01 | 35940 | 33292 | 32086.01 | 30406.01 | 31460.99 | 30215 | 28883.01 | 27830.71 | 32936.32 | 31400.89 | 27324.09 | 31854.51 | 32677.31 | 31267.87 | 27907.34 | 31576.64 | 29570.36 | 29594.76 | 29883.97 | 30304.43 | 29581.9013 | 29563.41 | 29504.92 | 29219.67 | 28857.12 | 28482.74 | 28106.24 | 27723.25 | 27344.1 | 26979.3 | 26633.08 | 26314.37 | 26036.31 | 25930.91 | 26011.81 | 26124.73 | 26304.39 | 26493.38 | 26698.57 | 26917.67
LDCClass | February | 27408.12 | 28130.57 | 29769.04 | 31029 | 31391.96 | 31896.05 | 31218.28 | 31651.3 | 31317.93 | 31715.99 | 36118 | 31131 | 28893 | 30745 | 29944.01 | 29750 | 27489 | 29394.59 | 28232.53 | 29801.7 | 30319.46 | 29791.13 | 28877.87 | 28914.95 | 27532.53 | 31227.71 | 28059.47 | 28069.14 | 28299.28 | 28691.22 | 27984.7213 | 27989.63 | 27956.42 | 27717.26 | 27403.09 | 27076.13 | 26745.51 | 26406.16 | 26069.16 | 25744.24 | 25435.8 | 25156.69 | 24923.88 | 24850.37 | 24947.93 | 25072.42 | 25262.82 | 25461.25 | 25673.25 | 25897.4
LDCClass | March | 24836.34 | 25491.01 | 26975.73 | 28117.47 | 28446.37 | 28903.16 | 28288.97 | 28681.38 | 28379.28 | 28740 | 30091 | 28891 | 29310.99 | 29369 | 28635 | 26185 | 27016 | 25962.86 | 25825.21 | 25045.04 | 27283.61 | 27353.4 | 27372.17 | 29698.86 | 26957.91 | 27396.69 | 27955 | 27976.62 | 28234.46 | 28627.98 | 27948.5813 | 27978.97 | 27973.95 | 27765.16 | 27483.06 | 27187.26 | 26886.43 | 26576.43 | 26268.61 | 25972.02 | 25691.61 | 25444.11 | 25249.12 | 25200.41 | 25309.39 | 25441.45 | 25637.89 | 25841.72 | 26057.34 | 26283.98
LDCClass | April | 22594.67 | 23190.25 | 24540.97 | 25579.65 | 25878.86 | 26294.42 | 25735.68 | 26092.67 | 25817.86 | 26146 | 25281 | 26886.01 | 26437 | 27646 | 26861 | 24897 | 23854 | 24861.49 | 23869.1 | 25126.98 | 24351.26 | 25548.25 | 27754.34 | 25371.86 | 25118.24 | 25834.93 | 24576.72 | 24534.33 | 24789.8 | 25131.88 | 24465.9013 | 24521.29 | 24543.28 | 24380.77 | 24159.11 | 23926.24 | 23688.26 | 23441.71 | 23196.17 | 22961.33 | 22738.43 | 22547.96 | 22411.39 | 22392.85 | 22502.08 | 22623.02 | 22803.73 | 22991.35 | 23187.44 | 23394.3
LDCClass | May | 20319.31 | 20854.9 | 22069.6 | 23003.69 | 23272.77 | 23646.48 | 23144.01 | 23465.03 | 23217.9 | 23513 | 25444 | 25164.99 | 24240.01 | 26261.99 | 25760 | 22720 | 24608.99 | 22816.69 | 21741.18 | 23456.96 | 24226.56 | 23658.89 | 24533.46 | 24082.51 | 24108.07 | 23322.91 | 23045.51 | 22721.89 | 22992.38 | 23328.04 | 22668.7913 | 22734.08 | 22762.81 | 22628.95 | 22449.75 | 22259.99 | 22065.95 | 21865.54 | 21666.59 | 21483.06 | 21306.12 | 21161.17 | 21065.58 | 21077.72 | 21210.09 | 21349.38 | 21544.59 | 21747.76 | 21957.67 | 22182.87
LDCClass | June | 21262.98 | 21823.46 | 23094.56 | 24072.03 | 24353.61 | 24744.68 | 24218.86 | 24554.81 | 24296.2 | 24605.01 | 24189 | 23624.99 | 24507 | 25879 | 27030 | 22697 | 25407.99 | 25081.22 | 24803.39 | 24534.35 | 27128.52 | 24198.89 | 27373.88 | 23848.48 | 24372.82 | 23630.93 | 23696.63 | 23204.98 | 23653.36 | 23932.62 | 23305.2013 | 23398.26 | 23447.01 | 23357.37 | 23233.37 | 23098.8 | 22962.95 | 22824.59 | 22691.09 | 22582.03 | 22479.3 | 22415.19 | 22405.46 | 22500.04 | 22716.01 | 22940.08 | 23215.28 | 23501.54 | 23794.73 | 24110.17
LDCClass | July | 22069.26 | 22650.98 | 23970.29 | 24984.83 | 25277.07 | 25682.98 | 25137.22 | 25485.91 | 25217.49 | 25538 | 26644 | 24960.01 | 28197.99 | 27156 | 27636 | 22568.01 | 26002 | 27390.82 | 26607.7 | 27395.11 | 28546.22 | 27521.16 | 27340.13 | 28727.84 | 26853.81 | 25906.31 | 26784.06 | 26466.16 | 27208.26 | 27087.66 | 26475.6513 | 26580.23 | 26647.5 | 26574.65 | 26466.61 | 26349.16 | 26231.21 | 26112.28 | 26001.12 | 25918.83 | 25845.07 | 25816.76 | 25851.25 | 25993.09 | 26259.88 | 26532.54 | 26860.98 | 27201.71 | 27550.16 | 27923.55
LDCClass | August | 21313.97 | 21875.79 | 23149.93 | 24129.75 | 24412.01 | 24804.01 | 24276.94 | 24613.69 | 24354.44 | 24664 | 25799.01 | 25287 | 27155 | 26709 | 26596 | 22505 | 25411.01 | 25433.69 | 26752.12 | 27049.56 | 25590.39 | 25698.07 | 27595.03 | 26948.87 | 27147.96 | 26736.53 | 27316.61 | 26974.21 | 27694.99 | 27541.06 | 26918.5513 | 27017.25 | 27078.17 | 26996.48 | 26880.9 | 26758.03 | 26636.14 | 26514.37 | 26401.39 | 26318.25 | 26245.62 | 26217.33 | 26248.39 | 26387.23 | 26649.24 | 26917.96 | 27242.33 | 27579 | 27924 | 28293.9
LDCClass | September | 20238.93 | 20772.42 | 21982.31 | 22912.71 | 23180.72 | 23552.95 | 23052.46 | 23372.23 | 23126.07 | 23420 | 24451 | 23604.01 | 26318 | 25435 | 24603 | 20576 | 22543 | 25132.31 | 22510.31 | 23786.6 | 24038.42 | 23389.28 | 23607 | 24346.11 | 23404.75 | 25488.28 | 23829.36 | 23545.47 | 23877.73 | 24133.35 | 23517.3413 | 23605.5 | 23664.25 | 23575.21 | 23438.69 | 23292.43 | 23143.14 | 22986.82 | 22833.42 | 22697.26 | 22571.86 | 22488.5 | 22476.45 | 22570.5 | 22780.71 | 22993.26 | 23266.07 | 23544.31 | 23829.25 | 24130.04
LDCClass | October | 23998.96 | 24631.55 | 26066.21 | 27169.46 | 27487.25 | 27928.64 | 27335.18 | 27714.36 | 27422.45 | 27771 | 26631.99 | 26408.99 | 26932.01 | 27007 | 26789.01 | 23262 | 27641 | 26194.1 | 24429.76 | 24419.64 | 27758.27 | 25297.16 | 25078.55 | 25155.57 | 23723.79 | 24964.42 | 24215.83 | 24156.27 | 24358.42 | 24713.4 | 24054.3113 | 24093.7 | 24094 | 23934.29 | 23711.56 | 23475.9 | 23233.7 | 22980.71 | 22726.67 | 22482.35 | 22250.99 | 22056.4 | 21935.88 | 21944.82 | 22085.74 | 22243.69 | 22459.01 | 22679.13 | 22906.9 | 23144.38
LDCClass | November | 24997.07 | 25655.97 | 27150.32 | 28299.45 | 28630.46 | 29090.2 | 28472.05 | 28867 | 28562.97 | 28926 | 28381.01 | 27158 | 27877 | 28217 | 30877 | 26122 | 27010 | 27991.25 | 28474.25 | 29670.24 | 31003.16 | 28709.6 | 26322.59 | 25778.52 | 32060.22 | 26993.71 | 26366.89 | 26357.65 | 26581.28 | 26945.96 | 26247.1413 | 26264.41 | 26243.09 | 26034.37 | 25760.52 | 25477.58 | 25191.11 | 24896.67 | 24603.5 | 24322.74 | 24057.79 | 23820.57 | 23635.59 | 23597.47 | 23711.3 | 23846.26 | 24044.04 | 24249.06 | 24465.74 | 24694.26
LDCClass | December | 26541.36 | 27240.95 | 28827.62 | 30047.73 | 30399.2 | 30887.34 | 30231.01 | 30650.35 | 30327.54 | 30713 | 31516 | 29834 | 35971 | 30753.01 | 31910 | 26827 | 27036.99 | 29252.18 | 28008.58 | 32971.36 | 29601.62 | 29552.62 | 33632.76 | 35316.29 | 29440.16 | 30544.69 | 28711.52 | 28798.94 | 29120.34 | 29514.83 | 28801.4313 | 28789.87 | 28750.87 | 28485 | 28142.58 | 27786.53 | 27425.57 | 27054.89 | 26684.64 | 26325.57 | 25983.14 | 25669.67 | 25409.29 | 25314.81 | 25396.58 | 25501.82 | 25678.31 | 25862.7 | 26061.32 | 26271.87
Northwest Minimum Day Loads (MW) | Modeled values | 1986 | 1987 | 1988 | 1989 | 1990 | 1991 | 1992 | 1993 | 1994 | 1995 | 1996 | 1997 | 1998 | 1999 | 2000 | 2001 | 2002 | 2003 | 2004 | 2005 | 2006 | 2007 | 2008 | 2009 | 2010 | 2011 | 2012 | 2013 | 2014 | 2015 | 2016 | 2017 | 2018 | 2019 | 2020 | 2021 | 2022 | 2023 | 2024 | 2025 | 2026 | 2027 | 2028 | 2029 | 2030 | 2031 | 2032 | 2033 | 2034 | 2035
LDCClass | Annual | 12611.74 | 12944.18 | 13698.12 | 14277.88 | 14444.89 | 14676.85 | 14364.97 | 14564.23 | 14410.83 | 14593.99 | 12743.01 | 14903 | 14910 | 15564 | 15306 | 12182.99 | 13076.01 | 9681.91 | 13251.21 | 13884.84 | 13859.18 | 10755.59 | 11862.76 | 13963.67 | 13651.75 | 14390.43 | 14050.22 | 13954.29 | 14053.95 | 14288.76 | 13655.9513 | 13759.84 | 13813.18 | 13752.96 | 13660.42 | 13573.1 | 13490.06 | 13410.56 | 13339.46 | 13282.03 | 13237.48 | 13215.19 | 13211.43 | 13268.16 | 13385.68 | 13495.04 | 13643.3 | 13790.44 | 13940.87 | 14091.68
LDCClass | January | 14703.04 | 15090.6 | 15969.56 | 16645.45 | 16840.17 | 17110.59 | 16747 | 16979.3 | 16800.46 | 17014 | 17585 | 16951.01 | 18074 | 18924.99 | 19495.99 | 18006.01 | 14260 | 14695.86 | 16554.06 | 16286.55 | 16557.35 | 16907.52 | 18379.06 | 17236.48 | 16710.98 | 16368.33 | 17176.51 | 17293.68 | 17320.85 | 17634.81 | 17021.5313 | 17151.97 | 17255.01 | 17208.8 | 17120.38 | 17036.29 | 16956.37 | 16879.08 | 16810.89 | 16757.05 | 16720.49 | 16709.18 | 16723.15 | 16808.29 | 16959.57 | 17097.14 | 17281.69 | 17463.29 | 17648.73 | 17830.8
LDCClass | February | 13798.25 | 14161.96 | 14986.82 | 15621.14 | 15803.87 | 16057.64 | 15716.41 | 15934.44 | 15766.61 | 15967.01 | 16706.01 | 17144.99 | 17652 | 18175.99 | 18322 | 17158 | 14783.01 | 15626.61 | 15776.73 | 16285.17 | 16418.43 | 15730.28 | 17064.64 | 17008.85 | 16188.53 | 17068.98 | 16794.22 | 16920.4 | 16953.17 | 17263.82 | 16641.4513 | 16757.53 | 16841.42 | 16774.54 | 16665.26 | 16559.11 | 16458.45 | 16361.76 | 16275.41 | 16203.93 | 16149.77 | 16119.7 | 16104.38 | 16161.75 | 16292.57 | 16413.84 | 16580.99 | 16746.12 | 16916.22 | 17084.46
LDCClass | March | 14145.66 | 14518.52 | 15364.16 | 16014.43 | 16201.75 | 16461.93 | 16112.11 | 16335.6 | 16163.56 | 16369 | 16490 | 15996 | 16219.01 | 16488.99 | 17485 | 14084.99 | 14563 | 13264.52 | 13912.6 | 14947.46 | 15500.87 | 10755.59 | 11862.76 | 15969.69 | 14878.91 | 14791.51 | 15173.62 | 15247.37 | 15267.28 | 15520.28 | 14895.4013 | 14996.2 | 15056.81 | 14996.35 | 14900.53 | 14809.76 | 14724.68 | 14644.59 | 14574.93 | 14520.07 | 14482.11 | 14469.95 | 14477.8 | 14548.68 | 14681.73 | 14805.55 | 14971.33 | 15135.3 | 15302.65 | 15468.99
LDCClass | April | 12690.39 | 13024.89 | 13783.53 | 14366.91 | 14534.96 | 14768.37 | 14454.54 | 14655.04 | 14500.69 | 14685 | 12743.01 | 15136 | 14910 | 15579.99 | 16420 | 13337 | 13462.99 | 9681.91 | 13251.21 | 14114.74 | 14058.57 | 14101.86 | 14608.92 | 13963.67 | 14083.54 | 15255.4 | 14050.22 | 14046.38 | 14077.44 | 14301.92 | 13659.2613 | 13761.22 | 13815.46 | 13752.96 | 13660.42 | 13573.1 | 13490.06 | 13410.56 | 13339.46 | 13282.03 | 13237.48 | 13215.19 | 13211.43 | 13268.16 | 13385.68 | 13495.04 | 13643.3 | 13790.44 | 13940.87 | 14091.68
LDCClass | May | 12611.74 | 12944.18 | 13698.12 | 14277.88 | 14444.89 | 14676.85 | 14364.97 | 14564.23 | 14410.83 | 14593.99 | 14485 | 15094 | 15484 | 15664 | 16222 | 13219 | 13076.01 | 13379.07 | 13600.31 | 13884.84 | 14214.39 | 14591.52 | 14774.45 | 14131.17 | 13916.42 | 14567.72 | 14547.42 | 14382.29 | 14512.21 | 14762.05 | 14124.7413 | 14225.03 | 14276.63 | 14211.78 | 14126.24 | 14044.82 | 13969.07 | 13897.42 | 13833.98 | 13788.47 | 13751.41 | 13737.23 | 13741.82 | 13807.25 | 13938.62 | 14059.49 | 14220.14 | 14380.3 | 14543.7 | 14713.5
LDCClass | June | 13113.83 | 13459.5 | 14243.45 | 14846.3 | 15019.96 | 15261.14 | 14936.85 | 15144.05 | 14984.54 | 15175.01 | 15142 | 15277 | 15342.99 | 16317 | 17019 | 13951.01 | 13901 | 13939.53 | 14102.66 | 14732.94 | 14348.28 | 14925.36 | 15303.54 | 14156.82 | 13651.75 | 14691.18 | 15119.89 | 14787.55 | 15002.04 | 15288.36 | 14648.6213 | 14747.91 | 14800.1 | 14730.35 | 14647.5 | 14567.78 | 14493.02 | 14422.35 | 14359.36 | 14317.51 | 14278.94 | 14263.11 | 14268.33 | 14338.06 | 14480.1 | 14607.15 | 14777.17 | 14947.16 | 15120.24 | 15304.98
LDCClass | July | 13475.93 | 13831.14 | 14636.72 | 15256.22 | 15434.67 | 15682.53 | 15349.28 | 15562.19 | 15398.29 | 15594 | 15964 | 15964 | 16189.99 | 16498 | 16513.01 | 12950 | 14501 | 13959.09 | 14494.21 | 14835.76 | 15059.71 | 15099.28 | 16006.72 | 15182.22 | 14813.14 | 15680.41 | 15846 | 15524.52 | 15761.16 | 16068.8 | 15438.1813 | 15545.76 | 15596.38 | 15534.99 | 15458.28 | 15383.23 | 15313.02 | 15246.17 | 15187.91 | 15150.61 | 15117.74 | 15110.77 | 15128.76 | 15214.71 | 15378.84 | 15534.69 | 15731.22 | 15928.35 | 16128.97 | 16342.09
LDCClass | August | 13526.04 | 13882.57 | 14691.17 | 15312.97 | 15492.08 | 15740.85 | 15406.38 | 15620.07 | 15455.56 | 15652 | 15631 | 15303.01 | 16158 | 16177 | 16354 | 12792.01 | 14119.99 | 13979.14 | 14169.75 | 15389.91 | 14888.46 | 14953.93 | 14970.81 | 14640.19 | 14892.88 | 15548.05 | 14558.41 | 14227.59 | 14422.75 | 14701.87 | 14069.5613 | 14171.01 | 14213.03 | 14145.99 | 14065.54 | 13986.84 | 13913.33 | 13844.2 | 13783.4 | 13743.16 | 13707.96 | 13696.04 | 13703.94 | 13774.92 | 13916.81 | 14050.61 | 14221.72 | 14392.99 | 14567.05 | 14752.39
LDCClass | September | 13096.54 | 13441.75 | 14224.67 | 14826.73 | 15000.15 | 15241.04 | 14917.16 | 15124.08 | 14964.79 | 15155.01 | 15264 | 14903 | 15410 | 15564 | 15306 | 12182.99 | 13504.99 | 13302.48 | 13683.71 | 14195.96 | 13859.18 | 14213.15 | 14584.11 | 13982.88 | 14000.94 | 14485.62 | 14082.37 | 13954.29 | 14053.95 | 14288.76 | 13655.9513 | 13759.84 | 13813.18 | 13754.94 | 13674.51 | 13597.82 | 13526.27 | 13458.59 | 13399.01 | 13355.75 | 13322.41 | 13312.75 | 13326.34 | 13399.95 | 13535.43 | 13661.03 | 13825.38 | 13988.91 | 14155.39 | 14326.79
LDCClass | October | 13166.54 | 13513.6 | 14300.71 | 14905.97 | 15080.33 | 15322.49 | 14996.9 | 15204.92 | 15044.77 | 15236 | 15027 | 15551.99 | 15848 | 16556 | 15947 | 12641 | 13697.99 | 12900.23 | 13855.13 | 14060.91 | 13963.95 | 14473.83 | 14407.04 | 14000.33 | 14024.12 | 14390.43 | 14153.88 | 14123.31 | 14193.06 | 14428.71 | 13795.0713 | 13892.55 | 13943.62 | 13878.93 | 13788.47 | 13702.23 | 13621.95 | 13546.02 | 13478.79 | 13426.91 | 13387.74 | 13372.33 | 13377.97 | 13442.89 | 13567.88 | 13682.87 | 13837.92 | 13991.99 | 14149.14 | 14309.41
LDCClass | November | 13426.66 | 13780.58 | 14583.22 | 15200.46 | 15378.25 | 15625.2 | 15293.18 | 15505.31 | 15342 | 15537 | 16452.99 | 16270 | 16694 | 16563 | 17665.01 | 13809 | 15112 | 15050.52 | 15250.91 | 15406.79 | 14636.18 | 15414.32 | 14653.79 | 15295.76 | 14586.98 | 16607.82 | 14184.59 | 14258.89 | 14292.08 | 14538.56 | 13907.3613 | 14018.57 | 14083.55 | 14030.13 | 13944.98 | 13864.4 | 13788.94 | 13717.03 | 13653.66 | 13603.92 | 13568.95 | 13557.25 | 13567.55 | 13638.58 | 13767.88 | 13888.56 | 14048.26 | 14206.38 | 14367.92 | 14528.96
LDCClass | December | 14278.73 | 14655.11 | 15508.7 | 16165.09 | 16354.18 | 16616.8 | 16263.7 | 16489.3 | 16315.63 | 16523 | 17971 | 18064.99 | 17588.99 | 18776 | 17983 | 16021 | 15718 | 16105.31 | 15732.17 | 16280.57 | 14150.72 | 15907.04 | 15736.21 | 17053.28 | 16493.4 | 16666.44 | 16074.62 | 16246.41 | 16314.57 | 16593.46 | 15978.3913 | 16110.51 | 16205.99 | 16162.4 | 16079.69 | 16000.08 | 15923.67 | 15848.92 | 15781.86 | 15728.15 | 15690.43 | 15676.21 | 15686.74 | 15765.55 | 15908.78 | 16041.1 | 16216.71 | 16389.58 | 16566.04 | 16739.19
Northwest Residential Loads (GWh) |  | 1986 | 1987 | 1988 | 1989 | 1990 | 1991 | 1992 | 1993 | 1994 | 1995 | 1996 | 1997 | 1998 | 1999 | 2000 | 2001 | 2002 | 2003 | 2004 | 2005 | 2006 | 2007 | 2008 | 2009 | 2010 | 2011 | 2012 | 2013 | 2014 | 2015 | 2016 | 2017 | 2018 | 2019 | 2020 | 2021 | 2022 | 2023 | 2024 | 2025 | 2026 | 2027 | 2028 | 2029 | 2030 | 2031 | 2032 | 2033 | 2034 | 2035
LDCEU | Total | 56334.76 | 55072.45 | 56708.42 | 60183.03 | 57866.28 | 61307.86 | 58713.97 | 63935.73 | 62348.61 | 62847.38 | 66394.86 | 64853.66 | 64395.72 | 66111.57 | 66711.84 | 65426.18 | 69211.52 | 68767.22 | 69585.84 | 71120.25 | 71769.2 | 72291.45 | 77794.52 | 76919.28 | 73679.03 | 76336.43 | 72699.3 | 72141.81 | 73660.71 | 73119.84 | 72226.6 | 71361.89 | 70531.42 | 69492.41 | 68417.96 | 67397.71 | 66378.38 | 65341.64 | 64266.34 | 63212.89 | 62177.11 | 61056.64 | 59940.95 | 59259.31 | 59074.82 | 59088.57 | 59165.32 | 59295.84 | 59496.9 | 59733.29
LDCEU | Space Heating | 11434.38 | 11142.61 | 12025.05 | 13200.4 | 12627.98 | 13251.27 | 12058.92 | 13137.86 | 12123.63 | 11987.22 | 13790.02 | 12821.72 | 12542.32 | 13559.97 | 13951.44 | 13975.06 | 14843.35 | 13696.81 | 14110.42 | 14797.8 | 14335.95 | 13117.56 | 14821.32 | 14191.31 | 13305.54 | 14817.13 | 13247.48 | 13450.34 | 13841.71 | 14150.13 | 14013.7 | 13861.53 | 13688.32 | 13290.81 | 12867.38 | 12440.81 | 12037.15 | 11650.61 | 11281.8 | 10929.65 | 10587.11 | 10232.57 | 9791.083 | 9436.612 | 9216.025 | 9029.946 | 8858.666 | 8698.97 | 8566.451 | 8453.639
LDCEU | Water Heating Under 55 | 11315.05 | 11073.2 | 11134.27 | 11587.42 | 11074.25 | 11654.15 | 11284.33 | 12125.39 | 11729.69 | 11852.71 | 12002.99 | 11760.32 | 11482.42 | 11582 | 11408.43 | 10980 | 11381.04 | 11211.45 | 11057.88 | 10976.49 | 10796.94 | 11101.44 | 11670.71 | 11437.51 | 11088.59 | 11153.99 | 10863.2 | 10955.85 | 11401.64 | 11605.26 | 11602.89 | 11583.74 | 11543.99 | 11481.86 | 11380.66 | 11250.13 | 11103.12 | 10939.28 | 10764.08 | 10579.82 | 10384.98 | 10155.85 | 9792.866 | 9473.521 | 9335.108 | 9268.02 | 9220.648 | 9186.504 | 9164.373 | 9145.685
LDCEU | Lighting | 10394.53 | 10206.57 | 10287.28 | 10735.56 | 10313.81 | 10902.94 | 10618.17 | 11576.64 | 11332.67 | 11552.59 | 11834.93 | 11702.56 | 11559.84 | 11775.45 | 11726.33 | 11398.88 | 11952.48 | 11929.25 | 11932.25 | 12042.04 | 11978.59 | 12415.66 | 13151.1 | 12767.61 | 12261.25 | 12276.81 | 11515.7 | 11120.64 | 11143.7 | 11132.98 | 10728.02 | 10297.74 | 9883.993 | 9494.321 | 9140.739 | 8832.381 | 8505.968 | 8164.451 | 7771.95 | 7369.609 | 6954.481 | 6501.085 | 6329.994 | 6350.422 | 6401.214 | 6464.692 | 6529.124 | 6596.123 | 6665.734 | 6733.151
LDCEU | Refrigeration | 5671.062 | 5532.251 | 5541.286 | 5746.559 | 5477.819 | 5737.097 | 5529.968 | 5983.851 | 5814.558 | 5886.68 | 5983.335 | 5869.918 | 5745.565 | 5798.282 | 5715.635 | 5499.614 | 5700.647 | 5618.359 | 5545.212 | 5516.317 | 5420.568 | 5549.125 | 5806.666 | 5566.178 | 5275.435 | 5204.319 | 4955.488 | 4901.649 | 5004.158 | 5074.286 | 5056.227 | 5041.053 | 5029.169 | 5020.728 | 5013.953 | 5009.626 | 5007.729 | 5008.854 | 5013.033 | 5021.661 | 5033.697 | 5048.7 | 5065.297 | 5084.148 | 5105.313 | 5128.861 | 5153.379 | 5178.879 | 5207.049 | 5236.882
LDCEU | Freezer | 1620.09 | 1607.159 | 1635.636 | 1718.61 | 1663.954 | 1769.685 | 1734.005 | 1884.802 | 1837.509 | 1863.93 | 1900.635 | 1868.287 | 1835.288 | 1858.66 | 1841.568 | 1779.31 | 1854.456 | 1840.377 | 1829.585 | 1835.091 | 1812.975 | 1867.258 | 1966.462 | 1899.172 | 1812.432 | 1805.796 | 1736.809 | 1728.059 | 1774.565 | 1809.564 | 1812.628 | 1815.994 | 1819.358 | 1823.201 | 1827.17 | 1831.694 | 1836.492 | 1841.925 | 1848.009 | 1855.379 | 1863.589 | 1872.289 | 1881.508 | 1891.442 | 1901.971 | 1913.16 | 1924.593 | 1936.455 | 1949.215 | 1962.583
LDCEU | Clothes Washer | 610.8128 | 585.8777 | 576.5132 | 588.5135 | 553.2609 | 569.7675 | 540.009 | 577.1282 | 554.0231 | 553.3447 | 555.0003 | 536.3833 | 517.4011 | 514.2346 | 499.2153 | 472.4301 | 481.6388 | 466.9962 | 453.0526 | 442.758 | 426.6734 | 428.1601 | 438.616 | 411.7307 | 381.6495 | 367.8156 | 341.9678 | 339.0301 | 347.0937 | 353.0554 | 353.1164 | 353.5446 | 354.2806 | 355.3861 | 356.7295 | 358.3821 | 360.2639 | 362.4662 | 364.9295 | 367.776 | 370.9326 | 374.2995 | 377.8813 | 381.6816 | 385.6839 | 389.9341 | 394.2716 | 398.7518 | 403.4948 | 408.3864
LDCEU | Clothes Dryer | 3041.455 | 3005.922 | 3051.281 | 3211.674 | 2686.098 | 2876.482 | 2842.261 | 3174.051 | 3185.373 | 3330.774 | 3495.105 | 3541.15 | 3579.69 | 3733.328 | 3803.091 | 3781.873 | 4053.616 | 4133.769 | 4222.491 | 4346.361 | 4420.333 | 4029.742 | 4363.842 | 4332.886 | 4254.418 | 4345.083 | 4292.042 | 4439.446 | 4704.654 | 3937.696 | 4042.282 | 4142.585 | 4238.013 | 4330.553 | 4417.828 | 4499.422 | 4576.864 | 4650.604 | 4721.523 | 4791.68 | 4862.874 | 4923.538 | 4965.747 | 5013.312 | 5082.746 | 5160.702 | 5235.5 | 5311.435 | 5389.298 | 5465.394
LDCEU | Dishwasher | 858.288 | 815.0575 | 835.5571 | 893.0026 | 871.0533 | 931.5663 | 928.477 | 1035.043 | 1035.562 | 1076.081 | 1123.938 | 1129.274 | 1133.76 | 1172.014 | 1183.377 | 1163.895 | 1233.962 | 1244.512 | 1256.044 | 1275.895 | 1278.842 | 1336.243 | 1424.196 | 1390.98 | 1352.849 | 1362.644 | 1441.084 | 1429.253 | 1467.88 | 1501.762 | 1514.154 | 1531.133 | 1552.063 | 1577.012 | 1605.094 | 1636.467 | 1670.684 | 1707.995 | 1748.109 | 1791.506 | 1837.94 | 1886.78 | 1938.059 | 1991.756 | 2047.89 | 2106.674 | 2167.245 | 2229.909 | 2295.487 | 2363.272
LDCEU | Cooking | 2039.616 | 2067.204 | 2151.055 | 2316.88 | 2293.58 | 2493.811 | 2492.427 | 2806.284 | 2747.666 | 2804.041 | 2874.194 | 2843.978 | 2809.019 | 2860.939 | 2846.519 | 2769.473 | 2957.769 | 3003.981 | 3056.613 | 3119.529 | 3107.049 | 3226.21 | 3423.649 | 3337.838 | 3177.333 | 3143.651 | 3069.465 | 3083.358 | 3194.797 | 3286.942 | 3319.865 | 3349.62 | 3377.564 | 3375.27 | 3371.829 | 3368.821 | 3365.528 | 3363.395 | 3361.536 | 3362.113 | 3366.121 | 3366.136 | 3366.322 | 3366.425 | 3376.734 | 3388.97 | 3400.26 | 3412.478 | 3424.93 | 3438.867
LDCEU | Air Conditioning | 1046.918 | 931.4227 | 902.8938 | 829.1457 | 1232.224 | 1176.832 | 1204.98 | 627.3696 | 1391.759 | 1030.227 | 1178.544 | 1253.106 | 1604.518 | 936.1332 | 1037.44 | 1158.801 | 1271.711 | 1700.805 | 1478.637 | 1071.369 | 1512.886 | 1274.244 | 1018.618 | 1406.454 | 837.7399 | 955.7492 | 928.7026 | 1049.268 | 1197.957 | 906.3022 | 904.9496 | 904.2022 | 903.8792 | 904.1917 | 904.8677 | 906.0217 | 907.6533 | 909.7961 | 912.5143 | 916.1334 | 920.3784 | 925.1131 | 930.1509 | 935.6627 | 941.6243 | 947.9758 | 954.5535 | 961.3776 | 968.6852 | 976.4031
LDCEU | Entertainment Center | 1819.641 | 1900.258 | 2032.138 | 2247.32 | 2277.692 | 2535.97 | 2664.473 | 3039.858 | 3112.863 | 3315.073 | 3529.412 | 3609.23 | 3867.042 | 4245.954 | 4631.951 | 4930.429 | 5568.386 | 6093.89 | 6773.192 | 7690.215 | 8492.228 | 9281.37 | 10297.76 | 10936.8 | 11401.59 | 12048.43 | 11925.47 | 11256.75 | 10915.48 | 10481.03 | 9940.013 | 9484.449 | 9085.689 | 8723.662 | 8358.737 | 8034.277 | 7720.642 | 7398.401 | 7076.041 | 6761.413 | 6462.825 | 6170.081 | 5835.021 | 5600.049 | 5477.868 | 5417.385 | 5386.827 | 5378.115 | 5386.533 | 5404.221
LDCEU | Other Non-Substitutables | 6335.515 | 6037.41 | 6343.504 | 6884.292 | 6558.31 | 7136.49 | 6529.667 | 7636.16 | 7141.405 | 7227.281 | 7733.033 | 7511.055 | 7301.838 | 7633.143 | 7612.546 | 7060.798 | 7420.46 | 7323.417 | 7355.67 | 7478.637 | 7648.619 | 8092.254 | 8794.269 | 8614.897 | 7903.065 | 8212.268 | 7733.13 | 7735.975 | 7989.685 | 8201.549 | 8270.398 | 8338.636 | 8408 | 8478.707 | 8546.484 | 8613.273 | 8679.828 | 8747.228 | 8815.86 | 8888.66 | 8964.056 | 9041.309 | 9117.222 | 9193.403 | 9270.567 | 9348.822 | 9425.343 | 9500.357 | 9577.426 | 9654.68
LDCEU | Water Heating Over 55 | 147.4006 | 167.5143 | 191.9552 | 223.6409 | 236.2447 | 271.7931 | 286.2791 | 331.2951 | 341.8972 | 367.425 | 393.7214 | 406.6887 | 417.0087 | 441.464 | 454.2992 | 455.6188 | 492.0045 | 503.5978 | 514.7927 | 527.7436 | 537.5507 | 572.1791 | 617.3195 | 625.9149 | 627.1301 | 642.7449 | 648.7465 | 652.2042 | 677.3918 | 679.2781 | 668.3501 | 657.6633 | 647.1063 | 636.7006 | 626.4902 | 616.4073 | 606.4674 | 596.6401 | 586.9603 | 577.4857 | 568.128 | 558.8929 | 549.7991 | 540.8786 | 532.0803 | 523.4224 | 514.9112 | 506.4818 | 498.2246 | 490.1317
Northwest Commercial Loads (GWh) |  | 1986 | 1987 | 1988 | 1989 | 1990 | 1991 | 1992 | 1993 | 1994 | 1995 | 1996 | 1997 | 1998 | 1999 | 2000 | 2001 | 2002 | 2003 | 2004 | 2005 | 2006 | 2007 | 2008 | 2009 | 2010 | 2011 | 2012 | 2013 | 2014 | 2015 | 2016 | 2017 | 2018 | 2019 | 2020 | 2021 | 2022 | 2023 | 2024 | 2025 | 2026 | 2027 | 2028 | 2029 | 2030 | 2031 | 2032 | 2033 | 2034 | 2035
LDCEU | Total | 39357.43 | 40269 | 41837.69 | 42509.86 | 46146.35 | 44110.76 | 45459 | 45942.92 | 47878.51 | 48073.83 | 50905.2 | 50378.8 | 50964.35 | 52454.86 | 55283.04 | 54186.23 | 57155.4 | 55148.07 | 55081.85 | 56032.61 | 55939.71 | 56573.2 | 59413.41 | 58309.67 | 55867.12 | 57149.29 | 55764.23 | 55893.63 | 58096.34 | 59644.87 | 59954.4 | 59369.52 | 58896.93 | 58356.49 | 57640.14 | 56775.48 | 55914.25 | 55019.02 | 54149.04 | 53338.14 | 52614.76 | 52173.92 | 52077.81 | 52312.67 | 52923 | 53713.48 | 54554.1 | 55397.8 | 56243.44 | 57130.64
LDCEU | Space Heating | 2833.297 | 2743.199 | 3070.681 | 3305.51 | 3187.683 | 3162.721 | 2875.69 | 3774.873 | 3208.47 | 3266.615 | 3785.33 | 3451.461 | 3227.1 | 3967.183 | 4243.17 | 4062.539 | 4199.227 | 3498.159 | 3717.061 | 4094.198 | 4082.486 | 4090.417 | 4353.579 | 4250.573 | 4061.162 | 4167.363 | 4054.249 | 4092.862 | 4248.791 | 4352.96 | 4297.366 | 4231.984 | 4153.467 | 4061.253 | 3950.889 | 3815.574 | 3675.738 | 3526.731 | 3379.338 | 3237.455 | 3106.554 | 2981.262 | 2830.791 | 2758.45 | 2753.119 | 2779.782 | 2817.868 | 2856.45 | 2894.102 | 2932.1
LDCEU | Water Heating | 902.9147 | 916.5397 | 966.7124 | 993.0861 | 979.8271 | 977.0045 | 994.7315 | 1101.517 | 1027.521 | 1087.93 | 1125.126 | 1101.731 | 1054.246 | 1216.538 | 1272.904 | 1229.8 | 1267.451 | 1147.946 | 1196.401 | 1265.549 | 1211.182 | 1250.475 | 1375.163 | 1261.89 | 1339.744 | 1325.593 | 1253.061 | 1270.626 | 1334.807 | 1368.893 | 1372.41 | 1375.585 | 1379.553 | 1385.201 | 1386.494 | 1385.893 | 1387.778 | 1389.15 | 1391.888 | 1395.897 | 1400.927 | 1408.015 | 1414.558 | 1422.734 | 1434.694 | 1447.779 | 1461.194 | 1474.26 | 1488.246 | 1503.066
LDCEU | Other Substitutables | 692.4062 | 742.6993 | 782.8921 | 805.8384 | 792.041 | 786.1087 | 799.0168 | 885.9689 | 831.9036 | 878.0098 | 902.6534 | 879.3604 | 837.8062 | 961.8576 | 998.3097 | 956.7559 | 988.0098 | 889.3121 | 925.6135 | 982.9016 | 1014.464 | 968.8715 | 956.6718 | 1064.052 | 900.9382 | 913.7952 | 952.8655 | 957.7292 | 993.6826 | 1015.35 | 1016.577 | 1001.936 | 981.8427 | 960.687 | 938.6986 | 913.2107 | 883.9431 | 850.4836 | 813.5925 | 772.6055 | 727.8452 | 676.7743 | 603.4308 | 548.9564 | 517.1731 | 500.3235 | 485.01 | 470.6958 | 455.3419 | 453.6556
LDCEU | Refrigeration | 5161.246 | 5995.269 | 6341.433 | 6518.115 | 6410.881 | 6369.405 | 6488.359 | 7202.614 | 6772.469 | 7170.146 | 7397.59 | 7207.079 | 6884.434 | 7928.059 | 8265.817 | 7955.249 | 8207.425 | 7375.608 | 7674.165 | 8093.207 | 7687.545 | 8010.922 | 8885.941 | 8122.588 | 8511.692 | 8606.807 | 8029.562 | 7826.162 | 7885.201 | 7849.403 | 7643.009 | 7305.141 | 6971.777 | 6664.589 | 6376.135 | 6111.7 | 5875.404 | 5663.686 | 5477.853 | 5311.826 | 5164.648 | 5041.83 | 4955.634 | 4886.174 | 4832.913 | 4789.583 | 4753.926 | 4724.036 | 4698.974 | 4680.671
LDCEU | Lighting | 9591.777 | 9818.747 | 10378.72 | 10656.71 | 10495.8 | 10468.67 | 10660.38 | 11827.15 | 11051.13 | 11728.85 | 12139.53 | 11856.19 | 11350.42 | 13121.96 | 13733.42 | 13287.58 | 13697.8 | 11865.98 | 12378.31 | 13086.46 | 13317.76 | 13250.33 | 13575.3 | 13936.97 | 12759.53 | 13022.06 | 12968.27 | 13166.95 | 13810.51 | 14267.08 | 14447.66 | 14150.01 | 13939.54 | 13673.86 | 13333.39 | 12939.46 | 12537.59 | 12139.11 | 11742.64 | 11389.05 | 11092.55 | 10869.78 | 10625.74 | 10488.38 | 10475.17 | 10538.08 | 10602.55 | 10666.35 | 10722.59 | 10773.62
LDCEU | Air Conditioning | 10834.32 | 10510.56 | 10210.65 | 9885.282 | 14099.63 | 12169.37 | 13287.55 | 9644.227 | 14264.99 | 12559.59 | 13748.79 | 14321.68 | 16513.86 | 12384.41 | 13260.27 | 13597.86 | 15299.71 | 18103.11 | 16377.06 | 15006.59 | 15220.75 | 15265.24 | 15639.82 | 15742.66 | 14708.53 | 15036.19 | 14963.24 | 14865.12 | 15439.54 | 15873.51 | 16012.8 | 16151.07 | 16294.63 | 16450.26 | 16593.57 | 16723.82 | 16884.08 | 17054.11 | 17254.8 | 17490.04 | 17763.09 | 18086.82 | 18434.02 | 18848.55 | 19344.85 | 19874.11 | 20428.39 | 20993.92 | 21573.38 | 22178.53
LDCEU | Other Non-Substitutables | 9341.464 | 9541.987 | 10086.6 | 10345.32 | 10180.5 | 10177.47 | 10353.27 | 11506.57 | 10722.03 | 11382.69 | 11806.18 | 11561.3 | 11096.48 | 12874.85 | 13509.16 | 13096.45 | 13495.77 | 12267.96 | 12813.24 | 13503.71 | 13405.51 | 13736.95 | 14626.94 | 13930.94 | 13585.52 | 14077.49 | 13542.99 | 13714.17 | 14383.8 | 14917.67 | 15164.58 | 15153.8 | 15176.12 | 15160.65 | 15060.96 | 14885.82 | 14669.71 | 14395.75 | 14088.92 | 13741.27 | 13359.14 | 13109.44 | 13213.63 | 13359.42 | 13565.09 | 13783.83 | 14005.16 | 14212.08 | 14410.8 | 14609
Northwest Industrial Loads (GWh) |  | 1986 | 1987 | 1988 | 1989 | 1990 | 1991 | 1992 | 1993 | 1994 | 1995 | 1996 | 1997 | 1998 | 1999 | 2000 | 2001 | 2002 | 2003 | 2004 | 2005 | 2006 | 2007 | 2008 | 2009 | 2010 | 2011 | 2012 | 2013 | 2014 | 2015 | 2016 | 2017 | 2018 | 2019 | 2020 | 2021 | 2022 | 2023 | 2024 | 2025 | 2026 | 2027 | 2028 | 2029 | 2030 | 2031 | 2032 | 2033 | 2034 | 2035
LDCEU | Total | 60944.17 | 65525.95 | 71920.52 | 75051.41 | 75966.62 | 77331.12 | 74644.09 | 71390.97 | 69106.34 | 70877.7 | 70453.49 | 70393.52 | 73101.8 | 74036.83 | 71256.21 | 46093.73 | 43995.28 | 47703.04 | 48614.04 | 52029.66 | 48540.29 | 48811.73 | 46243.36 | 44552.55 | 45136.9 | 47697.79 | 49147.2 | 48471.7 | 46986.5 | 48132.32 | 42872.1122 | 44793.0181 | 46272.4381 | 46567.6381 | 46697.5481 | 46873.3481 | 47036.7281 | 47223.5281 | 47449.7981 | 47729.6181 | 47994.5881 | 48288.0281 | 48553.1281 | 48955.8681 | 49485.5881 | 49726.5181 | 50299.7281 | 50872.5281 | 51445.0981 | 52063.4081
LDCEU | Process Heat | 8279.415 | 9029.72 | 10301.39 | 10781.22 | 10799.93 | 10942.13 | 10326.88 | 9638.553 | 9033.692 | 9553.833 | 9797.503 | 9775.919 | 10279.45 | 10339.59 | 9618.009 | 4395.582 | 4309.934 | 4788.621 | 4700.477 | 5442.836 | 5327.436 | 5359.151 | 5129.747 | 4989.226 | 4941.813 | 5287.241 | 5424.937 | 5712.594 | 5181.235 | 5323.925 | 5245.218 | 5150.625 | 5180.279 | 5073.773 | 4916.633 | 4752.342 | 4587.346 | 4427.811 | 4285.411 | 4158.916 | 4065.588 | 3991.395 | 3907.836 | 3892.446 | 3925.028 | 3913.778 | 3970.599 | 4028.459 | 4085.988 | 4142.435
LDCEU | Motors | 27937.03 | 29585.52 | 31102.72 | 32271.26 | 32731.5 | 33452.05 | 33119.07 | 32127.02 | 32390.54 | 32136.64 | 31141.04 | 30844.85 | 31470.78 | 32033.8 | 32021.99 | 26720.35 | 25467.07 | 27006.13 | 28048.83 | 28479 | 25578.18 | 25796.29 | 24232.2 | 22957.02 | 23636.58 | 24564.9 | 25342.92 | 21550.76 | 20613.34 | 21221.77 | 21347.01 | 21449.54 | 21691.87 | 21765.59 | 21819.7 | 21912 | 22012.26 | 22114.23 | 22225.94 | 22341.58 | 22472.99 | 22610.35 | 22732.11 | 22905.66 | 23115.96 | 23273.08 | 23513.38 | 23754.69 | 23998.41 | 24246.01
LDCEU | Other Subs | 6729.05 | 7184.874 | 7740.666 | 8313.084 | 8889.269 | 9290.931 | 9007.441 | 9539.432 | 8937.353 | 9493.701 | 8862.303 | 9049.317 | 9710.468 | 9847.243 | 9771.087 | 7257.412 | 6360.87 | 7294.852 | 7712.622 | 8489.981 | 7750.475 | 7575.956 | 7237.79 | 6900.125 | 7380.704 | 7959.319 | 8164.188 | 6933.003 | 6279.012 | 6527.164 | 6660.134 | 6789.842 | 6964.001 | 7097.112 | 7204.85 | 7324.124 | 7447.273 | 7570.466 | 7694.046 | 7816.017 | 7938.541 | 8060.605 | 8182.187 | 8304.021 | 8424.095 | 8523.981 | 8644.836 | 8764.436 | 8883.749 | 9003.247
LDCEU | Miscellaneous | 17998.68 | 19725.83 | 22775.74 | 23685.84 | 23545.93 | 23646.01 | 22190.7 | 20085.96 | 18744.75 | 19693.52 | 20652.64 | 20723.44 | 21641.11 | 21816.19 | 19845.12 | 7720.379 | 7857.413 | 8613.428 | 8152.118 | 9617.848 | 9884.208 | 10080.33 | 9643.63 | 9706.183 | 9177.808 | 9886.331 | 10215.16 | 14275.34 | 14912.92 | 15059.45 | 9619.7522 | 11403.0181 | 12436.2881 | 12631.1581 | 12756.3681 | 12884.8781 | 12989.8481 | 13111.0181 | 13244.3981 | 13413.1081 | 13517.4681 | 13625.6781 | 13730.9981 | 13853.7381 | 14020.4981 | 14015.6681 | 14170.9081 | 14324.9481 | 14476.9581 | 14671.7281
Northwest Transportation Loads (GWh) |  | 1986 | 1987 | 1988 | 1989 | 1990 | 1991 | 1992 | 1993 | 1994 | 1995 | 1996 | 1997 | 1998 | 1999 | 2000 | 2001 | 2002 | 2003 | 2004 | 2005 | 2006 | 2007 | 2008 | 2009 | 2010 | 2011 | 2012 | 2013 | 2014 | 2015 | 2016 | 2017 | 2018 | 2019 | 2020 | 2021 | 2022 | 2023 | 2024 | 2025 | 2026 | 2027 | 2028 | 2029 | 2030 | 2031 | 2032 | 2033 | 2034 | 2035
LDCECC | Transportation | 26.0484 | 27.3833 | 27.1794 | 29.0969 | 28.3149 | 33.6135 | 34.9533 | 33.959 | 34.7288 | 37.4878 | 33.4664 | 33.7207 | 37.1798 | 60.0981 | 60.6829 | 61.1397 | 64.7585 | 107.4472 | 112.6932 | 64.7343 | 68.0694 | 68.5504 | 71.3617 | 70.7705 | 70.6715 | 71.8912 | 70.9869 | 76.8109 | 176.241 | 235.2694 | 326.7839 | 447.6781 | 593.1951 | 761.4177 | 945.8391 | 1147.922 | 1363.888 | 1590.978 | 1827.792 | 2074.351 | 2329.289 | 2579.331 | 2821.775 | 3054.122 | 3272.39 | 3466.434 | 3629.67 | 3766.085 | 3899.475 | 3988.046
Northwest Streetlighting Loads (GWh) |  | 1986 | 1987 | 1988 | 1989 | 1990 | 1991 | 1992 | 1993 | 1994 | 1995 | 1996 | 1997 | 1998 | 1999 | 2000 | 2001 | 2002 | 2003 | 2004 | 2005 | 2006 | 2007 | 2008 | 2009 | 2010 | 2011 | 2012 | 2013 | 2014 | 2015 | 2016 | 2017 | 2018 | 2019 | 2020 | 2021 | 2022 | 2023 | 2024 | 2025 | 2026 | 2027 | 2028 | 2029 | 2030 | 2031 | 2032 | 2033 | 2034 | 2035
LDCECC | Streetlighting | 2824.478 | 2816.292 | 2791.2 | 2850.037 | 2747.259 | 2842.26 | 2865.583 | 2904.145 | 2918.721 | 2913.158 | 2933.814 | 2876.228 | 2838.998 | 2852.208 | 2868.121 | 2935.707 | 3093.224 | 3094.648 | 3094.903 | 3086.349 | 3010.352 | 2943.234 | 3100.962 | 3051.203 | 3095.342 | 3132.84 | 3046.595 | 3055.33 | 3063.613 | 3071.398 | 3078.348 | 3084.842 | 3090.495 | 3095.696 | 3100.536 | 3104.89 | 3108.988 | 3112.359 | 3115.508 | 3118.315 | 3120.582 | 3122.645 | 3124.39 | 3126.153 | 3127.241 | 3128.921 | 3130.598 | 3131.8 | 3132.991 | 3134.437
Northwest Electricity Sales (GWh/Yr) |  | 1986 | 1987 | 1988 | 1989 | 1990 | 1991 | 1992 | 1993 | 1994 | 1995 | 1996 | 1997 | 1998 | 1999 | 2000 | 2001 | 2002 | 2003 | 2004 | 2005 | 2006 | 2007 | 2008 | 2009 | 2010 | 2011 | 2012 | 2013 | 2014 | 2015 | 2016 | 2017 | 2018 | 2019 | 2020 | 2021 | 2022 | 2023 | 2024 | 2025 | 2026 | 2027 | 2028 | 2029 | 2030 | 2031 | 2032 | 2033 | 2034 | 2035
SaEC | Total | 130198.6 | 134482.1 | 144776.4 | 149224.3 | 158141.9 | 157204.8 | 154302 | 155568 | 154250.5 | 156200.1 | 161326.5 | 162773.4 | 166592 | 171738.6 | 172876.2 | 147034.2 | 145140.2 | 147440.4 | 149983.6 | 156075.9 | 158070.5 | 162307 | 159677.6 | 159710.5 | 154569 | 161062.8 | 163054.8 | 161529.3 | 163639 | 166092.3 | 166074.3 | 165311.6 | 165078.2 | 164255.1 | 163114.3 | 161962.4 | 160809 | 159654.1 | 158524.8 | 157520.6 | 156615.3 | 155905.8 | 155482.1 | 155861.2 | 157156.1 | 158505.6 | 160233.5 | 162019.8 | 163874.3 | 165791.5
SaEC | Single Family | 36468.22 | 35671.28 | 37087.46 | 38616.5 | 38725.75 | 40022 | 38428.17 | 41495.81 | 40461.74 | 40486.49 | 42472.27 | 42197.91 | 42106.07 | 43336.33 | 43780.68 | 42461.8 | 43058.99 | 43269.53 | 44101.68 | 45459.66 | 47272.06 | 48838.73 | 49976.95 | 50433.19 | 48001.98 | 49683.99 | 49036.19 | 48568.76 | 49533.79 | 49008.31 | 48331.99 | 47710.13 | 47112.17 | 46390.39 | 45656.29 | 44979.01 | 44292.84 | 43602.89 | 42876.33 | 42157.59 | 41454.15 | 40680.25 | 39966.05 | 39548.5 | 39448.54 | 39478.05 | 39541.83 | 39657.62 | 39823.24 | 40004.35
SaEC | Multi Family | 5624.247 | 5662.321 | 6140.414 | 6655.691 | 6798.86 | 7058.656 | 6722.773 | 7141.627 | 6912.591 | 7016.372 | 7538.078 | 7517.925 | 7544.14 | 7933.396 | 8062.875 | 7839.301 | 7954.167 | 7897.403 | 8076.788 | 8386.675 | 8684.062 | 9177.68 | 9550.702 | 9613.871 | 9201.312 | 9701.275 | 9328.05 | 9425.963 | 9786.844 | 9939.547 | 10022.48 | 10101.42 | 10194.82 | 10256.56 | 10300.39 | 10331.05 | 10361.33 | 10380.88 | 10396.32 | 10412.54 | 10431.31 | 10446.84 | 10439.3 | 10466.23 | 10557.36 | 10672.45 | 10793.63 | 10916.43 | 11045.77 | 11178.1
SaEC | Other Family | 3992.831 | 3948.197 | 4208.17 | 4486.493 | 4584.492 | 4859.243 | 4730.003 | 5372.07 | 5418.636 | 5641.133 | 6180.429 | 6293.705 | 6415.235 | 6776.918 | 6915.67 | 6694.856 | 6811.362 | 6780.945 | 6904.344 | 7096.578 | 7354.059 | 6937.557 | 7135.685 | 7187.96 | 6791.749 | 7035.667 | 6933.433 | 6880.558 | 7014.885 | 6897.056 | 6724.755 | 6553.979 | 6388.346 | 6189.975 | 5983.889 | 5785.104 | 5590.71 | 5402.292 | 5214.377 | 5033.893 | 4853.077 | 4663.476 | 4442.674 | 4278.404 | 4190.688 | 4130.872 | 4080.955 | 4042.1 | 4011.535 | 3989.699
SaEC | Large Office | 3454.615 | 3284.516 | 3423.367 | 3424.702 | 4074.395 | 3746.917 | 3854.294 | 3728.737 | 4029.34 | 3974.822 | 4252.678 | 4317.971 | 4538.69 | 4492.277 | 4803.88 | 4717.413 | 4798.854 | 4890.002 | 4835.802 | 4862.093 | 5016.147 | 5184.514 | 5178.845 | 5187.378 | 4914.706 | 5072.858 | 5082.185 | 5124.397 | 5408.375 | 5636.761 | 5738.348 | 5748.52 | 5780.182 | 5817.928 | 5838.756 | 5823.87 | 5825.587 | 5807.643 | 5781.191 | 5764.227 | 5749.883 | 5765.025 | 5824.215 | 5914.487 | 6052.185 | 6208.588 | 6370.963 | 6532.855 | 6696.328 | 6867.44
SaEC | Medium Office | 1102.554 | 1346.919 | 1413.079 | 1417.555 | 1641.994 | 1527.075 | 1563.853 | 1554.067 | 1629.701 | 1629.313 | 1735.544 | 1754.297 | 1818.536 | 1858.478 | 1985.82 | 1942.964 | 1963.315 | 1960.557 | 1959.502 | 1990.83 | 2075.031 | 2102.654 | 2065.612 | 2128.31 | 1980.278 | 2011.335 | 2060.042 | 2093.928 | 2239.713 | 2360.998 | 2432.645 | 2453.751 | 2485.858 | 2522.539 | 2549.995 | 2554.161 | 2571.313 | 2575.888 | 2573.734 | 2576.708 | 2579.375 | 2595.992 | 2635.331 | 2688.271 | 2765.694 | 2849.906 | 2938.357 | 3023.905 | 3110.201 | 3201.487
SaEC | Small Office | 1488.216 | 1498.346 | 1563.797 | 1564.53 | 1845.11 | 1703.548 | 1752.085 | 1706.996 | 1827.299 | 1812.427 | 1932.562 | 1961.297 | 2052.415 | 2051.642 | 2191.951 | 2150.441 | 2182.328 | 2210.196 | 2193.211 | 2210.934 | 2316.056 | 2335.23 | 2276.629 | 2377.465 | 2184.229 | 2214.089 | 2283.305 | 2280.198 | 2366.907 | 2431.907 | 2442.206 | 2418.625 | 2405.45 | 2392.135 | 2372.805 | 2343.656 | 2317.989 | 2288.305 | 2256.585 | 2227.973 | 2201.487 | 2184.845 | 2181.886 | 2193.522 | 2221.427 | 2256.652 | 2294.765 | 2332.501 | 2370.907 | 2411.31
SaEC | Big Box-Retail | 1767.291 | 2879.385 | 3070.103 | 3109.873 | 3340.443 | 3184.341 | 3239.264 | 3451.853 | 3415.016 | 3545.416 | 3652.387 | 3643.926 | 3598.022 | 3936.293 | 4089.958 | 3928.605 | 3898.795 | 3708.84 | 3799.999 | 3978.498 | 4040.411 | 4211.396 | 4343.076 | 4182.815 | 4088.12 | 4251.775 | 4150.698 | 4097.407 | 4180.624 | 4213.383 | 4169.994 | 4054.686 | 3941.48 | 3831.813 | 3721.503 | 3611.357 | 3507.205 | 3409.109 | 3319.99 | 3239.876 | 3168.629 | 3118.486 | 3086.951 | 3070.523 | 3070.473 | 3081.411 | 3092.022 | 3106.565 | 3121.997 | 3141.525
SaEC | Small Box-Retail | 2491.009 | 2322.902 | 2448.339 | 2457.356 | 2809.494 | 2611.372 | 2686.336 | 2691.591 | 2845.262 | 2864.137 | 2991.863 | 3006.061 | 3062.002 | 3125.079 | 3259.419 | 3158.111 | 3181.488 | 3144.52 | 3146.146 | 3218.037 | 3364.765 | 3393.156 | 3359.701 | 3429.194 | 3171.164 | 3264.697 | 3322.545 | 3309.501 | 3404.878 | 3466.884 | 3456.224 | 3393.482 | 3344.234 | 3290.232 | 3228.842 | 3161.609 | 3092.306 | 3023.289 | 2955.429 | 2891.728 | 2833.792 | 2790.961 | 2762.439 | 2753.114 | 2762.48 | 2783.249 | 2805.297 | 2829.01 | 2852.827 | 2877.236
SaEC | High End-Retail | 661.3552 | 616.4947 | 648.0668 | 648.993 | 749.5164 | 694.0563 | 716.8816 | 708.7045 | 758.9375 | 760.524 | 794.9612 | 800.6669 | 819.7889 | 827.3407 | 863.6616 | 837.8251 | 846.3465 | 841.2482 | 838.3689 | 854.1049 | 870.8671 | 900.192 | 920.7026 | 885.3759 | 873.0557 | 900.8851 | 888.8453 | 903.6653 | 948.4631 | 977.2367 | 996.2739 | 995.8934 | 992.137 | 986.5334 | 977.7539 | 965.2044 | 951.6115 | 937.6533 | 925.8181 | 916.3422 | 909.0948 | 911.0069 | 918.5295 | 930.3256 | 948.2431 | 969.8341 | 989.8111 | 1010.826 | 1031.488 | 1053.743
SaEC | Anchor-Retail | 1575.906 | 1352 | 1406.205 | 1397.502 | 1699.424 | 1542.368 | 1606.928 | 1507.399 | 1707.846 | 1669.381 | 1762.853 | 1786.757 | 1874.57 | 1785.778 | 1868.562 | 1826.637 | 1867.728 | 1929.426 | 1887.868 | 1886.479 | 1924.273 | 1994.832 | 2037.563 | 1961.734 | 1930.559 | 1995.014 | 1966.285 | 1963.399 | 2027.579 | 2070.337 | 2073.565 | 2050.176 | 2030.781 | 2009.094 | 1983.225 | 1953.482 | 1922.788 | 1892.311 | 1863.937 | 1838.863 | 1817.528 | 1806.124 | 1802.015 | 1809.053 | 1827.468 | 1852.7 | 1878.224 | 1905.171 | 1932.301 | 1960.701
SaEC | K-12 | 1251.301 | 1245.579 | 1326.647 | 1336.552 | 1471.344 | 1408.964 | 1452.047 | 1541.396 | 1528.02 | 1562.458 | 1670.407 | 1653.982 | 1629.085 | 1758.214 | 1850.224 | 1785.442 | 1816.182 | 1704.838 | 1749.59 | 1826.187 | 1898.675 | 1946.981 | 1913.101 | 1983.296 | 1826.054 | 1845.176 | 1895.904 | 1892.534 | 1948.586 | 1986.067 | 1973.573 | 1940.937 | 1913.646 | 1880.626 | 1843.571 | 1803.066 | 1761.864 | 1724.008 | 1688.641 | 1653 | 1620.728 | 1594.787 | 1572.299 | 1564.333 | 1570.447 | 1583.932 | 1600.989 | 1617.511 | 1635.407 | 1653.244
SaEC | University | 1482.433 | 1486.871 | 1557.686 | 1550.268 | 1795.734 | 1684.871 | 1776.464 | 1741.391 | 1873.498 | 1864.931 | 1980.041 | 2002.851 | 2039.83 | 2055.649 | 2163.769 | 2104.63 | 2156.914 | 2137.04 | 2125.409 | 2147.503 | 2181.084 | 2295.864 | 2323.882 | 2291.277 | 2237.257 | 2267.367 | 2261.156 | 2262.461 | 2336.156 | 2385.897 | 2376.554 | 2341.514 | 2318.637 | 2296.572 | 2268.062 | 2236.568 | 2201.377 | 2169.908 | 2140.423 | 2110.441 | 2082.547 | 2063.919 | 2064.615 | 2077.333 | 2098.526 | 2125.117 | 2155.936 | 2186.497 | 2218.263 | 2251.143
SaEC | Warehouse | 1204.952 | 1250.788 | 1358.023 | 1414.968 | 1478.149 | 1449.143 | 1467.179 | 1638.706 | 1557.314 | 1655.301 | 1756.314 | 1791.889 | 1768.154 | 2056.396 | 2154.337 | 2081.322 | 2057.339 | 1860.264 | 1942.368 | 2088.851 | 2208.677 | 2179.222 | 2146.286 | 2221.636 | 2005.901 | 2081.97 | 2147.541 | 2168.025 | 2258.451 | 2335.912 | 2359.29 | 2341.718 | 2326.101 | 2301.312 | 2266.682 | 2224.251 | 2183.436 | 2143.56 | 2103.632 | 2064.146 | 2029.038 | 2001.441 | 1980.714 | 1976.467 | 1987.992 | 2011.418 | 2035.562 | 2060.396 | 2085.446 | 2108.546
SaEC | Supermarket | 2460.34 | 2229.483 | 2378.808 | 2398.143 | 2641.393 | 2487.333 | 2585.941 | 2659.16 | 2728.061 | 2776.958 | 2919.599 | 2920.253 | 2922.613 | 3146.812 | 3330.698 | 3199.123 | 3212.371 | 2965.973 | 3002.186 | 3087.04 | 3077.378 | 3161.347 | 3182.784 | 3221.765 | 3160.782 | 3136.073 | 3172.163 | 3166.785 | 3262.506 | 3300.273 | 3265.104 | 3172.273 | 3085.47 | 3001.82 | 2919.204 | 2838.856 | 2762.942 | 2691.477 | 2623.948 | 2561.046 | 2503.714 | 2452.523 | 2403.969 | 2373.225 | 2360.673 | 2359.705 | 2362.382 | 2367.571 | 2373.983 | 2384.656
SaEC | MiniMart | 764.8875 | 1125.804 | 1204.777 | 1216.843 | 1314.924 | 1248.724 | 1296.83 | 1357.018 | 1362.538 | 1402.553 | 1467.563 | 1464.75 | 1449.851 | 1598.193 | 1688.673 | 1617.077 | 1617.504 | 1475.191 | 1507.13 | 1560.498 | 1544.465 | 1628.383 | 1692.107 | 1657.533 | 1613.112 | 1678.198 | 1632.673 | 1612.873 | 1647.52 | 1663.845 | 1644.115 | 1594.385 | 1543.896 | 1496.074 | 1449.071 | 1402.892 | 1358.819 | 1317.018 | 1278.076 | 1241.957 | 1208.557 | 1179.338 | 1150.774 | 1131.112 | 1121.525 | 1117.994 | 1115.538 | 1114.359 | 1113.774 | 1116.762
SaEC | Restaurant | 1455.311 | 1448.987 | 1507.223 | 1502.328 | 1702.916 | 1586.675 | 1630.28 | 1614.165 | 1685.207 | 1677.102 | 1740.594 | 1755.898 | 1769.345 | 1790.464 | 1857.503 | 1780.954 | 1822.23 | 1825.007 | 1854.394 | 1963.314 | 1993.53 | 1998.902 | 2026.516 | 2035.387 | 1939.262 | 1982.182 | 2014.077 | 2001.417 | 2058.909 | 2088.156 | 2066.194 | 2015.837 | 1969.597 | 1923.735 | 1878.938 | 1834.003 | 1790.132 | 1747.681 | 1706.506 | 1667.172 | 1630.481 | 1599.231 | 1568.812 | 1551.484 | 1547.813 | 1553.22 | 1560.093 | 1568.699 | 1577.367 | 1590.649
SaEC | Lodging | 2520.4 | 2451.912 | 2618.746 | 2630.698 | 3013.677 | 2793.369 | 2844.742 | 2825.438 | 2967.875 | 2907.484 | 3111.594 | 3170.11 | 3242.468 | 3292.294 | 3471.653 | 3332.98 | 3349.129 | 3215.839 | 3197.314 | 3267.143 | 3349.62 | 3460.243 | 3461.047 | 3418.094 | 3280.627 | 3394.026 | 3403.349 | 3407.865 | 3538.597 | 3610.947 | 3589.495 | 3528.96 | 3475.637 | 3419.362 | 3357.133 | 3289.119 | 3218.859 | 3148.437 | 3079.478 | 3014.256 | 2955.86 | 2916.651 | 2890.226 | 2890.126 | 2913.989 | 2953.437 | 2992.866 | 3034.085 | 3074.813 | 3118.826
SaEC | Hospital | 1102.909 | 1108.999 | 1148.198 | 1146.217 | 1382.289 | 1263.738 | 1351.518 | 1262.26 | 1417.277 | 1380.683 | 1458.959 | 1494.027 | 1566.714 | 1531.039 | 1630.935 | 1600.803 | 1646.763 | 1669.285 | 1643.056 | 1690.685 | 1701.181 | 1786.053 | 1857.466 | 1804.948 | 1732.473 | 1789.998 | 1763.501 | 1777.87 | 1874.547 | 1958.117 | 2017.809 | 2043.819 | 2070.382 | 2084.771 | 2081.31 | 2070.354 | 2054.655 | 2034.926 | 2013.873 | 1993.893 | 1978.877 | 1975.787 | 1986.325 | 2005.146 | 2034.332 | 2070.116 | 2105.677 | 2141.15 | 2175.406 | 2210.574
SaEC | OtherHealth | 2047.963 | 2052.584 | 2145.496 | 2149.284 | 2545.032 | 2327.298 | 2459.871 | 2328.343 | 2583.693 | 2485.161 | 2656.833 | 2689.008 | 2793.248 | 2764.281 | 2954.101 | 2880.265 | 2977.727 | 2971.892 | 2951.928 | 3045.873 | 3154.2 | 3268.493 | 3247.288 | 3218.988 | 3087.937 | 3182.771 | 3209.365 | 3219.028 | 3360.807 | 3481.965 | 3549.297 | 3573.365 | 3598.501 | 3608.226 | 3595.719 | 3572.835 | 3542.429 | 3506.409 | 3469.957 | 3435.319 | 3407.673 | 3399.314 | 3411.467 | 3441.964 | 3495.177 | 3561.111 | 3627.376 | 3695.295 | 3762.627 | 3831.238
SaEC | Assembly | 2102.782 | 2127.47 | 2270.512 | 2271.878 | 2497.966 | 2379.745 | 2451.643 | 2547.937 | 2553.262 | 2601.628 | 2780.225 | 2813.591 | 2847.68 | 3094.781 | 3297.199 | 3202.219 | 3235.691 | 3094.543 | 3193.106 | 3289.354 | 3377.101 | 3517.291 | 3519.966 | 3510.211 | 3348.697 | 3457.715 | 3461.785 | 3538.834 | 3753.223 | 3876.843 | 3896.655 | 3864.352 | 3831.687 | 3798.304 | 3752.525 | 3696.358 | 3626.888 | 3555.823 | 3494.102 | 3443.41 | 3397.434 | 3377.652 | 3401.993 | 3456.072 | 3536.339 | 3627.256 | 3719.056 | 3812.195 | 3904.988 | 3998.422
SaEC | Other | 3253.385 | 3284.125 | 3505.629 | 3512.617 | 3941.481 | 3720.709 | 3862.857 | 3933.967 | 4054.458 | 4068.071 | 4386.417 | 4456.066 | 4559.913 | 4857.018 | 5204.772 | 5053.325 | 5123.196 | 4899.539 | 4975.324 | 5070.99 | 5267.47 | 5447.955 | 5326.08 | 5384.338 | 5136.377 | 5211.317 | 5280.637 | 5322.698 | 5551.155 | 5762.035 | 5886.939 | 5924.159 | 5971.771 | 5998.166 | 5985.069 | 5972.699 | 5949.919 | 5922.327 | 5896.572 | 5858.997 | 5833.929 | 5840.408 | 5907.864 | 6002.674 | 6139.685 | 6283.186 | 6440.667 | 6594.655 | 6747.141 | 6896.358
SaEC | Food & Tobacco | 2394.181 | 2713.096 | 2780.103 | 2746.728 | 2739.438 | 3110.85 | 3115.521 | 3284.257 | 3238.442 | 3431.936 | 3458.284 | 3347.903 | 3515.638 | 3514.272 | 3660.974 | 3001.172 | 2649.879 | 3057.757 | 3210.401 | 3499.021 | 3371.105 | 3272.479 | 2866.568 | 2721.584 | 2890.238 | 3000.663 | 3069.959 | 3066.926 | 2786.088 | 2924.957 | 2972.156 | 3022.535 | 3074.275 | 3125.13 | 3173.348 | 3219.926 | 3267.903 | 3318.351 | 3373.066 | 3432.426 | 3497.564 | 3566.845 | 3635.449 | 3716.261 | 3805.58 | 3898.042 | 3991.682 | 4085.776 | 4180.083 | 4274.454
SaEC | Textiles | 112.1683 | 128.8522 | 134.6033 | 164.0198 | 186.0591 | 226.6589 | 212.1299 | 219.853 | 218.8337 | 210.6525 | 196.0576 | 187.4682 | 179.2658 | 178.5291 | 202.4777 | 175.4435 | 155.7728 | 166.9331 | 170.8459 | 187.4333 | 179.6432 | 160.7744 | 143.4736 | 135.8621 | 138.0396 | 140.6707 | 143.8054 | 169.071 | 168.4005 | 172.1157 | 172.5564 | 173.0236 | 173.5158 | 174.0317 | 174.5699 | 175.1291 | 175.7082 | 176.306 | 176.9214 | 177.5532 | 178.2006 | 178.3713 | 178.4596 | 178.565 | 178.6874 | 178.8267 | 178.9827 | 179.1553 | 179.3445 | 179.5499
SaEC | Apparel | 68.8731 | 74.4403 | 85.2517 | 74.4411 | 78.9111 | 89.3192 | 110.6669 | 143.66 | 119.8687 | 144.5002 | 121.6344 | 67.6926 | 79.9134 | 86.8992 | 87.0038 | 62.8346 | 53.7442 | 62.863 | 68.6782 | 76.9731 | 68.3824 | 63.646 | 54.8812 | 57.5632 | 60.3972 | 66.9004 | 69.4403 | 48.0299 | 47.0965 | 47.9645 | 47.9126 | 47.8558 | 47.7942 | 47.728 | 47.6575 | 47.5828 | 47.5041 | 47.4216 | 47.3355 | 47.2458 | 47.1509 | 46.9951 | 46.8347 | 46.67 | 46.5013 | 46.3289 | 46.1529 | 45.9737 | 45.7914 | 45.6063
SaEC | Lumber | 5139.998 | 5156.556 | 5340.733 | 5732.584 | 5439.056 | 5393.984 | 4970.396 | 5291.97 | 4767.846 | 5104.201 | 4959.554 | 5045.521 | 5434.701 | 5407.834 | 5572.874 | 5067.509 | 4658.727 | 5142.524 | 5366.765 | 5810.723 | 5435.524 | 5185.595 | 4564.818 | 4389.794 | 4623.49 | 4841.172 | 4962.884 | 3819.799 | 3745.721 | 3746.46 | 3657.947 | 3569.948 | 3481.766 | 3392.522 | 3301.538 | 3209.276 | 3114.936 | 3016.953 | 2920.508 | 2825.793 | 2733.312 | 2642.412 | 2551.109 | 2464.793 | 2381.944 | 2300.345 | 2219.192 | 2138.198 | 2057.277 | 1976.376
SaEC | Furniture | 142.8356 | 150.3128 | 173.8574 | 207.8047 | 229.6184 | 227.0912 | 259.0859 | 304.6257 | 305.3868 | 307.3271 | 289.4992 | 314.4889 | 333.3015 | 327.5598 | 354.9095 | 287.7971 | 257.5035 | 285.1193 | 289.5132 | 307.2478 | 293.1788 | 277.4813 | 247.8786 | 239.3698 | 237.3786 | 242.7971 | 249.2062 | 242.4361 | 200.9478 | 215.8529 | 223.5937 | 231.4746 | 239.3562 | 247.0623 | 254.4566 | 261.4144 | 268.1266 | 275.0378 | 282.2976 | 289.9379 | 298.0532 | 306.3593 | 314.4977 | 323.6806 | 333.5963 | 343.7952 | 354.1105 | 364.4801 | 374.8815 | 385.3004
SaEC | Paper | 5274.53 | 5639.093 | 5898.323 | 5621.82 | 5868.061 | 6321.689 | 5768.134 | 5884.279 | 5822.719 | 5618.054 | 4758.414 | 4631.78 | 5127.173 | 5305.943 | 5237.008 | 4883.265 | 4297.382 | 4628.219 | 4992.451 | 5555.502 | 5084.496 | 4465.725 | 3965.499 | 4250.314 | 4338.975 | 4804.142 | 4961.041 | 3562.874 | 2840.835 | 3004.277 | 3062.982 | 3113.235 | 3162.802 | 3211.688 | 3258.089 | 3302.962 | 3349.31 | 3398.178 | 3451.341 | 3509.162 | 3572.763 | 3640.502 | 3707.553 | 3786.8 | 3874.542 | 3965.419 | 4057.465 | 4149.964 | 4242.676 | 4335.458
SaEC | Printing | 435.5703 | 489.1403 | 519.894 | 521.6829 | 587.5067 | 608.4032 | 613.5556 | 655.941 | 591.2105 | 663.3444 | 627.4988 | 794.2705 | 843.209 | 855.7625 | 899.5886 | 742.6381 | 650.278 | 723.4188 | 762.004 | 844.2057 | 809.8231 | 756.7997 | 687.3039 | 678.1506 | 675.0095 | 715.2974 | 744.5158 | 379.3868 | 310.2687 | 321.8502 | 324.1733 | 326.6632 | 329.1766 | 331.5339 | 333.596 | 335.4521 | 337.3607 | 339.4165 | 341.7734 | 344.4672 | 347.5958 | 351.0264 | 353.8 | 356.4924 | 359.8655 | 363.476 | 366.9099 | 369.8845 | 372.8616 | 375.8326
SaEC | Chemicals | 1732.66 | 1905.047 | 1958.646 | 1867.179 | 2267.732 | 1694.322 | 1589.235 | 1696.685 | 1906.613 | 1778.711 | 1711.965 | 1665.046 | 1892.692 | 1960.294 | 2022.517 | 1755.474 | 1582.174 | 1662.566 | 1749.135 | 1938.995 | 1831.469 | 1660.533 | 1473.053 | 1514.115 | 1472.995 | 1580.434 | 1659.19 | 2401.001 | 2301.907 | 2522.22 | 2651.03 | 2783.812 | 2918.264 | 3051.566 | 3138.937 | 3249.718 | 3372.323 | 3501.779 | 3638.168 | 3780.983 | 3931.248 | 4086.764 | 4241.448 | 4411.379 | 4591.927 | 4776.385 | 4962.295 | 5148.758 | 5335.47 | 5522.248
SaEC | Petroleum Products | 1718.52 | 1780.432 | 1731.923 | 1999.528 | 2374.039 | 2109.562 | 1828.489 | 1785.988 | 1838.439 | 1634.043 | 1335.075 | 1121.216 | 1797.675 | 1926.461 | 1880.995 | 1211.272 | 1195.629 | 1318.464 | 1428.298 | 1579.721 | 1318.158 | 1458.625 | 1153.629 | 1248.862 | 1140.401 | 1273.364 | 1373.553 | 1940.427 | 1840.254 | 1912.89 | 1928.1 | 1945.348 | 1963.577 | 1981.483 | 1998.045 | 2013.84 | 2030.637 | 2049.057 | 2070.137 | 2094.092 | 2121.573 | 2151.616 | 2181.402 | 2218.437 | 2260.552 | 2304.611 | 2349.457 | 2394.66 | 2440.072 | 2485.596
SaEC | Rubber | 642.7358 | 698.7394 | 722.3678 | 828.0544 | 979.6757 | 1031.281 | 1093.193 | 1251.558 | 1314.528 | 1405.486 | 1346.771 | 1391.439 | 1443.502 | 1445.988 | 1503.73 | 1260.457 | 1095.806 | 1249.425 | 1323.527 | 1468.844 | 1430.304 | 1328.456 | 1240.789 | 1218.076 | 1224.103 | 1299.475 | 1350.259 | 1396.446 | 1171.906 | 1258.585 | 1303.163 | 1348.958 | 1395.108 | 1440.512 | 1484.313 | 1527.03 | 1570.198 | 1614.37 | 1660.458 | 1708.667 | 1759.576 | 1812.379 | 1864.68 | 1922.931 | 1985.292 | 2049.093 | 2113.358 | 2177.737 | 2242.116 | 2306.428
SaEC | Leather | 11.3919 | 15.1942 | 13.1148 | 7.415 | 9.4569 | 10.5929 | 11.3339 | 18.9161 | 14.8858 | 15.779 | 12.8416 | 10.1355 | 12.1153 | 15.855 | 17.4149 | 10.7576 | 10.3071 | 11.2105 | 11.3613 | 12.7588 | 12.1206 | 12.1363 | 10.9312 | 10.5042 | 9.8679 | 10.2265 | 10.6377 | 10.4848 | 10.3774 | 10.4351 | 10.2948 | 10.1577 | 10.0239 | 9.893 | 9.7651 | 9.6398 | 9.5171 | 9.3968 | 9.2789 | 9.1631 | 9.0488 | 8.9355 | 8.8245 | 8.7155 | 8.6086 | 8.5035 | 8.4001 | 8.2983 | 8.198 | 8.099
SaEC | Stone, Clay, etc. | 1397.341 | 1555.317 | 1790.582 | 1844.782 | 2035.315 | 2152.208 | 2069.803 | 2096.819 | 2164.936 | 2171.345 | 1940.797 | 1772.022 | 2167.387 | 2255.826 | 2229.948 | 1672.511 | 1539.23 | 1753.416 | 1832.379 | 1981.061 | 1825.442 | 1811.486 | 1611.287 | 1640.897 | 1561.685 | 1701.48 | 1793.312 | 1802.276 | 1766.48 | 1889.606 | 1946.745 | 2003.977 | 2061.968 | 2118.836 | 2150.017 | 2193.761 | 2243.965 | 2298.086 | 2356.136 | 2417.873 | 2483.939 | 2553.03 | 2621.505 | 2699.022 | 2782.806 | 2868.842 | 2955.659 | 3042.724 | 3129.86 | 3216.96
SaEC | Aluminum | 18057.59 | 20185.58 | 24418.26 | 25121.19 | 25694.88 | 25201.49 | 23715.5 | 20087.08 | 18092.77 | 19693.1 | 22096.05 | 22664.77 | 23132.75 | 23262.51 | 20397.85 | 2201.149 | 3160.219 | 3432.643 | 2504.423 | 3780.933 | 4091.322 | 6287.352 | 5291.691 | 4542.074 | 5003.684 | 5282.907 | 5871.522 | 6063.128 | 6064.076 | 6064.076 | 6073.51 | 6064.183 | 6451.89 | 6495.104 | 6477.578 | 6477.641 | 6477.702 | 6477.761 | 6477.815 | 6455.002 | 6455.043 | 6455.079 | 6455.116 | 6455.136 | 6455.145 | 6171.738 | 6180.534 | 6189.33 | 6197.833 | 6206.63
SaEC | Other Primary Metals | 501.0445 | 391.3429 | 478.6643 | 513.3704 | 522.2797 | 554.4191 | 663.475 | 640.1472 | 771.3712 | 511.7091 | 575.874 | 639.0085 | 601.108 | 596.0605 | 726.0439 | 987.6496 | 603.2439 | 802.6793 | 873.4951 | 904.8611 | 842.1058 | 1056.982 | 883.6526 | 774.713 | 609.2087 | 538.8375 | 548.7808 | 920.9008 | 999.66 | 1005.314 | 985.3586 | 965.9803 | 946.8711 | 927.6533 | 908.0319 | 888.1706 | 868.5735 | 849.4177 | 831.0005 | 813.3839 | 796.7555 | 780.8417 | 764.8384 | 750.8923 | 738.3861 | 726.4255 | 714.6821 | 703.0356 | 691.4451 | 679.885
SaEC | Fabricated Metals | 925.8264 | 915.7314 | 1025.376 | 1213.767 | 1322.927 | 1334.382 | 1231.826 | 1337.642 | 1356.999 | 1429.801 | 1337.115 | 1629.431 | 1742.958 | 1788.716 | 1852.844 | 1461.937 | 1245.579 | 1393.61 | 1457.485 | 1577.565 | 1533.01 | 1432.69 | 1307.297 | 1311.051 | 1349.161 | 1474.888 | 1556.917 | 1757.378 | 1570.975 | 1582.694 | 1554.707 | 1527.671 | 1501.114 | 1474.463 | 1447.269 | 1419.769 | 1392.715 | 1366.365 | 1341.161 | 1317.191 | 1294.731 | 1273.366 | 1251.886 | 1233.507 | 1217.299 | 1201.918 | 1186.867 | 1171.962 | 1157.14 | 1142.36
SaEC | Machines & Computer | 1404.544 | 1519.292 | 1709.515 | 1992.945 | 2063.194 | 1922.888 | 2089.324 | 2371.763 | 2125.466 | 2617.293 | 2757.156 | 2536.09 | 2544.019 | 2473.207 | 2444.925 | 1902.014 | 1587.495 | 2090.421 | 2171.14 | 2274.576 | 2309.416 | 2309.29 | 2216.038 | 2074.13 | 2284.478 | 2387.368 | 2447.393 | 1777.877 | 1706.225 | 1719.329 | 1689.828 | 1661.051 | 1632.555 | 1603.791 | 1574.328 | 1544.13 | 1514.104 | 1484.721 | 1456.431 | 1429.331 | 1403.704 | 1379.14 | 1354.435 | 1332.808 | 1313.335 | 1294.672 | 1276.327 | 1258.118 | 1239.983 | 1221.884
SaEC | Electric Equipment | 554.6255 | 651.2604 | 693.4413 | 711.8949 | 895.9189 | 954.5447 | 999.3366 | 1109.539 | 1096.95 | 1341.988 | 1317.832 | 1403.592 | 1330.74 | 1295.99 | 1479.092 | 1271.738 | 1115.698 | 1207.87 | 1263.397 | 1394.784 | 1415.687 | 1313.572 | 1209.978 | 1134.106 | 1155.265 | 1186.265 | 1230.984 | 1210.162 | 1173.537 | 1206.526 | 1203.725 | 1201.514 | 1199.2 | 1196.178 | 1191.928 | 1186.808 | 1181.856 | 1177.45 | 1174.208 | 1172.274 | 1172.037 | 1172.968 | 1173.476 | 1177.868 | 1182.71 | 1188.158 | 1193.814 | 1199.457 | 1205.023 | 1209.069
SaEC | Transport Equipment | 2642.278 | 2802.764 | 3239.133 | 3510.982 | 4706.477 | 5111.971 | 4822.326 | 5274.635 | 4669.864 | 4622.892 | 3488.789 | 4133.956 | 5017.459 | 5479.166 | 5103.531 | 4148.48 | 3164.155 | 3691.521 | 4096.188 | 4614.228 | 4207.468 | 3604.715 | 3263.591 | 3872.369 | 4079.695 | 4969.962 | 5382.9 | 4123.56 | 3803.432 | 3899.564 | 3886.272 | 3875.358 | 3865.275 | 3854.07 | 3840.225 | 3824.63 | 3810.208 | 3798.058 | 3789.865 | 3786.008 | 3787.55 | 3793.008 | 3797.98 | 3814.283 | 3838.531 | 3865.81 | 3894.314 | 3923.381 | 3952.784 | 3982.381
SaEC | Other Manufacturing | 592.7487 | 630.238 | 639.686 | 723.7941 | 815.8199 | 781.5456 | 836.2894 | 891.4776 | 841.1108 | 895.3683 | 785.7921 | 779.1696 | 848.6436 | 878.6707 | 918.5459 | 757.9808 | 653.7031 | 713.7663 | 764.387 | 853.0124 | 802.4684 | 734.4427 | 652.9006 | 670.3333 | 670.423 | 729.7894 | 766.4051 | 795.7634 | 723.204 | 775.9363 | 800.4104 | 825.7901 | 851.6682 | 877.2942 | 893.1777 | 913.8882 | 937.2371 | 962.3 | 989.1613 | 1017.741 | 1048.332 | 1080.356 | 1112.192 | 1148.127 | 1186.925 | 1226.796 | 1267.082 | 1307.541 | 1348.092 | 1388.683
SaEC | Data Centers | 0 | 0 | 0 | 0 | 0 | 0 | 0 | 0 | 0 | 0 | 0 | 0 | 0 | 0 | 0 | 0 | 0 | 0 | 0 | 0 | 0 | 0 | 0 | 0 | 0 | 0 | 0 | 3130 | 3286.5 | 3450.8 | 3588.8 | 3732.4 | 3844.3 | 3959.7 | 4038.9 | 4119.7 | 4160.8 | 4202.5 | 4244.5 | 4287 | 4287 | 4287 | 4287 | 4287 | 4287 | 4287 | 4287 | 4287 | 4287 | 4287
SaEC | Agriculture | 5842.921 | 6342.24 | 6631.321 | 6526.201 | 6867.839 | 6631.319 | 7358.397 | 5930.516 | 7174.435 | 6324.712 | 6456.11 | 6631.308 | 5623.904 | 6053.141 | 6272.136 | 7358.371 | 7237.505 | 6885.171 | 7027.917 | 5738.843 | 5835.193 | 6642.479 | 6584.417 | 6374.126 | 5811.51 | 5922.393 | 6821.969 | 5131.149 | 5759.766 | 5988.146 | 5967.843 | 5934.141 | 5885.932 | 5821.084 | 5819.302 | 5817.043 | 5818.451 | 5824.807 | 5830.856 | 5870.52 | 5875.429 | 5874.729 | 5854.831 | 5861.568 | 5926.242 | 5978.513 | 6038.962 | 6102.546 | 6166.275 | 6269.945
SaEC | Passenger | 21.3365 | 22.5088 | 22.8019 | 24.0914 | 24.5897 | 28.5463 | 29.7773 | 28.7808 | 29.4842 | 31.7995 | 28.4291 | 29.2204 | 32.4736 | 52.9015 | 53.4877 | 53.517 | 54.279 | 90.8558 | 96.102 | 56.6237 | 62.3681 | 62.3974 | 62.3974 | 62.3974 | 62.3974 | 62.3974 | 62.3974 | 67.7459 | 154.5563 | 206.3835 | 286.7109 | 392.9268 | 521.0205 | 669.4832 | 832.4342 | 1011.541 | 1203.478 | 1406.013 | 1617.86 | 1839.065 | 2068.686 | 2294.817 | 2515.021 | 2726.74 | 2926.847 | 3101.973 | 3253.709 | 3382.229 | 3508.469 | 3594.366
SaEC | Freight | 0 | 0 | 0 | 0 | 0 | 0 | 0 | 0 | 0 | 0 | 0 | 0 | 0 | 0 | 0 | 0 | 0 | 0 | 0 | 0 | 0 | 0 | 0 | 0 | 0 | 0 | 0 | 0 | 0 | 0 | 0 | 0 | 0 | 0 | 0 | 0 | 0 | 0 | 0 | 0 | 0 | 0 | 0 | 0 | 0 | 0 | 0 | 0 | 0 | 0
SaEC | Air Passenger | 0 | 0 | 0 | 0 | 0 | 0 | 0 | 0 | 0 | 0 | 0 | 0 | 0 | 0 | 0 | 0 | 0 | 0 | 0 | 0 | 0 | 0 | 0 | 0 | 0 | 0 | 0 | 0 | 0 | 0 | 0 | 0 | 0 | 0 | 0 | 0 | 0 | 0 | 0 | 0 | 0 | 0 | 0 | 0 | 0 | 0 | 0 | 0 | 0 | 0
SaEC | Air Freight | 0 | 0 | 0 | 0 | 0 | 0 | 0 | 0 | 0 | 0 | 0 | 0 | 0 | 0 | 0 | 0 | 0 | 0 | 0 | 0 | 0 | 0 | 0 | 0 | 0 | 0 | 0 | 0 | 0 | 0 | 0 | 0 | 0 | 0 | 0 | 0 | 0 | 0 | 0 | 0 | 0 | 0 | 0 | 0 | 0 | 0 | 0 | 0 | 0 | 0
SaEC | Off Road | 0 | 0 | 0 | 0 | 0 | 0 | 0 | 0 | 0 | 0 | 0 | 0 | 0 | 0 | 0 | 0 | 0 | 0 | 0 | 0 | 0 | 0 | 0 | 0 | 0 | 0 | 0 | 0 | 0 | 0 | 0 | 0 | 0 | 0 | 0 | 0 | 0 | 0 | 0 | 0 | 0 | 0 | 0 | 0 | 0 | 0 | 0 | 0 | 0 | 0
SaEC | Miscellaneous | 0 | 0 | 0 | 0 | 0 | 0 | 0 | 0 | 0 | 0 | 0 | 0 | 0 | 0 | 0 | 0 | 0 | 0 | 0 | 0 | 0 | 0 | 0 | 0 | 0 | 0 | 0 | 0 | 0 | 0 | 0 | 0 | 0 | 0 | 0 | 0 | 0 | 0 | 0 | 0 | 0 | 0 | 0 | 0 | 0 | 0 | 0 | 0 | 0 | 0
SaEC | Streetlighting | 2312.028 | 2319.97 | 2338.048 | 2361.058 | 2378.705 | 2407.602 | 2434.219 | 2453.257 | 2470.816 | 2463.735 | 2482.769 | 2484.887 | 2473.052 | 2508.331 | 2531.926 | 2564.19 | 2593.503 | 2617.87 | 2638.192 | 2636.673 | 2640.674 | 2642.678 | 2643.524 | 2655.367 | 2664.996 | 2673.017 | 2684.006 | 2694.328 | 2704.273 | 2713.814 | 2722.923 | 2731.658 | 2739.962 | 2748.147 | 2756.047 | 2763.8 | 2771.352 | 2778.559 | 2785.557 | 2792.303 | 2798.843 | 2805.208 | 2811.315 | 2817.16 | 2822.685 | 2828.727 | 2834.513 | 2840.151 | 2845.791 | 2851.367
SaEC | Electric Power Generation | 0 | 0 | 0 | 0 | 0 | 0 | 0 | 0 | 0 | 0 | 0 | 0 | 0 | 0 | 0 | 0 | 0 | 0 | 0 | 0 | 0 | 0 | 0 | 0 | 0 | 0 | 0 | 0 | 0 | 0 | 0 | 0 | 0 | 0 | 0 | 0 | 0 | 0 | 0 | 0 | 0 | 0 | 0 | 0 | 0 | 0 | 0 | 0 | 0 | 0
SaEC | Solid Waste | 0 | 0 | 0 | 0 | 0 | 0 | 0 | 0 | 0 | 0 | 0 | 0 | 0 | 0 | 0 | 0 | 0 | 0 | 0 | 0 | 0 | 0 | 0 | 0 | 0 | 0 | 0 | 0 | 0 | 0 | 0 | 0 | 0 | 0 | 0 | 0 | 0 | 0 | 0 | 0 | 0 | 0 | 0 | 0 | 0 | 0 | 0 | 0 | 0 | 0
SaEC | Waste Water | 0 | 0 | 0 | 0 | 0 | 0 | 0 | 0 | 0 | 0 | 0 | 0 | 0 | 0 | 0 | 0 | 0 | 0 | 0 | 0 | 0 | 0 | 0 | 0 | 0 | 0 | 0 | 0 | 0 | 0 | 0 | 0 | 0 | 0 | 0 | 0 | 0 | 0 | 0 | 0 | 0 | 0 | 0 | 0 | 0 | 0 | 0 | 0 | 0 | 0
SaEC | Incineration | 0 | 0 | 0 | 0 | 0 | 0 | 0 | 0 | 0 | 0 | 0 | 0 | 0 | 0 | 0 | 0 | 0 | 0 | 0 | 0 | 0 | 0 | 0 | 0 | 0 | 0 | 0 | 0 | 0 | 0 | 0 | 0 | 0 | 0 | 0 | 0 | 0 | 0 | 0 | 0 | 0 | 0 | 0 | 0 | 0 | 0 | 0 | 0 | 0 | 0
SaEC | Land Use | 0 | 0 | 0 | 0 | 0 | 0 | 0 | 0 | 0 | 0 | 0 | 0 | 0 | 0 | 0 | 0 | 0 | 0 | 0 | 0 | 0 | 0 | 0 | 0 | 0 | 0 | 0 | 0 | 0 | 0 | 0 | 0 | 0 | 0 | 0 | 0 | 0 | 0 | 0 | 0 | 0 | 0 | 0 | 0 | 0 | 0 | 0 | 0 | 0 | 0
Note on A12: Massoud Jourabchi: Adjusted for DSI

## Idaho Forecast net Conservation
Final- Jan 2016
DSM_EU | is the scenario name.
Engine | is the model name.
This is the Electricity Review (including Western Montana portion of loads) for Idaho
DR resources are not netted out of the loads below.
Year |  | 1986 | 1987 | 1988 | 1989 | 1990 | 1991 | 1992 | 1993 | 1994 | 1995 | 1996 | 1997 | 1998 | 1999 | 2000 | 2001 | 2002 | 2003 | 2004 | 2005 | 2006 | 2007 | 2008 | 2009 | 2010 | 2011 | 2012 | 2013 | 2014 | 2015 | 2016 | 2017 | 2018 | 2019 | 2020 | 2021 | 2022 | 2023 | 2024 | 2025 | 2026 | 2027 | 2028 | 2029 | 2030 | 2031 | 2032 | 2033 | 2034 | 2035
Idaho Average Day Loads (MWa) | Modeled values | 1986 | 1987 | 1988 | 1989 | 1990 | 1991 | 1992 | 1993 | 1994 | 1995 | 1996 | 1997 | 1998 | 1999 | 2000 | 2001 | 2002 | 2003 | 2004 | 2005 | 2006 | 2007 | 2008 | 2009 | 2010 | 2011 | 2012 | 2013 | 2014 | 2015 | 2016 | 2017 | 2018 | 2019 | 2020 | 2021 | 2022 | 2023 | 2024 | 2025 | 2026 | 2027 | 2028 | 2029 | 2030 | 2031 | 2032 | 2033 | 2034 | 2035
LDCClass | Annual | 2062.023 | 2108.757 | 2223.863 | 2329.587 | 2318.953 | 2318.677 | 2448.124 | 2408.471 | 2560.689 | 2543.956 | 2818.381 | 2838.169 | 2771.837 | 2830.844 | 2845.919 | 2680.511 | 2757.081 | 2782.65 | 2836.495 | 2833.865 | 2828.516 | 2907.513 | 2983.069 | 2805.384 | 2760.215 | 2814.165 | 2759.698 | 2471.147 | 2480.172 | 2510.515 | 2501.892 | 2481.664 | 2463.103 | 2443.276 | 2418.758 | 2395.31 | 2374.494 | 2352.652 | 2331.439 | 2312.678 | 2296.546 | 2281.171 | 2268.224 | 2268.663 | 2282.353 | 2300.242 | 2323.172 | 2343.957 | 2365.882 | 2389.382
LDCClass | January | 2180.54 | 2189.445 | 2306.052 | 2464.286 | 2405.402 | 2473.725 | 2512.964 | 2757.188 | 2708.283 | 2858.975 | 3167.165 | 3176.717 | 3139.949 | 3227.946 | 3217.59 | 2943.322 | 3058.653 | 3087.449 | 3200.142 | 3349.424 | 3017.093 | 3086.803 | 3228.929 | 3048.527 | 3031.133 | 3085.249 | 2928.059 | 2707.598 | 2747.75 | 2785.959 | 2780.381 | 2762.386 | 2746.453 | 2728.771 | 2703.742 | 2678.449 | 2655.677 | 2631.215 | 2606.978 | 2585.338 | 2566.754 | 2548.691 | 2535.794 | 2538.434 | 2555.591 | 2576.84 | 2603.381 | 2627.361 | 2652.489 | 2679.08
LDCClass | February | 2124.776 | 2136.414 | 2248.946 | 2400.889 | 2344.467 | 2409.117 | 2450.917 | 2663.403 | 2622.585 | 2773.903 | 3076.152 | 3086.982 | 3051.923 | 3133.449 | 3117.127 | 2836.592 | 2937.719 | 2984.656 | 3088.48 | 3231.506 | 2816.746 | 2854.554 | 2970.705 | 2796.587 | 2797.073 | 2846.003 | 2709.044 | 2483.228 | 2514.783 | 2550.919 | 2543.498 | 2523.457 | 2505.415 | 2485.422 | 2458.001 | 2430.26 | 2405.096 | 2378.581 | 2352.552 | 2329.067 | 2308.436 | 2288.447 | 2271.446 | 2269.233 | 2281.955 | 2298.825 | 2320.983 | 2340.657 | 2361.62 | 2384.09
LDCClass | March | 2017.012 | 2035.032 | 2143.3 | 2280.758 | 2240.264 | 2288.353 | 2345.223 | 2501.02 | 2492.887 | 2626.145 | 2916.615 | 2929.105 | 2897.895 | 2973.133 | 2962.416 | 2688.255 | 2778.155 | 2815.627 | 2902.408 | 3030.806 | 2694.882 | 2715.531 | 2818.037 | 2650.153 | 2652.801 | 2699.84 | 2577.173 | 2353.971 | 2383.595 | 2420.336 | 2412.489 | 2391.134 | 2371.775 | 2350.166 | 2321.053 | 2291.587 | 2264.808 | 2237.007 | 2210.068 | 2185.733 | 2164.121 | 2143.35 | 2123.11 | 2116.564 | 2125.564 | 2138.876 | 2157.481 | 2173.728 | 2191.398 | 2210.657
LDCClass | April | 1897.536 | 1934.067 | 2037.75 | 2150.031 | 2126.836 | 2142.284 | 2240.816 | 2282.052 | 2349.429 | 2400.989 | 2662.345 | 2678.31 | 2621.66 | 2691.865 | 2689.44 | 2486.019 | 2561.818 | 2583.129 | 2651.585 | 2700.475 | 2632.075 | 2652.099 | 2743.46 | 2575.619 | 2558.448 | 2605.249 | 2527.33 | 2274.682 | 2293.012 | 2327.887 | 2315.831 | 2291.513 | 2268.589 | 2242.556 | 2210.367 | 2178.52 | 2149.329 | 2119.421 | 2090.432 | 2063.761 | 2039.553 | 2015.893 | 1991.429 | 1980.787 | 1986.06 | 1995.979 | 2010.933 | 2024.091 | 2038.851 | 2055.252
LDCClass | May | 1962.013 | 2043.242 | 2150.091 | 2224.205 | 2235.76 | 2187.582 | 2390.808 | 2180.615 | 2429.716 | 2313.057 | 2547.613 | 2574.881 | 2458.77 | 2527.457 | 2545.956 | 2466.798 | 2524.983 | 2524.942 | 2560.426 | 2447.979 | 2749.79 | 2834.625 | 2899.636 | 2710.863 | 2649.683 | 2699.685 | 2712.304 | 2362.667 | 2361.174 | 2393.446 | 2380.333 | 2356.029 | 2332.433 | 2306.202 | 2276.92 | 2249.352 | 2224.49 | 2199.054 | 2174.473 | 2152.109 | 2131.84 | 2111.882 | 2090.7 | 2082.564 | 2089.049 | 2100.418 | 2116.704 | 2131.373 | 2147.472 | 2165.306
LDCClass | June | 2119.077 | 2222.76 | 2336.619 | 2400.864 | 2424.426 | 2348.38 | 2604.071 | 2286.086 | 2619 | 2424.822 | 2662.198 | 2694.571 | 2544.857 | 2618.788 | 2647.745 | 2617.713 | 2675.374 | 2661.741 | 2688.11 | 2505.055 | 2755.699 | 2908.802 | 2955.758 | 2754.937 | 2684.473 | 2735.806 | 2797.501 | 2389.409 | 2375.066 | 2403.621 | 2393.643 | 2373.281 | 2353.963 | 2334.066 | 2313.186 | 2295.223 | 2279.939 | 2264.067 | 2249.087 | 2236.366 | 2225.908 | 2216.461 | 2208.035 | 2210.826 | 2224.323 | 2241.932 | 2264.209 | 2284.658 | 2305.985 | 2328.84
LDCClass | July | 2239.639 | 2323.288 | 2463.645 | 2514.141 | 2568.413 | 2488.263 | 2731.079 | 2327.578 | 2803.416 | 2520.802 | 2792.334 | 2824.253 | 2732.481 | 2731.824 | 2807.125 | 2804.858 | 2852.083 | 2884.631 | 2856.568 | 2640.535 | 2992.733 | 3111.09 | 3101.189 | 2922.107 | 2787.576 | 2867.681 | 2927.031 | 2547.072 | 2511.589 | 2528.724 | 2520.746 | 2502.759 | 2485.739 | 2468.281 | 2449.638 | 2434.031 | 2421.329 | 2408.11 | 2396.01 | 2386.375 | 2379.315 | 2373.353 | 2368.135 | 2373.92 | 2390.607 | 2411.466 | 2437.177 | 2460.98 | 2485.735 | 2512.245
LDCClass | August | 2155.573 | 2236.232 | 2371.302 | 2424.607 | 2476.051 | 2401.414 | 2631.32 | 2260.716 | 2702.286 | 2450.953 | 2720.517 | 2751.985 | 2667.555 | 2669.11 | 2735.698 | 2712.581 | 2755.816 | 2797.102 | 2775.083 | 2584.057 | 2993.338 | 3107.699 | 3105.195 | 2927.502 | 2805.155 | 2882.83 | 2929.502 | 2554.535 | 2521.94 | 2541.08 | 2532.11 | 2513.494 | 2496.107 | 2478.417 | 2459.332 | 2443.23 | 2430.033 | 2416.312 | 2403.736 | 2393.67 | 2386.275 | 2380.05 | 2374.571 | 2380.172 | 2396.858 | 2417.804 | 2443.611 | 2467.653 | 2492.695 | 2519.51
LDCClass | September | 1917.508 | 1975.211 | 2090.73 | 2162.656 | 2188.962 | 2153.989 | 2316.083 | 2120.349 | 2397.315 | 2290.675 | 2550.882 | 2574.79 | 2521.224 | 2542.113 | 2580.803 | 2464.72 | 2513.713 | 2552.749 | 2559.855 | 2490.218 | 2750.492 | 2847.65 | 2881.145 | 2712.538 | 2648.635 | 2700.755 | 2688.961 | 2381.893 | 2374.693 | 2399.741 | 2390.437 | 2370.27 | 2352.073 | 2334.299 | 2313.465 | 2294.379 | 2277.819 | 2260.353 | 2243.376 | 2228.78 | 2216.617 | 2205.396 | 2197.956 | 2202.848 | 2219.039 | 2239.215 | 2264.247 | 2287.283 | 2311.241 | 2336.741
LDCClass | October | 1862.829 | 1911.447 | 2013.909 | 2112.901 | 2103.39 | 2102.605 | 2221.699 | 2193.816 | 2313.728 | 2333.326 | 2596.991 | 2616.47 | 2561.814 | 2620.762 | 2624.932 | 2430.478 | 2493.082 | 2526.314 | 2578.478 | 2602.897 | 2740.614 | 2824.945 | 2901.792 | 2725.487 | 2702.262 | 2745.566 | 2682.15 | 2410.322 | 2423.481 | 2453.624 | 2445.291 | 2424.94 | 2406.771 | 2388.282 | 2365.059 | 2342.681 | 2322.792 | 2301.767 | 2281.032 | 2262.737 | 2246.919 | 2231.894 | 2221.559 | 2224.855 | 2240.471 | 2260.004 | 2284.521 | 2306.767 | 2330.009 | 2354.727
LDCClass | November | 2008.984 | 2033.409 | 2140.723 | 2272.999 | 2233.773 | 2274.803 | 2344.004 | 2476.274 | 2487.375 | 2594.416 | 2878.056 | 2891.522 | 2849.28 | 2927.223 | 2921.192 | 2672.059 | 2764.174 | 2790.586 | 2876.824 | 2982.896 | 2832.291 | 2909.645 | 3021.231 | 2847.39 | 2833.608 | 2878.467 | 2760.376 | 2527.011 | 2555.512 | 2588.5 | 2580.94 | 2560.926 | 2543.374 | 2525.055 | 2500.511 | 2476.196 | 2454.378 | 2431.068 | 2407.885 | 2387.308 | 2369.537 | 2352.521 | 2341.503 | 2345.241 | 2361.88 | 2382.322 | 2407.915 | 2430.936 | 2454.92 | 2480.358
LDCClass | December | 2255.028 | 2258.513 | 2376.371 | 2542.9 | 2472.42 | 2550.902 | 2579.498 | 2862.099 | 2795.669 | 2946.658 | 3257.876 | 3265.954 | 3223.991 | 3318.217 | 3309.691 | 3042.304 | 3170.332 | 3184.923 | 3305.992 | 3457.83 | 2954.22 | 3021.532 | 3157.889 | 2981.362 | 2965.114 | 3015.079 | 2863.503 | 2652.491 | 2692.42 | 2725.855 | 2720.493 | 2703.159 | 2687.847 | 2671.004 | 2646.736 | 2622.324 | 2600.343 | 2576.548 | 2552.876 | 2531.685 | 2513.629 | 2496.036 | 2483.989 | 2487.764 | 2505.891 | 2528.07 | 2555.545 | 2580.419 | 2606.388 | 2633.776
Idaho Peak Day Loads (MW) | Modeled values | 1986 | 1987 | 1988 | 1989 | 1990 | 1991 | 1992 | 1993 | 1994 | 1995 | 1996 | 1997 | 1998 | 1999 | 2000 | 2001 | 2002 | 2003 | 2004 | 2005 | 2006 | 2007 | 2008 | 2009 | 2010 | 2011 | 2012 | 2013 | 2014 | 2015 | 2016 | 2017 | 2018 | 2019 | 2020 | 2021 | 2022 | 2023 | 2024 | 2025 | 2026 | 2027 | 2028 | 2029 | 2030 | 2031 | 2032 | 2033 | 2034 | 2035
LDCClass | Annual | 3182.96 | 3252.01 | 3423 | 3584.24 | 3565.95 | 3574.31 | 3764.97 | 3707.86 | 3937.37 | 3886.28 | 4737.63 | 4451 | 4631.98 | 3955.6 | 4106.22 | 4242.87 | 4051.61 | 4148.549 | 4693.75 | 4547.06 | 4338.27 | 4549.7 | 4772.41 | 4801.621 | 4417.53 | 4280.36 | 4008.4 | 3715.37 | 3773.489 | 3828.126 | 3816.207 | 3788.611 | 3761.904 | 3729.66 | 3685.588 | 3640.914 | 3599.473 | 3555.494 | 3512.128 | 3471.671 | 3435.412 | 3399.305 | 3365.976 | 3355.706 | 3369.691 | 3391.83 | 3420.793 | 3447.117 | 3475.725 | 3507.423
LDCClass | January | 3182.96 | 3252.01 | 3423 | 3584.24 | 3565.95 | 3574.31 | 3764.97 | 3707.86 | 3937.37 | 3886.28 | 4714.28 | 4451 | 4131.71 | 3910.97 | 4048.44 | 4242.87 | 4051.61 | 3927.83 | 4693.75 | 4330.48 | 3823.45 | 4549.7 | 4636.84 | 4251.19 | 3845.31 | 4280.36 | 4008.4 | 3715.37 | 3773.489 | 3828.126 | 3816.207 | 3788.611 | 3761.904 | 3729.66 | 3685.588 | 3640.914 | 3599.473 | 3555.494 | 3512.128 | 3471.671 | 3435.412 | 3399.305 | 3365.976 | 3355.706 | 3369.691 | 3391.83 | 3420.793 | 3447.117 | 3475.725 | 3507.423
LDCClass | February | 3170.56 | 3239.34 | 3409.67 | 3570.28 | 3552.07 | 3560.39 | 3750.31 | 3693.41 | 3922.04 | 3871.14 | 4737.63 | 4162.08 | 3720.54 | 3954.57 | 3853.24 | 4177.57 | 3856.06 | 4148.549 | 4023.41 | 4109.94 | 4242.6 | 4254.99 | 4097.7 | 3931.29 | 3793.67 | 4233.06 | 3803.59 | 3497.957 | 3545.35 | 3594.131 | 3582.77 | 3556.286 | 3531.034 | 3502.054 | 3461.756 | 3420.885 | 3383.196 | 3342.847 | 3302.954 | 3265.91 | 3232.77 | 3200.202 | 3171.215 | 3163.696 | 3178.451 | 3200.797 | 3230.124 | 3256.285 | 3284.432 | 3315.658
LDCClass | March | 2873.06 | 2935.39 | 3089.73 | 3235.27 | 3218.77 | 3226.31 | 3398.41 | 3346.85 | 3554.02 | 3507.9 | 3947.06 | 3862.61 | 3774.37 | 3777.58 | 3684.79 | 3676.97 | 3789.71 | 3664.22 | 3680.35 | 3453.95 | 3817.79 | 3906.82 | 3884.05 | 4037.87 | 3714.49 | 3713.74 | 3789.43 | 3500.025 | 3551.804 | 3602.291 | 3595.805 | 3574.01 | 3553.668 | 3530.259 | 3495.793 | 3460.783 | 3428.884 | 3394.34 | 3360.28 | 3329.03 | 3301.706 | 3275.396 | 3253.517 | 3251.312 | 3269.375 | 3294.554 | 3326.361 | 3354.968 | 3385.281 | 3418.399
LDCClass | April | 2613.74 | 2670.45 | 2810.86 | 2943.26 | 2928.25 | 2935.11 | 3091.68 | 3044.77 | 3233.25 | 3191.29 | 3316.13 | 3594.55 | 3404.29 | 3555.96 | 3456.51 | 3496.1 | 3346.15 | 3508.78 | 3401.58 | 3465.25 | 3407.47 | 3648.99 | 3938.28 | 3449.57 | 3461.01 | 3502.04 | 3331.49 | 3048.95 | 3085.868 | 3129.828 | 3124.617 | 3105.729 | 3088.438 | 3069.391 | 3042.007 | 3014.805 | 2990.339 | 2963.528 | 2937.103 | 2913.142 | 2892.477 | 2873.138 | 2858.341 | 2859.545 | 2876.935 | 2900.312 | 2929.434 | 2955.677 | 2983.189 | 3013.103
LDCClass | May | 2350.53 | 2401.52 | 2527.79 | 2646.87 | 2633.36 | 2639.53 | 2780.33 | 2738.15 | 2907.65 | 2869.91 | 3337.51 | 3364.45 | 3121.38 | 3377.94 | 3314.83 | 3190.4 | 3452.06 | 3220.19 | 3098.33 | 3234.94 | 3390.02 | 3379.14 | 3481.24 | 3274.27 | 3321.82 | 3161.53 | 3123.92 | 2743.003 | 2752.43 | 2791.559 | 2783.686 | 2763.548 | 2744.548 | 2724.167 | 2698.684 | 2674.656 | 2653.173 | 2629.993 | 2607.352 | 2586.926 | 2569.196 | 2552.709 | 2539.309 | 2539.893 | 2554.334 | 2574.247 | 2599.41 | 2622.13 | 2645.897 | 2671.804
LDCClass | June | 2459.69 | 2513.06 | 2645.19 | 2769.79 | 2755.66 | 2762.12 | 2909.46 | 2865.32 | 3042.69 | 3003.2 | 3172.89 | 3158.56 | 3155.76 | 3328.68 | 3478.26 | 3187.17 | 3564.14 | 3539.79 | 3534.73 | 3383.52 | 3796.09 | 3456.27 | 3884.29 | 3242.45 | 3358.3 | 3203.28 | 3212.19 | 2785.58 | 2768.067 | 2801.627 | 2794.325 | 2774.78 | 2756.473 | 2737.188 | 2714.153 | 2694.06 | 2676.89 | 2658.482 | 2641.139 | 2626.36 | 2614.634 | 2604.536 | 2597.217 | 2603.25 | 2622.354 | 2646.887 | 2677.04 | 2704.594 | 2733.205 | 2764.212
LDCClass | July | 2552.96 | 2608.35 | 2745.5 | 2874.82 | 2860.15 | 2866.86 | 3019.78 | 2973.97 | 3158.06 | 3117.08 | 3494.92 | 3337.05 | 3631.05 | 3492.94 | 3556.24 | 3169.06 | 3647.47 | 3865.75 | 3791.86 | 3778.05 | 3994.47 | 3930.78 | 3879.5 | 3905.85 | 3700.15 | 3511.72 | 3630.7 | 3251.86 | 3159.497 | 3166.966 | 3160.982 | 3143.302 | 3127.047 | 3110.52 | 3090.5 | 3073.951 | 3060.762 | 3046.543 | 3033.917 | 3024.284 | 3018.427 | 3014.656 | 3014.136 | 3026.657 | 3051.841 | 3082.412 | 3118.722 | 3152.531 | 3187.498 | 3225.056
LDCClass | August | 2465.59 | 2519.08 | 2651.53 | 2776.43 | 2762.27 | 2768.74 | 2916.43 | 2872.19 | 3049.98 | 3010.4 | 3384.08 | 3380.77 | 3496.74 | 3435.44 | 3422.41 | 3160.21 | 3564.57 | 3589.53 | 3812.44 | 3730.389 | 3580.86 | 3670.39 | 3915.67 | 3663.98 | 3740.68 | 3624.26 | 3702.89 | 3329.989 | 3228.456 | 3233.056 | 3225.97 | 3207.867 | 3191.243 | 3174.446 | 3154.307 | 3137.522 | 3124.187 | 3109.963 | 3097.391 | 3088.016 | 3082.446 | 3078.889 | 3078.476 | 3091.209 | 3116.483 | 3147.127 | 3183.466 | 3217.411 | 3252.546 | 3290.32
LDCClass | September | 2341.23 | 2392.02 | 2517.8 | 2636.4 | 2622.95 | 2629.09 | 2769.34 | 2727.32 | 2896.15 | 2858.56 | 3207.26 | 3155.76 | 3388.96 | 3271.57 | 3165.95 | 2889.34 | 3162.25 | 3547 | 3207.94 | 3280.4 | 3363.69 | 3340.63 | 3349.78 | 3310.11 | 3224.91 | 3455.05 | 3230.18 | 2868.157 | 2854.658 | 2885.781 | 2880.461 | 2860.838 | 2843.403 | 2826.021 | 2802.476 | 2780.873 | 2762.375 | 2742.064 | 2722.558 | 2705.854 | 2692.47 | 2681.23 | 2675.632 | 2684.3 | 2706.427 | 2733.819 | 2767.351 | 2797.438 | 2828.584 | 2862.318
LDCClass | October | 2776.19 | 2836.42 | 2985.56 | 3126.19 | 3110.24 | 3117.53 | 3283.83 | 3234.01 | 3434.2 | 3389.63 | 3493.34 | 3530.77 | 3468.03 | 3473.77 | 3447.25 | 3266.51 | 3877.38 | 3696.85 | 3481.48 | 3367.7 | 3884.21 | 3613.13 | 3558.59 | 3420.16 | 3268.87 | 3384.04 | 3282.57 | 2983.966 | 3014.539 | 3058.042 | 3052.695 | 3030.641 | 3010.959 | 2990.348 | 2959.881 | 2929.694 | 2902.443 | 2872.545 | 2842.791 | 2815.491 | 2791.823 | 2769.84 | 2755.092 | 2758.047 | 2777.642 | 2803.368 | 2835.522 | 2863.901 | 2893.516 | 2925.696
LDCClass | November | 2891.649 | 2954.38 | 3109.73 | 3256.21 | 3239.6 | 3247.19 | 3420.4 | 3368.51 | 3577.03 | 3530.6 | 3722.76 | 3630.909 | 3589.71 | 3629.41 | 3973.29 | 3668.12 | 3788.87 | 3950.49 | 4057.86 | 4091.81 | 4338.27 | 4100.52 | 3735.12 | 3504.86 | 4417.53 | 3659.12 | 3574.15 | 3281.261 | 3323.34 | 3370.092 | 3360.225 | 3336.476 | 3314.128 | 3289.082 | 3254.346 | 3219.282 | 3187.114 | 3152.537 | 3118.21 | 3086.691 | 3058.678 | 3031.233 | 3008.477 | 3005.451 | 3021.811 | 3044.978 | 3074.52 | 3101.146 | 3129.405 | 3160.521
LDCClass | December | 3070.3 | 3136.9 | 3301.84 | 3457.37 | 3439.73 | 3447.79 | 3631.71 | 3576.61 | 3798.01 | 3748.72 | 4133.98 | 3988.68 | 4631.98 | 3955.6 | 4106.22 | 3767.12 | 3792.65 | 4128.451 | 3991.5 | 4547.06 | 4142.15 | 4220.93 | 4772.41 | 4801.621 | 4056.52 | 4140.47 | 3891.98 | 3623.203 | 3683.149 | 3736.006 | 3726.783 | 3701.223 | 3676.837 | 3647.79 | 3606.783 | 3565.119 | 3526.636 | 3485.22 | 3444.014 | 3405.494 | 3371.092 | 3337.02 | 3307.42 | 3300.441 | 3316.584 | 3340.725 | 3371.737 | 3399.62 | 3429.582 | 3462.531
Idaho Minimum Day Loads (MW) | Modeled values | 1986 | 1987 | 1988 | 1989 | 1990 | 1991 | 1992 | 1993 | 1994 | 1995 | 1996 | 1997 | 1998 | 1999 | 2000 | 2001 | 2002 | 2003 | 2004 | 2005 | 2006 | 2007 | 2008 | 2009 | 2010 | 2011 | 2012 | 2013 | 2014 | 2015 | 2016 | 2017 | 2018 | 2019 | 2020 | 2021 | 2022 | 2023 | 2024 | 2025 | 2026 | 2027 | 2028 | 2029 | 2030 | 2031 | 2032 | 2033 | 2034 | 2035
LDCClass | Annual | 1458.92 | 1490.57 | 1568.95 | 1642.85 | 1634.47 | 1638.3 | 1725.69 | 1699.51 | 1804.71 | 1781.29 | 1671.51 | 1992.47 | 1919.96 | 2001.92 | 1969.6 | 1710.77 | 1834.26 | 1366.44 | 1888.43 | 1914.85 | 1939.31 | 1536.19 | 1683.3 | 1898.51 | 1881.06 | 1950.69 | 1904.57 | 1658.031 | 1649.131 | 1673.544 | 1664.378 | 1645.184 | 1628.082 | 1610.801 | 1592.491 | 1576.787 | 1563.382 | 1550.277 | 1538.25 | 1528.013 | 1519.697 | 1512.525 | 1506.024 | 1507.212 | 1515.265 | 1525.457 | 1539.181 | 1551.611 | 1564.576 | 1578.349
LDCClass | January | 1700.84 | 1737.74 | 1829.11 | 1915.27 | 1905.5 | 1909.97 | 2011.85 | 1981.33 | 2103.97 | 2076.67 | 2306.64 | 2266.28 | 2327.38 | 2434.22 | 2508.77 | 2528.45 | 2000.34 | 2074.07 | 2359.12 | 2246.07 | 2316.87 | 2414.86 | 2607.95 | 2343.48 | 2302.58 | 2218.8 | 2328.35 | 2101.608 | 2118.686 | 2155.713 | 2151.07 | 2136.733 | 2125.231 | 2114.458 | 2099.531 | 2085.165 | 2073.475 | 2061.531 | 2050.686 | 2042.674 | 2037.578 | 2033.99 | 2033.031 | 2041.431 | 2057.521 | 2074.47 | 2095.924 | 2115.038 | 2134.701 | 2154.728
LDCClass | February | 1596.18 | 1630.8 | 1716.55 | 1797.41 | 1788.24 | 1792.43 | 1888.04 | 1859.4 | 1974.5 | 1948.88 | 2191.34 | 2292.21 | 2273.04 | 2337.88 | 2357.7 | 2409.37 | 2073.71 | 2205.43 | 2248.34 | 2245.88 | 2297.43 | 2246.72 | 2421.43 | 2312.53 | 2230.6 | 2313.78 | 2276.53 | 2056.821 | 2071.906 | 2108.277 | 2102.247 | 2085.867 | 2072.206 | 2058.742 | 2041.08 | 2023.879 | 2009.45 | 1995.001 | 1981.805 | 1971.477 | 1963.974 | 1957.881 | 1952.99 | 1957.638 | 1971.013 | 1985.636 | 2004.731 | 2021.714 | 2039.425 | 2057.648
LDCClass | March | 1636.36 | 1671.86 | 1759.77 | 1842.66 | 1833.26 | 1837.56 | 1935.58 | 1906.21 | 2024.21 | 1997.94 | 2163.01 | 2138.6 | 2088.52 | 2120.89 | 2249.99 | 1977.85 | 2042.85 | 1872.06 | 1982.68 | 2061.4 | 2169.03 | 1536.19 | 1683.3 | 2171.25 | 2050.14 | 2005.06 | 2056.85 | 1843.787 | 1852.353 | 1878.127 | 1868.716 | 1846.999 | 1828.711 | 1812.115 | 1792.447 | 1773.884 | 1758.117 | 1742.754 | 1728.826 | 1717.705 | 1709.4 | 1703.027 | 1698.726 | 1702.702 | 1713.948 | 1726.361 | 1742.93 | 1757.677 | 1772.991 | 1788.825
LDCClass | April | 1468.02 | 1499.87 | 1578.73 | 1653.1 | 1644.66 | 1648.52 | 1736.45 | 1710.11 | 1815.97 | 1792.4 | 1671.51 | 2023.62 | 1919.96 | 2003.97 | 2112.95 | 1872.82 | 1888.54 | 1366.44 | 1888.43 | 1946.56 | 1967.21 | 2014.13 | 2072.97 | 1898.51 | 1940.55 | 2067.94 | 1904.57 | 1683.08 | 1683.328 | 1707.409 | 1697.56 | 1678.142 | 1661.35 | 1645.685 | 1627.635 | 1610.907 | 1596.496 | 1582.249 | 1569.108 | 1558.172 | 1549.623 | 1542.578 | 1537.139 | 1539.576 | 1549.033 | 1559.857 | 1574.429 | 1587.532 | 1601.187 | 1615.261
LDCClass | May | 1458.92 | 1490.57 | 1568.95 | 1642.85 | 1634.47 | 1638.3 | 1725.69 | 1699.51 | 1804.71 | 1781.29 | 1900.01 | 2018 | 1993.87 | 2014.78 | 2087.47 | 1856.25 | 1834.26 | 1888.23 | 1938.18 | 1914.85 | 1989.02 | 2084.07 | 2096.46 | 1921.28 | 1917.52 | 1974.72 | 1971.97 | 1697.118 | 1687.549 | 1712.618 | 1702.084 | 1681.974 | 1663.68 | 1646.015 | 1627.558 | 1611.212 | 1597.314 | 1583.649 | 1571.025 | 1560.469 | 1551.976 | 1544.707 | 1538.364 | 1539.785 | 1548.053 | 1558.102 | 1571.884 | 1584.126 | 1596.936 | 1610.471
LDCClass | June | 1517 | 1549.91 | 1631.41 | 1708.25 | 1699.54 | 1703.52 | 1794.39 | 1767.17 | 1876.56 | 1852.21 | 1986.19 | 2042.47 | 1975.71 | 2098.77 | 2190.03 | 1959.04 | 1949.98 | 1967.33 | 2009.77 | 2031.81 | 2007.75 | 2131.75 | 2171.54 | 1924.77 | 1881.06 | 1991.46 | 2049.57 | 1722.302 | 1705.7 | 1733.322 | 1722.146 | 1702.191 | 1683.241 | 1664.218 | 1645.588 | 1629.738 | 1616.165 | 1602.837 | 1590.504 | 1579.873 | 1571.074 | 1563.284 | 1556.098 | 1556.796 | 1564.411 | 1574.14 | 1587.4 | 1599.42 | 1612.013 | 1625.311
LDCClass | July | 1558.89 | 1592.71 | 1676.45 | 1755.42 | 1746.47 | 1750.56 | 1843.94 | 1815.96 | 1928.37 | 1903.35 | 2094.01 | 2134.32 | 2084.78 | 2122.05 | 2124.92 | 1818.47 | 2034.15 | 1970.09 | 2065.57 | 2045.99 | 2107.3 | 2156.59 | 2271.32 | 2064.18 | 2041.08 | 2125.55 | 2148 | 1827.347 | 1813.902 | 1844.27 | 1834.39 | 1815.088 | 1796.853 | 1778.831 | 1760.428 | 1744.955 | 1731.941 | 1719.043 | 1707.317 | 1697.407 | 1689.63 | 1683.145 | 1677.619 | 1680.415 | 1690.88 | 1703.699 | 1720.527 | 1735.865 | 1751.811 | 1768.726
LDCClass | August | 1564.69 | 1598.63 | 1682.69 | 1761.95 | 1752.96 | 1757.07 | 1850.8 | 1822.72 | 1935.55 | 1910.43 | 2050.33 | 2045.95 | 2080.66 | 2080.76 | 2104.46 | 1796.29 | 1980.7 | 1972.92 | 2019.33 | 2122.42 | 2083.34 | 2135.83 | 2124.32 | 1990.49 | 2052.07 | 2107.61 | 1973.46 | 1665.619 | 1650.456 | 1677.412 | 1667.24 | 1647.593 | 1629.086 | 1610.801 | 1592.491 | 1576.787 | 1563.382 | 1550.277 | 1538.25 | 1528.013 | 1519.697 | 1512.525 | 1506.024 | 1507.212 | 1515.265 | 1525.457 | 1539.181 | 1551.611 | 1564.576 | 1578.349
LDCClass | September | 1515 | 1547.87 | 1629.26 | 1706 | 1697.3 | 1701.28 | 1792.03 | 1764.84 | 1874.09 | 1849.77 | 2002.19 | 1992.47 | 1984.34 | 2001.92 | 1969.6 | 1710.77 | 1894.43 | 1877.42 | 1950.06 | 1957.76 | 1939.31 | 2030.03 | 2069.45 | 1901.12 | 1929.17 | 1963.59 | 1908.93 | 1658.031 | 1649.131 | 1673.544 | 1664.378 | 1645.184 | 1628.082 | 1611.969 | 1594.539 | 1579.101 | 1566.126 | 1553.405 | 1541.76 | 1532.227 | 1524.9 | 1518.998 | 1514.748 | 1518.221 | 1528.254 | 1539.899 | 1555.309 | 1569.093 | 1583.411 | 1598.442
LDCClass | October | 1523.1 | 1556.14 | 1637.97 | 1715.12 | 1706.37 | 1710.37 | 1801.61 | 1774.27 | 1884.1 | 1859.65 | 1971.1 | 2079.24 | 2040.74 | 2129.51 | 2052.08 | 1775.08 | 1921.51 | 1820.65 | 1974.49 | 1939.13 | 1953.97 | 2067.26 | 2044.33 | 1903.49 | 1932.36 | 1950.69 | 1918.62 | 1694.067 | 1690.452 | 1715.793 | 1706.963 | 1687.242 | 1670.058 | 1654.167 | 1636.511 | 1620.412 | 1606.906 | 1593.724 | 1581.693 | 1572.06 | 1564.701 | 1558.861 | 1554.732 | 1558.266 | 1568.32 | 1579.82 | 1595.113 | 1608.698 | 1622.814 | 1637.679
LDCClass | November | 1553.19 | 1586.89 | 1670.32 | 1749.01 | 1740.08 | 1744.16 | 1837.2 | 1809.33 | 1921.33 | 1896.39 | 2158.15 | 2175.23 | 2149.68 | 2130.41 | 2273.16 | 1939.1 | 2119.86 | 2124.13 | 2173.41 | 2124.74 | 2048.04 | 2201.59 | 2079.34 | 2079.62 | 2009.92 | 2251.27 | 1922.78 | 1723.774 | 1731.027 | 1758.722 | 1751.121 | 1733.417 | 1718.62 | 1705.236 | 1688.784 | 1673.353 | 1660.501 | 1647.764 | 1636.137 | 1627.081 | 1620.558 | 1615.637 | 1612.952 | 1618.413 | 1630.688 | 1644.065 | 1661.531 | 1677.025 | 1693.064 | 1709.707
LDCClass | December | 1651.76 | 1687.59 | 1776.33 | 1860 | 1850.51 | 1854.85 | 1953.79 | 1924.15 | 2043.26 | 2016.74 | 2357.27 | 2415.21 | 2264.93 | 2415.06 | 2314.08 | 2249.71 | 2204.87 | 2272.99 | 2241.99 | 2245.25 | 1980.11 | 2271.96 | 2232.93 | 2318.57 | 2272.6 | 2259.21 | 2178.99 | 1987.205 | 2006.416 | 2040.887 | 2037.739 | 2025.249 | 2015.503 | 2006.479 | 1993.174 | 1980.332 | 1970.044 | 1959.354 | 1949.593 | 1942.578 | 1938.331 | 1935.449 | 1935.177 | 1944.149 | 1960.826 | 1978.443 | 2000.519 | 2020.232 | 2040.461 | 2061.076
Idaho Residential Loads (GWh) | Modeled values | 1986 | 1987 | 1988 | 1989 | 1990 | 1991 | 1992 | 1993 | 1994 | 1995 | 1996 | 1997 | 1998 | 1999 | 2000 | 2001 | 2002 | 2003 | 2004 | 2005 | 2006 | 2007 | 2008 | 2009 | 2010 | 2011 | 2012 | 2013 | 2014 | 2015 | 2016 | 2017 | 2018 | 2019 | 2020 | 2021 | 2022 | 2023 | 2024 | 2025 | 2026 | 2027 | 2028 | 2029 | 2030 | 2031 | 2032 | 2033 | 2034 | 2035
LDCEU | Total | 6531.556 | 6289.197 | 6509.187 | 6885.582 | 6544.654 | 7034.24 | 6810.705 | 7472.565 | 7437.497 | 7478.768 | 7884.528 | 7850.121 | 7818.241 | 7933.035 | 8105.015 | 8094.178 | 8601.945 | 8723.396 | 8937.034 | 9175.45 | 9259.177 | 9281.636 | 9772.05 | 9546.325 | 8884.457 | 9040.955 | 8545.897 | 8573.644 | 8729.266 | 8722.262 | 8662.167 | 8611.119 | 8557.526 | 8491.837 | 8419.283 | 8342.645 | 8268.846 | 8189.089 | 8103.363 | 8021.066 | 7940.527 | 7845.174 | 7748.725 | 7708.652 | 7732.952 | 7781.413 | 7838.629 | 7903.458 | 7976.238 | 8055.495
LDCEU | Space Heating | 1043.125 | 1010.003 | 1068.8 | 1193.229 | 1102.012 | 1197.35 | 1115.166 | 1713.697 | 1518.356 | 1565.4 | 1705.413 | 1691.707 | 1661.427 | 1739.406 | 1767.529 | 1809.511 | 1986.968 | 1808.725 | 1961.049 | 2051.414 | 1932.187 | 1834.884 | 2105.348 | 2029.446 | 1874.819 | 1980.053 | 1758.926 | 1806.286 | 1869.313 | 1921.876 | 1916.555 | 1909.87 | 1899.221 | 1874.173 | 1844.779 | 1813.477 | 1784.751 | 1757.022 | 1730.854 | 1706.606 | 1683.056 | 1656.645 | 1618.345 | 1590.814 | 1579.961 | 1573.041 | 1567.457 | 1563.163 | 1561.945 | 1563.125
LDCEU | Water Heating Under 55 | 1599.942 | 1545.346 | 1553.528 | 1610.178 | 1522.967 | 1611.279 | 1567.846 | 1594.232 | 1528.716 | 1559.596 | 1577.21 | 1545.729 | 1486.262 | 1508.398 | 1487.767 | 1433.324 | 1487.457 | 1487.634 | 1480.542 | 1477.245 | 1437.162 | 1457.89 | 1501.078 | 1449.18 | 1371.762 | 1358.753 | 1309.452 | 1322.801 | 1379.147 | 1407.147 | 1410.296 | 1412.391 | 1411.407 | 1408.063 | 1400.246 | 1387.889 | 1374.177 | 1357.874 | 1340.017 | 1321.257 | 1300.952 | 1275.591 | 1232.562 | 1194.878 | 1180.681 | 1175.407 | 1172.956 | 1172.265 | 1173.028 | 1174.553
LDCEU | Lighting | 1105.947 | 1075.109 | 1088.336 | 1136.752 | 1085.602 | 1161.493 | 1146.475 | 1189.036 | 1161.431 | 1203.811 | 1238.475 | 1232.866 | 1205.607 | 1244.233 | 1247.156 | 1220.158 | 1287.451 | 1312.659 | 1334.543 | 1364.729 | 1355.473 | 1390.66 | 1444.869 | 1381.784 | 1294.807 | 1268.81 | 1205.9 | 1182.844 | 1200.782 | 1209.167 | 1170.845 | 1132.458 | 1094.044 | 1057.135 | 1023.109 | 988.7193 | 952.2881 | 913.123 | 867.104 | 819.4368 | 769.6959 | 714.1796 | 694.5378 | 699.8319 | 709.1506 | 720.1009 | 731.3601 | 743.2078 | 755.2557 | 767.3256
LDCEU | Refrigeration | 603.7062 | 582.6411 | 585.1254 | 606.3928 | 574.1418 | 608.4724 | 594.4422 | 612.847 | 595.488 | 613.5692 | 626.9693 | 619.6947 | 601.361 | 615.82 | 612.2302 | 594.1989 | 621.7579 | 628.2957 | 632.7119 | 640.3384 | 628.9225 | 638.3027 | 655.7718 | 619.8803 | 573.8036 | 555.2472 | 523.1872 | 519.2092 | 531.7379 | 541.1996 | 541.26 | 541.9526 | 542.8315 | 544.3163 | 546.0858 | 547.9244 | 550.3743 | 553.0864 | 556.2332 | 560.0988 | 564.4957 | 569.1477 | 574.0549 | 579.3969 | 585.0828 | 590.9974 | 597.1401 | 603.4827 | 610.0789 | 617.0588
LDCEU | Freezer | 178.808 | 175.915 | 180.1827 | 190.0452 | 183.1511 | 197.2854 | 195.9687 | 206.2249 | 204.386 | 215 | 224.3312 | 226.5655 | 224.7549 | 235.2243 | 238.9912 | 236.9354 | 253.3177 | 261.6602 | 269.4846 | 279.3268 | 280.8608 | 291.7247 | 306.8986 | 297.1872 | 281.9771 | 279.6717 | 270.2586 | 273.3478 | 285.2484 | 295.8642 | 301.4416 | 307.3641 | 313.3301 | 319.6648 | 326.1786 | 332.8165 | 339.8602 | 347.1084 | 354.6702 | 362.733 | 371.2775 | 380.0472 | 389.0607 | 398.4604 | 408.192 | 418.1968 | 428.453 | 438.9834 | 449.8245 | 461.0772
LDCEU | Clothes Washer | 83.0648 | 78.2571 | 76.6962 | 79.2078 | 74.7541 | 77.7859 | 74.607 | 75.5343 | 72.0395 | 72.8899 | 73.067 | 70.9339 | 67.5466 | 67.8331 | 66.1266 | 62.855 | 64.4175 | 63.7461 | 62.851 | 62.267 | 59.7526 | 59.3027 | 59.4554 | 54.8632 | 49.5327 | 46.7162 | 42.847 | 42.5126 | 43.5383 | 44.328 | 44.3693 | 44.4806 | 44.6179 | 44.8201 | 45.0579 | 45.3182 | 45.6387 | 45.9896 | 46.383 | 46.8411 | 47.3549 | 47.8925 | 48.454 | 49.0549 | 49.6869 | 50.3403 | 51.0124 | 51.7032 | 52.4161 | 53.1617
LDCEU | Clothes Dryer | 379.7567 | 371.1581 | 377.7112 | 396.8421 | 329.0339 | 355.4283 | 354.5782 | 377.1453 | 377.9389 | 401.8758 | 423.9646 | 432.8077 | 433.9194 | 459.0387 | 471.6552 | 472.9738 | 511.5402 | 534.4576 | 556.8429 | 583.5261 | 593.4516 | 536.2042 | 570.6592 | 559.0375 | 536.6302 | 538.6119 | 526.713 | 546.2949 | 580.1514 | 486.9805 | 501.2675 | 515.4567 | 528.9178 | 542.3544 | 555.2971 | 567.3515 | 579.3612 | 590.8445 | 602.1165 | 613.5613 | 625.3847 | 635.8061 | 643.8553 | 652.7518 | 664.6222 | 677.5443 | 690.2157 | 703.106 | 716.197 | 729.2999
LDCEU | Dishwasher | 120.0905 | 115.9324 | 116.4959 | 127.4362 | 119.6355 | 125.6778 | 129.4203 | 135.8791 | 134.3139 | 140.7292 | 146.3173 | 147.065 | 145.1206 | 151.1113 | 152.8168 | 150.759 | 160.3701 | 164.7439 | 168.7163 | 173.7302 | 173.4463 | 178.6555 | 186.3312 | 178.7447 | 172.6177 | 169.9481 | 173.9874 | 172.3346 | 176.6495 | 180.4869 | 181.6891 | 183.5402 | 185.7958 | 188.6118 | 191.817 | 195.3433 | 199.3411 | 203.6511 | 208.3331 | 213.475 | 219.0498 | 224.8796 | 230.9759 | 237.4093 | 244.1337 | 251.1152 | 258.3221 | 265.7773 | 273.4928 | 281.5227
LDCEU | Cooking | 197.6201 | 198.4766 | 207.4876 | 223.6253 | 220.2019 | 242.6061 | 246.1029 | 264.1634 | 258.9343 | 269.0679 | 277.3176 | 276.3518 | 270.4957 | 279.4376 | 280.3247 | 275.0072 | 296.2858 | 308.3543 | 319.8687 | 331.7478 | 328.7564 | 336.6942 | 349.0495 | 333.7064 | 308.761 | 298.7146 | 288.5447 | 290.6521 | 302.0382 | 311.8615 | 316.0778 | 320.2278 | 324.0589 | 325.0052 | 325.8998 | 326.6697 | 327.5999 | 328.5884 | 329.6291 | 331.055 | 332.924 | 334.1657 | 335.4787 | 336.8538 | 339.5848 | 342.5052 | 345.3878 | 348.4483 | 351.4831 | 354.8143
LDCEU | Air Conditioning | 314.4134 | 269.8993 | 332.7916 | 310.6943 | 368.307 | 370.9528 | 336.0669 | 152.1918 | 468.2425 | 280.9166 | 362.9032 | 368.8386 | 497.828 | 328.0817 | 418.0233 | 480.6504 | 449.3095 | 591.6832 | 477.0662 | 390.6979 | 530.061 | 482.4698 | 357.7902 | 399.7609 | 264.2827 | 333.5893 | 319.2898 | 353.3828 | 297.0124 | 275.506 | 275.0076 | 274.8157 | 274.6798 | 274.8405 | 275.1284 | 275.4774 | 276.106 | 276.8501 | 277.7791 | 279.026 | 280.5414 | 282.1498 | 283.8494 | 285.7345 | 287.7597 | 289.8699 | 292.0584 | 294.3183 | 296.6741 | 299.1888
LDCEU | Entertainment Center | 190.4767 | 197.7499 | 213 | 236.476 | 238.9085 | 269.8906 | 287.1757 | 311.988 | 319.4918 | 346.4635 | 370.6118 | 381.6594 | 403.9407 | 448.5681 | 490.9809 | 525.6631 | 598.4778 | 669.8015 | 757.2775 | 872.2874 | 962.2881 | 1047.206 | 1142.975 | 1192.026 | 1210.166 | 1251.237 | 1230.879 | 1164.847 | 1132.156 | 1090.262 | 1036.465 | 991.6829 | 951.958 | 915.7558 | 878.1797 | 844.2408 | 811.3265 | 776.3449 | 740.6897 | 705.5012 | 671.8472 | 638.2094 | 598.5104 | 571.4123 | 558.7465 | 553.5884 | 552.1305 | 553.3977 | 556.6069 | 561.0746
LDCEU | Other Non-Substitutables | 693.3159 | 645.6755 | 683.2831 | 745.494 | 695.9525 | 781.8119 | 727.1677 | 801.1378 | 759.3116 | 767.8153 | 813.6677 | 810.5244 | 774.5029 | 807.8398 | 822.0267 | 782.7639 | 831.5204 | 836.6898 | 859.4233 | 889.7151 | 918.2335 | 966.4377 | 1026.919 | 985.9843 | 882.088 | 895.1119 | 831.8109 | 834.4368 | 864.0966 | 889.9255 | 900.2513 | 911.2218 | 921.9786 | 933.3599 | 944.6936 | 955.5223 | 967.0162 | 978.4816 | 990.2903 | 1003.043 | 1016.324 | 1029.633 | 1042.993 | 1056.763 | 1070.796 | 1084.872 | 1099.005 | 1113.165 | 1127.468 | 1142.175
LDCEU | Water Heating Over 55 | 21.2906 | 23.034 | 25.7493 | 29.2089 | 29.9871 | 34.2072 | 35.6889 | 38.4887 | 38.8477 | 41.6337 | 44.2804 | 45.378 | 45.4755 | 48.0441 | 49.3868 | 49.3788 | 53.0727 | 54.9449 | 56.6574 | 58.4249 | 58.5812 | 61.2048 | 64.9055 | 64.7254 | 63.21 | 64.4909 | 64.101 | 64.6951 | 67.396 | 67.6575 | 66.6423 | 65.6588 | 64.6862 | 63.737 | 62.8107 | 61.8956 | 61.0052 | 60.1249 | 59.2638 | 58.4332 | 57.6239 | 56.8281 | 56.0483 | 55.2926 | 54.5552 | 53.8344 | 53.131 | 52.4406 | 51.7679 | 51.1184
Idaho Commercial Loads (GWh) | Modeled values | 1986 | 1987 | 1988 | 1989 | 1990 | 1991 | 1992 | 1993 | 1994 | 1995 | 1996 | 1997 | 1998 | 1999 | 2000 | 2001 | 2002 | 2003 | 2004 | 2005 | 2006 | 2007 | 2008 | 2009 | 2010 | 2011 | 2012 | 2013 | 2014 | 2015 | 2016 | 2017 | 2018 | 2019 | 2020 | 2021 | 2022 | 2023 | 2024 | 2025 | 2026 | 2027 | 2028 | 2029 | 2030 | 2031 | 2032 | 2033 | 2034 | 2035
LDCEU | Total | 4952.686 | 5162.518 | 5483.706 | 5628.225 | 6124.594 | 5747.009 | 6399.339 | 5878.764 | 6717.137 | 6258.133 | 7062.371 | 6961.326 | 6878.729 | 7351.051 | 8060.877 | 7470.538 | 8249.769 | 6077.533 | 6048.708 | 6380.099 | 6297.457 | 6330.765 | 6519.427 | 6306.738 | 5972.042 | 6029.673 | 5837.457 | 5827.308 | 6022.519 | 6157.767 | 6189.746 | 6109.125 | 6046.662 | 5990.955 | 5888.772 | 5791.023 | 5708.749 | 5619.212 | 5535.437 | 5464.735 | 5410.509 | 5376.331 | 5372.163 | 5410.075 | 5486.196 | 5579.186 | 5697.626 | 5791.815 | 5887.555 | 5993.902
LDCEU | Space Heating | 352.9681 | 351.8001 | 381.5832 | 422.3138 | 426.0638 | 416.0872 | 420.6464 | 486.1407 | 449.9938 | 432.5867 | 501.062 | 482.4053 | 446.4944 | 505.8454 | 544.8163 | 500.8682 | 578.3076 | 393.2861 | 429.8932 | 467.6401 | 445.7363 | 453.3979 | 504.0685 | 477.1497 | 465.6448 | 462.5825 | 417.9806 | 419.4955 | 435.8136 | 446.9975 | 443.9634 | 438.2607 | 431.3695 | 424.4438 | 412.3255 | 399.2497 | 387.0723 | 373.3582 | 359.9435 | 347.7629 | 337.2754 | 326.5917 | 312.6798 | 307.4302 | 309.2329 | 314.078 | 321.7664 | 327.241 | 332.7999 | 339.1183
LDCEU | Water Heating | 119.9323 | 125.1429 | 128.876 | 132.1319 | 141.7572 | 134.7705 | 151.6099 | 144.2415 | 153.7954 | 150.7817 | 166.3187 | 163.455 | 155.316 | 170.7395 | 181.9678 | 165.738 | 184.8866 | 142.0856 | 146.1438 | 154.6217 | 145.3172 | 147.375 | 162.7714 | 155.1012 | 156.2483 | 151.0274 | 136.8318 | 139.2413 | 146.8158 | 151.0145 | 152.4683 | 153.5073 | 154.6748 | 156.4614 | 155.9029 | 155.4747 | 155.8439 | 156.1341 | 156.6009 | 157.6284 | 158.7892 | 159.8535 | 160.7543 | 162.1983 | 163.9275 | 165.6597 | 168.2657 | 169.8056 | 171.4757 | 173.5627
LDCEU | Other Substitutables | 93.8261 | 104.7121 | 109.2253 | 113.6241 | 122.4705 | 115.7536 | 131.3531 | 125.9629 | 135.1599 | 134.1506 | 148.6161 | 147.6402 | 143.4085 | 161.5567 | 173.1005 | 158.3612 | 174.7315 | 133.2791 | 135.4711 | 142.7841 | 132.2355 | 134.65 | 148.8217 | 142.7048 | 142.4913 | 139.3513 | 126.818 | 126.938 | 131.0275 | 133.7061 | 133.5993 | 131.5457 | 128.9708 | 126.3677 | 123.528 | 120.418 | 116.9864 | 113.2047 | 109.1247 | 104.6333 | 99.6909 | 94.0314 | 86.0887 | 80.0485 | 76.3376 | 74.1576 | 72.0318 | 70.2331 | 68.3383 | 67.7786
LDCEU | Refrigeration | 772.34 | 869.1782 | 911.5872 | 949.2304 | 1020.335 | 964.0976 | 1093.87 | 1051.749 | 1126.391 | 1112.401 | 1231.437 | 1221.514 | 1188.875 | 1339.053 | 1438.79 | 1317.093 | 1457.469 | 1114.06 | 1134.82 | 1192.482 | 1113.26 | 1128.066 | 1244.003 | 1188.106 | 1204.298 | 1159.629 | 1053.734 | 1023.405 | 1027.078 | 1021.477 | 995.5919 | 952.1398 | 910.5978 | 872.7079 | 836.4595 | 804.4171 | 776.1303 | 750.6606 | 728.885 | 709.493 | 692.869 | 678.7542 | 668.4697 | 660.0252 | 653.7085 | 648.4127 | 644.2305 | 640.8481 | 638.1507 | 635.7906
LDCEU | Lighting | 1247.41 | 1305.651 | 1355.933 | 1397.713 | 1496.51 | 1422.542 | 1605.919 | 1533.702 | 1637.741 | 1603.837 | 1769.331 | 1744.416 | 1676.284 | 1862.168 | 1998.351 | 1826.567 | 2039.22 | 1138.725 | 1171.463 | 1239.796 | 1212.347 | 1223.538 | 1298.674 | 1246.934 | 1186.123 | 1196.579 | 1126.625 | 1125.268 | 1163.531 | 1189.683 | 1198.236 | 1155.859 | 1125.745 | 1093.328 | 1049.166 | 1003.641 | 960.2122 | 917.0714 | 874.3461 | 836.7183 | 806.0505 | 780.8211 | 752.6147 | 736.9286 | 733.6622 | 738.5937 | 745.9951 | 750.629 | 754.8843 | 758.8073
LDCEU | Air Conditioning | 1211.843 | 1203.852 | 1347.465 | 1328.837 | 1546.173 | 1390.344 | 1526.826 | 1134.092 | 1719.175 | 1367.838 | 1641.487 | 1622.192 | 1756.486 | 1642.087 | 1929.518 | 1863.246 | 1982.835 | 1745.014 | 1578.125 | 1650.447 | 1690.877 | 1686.48 | 1631.925 | 1603.018 | 1448.785 | 1508.823 | 1547.367 | 1545.368 | 1597.402 | 1635.189 | 1646.461 | 1653.977 | 1662.696 | 1675.989 | 1680.98 | 1688.861 | 1703.056 | 1717.075 | 1735.074 | 1759.551 | 1789.202 | 1821.362 | 1854.112 | 1896.872 | 1947.766 | 2001.379 | 2065.353 | 2121.446 | 2179.263 | 2242.706
LDCEU | Other Non-Substitutables | 1154.366 | 1202.182 | 1249.036 | 1284.375 | 1371.284 | 1303.414 | 1469.115 | 1402.876 | 1494.881 | 1456.538 | 1604.119 | 1579.704 | 1511.864 | 1669.602 | 1794.333 | 1638.665 | 1832.319 | 1411.083 | 1452.793 | 1532.327 | 1557.684 | 1557.258 | 1529.163 | 1493.724 | 1368.452 | 1411.68 | 1428.1 | 1447.592 | 1520.851 | 1579.699 | 1619.426 | 1623.836 | 1632.608 | 1641.657 | 1630.409 | 1618.962 | 1609.447 | 1591.708 | 1571.464 | 1548.948 | 1526.632 | 1514.917 | 1537.444 | 1566.572 | 1601.562 | 1636.905 | 1679.983 | 1711.613 | 1742.643 | 1776.139
Idaho Industrial Loads (GWh) | Modeled values | 1986 | 1987 | 1988 | 1989 | 1990 | 1991 | 1992 | 1993 | 1994 | 1995 | 1996 | 1997 | 1998 | 1999 | 2000 | 2001 | 2002 | 2003 | 2004 | 2005 | 2006 | 2007 | 2008 | 2009 | 2010 | 2011 | 2012 | 2013 | 2014 | 2015 | 2016 | 2017 | 2018 | 2019 | 2020 | 2021 | 2022 | 2023 | 2024 | 2025 | 2026 | 2027 | 2028 | 2029 | 2030 | 2031 | 2032 | 2033 | 2034 | 2035
LDCEU | Total | 6269.542 | 6714.356 | 7184.74 | 7584.326 | 7345.005 | 7217.338 | 7916.477 | 7417.51 | 7943.707 | 8201.101 | 9385.071 | 9698.935 | 9234.129 | 9159.472 | 8397.132 | 7548.984 | 6919.006 | 9191.537 | 9481.477 | 8891.758 | 8857.647 | 9501.001 | 9470.479 | 8357.375 | 8963.272 | 9223.687 | 9449.239 | 6902.441 | 6619.904 | 6750.602 | 6693.949 | 6635.699 | 6573.794 | 6503.972 | 6444.495 | 6392.289 | 6343.382 | 6297.474 | 6256.284 | 6219.004 | 6185.649 | 6154.074 | 6115.341 | 6096.25 | 6092.165 | 6093.596 | 6100.673 | 6107.886 | 6115.831 | 6124.913
LDCEU | Process Heat | 203.9335 | 216.7324 | 260.1948 | 289.5034 | 260.2264 | 271.8608 | 275.6373 | 343.3962 | 309.8093 | 447.8729 | 546.4356 | 567.5609 | 576.8578 | 547.9771 | 464.2201 | 323.9642 | 254.0002 | 493.9057 | 521.4803 | 553.8759 | 557.9233 | 563.5709 | 608.9954 | 533.8403 | 609.1754 | 630.4243 | 606.6395 | 468.9376 | 399.7747 | 408.4689 | 394.3126 | 379.6663 | 364.6917 | 348.3332 | 330.0569 | 310.4519 | 290.7955 | 271.8923 | 254.8495 | 239.9008 | 227.655 | 217.2608 | 206.161 | 201.1496 | 200.3386 | 199.7028 | 200.7042 | 201.7196 | 202.6211 | 203.3571
LDCEU | Motors | 4949.895 | 5276.775 | 5520.7 | 5743.587 | 5662.892 | 5495.256 | 6131.636 | 5364.788 | 6016.511 | 5731.947 | 6421.283 | 6620.441 | 6148.394 | 6190.775 | 5808.463 | 5613.788 | 5322.939 | 6494.004 | 6674.657 | 5961.562 | 5926.487 | 6446.941 | 6255.686 | 5492.171 | 5740.704 | 5887.282 | 6235.144 | 4569.91 | 4429.303 | 4517.156 | 4491.789 | 4461.87 | 4425.728 | 4382.406 | 4351.227 | 4327.626 | 4305.584 | 4284.357 | 4264.603 | 4245.706 | 4227.422 | 4208.565 | 4183.42 | 4170.192 | 4166.876 | 4168.875 | 4173.903 | 4179.358 | 4185.598 | 4192.927
LDCEU | Other Subs | 529.9918 | 585.2198 | 667.2897 | 745.5127 | 657.0165 | 673.9006 | 686.4013 | 850.6375 | 740.329 | 1052.501 | 1293.937 | 1342.71 | 1368.463 | 1300.088 | 1103.284 | 769.6631 | 605.0057 | 1175.084 | 1242.551 | 1320.59 | 1342.501 | 1396.034 | 1445.484 | 1274.656 | 1500.268 | 1548.851 | 1488.447 | 1003.363 | 951.5693 | 968.2373 | 966.4725 | 964.6888 | 962.9666 | 961.2767 | 959.6907 | 958.0941 | 956.576 | 955.0505 | 953.6059 | 952.2268 | 950.8011 | 949.4175 | 948.0916 | 946.9141 | 945.6935 | 944.5217 | 943.4272 | 942.1655 | 940.9483 | 939.8672
LDCEU | Miscellaneous | 585.7225 | 635.6288 | 736.5555 | 805.7227 | 764.8704 | 776.3207 | 822.8017 | 858.6893 | 877.0577 | 968.7794 | 1123.415 | 1168.222 | 1140.415 | 1120.632 | 1021.164 | 841.5685 | 737.0607 | 1028.543 | 1042.788 | 1055.731 | 1030.736 | 1094.455 | 1160.314 | 1056.707 | 1113.126 | 1157.129 | 1119.01 | 860.2303 | 839.257 | 856.74 | 841.3748 | 829.4737 | 820.408 | 811.9553 | 803.5203 | 796.1158 | 790.4263 | 786.1737 | 783.2264 | 781.1707 | 779.771 | 778.8309 | 777.6684 | 777.9931 | 779.2568 | 780.4968 | 782.6389 | 784.6426 | 786.6632 | 788.7607
Idaho Transportation Loads (GWh) | Modeled values | 1986 | 1987 | 1988 | 1989 | 1990 | 1991 | 1992 | 1993 | 1994 | 1995 | 1996 | 1997 | 1998 | 1999 | 2000 | 2001 | 2002 | 2003 | 2004 | 2005 | 2006 | 2007 | 2008 | 2009 | 2010 | 2011 | 2012 | 2013 | 2014 | 2015 | 2016 | 2017 | 2018 | 2019 | 2020 | 2021 | 2022 | 2023 | 2024 | 2025 | 2026 | 2027 | 2028 | 2029 | 2030 | 2031 | 2032 | 2033 | 2034 | 2035
LDCECC | Transportation | 0 | 0 | 0 | 0 | 0 | 0 | 0 | 0 | 0 | 0 | 0 | 0 | 0 | 0 | 0 | 0 | 0 | 0 | 0 | 0 | 0 | 0 | 0 | 0 | 0 | 0 | 0 | 0 | 8.6124 | 13.4222 | 21.438 | 32.2343 | 45.4253 | 60.9032 | 78.4551 | 97.865 | 118.7954 | 141.0108 | 164.3521 | 188.8398 | 214.3959 | 239.7249 | 264.5036 | 288.4823 | 311.2358 | 324.2076 | 341.6619 | 356.5912 | 371.2947 | 381.6454
Idaho Streetlighting Loads (GWh) | Modeled values | 1986 | 1987 | 1988 | 1989 | 1990 | 1991 | 1992 | 1993 | 1994 | 1995 | 1996 | 1997 | 1998 | 1999 | 2000 | 2001 | 2002 | 2003 | 2004 | 2005 | 2006 | 2007 | 2008 | 2009 | 2010 | 2011 | 2012 | 2013 | 2014 | 2015 | 2016 | 2017 | 2018 | 2019 | 2020 | 2021 | 2022 | 2023 | 2024 | 2025 | 2026 | 2027 | 2028 | 2029 | 2030 | 2031 | 2032 | 2033 | 2034 | 2035
LDCECC | Streetlighting | 309.5406 | 306.6392 | 303.4037 | 309.0476 | 299.7704 | 313.0233 | 319.0455 | 329.3703 | 333.2936 | 347.0502 | 357.0499 | 351.9764 | 350.1965 | 354.6366 | 367.2313 | 367.5743 | 381.313 | 383.5488 | 380.479 | 377.3742 | 363.6089 | 356.574 | 370.0547 | 365.1829 | 360.4262 | 358.8487 | 344.0608 | 346.8665 | 349.6964 | 352.4903 | 355.2427 | 357.899 | 360.5429 | 363.1138 | 365.618 | 368.0783 | 370.5312 | 372.8503 | 375.1026 | 377.3475 | 379.4881 | 381.5916 | 383.6288 | 385.6382 | 387.5144 | 389.413 | 391.2852 | 393.0536 | 394.8156 | 396.5522
Idaho Electricity Sales (GWh/Yr) |  | 1986 | 1987 | 1988 | 1989 | 1990 | 1991 | 1992 | 1993 | 1994 | 1995 | 1996 | 1997 | 1998 | 1999 | 2000 | 2001 | 2002 | 2003 | 2004 | 2005 | 2006 | 2007 | 2008 | 2009 | 2010 | 2011 | 2012 | 2013 | 2014 | 2015 | 2016 | 2017 | 2018 | 2019 | 2020 | 2021 | 2022 | 2023 | 2024 | 2025 | 2026 | 2027 | 2028 | 2029 | 2030 | 2031 | 2032 | 2033 | 2034 | 2035
SaEC | Total | 14884.79 | 15237.28 | 16183.89 | 16707.55 | 17287 | 16935.39 | 17872.33 | 17422.19 | 18697.77 | 18379.41 | 20274.12 | 20872.22 | 20559.15 | 21211.44 | 21506.31 | 20151.32 | 19935.61 | 19956.64 | 20470.57 | 20587.08 | 21571.01 | 22844.37 | 22798.44 | 21984.32 | 22135.48 | 22867.08 | 23615.29 | 21171.48 | 21267.31 | 21548.03 | 21498.37 | 21348.87 | 21215.5 | 21073.04 | 20889.72 | 20717.21 | 20566.98 | 20409.46 | 20256.91 | 20125.2 | 20017.93 | 19916.93 | 19836.75 | 19871.19 | 20023.54 | 20213.1 | 20445.44 | 20661.59 | 20888.41 | 21127.71
SaEC | Single Family | 4458.547 | 4290.418 | 4460.922 | 4627.989 | 4567.466 | 4787.333 | 4617.732 | 5011.352 | 5014.75 | 4937.378 | 5150.285 | 5212.409 | 5225.003 | 5320.628 | 5482.108 | 5449.354 | 5559.647 | 5623.42 | 5790.78 | 5989.617 | 6362.015 | 6679.08 | 6824.688 | 6844.892 | 6518.144 | 6723.631 | 6711.094 | 6740.661 | 6860.888 | 6855.31 | 6819.483 | 6793.213 | 6765.186 | 6733.92 | 6698.454 | 6663.36 | 6630.76 | 6594.005 | 6552.828 | 6514.046 | 6479.514 | 6433.543 | 6393.145 | 6395.31 | 6442.125 | 6506.638 | 6575.916 | 6652.421 | 6734.469 | 6820.333
SaEC | Multi Family | 353.3849 | 344.7091 | 362.2685 | 389.466 | 385.3704 | 412.2104 | 402.9004 | 421.6024 | 412.4204 | 422.422 | 442.8869 | 448.4211 | 442.4094 | 462.5418 | 473.8969 | 473.446 | 493.1571 | 489.4108 | 514.2436 | 536.0975 | 561.0944 | 589.3855 | 616.3792 | 615.8154 | 593.0722 | 613.7513 | 600.0412 | 608.2898 | 632.3355 | 648.8154 | 656.1729 | 663.3331 | 669.8973 | 674.8951 | 677.5599 | 676.7654 | 675.2455 | 671.7473 | 667.0074 | 662.2093 | 655.7941 | 646.8564 | 636.1469 | 630.7518 | 633.6813 | 639.9258 | 647.3387 | 655.9209 | 665.4031 | 675.4295
SaEC | Other Family | 570.3454 | 552.5978 | 584.3865 | 619.8988 | 616.6532 | 665.5212 | 655.3513 | 737.7031 | 772.3863 | 808.3224 | 881.5151 | 929.5092 | 952.4263 | 1002.529 | 1035.941 | 1023.595 | 1047.507 | 1029.093 | 1057.761 | 1083.555 | 1138.523 | 1059.226 | 1087.81 | 1084.248 | 1026.882 | 1056.284 | 1047.083 | 1046.111 | 1059.193 | 1048.482 | 1026.708 | 1005.151 | 984.4645 | 957.395 | 929.9135 | 902.0892 | 875.0444 | 848.9894 | 822.4452 | 796.7023 | 770.5724 | 743.3786 | 711.1399 | 686.0324 | 672.6985 | 662.5239 | 654.4879 | 646.9662 | 641.1711 | 636.9496
SaEC | Large Office | 172.9484 | 174.9707 | 190.4455 | 196.7175 | 229.2204 | 212.4854 | 237.0164 | 213.4232 | 264.5076 | 240.7092 | 276.0551 | 285.5803 | 295.3693 | 317.9367 | 376.143 | 355.4513 | 381.2426 | 288.9507 | 292.878 | 321.4333 | 352.5323 | 361.4927 | 340.7486 | 336.189 | 316.9289 | 330.7134 | 352.0021 | 356.5784 | 376.0496 | 391.895 | 402.1265 | 398.5275 | 396.4212 | 399.3632 | 395.0977 | 387.179 | 385.4561 | 379.6791 | 371.7325 | 369.5732 | 366.1861 | 362.5977 | 361.0461 | 367.8151 | 379.5266 | 392.1749 | 415.0268 | 424.0894 | 433.7526 | 450.2324
SaEC | Medium Office | 57.4736 | 74.5897 | 80.9203 | 83.646 | 97.2743 | 90.2696 | 100.9379 | 91.1489 | 112.2509 | 102.6964 | 117.4971 | 121.5709 | 125.381 | 135.4924 | 159.8769 | 150.8793 | 161.9578 | 121.8933 | 123.857 | 135.9162 | 148.9073 | 153.0871 | 145.1544 | 143.1206 | 133.8003 | 140.6828 | 149.0491 | 153.6499 | 166.1024 | 176.7665 | 186.484 | 187.3548 | 188.6928 | 194.2978 | 194.6018 | 192.5171 | 195.5363 | 195.4669 | 193.7819 | 196.5947 | 198.3015 | 199.1037 | 200.5385 | 207.0437 | 216.0957 | 225.1736 | 241.9604 | 247.8742 | 254.1684 | 265.6318
SaEC | Small Office | 73.007 | 78.1946 | 84.9062 | 87.6612 | 102.1102 | 94.6952 | 105.8617 | 95.4279 | 117.8488 | 107.5909 | 123.1829 | 127.4619 | 131.5944 | 142.0574 | 167.7315 | 158.2943 | 169.8417 | 126.6412 | 128.4877 | 140.931 | 153.1044 | 157.8002 | 152.4675 | 149.7121 | 140.7856 | 147.64 | 153.7879 | 154.7234 | 161.5777 | 166.935 | 169.2947 | 166.5004 | 164.5568 | 164.0093 | 161.1718 | 157.1722 | 154.9498 | 151.5612 | 147.5786 | 145.3854 | 142.9374 | 140.7603 | 139.4837 | 140.9964 | 144.3241 | 148.1781 | 154.8957 | 157.7526 | 160.7826 | 165.7207
SaEC | Big Box-Retail | 109.5545 | 185.4924 | 198.3001 | 205.2462 | 231.9461 | 213.7163 | 242.9953 | 229.7186 | 255.6858 | 248.4174 | 276.7878 | 281.7702 | 282.6495 | 321.864 | 351.993 | 323.1243 | 347.0399 | 254.9531 | 263.2766 | 285.6004 | 294.1113 | 303.0426 | 318.3497 | 310.2157 | 316.8598 | 310.3782 | 297.711 | 293.0991 | 297.3286 | 299.2718 | 294.4798 | 283.7394 | 274.5662 | 265.7622 | 256.0735 | 246.1033 | 236.673 | 227.3377 | 219.0849 | 212.1769 | 205.186 | 199.4854 | 195.2715 | 192.9278 | 192.4851 | 192.896 | 193.0526 | 193.5992 | 194.2969 | 194.5256
SaEC | Small Box-Retail | 151.9343 | 146.8347 | 159.8769 | 164.449 | 188.8921 | 172.1864 | 193.9332 | 175.9379 | 209.027 | 194.4021 | 220.7796 | 224.7069 | 231.1547 | 254.4256 | 283.4994 | 263.5404 | 280.5393 | 200.5862 | 200.8792 | 217.4904 | 224.6729 | 232.3134 | 244.8222 | 238.6893 | 238.7373 | 238.0729 | 228.1918 | 226.371 | 231.4008 | 234.6333 | 232.5186 | 224.8737 | 219.2295 | 213.1694 | 206.195 | 198.4702 | 190.4775 | 182.337 | 174.3908 | 166.9958 | 159.8064 | 154.0885 | 149.8683 | 147.7539 | 147.7638 | 148.9581 | 149.9183 | 151.3795 | 152.8281 | 153.959
SaEC | High End-Retail | 43.4056 | 41.9402 | 45.7796 | 46.9519 | 54.2204 | 49.2673 | 55.51 | 49.6483 | 60.0821 | 55.3341 | 63.0129 | 64.1852 | 66.4713 | 72.5674 | 81.1547 | 75.6155 | 80.3048 | 57.8546 | 57.4443 | 62.1227 | 68.2351 | 69.6444 | 66.1823 | 66.1167 | 61.3511 | 64.4094 | 67.9997 | 68.0254 | 69.9532 | 71.3792 | 71.5225 | 69.9952 | 69.057 | 68.0673 | 66.4388 | 64.4512 | 62.4415 | 60.1896 | 58.2182 | 56.6984 | 54.9502 | 53.5651 | 52.4756 | 52.0897 | 52.4507 | 53.0803 | 53.5575 | 54.1117 | 54.7001 | 54.9656
SaEC | Anchor-Retail | 94.7538 | 83.939 | 93.0539 | 94.959 | 111.0199 | 100.0879 | 111.8406 | 96.5123 | 123.4467 | 109.6424 | 126.905 | 129.279 | 136.6647 | 144.9883 | 164.83 | 155.1876 | 163.5111 | 122.8312 | 119.3142 | 128.8044 | 139.7725 | 142.9168 | 138.3991 | 137.5792 | 130.1849 | 134.7354 | 139.7339 | 139.1236 | 142.6438 | 145.0662 | 144.3148 | 140.8873 | 138.486 | 135.9274 | 132.6749 | 128.9632 | 125.1577 | 121.1886 | 117.5242 | 114.3641 | 111.1979 | 108.7942 | 106.9996 | 106.5357 | 107.3664 | 108.8139 | 110.1114 | 111.6517 | 113.2295 | 114.5213
SaEC | K-12 | 205.041 | 207.3564 | 216.8523 | 217.6729 | 245.2521 | 232.2978 | 255.2462 | 238.6284 | 267.3798 | 250.8206 | 277.6377 | 278.898 | 265.7679 | 285.3165 | 302.374 | 277.0516 | 300.2345 | 209.9062 | 212.5439 | 224.6935 | 238.4372 | 244.9027 | 244.5925 | 242.2311 | 230.5806 | 235.7194 | 242.0575 | 240.9733 | 246.6365 | 250.0031 | 247.3094 | 242.5559 | 237.9869 | 233.316 | 227.9917 | 222.8075 | 217.5321 | 213.0824 | 209.052 | 205.3747 | 202.1452 | 199.8803 | 197.6378 | 197.048 | 198.2438 | 199.7493 | 201.4754 | 204.0528 | 206.9051 | 209.3927
SaEC | University | 271.5123 | 272.7726 | 288.8628 | 284.5545 | 329.5135 | 307.1219 | 339.6249 | 293.6987 | 362.1043 | 324.619 | 364.0387 | 366.8816 | 361.0786 | 371.6882 | 401.7878 | 372.714 | 399.5897 | 308.0012 | 299.5604 | 309.8843 | 318.8318 | 333.2451 | 321.9912 | 325.7955 | 311.472 | 318.4503 | 337.5953 | 336.0084 | 345.0105 | 350.7849 | 348.9556 | 344.2712 | 340.6284 | 336.7849 | 332.6275 | 328.8965 | 325.9184 | 325.7079 | 327.7712 | 330.9987 | 334.2207 | 337.7968 | 343.5615 | 351.1026 | 358.6255 | 365.5655 | 374.1363 | 383.8313 | 394.0377 | 402.9605
SaEC | Warehouse | 141.8523 | 148.5346 | 154.4549 | 156.6823 | 174.1207 | 166.1489 | 184.7011 | 171.2485 | 187.1043 | 178.1067 | 196.7761 | 195.7503 | 193.8159 | 220.6331 | 239.7421 | 221.102 | 238.4525 | 152.5791 | 156.6237 | 168.4973 | 175.8497 | 182.3592 | 183.4935 | 182.2144 | 171.641 | 181.8992 | 184.4494 | 183.2343 | 189.3405 | 196.0146 | 198.6675 | 194.9366 | 191.2949 | 187.609 | 181.7608 | 175.3943 | 170.4865 | 166.1436 | 160.4352 | 153.5089 | 148.6547 | 143.2803 | 139.4981 | 138.5865 | 137.7449 | 140.5311 | 142.3188 | 143.6351 | 145.6249 | 146.5685
SaEC | Supermarket | 453.3705 | 427.9015 | 461.1665 | 475.5568 | 541.2954 | 496.1313 | 561.4302 | 520.3106 | 596.7468 | 567.8195 | 637.8371 | 649.0328 | 658.4701 | 737.5439 | 813.2474 | 750.8206 | 784.2907 | 571.3951 | 564.9766 | 588.4336 | 568.9039 | 596.5668 | 636.3409 | 628.142 | 644.9313 | 634.8165 | 614.4981 | 602.2616 | 609.4531 | 611.2807 | 600.4171 | 581.2591 | 563.6935 | 547.3541 | 532.0927 | 517.7208 | 504.4869 | 492.3161 | 481.0679 | 470.7176 | 461.2454 | 452.863 | 445.1289 | 439.5108 | 436.1653 | 434.412 | 432.9145 | 432.2258 | 431.7588 | 431.882
SaEC | MiniMart | 144.2849 | 221.0434 | 237.2802 | 244.6952 | 277.9308 | 255.1582 | 289.6249 | 269.6659 | 306.272 | 293.7867 | 328.7222 | 334.5545 | 337.9836 | 380.803 | 418.4349 | 385.3459 | 403.0481 | 297.2743 | 295.3986 | 307.5744 | 296.8892 | 311.1364 | 334.1586 | 328.6816 | 340.481 | 335.0571 | 320.9367 | 314.6012 | 317.9779 | 318.6985 | 312.9741 | 302.6405 | 292.8907 | 283.9435 | 275.6821 | 267.8857 | 260.6352 | 253.9051 | 247.7542 | 242.0676 | 236.729 | 231.8176 | 227.1675 | 223.6858 | 221.36 | 219.8458 | 218.5505 | 217.6463 | 216.8851 | 216.4823
SaEC | Restaurant | 125.3224 | 126.7585 | 133.2943 | 132.8546 | 150.6155 | 136.7233 | 152.374 | 133.4408 | 156.5358 | 144.7245 | 161.1078 | 168.1125 | 167.204 | 177.7843 | 200.3517 | 183.9977 | 199.9121 | 157.0047 | 161.3423 | 186.3378 | 181.7752 | 191.2276 | 210.124 | 204.2535 | 207.0688 | 207.5155 | 195.6535 | 193.1128 | 197.0674 | 198.4697 | 194.9538 | 188.6022 | 182.6817 | 176.8411 | 171.0584 | 165.2647 | 159.5701 | 154.0519 | 148.6836 | 143.4789 | 138.5361 | 134.1201 | 129.7655 | 126.7577 | 125.3711 | 124.9428 | 124.6391 | 124.7133 | 124.8618 | 125.4118
SaEC | Lodging | 418.9332 | 427.0809 | 453.1946 | 451.2017 | 516.5591 | 468.4349 | 506.653 | 455.2169 | 521.2192 | 470.721 | 541.2661 | 529.4842 | 510.4044 | 527.0516 | 565.7972 | 511.8406 | 536.9578 | 386.694 | 381.9754 | 404.8311 | 417.0954 | 433.3087 | 435.4653 | 430.7099 | 420.8755 | 431.3348 | 434.464 | 432.7419 | 446.5146 | 453.4424 | 447.6182 | 438.1338 | 429.6737 | 421.0068 | 412.0317 | 402.5836 | 393.0063 | 383.5432 | 374.1748 | 365.1099 | 356.4672 | 348.925 | 342.8501 | 339.1944 | 338.801 | 339.8598 | 340.7835 | 342.3024 | 344.2302 | 345.9384
SaEC | Hospital | 184.4373 | 189.5663 | 196.9812 | 195.9261 | 215.973 | 199.1207 | 226.8757 | 207.6495 | 232.2685 | 217.9074 | 242.9074 | 243.2591 | 237.2509 | 251.8171 | 275.8206 | 252.4326 | 268.1125 | 193.5522 | 197.8605 | 211.4422 | 217.3895 | 222.6389 | 224.1935 | 236.6888 | 218.7361 | 225.3322 | 227.575 | 233.4141 | 251.6452 | 266.5776 | 281.0212 | 290.2643 | 300.2649 | 308.272 | 309.4735 | 310.9662 | 311.9361 | 312.614 | 312.8496 | 313.0996 | 314.2016 | 318.0371 | 325.0579 | 332.7482 | 340.9825 | 350.1247 | 359.7731 | 369.2032 | 377.434 | 386.2287
SaEC | OtherHealth | 503.3118 | 506.1841 | 532.2098 | 526.8171 | 583.8804 | 530.2169 | 584.5545 | 515.973 | 594.6366 | 529.9824 | 591.442 | 584.5838 | 573.0071 | 588.4232 | 643.5228 | 587.8663 | 618.4642 | 456.4478 | 455.3048 | 481.5728 | 513.106 | 528.5038 | 502.6972 | 500.631 | 461.197 | 489.7942 | 534.4828 | 532.7737 | 549.0351 | 561.5479 | 563.8237 | 561.6348 | 560.0417 | 557.4258 | 550.5775 | 543.7899 | 536.4704 | 528.6755 | 520.7205 | 513.1293 | 505.9428 | 501.1396 | 499.1055 | 499.4473 | 502.0053 | 506.201 | 510.8146 | 516.0812 | 520.7933 | 525.8428
SaEC | Assembly | 316.2075 | 321.3658 | 344.871 | 347.3622 | 385.4044 | 352.6671 | 388.6577 | 356.1548 | 397.1571 | 360.7269 | 398.857 | 397.6553 | 390.8851 | 420.5158 | 462.0164 | 421.9519 | 447.333 | 328.5463 | 342.0281 | 358.2391 | 379.1972 | 383.1373 | 387.944 | 379.0562 | 370.979 | 378.1533 | 388.8386 | 397.137 | 417.7162 | 432.2918 | 437.8401 | 435.8051 | 434.7919 | 435.2973 | 434.3152 | 432.358 | 424.1523 | 416.023 | 413.5697 | 412.4119 | 412.1451 | 415.3403 | 424.3036 | 435.0681 | 450.7976 | 468.6037 | 485.9686 | 506.0109 | 525.5103 | 545.7143
SaEC | Other | 613.8043 | 623.769 | 683.1184 | 694.9003 | 776.6998 | 714.9766 | 795.2227 | 740.6506 | 834.7303 | 763.306 | 854.6307 | 861.313 | 859.0856 | 936.8698 | 1045.428 | 963.8628 | 1028.664 | 740.5334 | 729.3962 | 757.174 | 793.2681 | 829.7174 | 799.3043 | 799.5665 | 748.5541 | 785.2169 | 828.9855 | 835.6976 | 874.6308 | 903.3304 | 931.9635 | 941.8002 | 954.5984 | 963.9921 | 959.5142 | 968.4843 | 982.7948 | 993.6693 | 1004.364 | 1009.056 | 1026.563 | 1048.281 | 1074.39 | 1101.638 | 1134.441 | 1167.241 | 1203.456 | 1236.812 | 1270.703 | 1302.46
SaEC | Food & Tobacco | 475.1808 | 533.828 | 539.4711 | 566.3919 | 492.6208 | 521.9961 | 501.0138 | 565.7472 | 510.6643 | 636.106 | 792.7327 | 820.4162 | 843.8724 | 816.013 | 716.83 | 511.2041 | 400.268 | 722.571 | 766.3444 | 819.5861 | 855.3474 | 925.3199 | 857.4139 | 750.5034 | 902.657 | 936.8729 | 947.2905 | 787.8836 | 717.5142 | 754.2708 | 773.0228 | 792.3953 | 812.272 | 832.2141 | 852.0187 | 871.8784 | 892.0618 | 912.6784 | 933.8936 | 955.7019 | 978.1923 | 1001.197 | 1024.232 | 1048.529 | 1073.697 | 1098.927 | 1124.598 | 1150.348 | 1176.145 | 1201.974
SaEC | Textiles | 3.4897 | 2.4096 | 3.0238 | 7.436 | 9.7452 | 10.2429 | 4.8114 | 3.0082 | 2.3762 | 3.3711 | 4.0743 | 4.2994 | 4.4011 | 3.6552 | 3.1827 | 2.3002 | 1.7955 | 3.1718 | 3.3449 | 3.5451 | 3.5093 | 3.7507 | 3.4677 | 3.0609 | 3.6737 | 3.8223 | 3.8532 | 8.2501 | 7.8324 | 8.4879 | 8.964 | 9.4451 | 9.9308 | 10.4207 | 10.9145 | 11.4118 | 11.9124 | 12.4159 | 12.9223 | 13.4312 | 13.9425 | 14.4559 | 14.9714 | 15.4887 | 16.0078 | 16.5285 | 17.0507 | 17.5742 | 18.099 | 18.625
SaEC | Apparel | 5.2361 | 5.4224 | 6.0486 | 4.8348 | 3.9722 | 4.0263 | 6.6635 | 8.5954 | 7.1289 | 10.5953 | 12.2234 | 7.9853 | 8.1743 | 7.3104 | 6.8961 | 4.2174 | 3.2921 | 6.3438 | 6.69 | 7.6813 | 7.6042 | 8.1271 | 7.5118 | 6.6311 | 7.9589 | 8.2807 | 8.3475 | 6.7026 | 6.8463 | 7.2805 | 7.5824 | 7.8849 | 8.188 | 8.4915 | 8.7955 | 9.1 | 9.4048 | 9.7099 | 10.0154 | 10.3211 | 10.6253 | 10.872 | 11.1174 | 11.3618 | 11.6052 | 11.8477 | 12.0895 | 12.3308 | 12.5715 | 12.8119
SaEC | Lumber | 564.2596 | 568.989 | 620.1916 | 754.8481 | 727.9122 | 748.459 | 681.0383 | 805.945 | 709.1738 | 905.5079 | 1082.693 | 1202.524 | 1244.809 | 1213.241 | 1050.702 | 791.5496 | 629.8537 | 1087.728 | 1144.285 | 1215.829 | 1203.392 | 1285.469 | 1187.137 | 1047.517 | 1257.887 | 1308.847 | 1319.613 | 834.7506 | 880.475 | 877.3525 | 855.2053 | 833.1021 | 811.0103 | 788.7618 | 766.2861 | 743.6758 | 721.0549 | 698.4796 | 676.0289 | 653.71 | 631.5687 | 609.5433 | 587.4391 | 565.7768 | 544.3998 | 522.9771 | 501.6725 | 480.3398 | 458.9712 | 437.5638
SaEC | Furniture | 15.2414 | 14.9543 | 16.521 | 17.7136 | 15.9089 | 14.5558 | 17.7745 | 23.2826 | 27.5104 | 37.7402 | 43.9707 | 52.81 | 53.4531 | 50.6595 | 43.6809 | 30.7937 | 22.9436 | 41.3997 | 43.1573 | 44.7036 | 44.9544 | 48.5869 | 47.8943 | 42.7694 | 48.8873 | 50.9529 | 51.4945 | 41.0443 | 38.5448 | 43.4535 | 47.2325 | 51.0256 | 54.8271 | 58.6038 | 62.3421 | 65.9653 | 69.5063 | 73.088 | 76.7234 | 80.4113 | 84.1586 | 87.9507 | 91.7469 | 95.6495 | 99.6257 | 103.6078 | 107.6272 | 111.6536 | 115.6843 | 119.7178
SaEC | Paper | 222.4476 | 214.6997 | 190.0443 | 192.4151 | 243.4433 | 287.7627 | 273.726 | 296.4061 | 260.1624 | 303.5524 | 342.369 | 349.6381 | 360.0829 | 347.6867 | 312.5125 | 226.4317 | 182.0868 | 305.1783 | 326.0568 | 351.9749 | 353.9312 | 382.5536 | 377.4633 | 337.5376 | 385.5799 | 401.7316 | 405.8535 | 298.2928 | 271.3019 | 283.8164 | 286.5476 | 288.9079 | 291.6143 | 294.2376 | 296.5833 | 298.852 | 301.3199 | 304.104 | 307.3763 | 311.1385 | 315.4856 | 320.2564 | 324.9717 | 330.8701 | 337.5656 | 344.2541 | 351.3206 | 358.4064 | 365.4853 | 372.5442
SaEC | Printing | 58.3722 | 63.0112 | 63.9309 | 58.7547 | 60.6291 | 54.0833 | 53.8527 | 58.1391 | 50.543 | 66.2448 | 81.7513 | 108.2752 | 110.7845 | 106.8099 | 92.1016 | 64.0371 | 48.6575 | 90.905 | 96.8257 | 104.275 | 106.7131 | 117.0999 | 117.9091 | 101.9935 | 114.9441 | 120.3743 | 121.9391 | 46.1921 | 36.1901 | 38.2172 | 39.1831 | 40.1831 | 41.2093 | 42.2263 | 43.2188 | 44.2037 | 45.2047 | 46.2317 | 47.2993 | 48.4079 | 49.5657 | 50.7592 | 51.9486 | 53.2372 | 54.5928 | 55.9484 | 57.0831 | 57.741 | 58.3991 | 59.0577
SaEC | Chemicals | 0 | 0 | 0 | 0 | 0 | 0 | 0 | 0 | 0 | 0 | 0 | 0 | 0 | 0 | 0 | 0 | 0 | 0 | 0 | 0 | 0 | 0 | 0 | 0 | 0 | 0 | 0 | 0 | 0 | 0 | -5.4423 | -10.4342 | -15.0928 | -19.9404 | -25.2071 | -30.631 | -35.8571 | -40.731 | -45.0303 | -48.7473 | -51.7578 | -54.2592 | -56.8468 | -57.9697 | -58.1077 | -58.2642 | -57.9565 | -57.6316 | -57.3215 | -57.0418
SaEC | Petroleum Products | 0.2335 | 0.2455 | 0.5445 | 0.5958 | 0.2864 | 0.2953 | 0.5869 | 1.358 | 1.5731 | 2.3236 | 2.8046 | 2.9878 | 3.0552 | 2.9581 | 2.5768 | 1.8639 | 1.4552 | 2.5681 | 2.7085 | 2.8732 | 2.9839 | 3.1656 | 3.2018 | 2.8747 | 3.3291 | 3.4985 | 3.5397 | 1.7138 | 1.5625 | 1.6933 | -0.7483 | -2.9814 | -5.0605 | -7.2292 | -9.5946 | -12.0344 | -14.3828 | -16.5677 | -18.485 | -20.1311 | -21.4481 | -22.5278 | -23.6481 | -24.0852 | -24.0629 | -24.0494 | -23.8195 | -23.5817 | -23.3509 | -23.1345
SaEC | Rubber | 141.7262 | 136.9724 | 105.8766 | 96.7907 | 99.3611 | 115.4476 | 123.513 | 142.1915 | 153.7486 | 203.553 | 250.8008 | 281.6308 | 287.9778 | 279.81 | 240.7511 | 169.8053 | 129.1889 | 239.5164 | 257.1093 | 279.9326 | 290.8813 | 308.7003 | 312.2415 | 280.3144 | 324.5859 | 341.2862 | 345.6435 | 343.0822 | 302.373 | 331.2 | 351.8879 | 372.6722 | 393.5123 | 414.2049 | 434.663 | 454.9961 | 475.3506 | 495.7921 | 516.4133 | 537.2212 | 558.2685 | 579.4796 | 600.6193 | 622.3109 | 644.3651 | 666.3831 | 688.5605 | 710.7209 | 732.8535 | 754.9539
SaEC | Leather | 1.9024 | 1.9984 | 1.651 | 0.9009 | 1.1555 | 1.4934 | 0.8895 | 1.7133 | 1.2725 | 1.1737 | 1.4165 | 1.5123 | 1.5464 | 1.9965 | 1.7392 | 1.2579 | 0.9822 | 1.7332 | 1.8283 | 1.9406 | 2.0122 | 2.136 | 2.1747 | 1.9463 | 2.2555 | 2.3715 | 2.4006 | 0.9893 | 0.8837 | 0.9194 | 0.9381 | 0.9568 | 0.9757 | 0.9946 | 1.0136 | 1.0327 | 1.0518 | 1.0711 | 1.0904 | 1.1097 | 1.1291 | 1.1486 | 1.1681 | 1.1877 | 1.2073 | 1.227 | 1.2467 | 1.2665 | 1.2863 | 1.3062
SaEC | Stone, Clay, etc. | 149.4117 | 130.4926 | 167.7079 | 162.6725 | 163.9724 | 166.8441 | 168.8865 | 180.4379 | 189.1436 | 243.2269 | 288.3105 | 298.7515 | 301.8729 | 290.8153 | 248.9687 | 173.1459 | 131.0362 | 246.3831 | 257.1346 | 271.9577 | 281.9961 | 299.3685 | 304.7163 | 272.7961 | 316.0616 | 332.3309 | 336.4142 | 238.5797 | 218.6276 | 237.3797 | 248.6149 | 260.1148 | 271.8098 | 283.1701 | 294.1311 | 305.0101 | 316.0186 | 327.248 | 338.8305 | 350.77 | 363.1399 | 375.8212 | 388.456 | 401.9746 | 416.0883 | 430.1951 | 444.584 | 458.9868 | 473.384 | 487.766
SaEC | Aluminum | 0 | 0 | 0 | 0 | 0 | 0 | 0 | 0 | 0 | 0 | 0 | 0 | 0 | 0 | 0 | 0 | 0 | 0 | 0 | 0 | 0 | 0 | 0 | 0 | 0 | 0 | 0 | 0 | 0 | 0 | 0.0062 | 0.0119 | 0.0172 | 0.0228 | 0.0288 | 0.035 | 0.0409 | 0.0465 | 0.0514 | 0.0556 | 0.0591 | 0.0619 | 0.0649 | 0.0662 | 0.0663 | 0.0665 | 0.0661 | 0.0658 | 0.0654 | 0.0651
SaEC | Other Primary Metals | 22.3473 | 15.3788 | 51.8939 | 71.8994 | 73.5395 | 87.9999 | 75.4746 | 104.2472 | 111.9601 | 120.5665 | 147.3185 | 179.8773 | 181.317 | 181.6057 | 163.0096 | 129.8952 | 99.9724 | 155.8903 | 160.7292 | 166.7457 | 172.4055 | 183.4891 | 184.2724 | 170.2465 | 197.4535 | 207.7043 | 210.333 | 303.1551 | 313.7437 | 309.0228 | 297.5385 | 286.1611 | 274.869 | 263.5871 | 252.2801 | 240.979 | 229.7276 | 218.5436 | 207.454 | 196.4576 | 185.5688 | 174.7597 | 163.9492 | 153.3429 | 142.8754 | 132.412 | 122.0159 | 111.6269 | 101.2397 | 90.8516
SaEC | Fabricated Metals | 82.7763 | 87.1523 | 104.4865 | 104.1907 | 95.5979 | 88.7478 | 81.2078 | 91.0389 | 93.4413 | 123.2114 | 151.8209 | 203.5988 | 205.0992 | 200.5368 | 172.9345 | 122.4565 | 93.7543 | 166.7714 | 172.7206 | 180.5665 | 187.5486 | 200.0008 | 200.5693 | 182.8259 | 217.177 | 228.0926 | 230.7496 | 219.6871 | 208.7886 | 207.2302 | 200.5604 | 194.0098 | 187.5526 | 181.0825 | 174.5515 | 168.0102 | 161.5282 | 155.1347 | 148.8729 | 142.7431 | 136.769 | 130.9099 | 125.0458 | 119.486 | 114.1336 | 108.7872 | 103.5425 | 98.3094 | 93.0809 | 87.8534
SaEC | Machines & Computer | 476.9475 | 515.1371 | 673.409 | 802.2701 | 744.9348 | 690.7005 | 795.764 | 970.3206 | 839.751 | 1091.92 | 1331.074 | 1269.426 | 1297.405 | 1248.655 | 1080.25 | 763.3987 | 588.2166 | 1070.502 | 1127.278 | 1178.302 | 1219.303 | 1302.172 | 1304.93 | 1195.656 | 1418.011 | 1486.045 | 1502.235 | 745.9639 | 706.3949 | 701.5402 | 681.9448 | 662.501 | 643.1816 | 623.8786 | 604.5426 | 585.2227 | 565.9868 | 546.8628 | 527.8926 | 509.075 | 490.4323 | 471.9227 | 453.425 | 435.2472 | 417.2914 | 399.3551 | 381.5331 | 363.7345 | 345.9513 | 328.1786
SaEC | Electric Equipment | 36.7205 | 70.3518 | 99.251 | 92.2047 | 74.0153 | 86.5632 | 91.3166 | 103.8321 | 96.8652 | 142.7989 | 164.1126 | 180.9329 | 179.7254 | 168.7957 | 145.4721 | 101.323 | 79.6964 | 141.3883 | 149.633 | 159.8516 | 164.8049 | 176.3438 | 176.1164 | 160.6362 | 190.7818 | 198.9625 | 201.5584 | 224.921 | 223.3105 | 227.4502 | 225.7944 | 224.2513 | 222.7902 | 221.2723 | 219.6369 | 217.9542 | 216.3193 | 214.7737 | 213.3772 | 212.1302 | 211.0616 | 210.1206 | 209.1489 | 208.5607 | 208.2284 | 207.8851 | 207.6598 | 207.4338 | 207.1991 | 206.9518
SaEC | Transport Equipment | 55.5303 | 77.8019 | 83.5575 | 86.3292 | 88.9244 | 77.6611 | 79.8582 | 98.903 | 104.2265 | 162.1169 | 189.1796 | 225.9301 | 226.8536 | 218.1318 | 193.3124 | 148.4906 | 119.4687 | 206.7456 | 219.4955 | 235.5533 | 239.9882 | 258.0011 | 248.9256 | 221.0524 | 260.9623 | 272.8678 | 276.3074 | 266.3974 | 260.7944 | 252.8996 | 236.0332 | 219.574 | 203.4297 | 187.2117 | 170.7462 | 154.2202 | 137.8896 | 121.8637 | 106.3015 | 91.2055 | 76.6634 | 62.5275 | 48.3584 | 35.291 | 22.9711 | 10.6607 | -1.2882 | -13.2051 | -25.1153 | -37.0319
SaEC | Other Manufacturing | 15.031 | 17.4037 | 18.5294 | 17.6005 | 16.9612 | 15.7731 | 16.3444 | 17.6923 | 18.1263 | 25.5542 | 29.8109 | 33.9433 | 33.6071 | 32.5536 | 27.8852 | 20.5094 | 15.4911 | 27.3346 | 28.8298 | 31.1383 | 31.8523 | 34.1088 | 33.0436 | 29.5386 | 34.8515 | 36.4166 | 36.8148 | 36.0268 | 30.7349 | 33.4863 | 34.1679 | 34.7822 | 35.4988 | 36.1774 | 36.7555 | 37.302 | 37.9106 | 38.6217 | 39.4938 | 40.5284 | 41.758 | 43.1293 | 44.4832 | 46.2328 | 48.2497 | 50.266 | 52.4102 | 54.5626 | 56.7145 | 58.8614
SaEC | Data Centers | 0 | 0 | 0 | 0 | 0 | 0 | 0 | 0 | 0 | 0 | 0 | 0 | 0 | 0 | 0 | 0 | 0 | 0 | 0 | 0 | 0 | 0 | 0 | 0 | 0 | 0 | 0 | 0 | 0 | 0 | 0 | 0 | 0 | 0 | 0 | 0 | 0 | 0 | 0 | 0 | 0 | 0 | 0 | 0 | 0 | 0 | 0 | 0 | 0 | 0
SaEC | Agriculture | 2839.428 | 3082.077 | 3222.559 | 3171.475 | 3337.498 | 3044.976 | 3624.685 | 2652.234 | 3443.731 | 2684.187 | 2790.323 | 2917.781 | 2474.525 | 2663.39 | 2741.017 | 3215.719 | 3162.902 | 3008.931 | 3047.014 | 2317.422 | 2541.54 | 2981.491 | 2891.372 | 2665.321 | 2515.322 | 2610.353 | 3218.831 | 2340.337 | 2248.438 | 2293.087 | 2271.493 | 2246.023 | 2215.049 | 2177.907 | 2153.323 | 2137.238 | 2122.892 | 2109.554 | 2096.933 | 2084.215 | 2071.289 | 2056.736 | 2035.385 | 2023.545 | 2020.938 | 2023.882 | 2029.134 | 2035.46 | 2042.586 | 2050.414
SaEC | Passenger | 0 | 0 | 0 | 0 | 0 | 0 | 0 | 0 | 0 | 0 | 0 | 0 | 0 | 0 | 0 | 0 | 0 | 0 | 0 | 0 | 0 | 0 | 0 | 0 | 0 | 0 | 0 | 0 | 8.4235 | 13.141 | 21.012 | 31.6285 | 44.625 | 59.908 | 77.2735 | 96.526 | 117.334 | 139.485 | 162.8175 | 187.357 | 213.0525 | 238.6035 | 263.687 | 288.0225 | 311.236 | 324.7255 | 342.72 | 358.2665 | 373.6345 | 384.625
SaEC | Freight | 0 | 0 | 0 | 0 | 0 | 0 | 0 | 0 | 0 | 0 | 0 | 0 | 0 | 0 | 0 | 0 | 0 | 0 | 0 | 0 | 0 | 0 | 0 | 0 | 0 | 0 | 0 | 0 | 0 | 0 | 0 | 0 | 0 | 0 | 0 | 0 | 0 | 0 | 0 | 0 | 0 | 0 | 0 | 0 | 0 | 0 | 0 | 0 | 0 | 0
SaEC | Air Passenger | 0 | 0 | 0 | 0 | 0 | 0 | 0 | 0 | 0 | 0 | 0 | 0 | 0 | 0 | 0 | 0 | 0 | 0 | 0 | 0 | 0 | 0 | 0 | 0 | 0 | 0 | 0 | 0 | 0 | 0 | 0 | 0 | 0 | 0 | 0 | 0 | 0 | 0 | 0 | 0 | 0 | 0 | 0 | 0 | 0 | 0 | 0 | 0 | 0 | 0
SaEC | Air Freight | 0 | 0 | 0 | 0 | 0 | 0 | 0 | 0 | 0 | 0 | 0 | 0 | 0 | 0 | 0 | 0 | 0 | 0 | 0 | 0 | 0 | 0 | 0 | 0 | 0 | 0 | 0 | 0 | 0 | 0 | 0 | 0 | 0 | 0 | 0 | 0 | 0 | 0 | 0 | 0 | 0 | 0 | 0 | 0 | 0 | 0 | 0 | 0 | 0 | 0
SaEC | Off Road | 0 | 0 | 0 | 0 | 0 | 0 | 0 | 0 | 0 | 0 | 0 | 0 | 0 | 0 | 0 | 0 | 0 | 0 | 0 | 0 | 0 | 0 | 0 | 0 | 0 | 0 | 0 | 0 | 0 | 0 | 0 | 0 | 0 | 0 | 0 | 0 | 0 | 0 | 0 | 0 | 0 | 0 | 0 | 0 | 0 | 0 | 0 | 0 | 0 | 0
SaEC | Miscellaneous | 0 | 0 | 0 | 0 | 0 | 0 | 0 | 0 | 0 | 0 | 0 | 0 | 0 | 0 | 0 | 0 | 0 | 0 | 0 | 0 | 0 | 0 | 0 | 0 | 0 | 0 | 0 | 0 | 0 | 0 | 0 | 0 | 0 | 0 | 0 | 0 | 0 | 0 | 0 | 0 | 0 | 0 | 0 | 0 | 0 | 0 | 0 | 0 | 0 | 0
SaEC | Streetlighting | 255.0703 | 252.9308 | 252.0516 | 253.0188 | 255.0996 | 260.9906 | 265.8851 | 271.9812 | 277.8136 | 286.2251 | 293.2005 | 295.4865 | 296.5123 | 303.3412 | 316.7937 | 315.4455 | 314.7421 | 314.0094 | 313.4525 | 312.9543 | 316.5299 | 319.7538 | 322.7726 | 326.5533 | 329.8359 | 332.6788 | 335.8441 | 338.9214 | 342.0281 | 345.1055 | 348.1829 | 351.1723 | 354.1911 | 357.1805 | 360.1114 | 363.0422 | 365.9731 | 368.8159 | 371.6002 | 374.3845 | 377.1102 | 379.8066 | 382.4443 | 385.0235 | 387.5146 | 390.0352 | 392.4971 | 394.9003 | 397.3036 | 399.6483
SaEC | Electric Power Generation | 0 | 0 | 0 | 0 | 0 | 0 | 0 | 0 | 0 | 0 | 0 | 0 | 0 | 0 | 0 | 0 | 0 | 0 | 0 | 0 | 0 | 0 | 0 | 0 | 0 | 0 | 0 | 0 | 0 | 0 | 0 | 0 | 0 | 0 | 0 | 0 | 0 | 0 | 0 | 0 | 0 | 0 | 0 | 0 | 0 | 0 | 0 | 0 | 0 | 0
SaEC | Solid Waste | 0 | 0 | 0 | 0 | 0 | 0 | 0 | 0 | 0 | 0 | 0 | 0 | 0 | 0 | 0 | 0 | 0 | 0 | 0 | 0 | 0 | 0 | 0 | 0 | 0 | 0 | 0 | 0 | 0 | 0 | 0 | 0 | 0 | 0 | 0 | 0 | 0 | 0 | 0 | 0 | 0 | 0 | 0 | 0 | 0 | 0 | 0 | 0 | 0 | 0
SaEC | Waste Water | 0 | 0 | 0 | 0 | 0 | 0 | 0 | 0 | 0 | 0 | 0 | 0 | 0 | 0 | 0 | 0 | 0 | 0 | 0 | 0 | 0 | 0 | 0 | 0 | 0 | 0 | 0 | 0 | 0 | 0 | 0 | 0 | 0 | 0 | 0 | 0 | 0 | 0 | 0 | 0 | 0 | 0 | 0 | 0 | 0 | 0 | 0 | 0 | 0 | 0
SaEC | Incineration | 0 | 0 | 0 | 0 | 0 | 0 | 0 | 0 | 0 | 0 | 0 | 0 | 0 | 0 | 0 | 0 | 0 | 0 | 0 | 0 | 0 | 0 | 0 | 0 | 0 | 0 | 0 | 0 | 0 | 0 | 0 | 0 | 0 | 0 | 0 | 0 | 0 | 0 | 0 | 0 | 0 | 0 | 0 | 0 | 0 | 0 | 0 | 0 | 0 | 0
SaEC | Land Use | 0 | 0 | 0 | 0 | 0 | 0 | 0 | 0 | 0 | 0 | 0 | 0 | 0 | 0 | 0 | 0 | 0 | 0 | 0 | 0 | 0 | 0 | 0 | 0 | 0 | 0 | 0 | 0 | 0 | 0 | 0 | 0 | 0 | 0 | 0 | 0 | 0 | 0 | 0 | 0 | 0 | 0 | 0 | 0 | 0 | 0 | 0 | 0 | 0 | 0

## WMT forecast net Conservation
Final - Jan 2016
DSM_EU | is the scenario name.
Engine | is the model name.
This is the Electricity Review (including Western Montana portion of loads) for Montana
DR resources are not netted out of the loads below.
Year |  | 1986 | 1987 | 1988 | 1989 | 1990 | 1991 | 1992 | 1993 | 1994 | 1995 | 1996 | 1997 | 1998 | 1999 | 2000 | 2001 | 2002 | 2003 | 2004 | 2005 | 2006 | 2007 | 2008 | 2009 | 2010 | 2011 | 2012 | 2013 | 2014 | 2015 | 2016 | 2017 | 2018 | 2019 | 2020 | 2021 | 2022 | 2023 | 2024 | 2025 | 2026 | 2027 | 2028 | 2029 | 2030 | 2031 | 2032 | 2033 | 2034 | 2035
Montana Average Day Loads (MWa) | Modeled values | 1986 | 1987 | 1988 | 1989 | 1990 | 1991 | 1992 | 1993 | 1994 | 1995 | 1996 | 1997 | 1998 | 1999 | 2000 | 2001 | 2002 | 2003 | 2004 | 2005 | 2006 | 2007 | 2008 | 2009 | 2010 | 2011 | 2012 | 2013 | 2014 | 2015 | 2016 | 2017 | 2018 | 2019 | 2020 | 2021 | 2022 | 2023 | 2024 | 2025 | 2026 | 2027 | 2028 | 2029 | 2030 | 2031 | 2032 | 2033 | 2034 | 2035
LDCClass | Annual | 1008.356 | 908.3509 | 930.5075 | 943.3259 | 930.3407 | 952.951 | 918.3832 | 873.998 | 886.87 | 925.6917 | 976.9083 | 723.6136 | 968.7567 | 931.5668 | 981.9883 | 610.5904 | 833.3144 | 770.7981 | 739.3421 | 889.565 | 857.3965 | 1009.707 | 1016.251 | 858.9097 | 768.5204 | 922.4895 | 896.2105 | 1030.674 | 1092.785 | 1106.783 | 1102.52 | 1093.71 | 1160.511 | 1159.256 | 1150.071 | 1139.767 | 1130.55 | 1121.594 | 1113.229 | 1105.862 | 1099.872 | 1094.827 | 1091.971 | 1094.348 | 1102.043 | 1113.084 | 1123.491 | 1134.111 | 1145.158 | 1155.866
LDCClass | January | 1125.786 | 1020.656 | 1039.458 | 1067.617 | 1044.865 | 1079.447 | 1035.574 | 997.0786 | 981.7193 | 1040.838 | 1101.349 | 823.8013 | 1082.874 | 1048.167 | 1084.62 | 674.9351 | 925.6541 | 851.0616 | 829.2415 | 1002.601 | 946.5563 | 1110.272 | 1128.119 | 961.9636 | 868.6484 | 1057.7 | 1013.646 | 1173.28 | 1246.5 | 1261.508 | 1256.758 | 1247.419 | 1319.908 | 1318.406 | 1307.784 | 1295.914 | 1285.077 | 1274.413 | 1264.243 | 1254.965 | 1247.102 | 1239.952 | 1235.772 | 1237.948 | 1246.119 | 1257.948 | 1269.061 | 1280.409 | 1292.22 | 1303.562
LDCClass | February | 1084.966 | 983.9135 | 1002.176 | 1027.156 | 1006.019 | 1038.363 | 996.0189 | 961.5825 | 947.5615 | 1004.325 | 1060.964 | 788.9048 | 1045.441 | 1011.631 | 1046.726 | 649.1371 | 891.2667 | 819.4618 | 798.4354 | 964.4825 | 878.9082 | 1045.339 | 1051.143 | 885.4651 | 788.4711 | 951.9812 | 915.2158 | 1071.288 | 1141.208 | 1156.011 | 1151.19 | 1141.816 | 1211.257 | 1209.306 | 1198.457 | 1186.316 | 1175.234 | 1164.351 | 1154.011 | 1144.601 | 1136.535 | 1129.229 | 1123.947 | 1124.661 | 1131.519 | 1141.946 | 1151.707 | 1161.698 | 1172.186 | 1182.277
LDCClass | March | 1041.161 | 941.1075 | 960.1513 | 979.9232 | 962.0993 | 990.9976 | 950.4491 | 913.9179 | 905.4845 | 958.8436 | 1012.831 | 752.1978 | 1001.224 | 967.7589 | 1001.642 | 617.7119 | 847.739 | 780.1716 | 756.6499 | 913.3293 | 823.6696 | 987.3657 | 986.248 | 821.4566 | 723.8017 | 871.1658 | 841.5239 | 991.1568 | 1058.198 | 1073.6 | 1069.461 | 1060.389 | 1129.173 | 1127.321 | 1116.707 | 1104.759 | 1093.869 | 1083.227 | 1073.238 | 1064.227 | 1056.539 | 1049.663 | 1043.835 | 1043.48 | 1049.477 | 1059.038 | 1067.953 | 1077.107 | 1086.778 | 1096.131
LDCClass | April | 969.6595 | 875.7727 | 892.6533 | 909.3417 | 894.4704 | 918.7335 | 885.486 | 845.9664 | 845.0906 | 890.8071 | 940.1264 | 694.3804 | 930.1626 | 899.2645 | 938.0034 | 576.6718 | 791.6116 | 728.2666 | 705.1764 | 848.7348 | 787.8775 | 942.8165 | 942.2348 | 785.6667 | 692.7275 | 829.0121 | 803.7684 | 942.6917 | 1004.659 | 1019.282 | 1013.911 | 1003.982 | 1067.899 | 1064.746 | 1053.3 | 1040.661 | 1029.087 | 1017.843 | 1007.257 | 997.645 | 989.29 | 981.6956 | 974.8139 | 973.3879 | 978.3469 | 986.8119 | 994.7097 | 1002.896 | 1011.639 | 1020.15
LDCClass | May | 930.6697 | 838.4349 | 857.6987 | 865.9166 | 857.335 | 871.8558 | 848.4901 | 801.0082 | 825.6293 | 854.7704 | 898.2331 | 659.3526 | 892.5903 | 859.3041 | 917.8594 | 566.5043 | 775.5683 | 715.5842 | 684.7129 | 819.5939 | 799.5334 | 943.7922 | 947.7808 | 795.7726 | 707.4134 | 835.8402 | 819.3662 | 941.4261 | 998.812 | 1012.704 | 1008.193 | 998.9977 | 1061.34 | 1058.997 | 1049.224 | 1038.328 | 1028.557 | 1019.11 | 1010.327 | 1002.562 | 996.0805 | 990.4987 | 985.9526 | 986.3359 | 992.4465 | 1001.875 | 1010.767 | 1019.905 | 1029.548 | 1038.974
LDCClass | June | 955.944 | 858.0702 | 881.6364 | 885.0128 | 879.1788 | 888.5584 | 867.7935 | 813.7091 | 854.9447 | 874.7842 | 918.3386 | 674.7826 | 913.9891 | 875.4951 | 948.9277 | 597.4681 | 807.4664 | 749.579 | 711.1693 | 849.3245 | 823.4882 | 969.7592 | 973.6149 | 818.1715 | 727.7878 | 851.9502 | 840.2186 | 957.1557 | 1012.757 | 1025.167 | 1022.301 | 1014.846 | 1080.024 | 1080.304 | 1073.642 | 1066.01 | 1059.513 | 1053.337 | 1047.848 | 1043.458 | 1040.482 | 1038.787 | 1039.232 | 1043.776 | 1052.447 | 1064.091 | 1075.09 | 1086.239 | 1097.691 | 1108.834
LDCClass | July | 990.7138 | 881.5442 | 916.095 | 910.8745 | 909.003 | 921.1265 | 890.6481 | 830.2611 | 890.1675 | 901.5605 | 951.6526 | 706.8916 | 953.4186 | 902.6605 | 983.7513 | 634.5931 | 840.4907 | 792.3705 | 738.6942 | 883.8533 | 862.6045 | 1007.876 | 1006.408 | 848.7039 | 756.1541 | 894.9406 | 885.2393 | 999.4028 | 1053.921 | 1069.682 | 1067.844 | 1061.403 | 1129.245 | 1130.591 | 1124.846 | 1118.026 | 1112.43 | 1107.244 | 1102.805 | 1099.537 | 1097.79 | 1097.369 | 1099.082 | 1104.855 | 1114.864 | 1128.003 | 1140.444 | 1153.083 | 1166.051 | 1178.727
LDCClass | August | 968.414 | 862.8149 | 897.1866 | 892.7142 | 890.2117 | 902.3464 | 869.3835 | 812.4851 | 867.6872 | 880.7243 | 927.4846 | 681.1964 | 931.2542 | 881.3502 | 958.9387 | 607.3422 | 817.0589 | 766.9098 | 714.7714 | 856.8018 | 862.7837 | 1005.272 | 1005.427 | 854.0292 | 766.4247 | 911.8888 | 897.7001 | 1007.627 | 1060.873 | 1076.155 | 1073.102 | 1065.703 | 1129.835 | 1130.081 | 1123.532 | 1116.037 | 1109.766 | 1103.888 | 1098.789 | 1094.864 | 1092.481 | 1091.426 | 1092.426 | 1097.559 | 1107.006 | 1119.598 | 1131.607 | 1143.85 | 1156.448 | 1168.79
LDCClass | September | 918.6171 | 822.4539 | 847.5843 | 850.0557 | 843.7064 | 861.4329 | 828.4348 | 782.7672 | 810.0127 | 837.8422 | 882.8146 | 646.786 | 883.8329 | 844.3806 | 898.2601 | 543.6959 | 754.0469 | 698.1564 | 659.2069 | 792.9305 | 822.7393 | 960.1405 | 967.3006 | 822.9077 | 743.0772 | 895.459 | 873.6382 | 985.6268 | 1039.512 | 1052.568 | 1047.933 | 1038.983 | 1100.938 | 1099.752 | 1091.759 | 1082.865 | 1075.014 | 1067.385 | 1060.276 | 1054.158 | 1049.372 | 1045.647 | 1044.715 | 1048.467 | 1056.671 | 1067.938 | 1078.666 | 1089.564 | 1100.825 | 1111.763
LDCClass | October | 944.8687 | 850.226 | 870.1647 | 879.6654 | 868.3414 | 889.4503 | 856.426 | 816.3998 | 824.5315 | 863.9104 | 910.6543 | 667.5922 | 906.6826 | 872.6377 | 915.5628 | 555.7332 | 769.7615 | 709.4302 | 681.1772 | 820.0851 | 840.4521 | 986.6113 | 995.1812 | 845.5159 | 761.0196 | 918.0812 | 890.7047 | 1020.982 | 1080.938 | 1092.658 | 1087.535 | 1077.897 | 1140.861 | 1138.829 | 1129.414 | 1118.976 | 1109.557 | 1100.312 | 1091.526 | 1083.682 | 1077.139 | 1071.521 | 1068.826 | 1071.434 | 1079.009 | 1089.747 | 1099.913 | 1110.24 | 1120.968 | 1131.342
LDCClass | November | 1025.382 | 927.0467 | 944.515 | 963.9859 | 946.7384 | 975.6639 | 938.0251 | 899.8994 | 893.9021 | 944.3893 | 998.5934 | 741.8509 | 987.1583 | 954.2018 | 990.8371 | 609.558 | 837.6694 | 771.5218 | 747.7948 | 902.3499 | 895.3109 | 1050.174 | 1065.227 | 908.0044 | 819.9396 | 996.3662 | 959.5146 | 1105.539 | 1171.863 | 1184.555 | 1179.088 | 1169.14 | 1237.155 | 1235.089 | 1224.806 | 1213.467 | 1203.168 | 1193.017 | 1183.311 | 1174.532 | 1167.125 | 1160.531 | 1157.198 | 1159.731 | 1167.536 | 1178.675 | 1189.169 | 1199.819 | 1210.886 | 1221.532
LDCClass | December | 1146.22 | 1040.642 | 1058.686 | 1090.442 | 1064.37 | 1100.302 | 1056.421 | 1016.421 | 996.9523 | 1058.118 | 1122.58 | 847.5364 | 1098.716 | 1064.767 | 1100.095 | 693.7561 | 942.4521 | 867.3967 | 846.4708 | 1022.623 | 943.6855 | 1106.774 | 1125.941 | 958.5749 | 865.7899 | 1054.563 | 1012.355 | 1171.598 | 1244.275 | 1257.576 | 1252.897 | 1243.833 | 1318.376 | 1317.422 | 1307.005 | 1295.311 | 1284.638 | 1274.145 | 1264.084 | 1254.904 | 1247.133 | 1240.017 | 1236.047 | 1238.567 | 1246.992 | 1259.14 | 1270.49 | 1282.094 | 1294.13 | 1305.662
Montana Peak Day Loads (MW) | Modeled values | 1986 | 1987 | 1988 | 1989 | 1990 | 1991 | 1992 | 1993 | 1994 | 1995 | 1996 | 1997 | 1998 | 1999 | 2000 | 2001 | 2002 | 2003 | 2004 | 2005 | 2006 | 2007 | 2008 | 2009 | 2010 | 2011 | 2012 | 2013 | 2014 | 2015 | 2016 | 2017 | 2018 | 2019 | 2020 | 2021 | 2022 | 2023 | 2024 | 2025 | 2026 | 2027 | 2028 | 2029 | 2030 | 2031 | 2032 | 2033 | 2034 | 2035
LDCClass | Annual | 1520.18 | 1369.41 | 1402.82 | 1422.14 | 1402.57 | 1436.65 | 1384.54 | 1317.62 | 1337.03 | 1395.56 | 1617.8 | 1117.06 | 1592.24 | 1281.25 | 1397.48 | 956.58 | 1214.45 | 1133.65 | 1206.55 | 1406.51 | 1296.26 | 1556.48 | 1601.31 | 1449.85 | 1211.13 | 1381.28 | 1293.52 | 1462.458 | 1547.395 | 1568.451 | 1561.743 | 1547.236 | 1606.554 | 1598.022 | 1578.298 | 1555.8 | 1534.514 | 1513.587 | 1493.086 | 1473.57 | 1455.819 | 1439.207 | 1426.186 | 1422.404 | 1428.27 | 1439.084 | 1450.513 | 1463.236 | 1476.581 | 1490.273
LDCClass | January | 1520.18 | 1369.41 | 1402.82 | 1422.14 | 1402.57 | 1436.65 | 1384.54 | 1317.62 | 1337.03 | 1395.56 | 1609.83 | 1117.06 | 1420.28 | 1266.79 | 1377.81 | 956.58 | 1214.45 | 1073.34 | 1206.55 | 1339.51 | 1142.44 | 1556.48 | 1555.82 | 1283.65 | 1054.25 | 1381.28 | 1293.52 | 1462.458 | 1547.395 | 1568.451 | 1561.743 | 1547.236 | 1606.554 | 1598.022 | 1578.298 | 1555.8 | 1534.514 | 1513.587 | 1493.086 | 1473.57 | 1455.819 | 1439.207 | 1426.186 | 1422.404 | 1428.27 | 1439.084 | 1450.513 | 1463.236 | 1476.581 | 1490.273
LDCClass | February | 1514.26 | 1364.08 | 1397.35 | 1416.6 | 1397.1 | 1431.06 | 1379.15 | 1312.49 | 1331.82 | 1390.12 | 1617.8 | 1044.55 | 1278.94 | 1280.92 | 1311.38 | 941.8599 | 1155.84 | 1133.65 | 1034.23 | 1271.29 | 1267.67 | 1455.66 | 1374.93 | 1187.05 | 1040.09 | 1366.02 | 1227.43 | 1397.976 | 1481.561 | 1501.439 | 1495.317 | 1481.919 | 1542.573 | 1535.449 | 1517.392 | 1496.55 | 1476.905 | 1457.453 | 1438.318 | 1420.072 | 1403.447 | 1388.152 | 1376.618 | 1373.619 | 1379.477 | 1389.958 | 1401.021 | 1413.243 | 1426.018 | 1439.083
LDCClass | March | 1372.17 | 1236.09 | 1266.23 | 1283.68 | 1266.01 | 1296.78 | 1249.74 | 1189.34 | 1206.85 | 1259.69 | 1347.84 | 969.39 | 1297.44 | 1223.59 | 1254.05 | 829.0001 | 1135.95 | 1001.3 | 946.05 | 1068.38 | 1140.74 | 1336.54 | 1303.24 | 1219.23 | 1018.39 | 1198.44 | 1222.86 | 1385.479 | 1466.981 | 1486.952 | 1482.441 | 1470.404 | 1532.799 | 1527.173 | 1510.889 | 1491.783 | 1473.836 | 1456.021 | 1438.526 | 1421.89 | 1406.862 | 1393.358 | 1383.942 | 1382.413 | 1389.133 | 1400.262 | 1411.928 | 1424.65 | 1437.885 | 1451.327
LDCClass | April | 1248.32 | 1124.52 | 1151.95 | 1167.82 | 1151.74 | 1179.73 | 1136.94 | 1081.99 | 1097.93 | 1145.99 | 1132.39 | 902.1201 | 1170.22 | 1151.8 | 1176.36 | 788.22 | 1003 | 958.83 | 874.39 | 1071.88 | 1018.14 | 1248.34 | 1321.43 | 1041.6 | 948.89 | 1130.12 | 1075.08 | 1212.755 | 1281.514 | 1298.321 | 1294.404 | 1283.739 | 1346.36 | 1342.469 | 1329.092 | 1313.384 | 1298.614 | 1283.923 | 1269.5 | 1255.8 | 1243.499 | 1232.732 | 1225.974 | 1225.554 | 1231.699 | 1241.546 | 1251.843 | 1263.006 | 1274.563 | 1286.238
LDCClass | May | 1122.61 | 1011.28 | 1035.94 | 1050.21 | 1035.76 | 1060.93 | 1022.45 | 973.03 | 987.3599 | 1030.58 | 1139.69 | 844.37 | 1072.98 | 1094.14 | 1128.14 | 719.3 | 1034.74 | 879.9699 | 796.44 | 1000.64 | 1012.93 | 1156.02 | 1168.08 | 988.66 | 910.73 | 1020.23 | 1008.1 | 1132.021 | 1195.538 | 1210.942 | 1207.19 | 1196.844 | 1255.724 | 1252.021 | 1239.896 | 1225.581 | 1212.27 | 1199.034 | 1186.119 | 1174.031 | 1163.369 | 1154.305 | 1149.025 | 1149.519 | 1156.021 | 1165.964 | 1176.344 | 1187.529 | 1199.103 | 1210.807
LDCClass | June | 1174.75 | 1058.24 | 1084.05 | 1098.99 | 1083.86 | 1110.2 | 1069.93 | 1018.22 | 1033.22 | 1078.45 | 1083.48 | 792.7 | 1084.79 | 1078.19 | 1183.76 | 718.5701 | 1068.34 | 967.2999 | 908.62 | 1046.6 | 1134.26 | 1182.41 | 1303.32 | 979.06 | 920.7299 | 1033.71 | 1036.58 | 1139.665 | 1197.086 | 1215.571 | 1213.469 | 1204.464 | 1254.163 | 1251.191 | 1241.576 | 1229.76 | 1219.073 | 1208.705 | 1198.879 | 1190.292 | 1183.526 | 1178.628 | 1177.927 | 1182.509 | 1192.762 | 1206.609 | 1220.8 | 1235.906 | 1251.398 | 1267.086
LDCClass | July | 1219.3 | 1098.37 | 1125.16 | 1140.66 | 1124.96 | 1152.3 | 1110.5 | 1056.83 | 1072.4 | 1119.34 | 1193.44 | 837.5 | 1248.17 | 1131.39 | 1210.3 | 714.4899 | 1093.32 | 1056.38 | 974.71 | 1168.63 | 1193.53 | 1344.74 | 1301.71 | 1179.37 | 1014.45 | 1133.24 | 1171.64 | 1267.022 | 1318.46 | 1351.077 | 1349.281 | 1340.216 | 1394.656 | 1392.307 | 1382.973 | 1371.366 | 1360.946 | 1351.047 | 1341.84 | 1334.037 | 1328.322 | 1324.728 | 1325.994 | 1332.686 | 1345.086 | 1361.438 | 1378.089 | 1395.833 | 1413.953 | 1432.253
LDCClass | August | 1177.57 | 1060.78 | 1086.65 | 1101.62 | 1086.46 | 1112.86 | 1072.5 | 1020.66 | 1035.69 | 1081.03 | 1155.59 | 848.47 | 1202.01 | 1112.77 | 1164.75 | 712.4899 | 1068.47 | 980.9 | 979.9999 | 1153.89 | 1069.95 | 1255.66 | 1313.85 | 1106.34 | 1025.56 | 1169.56 | 1194.93 | 1289.88 | 1340.715 | 1375.054 | 1372.629 | 1363.227 | 1417.287 | 1414.594 | 1404.982 | 1393.223 | 1382.717 | 1372.731 | 1363.528 | 1355.824 | 1350.271 | 1346.849 | 1348.056 | 1354.8 | 1367.304 | 1383.708 | 1400.545 | 1418.412 | 1436.693 | 1455.22
LDCClass | September | 1118.17 | 1007.28 | 1031.84 | 1046.06 | 1031.66 | 1056.73 | 1018.4 | 969.18 | 983.46 | 1026.51 | 1095.21 | 792 | 1164.96 | 1059.69 | 1077.47 | 651.42 | 947.87 | 969.27 | 824.61 | 1014.7 | 1005.06 | 1142.85 | 1123.97 | 999.49 | 884.1599 | 1114.96 | 1042.39 | 1152.909 | 1212.301 | 1231.694 | 1229.162 | 1219.163 | 1282.175 | 1279.628 | 1268.85 | 1255.695 | 1243.673 | 1231.823 | 1220.354 | 1209.974 | 1201.273 | 1194.599 | 1192.948 | 1196.79 | 1206.317 | 1219.376 | 1232.741 | 1246.934 | 1261.504 | 1276.201
LDCClass | October | 1325.91 | 1194.41 | 1223.54 | 1240.4 | 1223.32 | 1253.05 | 1207.6 | 1149.24 | 1166.16 | 1217.21 | 1192.9 | 886.1099 | 1192.14 | 1125.18 | 1173.21 | 736.46 | 1162.23 | 1010.22 | 894.9301 | 1041.7 | 1160.59 | 1236.07 | 1194.03 | 1032.72 | 896.21 | 1092.04 | 1059.29 | 1194.747 | 1263.266 | 1280.614 | 1276.867 | 1265.303 | 1319.345 | 1314.136 | 1299.899 | 1282.97 | 1267.093 | 1251.375 | 1235.768 | 1220.994 | 1207.646 | 1196.026 | 1189.439 | 1189.59 | 1196.402 | 1207.082 | 1218.054 | 1229.962 | 1242.183 | 1254.525
LDCClass | November | 1381.05 | 1244.09 | 1274.43 | 1291.99 | 1274.2 | 1305.17 | 1257.83 | 1197.04 | 1214.67 | 1267.84 | 1271.25 | 911.2501 | 1233.97 | 1175.59 | 1352.24 | 826.9999 | 1135.7 | 1079.53 | 1043.09 | 1265.69 | 1296.26 | 1402.81 | 1253.26 | 1058.29 | 1211.13 | 1180.81 | 1153.39 | 1304.84 | 1379.776 | 1397.791 | 1391.788 | 1379.063 | 1437.649 | 1431.271 | 1415.068 | 1396.472 | 1379.055 | 1361.759 | 1344.791 | 1328.727 | 1314.252 | 1301.004 | 1291.589 | 1289.936 | 1296.068 | 1306.304 | 1317.149 | 1328.958 | 1341.293 | 1353.924
LDCClass | December | 1466.37 | 1320.94 | 1353.16 | 1371.8 | 1352.92 | 1385.8 | 1335.53 | 1270.99 | 1289.71 | 1346.16 | 1411.67 | 1001.03 | 1592.24 | 1281.25 | 1397.48 | 849.32 | 1136.83 | 1128.16 | 1026.03 | 1406.51 | 1237.66 | 1444 | 1601.31 | 1449.85 | 1112.16 | 1336.14 | 1255.95 | 1412.253 | 1492.045 | 1511.852 | 1505.801 | 1491.925 | 1561.78 | 1554.966 | 1536.182 | 1514.505 | 1493.921 | 1473.594 | 1453.475 | 1434.175 | 1416.434 | 1399.909 | 1387.563 | 1384.059 | 1389.59 | 1399.88 | 1410.661 | 1422.659 | 1435.213 | 1447.966
Montana Minimum Day Loads (MW) | Modeled values | 1986 | 1987 | 1988 | 1989 | 1990 | 1991 | 1992 | 1993 | 1994 | 1995 | 1996 | 1997 | 1998 | 1999 | 2000 | 2001 | 2002 | 2003 | 2004 | 2005 | 2006 | 2007 | 2008 | 2009 | 2010 | 2011 | 2012 | 2013 | 2014 | 2015 | 2016 | 2017 | 2018 | 2019 | 2020 | 2021 | 2022 | 2023 | 2024 | 2025 | 2026 | 2027 | 2028 | 2029 | 2030 | 2031 | 2032 | 2033 | 2034 | 2035
LDCClass | Annual | 696.78 | 627.68 | 642.99 | 651.84 | 642.8699 | 658.5 | 634.61 | 603.94 | 612.83 | 639.66 | 570.79 | 500.05 | 659.9899 | 648.44 | 670.32 | 385.7 | 549.81 | 373.4 | 485.43 | 592.31 | 579.4601 | 525.54 | 564.81 | 573.25 | 515.72 | 629.49 | 614.6099 | 698.2283 | 736.4523 | 747.5447 | 743.7754 | 734.9508 | 780.4788 | 777.9766 | 770.3015 | 762.0217 | 754.8441 | 748.1263 | 742.0157 | 736.9338 | 733.0251 | 730.4173 | 729.4259 | 731.5891 | 736.7816 | 744.2066 | 751.2569 | 758.3689 | 765.6573 | 772.9064
LDCClass | January | 812.3201 | 731.7599 | 749.6099 | 759.93 | 749.4699 | 767.6901 | 739.84 | 704.09 | 714.45 | 745.7299 | 787.6699 | 568.77 | 800.04 | 788.4601 | 853.81 | 570.0601 | 599.6 | 566.77 | 606.4199 | 694.76 | 692.2701 | 826.1401 | 875.06 | 707.6099 | 631.29 | 716.0101 | 751.3701 | 891.8689 | 951.3394 | 967.162 | 964.2695 | 956.4407 | 1023.279 | 1023.433 | 1015.863 | 1007.448 | 1000.203 | 993.3224 | 987.1968 | 982.2194 | 978.691 | 976.5045 | 976.0954 | 979.7705 | 987.2115 | 997.3098 | 1006.821 | 1016.321 | 1026.056 | 1035.485
LDCClass | February | 762.33 | 686.7299 | 703.48 | 713.1699 | 703.35 | 720.4501 | 694.3099 | 660.7599 | 670.4899 | 699.84 | 748.2999 | 575.27 | 781.3599 | 757.2599 | 802.4 | 543.21 | 621.59 | 602.67 | 577.9401 | 694.7001 | 686.4601 | 768.61 | 812.48 | 698.27 | 611.55 | 746.6599 | 734.64 | 869.5931 | 926.8257 | 942.3126 | 938.9191 | 930.263 | 993.212 | 992.1003 | 983.4685 | 973.995 | 965.7302 | 957.8818 | 950.8394 | 944.9756 | 940.539 | 937.412 | 935.5012 | 937.7438 | 944.1326 | 953.2272 | 961.8287 | 970.4317 | 979.3162 | 987.9922
LDCClass | March | 781.5301 | 704.02 | 721.19 | 731.1299 | 721.0601 | 738.59 | 711.79 | 677.3901 | 687.3699 | 717.46 | 738.62 | 536.72 | 717.93 | 686.97 | 765.74 | 445.92 | 612.34 | 511.57 | 509.66 | 637.6301 | 648.1 | 525.54 | 564.81 | 655.61 | 562.08 | 647.04 | 663.7499 | 771.7443 | 819.3812 | 831.1074 | 827.272 | 817.7407 | 869.8903 | 867.4563 | 858.9892 | 849.993 | 842.1035 | 834.7014 | 828.0812 | 822.624 | 818.5054 | 815.7971 | 814.4707 | 816.5646 | 822.0099 | 829.8521 | 837.278 | 844.7111 | 852.3125 | 859.8244
LDCClass | April | 701.13 | 631.59 | 647 | 655.9099 | 646.88 | 662.5999 | 638.5701 | 607.7 | 616.6501 | 643.65 | 570.79 | 507.87 | 659.9899 | 649.0999 | 719.1 | 422.24 | 566.0801 | 373.4 | 485.43 | 602.1099 | 587.8 | 689.05 | 695.56 | 573.25 | 532.03 | 667.33 | 614.6099 | 715.7708 | 759.581 | 770.7044 | 766.5601 | 757.7725 | 805.6425 | 803.3286 | 795.4371 | 787.0505 | 779.6148 | 772.5797 | 766.1941 | 760.813 | 756.6065 | 753.6198 | 751.9941 | 753.6475 | 758.4734 | 765.5867 | 772.3256 | 779.0971 | 786.0408 | 792.8494
LDCClass | May | 696.78 | 627.68 | 642.99 | 651.84 | 642.8699 | 658.5 | 634.61 | 603.94 | 612.83 | 639.66 | 648.8099 | 506.46 | 685.39 | 652.6 | 710.43 | 418.5 | 549.81 | 515.99 | 498.2201 | 592.31 | 594.31 | 712.97 | 703.44 | 580.13 | 525.72 | 637.2501 | 636.3599 | 726.4222 | 767.5576 | 779.02 | 774.9987 | 765.9205 | 813.2457 | 810.6741 | 802.8184 | 794.3859 | 787.1011 | 780.2667 | 774.0748 | 768.9265 | 764.9656 | 762.2903 | 761.0364 | 763.0067 | 768.1664 | 775.6046 | 782.6812 | 789.8107 | 797.1481 | 804.4438
LDCClass | June | 724.5201 | 652.67 | 668.58 | 677.7999 | 668.47 | 684.7101 | 659.8699 | 627.98 | 637.23 | 665.13 | 678.2399 | 512.6 | 679.15 | 679.81 | 745.34 | 441.68 | 584.5 | 537.6 | 516.62 | 628.48 | 599.91 | 729.28 | 728.63 | 581.18 | 515.72 | 642.65 | 661.4 | 745.2271 | 785.4368 | 797.3382 | 793.3101 | 784.2943 | 835.7328 | 833.4627 | 825.5766 | 817.0968 | 809.7077 | 802.7994 | 796.5049 | 791.2219 | 787.1101 | 784.2908 | 783.1515 | 785.3676 | 790.8099 | 798.6292 | 806.0817 | 813.6384 | 821.3911 | 829.1018
LDCClass | July | 744.53 | 670.6901 | 687.04 | 696.51 | 686.92 | 703.62 | 678.09 | 645.32 | 654.8301 | 683.49 | 715.06 | 535.65 | 716.64 | 687.35 | 723.18 | 409.99 | 609.73 | 538.36 | 530.96 | 632.87 | 629.66 | 737.78 | 762.11 | 623.28 | 559.59 | 685.92 | 693.1699 | 773.3813 | 814.0902 | 827.2708 | 823.9724 | 815.6575 | 859.066 | 856.6475 | 849.175 | 840.9584 | 833.8284 | 827.2061 | 821.2062 | 816.2173 | 812.4771 | 810.0838 | 809.6716 | 812.6686 | 819.0776 | 828.1082 | 836.7747 | 845.6464 | 854.6904 | 863.761
LDCClass | August | 747.29 | 673.18 | 689.6 | 699.1 | 689.4799 | 706.23 | 680.62 | 647.72 | 657.2599 | 686.03 | 700.15 | 513.47 | 715.23 | 673.98 | 716.2101 | 404.99 | 593.71 | 539.13 | 519.08 | 656.5101 | 622.5 | 730.6799 | 712.79 | 601.03 | 562.61 | 680.13 | 636.84 | 709.6304 | 746.9685 | 758.9806 | 755.6268 | 747.0096 | 787.7784 | 784.8267 | 777.1078 | 768.7216 | 761.4338 | 754.6423 | 748.4714 | 743.3427 | 739.4099 | 736.7751 | 735.7167 | 737.8965 | 743.2784 | 751.0188 | 758.4534 | 766.0073 | 773.7154 | 781.4706
LDCClass | September | 723.57 | 651.8 | 667.7 | 676.9 | 667.5801 | 683.8099 | 659.0001 | 627.15 | 636.3901 | 664.2501 | 683.71 | 500.05 | 682.12 | 648.44 | 670.32 | 385.7 | 567.85 | 513.03 | 501.27 | 605.58 | 579.4601 | 694.48 | 694.37 | 574.04 | 528.91 | 633.6599 | 616.02 | 698.2283 | 736.4523 | 747.5447 | 743.7754 | 734.9508 | 780.4788 | 777.9766 | 770.3015 | 762.0217 | 754.8441 | 748.1263 | 742.0157 | 736.9338 | 733.0251 | 730.4173 | 729.4259 | 731.5891 | 736.7816 | 744.2066 | 751.2569 | 758.3689 | 765.6573 | 772.9064
LDCClass | October | 727.43 | 655.29 | 671.2701 | 680.5201 | 671.1501 | 687.46 | 662.53 | 630.5101 | 639.79 | 667.8 | 673.09 | 521.82 | 701.51 | 689.77 | 698.39 | 400.2 | 575.96 | 497.52 | 507.55 | 599.8199 | 583.84 | 707.22 | 685.94 | 574.7599 | 529.79 | 629.49 | 619.15 | 707.8201 | 747.4627 | 758.5399 | 754.5483 | 745.1652 | 792.7809 | 790.0406 | 781.9034 | 773.1976 | 765.6682 | 758.5854 | 752.1667 | 746.8107 | 742.6577 | 739.8143 | 738.3898 | 740.1168 | 744.9376 | 751.9249 | 758.5767 | 765.2643 | 772.1376 | 779.0148
LDCClass | November | 741.8 | 668.23 | 684.53 | 693.96 | 684.41 | 701.04 | 675.6199 | 642.96 | 652.43 | 680.99 | 736.96 | 545.92 | 738.95 | 690.06 | 773.6299 | 437.18 | 635.42 | 580.45 | 558.68 | 657.2301 | 611.95 | 753.1801 | 697.6901 | 627.94 | 551.05 | 726.49 | 620.49 | 725.5823 | 770.5277 | 782.4157 | 778.8812 | 770.5764 | 819.2739 | 817.4926 | 810.0546 | 801.9992 | 795.024 | 788.4382 | 782.507 | 777.6323 | 773.9807 | 771.5746 | 770.6362 | 773.0034 | 778.5124 | 786.2637 | 793.6122 | 800.9667 | 808.5153 | 815.9598
LDCClass | December | 788.88 | 710.64 | 727.97 | 738 | 727.85 | 745.53 | 718.4899 | 683.77 | 693.84 | 724.21 | 804.9601 | 606.1401 | 778.5701 | 782.26 | 787.55 | 507.21 | 660.9 | 621.13 | 576.3101 | 694.5 | 591.65 | 777.25 | 749.2299 | 700.09 | 623.0701 | 729.05 | 703.17 | 825.3917 | 877.899 | 891.9412 | 889.4793 | 882.4185 | 941.744 | 941.7924 | 934.8234 | 926.9832 | 920.2199 | 913.7714 | 907.9714 | 903.2175 | 899.7881 | 897.5483 | 897.0034 | 900.2621 | 907.08 | 916.4139 | 925.1865 | 933.941 | 942.9138 | 951.5943
Montana Residential Loads (GWh) | Modeled values | 1986 | 1987 | 1988 | 1989 | 1990 | 1991 | 1992 | 1993 | 1994 | 1995 | 1996 | 1997 | 1998 | 1999 | 2000 | 2001 | 2002 | 2003 | 2004 | 2005 | 2006 | 2007 | 2008 | 2009 | 2010 | 2011 | 2012 | 2013 | 2014 | 2015 | 2016 | 2017 | 2018 | 2019 | 2020 | 2021 | 2022 | 2023 | 2024 | 2025 | 2026 | 2027 | 2028 | 2029 | 2030 | 2031 | 2032 | 2033 | 2034 | 2035
LDCEU | Total | 1554.45 | 1464.629 | 1519.144 | 1627.005 | 1544.455 | 1652.98 | 1568.719 | 1743.063 | 1699.766 | 1737.936 | 1857.438 | 1800.746 | 1704.703 | 1617.991 | 1659.069 | 1690.325 | 1819.739 | 1815.693 | 1814.692 | 2238.373 | 2356.922 | 2128.315 | 2557.031 | 2751.613 | 2989.945 | 3985.476 | 3732.059 | 3702.599 | 3758.414 | 3734.289 | 3672.587 | 3614.691 | 3561.628 | 3505.005 | 3448.655 | 3394.465 | 3342.091 | 3289.009 | 3235.845 | 3181.959 | 3129.178 | 3070.883 | 3013.595 | 2979.768 | 2970.457 | 2971.006 | 2976.392 | 2983.893 | 2995.644 | 3008.416
LDCEU | Space Heating | 265.6397 | 242.5109 | 249.734 | 291.0119 | 265.3737 | 281.1181 | 264.4409 | 209.6003 | 184.7438 | 197.7197 | 224.3152 | 204.0908 | 187.1834 | 177.5968 | 190.749 | 189.0414 | 217.9584 | 201.0231 | 204.2121 | 250.2161 | 240.1373 | 214.2748 | 276.4915 | 290.6935 | 313.0298 | 415.6298 | 360.9798 | 392.119 | 405.9034 | 416.6005 | 410.1546 | 402.6511 | 394.2453 | 382.964 | 370.0381 | 356.9317 | 344.7677 | 333.2011 | 322.5486 | 312.1247 | 302.0545 | 290.825 | 275.0977 | 263.6882 | 258.9431 | 255.6251 | 252.9427 | 250.7792 | 249.8096 | 249.6432
LDCEU | Water Heating Under 55 | 277.315 | 262.7805 | 267.495 | 279.7254 | 269.3372 | 285.8079 | 273.1674 | 316.686 | 307.7145 | 311.906 | 324.9983 | 317.3382 | 297.244 | 281.7827 | 280.2247 | 281.9308 | 296.2995 | 290.6778 | 286.3181 | 342.5941 | 351.8235 | 314.7319 | 371.5415 | 395.7015 | 427.8535 | 565.0878 | 546.9772 | 552.0652 | 574.5591 | 583.9136 | 582.883 | 580.7758 | 577.9158 | 573.4138 | 567.223 | 559.6437 | 551.5241 | 542.4924 | 533.1752 | 523.038 | 512.4361 | 499.7511 | 480.4972 | 463.653 | 455.9277 | 451.7265 | 448.7571 | 446.3655 | 444.6951 | 443.0764
LDCEU | Lighting | 342.7145 | 325.0124 | 331.0672 | 346.6211 | 333.9229 | 354.121 | 337.8358 | 392.8824 | 382.9879 | 389.386 | 406.9027 | 398.7021 | 374.8212 | 356.8397 | 356.6152 | 360.836 | 381.5294 | 377.1057 | 375.3078 | 453.8515 | 469.899 | 423.7147 | 503.4373 | 531.0427 | 568.0663 | 741.5127 | 705.9094 | 689.1935 | 695.5717 | 694.6585 | 671.2287 | 648.3262 | 626.7759 | 605.8964 | 587.1461 | 569.2482 | 550.8244 | 531.7621 | 510.4624 | 488.5025 | 465.9003 | 441.4189 | 431.2641 | 431.068 | 432.2259 | 434.038 | 436.1677 | 438.2737 | 440.6252 | 442.7509
LDCEU | Refrigeration | 180.1743 | 169.6681 | 171.5973 | 178.3172 | 170.5133 | 179.5171 | 169.9934 | 196.9388 | 191.2118 | 193.5266 | 201.2789 | 196.0837 | 183.1104 | 173.0599 | 171.6006 | 172.1042 | 180.2852 | 176.3092 | 173.2244 | 206.655 | 211.5284 | 188.5413 | 221.5132 | 230.9806 | 244.2279 | 315.0415 | 297.7218 | 294.0876 | 299.5654 | 302.6235 | 300.4403 | 298.3836 | 296.6465 | 294.9504 | 293.5079 | 292.2473 | 291.2494 | 290.4297 | 289.9184 | 289.5251 | 289.3383 | 289.2292 | 289.2878 | 289.628 | 290.0442 | 290.5916 | 291.3553 | 292.1131 | 293.0929 | 294.0997
LDCEU | Freezer | 65.4347 | 62.8308 | 64.7607 | 68.4936 | 66.6649 | 71.2892 | 68.673 | 78.5673 | 75.2669 | 75.1592 | 77.0795 | 74.074 | 68.2278 | 63.6087 | 62.2304 | 61.5927 | 63.6173 | 61.3827 | 59.5199 | 70.0829 | 70.7932 | 62.2853 | 72.2406 | 74.3759 | 77.6002 | 98.7369 | 92.0148 | 90.2057 | 91.1168 | 91.2405 | 89.7455 | 88.2724 | 86.8683 | 85.4511 | 84.1078 | 82.7935 | 81.5323 | 80.3117 | 79.1553 | 78.0228 | 76.924 | 75.853 | 74.8176 | 73.8515 | 72.8808 | 71.9445 | 71.0605 | 70.165 | 69.3233 | 68.4814
LDCEU | Clothes Washer | 21.4278 | 19.859 | 19.7614 | 20.1879 | 18.9951 | 19.362 | 17.7489 | 20.147 | 19.1732 | 19.008 | 19.3561 | 18.4533 | 16.87 | 15.6086 | 15.118 | 14.8368 | 15.1677 | 14.4783 | 13.9086 | 16.1794 | 16.1525 | 14.0302 | 16.0638 | 16.3158 | 16.7813 | 21.0528 | 19.3042 | 19.0007 | 19.2842 | 19.4123 | 19.2107 | 19.0248 | 18.8646 | 18.711 | 18.5798 | 18.462 | 18.3626 | 18.2768 | 18.2101 | 18.1523 | 18.1059 | 18.0667 | 18.0379 | 18.0267 | 18.0162 | 18.0143 | 18.0254 | 18.0336 | 18.055 | 18.0757
LDCEU | Clothes Dryer | 87.098 | 83.1636 | 85.288 | 89.9986 | 75.4859 | 81.0879 | 78.5306 | 93.8766 | 94.0391 | 98.1855 | 105.3295 | 105.8727 | 102.054 | 99.5508 | 101.8998 | 105.5383 | 114.1424 | 115.312 | 117.0831 | 144.4004 | 152.8583 | 121.2464 | 147.4526 | 159.2616 | 174.4576 | 233.3301 | 228.6373 | 237.2217 | 251.6814 | 210.4677 | 215.9205 | 221.1266 | 226.2411 | 231.0635 | 235.7917 | 240.2556 | 244.649 | 248.8761 | 253.1015 | 257.186 | 261.3495 | 264.948 | 267.7087 | 270.9155 | 275.174 | 279.9067 | 284.6808 | 289.4503 | 294.4493 | 299.3115
LDCEU | Dishwasher | 21.9642 | 20.2704 | 21.0635 | 22.4728 | 20.9336 | 21.4241 | 23.2649 | 27.8017 | 27.8018 | 28.9409 | 30.9479 | 30.9549 | 29.6699 | 28.7455 | 29.2135 | 30.0318 | 32.1933 | 32.2263 | 32.3925 | 39.5123 | 41.3192 | 37.6271 | 45.1272 | 48.0225 | 51.9733 | 68.6298 | 72.4707 | 72.1346 | 74.2691 | 76.0604 | 76.7783 | 77.725 | 78.9295 | 80.2941 | 81.8778 | 83.6368 | 85.5861 | 87.6996 | 90.0091 | 92.4529 | 95.0511 | 97.774 | 100.6411 | 103.7011 | 106.8645 | 110.1691 | 113.6517 | 117.2178 | 120.973 | 124.8316
LDCEU | Cooking | 61.8634 | 60.5869 | 63.7394 | 68.8296 | 68.4083 | 74.8461 | 73.5424 | 88.6714 | 86.7916 | 88.5837 | 92.9691 | 91.3462 | 86.1045 | 82.1533 | 82.256 | 83.4277 | 90.0628 | 90.7961 | 91.9828 | 112.6488 | 115.9854 | 104.0013 | 122.8648 | 129.0901 | 135.8797 | 174.5324 | 169.2049 | 169.8012 | 175.6214 | 180.0219 | 181.1969 | 182.1358 | 183.0489 | 182.2073 | 181.4018 | 180.6616 | 179.9992 | 179.3983 | 178.9215 | 178.4759 | 178.2366 | 177.7133 | 177.2653 | 176.92 | 177.0851 | 177.3421 | 177.6588 | 178.0008 | 178.4084 | 178.8591
LDCEU | Air Conditioning | 16.2264 | 12.701 | 23.4615 | 17.1047 | 18.5377 | 23.5534 | 11.2693 | 5.7686 | 22.8584 | 14.6235 | 19.742 | 17.8898 | 27.6193 | 15.851 | 21.1155 | 24.3951 | 19.477 | 28.6848 | 15.1884 | 18.1497 | 34.3844 | 33.1736 | 20.6026 | 21.0236 | 18.466 | 34.6987 | 33.5502 | 24.9681 | 18.3852 | 26.582 | 26.3637 | 26.1607 | 25.9888 | 25.8225 | 25.6825 | 25.5591 | 25.4602 | 25.3789 | 25.3254 | 25.2844 | 25.2623 | 25.2496 | 25.2536 | 25.2846 | 25.323 | 25.3757 | 25.45 | 25.5256 | 25.6239 | 25.7269
LDCEU | Entertainment Center | 68.208 | 68.8022 | 74.3222 | 82.4316 | 83.8645 | 93.8482 | 98.6679 | 119.8565 | 122.0934 | 129.4592 | 140.387 | 141.9816 | 144.4806 | 147.9333 | 161.6901 | 179.1851 | 204.3213 | 221.9 | 245.7942 | 334.8253 | 385.0897 | 366.8916 | 456.6944 | 526.6931 | 610.5591 | 839.9996 | 758.8892 | 715.7065 | 692.6746 | 662.8819 | 626.9651 | 596.6909 | 570.6994 | 547.1116 | 524.3439 | 504.1939 | 485.2332 | 466.1704 | 447.5773 | 429.3901 | 412.1947 | 395.3417 | 376.5489 | 363.0985 | 355.313 | 350.8621 | 348.2793 | 346.8305 | 346.4439 | 346.5158
LDCEU | Other Non-Substitutables | 143.454 | 133.5404 | 143.7935 | 158.4788 | 149.0853 | 163.3383 | 147.9557 | 187.9369 | 180.7416 | 186.9046 | 209.2786 | 199.0903 | 182.6646 | 170.7385 | 181.7565 | 182.6704 | 199.6041 | 200.7252 | 194.6504 | 243.0124 | 260.4028 | 241.8373 | 295.8708 | 320.6292 | 342.4396 | 465.6049 | 434.7176 | 434.3671 | 447.6464 | 457.638 | 459.6834 | 461.5695 | 463.717 | 465.5938 | 467.5833 | 469.6102 | 471.8284 | 474.0808 | 476.6476 | 479.1461 | 481.798 | 484.3138 | 486.9009 | 489.7774 | 492.621 | 495.4849 | 498.5453 | 501.4285 | 504.5374 | 507.5376
LDCEU | Water Heating Over 55 | 2.9299 | 2.9029 | 3.0598 | 3.3315 | 3.3327 | 3.6665 | 3.629 | 4.3295 | 4.3419 | 4.533 | 4.8535 | 4.8679 | 4.6539 | 4.5221 | 4.5997 | 4.7345 | 5.081 | 5.0718 | 5.1095 | 6.2455 | 6.5485 | 5.9592 | 7.1308 | 7.7827 | 8.6112 | 11.6187 | 11.6822 | 11.7281 | 12.1351 | 12.1885 | 12.0166 | 11.8491 | 11.6869 | 11.5255 | 11.3717 | 11.2209 | 11.0743 | 10.9309 | 10.793 | 10.6586 | 10.527 | 10.3989 | 10.2739 | 10.1555 | 10.0387 | 9.9251 | 9.8171 | 9.7093 | 9.6067 | 9.506
Montana Commercial Loads (GWh) | Modeled values | 1986 | 1987 | 1988 | 1989 | 1990 | 1991 | 1992 | 1993 | 1994 | 1995 | 1996 | 1997 | 1998 | 1999 | 2000 | 2001 | 2002 | 2003 | 2004 | 2005 | 2006 | 2007 | 2008 | 2009 | 2010 | 2011 | 2012 | 2013 | 2014 | 2015 | 2016 | 2017 | 2018 | 2019 | 2020 | 2021 | 2022 | 2023 | 2024 | 2025 | 2026 | 2027 | 2028 | 2029 | 2030 | 2031 | 2032 | 2033 | 2034 | 2035
LDCEU | Total | 1889.897 | 1176.739 | 1262.101 | 1205.662 | 1329.5 | 1266.556 | 1285.777 | 1330.745 | 1404.196 | 1308.396 | 1388.304 | 1335.967 | 1348.221 | 1085.73 | 1378.231 | 1488.538 | 1611.906 | 1568.232 | 1509.761 | 1852.858 | 1930.337 | 1897.555 | 1868.354 | 1893.961 | 1919.043 | 2732.205 | 2808.583 | 2814.259 | 2912.615 | 2982.394 | 2998.027 | 2964.084 | 2934.802 | 2906.1 | 2864.998 | 2810.303 | 2760.379 | 2712.621 | 2665.56 | 2623.53 | 2587.998 | 2564.277 | 2560.364 | 2571.344 | 2600.473 | 2642.93 | 2683.986 | 2727.844 | 2771.272 | 2815.342
LDCEU | Space Heating | 155.8381 | 93.5179 | 90.3023 | 104.4054 | 105.2593 | 98.6307 | 107.3243 | 136.992 | 107.2463 | 113.2089 | 125.4148 | 111.8934 | 95.9123 | 83.9125 | 108.0739 | 108.4885 | 134.8761 | 111.995 | 125.1116 | 150.8881 | 157.8454 | 156.9544 | 152.6494 | 154.4513 | 155.889 | 224.0597 | 230.8734 | 235.9069 | 248.7067 | 258.8542 | 261.237 | 262.3631 | 262.6409 | 262.9086 | 257.9563 | 250.8637 | 244.4217 | 238.0454 | 231.6011 | 225.6211 | 220.2456 | 215.159 | 209.0545 | 206.6391 | 207.5407 | 210.3255 | 213.1682 | 216.4327 | 219.4729 | 222.6282
LDCEU | Water Heating | 51.782 | 32.9965 | 30.955 | 31.8572 | 34.4765 | 32.1797 | 36.9866 | 40.4219 | 35.8471 | 36.1927 | 36.068 | 35.6674 | 32.501 | 29.2034 | 34.3901 | 36.1365 | 41.2412 | 36.97 | 41.7776 | 49.6006 | 46.3742 | 44.0433 | 51.2896 | 52.5198 | 54.8568 | 72.8072 | 68.6454 | 70.3567 | 74.5341 | 77.015 | 77.9545 | 78.8115 | 79.681 | 80.7206 | 80.5196 | 79.9821 | 79.8794 | 79.7963 | 79.7712 | 79.8846 | 80.1188 | 80.4883 | 80.8417 | 81.2626 | 81.9533 | 82.7537 | 83.5024 | 84.2507 | 85.0764 | 85.9638
LDCEU | Other Substitutables | 29.2155 | 19.9901 | 18.9155 | 19.6093 | 21.3071 | 19.9243 | 23.3446 | 25.8197 | 23.2219 | 23.4763 | 23.4015 | 23.1814 | 21.2835 | 19.3048 | 23.0976 | 24.2979 | 27.5923 | 24.7324 | 27.8333 | 33.0277 | 30.5457 | 30.1508 | 35.0371 | 35.855 | 36.9111 | 50.2922 | 46.2217 | 46.6081 | 48.5211 | 49.9644 | 50.4453 | 50.1926 | 49.6823 | 49.1322 | 48.0857 | 46.8669 | 45.455 | 43.8336 | 42.0476 | 40.0631 | 37.8954 | 35.4237 | 31.8568 | 29.2187 | 27.7016 | 26.8924 | 26.2178 | 25.5666 | 24.8235 | 24.7838
LDCEU | Refrigeration | 250.3329 | 174.9392 | 165.2413 | 171.077 | 186.1779 | 174.255 | 203.864 | 224.9353 | 202.0764 | 204.4149 | 203.8532 | 202.3119 | 185.7826 | 168.5374 | 201.4794 | 211.6729 | 240.7231 | 216.2045 | 243.8929 | 289.7304 | 274.0457 | 256.9054 | 293.1424 | 302.1729 | 316.1042 | 418.2937 | 402.957 | 391.4204 | 392.7874 | 390.5956 | 380.3919 | 363.1039 | 346.169 | 330.8782 | 316.6647 | 303.6378 | 291.8491 | 281.465 | 272.3964 | 264.3706 | 257.3994 | 251.3604 | 247.4337 | 244.1977 | 241.6928 | 239.9547 | 238.5326 | 237.5537 | 236.6233 | 235.9212
LDCEU | Lighting | 490.8786 | 314.1781 | 295.265 | 304.1793 | 329.5853 | 307.5973 | 354.8622 | 388.5657 | 345.9688 | 349.4951 | 348.5217 | 344.9216 | 315.1573 | 283.9891 | 335.856 | 352.9574 | 402.5555 | 326.8571 | 369.7682 | 439.3589 | 450.0712 | 442.3673 | 448.6552 | 455.2644 | 462.1901 | 652.9155 | 656.8688 | 656.2831 | 677.0338 | 691.0824 | 693.8362 | 672.5658 | 656.6673 | 638.3649 | 617.5139 | 593.1874 | 569.5535 | 547.0677 | 524.9425 | 505.7335 | 489.8093 | 477.383 | 464.2347 | 456.3088 | 454.7151 | 457.2426 | 459.944 | 462.6305 | 465.1415 | 466.9716
LDCEU | Air Conditioning | 489.2828 | 270.674 | 407.312 | 313.1653 | 369.4668 | 369.535 | 255.5139 | 182.0206 | 394.773 | 283.2017 | 353.1896 | 322.3771 | 426.9878 | 257.1216 | 388.0874 | 452.677 | 420.0789 | 541.7529 | 350.733 | 473.8956 | 501.5493 | 496.8183 | 478.5222 | 483.3351 | 486.749 | 702.3807 | 728.2087 | 728.2371 | 752.9928 | 771.6823 | 777.4905 | 781.9876 | 785.9053 | 791.3618 | 796.1624 | 798.6732 | 803.6628 | 809.717 | 817.0105 | 826.5372 | 838.4797 | 852.3033 | 867.9128 | 886.415 | 908.7621 | 934.1241 | 959.632 | 986.3091 | 1013.379 | 1041.595
LDCEU | Other Non-Substitutables | 422.5673 | 270.4433 | 254.1101 | 261.3688 | 283.2274 | 264.4341 | 303.881 | 331.9897 | 295.0625 | 298.4069 | 297.8555 | 295.6145 | 270.5961 | 243.6617 | 287.2462 | 302.3076 | 344.839 | 309.7201 | 350.6445 | 416.3563 | 469.9052 | 470.3154 | 409.0578 | 410.3624 | 406.3427 | 611.4564 | 674.8078 | 685.4464 | 718.0391 | 743.1997 | 756.6715 | 755.0591 | 754.0567 | 752.7339 | 748.0957 | 737.092 | 725.5574 | 712.6961 | 697.7903 | 681.3201 | 664.0496 | 652.1595 | 659.0293 | 667.3022 | 678.1074 | 691.6373 | 702.9888 | 715.1006 | 726.7554 | 737.4783
Montana Industrial Loads (GWh) | Modeled values | 1986 | 1987 | 1988 | 1989 | 1990 | 1991 | 1992 | 1993 | 1994 | 1995 | 1996 | 1997 | 1998 | 1999 | 2000 | 2001 | 2002 | 2003 | 2004 | 2005 | 2006 | 2007 | 2008 | 2009 | 2010 | 2011 | 2012 | 2013 | 2014 | 2015 | 2016 | 2017 | 2018 | 2019 | 2020 | 2021 | 2022 | 2023 | 2024 | 2025 | 2026 | 2027 | 2028 | 2029 | 2030 | 2031 | 2032 | 2033 | 2034 | 2035
LDCEU | Total | 5218.153 | 5158.112 | 5218.75 | 5282.616 | 5146.105 | 5271.736 | 5051.674 | 4425.257 | 4529.711 | 4913.592 | 5166.491 | 3037.561 | 5286.457 | 5326.94 | 5475.87 | 1976.018 | 3786.589 | 3256.152 | 3005.112 | 3506.291 | 3052.653 | 4691.622 | 4317.208 | 2686.812 | 1596.011 | 1059.758 | 1021.066 | 2218.488 | 2595.238 | 2665.776 | 2663.521 | 2662.989 | 3312.119 | 3365.42 | 3359.243 | 3352.771 | 3347.801 | 3342.54 | 3340.869 | 3342.764 | 3348.371 | 3356.897 | 3364.948 | 3381.965 | 3404.832 | 3428.511 | 3455.488 | 3482.7 | 3510.317 | 3538.577
LDCEU | Process Heat | 872.5141 | 854.8826 | 856.3179 | 864.6836 | 840.3515 | 866.7527 | 832.7458 | 688.1623 | 686.1978 | 792.2841 | 871.3122 | 566.472 | 878.152 | 907.0883 | 864.2676 | 286.6051 | 532.7833 | 461.0305 | 419.8238 | 489.5978 | 412.0078 | 675.3562 | 652.4504 | 377.2916 | 134.6088 | 87.1958 | 79.411 | 312.9349 | 547.3618 | 566.8974 | 567.1408 | 567.0978 | 694.7925 | 702.3725 | 696.6149 | 689.7117 | 682.9056 | 677.0668 | 672.4604 | 669.2824 | 667.9771 | 667.9855 | 667.3284 | 671.4189 | 678.751 | 686.2267 | 695.0801 | 703.9211 | 712.7004 | 721.4296
LDCEU | Motors | 1995.893 | 2014.104 | 2037.204 | 2083.701 | 2030.199 | 2062.346 | 1976.596 | 1881.087 | 2010.632 | 1988.355 | 1939.153 | 925.3638 | 2053.691 | 1983.377 | 2296.807 | 921.1995 | 1846.52 | 1582.316 | 1483.755 | 1733.116 | 1521.953 | 2167.481 | 1895.99 | 1269.794 | 1080.645 | 725.1415 | 716.4297 | 1160.926 | 1160.783 | 1192.206 | 1196.964 | 1201.509 | 1361.534 | 1378.263 | 1381.671 | 1384.842 | 1388.015 | 1390.002 | 1392.895 | 1396.822 | 1401.761 | 1407.607 | 1413.509 | 1422.104 | 1432.355 | 1443.038 | 1454.573 | 1466.233 | 1478.143 | 1490.426
LDCEU | Other Subs | 475.4859 | 474.379 | 486.9699 | 501.4067 | 485.7911 | 499.1519 | 460.7581 | 449.4361 | 448.8707 | 480.8282 | 478.6034 | 231.336 | 515.1299 | 497.8163 | 518 | 176.8235 | 378.589 | 327.4181 | 312.1266 | 374.5171 | 314.4368 | 470.6386 | 414.3564 | 268.4852 | 205.5162 | 134.1649 | 121.6702 | 296.4978 | 445.2157 | 461.5034 | 469.1021 | 476.6845 | 528.2621 | 539.7773 | 547.1053 | 554.351 | 561.493 | 568.1755 | 574.8304 | 581.4602 | 588.0084 | 594.5331 | 601.0356 | 607.579 | 614.0443 | 620.4923 | 626.9861 | 633.4025 | 639.8036 | 646.2545
LDCEU | Miscellaneous | 1874.26 | 1814.746 | 1838.258 | 1832.824 | 1789.764 | 1843.485 | 1781.574 | 1406.571 | 1384.011 | 1652.125 | 1877.422 | 1314.389 | 1839.484 | 1938.658 | 1796.796 | 591.3897 | 1028.697 | 885.3876 | 789.4061 | 909.0606 | 804.2559 | 1378.146 | 1354.41 | 771.2409 | 175.2413 | 113.2562 | 103.5552 | 448.1297 | 441.8771 | 445.1699 | 430.3147 | 417.6972 | 727.5306 | 745.0073 | 733.8511 | 723.8665 | 715.3878 | 707.2959 | 700.6827 | 695.1995 | 690.625 | 686.7719 | 683.0748 | 680.8632 | 679.6808 | 678.7542 | 678.849 | 679.1431 | 679.6705 | 680.4668
Montana Transportation Loads (GWh) |  | 1986 | 1987 | 1988 | 1989 | 1990 | 1991 | 1992 | 1993 | 1994 | 1995 | 1996 | 1997 | 1998 | 1999 | 2000 | 2001 | 2002 | 2003 | 2004 | 2005 | 2006 | 2007 | 2008 | 2009 | 2010 | 2011 | 2012 | 2013 | 2014 | 2015 | 2016 | 2017 | 2018 | 2019 | 2020 | 2021 | 2022 | 2023 | 2024 | 2025 | 2026 | 2027 | 2028 | 2029 | 2030 | 2031 | 2032 | 2033 | 2034 | 2035
LDCECC | Transportation | 0 | 0 | 0 | 0 | 0 | 0 | 0 | 0 | 0 | 0 | 0 | 0 | 0 | 0 | 0 | 0 | 0 | 0 | 0 | 0 | 0 | 0 | 0 | 0 | 0 | 0 | 0 | 0 | 12.218 | 19.1826 | 30.3242 | 45.1828 | 63.1295 | 83.7313 | 106.7001 | 131.6724 | 158.174 | 185.8545 | 214.5001 | 244.1948 | 274.7001 | 304.314 | 332.7325 | 359.7037 | 384.9609 | 415.4086 | 433.7145 | 448.5716 | 462.9734 | 472.0493
Montana Streetlighting Loads (GWh) |  | 1986 | 1987 | 1988 | 1989 | 1990 | 1991 | 1992 | 1993 | 1994 | 1995 | 1996 | 1997 | 1998 | 1999 | 2000 | 2001 | 2002 | 2003 | 2004 | 2005 | 2006 | 2007 | 2008 | 2009 | 2010 | 2011 | 2012 | 2013 | 2014 | 2015 | 2016 | 2017 | 2018 | 2019 | 2020 | 2021 | 2022 | 2023 | 2024 | 2025 | 2026 | 2027 | 2028 | 2029 | 2030 | 2031 | 2032 | 2033 | 2034 | 2035
LDCECC | Streetlighting | 207.6464 | 196.3201 | 191.2557 | 187.6417 | 170.1612 | 178.2363 | 180.0706 | 177.8501 | 180.0173 | 184.1017 | 182.9429 | 176.666 | 172.2357 | 167.888 | 190.1436 | 189.5092 | 191.0117 | 185.2763 | 181.9009 | 218.4895 | 219.3207 | 190.6255 | 220.8941 | 213.9833 | 244.9089 | 317.2581 | 306.7646 | 307.8614 | 308.9105 | 309.8669 | 310.6997 | 311.4401 | 312.0573 | 312.6413 | 313.1335 | 313.5926 | 314.0051 | 314.295 | 314.6282 | 314.8259 | 314.9911 | 315.155 | 315.229 | 315.3334 | 315.3613 | 315.5209 | 315.6224 | 315.6917 | 315.7601 | 315.9028
Montana Electricity Sales (GWh/Yr) | Modeled values | 1986 | 1987 | 1988 | 1989 | 1990 | 1991 | 1992 | 1993 | 1994 | 1995 | 1996 | 1997 | 1998 | 1999 | 2000 | 2001 | 2002 | 2003 | 2004 | 2005 | 2006 | 2007 | 2008 | 2009 | 2010 | 2011 | 2012 | 2013 | 2014 | 2015 | 2016 | 2017 | 2018 | 2019 | 2020 | 2021 | 2022 | 2023 | 2024 | 2025 | 2026 | 2027 | 2028 | 2029 | 2030 | 2031 | 2032 | 2033 | 2034 | 2035
SaEC | Total | 7008.589 | 6551.831 | 6779.205 | 6869.54 | 6944.761 | 7001.231 | 6787.417 | 6427.254 | 6482.75 | 6909.952 | 7292.422 | 5565.443 | 7543.138 | 7535.042 | 8023.631 | 5000.655 | 6721.922 | 6368.895 | 6174.757 | 6265.91 | 5962.883 | 8008.067 | 6889.272 | 6039.958 | 4741.94 | 4412.413 | 4455.686 | 5128.402 | 5442.391 | 5518.312 | 5503.257 | 5465.458 | 5806.248 | 5807.678 | 5769.351 | 5725.874 | 5687.738 | 5651.366 | 5617.861 | 5589.289 | 5568.142 | 5551.71 | 5546.315 | 5566.896 | 5615.116 | 5680.512 | 5742.29 | 5805.903 | 5871.893 | 5935.742
SaEC | Single Family | 966.5549 | 944.0735 | 986.7897 | 1051.902 | 1022.105 | 1073.577 | 1023.001 | 1132.065 | 1094.007 | 1133.925 | 1202.326 | 1195.731 | 1140.579 | 1118.418 | 1152.631 | 1174.844 | 1239.553 | 1266.242 | 1278.054 | 1328.687 | 1383.029 | 1426.191 | 1460.988 | 1630.149 | 1551.906 | 1599.932 | 1551.482 | 1533.618 | 1551.437 | 1535.613 | 1505.108 | 1477.112 | 1451.398 | 1424.867 | 1399.163 | 1374.545 | 1350.223 | 1325.753 | 1300.851 | 1275.486 | 1250.206 | 1223.159 | 1197.69 | 1182.453 | 1176.558 | 1174.678 | 1174.72 | 1175.659 | 1178.248 | 1180.993
SaEC | Multi Family | 117.3872 | 114.7147 | 120.3585 | 131.8702 | 128.4845 | 135.9448 | 130.2464 | 145.3448 | 138.5497 | 147.8127 | 161.8881 | 161.0662 | 154.0226 | 153.1452 | 161.0328 | 164.6472 | 179.2506 | 181.9085 | 185.9567 | 194.5944 | 200.1776 | 208.309 | 218.0194 | 243.7323 | 234.1649 | 244.9354 | 237.2939 | 244.256 | 255.6907 | 263.6456 | 268.2461 | 272.1275 | 276.0125 | 279.2589 | 281.6278 | 284.0239 | 286.4415 | 288.4692 | 290.7861 | 292.6162 | 294.8465 | 295.9739 | 296.7166 | 298.7834 | 303.3959 | 308.528 | 313.971 | 319.8647 | 325.9768 | 332.2779
SaEC | Other Family | 149.4446 | 147.1993 | 156.3176 | 168.7986 | 165.5341 | 176.8421 | 170.2784 | 185.8917 | 185.8293 | 199.24 | 218.6299 | 224.2708 | 220.6779 | 222.4509 | 233.8543 | 240.8547 | 256.9093 | 264.5114 | 266.1365 | 276.6024 | 288.1043 | 292.9404 | 300.239 | 335.5076 | 320.3376 | 331.942 | 330.0237 | 325.6591 | 329.6221 | 325.9946 | 318.6922 | 312.0232 | 306.0702 | 299.6554 | 293.3537 | 287.2767 | 281.8196 | 276.6498 | 271.4838 | 266.7458 | 262.2396 | 257.3034 | 251.7036 | 247.8349 | 246.3749 | 246.0807 | 246.1829 | 246.4552 | 247.3525 | 248.34
SaEC | Large Office | 171.3798 | 100.1079 | 113.4021 | 104.1278 | 117.7711 | 110.6624 | 105.7899 | 104.7641 | 117.8531 | 107.7679 | 117.1899 | 113.6975 | 120.1442 | 95.4505 | 125.1682 | 136.5932 | 142.4803 | 147.9039 | 135.4431 | 141.2884 | 148.4525 | 169.6177 | 136.83 | 142.399 | 125.2165 | 142.5823 | 155.6363 | 156.1623 | 161.7005 | 166.2251 | 167.0059 | 165.1657 | 163.8194 | 162.4919 | 160.2622 | 156.5907 | 153.8988 | 150.8448 | 147.569 | 144.3952 | 141.3717 | 139.1331 | 137.7129 | 137.493 | 138.8244 | 140.5905 | 142.3371 | 144.0773 | 146.1247 | 148.3307
SaEC | Medium Office | 54.9285 | 41.4971 | 45.4642 | 42.5838 | 47.9147 | 44.8066 | 44.3347 | 44.8066 | 47.8737 | 44.789 | 47.9437 | 46.8253 | 48.2286 | 39.4317 | 50.8007 | 55.0445 | 58.2219 | 58.7479 | 55.9941 | 57.8933 | 55.3927 | 61.5228 | 57.3929 | 60.4299 | 54.5918 | 58.274 | 58.9081 | 60.6901 | 64.7687 | 68.9513 | 71.9664 | 72.4669 | 72.9855 | 74.0324 | 75.155 | 73.798 | 75.0354 | 75.7998 | 76.2976 | 77.1733 | 78.2835 | 80.1033 | 82.2641 | 84.8104 | 88.9168 | 92.9607 | 96.541 | 99.9808 | 103.9863 | 108.299
SaEC | Small Office | 74.3529 | 46.1184 | 51.6049 | 47.6483 | 53.8438 | 50.4997 | 48.92 | 48.6738 | 53.854 | 49.6213 | 53.578 | 52.1852 | 54.6753 | 43.9097 | 57.1383 | 62.2298 | 65.1621 | 66.83 | 62.0398 | 64.5299 | 61.332 | 68.1488 | 64.2246 | 67.6356 | 61.1362 | 65.126 | 65.3288 | 65.6141 | 68.0466 | 70.1005 | 70.6444 | 69.8848 | 69.35 | 68.9251 | 68.2796 | 66.8434 | 66.1383 | 65.2871 | 64.3729 | 63.609 | 62.9834 | 62.7571 | 62.836 | 63.3594 | 64.6282 | 66.0247 | 67.3423 | 68.6457 | 70.1297 | 71.7189
SaEC | Big Box-Retail | 50.2333 | 52.0692 | 52.9871 | 52.5756 | 59.2292 | 55.0029 | 60.9525 | 64.7787 | 63.0246 | 62.2403 | 63.6436 | 64.034 | 62.5041 | 55.6416 | 69.5944 | 74.2157 | 81.1896 | 78.0774 | 82.34 | 84.0914 | 89.3669 | 98.3669 | 81.0066 | 85.8116 | 75.7438 | 83.3139 | 90.1032 | 88.8585 | 90.1917 | 91.0749 | 90.7461 | 88.1944 | 85.7466 | 83.4051 | 80.86 | 78.233 | 75.5729 | 73.0415 | 70.8504 | 69.0455 | 67.4803 | 66.397 | 65.9909 | 65.917 | 66.4267 | 67.1606 | 68.0721 | 69.0122 | 69.8401 | 70.7763
SaEC | Small Box-Retail | 71.8417 | 42.0985 | 46.0234 | 43.7866 | 49.8227 | 46.7761 | 48.2942 | 49.5047 | 53.1462 | 50.1278 | 53.0293 | 52.544 | 54.1477 | 45.3315 | 58.8921 | 63.7386 | 67.743 | 67.8218 | 65.374 | 68.0223 | 77.8883 | 88.5334 | 64.9326 | 67.9478 | 58.2136 | 68.3894 | 78.0215 | 77.4038 | 79.1199 | 80.2834 | 79.9507 | 77.9097 | 76.3241 | 74.6406 | 72.6112 | 70.4211 | 68.1147 | 65.8112 | 63.6034 | 61.5702 | 59.7158 | 58.3256 | 57.4124 | 57.0657 | 57.3252 | 57.8807 | 58.5548 | 59.2444 | 59.8839 | 60.5562
SaEC | High End-Retail | 19.034 | 11.1313 | 12.2814 | 11.5955 | 13.2327 | 12.4326 | 12.7198 | 12.925 | 14.1251 | 13.2204 | 14.0117 | 13.8851 | 14.4549 | 11.9833 | 15.6547 | 16.9871 | 17.9469 | 18.095 | 17.2087 | 17.9578 | 19.9106 | 22.0832 | 17.0076 | 17.942 | 15.6638 | 17.7154 | 19.9106 | 20.4133 | 21.3213 | 22.3036 | 23.6972 | 24.1714 | 24.4857 | 24.8181 | 24.9485 | 24.8934 | 24.6514 | 24.4034 | 24.3673 | 24.5879 | 24.9155 | 25.5161 | 26.4939 | 27.4737 | 28.73 | 30.0434 | 31.4405 | 32.8381 | 34.0891 | 35.4234
SaEC | Anchor-Retail | 44.8101 | 23.8347 | 27.9812 | 25.4912 | 29.3479 | 27.8605 | 26.7116 | 26.1269 | 31.4097 | 28.2028 | 30.8195 | 30.1336 | 32.8347 | 25.8719 | 34.8869 | 38.3318 | 39.505 | 42.0879 | 37.2239 | 39.4713 | 45.3502 | 50.993 | 37.1336 | 38.9244 | 33.5331 | 39.1031 | 45.2065 | 45.4166 | 46.8596 | 48.1179 | 48.969 | 48.7272 | 48.5405 | 48.3467 | 47.9393 | 47.3573 | 46.6257 | 45.9102 | 45.379 | 45.0962 | 44.969 | 45.194 | 45.8231 | 46.6877 | 47.9688 | 49.4119 | 50.9727 | 52.5489 | 54.0193 | 55.5865
SaEC | K-12 | 83.7749 | 53.6096 | 55.0762 | 55.1923 | 61.4962 | 57.5571 | 61.0448 | 65.5173 | 62.8092 | 62.0188 | 64.6037 | 63.9179 | 61.8816 | 53.4074 | 66.7544 | 70.4068 | 77.7304 | 72.5698 | 74.5322 | 76.6846 | 74.4519 | 84.7984 | 76.4932 | 80.0762 | 72.3387 | 77.7036 | 79.1703 | 79.2669 | 81.5087 | 83.0016 | 82.5497 | 81.319 | 80.3175 | 79.2308 | 77.5666 | 75.8175 | 74.0278 | 72.2235 | 70.4198 | 68.6839 | 67.0542 | 65.6106 | 64.2406 | 63.3627 | 62.9345 | 62.7504 | 62.6507 | 62.5864 | 62.5294 | 62.5047
SaEC | University | 65.7855 | 41.8241 | 45.728 | 43.3224 | 49.7201 | 47.2685 | 47.5659 | 47.7506 | 52.1615 | 49.1043 | 51.6999 | 51.9426 | 53.8101 | 44.2482 | 56.5305 | 61.1958 | 64.9452 | 67.0516 | 64.2134 | 66.5451 | 74.2878 | 85.9801 | 65.4865 | 66.255 | 57.4956 | 66.9841 | 75.2417 | 75.6399 | 77.6869 | 79.0113 | 78.5488 | 77.2905 | 76.3007 | 75.2197 | 73.973 | 72.6062 | 71.1611 | 69.6424 | 68.0657 | 66.4673 | 64.8568 | 63.5419 | 62.7306 | 62.2727 | 62.1961 | 62.3003 | 62.4797 | 62.6701 | 62.8733 | 63.214
SaEC | Warehouse | 53.6624 | 35.4302 | 33.932 | 35.1032 | 38.6416 | 35.3385 | 40.0982 | 43.8936 | 39.1134 | 40.442 | 41.1911 | 41.3916 | 38.5533 | 35.9982 | 43.347 | 45.5381 | 50.8045 | 44.5569 | 50.2544 | 50.2333 | 47.9557 | 52.4595 | 49.4431 | 52.3335 | 47.6479 | 50.315 | 50.7662 | 51.2311 | 53.547 | 55.3614 | 55.5574 | 54.7741 | 54.979 | 53.7988 | 52.5031 | 50.7489 | 49.1311 | 48.032 | 46.7088 | 45.6838 | 44.3616 | 43.6606 | 42.8363 | 42.7111 | 42.9705 | 43.3893 | 44.113 | 44.7201 | 45.4085 | 45.8526
SaEC | Supermarket | 135.1055 | 78.4572 | 82.2661 | 81.2321 | 92.3315 | 86.4537 | 94.9678 | 100.8661 | 102.2406 | 100.0234 | 103.9484 | 104.6026 | 104.6764 | 92.2104 | 118.2128 | 127.1712 | 136.6679 | 132.1512 | 134.6307 | 137.2685 | 127.075 | 138.6718 | 134.6659 | 143.558 | 131.1782 | 136.42 | 135.4762 | 133.0153 | 134.9711 | 135.7689 | 133.6166 | 129.5396 | 125.8294 | 122.3616 | 119.0712 | 115.9725 | 113.108 | 110.4673 | 108.0126 | 105.7615 | 103.7157 | 101.9224 | 100.2371 | 99.1331 | 98.6479 | 98.5025 | 98.5464 | 98.653 | 98.8234 | 99.1553
SaEC | MiniMart | 41.7925 | 39.6084 | 40.3576 | 40.4947 | 45.8734 | 42.7447 | 48.325 | 51.9768 | 50.7562 | 50.5604 | 51.7948 | 52.4701 | 51.4045 | 46.405 | 58.5733 | 62.6518 | 68.09 | 64.6987 | 68.2966 | 69.1196 | 67.2714 | 74.5111 | 66.9739 | 70.8992 | 64.0401 | 68.5434 | 71.1899 | 69.9839 | 70.8111 | 71.1428 | 70.1182 | 68.0034 | 65.9109 | 63.963 | 62.1406 | 60.4 | 58.7055 | 57.1241 | 55.6816 | 54.3247 | 53.0791 | 52.0283 | 50.9969 | 50.2876 | 49.918 | 49.7105 | 49.5772 | 49.5486 | 49.4249 | 49.4839
SaEC | Restaurant | 70.6389 | 44.8839 | 49.1043 | 45.6753 | 51.5973 | 48.4276 | 48.3045 | 49.0123 | 52.6744 | 49.347 | 52.2591 | 51.7948 | 53.4302 | 43.6002 | 55.3048 | 59.6764 | 63.1451 | 65.2474 | 62.483 | 65.7749 | 66.2148 | 73.8042 | 63.0041 | 66.3663 | 59.5369 | 65.4352 | 69.9179 | 69.6337 | 71.9624 | 73.0723 | 72.563 | 71.2088 | 70.0461 | 68.9241 | 67.6591 | 66.4328 | 65.2638 | 64.163 | 63.1233 | 62.1585 | 61.2795 | 60.5144 | 59.8875 | 59.6665 | 59.8614 | 60.418 | 61.1402 | 61.8634 | 62.513 | 63.4038
SaEC | Lodging | 259.966 | 163.6354 | 178.1536 | 169.5018 | 189.9663 | 177.308 | 176.6002 | 180.7136 | 188.6841 | 177.7949 | 189.7597 | 184.7058 | 188.0715 | 153.5487 | 196.0381 | 211.7902 | 225.4484 | 223.1958 | 212.7609 | 220.1993 | 231.9109 | 261.0633 | 209.5281 | 221.2286 | 196.1107 | 218.637 | 239.8092 | 238.7078 | 246.5374 | 251.5715 | 250.7357 | 248.6347 | 246.6955 | 245.0931 | 242.6286 | 240.1759 | 237.8841 | 235.719 | 233.7303 | 231.9555 | 230.6433 | 230.4284 | 230.796 | 231.8727 | 233.8395 | 236.5624 | 239.5741 | 242.6148 | 245.6025 | 248.8041
SaEC | Hospital | 44.4091 | 28.1079 | 33.3095 | 30.0387 | 34.6923 | 33.0818 | 31.2661 | 30.5481 | 36.6207 | 32.9402 | 36.2743 | 36.0844 | 39.2814 | 30.7755 | 41.1049 | 46.0551 | 47.5838 | 50.6448 | 44.8734 | 48.313 | 55.3517 | 61.5123 | 45.8118 | 47.0991 | 41.1958 | 47.6275 | 55.0234 | 55.5929 | 59.1872 | 62.5497 | 65.5902 | 67.4474 | 69.0482 | 70.056 | 70.351 | 70.0318 | 69.6106 | 68.8767 | 68.1107 | 67.6442 | 67.6809 | 67.8161 | 68.6152 | 69.6759 | 70.89 | 72.5302 | 74.2846 | 75.7608 | 77.1454 | 78.6812
SaEC | OtherHealth | 67.1887 | 43.0586 | 51.5627 | 47.7011 | 55.085 | 52.9719 | 50.9613 | 52.141 | 60.891 | 56.0574 | 62.8417 | 62.8945 | 68.0434 | 54.2875 | 73.65 | 83.0785 | 87.9563 | 92.9648 | 84.1969 | 89.9578 | 94.5677 | 106.9027 | 87.2025 | 91.2133 | 80.9964 | 90.5568 | 98.5784 | 98.8017 | 102.7453 | 106.0834 | 107.5561 | 107.8243 | 108.1405 | 108.1232 | 107.0971 | 105.8079 | 104.3382 | 102.7348 | 101.0664 | 99.4771 | 98.0033 | 97.139 | 96.8344 | 97.152 | 98.2453 | 99.6214 | 101.237 | 102.8173 | 104.3831 | 105.8715
SaEC | Assembly | 77.7819 | 50.6237 | 52.5756 | 51.3622 | 57.8136 | 53.8951 | 56.8596 | 59.4549 | 58.6547 | 57.7245 | 60.3834 | 61.2169 | 61.3962 | 53.3977 | 66.4554 | 71.5041 | 77.1339 | 74.585 | 76.8113 | 78.8581 | 86.6999 | 98.0821 | 76.165 | 80.5217 | 68.6562 | 80.5758 | 89.6643 | 93.4127 | 99.7503 | 102.8398 | 103.5697 | 102.5279 | 101.3435 | 100.395 | 99.8714 | 99.2486 | 97.2231 | 95.8992 | 94.9323 | 93.7176 | 94.4939 | 94.2521 | 96.818 | 99.5136 | 102.2727 | 107.5438 | 110.9473 | 115.0616 | 120.1468 | 122.3376
SaEC | Other | 112.8218 | 72.8124 | 77.8452 | 74.8382 | 84.5355 | 79.15 | 81.058 | 83.6738 | 85.8177 | 82.9308 | 88.0586 | 88.6284 | 90.8335 | 77.0064 | 97.4162 | 105.4361 | 112.529 | 111.9672 | 110.7011 | 113.6342 | 108.9801 | 120.7984 | 112.4267 | 119.5129 | 108.1286 | 113.9653 | 115.1961 | 118.0412 | 124.6594 | 129.2666 | 134.088 | 134.8867 | 135.4086 | 137.2052 | 136.7255 | 135.1858 | 133.6572 | 133.0693 | 131.9801 | 130.9625 | 129.2969 | 128.4814 | 130.3626 | 133.0044 | 136.1331 | 140.4268 | 144.2037 | 149.4457 | 153.0736 | 158.1993
SaEC | Food & Tobacco | 175.1172 | 176.8471 | 192.8592 | 168.6766 | 168.827 | 161.9571 | 152.3217 | 160.3944 | 163.8119 | 167.7201 | 162.5582 | 59.6358 | 194.2021 | 183.105 | 202.826 | 78.6408 | 174.1847 | 162.3956 | 158.7585 | 160.6615 | 133.1751 | 224.3929 | 157.2115 | 123.161 | 78.6414 | 39.2613 | 39.9838 | 73.8728 | 75.4887 | 77.9111 | 77.5184 | 77.3069 | 76.186 | 75.6531 | 75.1133 | 74.5529 | 74.0908 | 73.7885 | 73.7134 | 73.8676 | 74.2957 | 74.9276 | 75.5471 | 76.7196 | 78.276 | 79.8489 | 81.6156 | 83.4089 | 85.2177 | 87.0347
SaEC | Textiles | 0 | 0 | 0 | 0 | 0 | 0 | 0 | 0 | 0 | 0 | 0 | 0 | 0 | 0 | 0 | 0 | 0 | 0 | 0 | 0 | 0 | 0 | 0 | 0 | 0 | 0 | 0 | 0 | 0 | 0 | 0 | 0 | 0 | 0 | 0 | 0 | 0 | 0 | 0 | 0 | 0 | 0 | 0 | 0 | 0 | 0 | 0 | 0 | 0 | 0
SaEC | Apparel | 9.3207 | 9.5462 | 9.7443 | 9.4649 | 10.3021 | 11.8386 | 11.6198 | 15.8326 | 12.4107 | 16.0876 | 15.1997 | 3.1064 | 10.7672 | 9.7522 | 10.7845 | 2.6491 | 6.053 | 5.8138 | 5.9566 | 6.2179 | 5.0403 | 8.649 | 6.0555 | 4.6912 | 2.9285 | 1.4622 | 1.489 | 3.3501 | 3.8369 | 3.9607 | 4.01 | 4.0592 | 4.1083 | 4.1574 | 4.2065 | 4.2555 | 4.3045 | 4.3535 | 4.4025 | 4.4515 | 4.5004 | 4.5494 | 4.5984 | 4.6473 | 4.6963 | 4.7452 | 4.7942 | 4.8432 | 4.8921 | 4.9411
SaEC | Lumber | 507.317 | 581.7515 | 622.1371 | 688.1653 | 612.7727 | 576.3963 | 484.5515 | 506.4738 | 432.9834 | 480.1327 | 453.5557 | 161.4441 | 481.2104 | 479.8421 | 491.6496 | 198.3167 | 398.5467 | 317.3056 | 309.2692 | 311.19 | 252.0091 | 432.8399 | 302.6494 | 234.3367 | 146.1535 | 72.9865 | 74.3365 | 136.7687 | 170.181 | 172.1803 | 170.3381 | 168.596 | 166.4992 | 164.6709 | 162.8625 | 161.0678 | 159.3109 | 156.4648 | 153.8333 | 151.4059 | 149.1911 | 147.1505 | 145.1859 | 143.5255 | 142.0924 | 140.7277 | 139.5002 | 138.3355 | 137.225 | 136.1621
SaEC | Furniture | 9.2397 | 12.3322 | 11.3249 | 15.7377 | 15.7105 | 16.5119 | 18.9278 | 23.6511 | 23.4585 | 24.8576 | 23.2068 | 10.5704 | 35.1988 | 33.305 | 36.3987 | 12.6341 | 23.4152 | 21.8416 | 21.2583 | 21.2576 | 17.403 | 30.2388 | 20.6995 | 16.2841 | 9.4064 | 4.6982 | 4.8033 | 8.7956 | 8.3207 | 8.652 | 8.7023 | 8.7614 | 8.739 | 8.7604 | 8.7765 | 8.7866 | 8.801 | 8.8253 | 8.8653 | 8.9214 | 8.9978 | 9.0672 | 9.1159 | 9.2129 | 9.3439 | 9.478 | 9.6297 | 9.785 | 9.9427 | 10.1021
SaEC | Paper | 248.1205 | 242.0257 | 279.2496 | 251.7792 | 279.3981 | 309.4613 | 242.4177 | 246.6472 | 251.5051 | 270.0438 | 235.604 | 86.2619 | 254.5908 | 244.9377 | 265.3311 | 116.4165 | 233.6553 | 178.9823 | 177.5022 | 180.6227 | 147.7646 | 257.1246 | 175.9465 | 138.488 | 79.8026 | 39.8638 | 0 | 0 | 0 | 0 | -1.4369 | -2.7735 | -5.0938 | -6.8941 | -8.7639 | -10.7119 | -12.6146 | -14.4065 | -16.0164 | -17.4388 | -18.6259 | -19.645 | -20.7098 | -21.2524 | -21.4398 | -21.6373 | -21.6657 | -21.6906 | -21.7214 | -21.764
SaEC | Printing | 64.4105 | 65.5114 | 68.5289 | 63.0914 | 68.5045 | 62.7626 | 61.0826 | 62.7856 | 57.8922 | 66.1426 | 63.7299 | 16.5444 | 55.2482 | 53.2172 | 57.9095 | 20.9125 | 43.9219 | 41.5567 | 41.4025 | 42.7006 | 34.3603 | 61.1663 | 42.188 | 33.0721 | 19.1384 | 9.5833 | 9.8109 | 17.0461 | 17.438 | 17.805 | 17.7143 | 17.6325 | 17.4694 | 17.3503 | 17.226 | 17.0958 | 16.97 | 16.854 | 16.7537 | 16.6696 | 16.6056 | 16.5561 | 16.5034 | 16.4946 | 16.5159 | 16.5368 | 16.5722 | 16.6083 | 16.6442 | 16.6796
SaEC | Chemicals | 121.6068 | 113.3689 | 155.0717 | 119.4424 | 134.0165 | 134.7434 | 113.5877 | 122.9423 | 137.7447 | 129.7614 | 128.328 | 49.5703 | 157.8707 | 159.263 | 169.3755 | 63.892 | 120.3429 | 114.4314 | 113.3 | 115.3489 | 92.4602 | 165.1105 | 113.5555 | 89.0523 | 51.168 | 25.6822 | 26.2879 | 83.7467 | 109.0413 | 117.5386 | 122.1141 | 126.8087 | 130.2696 | 134.378 | 138.3984 | 142.3218 | 146.2221 | 149.9935 | 154.0107 | 158.2791 | 162.8569 | 167.659 | 172.4179 | 177.8425 | 183.7238 | 189.6046 | 195.7086 | 201.8284 | 207.9519 | 214.0715
SaEC | Petroleum Products | 424.8477 | 440.5041 | 379.1593 | 414.4935 | 428.913 | 525.0595 | 518.0234 | 507.3236 | 534.6192 | 494.9504 | 481.5552 | 181.7112 | 588.3577 | 557.8179 | 687.7781 | 273.1985 | 517.9324 | 501.2741 | 500.8866 | 516.1538 | 412.1231 | 735.2258 | 504.3654 | 390.2275 | 218.5611 | 109.747 | 112.4327 | 296.0069 | 333.9658 | 338.9633 | 337.0171 | 335.4871 | 333.7198 | 332.5713 | 331.6776 | 331.0144 | 330.6354 | 330.5612 | 330.817 | 331.3903 | 332.2944 | 333.4763 | 334.7987 | 336.5808 | 338.7141 | 340.9751 | 343.4588 | 346.0595 | 348.7635 | 351.5598
SaEC | Rubber | 16.1974 | 18.9981 | 16.1377 | 10.4651 | 11.2683 | 10.6778 | 28.2677 | 32.3289 | 42.4724 | 48.4704 | 47.9383 | 19.183 | 62.7773 | 64.2034 | 68.508 | 26.7911 | 51.3537 | 49.0919 | 49.7783 | 51.5074 | 39.8424 | 71.0921 | 50.7551 | 40.2451 | 18.124 | 9.1261 | 9.3098 | 24.0559 | 25.4456 | 27.3876 | 27.9042 | 28.4665 | 28.5535 | 28.9155 | 29.2563 | 29.5704 | 29.9183 | 30.3319 | 30.8458 | 31.4619 | 32.2035 | 33.0361 | 33.8525 | 34.936 | 36.2027 | 37.4694 | 38.8254 | 40.1876 | 41.5509 | 42.912
SaEC | Leather | 1.9788 | 1.6201 | 2.0723 | 0.4191 | 0.4178 | 1.2827 | 1.6201 | 2.4964 | 2.1165 | 2.7946 | 2.5349 | 1.0264 | 3.179 | 2.8482 | 3.3266 | 1.1609 | 1.8808 | 1.6685 | 1.5781 | 1.8383 | 1.4199 | 2.5357 | 1.8089 | 1.4317 | 0.636 | 0.3201 | 0.3267 | 1.3315 | 1.7953 | 1.8326 | 1.8361 | 1.8407 | 1.8463 | 1.8529 | 1.8605 | 1.8689 | 1.8782 | 1.8882 | 1.899 | 1.9105 | 1.9227 | 1.9355 | 1.9489 | 1.9628 | 1.9772 | 1.992 | 2.0073 | 2.0231 | 2.0391 | 2.0556
SaEC | Stone, Clay, etc. | 316.5199 | 347.0243 | 303.7454 | 324.7375 | 316.6914 | 323.6371 | 311.4189 | 293.3975 | 319.4749 | 329.2592 | 314.6507 | 114.6882 | 370.9237 | 368.7342 | 391.9504 | 155.0521 | 315.9177 | 302.7867 | 298.2013 | 299.3309 | 231.1777 | 412.9341 | 294.2801 | 232.8783 | 103.4514 | 51.9797 | 53.0579 | 125.1037 | 161.967 | 165.7995 | 164.8673 | 163.8143 | 162.1768 | 161.0709 | 160.0435 | 159.0779 | 158.2574 | 157.6224 | 157.2183 | 157.0417 | 157.1218 | 157.4019 | 157.7159 | 158.4846 | 159.5779 | 160.7173 | 162.0332 | 163.3975 | 164.7998 | 166.2326
SaEC | Aluminum | 1939.565 | 1934.082 | 1970.576 | 1961.013 | 1957.653 | 1980.401 | 1954.485 | 1439.274 | 1396.55 | 1761.978 | 2089.935 | 1750.659 | 2075.887 | 2336.04 | 2109.176 | 66.8107 | 916.8437 | 602.4607 | 384.396 | 364.4287 | 386.1665 | 789.408 | 859.6951 | 182.4736 | 2.5321 | 1.5824 | 3.1653 | 2.2157 | 3.1653 | 3.1653 | 3.1673 | 3.1693 | 381.7423 | 416.4049 | 416.4076 | 416.4104 | 416.4131 | 416.4156 | 416.4179 | 416.42 | 416.4217 | 416.4231 | 416.4247 | 416.4254 | 416.4257 | 416.426 | 416.426 | 416.426 | 416.4261 | 416.4262
SaEC | Other Primary Metals | 59.0207 | 58.87 | 60.0771 | 59.3904 | 58.714 | 60.1762 | 59.0949 | 43.2483 | 41.3681 | 51.9143 | 61.7567 | 53.463 | 60.9001 | 68.9576 | 62.3199 | 527.3626 | 176.704 | 317.7275 | 393.6484 | 378.7895 | 301.265 | 546.0536 | 389.9625 | 321.4961 | 145.888 | 73.3635 | 75.0145 | 244.1713 | 287.6601 | 293.2496 | 293.0128 | 292.7885 | 292.394 | 292.0787 | 291.7436 | 291.3869 | 291.0294 | 290.6822 | 290.3578 | 290.0576 | 289.7903 | 289.5455 | 289.2884 | 289.1143 | 288.9963 | 288.8743 | 288.7789 | 288.6831 | 288.5862 | 288.4876
SaEC | Fabricated Metals | 56.463 | 44.0452 | 48.6956 | 60.0937 | 64.4265 | 62.6233 | 54.8674 | 56.1123 | 54.1068 | 58.6002 | 57.3203 | 27.6618 | 90.2294 | 90.5174 | 96.8738 | 33.7111 | 65.9552 | 62.3475 | 60.6331 | 60.2993 | 48.8335 | 85.9202 | 60.2138 | 47.6505 | 25.9306 | 13.0766 | 13.3945 | 39.9203 | 49.788 | 53.6933 | 56.312 | 58.9918 | 61.459 | 64.0871 | 66.7266 | 69.3735 | 72.057 | 74.7918 | 77.5943 | 80.4646 | 83.4134 | 86.4227 | 89.4381 | 92.6004 | 95.867 | 99.1457 | 102.4804 | 105.8288 | 109.1878 | 112.5553
SaEC | Machines & Computer | 35.1879 | 35.2235 | 35.9596 | 44.7946 | 53.866 | 44.0029 | 38.8156 | 46.7415 | 50.5039 | 74.1473 | 70.3207 | 17.4913 | 57.0912 | 53.4536 | 56.9344 | 19.8644 | 40.1589 | 38.1083 | 37.9042 | 37.5907 | 30.3191 | 53.3254 | 37.2977 | 29.495 | 15.824 | 7.9587 | 8.1495 | 29.7697 | 36.3831 | 36.5481 | 35.6697 | 34.8372 | 33.7781 | 32.867 | 31.9554 | 31.0401 | 30.1509 | 29.3034 | 28.5144 | 27.7845 | 27.125 | 26.5181 | 25.91 | 25.4417 | 25.0711 | 24.7062 | 24.3912 | 24.0842 | 23.7823 | 23.4837
SaEC | Electric Equipment | 14.4644 | 12.7572 | 16.8051 | 24.6537 | 16.951 | 19.0885 | 10.2677 | 9.7765 | 8.6005 | 7.6896 | 7.2655 | 2.5819 | 8.2755 | 7.2019 | 8.1848 | 2.767 | 6.0033 | 5.2886 | 5.4991 | 5.4906 | 4.4217 | 7.7953 | 5.4484 | 4.3105 | 2.2973 | 1.1545 | 1.1817 | 2.44 | 2.469 | 2.7734 | 2.5398 | 2.3296 | 1.6568 | 1.133 | 0.596 | 0.0414 | -0.4908 | -0.9796 | -1.4023 | -1.7576 | -2.0301 | -2.2428 | -2.4673 | -2.5147 | -2.4409 | -2.368 | -2.2364 | -2.1015 | -1.9667 | -1.8341
SaEC | Transport Equipment | 10.8516 | 11.1135 | 13.8676 | 20.8355 | 21.6186 | 20.8284 | 21.3606 | 28.9727 | 32.613 | 36.8318 | 35.4762 | 14.9761 | 50.1162 | 48.494 | 53.4459 | 21.4949 | 45.5072 | 43.1512 | 42.9594 | 43.9383 | 35.3708 | 62.3912 | 43.576 | 34.4873 | 18.3575 | 9.2255 | 9.4432 | 41.6791 | 57.1097 | 58.0614 | 56.599 | 55.2406 | 52.9925 | 51.233 | 49.4215 | 47.5502 | 45.7319 | 44.0265 | 42.4991 | 41.1544 | 40.0358 | 39.0812 | 38.0944 | 37.5956 | 37.4311 | 37.2658 | 37.2635 | 37.2718 | 37.2817 | 37.2873
SaEC | Other Manufacturing | 14.4888 | 16.0752 | 23.1514 | 25.1506 | 29.3235 | 28.2753 | 35.8336 | 37.0892 | 36.7209 | 42.6886 | 39.9161 | 19.423 | 63.3302 | 61.2815 | 65.843 | 24.9522 | 46.1624 | 44.358 | 44.4082 | 46.1927 | 37.0742 | 65.5512 | 45.8329 | 36.3824 | 19.2556 | 9.6696 | 9.8898 | 28.6893 | 32.6114 | 35.6551 | 37.6075 | 39.6122 | 41.3065 | 43.1902 | 45.0655 | 46.9285 | 48.8195 | 50.7593 | 52.7711 | 54.8559 | 57.029 | 59.2673 | 61.4991 | 63.9132 | 66.4533 | 68.9972 | 71.6042 | 74.2187 | 76.8372 | 79.4573
SaEC | Data Centers | 0 | 0 | 0 | 0 | 0 | 0 | 0 | 0 | 0 | 0 | 0 | 0 | 0 | 0 | 0 | 0 | 0 | 0 | 0 | 0 | 0 | 0 | 0 | 0 | 0 | 0 | 0 | 0 | 0 | 0 | 0 | 0 | 0 | 0 | 0 | 0 | 0 | 0 | 0 | 0 | 0 | 0 | 0 | 0 | 0 | 0 | 0 | 0 | 0 | 0
SaEC | Agriculture | 86.224 | 93.592 | 97.858 | 96.307 | 101.348 | 53.422 | 108.632 | 62.037 | 143.489 | 93.113 | 79.804 | 66.313 | 56.239 | 60.532 | 174.621 | 204.8629 | 201.498 | 191.6889 | 184.4709 | 156.9409 | 174.7708 | 178.4497 | 181.828 | 178.5018 | 153.5413 | 90.43 | 117.649 | 93.2115 | 91.0746 | 93.9424 | 94.0043 | 93.9013 | 93.5022 | 92.8068 | 92.6878 | 92.6175 | 92.6007 | 92.662 | 92.7545 | 92.8751 | 92.9775 | 93.0156 | 92.769 | 92.9779 | 93.5969 | 94.45 | 95.4047 | 96.4162 | 97.4835 | 98.6057
SaEC | Passenger | 0 | 0 | 0 | 0 | 0 | 0 | 0 | 0 | 0 | 0 | 0 | 0 | 0 | 0 | 0 | 0 | 0 | 0 | 0 | 0 | 0 | 0 | 0 | 0 | 0 | 0 | 0 | 0 | 6.9445 | 10.914 | 17.272 | 25.7635 | 36.04 | 47.8635 | 61.0725 | 75.4715 | 90.7885 | 106.8365 | 123.488 | 140.794 | 158.6355 | 176.018 | 192.763 | 208.7005 | 223.7115 | 241.791 | 252.824 | 261.902 | 270.742 | 276.4625
SaEC | Freight | 0 | 0 | 0 | 0 | 0 | 0 | 0 | 0 | 0 | 0 | 0 | 0 | 0 | 0 | 0 | 0 | 0 | 0 | 0 | 0 | 0 | 0 | 0 | 0 | 0 | 0 | 0 | 0 | 0 | 0 | 0 | 0 | 0 | 0 | 0 | 0 | 0 | 0 | 0 | 0 | 0 | 0 | 0 | 0 | 0 | 0 | 0 | 0 | 0 | 0
SaEC | Air Passenger | 0 | 0 | 0 | 0 | 0 | 0 | 0 | 0 | 0 | 0 | 0 | 0 | 0 | 0 | 0 | 0 | 0 | 0 | 0 | 0 | 0 | 0 | 0 | 0 | 0 | 0 | 0 | 0 | 0 | 0 | 0 | 0 | 0 | 0 | 0 | 0 | 0 | 0 | 0 | 0 | 0 | 0 | 0 | 0 | 0 | 0 | 0 | 0 | 0 | 0
SaEC | Air Freight | 0 | 0 | 0 | 0 | 0 | 0 | 0 | 0 | 0 | 0 | 0 | 0 | 0 | 0 | 0 | 0 | 0 | 0 | 0 | 0 | 0 | 0 | 0 | 0 | 0 | 0 | 0 | 0 | 0 | 0 | 0 | 0 | 0 | 0 | 0 | 0 | 0 | 0 | 0 | 0 | 0 | 0 | 0 | 0 | 0 | 0 | 0 | 0 | 0 | 0
SaEC | Off Road | 0 | 0 | 0 | 0 | 0 | 0 | 0 | 0 | 0 | 0 | 0 | 0 | 0 | 0 | 0 | 0 | 0 | 0 | 0 | 0 | 0 | 0 | 0 | 0 | 0 | 0 | 0 | 0 | 0 | 0 | 0 | 0 | 0 | 0 | 0 | 0 | 0 | 0 | 0 | 0 | 0 | 0 | 0 | 0 | 0 | 0 | 0 | 0 | 0 | 0
SaEC | Miscellaneous | 0 | 0 | 0 | 0 | 0 | 0 | 0 | 0 | 0 | 0 | 0 | 0 | 0 | 0 | 0 | 0 | 0 | 0 | 0 | 0 | 0 | 0 | 0 | 0 | 0 | 0 | 0 | 0 | 0 | 0 | 0 | 0 | 0 | 0 | 0 | 0 | 0 | 0 | 0 | 0 | 0 | 0 | 0 | 0 | 0 | 0 | 0 | 0 | 0 | 0
SaEC | Streetlighting | 164.7536 | 161.6469 | 159.0621 | 155.9872 | 145.0004 | 149.4836 | 151.9206 | 149.3008 | 150.2127 | 156.8771 | 155.893 | 155.1095 | 153.0925 | 155.0188 | 177.3535 | 177.1735 | 175.8884 | 174.7574 | 173.4208 | 175.6827 | 174.1148 | 172.5726 | 170.9276 | 171.7501 | 172.4698 | 173.1638 | 174.012 | 174.8088 | 175.5799 | 176.2996 | 176.9679 | 177.5848 | 178.1503 | 178.7157 | 179.2298 | 179.7439 | 180.2322 | 180.6692 | 181.1319 | 181.5174 | 181.903 | 182.2885 | 182.6227 | 182.9568 | 183.2652 | 183.6508 | 183.9849 | 184.3191 | 184.6532 | 185.0131
SaEC | Electric Power Generation | 0 | 0 | 0 | 0 | 0 | 0 | 0 | 0 | 0 | 0 | 0 | 0 | 0 | 0 | 0 | 0 | 0 | 0 | 0 | 0 | 0 | 0 | 0 | 0 | 0 | 0 | 0 | 0 | 0 | 0 | 0 | 0 | 0 | 0 | 0 | 0 | 0 | 0 | 0 | 0 | 0 | 0 | 0 | 0 | 0 | 0 | 0 | 0 | 0 | 0
SaEC | Solid Waste | 0 | 0 | 0 | 0 | 0 | 0 | 0 | 0 | 0 | 0 | 0 | 0 | 0 | 0 | 0 | 0 | 0 | 0 | 0 | 0 | 0 | 0 | 0 | 0 | 0 | 0 | 0 | 0 | 0 | 0 | 0 | 0 | 0 | 0 | 0 | 0 | 0 | 0 | 0 | 0 | 0 | 0 | 0 | 0 | 0 | 0 | 0 | 0 | 0 | 0
SaEC | Waste Water | 0 | 0 | 0 | 0 | 0 | 0 | 0 | 0 | 0 | 0 | 0 | 0 | 0 | 0 | 0 | 0 | 0 | 0 | 0 | 0 | 0 | 0 | 0 | 0 | 0 | 0 | 0 | 0 | 0 | 0 | 0 | 0 | 0 | 0 | 0 | 0 | 0 | 0 | 0 | 0 | 0 | 0 | 0 | 0 | 0 | 0 | 0 | 0 | 0 | 0
SaEC | Incineration | 0 | 0 | 0 | 0 | 0 | 0 | 0 | 0 | 0 | 0 | 0 | 0 | 0 | 0 | 0 | 0 | 0 | 0 | 0 | 0 | 0 | 0 | 0 | 0 | 0 | 0 | 0 | 0 | 0 | 0 | 0 | 0 | 0 | 0 | 0 | 0 | 0 | 0 | 0 | 0 | 0 | 0 | 0 | 0 | 0 | 0 | 0 | 0 | 0 | 0
SaEC | Land Use | 0 | 0 | 0 | 0 | 0 | 0 | 0 | 0 | 0 | 0 | 0 | 0 | 0 | 0 | 0 | 0 | 0 | 0 | 0 | 0 | 0 | 0 | 0 | 0 | 0 | 0 | 0 | 0 | 0 | 0 | 0 | 0 | 0 | 0 | 0 | 0 | 0 | 0 | 0 | 0 | 0 | 0 | 0 | 0 | 0 | 0 | 0 | 0 | 0 | 0

## Oregon Forecst Net Conservation
Final Jan 2016
DSM_EU | is the scenario name.
Engine | is the model name.
This is the Electricity Review (including Western Montana portion of loads) for Oregon
DR resources are not netted out of the loads below.
Year |  | 1986 | 1987 | 1988 | 1989 | 1990 | 1991 | 1992 | 1993 | 1994 | 1995 | 1996 | 1997 | 1998 | 1999 | 2000 | 2001 | 2002 | 2003 | 2004 | 2005 | 2006 | 2007 | 2008 | 2009 | 2010 | 2011 | 2012 | 2013 | 2014 | 2015 | 2016 | 2017 | 2018 | 2019 | 2020 | 2021 | 2022 | 2023 | 2024 | 2025 | 2026 | 2027 | 2028 | 2029 | 2030 | 2031 | 2032 | 2033 | 2034 | 2035
Oregon Average Day Loads (MWa) | Modeled values | 1986 | 1987 | 1988 | 1989 | 1990 | 1991 | 1992 | 1993 | 1994 | 1995 | 1996 | 1997 | 1998 | 1999 | 2000 | 2001 | 2002 | 2003 | 2004 | 2005 | 2006 | 2007 | 2008 | 2009 | 2010 | 2011 | 2012 | 2013 | 2014 | 2015 | 2016 | 2017 | 2018 | 2019 | 2020 | 2021 | 2022 | 2023 | 2024 | 2025 | 2026 | 2027 | 2028 | 2029 | 2030 | 2031 | 2032 | 2033 | 2034 | 2035
LDCClass | Annual | 4680.222 | 5020.848 | 5158.256 | 5511.146 | 5646.53 | 5734.991 | 5637.69 | 5856.804 | 5908.415 | 6007.795 | 6358.261 | 6251.29 | 5987.821 | 6017.737 | 6359.925 | 5890.576 | 6078.023 | 6007.97 | 6018.755 | 6108.908 | 6059.337 | 6048.578 | 6229.903 | 5940.265 | 5655.022 | 5789.074 | 5673.529 | 5970.468 | 6088.839 | 6175.73 | 6174.557 | 6150.419 | 6134.038 | 6105.037 | 6072.346 | 6031.141 | 5988.765 | 5946.459 | 5906.172 | 5870.814 | 5835.751 | 5810.743 | 5797.546 | 5814.28 | 5865.926 | 5928.191 | 5993.734 | 6062.167 | 6132.304 | 6205.447
LDCClass | January | 5316.157 | 5664.729 | 5853.112 | 6313.619 | 6336.107 | 6466.338 | 6246.737 | 6669.075 | 6576.73 | 6695.862 | 7112.955 | 6972.795 | 6693.389 | 6827.023 | 7228.815 | 6684.241 | 6878.005 | 6721.591 | 6750.871 | 6967.74 | 6778.163 | 6785.382 | 7033.404 | 6692.854 | 6409.49 | 6596.185 | 6416.691 | 6758.129 | 6836.349 | 6937.496 | 6927.179 | 6893.927 | 6868.649 | 6824.854 | 6775.562 | 6717.796 | 6657.82 | 6597.004 | 6537.483 | 6481.24 | 6426.593 | 6381.369 | 6351.703 | 6357.33 | 6400.338 | 6456.19 | 6515.821 | 6577.289 | 6640.799 | 6705.116
LDCClass | February | 5115.375 | 5460.797 | 5632.439 | 6073.575 | 6098.175 | 6226.073 | 6039.952 | 6450.871 | 6368.966 | 6492.71 | 6887.949 | 6752.753 | 6466.698 | 6584.223 | 6987.433 | 6452.201 | 6634.07 | 6487.936 | 6512.835 | 6716.254 | 6251.827 | 6224.604 | 6428.03 | 6097.594 | 5835.334 | 5978.825 | 5835.603 | 6179.985 | 6246.28 | 6349.1 | 6340.096 | 6307.961 | 6282.87 | 6241.183 | 6192.609 | 6135.353 | 6076.355 | 6016.896 | 5959.165 | 5904.516 | 5851.479 | 5807.468 | 5774.381 | 5775.095 | 5813.759 | 5865.485 | 5920.837 | 5978.463 | 6038.327 | 6099.126
LDCClass | March | 4846.361 | 5192.325 | 5346.852 | 5751.693 | 5809.664 | 5909.846 | 5762.846 | 6113.794 | 6070.314 | 6195.661 | 6557.498 | 6437.421 | 6162.345 | 6249.333 | 6633.693 | 6112.093 | 6286.304 | 6169.285 | 6185.929 | 6357.388 | 5858.912 | 5812.973 | 5990.398 | 5668.485 | 5427.688 | 5550.872 | 5428.332 | 5767.778 | 5837.306 | 5947.273 | 5942.736 | 5913.22 | 5890.019 | 5850.807 | 5803.251 | 5746.638 | 5688.683 | 5630.885 | 5575.47 | 5523.228 | 5472.62 | 5431.154 | 5395.654 | 5391.434 | 5426.079 | 5474.229 | 5525.665 | 5580.029 | 5636.881 | 5695.018
LDCClass | April | 4464.785 | 4795.637 | 4939.582 | 5307.026 | 5377.532 | 5467.231 | 5341.744 | 5634.181 | 5616.745 | 5728.251 | 6060.475 | 5953.485 | 5685.146 | 5763.488 | 6109.537 | 5630.436 | 5788.914 | 5680.99 | 5697.461 | 5836.553 | 5579.07 | 5536.59 | 5704.004 | 5408.323 | 5167.615 | 5286.379 | 5177.575 | 5488.627 | 5568.952 | 5674.943 | 5663.052 | 5628.32 | 5599.521 | 5554.936 | 5502.98 | 5442.468 | 5381.196 | 5320.531 | 5262.443 | 5208.236 | 5154.886 | 5110.073 | 5069.408 | 5060.389 | 5091.13 | 5134.924 | 5182.136 | 5232.682 | 5285.949 | 5341.647
LDCClass | May | 4244.361 | 4587.775 | 4707.344 | 5015.893 | 5160.8 | 5237.508 | 5189.64 | 5347.201 | 5432.295 | 5533.995 | 5832.47 | 5745.269 | 5468.305 | 5494.979 | 5793.603 | 5371.03 | 5535.293 | 5476.405 | 5489.584 | 5536.786 | 5615.414 | 5607.244 | 5762.747 | 5481.52 | 5218.857 | 5332.764 | 5240.497 | 5507.319 | 5643.416 | 5747.427 | 5743.913 | 5716.694 | 5696.222 | 5663.099 | 5626.746 | 5581.3 | 5535.448 | 5490.465 | 5447.863 | 5411.398 | 5373.782 | 5345.464 | 5322.949 | 5329.395 | 5374.063 | 5429.065 | 5487.365 | 5549.43 | 5613.574 | 5682.627
LDCClass | June | 4404.448 | 4763.693 | 4877.101 | 5166.988 | 5371.818 | 5445.822 | 5436.709 | 5515.433 | 5671.596 | 5760.523 | 6066.402 | 5982.475 | 5695.404 | 5683.939 | 5972.041 | 5563.588 | 5747.985 | 5719.812 | 5727.21 | 5722.613 | 5671.748 | 5696.492 | 5838.203 | 5565.495 | 5289.046 | 5396.085 | 5321.25 | 5570.018 | 5736.013 | 5837.641 | 5849.559 | 5837.878 | 5834.373 | 5823.067 | 5812.453 | 5792.85 | 5772.647 | 5753.142 | 5735.992 | 5726.473 | 5714.995 | 5715.058 | 5726.735 | 5762.805 | 5829.671 | 5903.406 | 5979.867 | 6059.809 | 6140.504 | 6227.145
LDCClass | July | 4642.116 | 4979.543 | 5072.071 | 5318.147 | 5675.278 | 5723.481 | 5754.435 | 5668.549 | 5969.969 | 6014.138 | 6356.795 | 6277.527 | 6051.368 | 5902.807 | 6186.151 | 5792.738 | 6033.936 | 6101.681 | 6084.91 | 5975.69 | 6008.491 | 5985.252 | 6126.653 | 5910.774 | 5532.141 | 5664.885 | 5586.714 | 5856.365 | 6092.027 | 6130.337 | 6152.002 | 6151.385 | 6158.787 | 6157.582 | 6156.876 | 6146.932 | 6136.617 | 6127.159 | 6120.676 | 6122.204 | 6122.067 | 6134.157 | 6157.553 | 6204.967 | 6283.975 | 6369.708 | 6458.336 | 6550.889 | 6644.348 | 6744.106
LDCClass | August | 4473.565 | 4802.454 | 4885.162 | 5127.279 | 5461.643 | 5503.019 | 5542.729 | 5466.631 | 5746.474 | 5800.536 | 6132.435 | 6053.307 | 5820.767 | 5671.175 | 5972.985 | 5595.676 | 5826.506 | 5890.43 | 5875.525 | 5790.425 | 6092.764 | 6077.885 | 6226.693 | 6003.7 | 5634.628 | 5769.371 | 5690.853 | 5943.412 | 6158.024 | 6201.743 | 6217.536 | 6212.064 | 6214.925 | 6209.276 | 6203.877 | 6190.181 | 6176.302 | 6163.225 | 6153.328 | 6151.232 | 6148.121 | 6157.185 | 6176.952 | 6220.836 | 6296.224 | 6378.861 | 6464.749 | 6554.418 | 6645.179 | 6741.957
LDCClass | September | 4149.416 | 4477.347 | 4573.817 | 4847.634 | 5062.788 | 5111.164 | 5095.031 | 5174.308 | 5317.014 | 5409.949 | 5713.677 | 5629.214 | 5394.088 | 5339.167 | 5649.504 | 5232.336 | 5417.085 | 5417.88 | 5414.784 | 5431.261 | 5855.118 | 5852.009 | 6009.801 | 5749.315 | 5455.66 | 5562.345 | 5471.947 | 5724.733 | 5853.72 | 5922.104 | 5923.089 | 5902.246 | 5890.496 | 5872.16 | 5852.011 | 5824.236 | 5795.52 | 5766.937 | 5740.146 | 5718.569 | 5697.003 | 5685.993 | 5690.485 | 5721.8 | 5783.286 | 5853.87 | 5927.389 | 6004.058 | 6081.87 | 6163.076
LDCClass | October | 4253.857 | 4591.63 | 4712.47 | 5041.971 | 5159.457 | 5237.161 | 5165.314 | 5385.995 | 5420.715 | 5532.481 | 5849.729 | 5749.153 | 5485.79 | 5517.756 | 5862.179 | 5401.849 | 5563.072 | 5492.922 | 5502.209 | 5606.991 | 5970.31 | 5966.979 | 6144.868 | 5844.918 | 5586.299 | 5700.813 | 5587.776 | 5877.963 | 5963.633 | 6051.956 | 6047.25 | 6019.053 | 5999.619 | 5970.446 | 5937.726 | 5897.096 | 5855.13 | 5812.953 | 5772.102 | 5735.339 | 5699.3 | 5673.106 | 5663.216 | 5683.348 | 5735.624 | 5798.424 | 5864.262 | 5932.649 | 6002.507 | 6074.515
LDCClass | November | 4749.441 | 5092.24 | 5251.193 | 5647.989 | 5711.049 | 5812.911 | 5658.239 | 5998.256 | 5958.304 | 6075.438 | 6436.037 | 6317.261 | 6052.794 | 6148.241 | 6511.162 | 5997.162 | 6170.411 | 6053.433 | 6072.663 | 6238.72 | 6358.295 | 6366.59 | 6583.626 | 6269.562 | 6002.538 | 6150.846 | 6008.383 | 6317.772 | 6392.184 | 6484.626 | 6474.593 | 6440.855 | 6415.971 | 6377.627 | 6335.126 | 6284.924 | 6232.971 | 6180.406 | 6128.961 | 6081.098 | 6034.763 | 5998.097 | 5979.14 | 5993.011 | 6040.376 | 6099.308 | 6161.538 | 6225.71 | 6291.518 | 6358.496
LDCClass | December | 5514.16 | 5853.791 | 6061.837 | 6541.69 | 6543.469 | 6691.292 | 6424.965 | 6879.19 | 6761.909 | 6866.827 | 7306.661 | 7157.125 | 6887.844 | 7048.891 | 7434.098 | 6871.182 | 7070.192 | 6892.314 | 6921.375 | 7146.326 | 6665.627 | 6664.014 | 6904.296 | 6581.078 | 6295.671 | 6473.347 | 6309.349 | 6648.603 | 6727.456 | 6815.617 | 6804.276 | 6771.109 | 6745.733 | 6703.025 | 6655.191 | 6598.833 | 6540.038 | 6480.051 | 6421.142 | 6365.34 | 6311.017 | 6265.804 | 6236.764 | 6243.959 | 6288.339 | 6345.488 | 6406.438 | 6469.049 | 6533.565 | 6598.65
Oregon Peak Day Loads (MW) | Modeled values | 1986 | 1987 | 1988 | 1989 | 1990 | 1991 | 1992 | 1993 | 1994 | 1995 | 1996 | 1997 | 1998 | 1999 | 2000 | 2001 | 2002 | 2003 | 2004 | 2005 | 2006 | 2007 | 2008 | 2009 | 2010 | 2011 | 2012 | 2013 | 2014 | 2015 | 2016 | 2017 | 2018 | 2019 | 2020 | 2021 | 2022 | 2023 | 2024 | 2025 | 2026 | 2027 | 2028 | 2029 | 2030 | 2031 | 2032 | 2033 | 2034 | 2035
LDCClass | Annual | 7055.799 | 7569.32 | 7776.47 | 8308.48 | 8512.58 | 8645.94 | 8499.26 | 8829.579 | 8907.39 | 9057.22 | 10529.51 | 9650.26 | 9841.51 | 8276.59 | 9050.85 | 9228.44 | 8857.93 | 8836.199 | 9822.06 | 9658.829 | 9161.74 | 9326.66 | 9821.27 | 10037.81 | 8918.51 | 8676.22 | 8124.96 | 8570.963 | 8675.396 | 8814.841 | 8796.484 | 8748.718 | 8706.461 | 8634.327 | 8552.774 | 8458.733 | 8361.926 | 8263.438 | 8167.567 | 8145.858 | 8146.988 | 8165.399 | 8203.107 | 8271.784 | 8379.001 | 8493.681 | 8614.717 | 8742.456 | 8871.818 | 9009.832
LDCClass | January | 7055.799 | 7569.32 | 7776.47 | 8308.48 | 8512.58 | 8645.94 | 8499.26 | 8829.579 | 8907.39 | 9057.22 | 10477.62 | 9650.26 | 8778.59 | 8183.2 | 8923.489 | 9228.44 | 8857.93 | 8366.089 | 9822.06 | 9198.77 | 8074.54 | 9326.66 | 9542.259 | 8887.141 | 7763.259 | 8676.22 | 8124.96 | 8570.963 | 8675.396 | 8814.841 | 8796.484 | 8748.718 | 8706.461 | 8634.327 | 8552.774 | 8458.733 | 8361.926 | 8263.438 | 8167.567 | 8075.37 | 7985.151 | 7906.776 | 7841.228 | 7825.935 | 7868.095 | 7927.47 | 7996.337 | 8068.239 | 8144.146 | 8223.591
LDCClass | February | 7028.32 | 7539.84 | 7746.181 | 8276.12 | 8479.43 | 8612.27 | 8466.16 | 8795.2 | 8872.7 | 9021.94 | 10529.51 | 9023.86 | 7905 | 8274.431 | 8493.22 | 9086.42 | 8430.41 | 8836.199 | 8419.33 | 8730.29 | 8959.7 | 8722.52 | 8432.77 | 8218.38 | 7659 | 8580.351 | 7709.819 | 8165.121 | 8254.509 | 8388.009 | 8375.302 | 8335.322 | 8301.378 | 8241.965 | 8173.474 | 8092.375 | 8008.095 | 7921.405 | 7836.641 | 7754.69 | 7674.105 | 7605.579 | 7551.683 | 7544.21 | 7589.533 | 7650.634 | 7720.764 | 7793.973 | 7870.416 | 7949.835
LDCClass | March | 6368.831 | 6832.35 | 7019.34 | 7499.55 | 7683.78 | 7804.16 | 7671.75 | 7969.919 | 8040.15 | 8175.391 | 8772.46 | 8374.55 | 8019.36 | 7904.11 | 8121.939 | 7997.57 | 8285.35 | 7804.601 | 7701.431 | 7336.851 | 8062.581 | 8008.78 | 7993.08 | 8441.189 | 7499.15 | 7527.71 | 7681.11 | 8121.996 | 8221.485 | 8356.075 | 8351.158 | 8319.016 | 8293.536 | 8242.317 | 8182.031 | 8109.191 | 8032.734 | 7953.845 | 7876.798 | 7802.281 | 7728.918 | 7668.677 | 7624.95 | 7623.476 | 7670.583 | 7732.532 | 7802.715 | 7875.947 | 7951.873 | 8030.518
LDCClass | April | 5794 | 6215.68 | 6385.79 | 6822.66 | 6990.26 | 7099.77 | 6979.32 | 7250.58 | 7314.47 | 7437.5 | 7370.19 | 7793.371 | 7233.05 | 7440.4 | 7618.759 | 7604.19 | 7315.621 | 7473.52 | 7118.09 | 7360.85 | 7196.04 | 7480.25 | 8104.68 | 7211.339 | 6987.391 | 7098.59 | 6752.87 | 7117.502 | 7219.93 | 7339.302 | 7335.424 | 7308.392 | 7289.075 | 7248.461 | 7201.164 | 7142.857 | 7081.165 | 7017.434 | 6955.024 | 6895.357 | 6835.708 | 6788.578 | 6758.488 | 6762.556 | 6806.021 | 6861.219 | 6922.983 | 6988.18 | 7055.164 | 7125.141
LDCClass | May | 5210.52 | 5589.74 | 5742.72 | 6135.59 | 6286.32 | 6384.799 | 6276.48 | 6520.41 | 6577.88 | 6688.52 | 7417.71 | 7294.51 | 6631.961 | 7067.92 | 7306.48 | 6939.27 | 7547.16 | 6858.84 | 6483.521 | 6871.62 | 7159.19 | 6927.069 | 7164.14 | 6844.88 | 6706.379 | 6408.371 | 6332.15 | 6658.063 | 6788.231 | 6909.876 | 6909.364 | 6886.488 | 6871.845 | 6841.216 | 6806.632 | 6760.709 | 6711.887 | 6661.746 | 6612.921 | 6568.806 | 6523.039 | 6489.685 | 6472.583 | 6487.445 | 6540.383 | 6602.854 | 6671.446 | 6744.25 | 6818.346 | 6897.468
LDCClass | June | 5452.509 | 5849.34 | 6009.42 | 6420.54 | 6578.27 | 6681.33 | 6567.97 | 6823.24 | 6883.37 | 6999.15 | 7051.84 | 6848.11 | 6705.01 | 6964.84 | 7666.701 | 6932.25 | 7792.2 | 7539.571 | 7396.709 | 7187.24 | 8016.75 | 7085.17 | 7993.58 | 6778.36 | 6780.03 | 6492.999 | 6511.05 | 6792.531 | 7024.95 | 7119.177 | 7138.714 | 7136.544 | 7143.704 | 7138.45 | 7131.056 | 7111.029 | 7089.6 | 7068.37 | 7050.088 | 7039.691 | 7027.798 | 7031.087 | 7052.84 | 7105.289 | 7196.317 | 7295.075 | 7399.445 | 7510.245 | 7622.34 | 7742.159
LDCClass | July | 5659.259 | 6071.14 | 6237.29 | 6664.01 | 6827.71 | 6934.68 | 6817.021 | 7081.97 | 7144.38 | 7264.55 | 7767.55 | 7235.09 | 7714.851 | 7308.521 | 7838.58 | 6892.85 | 7974.37 | 8233.85 | 7934.78 | 8025.29 | 8435.69 | 8057.9 | 7983.73 | 8165.201 | 7470.19 | 7118.2 | 7359.38 | 7704.549 | 8152.269 | 8031.607 | 8060.041 | 8066.363 | 8082.739 | 8086.246 | 8088.121 | 8077.38 | 8065.534 | 8054.212 | 8047.328 | 8049.862 | 8051.307 | 8070.493 | 8110.447 | 8181.623 | 8292.23 | 8410.107 | 8534.306 | 8665.336 | 8797.771 | 8938.854
LDCClass | August | 5465.581 | 5863.37 | 6023.83 | 6435.94 | 6594.04 | 6697.35 | 6583.72 | 6839.601 | 6899.87 | 7015.93 | 7521.21 | 7329.87 | 7429.49 | 7188.22 | 7543.6 | 6873.61 | 7793.121 | 7645.529 | 7977.85 | 7924.06 | 7562.21 | 7524.12 | 8058.16 | 7659.57 | 7552.02 | 7346.32 | 7505.71 | 7843.489 | 8294.189 | 8155.21 | 8179.194 | 8182.224 | 8195.088 | 8194.542 | 8192.862 | 8179.519 | 8165.651 | 8152.64 | 8144.37 | 8145.858 | 8146.988 | 8165.399 | 8203.107 | 8271.784 | 8379.001 | 8493.681 | 8614.717 | 8742.456 | 8871.818 | 9009.832
LDCClass | September | 5189.91 | 5567.63 | 5720 | 6111.33 | 6261.45 | 6359.549 | 6251.649 | 6494.629 | 6551.859 | 6662.06 | 7128.22 | 6842.029 | 7200.491 | 6845.351 | 6978.31 | 6284.44 | 6913.56 | 7554.93 | 6712.88 | 6968.19 | 7103.59 | 6848.13 | 6893.6 | 6919.799 | 6510.73 | 7003.341 | 6547.519 | 6879.494 | 7072.102 | 7155.481 | 7184.081 | 7181.233 | 7186.322 | 7179.41 | 7168.141 | 7144.954 | 7119.691 | 7092.73 | 7068.339 | 7049.345 | 7030.408 | 7027.792 | 7048.133 | 7099.304 | 7187.878 | 7284.791 | 7388.458 | 7495.065 | 7603.101 | 7716.363
LDCClass | October | 6154.1 | 6601.99 | 6782.67 | 7246.7 | 7424.711 | 7541.03 | 7413.09 | 7701.21 | 7769.07 | 7899.75 | 7764.05 | 7655.1 | 7368.48 | 7268.42 | 7598.34 | 7104.81 | 8477.03 | 7874.11 | 7285.29 | 7153.64 | 8202.84 | 7406.74 | 7323.309 | 7149.87 | 6599.48 | 6859.4 | 6653.71 | 7044.698 | 7133.915 | 7262.109 | 7267.917 | 7241.782 | 7223.481 | 7188.477 | 7146.105 | 7091.153 | 7032.642 | 6971.113 | 6910.489 | 6851.945 | 6793.944 | 6750.07 | 6729.277 | 6746.079 | 6804.291 | 6874.492 | 6951.849 | 7031.708 | 7113.125 | 7196.96
LDCClass | November | 6410.05 | 6876.569 | 7064.77 | 7548.09 | 7733.51 | 7854.66 | 7721.4 | 8021.5 | 8092.19 | 8228.3 | 8273.94 | 7872.21 | 7627.03 | 7594.07 | 8757.849 | 7978.33 | 8283.509 | 8414.35 | 8491.41 | 8691.779 | 9161.74 | 8405.86 | 7686.589 | 7326.93 | 8918.51 | 7416.98 | 7244.75 | 7656.58 | 7744.825 | 7870.506 | 7860.618 | 7824.28 | 7794.443 | 7744.087 | 7686.623 | 7618 | 7546.554 | 7473.195 | 7401.49 | 7333.011 | 7265.968 | 7210.468 | 7171.063 | 7174.285 | 7224.745 | 7289.356 | 7362.125 | 7437.653 | 7515.976 | 7597.417
LDCClass | December | 6806.049 | 7301.39 | 7501.221 | 8014.4 | 8211.271 | 8339.91 | 8198.42 | 8517.05 | 8592.11 | 8736.63 | 9187.89 | 8647.9 | 9841.51 | 8276.59 | 9050.85 | 8193.661 | 8291.79 | 8793.39 | 8352.54 | 9658.829 | 8747.57 | 8652.69 | 9821.27 | 10037.81 | 8189.661 | 8392.68 | 7888.98 | 8313.204 | 8421.718 | 8552.253 | 8534.999 | 8487.756 | 8447.014 | 8377.569 | 8299.021 | 8207.404 | 8112.315 | 8014.511 | 7918.126 | 7824.46 | 7731.845 | 7651.396 | 7587.434 | 7571.738 | 7610.539 | 7665.594 | 7729.619 | 7796.426 | 7866.597 | 7939.618
Oregon Minimum Day Loads (MW) | Modeled values | 1986 | 1987 | 1988 | 1989 | 1990 | 1991 | 1992 | 1993 | 1994 | 1995 | 1996 | 1997 | 1998 | 1999 | 2000 | 2001 | 2002 | 2003 | 2004 | 2005 | 2006 | 2007 | 2008 | 2009 | 2010 | 2011 | 2012 | 2013 | 2014 | 2015 | 2016 | 2017 | 2018 | 2019 | 2020 | 2021 | 2022 | 2023 | 2024 | 2025 | 2026 | 2027 | 2028 | 2029 | 2030 | 2031 | 2032 | 2033 | 2034 | 2035
LDCClass | Annual | 3234.05 | 3469.43 | 3564.38 | 3808.23 | 3901.78 | 3962.9 | 3895.67 | 4047.08 | 4082.74 | 4151.41 | 3714.98 | 4319.89 | 4079.31 | 4188.75 | 4341.34 | 3721 | 4010.19 | 2910.44 | 3951.69 | 4067.51 | 4095.53 | 3149.12 | 3464.1 | 3968.84 | 3797.64 | 3954.02 | 3860.54 | 4139.363 | 4204.156 | 4294.653 | 4302.88 | 4289.754 | 4282.381 | 4271.767 | 4258.915 | 4242.785 | 4226.53 | 4211.285 | 4198.868 | 4190.72 | 4184.193 | 4185.643 | 4192.68 | 4217.777 | 4262.384 | 4315.395 | 4368.389 | 4421.414 | 4475.178 | 4529.187
LDCClass | January | 3770.33 | 4044.73 | 4155.43 | 4439.71 | 4548.78 | 4620.04 | 4541.661 | 4718.169 | 4759.75 | 4839.81 | 5126.571 | 4913.54 | 4944.971 | 5093.3 | 5529.78 | 5499.5 | 4373.3 | 4417.67 | 4936.649 | 4771.08 | 4892.86 | 4950.34 | 5366.96 | 4899.06 | 4648.66 | 4497.48 | 4719.54 | 5116.071 | 5146.658 | 5264.846 | 5281.199 | 5276.601 | 5278.911 | 5273.091 | 5263.651 | 5249.78 | 5235.222 | 5221.715 | 5211.2 | 5204.883 | 5201.132 | 5206.521 | 5219.297 | 5252.98 | 5308.093 | 5372.515 | 5436.554 | 5500.077 | 5564.506 | 5627.665
LDCClass | February | 3538.31 | 3795.83 | 3899.71 | 4166.5 | 4268.86 | 4335.73 | 4262.17 | 4427.83 | 4466.85 | 4541.98 | 4870.319 | 4969.769 | 4829.51 | 4891.72 | 5196.79 | 5240.5 | 4533.7 | 4697.46 | 4704.84 | 4770.68 | 4851.811 | 4605.66 | 4983.13 | 4834.36 | 4503.32 | 4689.991 | 4614.5 | 5006.237 | 5036.249 | 5153.35 | 5166.797 | 5157.303 | 5154.129 | 5142.333 | 5126.465 | 5106.158 | 5085.571 | 5066.369 | 5050.468 | 5038.887 | 5029.981 | 5029.78 | 5033.892 | 5059.528 | 5108.715 | 5168.03 | 5227.192 | 5286.081 | 5346.208 | 5405.533
LDCClass | March | 3627.4 | 3891.399 | 3997.9 | 4271.4 | 4376.331 | 4444.89 | 4369.48 | 4539.3 | 4579.31 | 4656.331 | 4807.34 | 4636.72 | 4437.45 | 4437.7 | 4959.39 | 4301.92 | 4466.221 | 3987.4 | 4148.93 | 4378.8 | 4580.66 | 3149.12 | 3464.1 | 4539 | 4139.009 | 4064.22 | 4169.21 | 4519.361 | 4549.918 | 4652.556 | 4668.627 | 4657.539 | 4652.685 | 4644.263 | 4632.335 | 4616.658 | 4600.914 | 4586.52 | 4575.409 | 4568.662 | 4564.639 | 4569.64 | 4580.578 | 4610.51 | 4660.591 | 4720.25 | 4779.409 | 4838.45 | 4898.259 | 4957.691
LDCClass | April | 3254.22 | 3491.06 | 3586.6 | 3831.97 | 3926.11 | 3987.62 | 3919.96 | 4072.31 | 4108.2 | 4177.3 | 3714.98 | 4387.43 | 4079.31 | 4193.06 | 4657.31 | 4073.46 | 4128.87 | 2910.44 | 3951.69 | 4134.86 | 4154.45 | 4128.87 | 4266.02 | 3968.84 | 3917.76 | 4191.68 | 3860.54 | 4166.104 | 4204.156 | 4294.653 | 4302.88 | 4289.754 | 4282.381 | 4271.767 | 4258.915 | 4242.785 | 4226.53 | 4211.285 | 4198.868 | 4190.72 | 4184.193 | 4185.643 | 4192.68 | 4217.777 | 4262.384 | 4315.395 | 4368.389 | 4421.414 | 4475.178 | 4529.187
LDCClass | May | 3234.05 | 3469.43 | 3564.38 | 3808.23 | 3901.78 | 3962.9 | 3895.67 | 4047.08 | 4082.74 | 4151.41 | 4222.831 | 4375.26 | 4236.36 | 4215.669 | 4601.15 | 4037.42 | 4010.19 | 4021.83 | 4055.8 | 4067.51 | 4200.49 | 4272.24 | 4314.36 | 4016.45 | 3871.27 | 4002.73 | 3997.15 | 4271.079 | 4355.751 | 4456.306 | 4468.53 | 4456.638 | 4450.738 | 4441.493 | 4432.781 | 4419.724 | 4407.095 | 4395.748 | 4387.016 | 4384.248 | 4381.454 | 4387.069 | 4398.592 | 4428.643 | 4480.598 | 4539.624 | 4599.003 | 4658.732 | 4719.155 | 4782.124
LDCClass | June | 3362.81 | 3607.55 | 3706.28 | 3959.84 | 4057.11 | 4120.669 | 4050.76 | 4208.2 | 4245.28 | 4316.69 | 4414.359 | 4428.299 | 4197.78 | 4391.41 | 4827.209 | 4261 | 4263.2 | 4190.311 | 4205.6 | 4315.959 | 4240.06 | 4369.99 | 4468.86 | 4023.74 | 3797.64 | 4036.65 | 4154.45 | 4403.53 | 4526.684 | 4643.622 | 4656.758 | 4646.048 | 4640.541 | 4631.221 | 4624.81 | 4613.237 | 4602.019 | 4592.094 | 4584.728 | 4584.939 | 4583.146 | 4590.029 | 4603.743 | 4637.467 | 4695.669 | 4759.839 | 4824.836 | 4890.233 | 4956.211 | 5026.924
LDCClass | July | 3455.66 | 3707.16 | 3808.61 | 4069.17 | 4169.13 | 4234.45 | 4162.61 | 4324.39 | 4362.5 | 4435.871 | 4654 | 4627.439 | 4429.51 | 4440.12 | 4683.689 | 3955.26 | 4447.21 | 4196.19 | 4322.37 | 4346.08 | 4450.29 | 4420.91 | 4674.2 | 4315.18 | 4120.721 | 4308.46 | 4353.96 | 4604.447 | 4735.896 | 4861.208 | 4881.525 | 4878.209 | 4879.563 | 4876.981 | 4876.558 | 4870.37 | 4864.474 | 4859.542 | 4857.647 | 4862.911 | 4866.775 | 4880.557 | 4902.608 | 4945.353 | 5014.143 | 5089.558 | 5166.291 | 5243.805 | 5321.983 | 5405.002
LDCClass | August | 3468.51 | 3720.95 | 3822.78 | 4084.31 | 4184.64 | 4250.2 | 4178.09 | 4340.47 | 4378.72 | 4452.37 | 4556.919 | 4435.84 | 4420.76 | 4353.73 | 4638.59 | 3907.01 | 4330.36 | 4202.22 | 4225.61 | 4508.41 | 4399.69 | 4378.35 | 4371.7 | 4161.12 | 4142.899 | 4272.09 | 4000.17 | 4236.496 | 4351.492 | 4465.545 | 4482.296 | 4473.63 | 4469.55 | 4462.193 | 4457.014 | 4446.568 | 4436.611 | 4428.03 | 4422.299 | 4423.596 | 4423.893 | 4432.987 | 4448.487 | 4483.404 | 4542.083 | 4607.181 | 4673.231 | 4739.805 | 4806.906 | 4878.473
LDCClass | September | 3358.37 | 3602.79 | 3701.39 | 3954.62 | 4051.76 | 4115.24 | 4045.42 | 4202.649 | 4239.68 | 4311 | 4449.93 | 4319.89 | 4216.11 | 4188.75 | 4341.34 | 3721 | 4141.75 | 3998.81 | 4080.67 | 4158.649 | 4095.53 | 4161.46 | 4258.78 | 3974.3 | 3894.78 | 3980.17 | 3869.37 | 4139.363 | 4211.389 | 4306.935 | 4321.499 | 4311.998 | 4308.356 | 4301.984 | 4295.301 | 4284.363 | 4273.761 | 4264.351 | 4257.627 | 4256.154 | 4255.291 | 4263.074 | 4278.161 | 4311.438 | 4365.204 | 4426.146 | 4487.364 | 4548.848 | 4610.956 | 4675.003
LDCClass | October | 3376.32 | 3622.05 | 3721.18 | 3975.75 | 4073.42 | 4137.24 | 4067.04 | 4225.11 | 4262.34 | 4334.04 | 4380.84 | 4508.01 | 4335.94 | 4455.73 | 4523.15 | 3860.89 | 4200.94 | 3877.89 | 4131.79 | 4119.09 | 4126.49 | 4237.78 | 4207.07 | 3979.26 | 3901.23 | 3954.02 | 3889.02 | 4185.505 | 4237.428 | 4333.446 | 4347.43 | 4335.633 | 4330.065 | 4321.356 | 4311.401 | 4297.518 | 4284.039 | 4271.921 | 4262.54 | 4257.901 | 4254.796 | 4260.173 | 4272.02 | 4301.817 | 4351.407 | 4408.908 | 4466.499 | 4524.263 | 4582.75 | 4642.416
LDCClass | November | 3443.03 | 3693.61 | 3794.69 | 4054.3 | 4153.89 | 4218.97 | 4147.39 | 4308.58 | 4346.55 | 4419.66 | 4796.56 | 4716.14 | 4567.41 | 4457.62 | 5010.439 | 4217.62 | 4634.59 | 4524.279 | 4548.029 | 4513.36 | 4325.13 | 4513.141 | 4279.13 | 4347.45 | 4057.8 | 4563.28 | 3897.46 | 4212.481 | 4243.512 | 4341.95 | 4354.16 | 4344.474 | 4341.069 | 4333.84 | 4324.116 | 4310.781 | 4297.549 | 4285.465 | 4276.177 | 4270.85 | 4267.778 | 4272.974 | 4284.719 | 4314.397 | 4362.872 | 4419.625 | 4476.201 | 4532.818 | 4590.243 | 4647.452
LDCClass | December | 3661.52 | 3928.01 | 4035.51 | 4311.59 | 4417.5 | 4486.71 | 4410.589 | 4582.009 | 4622.39 | 4700.14 | 5239.1 | 5236.449 | 4812.27 | 5053.2 | 5100.641 | 4893.23 | 4820.44 | 4841.36 | 4691.55 | 4769.33 | 4181.68 | 4657.411 | 4595.21 | 4846.99 | 4588.13 | 4579.39 | 4416.77 | 4775.372 | 4813.528 | 4919.107 | 4933.933 | 4928.711 | 4930.142 | 4924.284 | 4915.18 | 4901.708 | 4887.451 | 4874.006 | 4863.198 | 4856.233 | 4851.558 | 4855.451 | 4866.5 | 4897.41 | 4949 | 5009.601 | 5069.766 | 5129.523 | 5190.11 | 5249.496
Oregon Residential Loads (GWh) | Modeled values | 1986 | 1987 | 1988 | 1989 | 1990 | 1991 | 1992 | 1993 | 1994 | 1995 | 1996 | 1997 | 1998 | 1999 | 2000 | 2001 | 2002 | 2003 | 2004 | 2005 | 2006 | 2007 | 2008 | 2009 | 2010 | 2011 | 2012 | 2013 | 2014 | 2015 | 2016 | 2017 | 2018 | 2019 | 2020 | 2021 | 2022 | 2023 | 2024 | 2025 | 2026 | 2027 | 2028 | 2029 | 2030 | 2031 | 2032 | 2033 | 2034 | 2035
LDCEU | Total | 16194.79 | 16157.5 | 16604.96 | 17610.11 | 17361.35 | 18387.2 | 17596.19 | 19197.4 | 18940.64 | 18902.48 | 19964.2 | 19476.89 | 19693.25 | 20069.42 | 20258.65 | 19593.97 | 20586.12 | 20577.75 | 20734.23 | 20964.46 | 20709.87 | 21282.9 | 22748.08 | 22439.34 | 21359.57 | 22512.01 | 21727.8 | 21423.86 | 21829.69 | 21477.77 | 21117.91 | 20789.72 | 20492.81 | 20149.57 | 19813.16 | 19488.43 | 19166.47 | 18843.23 | 18516.42 | 18200.94 | 17884 | 17552.59 | 17215.83 | 17000.32 | 16927.38 | 16904.72 | 16904.7 | 16916.16 | 16945.55 | 16988.48
LDCEU | Space Heating | 3017.164 | 2974.598 | 3185.202 | 3482.332 | 3350.251 | 3479.075 | 3013.972 | 3106.03 | 2909.652 | 2773.942 | 3129.242 | 2992.956 | 3006.981 | 3170.326 | 3237.014 | 3201.515 | 3344.681 | 3108.182 | 3125.36 | 3317.832 | 3134.985 | 3228.898 | 3592.084 | 3485.385 | 3346.315 | 3821.127 | 3433.569 | 3484.906 | 3568.873 | 3632.903 | 3576.074 | 3517.233 | 3455.505 | 3342.54 | 3224.665 | 3106.804 | 2994.53 | 2888.045 | 2786.218 | 2688.878 | 2593.61 | 2495.302 | 2371.45 | 2270.962 | 2208.688 | 2155.647 | 2106.863 | 2060.101 | 2021.191 | 1987.606
LDCEU | Water Heating Under 55 | 2959.228 | 2947.069 | 2969.707 | 3099.995 | 3030.707 | 3192.531 | 3100.878 | 3391.954 | 3307.326 | 3310.003 | 3382.959 | 3278.879 | 3248.237 | 3269.805 | 3233.749 | 3067.863 | 3154.783 | 3101.177 | 3047.724 | 2989.138 | 2868.037 | 2954.922 | 3094.496 | 3014.748 | 2889.517 | 2976.845 | 2967.499 | 2984.157 | 3096.771 | 3144.236 | 3133.385 | 3118.888 | 3100.782 | 3075.64 | 3041.891 | 3001.148 | 2955.121 | 2904.684 | 2851.487 | 2796.105 | 2736.21 | 2668.01 | 2560.413 | 2464.856 | 2420.843 | 2396.269 | 2377.823 | 2362.446 | 2350.129 | 2339.436
LDCEU | Lighting | 3261.62 | 3265.937 | 3309.786 | 3471.996 | 3415.187 | 3622.926 | 3547.584 | 3932.401 | 3884.448 | 3935.138 | 4075.96 | 4000.512 | 4015.021 | 4094.658 | 4103.026 | 3946.324 | 4118.386 | 4111.773 | 4108.728 | 4105.058 | 3998.035 | 4149.908 | 4371.836 | 4218.745 | 4005.096 | 4084.888 | 3780.679 | 3592.39 | 3548.261 | 3502.978 | 3349.915 | 3203.531 | 3068.473 | 2942.329 | 2830.499 | 2721.238 | 2611.032 | 2499.06 | 2376.535 | 2254.122 | 2128.847 | 1995.69 | 1943.164 | 1946.196 | 1958.763 | 1974.415 | 1991.691 | 2009.674 | 2028.277 | 2047.16
LDCEU | Refrigeration | 1689.185 | 1678.189 | 1687.039 | 1758.239 | 1716.041 | 1802.449 | 1746.1 | 1920.374 | 1882.409 | 1892.835 | 1945.306 | 1892.865 | 1881.358 | 1898.279 | 1880.409 | 1787.039 | 1841.043 | 1813.448 | 1786.042 | 1756.404 | 1687.014 | 1727.248 | 1795.726 | 1709.356 | 1599.772 | 1608.105 | 1564.37 | 1544.807 | 1574.526 | 1594.063 | 1585.788 | 1578.744 | 1573.54 | 1569.089 | 1566.075 | 1564.204 | 1562.894 | 1562.451 | 1563.275 | 1565.652 | 1568.325 | 1572.518 | 1576.497 | 1580.865 | 1585.977 | 1591.173 | 1597.044 | 1602.951 | 1609.44 | 1616.771
LDCEU | Freezer | 557.1564 | 563.5052 | 576.7137 | 609.251 | 603.4233 | 643.8247 | 634.2552 | 698.4467 | 684.8519 | 688.1431 | 706.3561 | 687.1384 | 683.5052 | 691.0665 | 686.7853 | 654.8629 | 677.3668 | 669.833 | 662.652 | 655.1669 | 632.4046 | 651.2187 | 680.9343 | 652.5574 | 615.2701 | 622.9993 | 610.7639 | 605.8423 | 620.2312 | 630.2786 | 629.1037 | 628.0256 | 627.3203 | 626.5177 | 625.8835 | 625.5216 | 625.2397 | 624.9313 | 625.049 | 625.632 | 626.1078 | 626.9827 | 627.739 | 628.7164 | 629.8293 | 630.8372 | 632.0637 | 633.3616 | 634.7618 | 636.4338
LDCEU | Clothes Washer | 214.7415 | 209.7647 | 207.3152 | 211.99 | 203.0587 | 209.6325 | 199.5639 | 214.6794 | 205.6641 | 201.9196 | 202.4496 | 192.1871 | 186.3446 | 183.4612 | 177.3113 | 164.371 | 165.1114 | 158.4591 | 151.9569 | 145.4606 | 135.9465 | 135.3363 | 136.6777 | 126.4076 | 114.8248 | 111.9284 | 105.52 | 103.7162 | 105.2501 | 106.0785 | 105.0992 | 104.2338 | 103.5201 | 102.8753 | 102.3342 | 101.8957 | 101.5175 | 101.1966 | 100.9783 | 100.8735 | 100.7874 | 100.8005 | 100.812 | 100.8715 | 100.9736 | 101.0805 | 101.2325 | 101.4018 | 101.5997 | 101.8517
LDCEU | Clothes Dryer | 894.7202 | 901.6227 | 919.7963 | 971.886 | 831.5685 | 893.2252 | 886.72 | 1007.086 | 1018.84 | 1056.675 | 1119.806 | 1123.962 | 1152.976 | 1201.326 | 1229.414 | 1207.208 | 1285.357 | 1308.679 | 1332.697 | 1355.855 | 1347.321 | 1227.768 | 1321.62 | 1303.359 | 1264.468 | 1317.927 | 1329.984 | 1372.719 | 1451.9 | 1212.944 | 1242.861 | 1271.7 | 1300.014 | 1327.025 | 1353.199 | 1378.077 | 1401.659 | 1423.922 | 1445.846 | 1467.806 | 1489.242 | 1508.416 | 1521.611 | 1536.24 | 1557.108 | 1579.734 | 1601.885 | 1624.189 | 1646.746 | 1669.255
LDCEU | Dishwasher | 344.4272 | 349.0465 | 357.7387 | 379.7233 | 377.3535 | 403.8019 | 398.3869 | 440.7749 | 434.3415 | 438.8723 | 453.1243 | 442.9264 | 442.3917 | 448.7086 | 447.0598 | 427.3283 | 442.8416 | 438.7128 | 434.6069 | 429.9713 | 415.3343 | 427.7115 | 447.1097 | 428.0156 | 429.4511 | 435.1423 | 440.2975 | 431.4232 | 437.5934 | 441.9481 | 439.7445 | 438.8393 | 439.2656 | 440.5661 | 442.8448 | 446.0092 | 449.8385 | 454.2202 | 459.3966 | 465.3544 | 471.6351 | 478.5847 | 485.7236 | 493.2561 | 501.1837 | 509.2424 | 517.6996 | 526.372 | 535.3469 | 544.7257
LDCEU | Cooking | 601.2833 | 621.1243 | 649.3444 | 703.6853 | 714.0007 | 779.2803 | 783.4743 | 896.7305 | 886.4642 | 899.1642 | 932.7783 | 915.8239 | 918.6608 | 935.6942 | 935.6398 | 899.1077 | 954.4201 | 969.1241 | 984.2795 | 993.3386 | 963.2494 | 995.7372 | 1045.358 | 1007.53 | 942.5888 | 947.4988 | 945.3998 | 948.9576 | 982.4221 | 1010.02 | 1019.245 | 1027.75 | 1036.251 | 1035.321 | 1034.732 | 1034.475 | 1033.823 | 1033.542 | 1033.384 | 1033.996 | 1035.037 | 1035.311 | 1035.056 | 1034.431 | 1036.692 | 1039.083 | 1041.364 | 1043.622 | 1045.812 | 1048.616
LDCEU | Air Conditioning | 365.4417 | 326.872 | 288.0046 | 230.6848 | 422.1434 | 402.1757 | 453.4747 | 225.9863 | 424.9346 | 366.4621 | 415.3805 | 421.3363 | 499.3472 | 296.9563 | 301.6567 | 330.0847 | 407.8546 | 534.6235 | 511.0669 | 347.6731 | 467.2859 | 346.8007 | 322.4991 | 462.9155 | 250.1724 | 288.4713 | 285.4654 | 315.7103 | 445.4304 | 290.9611 | 290.1635 | 289.5765 | 289.3359 | 289.2004 | 289.3038 | 289.6581 | 290.1434 | 290.7561 | 291.6588 | 292.8894 | 294.1626 | 295.7398 | 297.2989 | 298.9892 | 300.8276 | 302.6781 | 304.6818 | 306.7363 | 308.9058 | 311.2614
LDCEU | Entertainment Center | 560.4982 | 592.6731 | 632.8834 | 699.6756 | 722.5206 | 803.3936 | 836.2642 | 971.421 | 1005.268 | 1064.835 | 1148.053 | 1166.641 | 1274.736 | 1405.215 | 1546.986 | 1630.386 | 1832.094 | 2006.679 | 2229.031 | 2501.93 | 2702.206 | 2952.294 | 3249.191 | 3432.647 | 3536.451 | 3798.102 | 3852.028 | 3630.678 | 3515.302 | 3370.049 | 3191.76 | 3042.399 | 2914.137 | 2798.148 | 2684.577 | 2584.931 | 2489.547 | 2392.366 | 2296.792 | 2204.613 | 2116.537 | 2031.671 | 1934.241 | 1865.593 | 1829.294 | 1810.452 | 1801.17 | 1798.161 | 1800.023 | 1805.256
LDCEU | Other Non-Substitutables | 1682.393 | 1676.29 | 1766.023 | 1928.708 | 1910.58 | 2082.852 | 1921.548 | 2306.254 | 2209.591 | 2183.808 | 2356.318 | 2264.61 | 2284.258 | 2370.223 | 2373.534 | 2174.139 | 2252.148 | 2245.704 | 2247.769 | 2253.469 | 2246.761 | 2367.436 | 2564.821 | 2471.569 | 2241.299 | 2367.569 | 2275.667 | 2271.757 | 2341.533 | 2399.263 | 2414.936 | 2431.117 | 2449.069 | 2466.785 | 2485.626 | 2504.897 | 2523.477 | 2542.308 | 2561.886 | 2582.879 | 2603.108 | 2624.883 | 2644.825 | 2663.974 | 2683.423 | 2701.909 | 2720.507 | 2737.973 | 2755.618 | 2773.829
LDCEU | Water Heating Over 55 | 46.9337 | 50.806 | 55.4072 | 61.9425 | 64.5148 | 72.0289 | 73.9721 | 85.2603 | 86.853 | 90.6784 | 96.4622 | 97.0545 | 99.4324 | 103.7019 | 106.0679 | 103.7439 | 110.0341 | 111.3598 | 112.3167 | 113.1698 | 111.2929 | 117.6214 | 125.7285 | 126.1024 | 124.3445 | 131.404 | 136.5607 | 136.7976 | 141.5978 | 142.0433 | 139.8333 | 137.6842 | 135.5927 | 133.5283 | 131.5264 | 129.5673 | 127.6515 | 125.7528 | 123.9145 | 122.143 | 120.388 | 118.684 | 117.0034 | 115.3698 | 113.7764 | 112.1983 | 110.6716 | 109.1673 | 107.7005 | 106.2821
Oregon Commercial Loads (GWh) | Modeled values | 1986 | 1987 | 1988 | 1989 | 1990 | 1991 | 1992 | 1993 | 1994 | 1995 | 1996 | 1997 | 1998 | 1999 | 2000 | 2001 | 2002 | 2003 | 2004 | 2005 | 2006 | 2007 | 2008 | 2009 | 2010 | 2011 | 2012 | 2013 | 2014 | 2015 | 2016 | 2017 | 2018 | 2019 | 2020 | 2021 | 2022 | 2023 | 2024 | 2025 | 2026 | 2027 | 2028 | 2029 | 2030 | 2031 | 2032 | 2033 | 2034 | 2035
LDCEU | Total | 11143.15 | 11628.57 | 12095.75 | 12548.77 | 13848.92 | 13318.66 | 13475.6 | 13841.18 | 14453.04 | 14641.24 | 15253.68 | 15362.5 | 15489.23 | 16043.96 | 16460.44 | 15914.91 | 16741.9 | 16676.43 | 16735.08 | 16755.49 | 16726.65 | 16930.93 | 17752.28 | 17265.1 | 16535.1 | 17221.6 | 17090.4 | 17169.27 | 17960.32 | 18556.51 | 18799.25 | 18765.16 | 18765.89 | 18704.5 | 18605.83 | 18429.21 | 18250.88 | 18062.31 | 17884.91 | 17714 | 17567.93 | 17520.3 | 17589.77 | 17763.72 | 18071.42 | 18422.87 | 18790.95 | 19169.99 | 19548.69 | 19937.55
LDCEU | Space Heating | 797.5645 | 794.5413 | 888.3712 | 1003.609 | 956.377 | 948.423 | 797.6759 | 1146.246 | 997.0214 | 978.2116 | 1089.608 | 1061.893 | 1028.909 | 1244.694 | 1289.236 | 1212.329 | 1219.39 | 1050.051 | 1080.189 | 1204.933 | 1238.917 | 1188.862 | 1215.466 | 1248.123 | 1105.064 | 1154.361 | 1204.473 | 1236.367 | 1284.201 | 1316.37 | 1301.23 | 1283.157 | 1261.227 | 1230.688 | 1200.986 | 1160.949 | 1118.57 | 1073.074 | 1027.796 | 982.6067 | 940.5319 | 900.0575 | 850.7137 | 826.8158 | 825.7947 | 834.0645 | 846.5311 | 859.8099 | 872.6912 | 885.0806
LDCEU | Water Heating | 258.9676 | 266.5948 | 281.2559 | 301.9527 | 294.2079 | 293.9585 | 288.0191 | 334.5991 | 315.1297 | 331.9 | 334.3804 | 338.2817 | 327.8959 | 378.9487 | 388.2912 | 369.5484 | 375.7507 | 349.1342 | 358.4256 | 376.8599 | 363.7202 | 385.7441 | 410.3679 | 377.1482 | 399.8417 | 401.459 | 389.7525 | 394.7397 | 413.8969 | 423.6078 | 424.5224 | 425.3609 | 426.7356 | 427.7247 | 429.2214 | 429.5269 | 430.5298 | 431.5389 | 432.8603 | 434.2024 | 435.8917 | 438.3024 | 440.5654 | 443.2323 | 447.357 | 451.4218 | 455.4733 | 459.8963 | 464.5917 | 469.3882
LDCEU | Other Substitutables | 235.6622 | 252.4977 | 264.1956 | 281.8479 | 272.6559 | 271.214 | 264.2894 | 306.0059 | 286.4909 | 299.3079 | 297.0117 | 294.5865 | 281.1639 | 320.1165 | 323.4484 | 304.3301 | 309.5257 | 288.6575 | 297.335 | 315.2071 | 331.4447 | 298.7718 | 297.5661 | 329.2295 | 262.5532 | 278.051 | 308.0575 | 308.0699 | 318.0639 | 323.2871 | 322.5556 | 316.8409 | 309.2346 | 301.2689 | 294.6899 | 286.8912 | 277.7613 | 267.1567 | 255.3574 | 242.1341 | 227.5152 | 210.7073 | 186.1935 | 167.8243 | 156.8879 | 151.1757 | 145.902 | 140.8147 | 135.3284 | 134.6521
LDCEU | Refrigeration | 1486.707 | 1820.192 | 1916.068 | 2050.789 | 1985.064 | 1981.94 | 1932.41 | 2250.171 | 2112.729 | 2220.996 | 2217.416 | 2206.469 | 2111.6 | 2409.259 | 2444.927 | 2310.659 | 2345.39 | 2180.773 | 2241.627 | 2347.166 | 2267.182 | 2390.03 | 2532.538 | 2328.439 | 2477.506 | 2484.7 | 2425.438 | 2370.007 | 2393.252 | 2387.45 | 2332.672 | 2235.904 | 2137.768 | 2046.258 | 1960.351 | 1880.286 | 1808.688 | 1744.388 | 1689.161 | 1640.413 | 1597.263 | 1562.203 | 1539.116 | 1521.421 | 1508.595 | 1499.006 | 1491.542 | 1485.667 | 1481.245 | 1479.296
LDCEU | Lighting | 2632.008 | 2733.03 | 2886.11 | 3101.055 | 3013.113 | 3011.466 | 2946.916 | 3427.424 | 3224.546 | 3403.815 | 3426.568 | 3447.208 | 3327.873 | 3828.786 | 3911.424 | 3718.078 | 3778.342 | 3439.981 | 3531.113 | 3710.191 | 3752.614 | 3717.573 | 3863.235 | 3850.662 | 3552.169 | 3726.048 | 3757.894 | 3839.328 | 4042.893 | 4191.763 | 4264.267 | 4188.872 | 4139.248 | 4064.105 | 3965.803 | 3842.87 | 3715.998 | 3590.458 | 3465.164 | 3350.615 | 3252.927 | 3178.634 | 3095.262 | 3046.745 | 3039.888 | 3057.276 | 3074.645 | 3092.874 | 3108.202 | 3121.391
LDCEU | Air Conditioning | 3144.413 | 3082.575 | 3018.071 | 2752.272 | 4348.16 | 3826.69 | 4320.493 | 2960.759 | 4299.876 | 4004.643 | 4432.651 | 4512.692 | 5013.279 | 3931.676 | 4068.889 | 4149.151 | 4791.265 | 5712.879 | 5457.974 | 4848.936 | 4839.947 | 4917.625 | 5174.728 | 5028.583 | 4790.5 | 5028.374 | 4953.524 | 4893.299 | 5154.213 | 5370.968 | 5501.361 | 5630.927 | 5763.995 | 5890.414 | 6016.581 | 6129.615 | 6254.086 | 6383.688 | 6525.989 | 6677.452 | 6843.336 | 7031.607 | 7232.141 | 7452.851 | 7706.493 | 7964.208 | 8230.507 | 8505.503 | 8785.762 | 9074.148
LDCEU | Other Non-Substitutables | 2587.832 | 2679.142 | 2841.678 | 3057.24 | 2979.342 | 2984.97 | 2925.796 | 3415.973 | 3217.249 | 3402.364 | 3456.048 | 3501.369 | 3398.508 | 3930.478 | 4034.222 | 3850.81 | 3922.235 | 3654.952 | 3768.415 | 3952.197 | 3932.819 | 4032.321 | 4258.383 | 4102.911 | 3947.467 | 4148.606 | 4051.265 | 4127.454 | 4353.801 | 4543.061 | 4652.643 | 4684.096 | 4727.684 | 4744.043 | 4738.196 | 4699.078 | 4645.246 | 4572.008 | 4488.585 | 4386.576 | 4270.469 | 4198.786 | 4245.774 | 4304.832 | 4386.404 | 4465.716 | 4546.352 | 4625.429 | 4700.871 | 4773.599
Oregon Industrial Loads (GWh) | Modeled values | 1986 | 1987 | 1988 | 1989 | 1990 | 1991 | 1992 | 1993 | 1994 | 1995 | 1996 | 1997 | 1998 | 1999 | 2000 | 2001 | 2002 | 2003 | 2004 | 2005 | 2006 | 2007 | 2008 | 2009 | 2010 | 2011 | 2012 | 2013 | 2014 | 2015 | 2016 | 2017 | 2018 | 2019 | 2020 | 2021 | 2022 | 2023 | 2024 | 2025 | 2026 | 2027 | 2028 | 2029 | 2030 | 2031 | 2032 | 2033 | 2034 | 2035
LDCEU | Total | 12748.38 | 15272.16 | 15553.08 | 17153.04 | 17294.14 | 17561.12 | 17322.11 | 17246.92 | 17323.06 | 18184.65 | 19584.75 | 19030.26 | 16373.39 | 15665.06 | 18143.3 | 15247.77 | 15019.03 | 14464.5 | 14338.69 | 14946.09 | 14827.63 | 13952.62 | 13227.45 | 11495.36 | 10817.15 | 10158.27 | 10091.95 | 12939.46 | 12779.77 | 13298.12 | 13430.42 | 13568.7 | 13693.05 | 13810.15 | 13923.38 | 14025.96 | 14114.73 | 14209.88 | 14314.37 | 14444.11 | 14553.23 | 14670.52 | 14778.88 | 14925.29 | 15110.73 | 15287.49 | 15478.51 | 15669.32 | 15859.42 | 16066.23
LDCEU | Process Heat | 1361.499 | 1874.382 | 2038.874 | 2278.074 | 2396.827 | 2345.39 | 2084.02 | 2056.293 | 2056.756 | 2189.244 | 2386.25 | 2333.126 | 2082.604 | 2079.063 | 2265.544 | 1779.733 | 1730.403 | 1673.269 | 1651.978 | 1765.223 | 1749.076 | 1550.469 | 1564.371 | 1362.811 | 1224.63 | 1139.002 | 1121.947 | 1213.289 | 1098.485 | 1138.609 | 1113.948 | 1087.316 | 1058.666 | 1024.949 | 984.6412 | 939.0056 | 892.2064 | 846.2921 | 804.8036 | 768.66 | 740.8404 | 718.289 | 692.775 | 686.689 | 694.5033 | 703.058 | 717.3787 | 732.0227 | 746.5432 | 760.5526
LDCEU | Motors | 7300.56 | 7876.845 | 7586.47 | 8250.104 | 7943.81 | 8360.449 | 8969.652 | 8939.569 | 9047.039 | 9311.766 | 9902.123 | 9522.436 | 7949.894 | 7342.251 | 8900.563 | 7963.198 | 7928.892 | 7613.335 | 7572.681 | 7714.916 | 7524.355 | 7365.852 | 6688.316 | 5834.058 | 5679.441 | 5392.08 | 5372.585 | 5842.984 | 5591.656 | 5771.677 | 5812.671 | 5851.216 | 5885.663 | 5914.412 | 5950.349 | 5989.83 | 6029.875 | 6070.688 | 6113.949 | 6160.023 | 6209.222 | 6260.458 | 6308.271 | 6369.001 | 6439.164 | 6512.431 | 6589.475 | 6666.828 | 6744.801 | 6823.439
LDCEU | Other Subs | 1769.851 | 2005.856 | 1925.684 | 2217.288 | 2283.064 | 2358.7 | 2664.985 | 2806.496 | 2781.935 | 3065.213 | 3307.795 | 3221.127 | 2640.427 | 2355.796 | 3134.493 | 2543.812 | 2485.49 | 2393.499 | 2365.485 | 2528.513 | 2640.98 | 2629.308 | 2433.441 | 1947.162 | 1971.684 | 1825.222 | 1843.476 | 2097.44 | 1968.313 | 2059.085 | 2109.707 | 2160.307 | 2210.634 | 2260.647 | 2310.545 | 2360.1 | 2409.522 | 2458.545 | 2507.398 | 2556.077 | 2604.321 | 2652.225 | 2699.769 | 2747.138 | 2794.06 | 2840.805 | 2887.664 | 2934.071 | 2980.312 | 3026.263
LDCEU | Miscellaneous | 2316.468 | 3515.074 | 4002.053 | 4407.577 | 4670.436 | 4496.583 | 3603.452 | 3444.566 | 3437.329 | 3618.431 | 3988.585 | 3953.572 | 3700.464 | 3887.952 | 3842.702 | 2961.031 | 2874.24 | 2784.395 | 2748.55 | 2937.436 | 2913.221 | 2406.989 | 2541.319 | 2351.325 | 1941.395 | 1801.965 | 1753.944 | 3785.744 | 4121.318 | 4328.745 | 4394.098 | 4469.864 | 4538.091 | 4610.138 | 4677.845 | 4737.021 | 4783.125 | 4834.355 | 4888.215 | 4959.351 | 4998.851 | 5039.547 | 5078.068 | 5122.46 | 5183.004 | 5231.199 | 5283.988 | 5336.395 | 5387.769 | 5455.972
Oregon Transportation Loads (GWh) | Modeled values | 1986 | 1987 | 1988 | 1989 | 1990 | 1991 | 1992 | 1993 | 1994 | 1995 | 1996 | 1997 | 1998 | 1999 | 2000 | 2001 | 2002 | 2003 | 2004 | 2005 | 2006 | 2007 | 2008 | 2009 | 2010 | 2011 | 2012 | 2013 | 2014 | 2015 | 2016 | 2017 | 2018 | 2019 | 2020 | 2021 | 2022 | 2023 | 2024 | 2025 | 2026 | 2027 | 2028 | 2029 | 2030 | 2031 | 2032 | 2033 | 2034 | 2035
LDCECC | Transportation | 9.4961 | 9.4791 | 10.7912 | 10.191 | 10.2724 | 11.7336 | 12.0537 | 12.0374 | 12.4606 | 16.0714 | 12.9406 | 12.7021 | 16.4502 | 37.3691 | 39.7573 | 38.765 | 42.2254 | 57.243 | 63.2736 | 62.7841 | 66.7916 | 67.2681 | 70.0138 | 69.4539 | 69.3449 | 70.606 | 69.7478 | 71.8181 | 100.5938 | 116.8102 | 142.0847 | 175.3072 | 215.0474 | 261.131 | 312.5544 | 368.6752 | 428.3997 | 490.8026 | 555.6506 | 622.6056 | 691.3853 | 758.4531 | 823.0908 | 884.729 | 941.6093 | 1004.053 | 1046.459 | 1081.321 | 1115.29 | 1136.151
Oregon Streetlighting Loads (GWh) | Modeled values | 1986 | 1987 | 1988 | 1989 | 1990 | 1991 | 1992 | 1993 | 1994 | 1995 | 1996 | 1997 | 1998 | 1999 | 2000 | 2001 | 2002 | 2003 | 2004 | 2005 | 2006 | 2007 | 2008 | 2009 | 2010 | 2011 | 2012 | 2013 | 2014 | 2015 | 2016 | 2017 | 2018 | 2019 | 2020 | 2021 | 2022 | 2023 | 2024 | 2025 | 2026 | 2027 | 2028 | 2029 | 2030 | 2031 | 2032 | 2033 | 2034 | 2035
LDCECC | Streetlighting | 902.9255 | 914.9221 | 921.7382 | 955.5307 | 948.9244 | 959.8124 | 980.2677 | 1008.143 | 1028.62 | 883.9952 | 883.0078 | 879.2208 | 881.3608 | 900.053 | 811.3825 | 806.8108 | 855.2564 | 855.2394 | 854.7229 | 787.5969 | 753.7868 | 760.8051 | 793.3336 | 792.5392 | 796.172 | 814.9086 | 810.3091 | 814.5671 | 818.7159 | 822.6892 | 826.405 | 830.0118 | 833.2946 | 836.4514 | 839.5325 | 842.4872 | 845.3333 | 848.0522 | 850.6956 | 853.1979 | 855.6387 | 857.9717 | 860.2626 | 862.5322 | 864.6423 | 866.9064 | 869.2151 | 871.3963 | 873.5687 | 875.819
Oregon Electricity Sales (GWh/Yr) | Modeled values | 1986 | 1987 | 1988 | 1989 | 1990 | 1991 | 1992 | 1993 | 1994 | 1995 | 1996 | 1997 | 1998 | 1999 | 2000 | 2001 | 2002 | 2003 | 2004 | 2005 | 2006 | 2007 | 2008 | 2009 | 2010 | 2011 | 2012 | 2013 | 2014 | 2015 | 2016 | 2017 | 2018 | 2019 | 2020 | 2021 | 2022 | 2023 | 2024 | 2025 | 2026 | 2027 | 2028 | 2029 | 2030 | 2031 | 2032 | 2033 | 2034 | 2035
SaEC | Total | 34544.75 | 37125.28 | 38658.11 | 40819.45 | 43184.29 | 42791.09 | 42148.55 | 43596.19 | 44069.3 | 44628.36 | 47179.2 | 47382.97 | 45792.06 | 46429.77 | 49079.34 | 45450.68 | 44864.53 | 44838.9 | 45302.69 | 46839.43 | 48685.71 | 48266.78 | 47773.9 | 45948.82 | 43799.48 | 44052.87 | 43727.12 | 46067.61 | 47066.57 | 47741.46 | 47787.46 | 47655.95 | 47589 | 47428.75 | 47239.43 | 46988.07 | 46726.77 | 46469.86 | 46227.87 | 46023.62 | 45825.48 | 45705.57 | 45677.85 | 45880.46 | 46362.87 | 46930.31 | 47520.56 | 48140.02 | 48774.77 | 49430.39
SaEC | Single Family | 10999.34 | 10949.89 | 11327.58 | 11765.54 | 11912.31 | 12256.34 | 11730.04 | 12672.15 | 12460.92 | 12296.39 | 12866.82 | 12746.53 | 12940.91 | 13244.47 | 13352.33 | 12907.96 | 12968.45 | 13114.68 | 13319.38 | 13701.29 | 14184.71 | 14445.37 | 14797.25 | 14730.03 | 14008.67 | 14458.08 | 14162.36 | 13919.92 | 14160.1 | 13829.53 | 13527.39 | 13275.59 | 13053.73 | 12803.87 | 12557.68 | 12318.93 | 12084.02 | 11847.72 | 11611.73 | 11382.3 | 11151.85 | 10909.5 | 10683.27 | 10542.9 | 10491.53 | 10470.04 | 10464.26 | 10477.2 | 10501.21 | 10532.52
SaEC | Multi Family | 1608.717 | 1628.801 | 1749.65 | 1914.227 | 1973.122 | 2048.028 | 1936.337 | 2107.81 | 2075.687 | 2087.328 | 2265.335 | 2282.143 | 2343.089 | 2442.421 | 2470.916 | 2396.771 | 2407.702 | 2409.696 | 2457.246 | 2563.063 | 2646.14 | 2737.507 | 2847.95 | 2828.31 | 2714.486 | 2859.596 | 2699.892 | 2722.226 | 2824.091 | 2863.467 | 2886.31 | 2909.446 | 2935.346 | 2952.449 | 2972.182 | 2991.557 | 3005.073 | 3019.732 | 3029.118 | 3037.025 | 3043.778 | 3048.389 | 3043.471 | 3041.282 | 3056.767 | 3077.223 | 3098.056 | 3114.642 | 3133.801 | 3152.417
SaEC | Other Family | 1037.413 | 1059.745 | 1128.813 | 1209.893 | 1271.991 | 1357.14 | 1351.092 | 1532.762 | 1590.458 | 1645.392 | 1778.398 | 1823.855 | 1908.128 | 1989.231 | 2022.908 | 1953.194 | 1969.669 | 2006.33 | 2037.864 | 2083.638 | 2164.748 | 2208.635 | 2272.039 | 2268.894 | 2156.571 | 2221.483 | 2230.868 | 2202.871 | 2250.807 | 2190.02 | 2131.458 | 2075.641 | 2023.904 | 1967.671 | 1908.888 | 1852.952 | 1798.6 | 1747.527 | 1696.329 | 1647.965 | 1599.789 | 1550.358 | 1491.824 | 1449.984 | 1428.915 | 1417.353 | 1407.35 | 1401.351 | 1397.266 | 1396.577
SaEC | Large Office | 854.5428 | 812.4561 | 847.0106 | 867.3798 | 1049.795 | 967.4677 | 994.0206 | 958.5866 | 1049.589 | 1047.273 | 1120.983 | 1154.569 | 1207.851 | 1210.488 | 1255.387 | 1228.832 | 1252.218 | 1287.971 | 1289.609 | 1281.375 | 1315.021 | 1367.626 | 1407.319 | 1326.053 | 1328.415 | 1368.205 | 1326.337 | 1330.496 | 1411.571 | 1479.047 | 1518.236 | 1528.236 | 1554.013 | 1573.811 | 1593.691 | 1595.295 | 1601.538 | 1604.037 | 1599.931 | 1593.574 | 1587.849 | 1590.119 | 1606.788 | 1633.458 | 1678.852 | 1722.491 | 1767.291 | 1818.496 | 1870.434 | 1922.186
SaEC | Medium Office | 271.6295 | 331.8582 | 347.626 | 359.7597 | 420.9261 | 391.6178 | 398.5637 | 398.2412 | 423.5341 | 426.7578 | 453.2816 | 466.6753 | 483.1462 | 497.8292 | 515.9413 | 502.6638 | 507.616 | 512.5093 | 516.0247 | 519.0662 | 543.748 | 545.9533 | 553.5121 | 541.4742 | 513.5162 | 532.4843 | 530.577 | 538.7231 | 583.7989 | 622.4586 | 651.5403 | 664.1075 | 686.369 | 704.8671 | 724.447 | 731.9575 | 743.0289 | 751.6677 | 755.7618 | 758.0016 | 760.1655 | 766.4802 | 780.9904 | 799.0887 | 827.5679 | 853.0612 | 878.8546 | 908.8886 | 939.0944 | 968.851
SaEC | Small Office | 366.5885 | 368.9918 | 385.0235 | 395.2814 | 473.5052 | 437.7198 | 449.2963 | 436.8108 | 474.5305 | 475.4974 | 507.0035 | 522.4193 | 544.7811 | 550.349 | 570.5126 | 557.7625 | 566.8761 | 579.946 | 581.7317 | 579.714 | 609.7395 | 607.2142 | 612.3635 | 603.3533 | 568.485 | 586.9642 | 590.5815 | 587.2167 | 613.7476 | 634.8788 | 642.1638 | 638.62 | 640.1782 | 639.9687 | 639.0176 | 633.2193 | 628.3068 | 622.3813 | 614.8411 | 607.011 | 599.7369 | 595.4827 | 595.9041 | 600.7908 | 611.6329 | 623.462 | 635.5247 | 649.4729 | 663.61 | 677.6583
SaEC | Big Box-Retail | 712.8371 | 1164.683 | 1229.543 | 1278.781 | 1361.342 | 1298.916 | 1293.171 | 1399.736 | 1391.207 | 1429.542 | 1438.715 | 1452.225 | 1427.518 | 1548.619 | 1571.596 | 1495.012 | 1467.813 | 1419.95 | 1444.391 | 1503.188 | 1575.931 | 1572.705 | 1559.451 | 1520.354 | 1512.917 | 1499.003 | 1533.696 | 1508.277 | 1536.826 | 1550.263 | 1537.263 | 1499.764 | 1461.436 | 1424.526 | 1387.714 | 1349.786 | 1314.052 | 1280.54 | 1251.783 | 1226.926 | 1205.434 | 1191.203 | 1183.155 | 1180.147 | 1182.644 | 1189.556 | 1195.831 | 1203.768 | 1212.263 | 1223.04
SaEC | Small Box-Retail | 983.4702 | 919.7245 | 961.313 | 977.8723 | 1124.619 | 1048.564 | 1065.533 | 1066.94 | 1131.067 | 1134.73 | 1164.185 | 1175.615 | 1185.023 | 1205.627 | 1225.937 | 1178.077 | 1180.626 | 1189.067 | 1192.408 | 1205.994 | 1301.564 | 1239.131 | 1207.17 | 1245.918 | 1130.164 | 1144.987 | 1211.15 | 1203.922 | 1241.727 | 1268.158 | 1268.95 | 1253.59 | 1241.629 | 1228.065 | 1212.062 | 1193.715 | 1174.52 | 1155.264 | 1136.606 | 1119.406 | 1104.036 | 1093.573 | 1087.673 | 1088.007 | 1094.501 | 1105.179 | 1116.214 | 1127.752 | 1139.464 | 1151.779
SaEC | High End-Retail | 258.9391 | 241.9695 | 252.2274 | 255.3634 | 297.4502 | 276.4361 | 282.4736 | 278.3411 | 298.5932 | 298.8569 | 306.9753 | 310.2578 | 313.9214 | 315.9436 | 321.3363 | 309.3199 | 311.0783 | 315.6504 | 315.8261 | 317.6996 | 335.21 | 334.8738 | 336.8083 | 333.3811 | 313.4707 | 326.6966 | 325.4579 | 330.7561 | 348.1898 | 361.1247 | 371.5808 | 375.8495 | 377.5828 | 378.5692 | 378.5931 | 376.3811 | 373.8203 | 371.2078 | 370.5939 | 371.4288 | 373.3036 | 378.7895 | 386.2949 | 394.9625 | 405.8394 | 418.1895 | 429.5529 | 441.3865 | 453.249 | 466.3409
SaEC | Anchor-Retail | 624.9707 | 537.6611 | 555.7444 | 551.9637 | 684.3494 | 624.912 | 648.9156 | 599.8535 | 678.9273 | 666.9988 | 695.3692 | 703.0479 | 724.9706 | 693.6693 | 706.5356 | 686.0197 | 701.3771 | 736.1953 | 729.1612 | 717.7332 | 754.0649 | 756.6783 | 760.1202 | 746.1992 | 715.7485 | 736.8734 | 735.7355 | 732.7928 | 759.6699 | 779.1074 | 784.9984 | 782.4731 | 780.0145 | 776.7308 | 772.1263 | 765.6285 | 758.7863 | 751.9991 | 746.6166 | 742.6818 | 740.1704 | 741.4194 | 745.1835 | 752.4431 | 763.5316 | 777.2194 | 790.6785 | 804.7214 | 818.959 | 834.2155
SaEC | K-12 | 194.2849 | 198.5639 | 211.1665 | 220.1348 | 244.4021 | 235.6975 | 237.2509 | 266.5592 | 272.7432 | 279.9238 | 294.2262 | 303.5755 | 303.3996 | 335.1112 | 346.6 | 340.9728 | 352.7546 | 348.6514 | 358.9091 | 372.8837 | 384.3841 | 394.639 | 416.7668 | 395.037 | 378.5766 | 383.2014 | 381.6272 | 381.6052 | 395.636 | 406.0097 | 404.9788 | 400.711 | 397.8784 | 391.3945 | 384.0923 | 375.4838 | 367.2262 | 361.9374 | 358.9781 | 354.2092 | 350.4198 | 348.9485 | 349.4259 | 354.249 | 363.5174 | 375.3467 | 389.5056 | 401.7045 | 415.1168 | 428.5893
SaEC | University | 235.0821 | 239.7421 | 250.3517 | 253.8394 | 301.4361 | 285.8441 | 300.1465 | 304.8065 | 333.9683 | 340.6213 | 357.5322 | 371.7174 | 379.1324 | 394.1968 | 407.5907 | 405.334 | 424.2085 | 445.9845 | 453.1649 | 452.0113 | 456.7398 | 485.3386 | 511.8389 | 473.299 | 506.5666 | 487.8873 | 470.1332 | 467.3725 | 483.2236 | 494.5004 | 493.8636 | 485.2232 | 478.7555 | 471.1212 | 461.8761 | 450.9956 | 438.9833 | 426.8806 | 413.8318 | 400.026 | 386.384 | 375.4943 | 372.0578 | 372.08 | 374.0952 | 379.9909 | 385.8858 | 391.5601 | 397.6507 | 404.7924
SaEC | Warehouse | 621.0434 | 642.0868 | 695.3986 | 739.1852 | 747.8018 | 725.5275 | 708.089 | 815.4747 | 768.7278 | 810.1111 | 833.3525 | 873.2997 | 861.2539 | 990.8552 | 1008.616 | 960.2862 | 935.0222 | 864.0663 | 889.564 | 953.2192 | 1041.361 | 976.2719 | 952.3352 | 1017.171 | 850.089 | 902.5337 | 953.8239 | 970.8074 | 1013.643 | 1049.073 | 1059.831 | 1060.303 | 1063.463 | 1062.325 | 1058.907 | 1051.61 | 1046.28 | 1041.634 | 1037.266 | 1032.749 | 1029.113 | 1028.921 | 1030.054 | 1036.352 | 1049.274 | 1065.932 | 1082.879 | 1100.722 | 1118.185 | 1134.849
SaEC | Supermarket | 549.5311 | 502.1688 | 528.8394 | 546.864 | 594.6072 | 563.6284 | 563.9507 | 598.1536 | 604.8359 | 617.1454 | 624.7069 | 630.5099 | 624.1501 | 665.3282 | 675.6154 | 644.402 | 640.9143 | 633.3821 | 646.307 | 657.9685 | 674.1849 | 675.3867 | 680.795 | 664.1315 | 658.001 | 656.8587 | 670.1929 | 674.3437 | 702.8203 | 714.222 | 712.1219 | 692.9138 | 673.4985 | 654.2247 | 634.2982 | 614.2917 | 594.8869 | 576.1118 | 557.8756 | 540.529 | 524.4145 | 509.7213 | 495.3368 | 486.864 | 483.6565 | 484.2448 | 485.8781 | 488.0206 | 490.4496 | 494.2371
SaEC | MiniMart | 171.483 | 254.4548 | 268.9332 | 280.2755 | 296.1313 | 283.2063 | 281.3599 | 306.7995 | 303.0773 | 312.1922 | 313.5697 | 316.5299 | 310.3458 | 338.7456 | 343.7573 | 326.6998 | 322.4501 | 313.8627 | 322.0104 | 331.3204 | 340.4918 | 344.2136 | 347.8683 | 333.48 | 336.5653 | 332.8411 | 338.6046 | 335.5205 | 344.597 | 350.2169 | 348.2755 | 338.4256 | 328.0568 | 317.9409 | 307.7544 | 297.2871 | 286.8923 | 276.7076 | 267.1572 | 258.4218 | 250.0666 | 242.6367 | 235.1403 | 230.351 | 228.5941 | 228.9785 | 229.5824 | 230.2616 | 231.181 | 233.4216
SaEC | Restaurant | 626.1137 | 629.66 | 650.5276 | 657.6788 | 746.864 | 694.4901 | 704.5135 | 705.041 | 734.32 | 731.5944 | 743.1711 | 748.7983 | 748.0363 | 762.6025 | 764.8885 | 727.2567 | 735.463 | 750.7032 | 764.0678 | 799.4263 | 855.0088 | 797.9008 | 780.446 | 826.9434 | 719.6639 | 740.3638 | 798.3516 | 790.2919 | 812.1385 | 823.4749 | 815.6151 | 797.7585 | 781.1531 | 764.915 | 750.5344 | 736.2864 | 722.463 | 709.1385 | 696.2318 | 683.9597 | 672.5347 | 663.3572 | 654.3763 | 649.7263 | 649.5477 | 652.7374 | 656.3417 | 660.5797 | 664.8021 | 670.7644
SaEC | Lodging | 1005.422 | 1010.404 | 1063.658 | 1076.465 | 1236.811 | 1147.333 | 1148.241 | 1161.254 | 1215.152 | 1199.297 | 1249.297 | 1308.734 | 1345.486 | 1387.045 | 1411.811 | 1343.581 | 1332.942 | 1327.666 | 1319.987 | 1320.486 | 1370.441 | 1373.673 | 1393.727 | 1372.168 | 1298.722 | 1348.253 | 1351.591 | 1354.734 | 1409.355 | 1442.613 | 1442.79 | 1429.72 | 1415.806 | 1401.015 | 1383.056 | 1362.911 | 1341.593 | 1320.024 | 1299.432 | 1280.668 | 1265.249 | 1256.509 | 1251.456 | 1255.181 | 1266.398 | 1283.54 | 1300.735 | 1318.952 | 1336.28 | 1355.536
SaEC | Hospital | 300.0293 | 304.6014 | 317.7902 | 318.3763 | 402.4033 | 369.6952 | 395.252 | 361.1078 | 416.2368 | 409.6717 | 427.2274 | 442.0867 | 467.6729 | 473.8862 | 501.3188 | 500.2344 | 516.5884 | 549.2378 | 547.0104 | 568.9464 | 603.5372 | 608.3454 | 597.5788 | 628.101 | 551.149 | 571.2311 | 579.2285 | 578.029 | 604.7515 | 628.3179 | 642.7925 | 648.5657 | 653.3697 | 654.5428 | 652.2095 | 647.3711 | 640.8067 | 633.2742 | 625.1044 | 616.9984 | 609.933 | 606.3533 | 606.1819 | 608.8702 | 614.8775 | 623.6152 | 632.2419 | 640.9452 | 649.7695 | 658.7196
SaEC | OtherHealth | 469.5193 | 476.2603 | 500.7328 | 507.1512 | 628.605 | 579.7186 | 609.0562 | 577.667 | 650.4982 | 638.687 | 669.6658 | 690.2402 | 726.6119 | 749.4137 | 793.4055 | 788.7161 | 823.0068 | 877.7841 | 887.4849 | 928.9125 | 961.1055 | 1002.397 | 1020.326 | 964.6001 | 964.0477 | 993.2015 | 962.9343 | 967.4894 | 1023.341 | 1071.864 | 1106.636 | 1128.586 | 1151.054 | 1167.988 | 1176.854 | 1182.254 | 1184.495 | 1184.845 | 1185.048 | 1185.468 | 1188.537 | 1198.452 | 1215.248 | 1236.565 | 1265.572 | 1300.299 | 1334.488 | 1369.354 | 1403.865 | 1438.716
SaEC | Assembly | 456.3599 | 471.864 | 513.5991 | 532.3271 | 586.1371 | 562.4561 | 563.4526 | 613.8922 | 619.5486 | 637.7784 | 684.613 | 724.8533 | 739.6541 | 806.0374 | 833.0889 | 808.7042 | 819.0207 | 814.9467 | 838.4225 | 858.9467 | 884.0379 | 922.1168 | 949.0631 | 883.4124 | 896.5156 | 917.6928 | 899.5818 | 947.7742 | 1032.058 | 1082.413 | 1104.512 | 1111.284 | 1109.659 | 1105.444 | 1097.383 | 1081.121 | 1063.379 | 1044.326 | 1029.8 | 1018.67 | 1007.994 | 1007.644 | 1021.576 | 1047.532 | 1078.489 | 1113.486 | 1145.531 | 1178.514 | 1210.125 | 1242.426
SaEC | Other | 687.1336 | 708.3822 | 768.728 | 791.442 | 893.6108 | 851.0258 | 857.415 | 912.0457 | 939.5076 | 958.939 | 1036.694 | 1097.421 | 1129.191 | 1205.129 | 1246.541 | 1213.95 | 1217.174 | 1240.122 | 1283.234 | 1296.635 | 1333.219 | 1412.566 | 1443.267 | 1350.952 | 1362.085 | 1409.252 | 1346.71 | 1376.496 | 1468.282 | 1568.153 | 1647.637 | 1702.15 | 1761.799 | 1802.938 | 1835.968 | 1866.879 | 1892.513 | 1914.322 | 1941.309 | 1964.339 | 1989.586 | 2026.984 | 2086.747 | 2152.965 | 2236.625 | 2316.078 | 2405.777 | 2492.664 | 2578.733 | 2660.909
SaEC | Food & Tobacco | 832.8633 | 1028.555 | 967.729 | 1025.416 | 1035.911 | 1230.754 | 1434.878 | 1441.761 | 1455.215 | 1503.857 | 1682.458 | 1577.62 | 1313.714 | 1182.849 | 1574.987 | 1452.54 | 1383.375 | 1348.653 | 1342.551 | 1455.452 | 1487.863 | 1390.398 | 1222.532 | 1051.482 | 1017.133 | 919.9929 | 922.6661 | 1264.57 | 1162.869 | 1223.28 | 1250.84 | 1279.415 | 1308.802 | 1337.884 | 1366.184 | 1394.146 | 1422.605 | 1451.818 | 1482.293 | 1514.078 | 1547.656 | 1582.473 | 1617.156 | 1655.384 | 1696.097 | 1736.917 | 1779.015 | 1821.296 | 1863.687 | 1906.154
SaEC | Textiles | 64.0444 | 82.5318 | 79.8781 | 100.6338 | 99.9944 | 120.7943 | 135.7967 | 138.3389 | 144.1276 | 140.8793 | 148.9627 | 136.1772 | 111.3971 | 101.0075 | 137.1576 | 125.9847 | 119.2831 | 120.8419 | 120.2041 | 129.4568 | 130.9224 | 120.7575 | 108.2769 | 92.4364 | 89.5274 | 81.2408 | 81.3854 | 87.4505 | 92.2371 | 94.3522 | 94.6724 | 94.9889 | 95.3016 | 95.6107 | 95.9163 | 96.2184 | 96.517 | 96.8124 | 97.1045 | 97.3934 | 97.6792 | 97.4709 | 97.1637 | 96.8581 | 96.5549 | 96.255 | 95.9592 | 95.6679 | 95.382 | 95.102
SaEC | Apparel | 15.2615 | 18.4904 | 17.7601 | 18.1812 | 18.8479 | 19.9075 | 28.0163 | 33.8979 | 28.0023 | 35.6049 | 36.853 | 19.0084 | 15.1337 | 14.4356 | 20.2696 | 18.5719 | 17.4162 | 16.9864 | 16.8973 | 18.3679 | 18.6058 | 17.1279 | 15.3365 | 13.1204 | 12.7212 | 11.5393 | 11.556 | 12.8864 | 14.2163 | 14.2228 | 13.9519 | 13.6796 | 13.4058 | 13.1306 | 12.8539 | 12.5758 | 12.2963 | 12.0153 | 11.733 | 11.4492 | 11.1641 | 10.8776 | 10.5898 | 10.3007 | 10.0102 | 9.7186 | 9.4256 | 9.1315 | 8.8361 | 8.5396
SaEC | Lumber | 2481.536 | 2358.333 | 2258.286 | 2492.585 | 2149.104 | 2119.086 | 2164.071 | 2205.734 | 2038.417 | 2141.757 | 2265.168 | 2290.914 | 1925.145 | 1698.81 | 2252.075 | 2316.222 | 2251.064 | 2184.164 | 2158.019 | 2317.64 | 2347.521 | 2159.152 | 1932.545 | 1651.148 | 1600.835 | 1451.9 | 1454.018 | 1374.554 | 1330.668 | 1317.71 | 1274.453 | 1231.44 | 1188.6 | 1145.476 | 1101.88 | 1058.003 | 1014.202 | 970.5898 | 927.3842 | 884.6109 | 842.4755 | 800.7518 | 758.8724 | 718.3745 | 678.8198 | 639.2214 | 600.0703 | 560.9136 | 521.7244 | 482.4902
SaEC | Furniture | 54.6241 | 56.1405 | 60.3579 | 87.5129 | 99.5462 | 93.5634 | 126.5021 | 152.7858 | 154.6206 | 150.6439 | 156.7139 | 167.0401 | 136.2041 | 119.1298 | 164.6193 | 159.9831 | 150.6499 | 148.1612 | 145.194 | 151.6045 | 155.3545 | 139.267 | 127.714 | 112.6589 | 105.9236 | 95.9834 | 96.2112 | 104.7898 | 90.8985 | 96.1416 | 98.716 | 101.3271 | 103.9627 | 106.5342 | 109.0056 | 111.4172 | 113.8418 | 116.3034 | 118.8468 | 121.4783 | 124.2399 | 126.9608 | 129.5672 | 132.4838 | 135.6205 | 138.7777 | 142.0514 | 145.3492 | 148.6639 | 151.9914
SaEC | Paper | 1909.063 | 2068.573 | 1941.779 | 1885.654 | 1794.568 | 1812.918 | 1978.749 | 2005.129 | 1993.011 | 1952.793 | 2019.725 | 1880.603 | 1599.443 | 1433.844 | 1807.124 | 1863.436 | 1820.929 | 1791.051 | 1794.437 | 1952.781 | 2000.423 | 1793.836 | 1647.133 | 1455.119 | 1367.465 | 1239.452 | 1242.519 | 1086.316 | 937.8752 | 988.1039 | 998.7644 | 1010.68 | 1023.598 | 1036.362 | 1048.462 | 1060.315 | 1072.733 | 1085.959 | 1100.486 | 1116.352 | 1134.032 | 1152.967 | 1171.781 | 1194.15 | 1219.014 | 1243.994 | 1270.26 | 1296.719 | 1323.3 | 1349.967
SaEC | Printing | 129.2505 | 150.7549 | 150.0815 | 176.5997 | 200.5269 | 211.1589 | 249.6803 | 261.6215 | 243.3981 | 274.3981 | 298.2388 | 388.7246 | 314.1985 | 280.4091 | 388.0726 | 386.6729 | 364.4757 | 357.1893 | 357.7852 | 391.7545 | 409.4616 | 371.0338 | 344.8418 | 298.8091 | 277.9174 | 252.9477 | 254.047 | 174.2128 | 149.3318 | 156.5495 | 159.9743 | 163.4465 | 166.9527 | 170.403 | 173.7604 | 177.0643 | 180.3866 | 183.7506 | 187.2004 | 190.7415 | 194.4156 | 198.1776 | 201.3539 | 203.7515 | 206.3506 | 208.955 | 211.6641 | 214.3886 | 217.1238 | 219.8687
SaEC | Chemicals | 369.1574 | 456.9255 | 395.019 | 506.3589 | 563.2529 | 634.1221 | 716.1023 | 755.2716 | 850.1757 | 853.1691 | 965.3641 | 929.0112 | 810.8549 | 738.8544 | 934.595 | 946.1002 | 915.4731 | 901.3193 | 899.3679 | 980.2522 | 1024.048 | 923.2226 | 858.2341 | 749.8918 | 695.7679 | 634.6033 | 637.3656 | 1196.414 | 1101.897 | 1195.826 | 1255.634 | 1316.714 | 1378.804 | 1440.505 | 1501.216 | 1561.489 | 1622.364 | 1684.163 | 1747.519 | 1812.493 | 1879.686 | 1948.407 | 2016.941 | 2089.887 | 2165.92 | 2242.07 | 2319.8 | 2397.743 | 2475.808 | 2553.954
SaEC | Petroleum Products | 15.1085 | 24.1692 | 19.0273 | 19.6052 | 29.9999 | 25.4307 | 30.1464 | 26.3709 | 31.5457 | 26.2591 | 28.4091 | 28.1584 | 23.2528 | 21.0623 | 27.819 | 28.2907 | 26.8283 | 27.4149 | 27.2898 | 29.5915 | 30.715 | 27.6811 | 26.0414 | 22.6532 | 21.0167 | 19.1595 | 19.2244 | 11.1775 | 10.5524 | 10.9352 | 4.8404 | -0.9618 | -6.5628 | -12.59 | -19.2998 | -26.4142 | -33.4289 | -40.1779 | -46.351 | -51.9073 | -56.5546 | -60.605 | -64.85 | -67.1347 | -68.0698 | -69.0348 | -69.341 | -69.6202 | -69.9096 | -70.2247
SaEC | Rubber | 212.3008 | 254.103 | 256.6899 | 330.4268 | 377.3407 | 382.4531 | 447.7713 | 528.2137 | 576.3757 | 617.1208 | 667.6349 | 654.4417 | 531.7341 | 472.8689 | 643.6388 | 656.9598 | 624.2756 | 610.2376 | 616.9404 | 676.6771 | 702.7955 | 633.4816 | 595.7833 | 518.328 | 480.5438 | 438.3735 | 440.0731 | 504.392 | 461.9645 | 491.5244 | 506.9283 | 522.7542 | 538.9052 | 554.827 | 570.2855 | 585.506 | 600.9098 | 616.629 | 632.9208 | 649.8126 | 667.5481 | 685.8539 | 704.0461 | 723.9673 | 745.09 | 766.228 | 787.9683 | 809.7665 | 831.588 | 853.4175
SaEC | Leather | 4.7511 | 5.7871 | 5.9801 | 2.6308 | 4.1184 | 4.0442 | 5.2862 | 7.9886 | 5.3143 | 5.585 | 6.0418 | 4.4925 | 3.9137 | 3.7514 | 5.9192 | 5.2651 | 4.998 | 4.8862 | 4.8661 | 5.2769 | 5.4954 | 4.9334 | 4.6725 | 4.0622 | 3.7441 | 3.414 | 3.4257 | 4.7046 | 4.7415 | 4.7358 | 4.6407 | 4.5482 | 4.4582 | 4.3705 | 4.285 | 4.2015 | 4.1201 | 4.0405 | 3.9626 | 3.8864 | 3.8112 | 3.7365 | 3.6637 | 3.5925 | 3.523 | 3.455 | 3.3884 | 3.323 | 3.2589 | 3.1959
SaEC | Stone, Clay, etc. | 274.6247 | 342.6104 | 346.8817 | 439.3431 | 507.9464 | 496.0768 | 545.7957 | 524.6249 | 552.6857 | 552.9072 | 583.025 | 539.0632 | 434.4093 | 387.6331 | 531.2623 | 552.8842 | 523.5922 | 513.1023 | 504.906 | 539.6097 | 561.9532 | 504.3982 | 477.6898 | 415.2338 | 382.674 | 348.8751 | 350.0218 | 510.4514 | 510.4548 | 534.3069 | 540.3646 | 546.9645 | 553.9726 | 560.5678 | 566.407 | 571.8357 | 577.492 | 583.5797 | 590.4893 | 598.2656 | 607.2784 | 617.1199 | 626.7673 | 638.9869 | 652.9892 | 666.9969 | 681.8922 | 696.86 | 711.8496 | 726.8391
SaEC | Aluminum | 1639.501 | 3153.975 | 3918.993 | 4190.431 | 4675.708 | 4230.817 | 2710.649 | 2387.177 | 2195.823 | 2632.048 | 2962.05 | 3020.665 | 3136.632 | 3633.83 | 2829.857 | 268.8288 | 20.3298 | 8.6966 | 2.4734 | 69.7322 | 61.5451 | 61.5431 | -0.008 | -0.0118 | -0.0185 | -0.0311 | -0.0435 | -0.0436 | -0.0448 | -0.0449 | -0.0297 | -0.0151 | -0.0011 | 0.0141 | 0.0309 | 0.0487 | 0.0662 | 0.0832 | 0.0988 | 0.1129 | 0.1248 | 0.1352 | 0.1462 | 0.1525 | 0.1555 | 0.1587 | 0.1602 | 0.1619 | 0.1636 | 0.1654
SaEC | Other Primary Metals | 201.8788 | 88.546 | 86.6145 | 97.8022 | 111.7489 | 127.4186 | 249.3686 | 257.9656 | 408.189 | 115.5111 | 112.8976 | 141.8129 | 98.7256 | 95.7888 | 276.3187 | 304.2708 | 294.8513 | 288.2623 | 288.2569 | 311.3069 | 325.774 | 292.3853 | 277.4684 | 242.2131 | 222.4101 | 202.7124 | 203.379 | 264.6714 | 265.4971 | 273.7214 | 274.9886 | 276.3309 | 277.7195 | 278.9734 | 280.018 | 280.9319 | 281.8586 | 282.8456 | 283.9813 | 285.2778 | 286.8193 | 288.517 | 290.1456 | 292.3217 | 294.8717 | 297.4023 | 300.1114 | 302.8194 | 305.5166 | 308.1994
SaEC | Fabricated Metals | 359.1374 | 341.5904 | 359.6504 | 461.3854 | 446.7305 | 439.4479 | 491.972 | 528.5328 | 548.2292 | 591.8886 | 644.9037 | 741.4998 | 596.6891 | 530.5226 | 729.5992 | 661.9868 | 621.9559 | 604.78 | 594.8448 | 636.1185 | 674.5279 | 634.2295 | 578.8828 | 487.0993 | 472.0171 | 430.4001 | 436.0433 | 607.7235 | 584.8731 | 596.5294 | 594.3315 | 592.4402 | 590.8027 | 589.1381 | 587.3251 | 585.4727 | 583.788 | 582.3332 | 581.2336 | 580.499 | 580.2482 | 580.3408 | 580.4316 | 581.4388 | 583.0956 | 584.8058 | 586.8604 | 588.9841 | 591.1572 | 593.3703
SaEC | Machines & Computer | 492.933 | 586.7439 | 562.7432 | 671.0777 | 685.5192 | 619.2211 | 756.238 | 801.915 | 753.2899 | 920.3329 | 968.5405 | 851.6142 | 682.4802 | 601.9042 | 816.2452 | 746.8917 | 696.4552 | 671.094 | 660.5922 | 688.7577 | 731.7225 | 683.7628 | 627.5526 | 532.8422 | 515.0623 | 468.3147 | 473.6185 | 575.1221 | 609.5222 | 624.4584 | 624.919 | 625.5687 | 626.3649 | 627.0355 | 627.4677 | 627.7775 | 628.1787 | 628.7394 | 629.5903 | 630.7463 | 632.3304 | 634.2067 | 636.0337 | 638.7329 | 642.0409 | 645.3643 | 648.9966 | 652.6653 | 656.3527 | 660.0507
SaEC | Electric Equipment | 222.2452 | 296.0495 | 273.3314 | 310.3237 | 469.4807 | 467.8999 | 596.7151 | 656.7126 | 675.9198 | 827.6059 | 890.0231 | 913.0645 | 743.6404 | 666.9377 | 927.3611 | 864.9589 | 815.0243 | 801.605 | 810.8192 | 889.2664 | 944.7463 | 881.3826 | 803.391 | 680.2312 | 656.562 | 598.2884 | 604.4142 | 703.6407 | 702.2119 | 722.056 | 724.6118 | 727.2726 | 729.9907 | 732.411 | 734.3904 | 736.0914 | 737.805 | 739.6288 | 741.7427 | 744.1724 | 747.0874 | 750.311 | 753.3931 | 757.5667 | 762.4846 | 767.3599 | 772.5876 | 777.8081 | 783.001 | 786.7503
SaEC | Transport Equipment | 189.2534 | 207.2929 | 216.1293 | 272.527 | 337.664 | 326.109 | 403.6127 | 440.4431 | 433.6029 | 475.2624 | 510.6365 | 535.6237 | 435.4834 | 384.9342 | 545.8807 | 543.3736 | 519.3293 | 500.1408 | 498.8098 | 546.0732 | 569.1024 | 528.3073 | 473.6104 | 404.7174 | 388.8158 | 354.7267 | 358.2144 | 446.0751 | 437.0915 | 441.7754 | 428.2113 | 415.2032 | 402.6023 | 389.4178 | 375.2419 | 360.4086 | 345.781 | 331.6797 | 318.5854 | 306.556 | 296.0447 | 286.5545 | 276.8361 | 270.2703 | 265.8919 | 261.5285 | 258.2575 | 255.0816 | 251.938 | 248.7992
SaEC | Other Manufacturing | 278.4462 | 289.2633 | 259.2574 | 302.676 | 320.4801 | 317.4116 | 372.632 | 391.7713 | 370.3963 | 392.697 | 410.59 | 386.648 | 312.4046 | 278.4596 | 382.7114 | 368.5236 | 345.6473 | 340.6161 | 341.203 | 374.6938 | 387.8562 | 357.5638 | 326.1551 | 280.5497 | 267.3328 | 243.2982 | 244.8034 | 296.1402 | 278.4663 | 296.7148 | 306.1938 | 316.0429 | 326.1915 | 336.2647 | 346.1013 | 355.8473 | 365.7792 | 375.9815 | 386.6219 | 397.7156 | 409.4218 | 421.5552 | 433.6573 | 446.9539 | 461.0904 | 475.2738 | 489.8934 | 504.5839 | 519.3202 | 534.0898
SaEC | Data Centers | 0 | 0 | 0 | 0 | 0 | 0 | 0 | 0 | 0 | 0 | 0 | 0 | 0 | 0 | 0 | 0 | 0 | 0 | 0 | 0 | 0 | 0 | 0 | 0 | 0 | 0 | 0 | 1252 | 1314.6 | 1380.3 | 1435.5 | 1493 | 1537.7 | 1583.9 | 1615.6 | 1647.9 | 1664.3 | 1681 | 1697.8 | 1714.8 | 1714.8 | 1714.8 | 1714.8 | 1714.8 | 1714.8 | 1714.8 | 1714.8 | 1714.8 | 1714.8 | 1714.8
SaEC | Agriculture | 995.527 | 1080.602 | 1129.856 | 1111.945 | 1170.154 | 1279.163 | 1339.505 | 1109.024 | 1291.396 | 1210.066 | 1230.93 | 1259.943 | 1068.535 | 1150.087 | 987.4027 | 1158.403 | 1139.37 | 1083.896 | 1134.659 | 917.1944 | 1027.342 | 1179.729 | 1122.723 | 1122.744 | 973.076 | 1011.762 | 1021.857 | 889.4713 | 1177.296 | 1241.774 | 1241.96 | 1238.659 | 1232.14 | 1222.763 | 1232.025 | 1236.543 | 1242.017 | 1249.251 | 1255.791 | 1275.357 | 1281.671 | 1287.108 | 1287.336 | 1294.297 | 1318.979 | 1336.015 | 1355.388 | 1375.478 | 1395.015 | 1429.993
SaEC | Passenger | 8.0012 | 8.0012 | 9.2321 | 8.6166 | 8.9683 | 9.9941 | 10.2872 | 10.2286 | 10.6096 | 13.6284 | 10.9613 | 10.9906 | 14.3611 | 32.9132 | 35.0234 | 34.1442 | 35.5803 | 48.769 | 54.3669 | 54.9531 | 61.2544 | 61.2544 | 61.2544 | 61.2544 | 61.2544 | 61.2544 | 61.2544 | 63.1357 | 88.5209 | 102.8939 | 125.295 | 154.7618 | 190.0724 | 231.1041 | 276.9741 | 327.1636 | 380.6955 | 436.8036 | 495.2584 | 555.7681 | 618.1508 | 679.1983 | 738.2595 | 794.7338 | 847.1791 | 904.8029 | 944.4289 | 977.4497 | 1009.765 | 1030.192
SaEC | Freight | 0 | 0 | 0 | 0 | 0 | 0 | 0 | 0 | 0 | 0 | 0 | 0 | 0 | 0 | 0 | 0 | 0 | 0 | 0 | 0 | 0 | 0 | 0 | 0 | 0 | 0 | 0 | 0 | 0 | 0 | 0 | 0 | 0 | 0 | 0 | 0 | 0 | 0 | 0 | 0 | 0 | 0 | 0 | 0 | 0 | 0 | 0 | 0 | 0 | 0
SaEC | Air Passenger | 0 | 0 | 0 | 0 | 0 | 0 | 0 | 0 | 0 | 0 | 0 | 0 | 0 | 0 | 0 | 0 | 0 | 0 | 0 | 0 | 0 | 0 | 0 | 0 | 0 | 0 | 0 | 0 | 0 | 0 | 0 | 0 | 0 | 0 | 0 | 0 | 0 | 0 | 0 | 0 | 0 | 0 | 0 | 0 | 0 | 0 | 0 | 0 | 0 | 0
SaEC | Air Freight | 0 | 0 | 0 | 0 | 0 | 0 | 0 | 0 | 0 | 0 | 0 | 0 | 0 | 0 | 0 | 0 | 0 | 0 | 0 | 0 | 0 | 0 | 0 | 0 | 0 | 0 | 0 | 0 | 0 | 0 | 0 | 0 | 0 | 0 | 0 | 0 | 0 | 0 | 0 | 0 | 0 | 0 | 0 | 0 | 0 | 0 | 0 | 0 | 0 | 0
SaEC | Off Road | 0 | 0 | 0 | 0 | 0 | 0 | 0 | 0 | 0 | 0 | 0 | 0 | 0 | 0 | 0 | 0 | 0 | 0 | 0 | 0 | 0 | 0 | 0 | 0 | 0 | 0 | 0 | 0 | 0 | 0 | 0 | 0 | 0 | 0 | 0 | 0 | 0 | 0 | 0 | 0 | 0 | 0 | 0 | 0 | 0 | 0 | 0 | 0 | 0 | 0
SaEC | Miscellaneous | 0 | 0 | 0 | 0 | 0 | 0 | 0 | 0 | 0 | 0 | 0 | 0 | 0 | 0 | 0 | 0 | 0 | 0 | 0 | 0 | 0 | 0 | 0 | 0 | 0 | 0 | 0 | 0 | 0 | 0 | 0 | 0 | 0 | 0 | 0 | 0 | 0 | 0 | 0 | 0 | 0 | 0 | 0 | 0 | 0 | 0 | 0 | 0 | 0 | 0
SaEC | Streetlighting | 760.7855 | 772.2743 | 788.5698 | 807.9133 | 828.4584 | 817.5264 | 836.6061 | 856.653 | 875.8206 | 749.619 | 747.9484 | 760.7562 | 769.4314 | 792.7316 | 714.7714 | 710.6389 | 720.6624 | 728.6342 | 734.408 | 689.3611 | 691.2954 | 692.7902 | 694.0797 | 698.9742 | 703.2826 | 706.9754 | 711.6354 | 716.0903 | 720.4572 | 724.6776 | 728.7515 | 732.7374 | 736.5182 | 740.2697 | 743.9625 | 747.626 | 751.2017 | 754.7479 | 758.2357 | 761.6061 | 765.0059 | 768.3177 | 771.6002 | 774.7948 | 777.9308 | 781.2134 | 784.4666 | 787.6905 | 790.9144 | 794.1383
SaEC | Electric Power Generation | 0 | 0 | 0 | 0 | 0 | 0 | 0 | 0 | 0 | 0 | 0 | 0 | 0 | 0 | 0 | 0 | 0 | 0 | 0 | 0 | 0 | 0 | 0 | 0 | 0 | 0 | 0 | 0 | 0 | 0 | 0 | 0 | 0 | 0 | 0 | 0 | 0 | 0 | 0 | 0 | 0 | 0 | 0 | 0 | 0 | 0 | 0 | 0 | 0 | 0
SaEC | Solid Waste | 0 | 0 | 0 | 0 | 0 | 0 | 0 | 0 | 0 | 0 | 0 | 0 | 0 | 0 | 0 | 0 | 0 | 0 | 0 | 0 | 0 | 0 | 0 | 0 | 0 | 0 | 0 | 0 | 0 | 0 | 0 | 0 | 0 | 0 | 0 | 0 | 0 | 0 | 0 | 0 | 0 | 0 | 0 | 0 | 0 | 0 | 0 | 0 | 0 | 0
SaEC | Waste Water | 0 | 0 | 0 | 0 | 0 | 0 | 0 | 0 | 0 | 0 | 0 | 0 | 0 | 0 | 0 | 0 | 0 | 0 | 0 | 0 | 0 | 0 | 0 | 0 | 0 | 0 | 0 | 0 | 0 | 0 | 0 | 0 | 0 | 0 | 0 | 0 | 0 | 0 | 0 | 0 | 0 | 0 | 0 | 0 | 0 | 0 | 0 | 0 | 0 | 0
SaEC | Incineration | 0 | 0 | 0 | 0 | 0 | 0 | 0 | 0 | 0 | 0 | 0 | 0 | 0 | 0 | 0 | 0 | 0 | 0 | 0 | 0 | 0 | 0 | 0 | 0 | 0 | 0 | 0 | 0 | 0 | 0 | 0 | 0 | 0 | 0 | 0 | 0 | 0 | 0 | 0 | 0 | 0 | 0 | 0 | 0 | 0 | 0 | 0 | 0 | 0 | 0
SaEC | Land Use | 0 | 0 | 0 | 0 | 0 | 0 | 0 | 0 | 0 | 0 | 0 | 0 | 0 | 0 | 0 | 0 | 0 | 0 | 0 | 0 | 0 | 0 | 0 | 0 | 0 | 0 | 0 | 0 | 0 | 0 | 0 | 0 | 0 | 0 | 0 | 0 | 0 | 0 | 0 | 0 | 0 | 0 | 0 | 0 | 0 | 0 | 0 | 0 | 0 | 0

## WA Forecast Net Conservation
Final - Jan 2016
DSM_EU | is the scenario name.
Engine | is the model name.
This is the Electricity Review (including Western Montana portion of loads) for Washington
DR resources are not netted out of the loads below.
Year |  | 1986 | 1987 | 1988 | 1989 | 1990 | 1991 | 1992 | 1993 | 1994 | 1995 | 1996 | 1997 | 1998 | 1999 | 2000 | 2001 | 2002 | 2003 | 2004 | 2005 | 2006 | 2007 | 2008 | 2009 | 2010 | 2011 | 2012 | 2013 | 2014 | 2015 | 2016 | 2017 | 2018 | 2019 | 2020 | 2021 | 2022 | 2023 | 2024 | 2025 | 2026 | 2027 | 2028 | 2029 | 2030 | 2031 | 2032 | 2033 | 2034 | 2035
Washington Average Day Loads (MWa) | Modeled values | 1986 | 1987 | 1988 | 1989 | 1990 | 1991 | 1992 | 1993 | 1994 | 1995 | 1996 | 1997 | 1998 | 1999 | 2000 | 2001 | 2002 | 2003 | 2004 | 2005 | 2006 | 2007 | 2008 | 2009 | 2010 | 2011 | 2012 | 2013 | 2014 | 2015 | 2016 | 2017 | 2018 | 2019 | 2020 | 2021 | 2022 | 2023 | 2024 | 2025 | 2026 | 2027 | 2028 | 2029 | 2030 | 2031 | 2032 | 2033 | 2034 | 2035
LDCClass | Annual | 10451.45 | 10646.11 | 11464.2 | 11830.56 | 11961.98 | 12181.05 | 11735.1 | 11886.63 | 11447.91 | 11608.67 | 11613.92 | 11707.87 | 12110.88 | 12534.56 | 12195.49 | 10077.03 | 10127.17 | 10386.7 | 10548.38 | 10979.01 | 10719.76 | 10652.36 | 11065.68 | 11269.11 | 11111.45 | 11512.95 | 11287.36 | 11015.77 | 11089.32 | 11208.98 | 10559.8813 | 10677.96 | 10681.4 | 10602.44 | 10498.13 | 10398.53 | 10296.83 | 10194.28 | 10092.33 | 9998.16 | 9910.61 | 9836.21 | 9781.63 | 9780.54 | 9837.75 | 9884.56 | 9970.33 | 10060.04 | 10154.22 | 10252.91
LDCClass | January | 11744.91 | 11887.55 | 12866.8 | 13371.7 | 13338.63 | 13686.02 | 13073.84 | 13478.78 | 12748.13 | 12960.09 | 13145.53 | 13094.52 | 13458.62 | 14176.26 | 13828.29 | 11522.49 | 11608.74 | 11698.14 | 11966.53 | 12598.41 | 12146.05 | 11945.32 | 12489.92 | 12632.1 | 12462.73 | 12977.28 | 12611.23 | 12403.23 | 12441.87 | 12583.13 | 11926.3113 | 12036.53 | 12031.5 | 11930.43 | 11797.55 | 11671.78 | 11542.49 | 11410.9 | 11278.03 | 11150.24 | 11031.83 | 10924.91 | 10845.52 | 10830.03 | 10876.84 | 10915.85 | 10995.58 | 11079.23 | 11168.15 | 11258.49
LDCClass | February | 11308.21 | 11457.73 | 12397.12 | 12860.69 | 12840.35 | 13173.55 | 12590.33 | 12973.48 | 12276.91 | 12489.22 | 12597.25 | 12585.86 | 12961.25 | 13637.71 | 13272.91 | 10999.98 | 11050.52 | 11172.36 | 11427.24 | 12032.31 | 11212.36 | 11033.76 | 11497.53 | 11665.55 | 11524.17 | 12011.65 | 11698.82 | 11486.68 | 11504.61 | 11644.92 | 10987.6013 | 11097.82 | 11091.75 | 10991.22 | 10858.17 | 10730.21 | 10599.75 | 10467.9 | 10336.27 | 10209.8 | 10092.33 | 9986.39 | 9898.79 | 9872.04 | 9909.29 | 9939.22 | 10009.41 | 10083.62 | 10163.32 | 10244.85
LDCClass | March | 10704.75 | 10876.15 | 11760.37 | 12167.61 | 12198.16 | 12482.41 | 11968.97 | 12262.56 | 11653.05 | 11856.46 | 11895.73 | 11940.35 | 12336.38 | 12908.25 | 12537.74 | 10293.44 | 10324 | 10507.72 | 10721.18 | 11274.14 | 10655.67 | 10474.81 | 10902.32 | 11056.79 | 10927.14 | 11402.44 | 11112.38 | 10915.82 | 10938.66 | 11087.53 | 10435.6313 | 10548.49 | 10544.44 | 10444.88 | 10312.21 | 10182.25 | 10051.01 | 9919.53 | 9790.07 | 9666.18 | 9551.102 | 9448.279 | 9353.705 | 9315.357 | 9343.346 | 9364.233 | 9425.709 | 9491.531 | 9563.259 | 9637.59
LDCClass | April | 9867.871 | 10045.04 | 10867.85 | 11229.84 | 11280.41 | 11522.6 | 11061.87 | 11282.61 | 10742.21 | 10928.97 | 10943.56 | 11000.53 | 11360.09 | 11877.99 | 11535.17 | 9437.396 | 9449.638 | 9627.979 | 9821.402 | 10309.01 | 10198.74 | 10047.48 | 10468.88 | 10615.83 | 10470.77 | 10916.26 | 10648.31 | 10433.84 | 10474.93 | 10618.92 | 9955.8313 | 10060.95 | 10048.4 | 9938.25 | 9797.83 | 9660.09 | 9522.064 | 9384.66 | 9249.815 | 9121.702 | 9000.921 | 8891.451 | 8786.69 | 8738.468 | 8758.529 | 8772.024 | 8824.953 | 8882.567 | 8946.555 | 9015
LDCClass | May | 9462.676 | 9694.231 | 10435.38 | 10722.66 | 10885.93 | 11055.91 | 10691.71 | 10757.87 | 10408.39 | 10570.41 | 10472 | 10621.98 | 10986.26 | 11349.47 | 11025.68 | 9056.92 | 9059.775 | 9340.898 | 9481.294 | 9830.794 | 10145.15 | 10097.39 | 10502.1 | 10678.72 | 10520.06 | 10904.29 | 10714.98 | 10395.18 | 10500.46 | 10641.88 | 9990.3513 | 10105.11 | 10103.43 | 10015.29 | 9904.19 | 9795.48 | 9686.34 | 9577.78 | 9471.416 | 9374.909 | 9282.581 | 9202.615 | 9130.745 | 9110.047 | 9154.008 | 9188.403 | 9261.079 | 9338.317 | 9420.731 | 9510.696
LDCClass | June | 9936.328 | 10199.27 | 10930.3 | 11204.34 | 11448.21 | 11586.35 | 11252.33 | 11222.81 | 10983.89 | 11127.24 | 10994.26 | 11192.21 | 11582 | 11850.27 | 11531.13 | 9552.875 | 9578.256 | 9939.627 | 10043.26 | 10321.4 | 9835.535 | 9892.057 | 10240.22 | 10476.15 | 10353.62 | 10688.04 | 10593.08 | 10186.45 | 10309.22 | 10433.94 | 9800.4213 | 9933.53 | 9953.83 | 9906.65 | 9843.38 | 9783.14 | 9721.51 | 9659.79 | 9599.78 | 9551.653 | 9506.304 | 9476.987 | 9466.912 | 9499.314 | 9581.85 | 9648.21 | 9752.28 | 9859.71 | 9969.77 | 10088.27
LDCClass | July | 10437.23 | 10682.14 | 11366.2 | 11650.26 | 12050.87 | 12124.02 | 11826.38 | 11635.55 | 11606.05 | 11660.77 | 11551.12 | 11802.99 | 12307.13 | 12319.64 | 12004.23 | 10012.33 | 10114.25 | 10627.79 | 10643.98 | 10800.68 | 10378.07 | 10407.86 | 10710.76 | 11050.4 | 10797.78 | 11109.41 | 11021.35 | 10656.45 | 10834.71 | 10904.05 | 10279.1413 | 10421.93 | 10451.26 | 10413 | 10358.05 | 10305.71 | 10252.21 | 10199.03 | 10148.18 | 10109.91 | 10074.78 | 10056.23 | 10056.11 | 10098.07 | 10191.66 | 10268.88 | 10384.49 | 10503.78 | 10626.1 | 10757.39
LDCClass | August | 10088.96 | 10334.97 | 11010.17 | 11277.49 | 11683.76 | 11762.27 | 11456.9 | 11280.59 | 11243.05 | 11292.87 | 11142.37 | 11399.74 | 11927.69 | 11959.42 | 11636.95 | 9698.443 | 9768.018 | 10288.05 | 10323.06 | 10507.34 | 10491.5 | 10518.6 | 10835.51 | 11184.34 | 10951.12 | 11279.26 | 11180.44 | 10782.62 | 10928.92 | 11005.29 | 10372.5913 | 10509.7 | 10533.99 | 10490.59 | 10430.14 | 10372.97 | 10314.86 | 10257.08 | 10201.72 | 10158.6 | 10119.57 | 10097.05 | 10092.22 | 10130.09 | 10219.88 | 10295.51 | 10408.66 | 10525.73 | 10646.16 | 10775.12
LDCClass | September | 9447.384 | 9669.579 | 10373.81 | 10646.34 | 10903.8 | 11032.22 | 10693.69 | 10674.32 | 10436.97 | 10551.15 | 10428.73 | 10624.34 | 11090.56 | 11297.72 | 10955.08 | 8955.698 | 8978.909 | 9376.537 | 9467.03 | 9784.312 | 10083.19 | 10144.41 | 10472.62 | 10731.96 | 10590.01 | 10893.59 | 10750.92 | 10445.7 | 10516.94 | 10615.5 | 9970.0213 | 10091.75 | 10101.27 | 10045.54 | 9969.07 | 9898.67 | 9825.49 | 9751.06 | 9676.15 | 9609 | 9547.62 | 9500.072 | 9479.186 | 9506.232 | 9583.33 | 9648.83 | 9751.22 | 9857.28 | 9966.68 | 10080.61
LDCClass | October | 9658.763 | 9862.229 | 10640.65 | 10955.63 | 11084.82 | 11281.05 | 10873.35 | 11018.26 | 10586.23 | 10757.96 | 10707.99 | 10822.52 | 11230.86 | 11641.81 | 11293.82 | 9210.132 | 9216.694 | 9485.642 | 9642.933 | 10081.45 | 10430.42 | 10416.38 | 10818.03 | 10997.62 | 10890.38 | 11249.18 | 11028.29 | 10776.55 | 10822.84 | 10936.15 | 10282.3613 | 10393.75 | 10392.11 | 10315.27 | 10213.65 | 10118.57 | 10020.37 | 9920.42 | 9819.42 | 9724.61 | 9636.93 | 9562.107 | 9515.569 | 9523.087 | 9584.23 | 9635.61 | 9724.4 | 9816.79 | 9913.05 | 10012.25
LDCClass | November | 10667.56 | 10836.5 | 11715.51 | 12130.63 | 12158.93 | 12430.91 | 11926.43 | 12213.39 | 11611.98 | 11813.8 | 11896.29 | 11922.66 | 12292.56 | 12860.25 | 12509.75 | 10283.66 | 10336.42 | 10503.6 | 10711.1 | 11252.39 | 11187.8 | 11121.93 | 11597.56 | 11747.49 | 11627.45 | 12041.18 | 11745.65 | 11539.2 | 11574.35 | 11696.23 | 11036.9313 | 11143.71 | 11137.22 | 11047.18 | 10929.33 | 10819.45 | 10706.02 | 10590.3 | 10472.89 | 10360.71 | 10257.37 | 10166.15 | 10106.42 | 10105.94 | 10160.8 | 10206.06 | 10290.48 | 10378.5 | 10470.73 | 10564.51
LDCClass | December | 12114.75 | 12227.32 | 13232.99 | 13781.1 | 13688.62 | 14061.86 | 13423.5 | 13875.01 | 13093.22 | 13315.36 | 13616.6 | 13504.2 | 13811.05 | 14570.01 | 14246.83 | 11923.26 | 12060.34 | 12080.4 | 12347.16 | 12985.23 | 11869.56 | 11719.97 | 12246.64 | 12382.13 | 12216.87 | 12682.29 | 12337.17 | 12166.1 | 12216.74 | 12334.91 | 11675.1613 | 11785 | 11779.4 | 11681.08 | 11551.95 | 11429.89 | 11303.58 | 11174.54 | 11043.63 | 10917.51 | 10800.62 | 10694.57 | 10617.48 | 10605.59 | 10655.27 | 10696.44 | 10778.8 | 10864.95 | 10956.22 | 11048.6
Washington Peak Day Loads (MW) | Modeled values | 1986 | 1987 | 1988 | 1989 | 1990 | 1991 | 1992 | 1993 | 1994 | 1995 | 1996 | 1997 | 1998 | 1999 | 2000 | 2001 | 2002 | 2003 | 2004 | 2005 | 2006 | 2007 | 2008 | 2009 | 2010 | 2011 | 2012 | 2013 | 2014 | 2015 | 2016 | 2017 | 2018 | 2019 | 2020 | 2021 | 2022 | 2023 | 2024 | 2025 | 2026 | 2027 | 2028 | 2029 | 2030 | 2031 | 2032 | 2033 | 2034 | 2035
LDCClass | Annual | 15756.35 | 16049.81 | 17283.15 | 17835.46 | 18033.59 | 18363.85 | 17691.56 | 17919.99 | 17258.59 | 17500.95 | 19233.06 | 18073.68 | 19905.27 | 17239.57 | 17355.45 | 15787.11 | 14759.02 | 15276.19 | 17213.96 | 17358.96 | 16206.89 | 16421.67 | 17437.77 | 19027.01 | 17513.05 | 17238.78 | 16143.48 | 15845.96 | 15887.69 | 16093.01 | 15407.4713 | 15478.85 | 15430 | 15257.66 | 15040.46 | 14827.29 | 14610.33 | 14390.73 | 14171.32 | 13958.69 | 13756.69 | 13626.19 | 13618.75 | 13669.44 | 13786.45 | 13893.44 | 14043.6 | 14200.72 | 14362.94 | 14538.53
LDCClass | January | 15756.35 | 16049.81 | 17283.15 | 17835.46 | 18033.59 | 18363.85 | 17691.56 | 17919.99 | 17258.59 | 17500.95 | 19138.27 | 18073.68 | 17755.43 | 17045.05 | 17111.25 | 15787.11 | 14759.02 | 14463.45 | 17213.96 | 16532.13 | 14283.66 | 16421.67 | 16942.39 | 16845.89 | 15244.52 | 17238.78 | 16143.48 | 15845.96 | 15887.69 | 16093.01 | 15407.4713 | 15478.85 | 15430 | 15257.66 | 15040.46 | 14827.29 | 14610.33 | 14390.73 | 14171.32 | 13958.69 | 13756.69 | 13569.09 | 13402.92 | 13326.86 | 13345.76 | 13366.35 | 13436.75 | 13514.79 | 13602.12 | 13696.38
LDCClass | February | 15694.98 | 15987.31 | 17215.84 | 17766 | 17963.36 | 18292.33 | 17622.66 | 17850.2 | 17191.37 | 17432.79 | 19233.06 | 16900.51 | 15988.52 | 17235.08 | 16286.17 | 15544.15 | 14046.69 | 15276.19 | 14755.56 | 15690.18 | 15849.49 | 15357.96 | 14972.47 | 15578.23 | 15039.77 | 17048.28 | 15318.63 | 15008.09 | 15017.86 | 15207.64 | 14531.3313 | 14616.1 | 14581.44 | 14437.79 | 14250.47 | 14066.32 | 13877.31 | 13684.45 | 13491.25 | 13303.57 | 13125.48 | 12962.76 | 12824.36 | 12768.85 | 12800.47 | 12831.03 | 12910.91 | 12997.75 | 13092.38 | 13192.82
LDCClass | March | 14222.28 | 14487.18 | 15600.43 | 16098.97 | 16277.81 | 16575.91 | 15969.07 | 16175.27 | 15578.26 | 15797.02 | 16023.64 | 15684.45 | 16219.82 | 16463.72 | 15574.22 | 13681.46 | 13804.99 | 13492.74 | 13497.38 | 13185.86 | 14262.5 | 14101.26 | 14191.8 | 16000.57 | 14725.88 | 14956.8 | 15261.6 | 14969.11 | 14994.19 | 15182.66 | 14519.1813 | 14615.54 | 14593.95 | 14465.41 | 14294.34 | 14125.5 | 13950.98 | 13772.22 | 13593.01 | 13418.82 | 13254.12 | 13106.68 | 12986.71 | 12943.21 | 12980.3 | 13014.1 | 13096.89 | 13186.15 | 13282.3 | 13383.74
LDCClass | April | 12938.61 | 13179.6 | 14192.37 | 14645.91 | 14808.61 | 15079.81 | 14527.74 | 14715.33 | 14172.21 | 14371.22 | 13462.29 | 14595.97 | 14629.44 | 15497.84 | 14609.37 | 13008.49 | 12189.23 | 12920.36 | 12475.04 | 13229 | 12729.61 | 13170.67 | 14389.95 | 13669.35 | 13720.95 | 14104.18 | 13417.28 | 13155.12 | 13202.49 | 13364.43 | 12711.4613 | 12823.43 | 12819.4 | 12720.45 | 12586.85 | 12455.2 | 12318.14 | 12176.83 | 12034.54 | 11897.03 | 11766.75 | 11653.51 | 11568.59 | 11545.2 | 11587.43 | 11619.95 | 11699.47 | 11784.48 | 11874.53 | 11969.82
LDCClass | May | 11635.65 | 11852.36 | 12763.15 | 13171.02 | 13317.33 | 13561.22 | 13064.75 | 13233.44 | 12745.01 | 12923.99 | 13549.09 | 13661.66 | 13413.69 | 14721.99 | 14010.55 | 11871.03 | 12575.03 | 11857.69 | 11362.89 | 12349.76 | 12664.42 | 12196.66 | 12720 | 12974.7 | 13169.14 | 12732.78 | 12581.34 | 12188.8 | 12256.19 | 12415.66 | 11768.5513 | 11887.2 | 11890.69 | 11811.55 | 11704.54 | 11599.04 | 11488.63 | 11374.76 | 11260.2 | 11153.3 | 11050.52 | 10964.47 | 10904.67 | 10900.86 | 10959.35 | 11006.31 | 11097.39 | 11193.85 | 11294.32 | 11402.79
LDCClass | June | 12176.03 | 12402.82 | 13355.9 | 13782.71 | 13935.82 | 14191.03 | 13671.5 | 13848.03 | 13336.92 | 13524.21 | 12880.79 | 12825.62 | 13561.44 | 14507.29 | 14701.28 | 11859.01 | 12983.31 | 13034.56 | 12963.33 | 12916.99 | 14181.42 | 12475.04 | 14192.69 | 12848.61 | 13313.76 | 12900.94 | 12936.81 | 12487.21 | 12663.26 | 12796.25 | 12158.6913 | 12282.47 | 12292.67 | 12230.55 | 12146.58 | 12063.95 | 11977.39 | 11889.03 | 11800.98 | 11725.69 | 11653.34 | 11600.94 | 11577.48 | 11608.99 | 11704.58 | 11791.51 | 11917.99 | 12050.79 | 12187.78 | 12336.71
LDCClass | July | 12637.74 | 12873.12 | 13862.34 | 14305.34 | 14464.25 | 14729.14 | 14189.92 | 14373.14 | 13842.65 | 14037.03 | 14188.09 | 13550.37 | 15603.92 | 15223.15 | 15030.88 | 11791.61 | 13286.84 | 14234.84 | 13906.35 | 14423.14 | 14922.53 | 14187.74 | 14175.19 | 15477.42 | 14669.02 | 14143.15 | 14622.34 | 14242.73 | 14578.03 | 14538.01 | 13905.3413 | 14030.34 | 14043.06 | 13985.58 | 13905.01 | 13826.46 | 13743.96 | 13660.48 | 13578.04 | 13510.64 | 13447.01 | 13406.88 | 13400.68 | 13452.13 | 13570.72 | 13678.58 | 13829.87 | 13988.01 | 14150.94 | 14327.39
LDCClass | August | 12205.23 | 12432.56 | 13387.92 | 13815.76 | 13969.24 | 14225.06 | 13704.29 | 13881.24 | 13368.9 | 13556.64 | 13738.13 | 13727.89 | 15026.76 | 14972.57 | 14465.24 | 11758.69 | 12984.85 | 13217.73 | 13981.83 | 14241.22 | 13377.37 | 13247.9 | 14307.35 | 14518.98 | 14829.7 | 14596.39 | 14913.08 | 14510.86 | 14831.63 | 14777.74 | 14140.7513 | 14263.93 | 14274.55 | 14212.89 | 14128.75 | 14047.76 | 13963.58 | 13879.03 | 13796.1 | 13728.55 | 13665.91 | 13626.19 | 13618.75 | 13669.44 | 13786.45 | 13893.44 | 14043.6 | 14200.72 | 14362.94 | 14538.53
LDCClass | September | 11589.62 | 11805.49 | 12712.67 | 13118.92 | 13264.66 | 13507.58 | 13013.07 | 13181.1 | 12694.6 | 12872.87 | 13020.31 | 12814.22 | 14563.59 | 14258.39 | 13381.27 | 10750.8 | 11519.32 | 13061.11 | 11764.88 | 12523.31 | 12566.08 | 12057.67 | 12239.65 | 13116.71 | 12784.95 | 13914.93 | 13009.27 | 12644.91 | 12738.67 | 12860.39 | 12223.6413 | 12344.27 | 12352.35 | 12290.15 | 12199.22 | 12110.91 | 12017.4 | 11920.21 | 11822.17 | 11732.09 | 11647.71 | 11584.88 | 11559.74 | 11590.1 | 11680.09 | 11755.27 | 11877.52 | 12004.88 | 12136.06 | 12275.16
LDCClass | October | 13742.76 | 13998.73 | 15074.44 | 15556.17 | 15728.98 | 16017.03 | 15430.66 | 15629.9 | 15053.02 | 15264.41 | 14181.7 | 14337.01 | 14903.36 | 15139.63 | 14570.21 | 12154.22 | 14124.36 | 13612.92 | 12768.06 | 12856.6 | 14510.63 | 13041.22 | 13002.62 | 13552.82 | 12959.23 | 13628.94 | 13220.26 | 12932.86 | 12946.7 | 13112.64 | 12456.8313 | 12555.98 | 12540.22 | 12441.33 | 12305.68 | 12172.08 | 12031.53 | 11885.67 | 11737.63 | 11593.92 | 11457.58 | 11340.46 | 11262.07 | 11251.1 | 11307.41 | 11358.75 | 11453.59 | 11553.56 | 11658.07 | 11767.2
LDCClass | November | 14314.32 | 14580.93 | 15701.39 | 16203.16 | 16383.15 | 16683.18 | 16072.42 | 16279.95 | 15679.08 | 15899.26 | 15113.06 | 14743.63 | 15426.29 | 15817.93 | 16793.62 | 13648.55 | 13801.92 | 14546.88 | 14881.89 | 15620.96 | 16206.89 | 14800.41 | 13647.62 | 13888.44 | 17513.05 | 14736.8 | 14394.6 | 14114.97 | 14133.34 | 14307.58 | 13634.5113 | 13724.59 | 13696.87 | 13569.93 | 13404.49 | 13243.82 | 13078.39 | 12909.18 | 12739.01 | 12574.31 | 12418.89 | 12277.86 | 12164.46 | 12127.8 | 12168.68 | 12205.62 | 12290.25 | 12381.31 | 12479.07 | 12582.4
LDCClass | December | 15198.64 | 15481.72 | 16671.4 | 17204.16 | 17395.28 | 17713.84 | 17065.35 | 17285.7 | 16647.71 | 16881.49 | 16782.46 | 16196.39 | 19905.27 | 17239.57 | 17355.45 | 14016.9 | 13815.72 | 15202.18 | 14638.51 | 17358.96 | 15474.24 | 15235 | 17437.77 | 19027.01 | 16081.82 | 16675.4 | 15674.61 | 15450.28 | 15523.43 | 15714.72 | 15033.8413 | 15108.96 | 15065.24 | 14904.67 | 14700.59 | 14499.5 | 14292.69 | 14081.56 | 13869.03 | 13661.44 | 13463.77 | 13281.35 | 13126.87 | 13058.57 | 13079.87 | 13095.62 | 13166.3 | 13243.99 | 13329.92 | 13421.75
Washington Minimum Day Loads (MW) | Modeled values | 1986 | 1987 | 1988 | 1989 | 1990 | 1991 | 1992 | 1993 | 1994 | 1995 | 1996 | 1997 | 1998 | 1999 | 2000 | 2001 | 2002 | 2003 | 2004 | 2005 | 2006 | 2007 | 2008 | 2009 | 2010 | 2011 | 2012 | 2013 | 2014 | 2015 | 2016 | 2017 | 2018 | 2019 | 2020 | 2021 | 2022 | 2023 | 2024 | 2025 | 2026 | 2027 | 2028 | 2029 | 2030 | 2031 | 2032 | 2033 | 2034 | 2035
LDCClass | Annual | 7221.99 | 7356.5 | 7921.799 | 8174.959 | 8265.77 | 8417.149 | 8109 | 8213.7 | 7910.549 | 8021.63 | 6785.73 | 8090.59 | 8250.74 | 8724.89 | 8324.74 | 6365.52 | 6681.75 | 5031.63 | 6925.66 | 7310.17 | 7244.88 | 5544.74 | 6150.549 | 7523.069 | 7457.33 | 7856.23 | 7670.5 | 7458.669 | 7430.374 | 7529.159 | 6892.2643 | 7035.551 | 7066.089 | 7032.182 | 6978.43 | 6932.354 | 6887.418 | 6844.444 | 6805.292 | 6772.321 | 6747.054 | 6733.349 | 6729.618 | 6757.157 | 6815.787 | 6854.206 | 6928.16 | 7002.395 | 7078.463 | 7154.383
LDCClass | January | 8419.55 | 8576.37 | 9235.41 | 9530.539 | 9636.42 | 9812.89 | 9453.65 | 9575.71 | 9222.289 | 9351.79 | 9364.12 | 9202.42 | 10001.61 | 10609.01 | 10603.63 | 9408 | 7286.759 | 7637.35 | 8651.87 | 8574.639 | 8655.351 | 8716.18 | 9529.09 | 9286.33 | 9128.45 | 8936.04 | 9377.251 | 9184.135 | 9104.169 | 9247.086 | 8624.9953 | 8782.199 | 8827.593 | 8797.821 | 8741.332 | 8693.892 | 8647.473 | 8602.513 | 8561.808 | 8527.27 | 8503.087 | 8492.166 | 8494.725 | 8534.107 | 8606.745 | 8652.846 | 8742.392 | 8831.856 | 8923.465 | 9012.926
LDCClass | February | 7901.43 | 8048.6 | 8667.08 | 8944.06 | 9043.421 | 9209.03 | 8871.89 | 8986.45 | 8654.77 | 8776.31 | 8896.05 | 9307.74 | 9768.089 | 10189.13 | 9965.11 | 8964.92 | 7554.011 | 8121.05 | 8245.61 | 8573.911 | 8582.73 | 8109.291 | 8847.599 | 9163.689 | 8843.06 | 9318.55 | 9168.55 | 8987.752 | 8918.184 | 9059.878 | 8433.4843 | 8584.099 | 8621.869 | 8581.363 | 8514.244 | 8455.082 | 8397.697 | 8342.505 | 8292.295 | 8248.595 | 8215.274 | 8194.626 | 8181.999 | 8206.837 | 8268.711 | 8306.941 | 8387.24 | 8467.894 | 8551.269 | 8633.286
LDCClass | March | 8100.37 | 8251.241 | 8885.301 | 9169.24 | 9271.101 | 9440.89 | 9095.26 | 9212.701 | 8872.67 | 8997.27 | 8781.031 | 8683.96 | 8975.11 | 9243.431 | 9509.88 | 7359.3 | 7441.59 | 6893.49 | 7271.331 | 7869.629 | 8103.08 | 5544.74 | 6150.549 | 8603.83 | 8127.68 | 8075.19 | 8283.809 | 8112.472 | 8045.628 | 8158.495 | 7530.7813 | 7673.923 | 7705.521 | 7672.518 | 7616.759 | 7569.228 | 7523.542 | 7480.613 | 7442.618 | 7411.076 | 7389.567 | 7381.485 | 7384.023 | 7418.906 | 7485.185 | 7529.091 | 7611.713 | 7694.458 | 7779.086 | 7862.65
LDCClass | April | 7267.02 | 7402.37 | 7971.2 | 8225.93 | 8317.31 | 8469.63 | 8159.561 | 8264.92 | 7959.87 | 8071.65 | 6785.73 | 8217.08 | 8250.74 | 8733.861 | 8930.64 | 6968.48 | 6879.5 | 5031.63 | 6925.66 | 7431.21 | 7349.11 | 7269.811 | 7574.37 | 7523.069 | 7693.2 | 8328.45 | 7670.5 | 7481.426 | 7430.374 | 7529.159 | 6892.2643 | 7035.551 | 7066.089 | 7032.182 | 6978.43 | 6932.354 | 6887.418 | 6844.444 | 6805.292 | 6772.321 | 6747.054 | 6733.349 | 6729.618 | 6757.157 | 6815.787 | 6854.206 | 6928.16 | 7002.395 | 7078.463 | 7154.383
LDCClass | May | 7221.99 | 7356.5 | 7921.799 | 8174.959 | 8265.77 | 8417.149 | 8109 | 8213.7 | 7910.549 | 8021.63 | 7713.351 | 8194.28 | 8568.38 | 8780.95 | 8822.951 | 6906.83 | 6681.75 | 6953.02 | 7108.11 | 7310.17 | 7430.57 | 7522.24 | 7660.189 | 7613.31 | 7601.91 | 7953.021 | 7941.94 | 7687.674 | 7701.353 | 7814.109 | 7179.1253 | 7320.501 | 7348.968 | 7313.598 | 7263.085 | 7219.498 | 7177.56 | 7137.759 | 7101.869 | 7074.831 | 7053.013 | 7043.167 | 7043.83 | 7075.819 | 7141.803 | 7186.161 | 7266.575 | 7347.633 | 7430.462 | 7516.46
LDCClass | June | 7509.5 | 7649.37 | 8237.18 | 8500.41 | 8594.84 | 8752.239 | 8431.83 | 8540.699 | 8225.47 | 8340.98 | 8063.209 | 8293.63 | 8490.35 | 9147.01 | 9256.421 | 7289.291 | 7103.32 | 7244.29 | 7370.67 | 7756.689 | 7500.56 | 7694.34 | 7934.51 | 7627.129 | 7457.33 | 8020.42 | 8254.47 | 7916.486 | 7984.215 | 8114.082 | 7476.4013 | 7615.379 | 7640.583 | 7601.446 | 7551.523 | 7507.713 | 7465.128 | 7424.621 | 7387.622 | 7361.476 | 7337.606 | 7325.509 | 7325.334 | 7358.426 | 7429.209 | 7474.538 | 7558.856 | 7643.872 | 7730.623 | 7823.649
LDCClass | July | 7716.85 | 7860.58 | 8464.619 | 8735.12 | 8832.151 | 8993.9 | 8664.64 | 8776.52 | 8452.59 | 8571.29 | 8500.93 | 8666.59 | 8959.059 | 9248.48 | 8981.22 | 6766.28 | 7409.91 | 7254.45 | 7575.309 | 7810.82 | 7872.461 | 7784 | 8299.09 | 8179.58 | 8091.75 | 8560.48 | 8650.87 | 8319.349 | 8397.274 | 8536.054 | 7898.2963 | 8036.802 | 8060.902 | 8022.531 | 7972.115 | 7926.949 | 7882.78 | 7840.381 | 7801.738 | 7774.078 | 7748.862 | 7736.982 | 7738.858 | 7776.27 | 7854.738 | 7913.324 | 8007.629 | 8103.035 | 8200.489 | 8304.598
LDCClass | August | 7745.55 | 7889.81 | 8496.1 | 8767.61 | 8864.999 | 9027.35 | 8696.87 | 8809.161 | 8484.03 | 8603.171 | 8323.6 | 8307.75 | 8941.35 | 9068.531 | 8894.741 | 6683.72 | 7215.22 | 7264.87 | 7405.73 | 8102.57 | 7782.93 | 7709.07 | 7762 | 7887.549 | 8135.3 | 8488.219 | 7947.939 | 7615.85 | 7673.831 | 7799.934 | 7164.3963 | 7302.778 | 7326.614 | 7288.172 | 7238.926 | 7194.762 | 7151.904 | 7111.253 | 7074.383 | 7048.21 | 7024.961 | 7013.755 | 7013.712 | 7046.413 | 7116.186 | 7166.953 | 7250.859 | 7335.564 | 7421.847 | 7514.098
LDCClass | September | 7499.6 | 7639.29 | 8226.32 | 8489.21 | 8583.51 | 8740.71 | 8420.71 | 8529.441 | 8214.629 | 8329.99 | 8128.17 | 8090.59 | 8527.43 | 8724.89 | 8324.74 | 6365.52 | 6900.96 | 6913.221 | 7151.71 | 7473.97 | 7244.88 | 7327.18 | 7561.509 | 7533.42 | 7648.08 | 7908.201 | 7688.05 | 7458.669 | 7456.977 | 7560.738 | 6926.2963 | 7067.712 | 7096.266 | 7063.009 | 7014.364 | 6972.339 | 6931.537 | 6892.707 | 6857.609 | 6830.438 | 6809.192 | 6800.261 | 6804.008 | 6838.704 | 6905.192 | 6950.78 | 7031.451 | 7112.603 | 7195.364 | 7280.436
LDCClass | October | 7539.691 | 7680.12 | 8270.29 | 8534.58 | 8629.391 | 8787.42 | 8465.72 | 8575.031 | 8258.54 | 8374.51 | 8001.97 | 8442.92 | 8769.81 | 9280.991 | 8673.38 | 6604.831 | 6999.581 | 6704.169 | 7241.3 | 7402.87 | 7299.649 | 7461.57 | 7469.7 | 7542.82 | 7660.74 | 7856.23 | 7727.089 | 7535.919 | 7517.713 | 7620.926 | 6986.1283 | 7124.505 | 7150.714 | 7113.362 | 7058.651 | 7011.1 | 6965.335 | 6921.787 | 6882.393 | 6850.138 | 6825.581 | 6813.485 | 6812.828 | 6842.694 | 6903.22 | 6942.216 | 7017.73 | 7093.761 | 7171.44 | 7250.3
LDCClass | November | 7688.64 | 7831.85 | 8433.68 | 8703.19 | 8799.87 | 8961.03 | 8632.97 | 8744.439 | 8421.69 | 8539.961 | 8761.321 | 8832.71 | 9237.96 | 9284.91 | 9607.781 | 7215.1 | 7722.13 | 7821.66 | 7970.79 | 8111.459 | 7651.061 | 7946.41 | 7597.63 | 8240.75 | 7968.21 | 9066.78 | 7743.86 | 7597.053 | 7547.016 | 7655.472 | 7023.2013 | 7170.099 | 7204.583 | 7173.564 | 7122.025 | 7078.27 | 7035.862 | 6995.36 | 6958.842 | 6928.352 | 6906.636 | 6897.068 | 6899.248 | 6932.769 | 6995.812 | 7038.607 | 7116.919 | 7195.568 | 7276.093 | 7355.839
LDCClass | December | 8176.569 | 8328.87 | 8968.89 | 9255.5 | 9358.32 | 9529.71 | 9180.83 | 9299.37 | 8956.14 | 9081.91 | 9569.67 | 9807.19 | 9733.221 | 10525.48 | 9780.73 | 8370.851 | 8031.79 | 8369.83 | 8222.32 | 8571.49 | 7397.28 | 8200.419 | 8158.84 | 9187.631 | 9009.601 | 9098.789 | 8775.689 | 8658.44 | 8616.723 | 8741.524 | 8117.2423 | 8274.129 | 8318.602 | 8289.846 | 8236.512 | 8191.055 | 8145.956 | 8101.791 | 8061.1 | 8026.12 | 8000.758 | 7987.76 | 7988.062 | 8023.725 | 8091.878 | 8136.641 | 8221.236 | 8305.883 | 8392.552 | 8477.029
Washington Residential Loads (GWh) | Modeled values | 1986 | 1987 | 1988 | 1989 | 1990 | 1991 | 1992 | 1993 | 1994 | 1995 | 1996 | 1997 | 1998 | 1999 | 2000 | 2001 | 2002 | 2003 | 2004 | 2005 | 2006 | 2007 | 2008 | 2009 | 2010 | 2011 | 2012 | 2013 | 2014 | 2015 | 2016 | 2017 | 2018 | 2019 | 2020 | 2021 | 2022 | 2023 | 2024 | 2025 | 2026 | 2027 | 2028 | 2029 | 2030 | 2031 | 2032 | 2033 | 2034 | 2035
LDCEU | Total | 32053.96 | 31161.12 | 32075.13 | 34060.33 | 32415.82 | 34233.45 | 32738.35 | 35522.7 | 34270.7 | 34728.2 | 36688.7 | 35725.9 | 35179.53 | 36491.12 | 36689.1 | 36047.71 | 38203.72 | 37650.38 | 38099.88 | 38741.96 | 39443.23 | 39598.6 | 42717.37 | 42182 | 40445.05 | 40797.99 | 38693.54 | 38441.71 | 39343.34 | 39185.52 | 38773.93 | 38346.36 | 37919.46 | 37346 | 36736.86 | 36172.18 | 35600.97 | 35020.3 | 34410.71 | 33808.92 | 33223.41 | 32587.99 | 31962.79 | 31570.57 | 31444.04 | 31431.43 | 31445.61 | 31492.33 | 31579.47 | 31680.9
LDCEU | Space Heating | 7108.455 | 6915.493 | 7521.312 | 8233.832 | 7910.345 | 8293.729 | 7665.347 | 8108.531 | 7510.882 | 7450.161 | 8731.046 | 7932.964 | 7686.729 | 8472.638 | 8756.146 | 8774.993 | 9293.748 | 8578.885 | 8819.797 | 9178.338 | 9028.642 | 7839.504 | 8847.396 | 8385.786 | 7771.38 | 8600.324 | 7694.009 | 7767.025 | 7997.625 | 8178.749 | 8110.915 | 8031.779 | 7939.349 | 7691.137 | 7427.892 | 7163.592 | 6913.097 | 6672.337 | 6442.182 | 6222.042 | 6008.384 | 5789.794 | 5526.19 | 5311.148 | 5168.434 | 5045.634 | 4931.404 | 4824.926 | 4733.506 | 4653.264
LDCEU | Water Heating Under 55 | 6478.564 | 6318.003 | 6343.544 | 6597.526 | 6251.241 | 6564.533 | 6342.437 | 6822.519 | 6585.938 | 6671.21 | 6717.821 | 6618.37 | 6450.681 | 6522.017 | 6406.694 | 6196.878 | 6442.504 | 6331.962 | 6243.294 | 6167.517 | 6139.914 | 6373.899 | 6703.59 | 6577.882 | 6399.457 | 6253.302 | 6039.273 | 6096.827 | 6351.161 | 6469.959 | 6476.331 | 6471.682 | 6453.882 | 6424.745 | 6371.301 | 6301.453 | 6222.294 | 6134.229 | 6039.397 | 5939.42 | 5835.383 | 5712.502 | 5519.395 | 5350.134 | 5277.657 | 5244.616 | 5221.112 | 5205.428 | 5196.522 | 5188.619
LDCEU | Lighting | 5684.246 | 5540.509 | 5558.088 | 5780.19 | 5479.095 | 5764.404 | 5586.278 | 6062.316 | 5903.799 | 6024.255 | 6113.596 | 6070.478 | 5964.396 | 6079.717 | 6019.528 | 5871.566 | 6165.112 | 6127.713 | 6113.67 | 6118.401 | 6155.181 | 6451.375 | 6830.963 | 6636.034 | 6393.28 | 6181.598 | 5823.215 | 5656.209 | 5699.085 | 5726.181 | 5536.036 | 5313.425 | 5094.701 | 4888.961 | 4699.985 | 4553.175 | 4391.823 | 4220.506 | 4017.848 | 3807.547 | 3590.038 | 3349.796 | 3261.028 | 3273.326 | 3301.074 | 3336.138 | 3369.906 | 3404.968 | 3441.576 | 3475.914
LDCEU | Refrigeration | 3197.997 | 3101.753 | 3097.524 | 3203.61 | 3017.123 | 3146.659 | 3019.432 | 3253.69 | 3145.449 | 3186.749 | 3209.781 | 3161.275 | 3079.735 | 3111.123 | 3051.395 | 2946.272 | 3057.561 | 3000.306 | 2953.234 | 2912.921 | 2893.103 | 2995.032 | 3133.655 | 3005.961 | 2857.631 | 2725.925 | 2570.209 | 2543.545 | 2598.329 | 2636.4 | 2628.738 | 2621.973 | 2616.152 | 2612.372 | 2608.284 | 2605.25 | 2603.212 | 2602.887 | 2603.607 | 2606.384 | 2611.538 | 2617.805 | 2625.457 | 2634.258 | 2644.208 | 2656.099 | 2667.84 | 2680.333 | 2694.438 | 2708.952
LDCEU | Freezer | 818.6909 | 804.908 | 813.9788 | 850.8203 | 810.7148 | 857.286 | 835.108 | 901.5636 | 873.0043 | 885.6276 | 892.8681 | 880.5088 | 858.7999 | 868.7605 | 853.561 | 825.9191 | 860.1539 | 847.5015 | 837.9288 | 830.514 | 828.9166 | 862.0289 | 906.3889 | 875.0511 | 837.5847 | 804.3884 | 763.7714 | 758.6628 | 777.9691 | 792.1804 | 792.3374 | 792.332 | 791.8394 | 791.5671 | 791.0003 | 790.5627 | 789.8595 | 789.5733 | 789.1348 | 788.9911 | 789.2797 | 789.4066 | 789.8904 | 790.4133 | 791.0685 | 792.1812 | 793.0156 | 793.9454 | 795.305 | 796.5907
LDCEU | Clothes Washer | 291.5788 | 277.9969 | 272.7405 | 277.1279 | 256.453 | 262.987 | 248.0892 | 266.7674 | 257.1464 | 259.527 | 260.1276 | 254.809 | 246.6398 | 247.3318 | 240.6594 | 230.3672 | 236.9422 | 230.3126 | 224.3361 | 218.851 | 214.8218 | 219.4908 | 226.4191 | 214.144 | 200.5107 | 188.1182 | 174.2966 | 173.8005 | 179.021 | 183.2366 | 184.4372 | 185.8054 | 187.278 | 188.9798 | 190.7575 | 192.7062 | 194.745 | 197.0033 | 199.358 | 201.9091 | 204.6845 | 207.5398 | 210.5775 | 213.7285 | 217.0072 | 220.4989 | 224.0013 | 227.6132 | 231.424 | 235.2973
LDCEU | Clothes Dryer | 1679.88 | 1649.978 | 1668.485 | 1752.947 | 1450.01 | 1546.741 | 1522.432 | 1695.943 | 1694.556 | 1774.038 | 1846.005 | 1878.508 | 1890.741 | 1973.412 | 2000.122 | 1996.152 | 2142.576 | 2175.32 | 2215.868 | 2262.579 | 2326.702 | 2144.524 | 2324.11 | 2311.228 | 2278.862 | 2255.214 | 2206.708 | 2283.209 | 2420.921 | 2027.303 | 2082.233 | 2134.302 | 2182.84 | 2230.109 | 2273.54 | 2313.738 | 2351.194 | 2386.961 | 2420.459 | 2453.127 | 2486.897 | 2514.368 | 2532.572 | 2553.405 | 2585.841 | 2623.518 | 2658.719 | 2694.69 | 2731.906 | 2767.527
LDCEU | Dishwasher | 371.8062 | 329.8082 | 340.2589 | 363.3703 | 353.1306 | 380.6625 | 377.4049 | 430.5871 | 439.1044 | 467.5383 | 493.5489 | 508.3274 | 516.5776 | 543.4489 | 554.2868 | 555.7756 | 598.5571 | 608.8294 | 620.3288 | 632.6815 | 648.7422 | 692.2489 | 745.6277 | 736.1971 | 698.8068 | 688.9236 | 754.3282 | 753.3603 | 779.3681 | 803.2669 | 815.9417 | 831.028 | 848.0723 | 867.54 | 888.5546 | 911.4774 | 935.9188 | 962.4244 | 990.3697 | 1020.224 | 1052.204 | 1085.542 | 1120.719 | 1157.389 | 1195.708 | 1236.147 | 1277.571 | 1320.542 | 1365.675 | 1412.192
LDCEU | Cooking | 1178.849 | 1187.016 | 1230.484 | 1320.74 | 1290.969 | 1397.078 | 1389.307 | 1556.719 | 1515.476 | 1547.225 | 1571.129 | 1560.456 | 1533.758 | 1563.654 | 1548.298 | 1511.931 | 1617 | 1635.707 | 1660.482 | 1681.794 | 1699.058 | 1789.778 | 1906.377 | 1867.511 | 1790.104 | 1722.905 | 1666.316 | 1673.948 | 1734.716 | 1785.039 | 1803.345 | 1819.507 | 1834.205 | 1832.736 | 1829.796 | 1827.014 | 1824.106 | 1821.867 | 1819.601 | 1818.586 | 1819.923 | 1818.946 | 1818.522 | 1818.22 | 1823.372 | 1830.04 | 1835.85 | 1842.407 | 1849.227 | 1856.578
LDCEU | Air Conditioning | 350.8368 | 321.9505 | 258.6361 | 270.6618 | 423.2354 | 380.1502 | 404.169 | 243.4229 | 475.7233 | 368.2247 | 380.5187 | 445.0409 | 579.724 | 295.2442 | 296.6443 | 323.6712 | 395.0697 | 545.8135 | 475.316 | 314.848 | 481.1552 | 411.7995 | 317.7258 | 522.7542 | 304.8188 | 298.9899 | 290.3972 | 355.2068 | 437.129 | 313.2531 | 313.4148 | 313.6493 | 313.8746 | 314.3283 | 314.753 | 315.3271 | 315.9438 | 316.8109 | 317.7509 | 318.9336 | 320.4121 | 321.9739 | 323.7489 | 325.6544 | 327.714 | 330.0522 | 332.3633 | 334.7974 | 337.4813 | 340.226
LDCEU | Entertainment Center | 1000.458 | 1041.032 | 1111.933 | 1228.737 | 1232.398 | 1368.838 | 1442.365 | 1636.593 | 1666.01 | 1774.316 | 1870.359 | 1918.949 | 2043.885 | 2244.238 | 2432.294 | 2595.195 | 2933.493 | 3195.509 | 3541.09 | 3981.173 | 4442.645 | 4914.979 | 5448.899 | 5785.436 | 6044.417 | 6159.089 | 6083.674 | 5745.514 | 5575.344 | 5357.841 | 5084.822 | 4853.676 | 4648.895 | 4462.647 | 4271.637 | 4100.912 | 3934.534 | 3763.519 | 3590.982 | 3421.909 | 3262.245 | 3104.858 | 2925.72 | 2799.945 | 2734.514 | 2702.483 | 2685.247 | 2679.726 | 2683.46 | 2691.375
LDCEU | Other Non-Substitutables | 3816.352 | 3581.903 | 3750.404 | 4051.612 | 3802.692 | 4108.487 | 3732.996 | 4340.831 | 3991.761 | 4088.753 | 4353.768 | 4236.831 | 4060.413 | 4284.342 | 4235.229 | 3921.224 | 4137.187 | 4040.298 | 4053.827 | 4092.441 | 4223.222 | 4516.543 | 4906.658 | 4836.715 | 4437.239 | 4483.982 | 4190.936 | 4195.414 | 4336.409 | 4454.723 | 4495.527 | 4534.728 | 4573.235 | 4612.969 | 4648.581 | 4683.244 | 4717.507 | 4752.357 | 4787.036 | 4823.593 | 4862.826 | 4902.479 | 4942.503 | 4982.89 | 5023.728 | 5066.557 | 5107.285 | 5147.791 | 5189.802 | 5231.138
LDCEU | Water Heating Over 55 | 76.2463 | 90.7714 | 107.7389 | 129.158 | 138.4101 | 161.8905 | 172.9892 | 203.2166 | 211.8547 | 230.58 | 248.1253 | 259.3883 | 267.4468 | 285.1959 | 294.2448 | 297.7617 | 323.8168 | 332.2213 | 340.709 | 349.9034 | 361.1281 | 387.3936 | 419.5547 | 427.3044 | 430.9644 | 435.2312 | 436.4026 | 438.9834 | 456.263 | 457.3887 | 449.8579 | 442.4711 | 435.1405 | 427.9098 | 420.7814 | 413.7236 | 406.7364 | 399.8315 | 392.989 | 386.2508 | 379.5891 | 372.982 | 366.4735 | 360.0607 | 353.7099 | 347.4646 | 341.2914 | 335.1646 | 329.1495 | 323.2251
Washington Commercial Loads (GWh) | Modeled values | 1986 | 1987 | 1988 | 1989 | 1990 | 1991 | 1992 | 1993 | 1994 | 1995 | 1996 | 1997 | 1998 | 1999 | 2000 | 2001 | 2002 | 2003 | 2004 | 2005 | 2006 | 2007 | 2008 | 2009 | 2010 | 2011 | 2012 | 2013 | 2014 | 2015 | 2016 | 2017 | 2018 | 2019 | 2020 | 2021 | 2022 | 2023 | 2024 | 2025 | 2026 | 2027 | 2028 | 2029 | 2030 | 2031 | 2032 | 2033 | 2034 | 2035
LDCEU | Total | 21371.69 | 22301.17 | 22996.13 | 23127.21 | 24843.34 | 23778.53 | 24298.28 | 24892.24 | 25304.14 | 25866.06 | 27200.84 | 26719.01 | 27248.17 | 27974.12 | 29383.5 | 29312.25 | 30551.82 | 30825.88 | 30788.3 | 31044.17 | 30985.27 | 31413.96 | 33273.35 | 32843.88 | 31440.94 | 31165.82 | 30027.79 | 30082.8 | 31200.88 | 31948.2 | 31967.38 | 31531.16 | 31149.58 | 30754.93 | 30280.54 | 29744.93 | 29194.24 | 28624.88 | 28063.13 | 27535.87 | 27048.32 | 26713.01 | 26555.52 | 26567.53 | 26764.91 | 27068.5 | 27381.53 | 27708.15 | 28035.92 | 28383.85
LDCEU | Space Heating | 1526.926 | 1503.34 | 1710.424 | 1775.182 | 1699.983 | 1699.58 | 1550.043 | 2005.495 | 1654.209 | 1742.608 | 2069.245 | 1795.269 | 1655.784 | 2132.731 | 2301.044 | 2240.853 | 2266.654 | 1942.826 | 2081.868 | 2270.737 | 2239.987 | 2291.203 | 2481.394 | 2370.85 | 2334.564 | 2326.36 | 2200.922 | 2201.093 | 2280.07 | 2330.738 | 2290.935 | 2248.204 | 2198.229 | 2143.212 | 2079.621 | 2004.511 | 1925.674 | 1842.254 | 1759.997 | 1681.464 | 1608.501 | 1539.453 | 1458.342 | 1417.565 | 1410.551 | 1421.314 | 1436.402 | 1452.967 | 1469.138 | 1485.273
LDCEU | Water Heating | 472.2327 | 491.8055 | 525.6255 | 527.1442 | 509.3855 | 516.0958 | 518.1159 | 582.2549 | 522.7493 | 569.0557 | 588.3593 | 564.3267 | 538.5331 | 637.6463 | 668.2551 | 658.3774 | 665.5721 | 619.7564 | 650.0544 | 684.4672 | 655.7708 | 673.3125 | 750.7341 | 677.1205 | 728.7973 | 700.2996 | 657.8315 | 666.2884 | 699.5603 | 717.2554 | 717.4651 | 717.9058 | 718.4614 | 720.2942 | 720.8505 | 720.909 | 721.5248 | 721.6809 | 722.656 | 724.182 | 726.127 | 729.3705 | 732.3965 | 736.0409 | 741.4565 | 747.9437 | 753.9526 | 760.3073 | 767.102 | 774.1514
LDCEU | Other Substitutables | 333.7024 | 365.4993 | 390.5557 | 390.757 | 375.6075 | 379.2169 | 380.0298 | 428.1805 | 387.0309 | 421.075 | 433.624 | 413.9522 | 391.9502 | 460.8797 | 478.6632 | 469.7667 | 476.1604 | 442.6432 | 464.974 | 491.8827 | 520.2377 | 505.2989 | 475.2469 | 556.2623 | 458.9826 | 446.1007 | 471.7683 | 476.1133 | 496.0701 | 508.3924 | 509.9767 | 503.3571 | 493.9551 | 483.9182 | 472.3949 | 459.0346 | 443.7404 | 426.2887 | 407.0627 | 385.7751 | 362.7437 | 336.6117 | 299.2918 | 271.865 | 256.246 | 248.0979 | 240.8584 | 234.0814 | 226.8516 | 226.4411
LDCEU | Refrigeration | 2651.866 | 3130.96 | 3348.535 | 3347.019 | 3219.304 | 3249.112 | 3258.214 | 3675.759 | 3331.273 | 3632.333 | 3744.884 | 3576.784 | 3398.176 | 4011.209 | 4180.622 | 4115.824 | 4163.843 | 3864.571 | 4053.825 | 4263.829 | 4033.058 | 4235.921 | 4816.258 | 4303.869 | 4513.784 | 4544.184 | 4147.432 | 4041.329 | 4072.083 | 4049.88 | 3934.354 | 3753.994 | 3577.242 | 3414.746 | 3262.66 | 3123.36 | 2998.737 | 2887.172 | 2787.41 | 2697.549 | 2617.117 | 2549.512 | 2500.615 | 2460.531 | 2428.917 | 2402.209 | 2379.62 | 2359.967 | 2342.955 | 2329.664
LDCEU | Lighting | 5221.48 | 5465.888 | 5841.416 | 5853.765 | 5656.589 | 5727.07 | 5752.685 | 6477.46 | 5842.877 | 6371.704 | 6595.107 | 6319.648 | 6031.102 | 7147.018 | 7487.786 | 7389.973 | 7477.682 | 6960.417 | 7305.971 | 7697.114 | 7902.73 | 7866.849 | 7964.739 | 8384.112 | 7559.051 | 7446.515 | 7426.883 | 7546.074 | 7927.052 | 8194.555 | 8291.318 | 8132.71 | 8017.879 | 7878.061 | 7700.905 | 7499.756 | 7291.832 | 7084.513 | 6878.19 | 6695.985 | 6543.76 | 6432.939 | 6313.629 | 6248.4 | 6246.9 | 6284.97 | 6321.964 | 6360.217 | 6394.362 | 6426.446
LDCEU | Air Conditioning | 5988.781 | 5953.461 | 5437.799 | 5491.008 | 7835.83 | 6582.805 | 7184.717 | 5367.356 | 7851.164 | 6903.903 | 7321.464 | 7864.417 | 9317.11 | 6553.529 | 6873.771 | 7132.783 | 8105.534 | 10103.46 | 8990.227 | 8033.309 | 8188.38 | 8164.314 | 8354.646 | 8627.72 | 7982.499 | 7796.607 | 7734.139 | 7698.22 | 7934.935 | 8095.67 | 8087.487 | 8084.182 | 8082.039 | 8092.491 | 8099.851 | 8106.672 | 8123.271 | 8143.631 | 8176.731 | 8226.494 | 8292.076 | 8381.55 | 8479.857 | 8612.417 | 8781.824 | 8974.396 | 9172.901 | 9380.666 | 9594.978 | 9820.083
LDCEU | Other Non-Substitutables | 5176.698 | 5390.22 | 5741.777 | 5742.334 | 5546.642 | 5624.653 | 5654.475 | 6355.731 | 5714.835 | 6225.381 | 6448.155 | 6184.615 | 5915.513 | 7031.106 | 7393.355 | 7304.672 | 7396.379 | 6892.208 | 7241.385 | 7602.829 | 7445.105 | 7677.056 | 8430.333 | 7923.945 | 7863.26 | 7905.75 | 7388.815 | 7453.682 | 7791.109 | 8051.713 | 8135.844 | 8090.805 | 8061.77 | 8022.213 | 7944.255 | 7830.691 | 7689.461 | 7519.339 | 7331.084 | 7124.421 | 6897.992 | 6743.575 | 6771.383 | 6820.713 | 6899.018 | 6989.568 | 7075.833 | 7159.941 | 7240.534 | 7321.787
Washington Industrial Loads (GWh) | Modeled values | 1986 | 1987 | 1988 | 1989 | 1990 | 1991 | 1992 | 1993 | 1994 | 1995 | 1996 | 1997 | 1998 | 1999 | 2000 | 2001 | 2002 | 2003 | 2004 | 2005 | 2006 | 2007 | 2008 | 2009 | 2010 | 2011 | 2012 | 2013 | 2014 | 2015 | 2016 | 2017 | 2018 | 2019 | 2020 | 2021 | 2022 | 2023 | 2024 | 2025 | 2026 | 2027 | 2028 | 2029 | 2030 | 2031 | 2032 | 2033 | 2034 | 2035
LDCEU | Total | 36708.1 | 38381.32 | 43963.94 | 45031.42 | 46181.38 | 47280.92 | 44353.83 | 42301.27 | 39309.86 | 39578.35 | 36317.18 | 38626.77 | 42207.83 | 43885.35 | 39239.9 | 21320.95 | 18270.66 | 20790.85 | 21788.76 | 24685.53 | 21802.36 | 20666.49 | 19228.23 | 22013.01 | 23760.47 | 27256.08 | 28584.94 | 26411.31 | 24991.59 | 25417.82 | 20084.2122 | 21925.6281 | 22693.4681 | 22888.1081 | 22970.4281 | 23102.3281 | 23230.8181 | 23373.6281 | 23538.2781 | 23723.7381 | 23907.3281 | 24106.5381 | 24293.9581 | 24552.3681 | 24877.8581 | 24916.9181 | 25265.0681 | 25612.6281 | 25959.5281 | 26333.6981
LDCEU | Process Heat | 5841.468 | 6083.723 | 7146.002 | 7348.958 | 7302.521 | 7458.127 | 7134.479 | 6550.702 | 5980.929 | 6124.432 | 5993.506 | 6308.76 | 6741.84 | 6805.461 | 6023.977 | 2005.279 | 1792.747 | 2160.415 | 2107.195 | 2634.139 | 2608.429 | 2569.755 | 2303.93 | 2715.283 | 2973.399 | 3430.619 | 3616.94 | 3717.432 | 3135.613 | 3209.95 | 3169.816 | 3116.544 | 3062.129 | 2998.118 | 2905.32 | 2813.173 | 2721.439 | 2632.559 | 2553.297 | 2481.073 | 2429.115 | 2387.86 | 2341.572 | 2333.189 | 2351.435 | 2324.79 | 2357.436 | 2390.796 | 2424.124 | 2457.096
LDCEU | Motors | 13690.68 | 14417.8 | 15958.34 | 16193.87 | 17094.6 | 17534 | 16041.18 | 15941.58 | 15316.36 | 15104.57 | 12878.49 | 13776.61 | 15318.8 | 16517.4 | 15016.16 | 12222.17 | 10368.71 | 11316.48 | 12317.73 | 13069.41 | 10605.38 | 9816.019 | 9392.206 | 10361 | 11135.79 | 12560.4 | 13018.76 | 9976.937 | 9431.596 | 9740.733 | 3858.8362 | 5572.8991 | 6210.9681 | 6282.5381 | 6328.4781 | 6401.7281 | 6480.8081 | 6561.2181 | 6646.5181 | 6731.0581 | 6826.6181 | 6925.7481 | 7018.9381 | 7136.3881 | 7269.5981 | 7340.7681 | 7487.4581 | 7634.2981 | 7781.8981 | 7931.2381
LDCEU | Other Subs | 3953.721 | 4119.419 | 4660.723 | 4848.877 | 5463.396 | 5759.179 | 5195.297 | 5432.862 | 4966.218 | 4895.159 | 3781.967 | 4254.144 | 5186.448 | 5693.542 | 5015.31 | 3767.113 | 2891.785 | 3398.851 | 3792.459 | 4266.361 | 3452.556 | 3079.975 | 2944.508 | 3409.821 | 3703.236 | 4451.082 | 4710.595 | 3535.701 | 2913.914 | 3038.338 | 3114.852 | 3188.162 | 3262.139 | 3335.411 | 3387.509 | 3451.579 | 3519.682 | 3588.695 | 3658.212 | 3726.253 | 3795.411 | 3864.429 | 3933.29 | 4002.389 | 4070.297 | 4118.163 | 4186.759 | 4254.796 | 4322.686 | 4390.863
LDCEU | Miscellaneous | 13222.22 | 13760.38 | 16198.87 | 16639.72 | 16320.86 | 16529.62 | 15982.87 | 14376.14 | 13046.35 | 13454.18 | 13663.22 | 14287.25 | 14960.75 | 14868.95 | 13184.46 | 3326.39 | 3217.415 | 3915.103 | 3571.374 | 4715.621 | 5135.995 | 5200.744 | 4587.586 | 5526.911 | 5948.046 | 6813.981 | 7238.648 | 9181.24 | 9510.468 | 9428.8 | 3953.9642 | 5685.9781 | 6350.2581 | 6464.0581 | 6541.1481 | 6627.8781 | 6700.9081 | 6783.1881 | 6872.2781 | 6977.3881 | 7048.2181 | 7120.5281 | 7192.1781 | 7272.4281 | 7378.5581 | 7325.2181 | 7425.4381 | 7524.7681 | 7622.8581 | 7746.5181
Washington Transportation Loads (GWh) | Modeled values | 1986 | 1987 | 1988 | 1989 | 1990 | 1991 | 1992 | 1993 | 1994 | 1995 | 1996 | 1997 | 1998 | 1999 | 2000 | 2001 | 2002 | 2003 | 2004 | 2005 | 2006 | 2007 | 2008 | 2009 | 2010 | 2011 | 2012 | 2013 | 2014 | 2015 | 2016 | 2017 | 2018 | 2019 | 2020 | 2021 | 2022 | 2023 | 2024 | 2025 | 2026 | 2027 | 2028 | 2029 | 2030 | 2031 | 2032 | 2033 | 2034 | 2035
LDCECC | Transportation | 16.5523 | 17.9042 | 16.3882 | 18.9059 | 18.0424 | 21.8799 | 22.8996 | 21.9216 | 22.2682 | 21.4164 | 20.5258 | 21.0186 | 20.7296 | 22.729 | 20.9255 | 22.3747 | 22.533 | 50.2042 | 49.4195 | 1.9503 | 1.2778 | 1.2824 | 1.3479 | 1.3166 | 1.3266 | 1.2852 | 1.2391 | 4.9928 | 54.817 | 85.8545 | 132.937 | 194.9537 | 269.593 | 355.6522 | 448.1294 | 549.7095 | 658.5189 | 773.3096 | 893.2889 | 1018.711 | 1148.808 | 1276.839 | 1401.449 | 1521.206 | 1634.584 | 1722.766 | 1807.835 | 1879.601 | 1949.916 | 1998.2
Washington Streetlighting Loads (GWh) | Modeled values | 1986 | 1987 | 1988 | 1989 | 1990 | 1991 | 1992 | 1993 | 1994 | 1995 | 1996 | 1997 | 1998 | 1999 | 2000 | 2001 | 2002 | 2003 | 2004 | 2005 | 2006 | 2007 | 2008 | 2009 | 2010 | 2011 | 2012 | 2013 | 2014 | 2015 | 2016 | 2017 | 2018 | 2019 | 2020 | 2021 | 2022 | 2023 | 2024 | 2025 | 2026 | 2027 | 2028 | 2029 | 2030 | 2031 | 2032 | 2033 | 2034 | 2035
LDCECC | Streetlighting | 1404.366 | 1398.41 | 1374.803 | 1397.817 | 1328.403 | 1391.188 | 1386.199 | 1388.781 | 1376.79 | 1498.011 | 1510.813 | 1468.365 | 1435.205 | 1429.63 | 1499.364 | 1571.813 | 1665.643 | 1670.584 | 1677.8 | 1702.889 | 1673.636 | 1635.229 | 1716.68 | 1679.498 | 1693.835 | 1641.825 | 1585.461 | 1586.035 | 1586.29 | 1586.352 | 1586.001 | 1585.491 | 1584.601 | 1583.489 | 1582.252 | 1580.731 | 1579.118 | 1577.161 | 1575.082 | 1572.943 | 1570.464 | 1567.927 | 1565.27 | 1562.649 | 1559.723 | 1557.081 | 1554.475 | 1551.658 | 1548.847 | 1546.164
Washington Electricity Sales (GWh/Yr) | Modeled values | 1986 | 1987 | 1988 | 1989 | 1990 | 1991 | 1992 | 1993 | 1994 | 1995 | 1996 | 1997 | 1998 | 1999 | 2000 | 2001 | 2002 | 2003 | 2004 | 2005 | 2006 | 2007 | 2008 | 2009 | 2010 | 2011 | 2012 | 2013 | 2014 | 2015 | 2016 | 2017 | 2018 | 2019 | 2020 | 2021 | 2022 | 2023 | 2024 | 2025 | 2026 | 2027 | 2028 | 2029 | 2030 | 2031 | 2032 | 2033 | 2034 | 2035
SaEC | Total | 73760.52 | 75567.72 | 83155.19 | 84827.79 | 90725.84 | 90477.11 | 87493.66 | 88122.39 | 85000.73 | 86282.41 | 86580.73 | 88952.71 | 92697.7 | 96562.34 | 94266.87 | 76431.6 | 73618.17 | 76275.96 | 78035.58 | 82383.49 | 81850.87 | 83187.8 | 82215.97 | 85737.42 | 83892.12 | 89730.47 | 91256.71 | 89161.82 | 89862.73 | 91284.48 | 91285.16 | 90841.37 | 90467.45 | 89945.66 | 89215.79 | 88531.2 | 87827.48 | 87123.45 | 86422.12 | 85782.45 | 85203.75 | 84731.6 | 84421.19 | 84542.66 | 85154.54 | 85681.69 | 86525.16 | 87412.25 | 88339.2 | 89297.65
SaEC | Single Family | 20043.78 | 19486.9 | 20312.16 | 21171.07 | 21223.88 | 21904.75 | 21057.39 | 22680.24 | 21892.06 | 22118.8 | 23252.84 | 23043.24 | 22799.58 | 23652.81 | 23793.61 | 22929.65 | 23291.35 | 23265.19 | 23713.47 | 24440.08 | 25342.31 | 26288.09 | 26894.03 | 27228.12 | 25923.26 | 26902.35 | 26611.26 | 26374.56 | 26961.37 | 26787.86 | 26480.01 | 26164.22 | 25841.86 | 25427.74 | 25000.99 | 24622.18 | 24227.83 | 23835.4 | 23410.93 | 22985.76 | 22572.58 | 22114.05 | 21691.94 | 21427.85 | 21338.33 | 21326.69 | 21326.94 | 21352.35 | 21409.31 | 21470.5
SaEC | Multi Family | 3544.758 | 3574.096 | 3908.137 | 4220.127 | 4311.883 | 4462.473 | 4253.29 | 4466.871 | 4285.934 | 4358.81 | 4667.968 | 4626.295 | 4604.619 | 4875.288 | 4957.029 | 4804.437 | 4874.057 | 4816.389 | 4919.342 | 5092.92 | 5276.649 | 5642.478 | 5868.354 | 5926.014 | 5659.588 | 5982.993 | 5790.823 | 5851.191 | 6074.726 | 6163.62 | 6211.75 | 6256.516 | 6313.562 | 6349.958 | 6369.021 | 6378.705 | 6394.571 | 6400.93 | 6409.411 | 6420.695 | 6436.895 | 6455.623 | 6462.97 | 6495.417 | 6563.513 | 6646.77 | 6734.259 | 6825.999 | 6920.589 | 7017.979
SaEC | Other Family | 2235.628 | 2188.655 | 2338.653 | 2487.902 | 2530.314 | 2659.74 | 2553.282 | 2915.713 | 2869.962 | 2988.179 | 3301.886 | 3316.07 | 3334.003 | 3562.707 | 3622.967 | 3477.213 | 3537.276 | 3481.011 | 3542.583 | 3652.782 | 3762.684 | 3376.756 | 3475.596 | 3499.311 | 3287.959 | 3425.958 | 3325.458 | 3305.917 | 3375.263 | 3332.559 | 3247.896 | 3161.164 | 3073.907 | 2965.254 | 2851.734 | 2742.786 | 2635.247 | 2529.126 | 2424.12 | 2322.48 | 2220.476 | 2112.436 | 1988.007 | 1894.553 | 1842.699 | 1804.914 | 1772.934 | 1747.327 | 1725.745 | 1707.833
SaEC | Large Office | 2255.744 | 2196.981 | 2272.509 | 2256.477 | 2677.608 | 2456.301 | 2517.467 | 2451.963 | 2597.39 | 2579.072 | 2738.45 | 2764.124 | 2915.325 | 2868.402 | 3047.182 | 2996.537 | 3022.914 | 3165.176 | 3117.872 | 3117.997 | 3200.141 | 3285.778 | 3293.948 | 3382.737 | 3144.145 | 3231.358 | 3248.209 | 3281.16 | 3459.054 | 3599.594 | 3650.98 | 3656.591 | 3665.929 | 3682.263 | 3689.706 | 3684.806 | 3684.695 | 3673.082 | 3661.958 | 3656.684 | 3654.476 | 3673.176 | 3718.668 | 3775.721 | 3854.982 | 3953.332 | 4046.309 | 4146.193 | 4246.017 | 4346.691
SaEC | Medium Office | 718.5228 | 898.9742 | 939.0681 | 931.5651 | 1075.879 | 1000.381 | 1020.017 | 1019.871 | 1046.043 | 1055.07 | 1116.822 | 1119.225 | 1161.781 | 1185.725 | 1259.201 | 1234.376 | 1235.519 | 1267.407 | 1263.626 | 1277.954 | 1326.983 | 1342.09 | 1309.553 | 1383.285 | 1278.369 | 1279.894 | 1321.508 | 1340.865 | 1425.043 | 1492.822 | 1522.655 | 1529.822 | 1537.811 | 1549.341 | 1555.791 | 1555.889 | 1557.713 | 1552.953 | 1547.893 | 1544.939 | 1542.625 | 1550.305 | 1571.538 | 1597.328 | 1633.113 | 1678.71 | 1721.001 | 1767.161 | 1812.952 | 1858.705
SaEC | Small Office | 974.2673 | 1005.041 | 1042.263 | 1033.939 | 1215.651 | 1120.633 | 1148.007 | 1126.084 | 1181.066 | 1179.718 | 1248.797 | 1259.231 | 1321.364 | 1315.326 | 1396.569 | 1372.155 | 1380.448 | 1436.779 | 1420.952 | 1425.759 | 1491.88 | 1502.067 | 1447.573 | 1556.764 | 1413.822 | 1414.359 | 1473.607 | 1472.644 | 1523.535 | 1559.993 | 1560.103 | 1543.619 | 1531.365 | 1519.232 | 1504.336 | 1486.421 | 1468.594 | 1449.075 | 1429.792 | 1411.968 | 1395.829 | 1385.845 | 1383.662 | 1388.375 | 1400.842 | 1418.987 | 1437.002 | 1456.63 | 1476.384 | 1496.212
SaEC | Big Box-Retail | 894.6658 | 1477.14 | 1589.273 | 1573.271 | 1687.925 | 1616.706 | 1642.145 | 1757.62 | 1705.099 | 1805.216 | 1873.241 | 1845.896 | 1825.351 | 2010.169 | 2096.775 | 2036.253 | 2002.753 | 1955.86 | 2009.992 | 2105.618 | 2081.002 | 2237.281 | 2384.269 | 2266.434 | 2182.6 | 2359.08 | 2229.188 | 2207.172 | 2256.278 | 2272.774 | 2247.505 | 2182.988 | 2119.73 | 2058.119 | 1996.856 | 1937.235 | 1880.907 | 1828.19 | 1778.272 | 1731.728 | 1690.528 | 1661.401 | 1642.535 | 1631.531 | 1628.917 | 1631.799 | 1635.066 | 1640.185 | 1645.598 | 1653.182
SaEC | Small Box-Retail | 1283.763 | 1214.244 | 1281.125 | 1271.249 | 1446.161 | 1343.845 | 1378.576 | 1399.209 | 1452.022 | 1484.877 | 1553.869 | 1553.194 | 1591.676 | 1619.695 | 1691.09 | 1652.755 | 1652.579 | 1687.045 | 1687.485 | 1726.53 | 1760.64 | 1833.177 | 1842.776 | 1876.639 | 1744.05 | 1813.248 | 1805.182 | 1801.804 | 1852.631 | 1883.809 | 1874.804 | 1837.109 | 1807.051 | 1774.357 | 1737.973 | 1699.003 | 1659.194 | 1619.877 | 1580.829 | 1543.756 | 1510.234 | 1484.974 | 1467.485 | 1460.287 | 1462.89 | 1471.231 | 1480.61 | 1490.634 | 1500.651 | 1510.941
SaEC | High End-Retail | 339.9766 | 321.4537 | 337.7784 | 335.0821 | 384.6131 | 355.9203 | 366.1782 | 367.7901 | 386.1371 | 393.1125 | 410.9613 | 412.3388 | 424.9413 | 426.8464 | 445.5158 | 435.9026 | 437.0164 | 449.6483 | 447.8897 | 456.3247 | 447.5114 | 473.5905 | 500.7044 | 467.936 | 482.5701 | 492.0636 | 475.4771 | 484.4705 | 508.9987 | 522.4292 | 529.4733 | 525.8774 | 521.0114 | 515.0789 | 507.7734 | 499.4787 | 490.6984 | 481.8525 | 472.6387 | 463.6271 | 455.9254 | 453.1361 | 453.2651 | 455.7997 | 461.223 | 468.5209 | 475.2603 | 482.4893 | 489.4503 | 497.0132
SaEC | Anchor-Retail | 811.3716 | 706.565 | 729.4255 | 725.0879 | 874.7069 | 789.5076 | 819.4608 | 784.9062 | 874.0621 | 864.5369 | 909.7596 | 924.2966 | 980.0997 | 921.2485 | 962.3094 | 947.0984 | 963.3351 | 1028.312 | 1002.169 | 1000.47 | 985.0856 | 1044.244 | 1101.911 | 1039.032 | 1051.093 | 1084.302 | 1045.609 | 1046.066 | 1078.405 | 1098.046 | 1095.283 | 1078.088 | 1063.74 | 1048.089 | 1030.484 | 1011.533 | 992.2183 | 973.2126 | 954.4171 | 936.7205 | 921.1912 | 910.7167 | 904.0084 | 903.3865 | 908.6012 | 917.255 | 926.4617 | 936.2486 | 946.0934 | 956.3775
SaEC | K-12 | 768.2005 | 786.0493 | 843.5522 | 843.5522 | 920.1934 | 883.4114 | 898.5052 | 970.6917 | 925.0879 | 969.6951 | 1033.939 | 1007.591 | 998.0362 | 1084.379 | 1134.496 | 1097.01 | 1085.463 | 1073.71 | 1103.605 | 1151.925 | 1201.402 | 1222.641 | 1175.248 | 1265.952 | 1144.558 | 1148.551 | 1193.049 | 1190.688 | 1224.805 | 1247.053 | 1238.735 | 1216.351 | 1197.463 | 1176.685 | 1153.921 | 1128.958 | 1103.078 | 1076.764 | 1050.191 | 1024.732 | 1001.108 | 980.3472 | 960.9943 | 949.6729 | 945.7511 | 946.0856 | 947.3568 | 949.1675 | 950.8556 | 952.757
SaEC | University | 910.0527 | 932.5323 | 972.7432 | 968.5522 | 1115.064 | 1044.637 | 1089.127 | 1095.135 | 1125.264 | 1150.586 | 1206.77 | 1212.309 | 1245.809 | 1245.516 | 1297.86 | 1265.387 | 1268.171 | 1316.002 | 1308.47 | 1319.062 | 1331.224 | 1391.3 | 1424.565 | 1425.927 | 1361.723 | 1394.045 | 1378.186 | 1383.44 | 1430.234 | 1461.601 | 1455.186 | 1434.729 | 1422.952 | 1413.446 | 1399.585 | 1384.07 | 1365.314 | 1347.677 | 1330.754 | 1312.949 | 1297.085 | 1287.086 | 1286.265 | 1291.877 | 1303.609 | 1317.26 | 1333.434 | 1348.436 | 1363.702 | 1380.176
SaEC | Warehouse | 388.3939 | 424.7362 | 474.238 | 483.9977 | 517.585 | 522.1278 | 534.2907 | 608.0891 | 562.3681 | 626.6412 | 684.9941 | 681.4477 | 674.531 | 808.9097 | 862.6318 | 854.3961 | 833.0596 | 799.062 | 845.926 | 916.9016 | 943.5106 | 968.1312 | 961.014 | 969.9173 | 936.5233 | 947.2218 | 958.5013 | 962.7523 | 1001.92 | 1035.464 | 1045.234 | 1031.704 | 1016.364 | 997.5787 | 973.5109 | 946.4979 | 917.5383 | 887.7499 | 859.2215 | 832.2042 | 806.9094 | 785.579 | 768.3257 | 758.8173 | 758.0026 | 761.5654 | 766.2515 | 771.319 | 776.2283 | 781.2753
SaEC | Supermarket | 1322.333 | 1220.955 | 1306.536 | 1294.49 | 1413.159 | 1341.12 | 1365.592 | 1439.83 | 1424.238 | 1491.969 | 1553.107 | 1536.108 | 1535.317 | 1651.729 | 1723.622 | 1676.729 | 1650.498 | 1629.044 | 1656.272 | 1703.369 | 1707.214 | 1750.722 | 1730.982 | 1785.933 | 1726.671 | 1707.977 | 1751.996 | 1757.165 | 1815.261 | 1839.001 | 1818.949 | 1768.56 | 1722.449 | 1677.88 | 1633.742 | 1590.871 | 1550.46 | 1512.582 | 1476.992 | 1444.038 | 1414.338 | 1388.016 | 1363.267 | 1347.717 | 1342.204 | 1342.546 | 1345.043 | 1348.672 | 1352.952 | 1359.382
SaEC | MiniMart | 407.3271 | 610.6975 | 658.2064 | 651.3775 | 694.9883 | 667.6143 | 677.5205 | 728.5756 | 702.4326 | 746.014 | 773.476 | 761.1958 | 750.1172 | 832.2391 | 867.9073 | 842.3798 | 823.9156 | 799.3552 | 821.4244 | 852.4837 | 839.8126 | 898.5215 | 943.106 | 924.4722 | 872.0256 | 941.7561 | 901.9422 | 892.7675 | 914.134 | 923.7867 | 912.7472 | 885.3159 | 857.038 | 830.2267 | 803.4935 | 777.3191 | 752.5862 | 729.2816 | 707.4833 | 687.1432 | 668.6821 | 652.8557 | 637.4694 | 626.7872 | 621.6524 | 619.4592 | 617.8275 | 616.9029 | 616.2832 | 617.3745
SaEC | Restaurant | 633.2357 | 647.6846 | 674.2966 | 666.1196 | 753.8394 | 707.034 | 725.0879 | 726.6705 | 741.6764 | 751.4361 | 784.0563 | 787.1922 | 800.6741 | 806.4772 | 836.9578 | 810.0234 | 823.7104 | 852.0515 | 866.5005 | 911.7748 | 890.5308 | 935.9693 | 972.9423 | 937.824 | 952.9922 | 968.8673 | 950.1541 | 948.3782 | 977.741 | 993.1386 | 983.0621 | 958.2676 | 935.7157 | 913.0547 | 889.6863 | 866.0187 | 842.8348 | 820.3273 | 798.4671 | 777.5753 | 758.1305 | 741.2397 | 724.7822 | 715.334 | 713.0333 | 715.1221 | 717.9719 | 721.543 | 725.1899 | 731.0689
SaEC | Lodging | 836.0786 | 850.7914 | 923.7397 | 933.5288 | 1070.34 | 1000.293 | 1013.247 | 1028.253 | 1042.819 | 1059.672 | 1131.272 | 1147.186 | 1198.505 | 1224.648 | 1298.007 | 1265.768 | 1253.781 | 1278.282 | 1282.591 | 1321.626 | 1330.173 | 1392.197 | 1422.327 | 1393.988 | 1364.918 | 1395.802 | 1377.485 | 1381.681 | 1436.19 | 1463.32 | 1448.351 | 1412.472 | 1383.462 | 1352.248 | 1319.417 | 1283.449 | 1246.376 | 1209.151 | 1172.141 | 1136.523 | 1103.501 | 1080.788 | 1065.124 | 1063.878 | 1074.951 | 1093.475 | 1111.773 | 1130.216 | 1148.701 | 1168.547
SaEC | Hospital | 574.0328 | 586.7233 | 600.1172 | 601.8757 | 729.2204 | 661.8406 | 698.1242 | 662.9542 | 732.1512 | 720.1641 | 752.5498 | 772.5967 | 822.5088 | 774.5603 | 812.6904 | 802.0808 | 814.4783 | 875.8499 | 853.3118 | 861.9835 | 824.9029 | 893.5562 | 989.882 | 893.0594 | 921.392 | 945.8071 | 901.674 | 910.8339 | 958.9634 | 1000.672 | 1028.405 | 1037.542 | 1047.699 | 1051.9 | 1049.276 | 1041.985 | 1032.302 | 1020.161 | 1007.808 | 996.1506 | 987.061 | 983.5807 | 986.47 | 993.8518 | 1007.582 | 1023.846 | 1039.377 | 1055.241 | 1071.057 | 1086.944
SaEC | OtherHealth | 1007.943 | 1027.081 | 1060.991 | 1067.614 | 1277.462 | 1164.39 | 1215.299 | 1182.562 | 1277.667 | 1260.434 | 1332.884 | 1351.29 | 1425.586 | 1372.157 | 1443.523 | 1420.604 | 1448.3 | 1544.695 | 1524.941 | 1545.43 | 1585.421 | 1630.69 | 1637.062 | 1662.544 | 1581.696 | 1609.218 | 1613.369 | 1619.963 | 1685.685 | 1742.47 | 1771.281 | 1775.319 | 1779.264 | 1774.689 | 1761.19 | 1740.984 | 1717.125 | 1690.155 | 1663.122 | 1637.245 | 1615.19 | 1602.583 | 1600.279 | 1608.799 | 1629.355 | 1654.99 | 1680.837 | 1707.042 | 1733.586 | 1760.807
SaEC | Assembly | 1252.433 | 1283.617 | 1359.467 | 1340.827 | 1468.611 | 1410.727 | 1442.673 | 1518.435 | 1477.901 | 1545.399 | 1636.372 | 1629.865 | 1655.744 | 1814.83 | 1935.639 | 1900.058 | 1892.204 | 1876.465 | 1935.844 | 1993.31 | 2027.166 | 2113.955 | 2106.794 | 2167.221 | 2012.546 | 2081.293 | 2083.7 | 2100.51 | 2203.699 | 2259.298 | 2250.732 | 2214.734 | 2185.892 | 2157.167 | 2120.955 | 2083.631 | 2042.134 | 1999.574 | 1955.8 | 1918.61 | 1882.801 | 1860.416 | 1859.295 | 1873.959 | 1904.78 | 1937.623 | 1976.609 | 2012.609 | 2049.206 | 2087.945
SaEC | Other | 1839.625 | 1879.162 | 1975.938 | 1951.436 | 2186.635 | 2075.557 | 2129.162 | 2197.597 | 2194.402 | 2262.896 | 2407.034 | 2408.704 | 2480.803 | 2638.013 | 2815.387 | 2770.076 | 2764.83 | 2806.917 | 2851.992 | 2903.547 | 3032.003 | 3084.873 | 2971.082 | 3114.307 | 2917.61 | 2902.883 | 2989.746 | 2992.463 | 3083.583 | 3161.285 | 3173.251 | 3145.322 | 3119.965 | 3094.031 | 3052.862 | 3002.15 | 2940.954 | 2881.266 | 2818.918 | 2754.639 | 2688.482 | 2636.66 | 2616.365 | 2615.067 | 2632.486 | 2659.441 | 2687.23 | 2715.733 | 2744.631 | 2774.79
SaEC | Food & Tobacco | 911.0193 | 973.8657 | 1080.044 | 986.2433 | 1042.079 | 1196.142 | 1027.307 | 1116.354 | 1108.751 | 1124.253 | 820.5357 | 890.2309 | 1163.85 | 1332.305 | 1166.331 | 958.787 | 692.0515 | 824.1373 | 942.747 | 1063.321 | 894.7189 | 732.3677 | 629.4109 | 796.4371 | 891.8066 | 1104.536 | 1160.019 | 940.5995 | 830.2157 | 869.4954 | 870.7747 | 873.4176 | 877.0145 | 879.3784 | 880.0314 | 879.3483 | 879.1457 | 880.0665 | 883.166 | 888.7779 | 897.42 | 908.2471 | 918.5148 | 935.6287 | 957.5099 | 982.3495 | 1006.452 | 1030.723 | 1055.032 | 1079.291
SaEC | Textiles | 44.6342 | 43.9108 | 51.7013 | 55.9501 | 76.3195 | 95.6217 | 71.5218 | 78.5059 | 72.3298 | 66.4021 | 43.0206 | 46.9916 | 63.4677 | 73.8664 | 62.1374 | 47.1586 | 34.6941 | 42.9193 | 47.297 | 54.4315 | 45.2115 | 36.2661 | 31.7291 | 40.3648 | 44.8385 | 55.6076 | 58.5667 | 73.3704 | 68.331 | 69.2756 | 68.9199 | 68.5896 | 68.2834 | 68.0003 | 67.7391 | 67.499 | 67.2788 | 67.0777 | 66.8946 | 66.7286 | 66.5789 | 66.4445 | 66.3245 | 66.2182 | 66.1247 | 66.0431 | 65.9729 | 65.9132 | 65.8634 | 65.8228
SaEC | Apparel | 39.0549 | 40.9813 | 51.6987 | 41.9602 | 45.7889 | 53.5468 | 64.3673 | 85.3341 | 72.3267 | 82.2124 | 57.3582 | 37.5924 | 45.8383 | 55.4009 | 49.0536 | 37.3962 | 26.983 | 33.7189 | 39.1343 | 44.706 | 37.1322 | 29.7421 | 25.9774 | 33.1205 | 36.7886 | 45.6183 | 48.0478 | 25.0907 | 22.197 | 22.5005 | 22.3683 | 22.2321 | 22.0921 | 21.9485 | 21.8016 | 21.6515 | 21.4985 | 21.3428 | 21.1846 | 21.024 | 20.8611 | 20.6961 | 20.5291 | 20.3602 | 20.1896 | 20.0174 | 19.8436 | 19.6683 | 19.4916 | 19.3137
SaEC | Lumber | 1586.885 | 1647.483 | 1840.118 | 1796.986 | 1949.267 | 1950.043 | 1640.736 | 1773.818 | 1587.272 | 1576.804 | 1158.137 | 1390.639 | 1783.536 | 2015.941 | 1778.448 | 1761.421 | 1379.262 | 1553.326 | 1755.192 | 1966.064 | 1632.602 | 1308.134 | 1142.487 | 1456.793 | 1618.614 | 2007.439 | 2114.916 | 1473.726 | 1364.397 | 1379.217 | 1357.951 | 1336.809 | 1315.656 | 1293.613 | 1270.509 | 1246.529 | 1220.369 | 1191.419 | 1163.262 | 1136.066 | 1110.077 | 1084.966 | 1059.611 | 1037.117 | 1016.632 | 997.4188 | 977.9487 | 958.6095 | 939.3568 | 920.1601
SaEC | Furniture | 63.7304 | 66.8857 | 85.6536 | 86.8404 | 98.4528 | 102.4601 | 95.8815 | 104.9061 | 99.7973 | 94.0855 | 65.6078 | 84.0684 | 108.4456 | 124.4656 | 110.2107 | 84.386 | 60.4948 | 73.7168 | 79.9036 | 89.682 | 75.4669 | 59.3886 | 51.5708 | 67.6574 | 73.1613 | 91.1625 | 96.6971 | 87.8063 | 63.1837 | 67.6058 | 68.9428 | 70.3605 | 71.8274 | 73.1639 | 74.3324 | 75.2453 | 75.9775 | 76.8211 | 77.8621 | 79.1269 | 80.657 | 82.3805 | 84.0676 | 86.3343 | 89.0062 | 91.9318 | 94.8022 | 97.6923 | 100.5906 | 103.4891
SaEC | Paper | 2894.898 | 3113.794 | 3487.25 | 3291.973 | 3550.651 | 3911.547 | 3273.242 | 3336.097 | 3318.041 | 3091.665 | 2160.716 | 2315.277 | 2913.056 | 3279.475 | 2852.04 | 2676.981 | 2060.71 | 2353.007 | 2694.455 | 3070.124 | 2582.377 | 2032.211 | 1764.956 | 2319.169 | 2506.127 | 3123.094 | 3312.669 | 2178.265 | 1631.658 | 1732.357 | 1779.107 | 1816.421 | 1852.683 | 1887.982 | 1921.808 | 1954.507 | 1987.871 | 2022.522 | 2059.495 | 2099.111 | 2141.872 | 2186.923 | 2231.51 | 2283.032 | 2339.403 | 2398.809 | 2457.55 | 2516.529 | 2575.613 | 2634.711
SaEC | Printing | 183.5371 | 209.8627 | 237.3528 | 223.237 | 257.8462 | 280.3983 | 248.94 | 273.3949 | 239.3771 | 256.5589 | 183.7787 | 280.7264 | 362.9778 | 415.3263 | 361.5049 | 271.0157 | 193.2229 | 233.7677 | 265.9906 | 305.4756 | 259.2881 | 207.4998 | 182.365 | 244.2758 | 263.0096 | 332.3921 | 358.7188 | 141.9358 | 107.3089 | 109.2785 | 107.3017 | 105.401 | 103.5452 | 101.5543 | 99.3909 | 97.0882 | 94.7995 | 92.5803 | 90.5201 | 88.6481 | 87.009 | 85.5335 | 83.9941 | 83.0091 | 82.4063 | 82.0358 | 81.5905 | 81.1467 | 80.6944 | 80.2267
SaEC | Chemicals | 1241.896 | 1334.752 | 1408.555 | 1241.377 | 1570.462 | 925.4562 | 759.5449 | 818.4714 | 918.6922 | 795.78 | 618.2726 | 686.4646 | 923.9662 | 1062.176 | 918.5469 | 745.4817 | 546.3576 | 646.8156 | 736.4671 | 843.3939 | 714.9606 | 572.2002 | 501.2635 | 675.1713 | 726.0591 | 920.1483 | 995.5364 | 1120.84 | 1090.969 | 1208.855 | 1278.724 | 1350.723 | 1424.283 | 1496.624 | 1524.529 | 1576.539 | 1639.594 | 1708.354 | 1781.668 | 1858.958 | 1940.463 | 2024.957 | 2108.935 | 2201.619 | 2300.39 | 2402.975 | 2504.743 | 2606.818 | 2709.032 | 2811.264
SaEC | Petroleum Products | 1278.33 | 1315.513 | 1333.192 | 1564.833 | 1914.84 | 1558.776 | 1279.732 | 1250.936 | 1270.701 | 1110.509 | 822.3059 | 908.3583 | 1183.01 | 1344.623 | 1162.821 | 907.9186 | 649.4127 | 787.2074 | 897.4128 | 1031.102 | 872.3356 | 692.5524 | 620.0204 | 833.1063 | 897.494 | 1140.959 | 1238.356 | 1631.528 | 1494.173 | 1561.298 | 1586.991 | 1613.804 | 1641.481 | 1668.731 | 1695.261 | 1721.274 | 1747.814 | 1775.241 | 1804.156 | 1834.74 | 1867.281 | 1901.273 | 1935.102 | 1973.076 | 2013.971 | 2056.72 | 2099.158 | 2141.802 | 2184.569 | 2227.396
SaEC | Rubber | 272.5114 | 288.666 | 343.6635 | 390.3718 | 491.7056 | 522.7029 | 493.6406 | 548.8239 | 541.9316 | 536.3422 | 380.3965 | 436.1834 | 561.0129 | 629.1052 | 550.8325 | 406.9007 | 290.9878 | 350.5787 | 399.6989 | 460.7273 | 396.7848 | 315.1817 | 282.0094 | 379.1889 | 400.8492 | 510.6892 | 555.2327 | 524.9161 | 382.1226 | 408.4733 | 416.4425 | 425.0653 | 434.137 | 442.5641 | 450.1082 | 456.9571 | 464.0191 | 471.6168 | 480.2782 | 490.1713 | 501.5557 | 514.0096 | 526.1619 | 541.7162 | 559.6342 | 579.0124 | 598.004 | 617.0623 | 636.1242 | 655.1448
SaEC | Leather | 2.7596 | 5.7887 | 3.4115 | 3.4643 | 3.7652 | 3.7725 | 3.5381 | 6.7177 | 6.1826 | 6.2257 | 2.8484 | 3.1043 | 3.4761 | 7.2588 | 6.4299 | 3.0737 | 2.446 | 2.9225 | 3.0888 | 3.703 | 3.1931 | 2.5312 | 2.2751 | 3.064 | 3.2323 | 4.1209 | 4.4847 | 3.4594 | 2.957 | 2.9474 | 2.8799 | 2.812 | 2.7437 | 2.675 | 2.606 | 2.5367 | 2.467 | 2.3971 | 2.3269 | 2.2565 | 2.1858 | 2.1149 | 2.0438 | 1.9725 | 1.9011 | 1.8295 | 1.7577 | 1.6857 | 1.6136 | 1.5413
SaEC | Stone, Clay, etc. | 656.7844 | 735.1894 | 972.2471 | 918.0285 | 1046.704 | 1165.65 | 1043.702 | 1098.359 | 1103.631 | 1045.952 | 754.8104 | 819.5192 | 1060.181 | 1208.643 | 1057.767 | 791.4287 | 568.6843 | 691.1438 | 772.137 | 870.1626 | 750.3148 | 594.7856 | 534.6005 | 719.989 | 759.4977 | 968.2947 | 1053.818 | 928.1417 | 875.4302 | 952.1196 | 992.898 | 1033.083 | 1074.009 | 1114.027 | 1129.436 | 1157.837 | 1192.197 | 1229.636 | 1269.599 | 1311.796 | 1356.399 | 1402.687 | 1448.566 | 1499.576 | 1554.151 | 1610.933 | 1667.15 | 1723.479 | 1779.827 | 1836.123
SaEC | Aluminum | 14478.52 | 15097.52 | 18528.7 | 18969.75 | 19061.51 | 18990.27 | 19050.37 | 16260.63 | 14500.39 | 15299.08 | 17044.06 | 17893.45 | 17920.23 | 17292.64 | 15458.81 | 1865.51 | 2223.045 | 2821.486 | 2117.553 | 3346.772 | 3643.61 | 5436.4 | 4432.004 | 4359.612 | 5001.17 | 5281.355 | 5868.401 | 6060.956 | 6060.956 | 5649.236 | 83.6182 | 1698.9751 | 2262.1601 | 2270.6901 | 2253.1391 | 2253.1741 | 2253.2101 | 2253.2441 | 2253.2751 | 2230.4421 | 2230.4661 | 2230.4861 | 2230.5081 | 2230.5201 | 2230.5251 | 1947.1151 | 1955.9091 | 1964.7041 | 1973.2061 | 1982.0011
SaEC | Other Primary Metals | 217.7977 | 228.548 | 280.0787 | 284.2783 | 278.2772 | 278.8245 | 279.537 | 234.6861 | 209.854 | 223.7171 | 253.9012 | 263.8554 | 260.1653 | 249.7083 | 224.3957 | 26.1209 | 31.7162 | 40.7992 | 30.8606 | 48.0191 | 42.6613 | 35.0541 | 31.9493 | 40.7573 | 43.4572 | 55.0573 | 60.0543 | 108.9029 | 132.759 | 129.3198 | 119.8188 | 110.6999 | 101.8886 | 93.0142 | 83.9903 | 74.8728 | 65.9579 | 57.3463 | 49.2075 | 41.591 | 34.5772 | 28.0195 | 21.4552 | 16.1134 | 11.6426 | 7.7369 | 3.7759 | 0 | 0 | 0
SaEC | Fabricated Metals | 427.4497 | 442.9436 | 512.5433 | 588.0974 | 716.1719 | 743.5629 | 603.7783 | 661.9577 | 661.2214 | 656.1011 | 483.0698 | 656.6706 | 850.9399 | 967.1394 | 853.4362 | 643.7825 | 463.9141 | 559.7109 | 629.2863 | 700.5811 | 622.1005 | 512.5395 | 467.6307 | 593.4749 | 634.0361 | 803.3186 | 876.7293 | 890.0468 | 727.5255 | 725.2412 | 703.5034 | 682.2288 | 661.2997 | 640.1556 | 618.6655 | 596.9124 | 575.3414 | 554.1051 | 533.4603 | 513.484 | 494.3002 | 475.6925 | 456.9705 | 439.9818 | 424.2031 | 409.1792 | 393.9835 | 378.8398 | 363.7138 | 348.5807
SaEC | Machines & Computer | 399.4757 | 382.1872 | 437.4035 | 474.8029 | 578.8739 | 568.9639 | 498.5061 | 552.7858 | 481.9209 | 530.8936 | 387.2212 | 397.5583 | 507.0433 | 569.1941 | 491.4945 | 371.8588 | 262.6644 | 310.7163 | 345.3652 | 369.9258 | 328.0717 | 270.0287 | 246.2574 | 316.1363 | 335.5804 | 425.0495 | 463.39 | 427.0216 | 353.925 | 356.7822 | 347.2942 | 338.1437 | 329.2304 | 320.0095 | 310.3629 | 300.0901 | 289.7875 | 279.8151 | 270.4341 | 261.7254 | 253.8162 | 246.4927 | 239.0665 | 233.3867 | 228.9313 | 225.2462 | 221.4056 | 217.6337 | 213.8968 | 210.1706
SaEC | Electric Equipment | 281.1953 | 272.1019 | 304.0539 | 284.7128 | 335.4719 | 380.993 | 301.0372 | 339.2177 | 315.565 | 363.8938 | 256.4305 | 307.0128 | 399.0985 | 453.054 | 398.0735 | 302.6894 | 214.9739 | 259.5875 | 297.4457 | 340.1758 | 301.7142 | 248.0501 | 225.0221 | 288.928 | 305.6237 | 387.8595 | 423.83 | 279.1602 | 245.5453 | 254.2463 | 250.7786 | 247.6606 | 244.7626 | 241.3617 | 237.3046 | 232.7213 | 228.2224 | 224.0269 | 220.4907 | 217.7289 | 215.9178 | 214.779 | 213.4009 | 214.2549 | 214.4382 | 215.281 | 215.8031 | 216.3169 | 216.7898 | 217.2006
SaEC | Transport Equipment | 2386.643 | 2506.556 | 2925.578 | 3131.291 | 4258.27 | 4687.372 | 4317.494 | 4706.316 | 4099.421 | 3948.681 | 2753.496 | 3357.426 | 4305.006 | 4827.606 | 4310.892 | 3435.121 | 2479.849 | 2941.484 | 3334.923 | 3788.663 | 3363.007 | 2756.015 | 2497.479 | 3212.112 | 3411.56 | 4333.142 | 4738.936 | 3369.409 | 3048.436 | 3146.828 | 3165.428 | 3185.34 | 3206.251 | 3226.207 | 3244.815 | 3262.451 | 3280.806 | 3300.488 | 3322.479 | 3347.092 | 3374.806 | 3404.845 | 3434.691 | 3471.126 | 3512.237 | 3556.355 | 3600.081 | 3644.233 | 3688.68 | 3733.326
SaEC | Other Manufacturing | 284.7827 | 307.4958 | 338.7478 | 378.3669 | 449.0551 | 420.0857 | 411.4794 | 444.9248 | 415.8673 | 434.4285 | 305.4751 | 339.1552 | 439.3017 | 506.3759 | 442.1063 | 343.9956 | 246.4022 | 301.4576 | 349.9459 | 400.9876 | 345.6858 | 277.219 | 247.869 | 323.8625 | 348.9832 | 440.405 | 474.8971 | 434.9071 | 381.3914 | 410.0802 | 422.4413 | 435.3527 | 448.6713 | 461.6619 | 465.2554 | 473.8104 | 484.7279 | 496.9375 | 510.2744 | 524.6408 | 540.1236 | 556.4045 | 572.5524 | 591.0275 | 611.1317 | 632.2588 | 653.1739 | 674.1761 | 695.2205 | 716.2748
SaEC | Data Centers | 0 | 0 | 0 | 0 | 0 | 0 | 0 | 0 | 0 | 0 | 0 | 0 | 0 | 0 | 0 | 0 | 0 | 0 | 0 | 0 | 0 | 0 | 0 | 0 | 0 | 0 | 0 | 1878 | 1971.9 | 2070.5 | 2153.3 | 2239.4 | 2306.6 | 2375.8 | 2423.3 | 2471.8 | 2496.5 | 2521.5 | 2546.7 | 2572.2 | 2572.2 | 2572.2 | 2572.2 | 2572.2 | 2572.2 | 2572.2 | 2572.2 | 2572.2 | 2572.2 | 2572.2
SaEC | Agriculture | 1921.742 | 2085.969 | 2181.048 | 2146.474 | 2258.839 | 2253.758 | 2285.576 | 2107.221 | 2295.819 | 2337.347 | 2355.053 | 2387.27 | 2024.605 | 2179.131 | 2369.095 | 2779.385 | 2733.735 | 2600.655 | 2661.773 | 2347.285 | 2091.54 | 2302.81 | 2388.494 | 2407.559 | 2169.571 | 2209.848 | 2463.632 | 1808.13 | 2242.958 | 2359.343 | 2360.385 | 2355.558 | 2345.241 | 2327.607 | 2341.267 | 2350.646 | 2360.941 | 2373.339 | 2385.377 | 2418.073 | 2429.492 | 2437.87 | 2439.341 | 2450.748 | 2492.728 | 2524.166 | 2559.036 | 2595.192 | 2631.19 | 2690.932
SaEC | Passenger | 13.3353 | 14.5076 | 13.5698 | 15.4748 | 15.6213 | 18.5522 | 19.49 | 18.5522 | 18.8746 | 18.1712 | 17.4678 | 18.2298 | 18.1125 | 19.9883 | 18.4642 | 19.3728 | 18.6987 | 42.0867 | 41.7351 | 1.6706 | 1.1137 | 1.143 | 1.143 | 1.143 | 1.143 | 1.143 | 1.143 | 4.6102 | 50.6673 | 79.4346 | 123.1319 | 180.7729 | 250.2831 | 330.6075 | 417.1142 | 512.3802 | 614.6599 | 722.8876 | 836.2959 | 955.1454 | 1078.847 | 1200.997 | 1320.312 | 1435.283 | 1544.72 | 1630.653 | 1713.736 | 1784.611 | 1854.327 | 1903.087
SaEC | Freight | 0 | 0 | 0 | 0 | 0 | 0 | 0 | 0 | 0 | 0 | 0 | 0 | 0 | 0 | 0 | 0 | 0 | 0 | 0 | 0 | 0 | 0 | 0 | 0 | 0 | 0 | 0 | 0 | 0 | 0 | 0 | 0 | 0 | 0 | 0 | 0 | 0 | 0 | 0 | 0 | 0 | 0 | 0 | 0 | 0 | 0 | 0 | 0 | 0 | 0
SaEC | Air Passenger | 0 | 0 | 0 | 0 | 0 | 0 | 0 | 0 | 0 | 0 | 0 | 0 | 0 | 0 | 0 | 0 | 0 | 0 | 0 | 0 | 0 | 0 | 0 | 0 | 0 | 0 | 0 | 0 | 0 | 0 | 0 | 0 | 0 | 0 | 0 | 0 | 0 | 0 | 0 | 0 | 0 | 0 | 0 | 0 | 0 | 0 | 0 | 0 | 0 | 0
SaEC | Air Freight | 0 | 0 | 0 | 0 | 0 | 0 | 0 | 0 | 0 | 0 | 0 | 0 | 0 | 0 | 0 | 0 | 0 | 0 | 0 | 0 | 0 | 0 | 0 | 0 | 0 | 0 | 0 | 0 | 0 | 0 | 0 | 0 | 0 | 0 | 0 | 0 | 0 | 0 | 0 | 0 | 0 | 0 | 0 | 0 | 0 | 0 | 0 | 0 | 0 | 0
SaEC | Off Road | 0 | 0 | 0 | 0 | 0 | 0 | 0 | 0 | 0 | 0 | 0 | 0 | 0 | 0 | 0 | 0 | 0 | 0 | 0 | 0 | 0 | 0 | 0 | 0 | 0 | 0 | 0 | 0 | 0 | 0 | 0 | 0 | 0 | 0 | 0 | 0 | 0 | 0 | 0 | 0 | 0 | 0 | 0 | 0 | 0 | 0 | 0 | 0 | 0 | 0
SaEC | Miscellaneous | 0 | 0 | 0 | 0 | 0 | 0 | 0 | 0 | 0 | 0 | 0 | 0 | 0 | 0 | 0 | 0 | 0 | 0 | 0 | 0 | 0 | 0 | 0 | 0 | 0 | 0 | 0 | 0 | 0 | 0 | 0 | 0 | 0 | 0 | 0 | 0 | 0 | 0 | 0 | 0 | 0 | 0 | 0 | 0 | 0 | 0 | 0 | 0 | 0 | 0
SaEC | Streetlighting | 1131.418 | 1133.118 | 1138.365 | 1144.138 | 1150.146 | 1179.601 | 1179.807 | 1175.322 | 1166.969 | 1271.014 | 1285.727 | 1273.535 | 1254.015 | 1257.239 | 1323.007 | 1360.932 | 1382.21 | 1400.469 | 1416.911 | 1458.675 | 1458.734 | 1457.562 | 1455.745 | 1458.089 | 1459.408 | 1460.199 | 1462.515 | 1464.508 | 1466.208 | 1467.731 | 1469.021 | 1470.164 | 1471.102 | 1471.981 | 1472.743 | 1473.388 | 1473.945 | 1474.326 | 1474.59 | 1474.795 | 1474.824 | 1474.795 | 1474.648 | 1474.385 | 1473.974 | 1473.828 | 1473.564 | 1473.242 | 1472.919 | 1472.567
SaEC | Electric Power Generation | 0 | 0 | 0 | 0 | 0 | 0 | 0 | 0 | 0 | 0 | 0 | 0 | 0 | 0 | 0 | 0 | 0 | 0 | 0 | 0 | 0 | 0 | 0 | 0 | 0 | 0 | 0 | 0 | 0 | 0 | 0 | 0 | 0 | 0 | 0 | 0 | 0 | 0 | 0 | 0 | 0 | 0 | 0 | 0 | 0 | 0 | 0 | 0 | 0 | 0
SaEC | Solid Waste | 0 | 0 | 0 | 0 | 0 | 0 | 0 | 0 | 0 | 0 | 0 | 0 | 0 | 0 | 0 | 0 | 0 | 0 | 0 | 0 | 0 | 0 | 0 | 0 | 0 | 0 | 0 | 0 | 0 | 0 | 0 | 0 | 0 | 0 | 0 | 0 | 0 | 0 | 0 | 0 | 0 | 0 | 0 | 0 | 0 | 0 | 0 | 0 | 0 | 0
SaEC | Waste Water | 0 | 0 | 0 | 0 | 0 | 0 | 0 | 0 | 0 | 0 | 0 | 0 | 0 | 0 | 0 | 0 | 0 | 0 | 0 | 0 | 0 | 0 | 0 | 0 | 0 | 0 | 0 | 0 | 0 | 0 | 0 | 0 | 0 | 0 | 0 | 0 | 0 | 0 | 0 | 0 | 0 | 0 | 0 | 0 | 0 | 0 | 0 | 0 | 0 | 0
SaEC | Incineration | 0 | 0 | 0 | 0 | 0 | 0 | 0 | 0 | 0 | 0 | 0 | 0 | 0 | 0 | 0 | 0 | 0 | 0 | 0 | 0 | 0 | 0 | 0 | 0 | 0 | 0 | 0 | 0 | 0 | 0 | 0 | 0 | 0 | 0 | 0 | 0 | 0 | 0 | 0 | 0 | 0 | 0 | 0 | 0 | 0 | 0 | 0 | 0 | 0 | 0
SaEC | Land Use | 0 | 0 | 0 | 0 | 0 | 0 | 0 | 0 | 0 | 0 | 0 | 0 | 0 | 0 | 0 | 0 | 0 | 0 | 0 | 0 | 0 | 0 | 0 | 0 | 0 | 0 | 0 | 0 | 0 | 0 | 0 | 0 | 0 | 0 | 0 | 0 | 0 | 0 | 0 | 0 | 0 | 0 | 0 | 0 | 0 | 0 | 0 | 0 | 0 | 0
|  |  | 1986 | 1987 | 1988 | 1989 | 1990 | 1991 | 1992 | 1993 | 1994 | 1995 | 1996 | 1997 | 1998 | 1999 | 2000 | 2001 | 2002 | 2003 | 2004 | 2005 | 2006 | 2007 | 2008 | 2009 | 2010 | 2011 |  |  | 2015 | 2016 | 2017 | 2018 | 2019 | 2020 | 2021 | 2022 | 2023 | 2024 | 2025 | 2026 | 2027 | 2028 | 2029 | 2030 | 2031 | 2032 | 2033 | 2034 | 2035
DSI load adjustment between Draft and final aMW |  |  | 0 | 0 | 0 | 0 | 0 | 0 | 0 | 0 | 0 | 0 | 0 | 0 | 0 | 0 | 0 | 0 | 0 | 0 | 0 | 0 | 0 | 0 | 0 | 0 | 0 | 0 |  |  | -47 | -683.4187 | -497.95 | -434.7 | -434.7 | -434.7 | -434.7 | -434.7 | -434.7 | -434.7 | -434.7 | -434.7 | -434.7 | -434.7 | -434.7 | -434.7 | -434.7 | -434.7 | -434.7 | -434.7 | -434.7
Note on A79: Massoud Jourabchi: DSI adjustment was reflected in Misc. enduse

## DR Resources
Following tables show the distribution of DR resouce targets for summer and winter. The highlighted rows are the range (low, medium, high) used in other analysis.
DR Summer Peak Probability Bands (MW) Load
Scenario | % probability | 2016 | 2017 | 2018 | 2019 | 2020 | 2021 | 2022 | 2023 | 2024 | 2025 | 2026 | 2027 | 2028 | 2029 | 2030 | 2031 | 2032 | 2033 | 2034 | 2035
| 0% | 468.1881 | 468.1881 | 468.1881 | 468.1881 | 468.1881 | 468.1881 | 468.1881 | 468.1881 | 468.1881 | 468.1881 | 468.1881 | 468.1881 | 468.1881 | 468.1881 | 468.1881 | 468.1881 | 468.1881 | 468.1881 | 468.1881 | 468.1881
| 1% | 468.1881 | 468.1881 | 468.1881 | 468.1881 | 468.1881 | 468.1881 | 468.1881 | 468.1881 | 468.1881 | 468.1881 | 468.1881 | 468.1881 | 468.1881 | 468.1881 | 468.1881 | 468.1881 | 468.1881 | 724.4661 | 724.4661 | 826.9174
| 3% | 468.1881 | 517.2881 | 517.2881 | 517.2881 | 547.2881 | 547.2881 | 547.2881 | 547.2881 | 547.2881 | 567.5881 | 567.5881 | 577.8881 | 577.8881 | 578.1881 | 578.1881 | 617.8881 | 617.8881 | 815.5506 | 815.5506 | 936.3761
| 5% | 468.1881 | 687.6881 | 687.6881 | 687.6881 | 695.0929 | 695.0929 | 695.0929 | 695.0929 | 695.0929 | 695.0929 | 695.0929 | 707.5515 | 707.5515 | 709.2661 | 709.2661 | 724.1661 | 724.1661 | 904.5506 | 904.5506 | 1005.5106
Low | 10% | 468.1881 | 826.5752 | 826.5752 | 826.9554 | 826.9554 | 826.9554 | 826.9554 | 826.9554 | 826.9554 | 826.9554 | 826.9554 | 830.3768 | 830.3768 | 837.98 | 837.98 | 860.4094 | 860.4094 | 962.8189 | 962.8189 | 1282.4982
| 25% | 468.1881 | 936.3761 | 936.3761 | 936.3761 | 936.3761 | 936.3761 | 936.3761 | 936.3761 | 936.3761 | 936.3761 | 936.3761 | 936.3761 | 936.3761 | 936.3761 | 936.3761 | 936.3761 | 936.3761 | 1203.7387 | 1203.7387 | 1652.9187
| 33% | 468.1881 | 936.3761 | 936.3761 | 936.3761 | 936.3761 | 936.3761 | 936.3761 | 936.3761 | 936.3761 | 936.3761 | 936.3761 | 936.3761 | 936.3761 | 936.3761 | 936.3761 | 936.3761 | 936.3761 | 1203.7387 | 1203.7387 | 1652.9187
Medium | 50% | 468.1881 | 936.3761 | 1016.3761 | 1016.3761 | 1053.7729 | 1053.7729 | 1053.7729 | 1056.3761 | 1056.3761 | 1066.3761 | 1066.3761 | 1106.3761 | 1106.3761 | 1156.3761 | 1156.3761 | 1232.6932 | 1232.6932 | 1453.7387 | 1453.7387 | 1902.4553
| 67% | 468.1881 | 936.3761 | 1214.5224 | 1216.3254 | 1288.7948 | 1288.7948 | 1288.7948 | 1291.3418 | 1291.3418 | 1292.5964 | 1292.5964 | 1369.6761 | 1369.6761 | 1404.5642 | 1404.5642 | 1524.1819 | 1524.1819 | 1778.8265 | 1778.8265 | 2228.0066
| 75% | 468.1881 | 936.3761 | 1296.0938 | 1299.8954 | 1404.5642 | 1404.5642 | 1404.5642 | 1404.5642 | 1404.5642 | 1404.5642 | 1404.5642 | 1438.8618 | 1438.8618 | 1572.4841 | 1572.4841 | 1737.4059 | 1737.4059 | 2004.7684 | 2004.7684 | 2452.9565
High | 90% | 468.1881 | 936.3761 | 1404.5642 | 1454.5642 | 1728.1446 | 1728.1446 | 1728.1446 | 1771.2715 | 1771.2715 | 1837.5982 | 1837.5982 | 2066.0057 | 2066.0057 | 2235.3765 | 2235.3765 | 2379.7274 | 2379.7274 | 2574.6855 | 2574.6855 | 2931.6917
| 95% | 468.1881 | 936.3761 | 1404.5642 | 1683.0739 | 2004.5007 | 2004.5007 | 2004.5007 | 2082.9062 | 2082.9062 | 2155.2832 | 2155.2832 | 2536.0703 | 2536.0703 | 2633.4523 | 2633.4523 | 2654.7669 | 2654.7669 | 2827.9561 | 2827.9561 | 3150.9414
| 98% | 468.1881 | 936.3761 | 1404.5642 | 1872.7523 | 2294.1371 | 2333.3371 | 2333.3371 | 2498.8612 | 2498.8612 | 2615.0825 | 2615.0825 | 2932.2317 | 2932.2317 | 3003.0084 | 3003.0084 | 3003.0084 | 3003.0084 | 3046.9852 | 3046.9852 | 3226.462
| 99% | 468.1881 | 936.3761 | 1404.5642 | 1872.7523 | 2333.3371 | 2423.3371 | 2423.3371 | 2727.2981 | 2727.2981 | 2886.8981 | 2886.8981 | 3135.0861 | 3135.0861 | 3208.6085 | 3208.6085 | 3208.6085 | 3208.6085 | 3238.3085 | 3238.3085 | 3283.2578
| 100% | 468.1881 | 936.3761 | 1404.5642 | 1872.7523 | 2333.3371 | 2423.3371 | 2423.3371 | 2766.8981 | 2766.8981 | 2886.8981 | 2886.8981 | 3135.0861 | 3135.0861 | 3238.3085 | 3238.3085 | 3287.0594 | 3287.0594 | 3287.0594 | 3287.0594 | 3287.0594
DR Winter Peak Probability Bands (MW) Load
Scenario | % probability | 2016 | 2017 | 2018 | 2019 | 2020 | 2021 | 2022 | 2023 | 2024 | 2025 | 2026 | 2027 | 2028 | 2029 | 2030 | 2031 | 2032 | 2033 | 2034 | 2035
| 0% | 500.8634 | 500.8634 | 500.8634 | 500.8634 | 500.8634 | 500.8634 | 500.8634 | 500.8634 | 500.8634 | 500.8634 | 500.8634 | 500.8634 | 500.8634 | 500.8634 | 500.8634 | 500.8634 | 500.8634 | 500.8634 | 500.8634 | 500.8634
| 1% | 500.8634 | 500.8634 | 500.8634 | 500.8634 | 500.8634 | 500.8634 | 500.8634 | 500.8634 | 500.8634 | 500.8634 | 500.8634 | 500.8634 | 500.8634 | 500.8634 | 500.8634 | 500.8634 | 500.8634 | 759.7706 | 759.7706 | 906.403
| 3% | 500.8634 | 547.9999 | 547.9999 | 547.9999 | 576.8003 | 576.8003 | 576.8003 | 576.8003 | 576.8003 | 596.2885 | 596.2885 | 606.1766 | 606.1766 | 606.4646 | 606.4646 | 644.5771 | 644.5771 | 855.3427 | 855.3427 | 1001.7267
| 5% | 500.8634 | 711.5859 | 711.5859 | 711.5859 | 721.4291 | 721.4291 | 721.4291 | 721.4291 | 721.4291 | 721.4291 | 721.4291 | 721.9219 | 721.9219 | 740.6484 | 740.6484 | 760.8532 | 760.8532 | 951.3257 | 951.3257 | 1067.4875
Low | 10% | 500.8634 | 905.7989 | 905.7989 | 906.4701 | 906.4701 | 906.4701 | 906.4701 | 906.4701 | 906.4701 | 906.4701 | 906.4701 | 912.5118 | 912.5118 | 925.9378 | 925.9378 | 939.5487 | 939.5487 | 1001.7267 | 1001.7267 | 1346.5508
| 25% | 500.8634 | 1001.7267 | 1001.7267 | 1001.7267 | 1001.7267 | 1001.7267 | 1001.7267 | 1001.7267 | 1001.7267 | 1001.7267 | 1001.7267 | 1001.7267 | 1001.7267 | 1001.7267 | 1001.7267 | 1001.7267 | 1001.7267 | 1260.781 | 1260.781 | 1728.0795
| 33% | 500.8634 | 1001.7267 | 1001.7267 | 1001.7267 | 1001.7267 | 1001.7267 | 1001.7267 | 1001.7267 | 1001.7267 | 1001.7267 | 1001.7267 | 1001.7267 | 1001.7267 | 1001.7267 | 1001.7267 | 1001.7267 | 1001.7267 | 1260.781 | 1260.781 | 1728.0795
Medium | 50% | 500.8634 | 1001.7267 | 1078.5276 | 1078.5276 | 1116.9281 | 1116.9281 | 1116.9281 | 1116.9281 | 1116.9281 | 1126.5282 | 1126.5282 | 1164.9287 | 1164.9287 | 1203.3291 | 1203.3291 | 1306.5615 | 1306.5615 | 1511.4076 | 1511.4076 | 1978.1943
| 67% | 500.8634 | 1001.7267 | 1291.7774 | 1291.7774 | 1380.4816 | 1380.4816 | 1380.4816 | 1380.4816 | 1380.4816 | 1382.6969 | 1382.6969 | 1468.7488 | 1468.7488 | 1502.5901 | 1502.5901 | 1559.9404 | 1559.9404 | 1812.9199 | 1812.9199 | 2280.2184
| 75% | 500.8634 | 1001.7267 | 1409.0117 | 1414.0465 | 1502.5901 | 1502.5901 | 1502.5901 | 1502.5901 | 1502.5901 | 1502.5901 | 1502.5901 | 1521.7903 | 1521.7903 | 1647.0789 | 1647.0789 | 1787.5975 | 1787.5975 | 2046.6517 | 2046.6517 | 2502.5413
High | 90% | 500.8634 | 1001.7267 | 1502.5901 | 1550.5906 | 1851.921 | 1851.921 | 1851.921 | 1890.3273 | 1890.3273 | 1947.2538 | 1947.2538 | 2181.7362 | 2181.7362 | 2308.4505 | 2308.4505 | 2439.9002 | 2439.9002 | 2636.1578 | 2636.1578 | 3035.9532
| 95% | 500.8634 | 1001.7267 | 1502.5901 | 1793.1336 | 2142.3845 | 2142.3845 | 2142.3845 | 2231.4511 | 2231.4511 | 2291.7961 | 2291.7961 | 2718.4463 | 2718.4463 | 2787.1501 | 2787.1501 | 2810.7157 | 2810.7157 | 2967.0061 | 2967.0061 | 3320.5749
| 98% | 500.8634 | 1001.7267 | 1502.5901 | 2003.4534 | 2485.672 | 2490.8908 | 2490.8908 | 2678.9931 | 2678.9931 | 2826.2545 | 2826.2545 | 3179.6644 | 3179.6644 | 3185.3542 | 3185.3542 | 3185.3542 | 3185.3542 | 3220.1578 | 3220.1578 | 3434.6712
| 99% | 500.8634 | 1001.7267 | 1502.5901 | 2003.4534 | 2490.8908 | 2577.2919 | 2577.2919 | 2950.7747 | 2950.7747 | 3071.2482 | 3071.2482 | 3360.909 | 3360.909 | 3457.5931 | 3457.5931 | 3457.5931 | 3457.5931 | 3461.5472 | 3461.5472 | 3534.963
| 100% | 500.8634 | 1001.7267 | 1502.5901 | 2003.4534 | 2490.8908 | 2577.2919 | 2577.2919 | 2956.0468 | 2956.0468 | 3071.2482 | 3071.2482 | 3360.909 | 3360.909 | 3461.5472 | 3461.5472 | 3541.6759 | 3541.6759 | 3541.6759 | 3541.6759 | 3541.6759

## Res-NW
go back |  |  | enduses such as cooking or water heating where fuels such as natural gas can substitute for electricity.
enduses such as data centers or printers, water coolers where fuels such as natural gas cannot be substituted for electricity.
1986-2012 are calibration period and actual weather condition (temperature) in form of cooling and heating degree days were used in the calibration process.
2013-2035 assumes normal temperatures.
Figures shown are estimated Load (at the generation or busbar) they incorporate transmission and distribution losses.
Conservation targets are not netted out of the forecast period values 2015-2035
Northwest Residential Loads (GWh)
Scenario |  | Total | Space Heating | Water Heating Under 55 | Lighting | Refrigeration | Freezer | Clothes Washer | Clothes Dryer | Dishwasher | Cooking | Air Conditioning | Entertainment Center | Other Non-Substitutables | Water Heating Over 55
Actual | 1986 | 56334.76 | 11434.38 | 11315.05 | 10394.53 | 5671.062 | 1620.09 | 610.8128 | 3041.455 | 858.288 | 2039.616 | 1046.918 | 1819.641 | 6335.515 | 147.4006
Actual | 1987 | 55072.45 | 11142.61 | 11073.2 | 10206.57 | 5532.251 | 1607.159 | 585.8777 | 3005.922 | 815.0575 | 2067.204 | 931.4227 | 1900.258 | 6037.41 | 167.5143
Actual | 1988 | 56708.42 | 12025.05 | 11134.27 | 10287.28 | 5541.286 | 1635.636 | 576.5132 | 3051.281 | 835.557 | 2151.055 | 902.8939 | 2032.138 | 6343.504 | 191.9552
Actual | 1989 | 60183.03 | 13200.4 | 11587.42 | 10735.56 | 5746.559 | 1718.61 | 588.5135 | 3211.674 | 893.0025 | 2316.88 | 829.1457 | 2247.32 | 6884.292 | 223.6409
Actual | 1990 | 57866.27 | 12627.98 | 11074.25 | 10313.81 | 5477.819 | 1663.954 | 553.2609 | 2686.098 | 871.0532 | 2293.58 | 1232.224 | 2277.692 | 6558.31 | 236.2447
Actual | 1991 | 61307.86 | 13251.27 | 11654.15 | 10902.94 | 5737.097 | 1769.685 | 569.7675 | 2876.482 | 931.5663 | 2493.811 | 1176.832 | 2535.97 | 7136.49 | 271.7931
Actual | 1992 | 58714.97 | 12059.11 | 11284.51 | 10618.37 | 5530.066 | 1734.039 | 540.0194 | 2842.31 | 928.4972 | 2492.471 | 1205.002 | 2664.519 | 6529.779 | 286.2836
Actual | 1993 | 63938.05 | 13138.25 | 12125.8 | 11577.11 | 5984.083 | 1884.884 | 577.1531 | 3174.172 | 1035.094 | 2806.394 | 627.3945 | 3039.975 | 7636.443 | 331.3058
Actual | 1994 | 62352.55 | 12124.25 | 11730.38 | 11333.47 | 5814.951 | 1837.65 | 554.0649 | 3185.584 | 1035.65 | 2747.852 | 1391.835 | 3113.072 | 7141.87 | 341.9158
Actual | 1995 | 62853.14 | 11988.08 | 11853.72 | 11553.79 | 5887.258 | 1864.136 | 553.405 | 3331.094 | 1076.212 | 2804.317 | 1030.329 | 3315.397 | 7227.954 | 367.4535
Actual | 1996 | 66402.77 | 13791.29 | 12004.32 | 11836.55 | 5984.107 | 1900.91 | 555.079 | 3495.546 | 1124.115 | 2874.567 | 1178.692 | 3529.865 | 7733.976 | 393.7609
Actual | 1997 | 64863.08 | 12823.21 | 11761.9 | 11704.48 | 5870.834 | 1868.611 | 536.4739 | 3541.69 | 1129.483 | 2844.424 | 1253.287 | 3609.792 | 7512.162 | 406.7378
Actual | 1998 | 64406.79 | 12544.05 | 11484.25 | 11562.09 | 5746.623 | 1835.663 | 517.5034 | 3580.334 | 1134.003 | 2809.539 | 1604.766 | 3867.756 | 7303.134 | 417.0674
Actual | 1999 | 66124.37 | 13562.06 | 11584.09 | 11778.03 | 5799.488 | 1859.087 | 514.3484 | 3734.086 | 1172.293 | 2861.538 | 936.2947 | 4246.842 | 7634.668 | 441.5339
Actual | 2000 | 66725.71 | 13953.77 | 11410.65 | 11729.1 | 5716.916 | 1842.021 | 499.3329 | 3803.923 | 1183.674 | 2847.16 | 1037.604 | 4632.999 | 7614.183 | 454.3769
Actual | 2001 | 65442.68 | 13977.93 | 10982.6 | 11402.15 | 5501.107 | 1779.837 | 472.5637 | 3782.875 | 1164.242 | 2770.23 | 1159.018 | 4931.782 | 7062.638 | 455.7141
Actual | 2002 | 69230.21 | 14846.58 | 11383.93 | 11956.15 | 5702.303 | 1855.041 | 481.7835 | 4054.766 | 1234.351 | 2958.634 | 1272.021 | 5570.021 | 7422.514 | 492.1142
Actual | 2003 | 68786.82 | 13699.95 | 11214.43 | 11933.11 | 5620.076 | 1840.989 | 467.1429 | 4135.001 | 1244.92 | 3004.906 | 1701.239 | 6095.777 | 7325.565 | 503.7138
Actual | 2004 | 69606.09 | 14113.63 | 11060.88 | 11936.21 | 5546.947 | 1830.206 | 453.1972 | 4223.778 | 1256.46 | 3057.576 | 1479.076 | 6775.344 | 7357.875 | 514.9124
Actual | 2005 | 71142.56 | 14801.5 | 10979.69 | 12046.35 | 5518.175 | 1835.762 | 442.9093 | 4347.789 | 1276.345 | 3120.587 | 1071.689 | 7692.844 | 7481.043 | 527.8745
Actual | 2006 | 71794.57 | 14339.97 | 10800.47 | 11983.44 | 5422.623 | 1813.724 | 426.8368 | 4421.968 | 1279.344 | 3108.231 | 1513.392 | 8495.498 | 7651.378 | 537.6984
Actual | 2007 | 72322.63 | 13122.38 | 11105.8 | 12421.72 | 5551.654 | 1868.189 | 428.3561 | 4031.532 | 1336.866 | 3227.679 | 1274.686 | 9285.675 | 8095.74 | 572.3626
Actual | 2008 | 77830.16 | 14827.03 | 11675.57 | 13157.93 | 5809.475 | 1967.504 | 438.8278 | 4365.902 | 1424.893 | 3425.297 | 1019.074 | 10302.82 | 8798.301 | 617.5289
Actual | 2009 | 76956.94 | 14197.22 | 11442.59 | 12774.67 | 5569.046 | 1900.244 | 411.9409 | 4335.064 | 1391.696 | 3339.542 | 1407.186 | 10942.53 | 8619.063 | 626.1389
Actual | 2010 | 73719.52 | 13311.95 | 11094.07 | 12268.84 | 5278.466 | 1813.58 | 381.8655 | 4256.808 | 1353.662 | 3179.134 | 838.182 | 11408.26 | 7907.321 | 627.3784
Actual | 2011 | 76426.48 | 14832.71 | 11165.99 | 12292.99 | 5210.721 | 1808.246 | 368.2607 | 4350.335 | 1364.374 | 3147.444 | 956.8654 | 12063.48 | 8221.753 | 643.3007
Actual | 2012 | 72822.94 | 13267.37 | 10880.22 | 11537.03 | 4964.341 | 1740.23 | 342.5656 | 4299.581 | 1443.585 | 3074.837 | 930.3005 | 11947.22 | 7746.093 | 649.5613
Medium | 2013 | 72141.81 | 13450.34 | 10955.85 | 11120.64 | 4901.649 | 1728.059 | 339.0301 | 4439.446 | 1429.253 | 3083.358 | 1049.268 | 11256.75 | 7735.975 | 652.2042
Medium | 2014 | 73660.71 | 13841.71 | 11401.64 | 11143.7 | 5004.158 | 1774.565 | 347.0937 | 4704.654 | 1467.88 | 3194.797 | 1197.957 | 10915.48 | 7989.685 | 677.3918
Medium | 2015 | 73119.84 | 14150.13 | 11605.26 | 11132.98 | 5074.286 | 1809.564 | 353.0554 | 3937.696 | 1501.762 | 3286.942 | 906.3022 | 10481.03 | 8201.549 | 679.2781
Medium | 2016 | 72799.4 | 14204.71 | 11718.09 | 10956.02 | 5055.544 | 1812.809 | 352.9798 | 4042.686 | 1513.488 | 3319.33 | 904.7578 | 9979.339 | 8271.226 | 668.4136
Medium | 2017 | 72588.65 | 14253.34 | 11826.01 | 10795.92 | 5038.577 | 1816.357 | 353.1113 | 4145.282 | 1529.042 | 3348.691 | 903.551 | 9580.677 | 8340.304 | 657.7848
Medium | 2018 | 72506.03 | 14300.54 | 11933.8 | 10677.71 | 5024.354 | 1820.086 | 353.4365 | 4246.239 | 1547.994 | 3376.762 | 902.6118 | 9263.797 | 8411.363 | 647.345
Medium | 2019 | 72307.72 | 14143.74 | 12042.35 | 10598.48 | 5013.083 | 1824.477 | 354.0251 | 4346.632 | 1570.45 | 3378.607 | 901.9537 | 9012.17 | 8484.643 | 637.1124
Medium | 2020 | 72180.56 | 13990.28 | 12144.89 | 10546.91 | 5002.58 | 1828.997 | 354.7223 | 4444.59 | 1595.421 | 3380.204 | 901.4806 | 8808.4 | 8555.031 | 627.0654
Medium | 2021 | 72200.77 | 13840.12 | 12245.64 | 10594.74 | 4994.162 | 1834.259 | 355.6399 | 4541.993 | 1623.247 | 3382.54 | 901.4297 | 8644.469 | 8625.332 | 617.1977
Medium | 2022 | 72263.72 | 13696.19 | 12344.11 | 10647.76 | 4987.374 | 1839.797 | 356.6726 | 4638.057 | 1653.358 | 3385.49 | 901.7042 | 8510.285 | 8695.451 | 607.4614
Medium | 2023 | 72377.97 | 13558.11 | 12443.8 | 10708.32 | 4983.325 | 1846.161 | 357.9491 | 4734.616 | 1686.175 | 3389.907 | 902.4503 | 8401.931 | 8767.347 | 597.8855
Medium | 2024 | 72531.54 | 13426.67 | 12543.38 | 10773.69 | 4981.603 | 1853.184 | 359.383 | 4831.157 | 1721.27 | 3395.497 | 903.6425 | 8313.067 | 8840.545 | 588.4437
Medium | 2025 | 72744.41 | 13305.42 | 12648.85 | 10846.56 | 4983.594 | 1861.502 | 361.0947 | 4929.732 | 1759.113 | 3403.501 | 905.5925 | 8242.27 | 8917.993 | 579.1931
Medium | 2026 | 73005.16 | 13193.29 | 12757.76 | 10925.71 | 4988.806 | 1870.857 | 363.0529 | 5029.849 | 1799.64 | 3413.41 | 908.1306 | 8185.522 | 8999.016 | 570.1025
Medium | 2027 | 73296.05 | 13088.53 | 12868.33 | 11006.96 | 4996.36 | 1880.715 | 365.1325 | 5130.51 | 1842.08 | 3424.836 | 911.0624 | 8138.42 | 9081.995 | 561.1196
Medium | 2028 | 73597.32 | 12986.49 | 12976.23 | 11089.31 | 5004.964 | 1891.103 | 367.3409 | 5231.077 | 1886.464 | 3436.401 | 914.204 | 8097.748 | 9163.72 | 552.263
Medium | 2029 | 73910.75 | 12888.25 | 13083.15 | 11171.91 | 5014.8 | 1902.034 | 369.6489 | 5331.847 | 1932.58 | 3448.436 | 917.639 | 8062.056 | 9244.887 | 543.5114
Medium | 2030 | 74253.16 | 12798.13 | 13192.16 | 11257.12 | 5026.912 | 1913.763 | 372.1137 | 5433.881 | 1980.812 | 3461.833 | 921.5074 | 8031.964 | 9328.045 | 534.9216
Medium | 2031 | 74633.8 | 12713.16 | 13302.31 | 11344.23 | 5040.912 | 1926.169 | 374.7445 | 5537.154 | 2031.171 | 3476.25 | 925.691 | 8023.157 | 9412.394 | 526.4579
Medium | 2032 | 75020.39 | 12630.46 | 13407.92 | 11428.3 | 5054.989 | 1938.642 | 377.3601 | 5639.522 | 2082.633 | 3490.297 | 929.9246 | 8028.129 | 9494.147 | 518.076
Medium | 2033 | 75426.41 | 12550.96 | 13512.7 | 11512.39 | 5070.149 | 1951.753 | 380.084 | 5742.673 | 2135.878 | 3504.704 | 934.4101 | 8045.471 | 9575.41 | 509.8141
Medium | 2034 | 75866.39 | 12477.53 | 13619.12 | 11599.59 | 5087.525 | 1965.783 | 382.9916 | 5847.807 | 2191.466 | 3520.27 | 939.2581 | 8074.511 | 9658.834 | 501.7102
Medium | 2035 | 76317.37 | 12407.81 | 13724.13 | 11685.45 | 5105.692 | 1980.246 | 385.9436 | 5953.402 | 2248.508 | 3536.081 | 944.3195 | 8110.517 | 9741.571 | 493.7089
Northwest Residential Loads (GWh)
Scenario |  | Total | Space Heating | Water Heating Under 55 | Lighting | Refrigeration | Freezer | Clothes Washer | Clothes Dryer | Dishwasher | Cooking | Air Conditioning | Entertainment Center | Other Non-Substitutables | Water Heating Over 55
Low | 2013 | 72141.86 | 13450.36 | 10955.87 | 11120.64 | 4901.649 | 1728.059 | 339.0301 | 4439.446 | 1429.253 | 3083.361 | 1049.267 | 11256.75 | 7735.975 | 652.2058
Low | 2014 | 73646.74 | 13834.17 | 11396.28 | 11143.7 | 5004.158 | 1774.565 | 347.0937 | 4704.544 | 1467.88 | 3194.139 | 1198.123 | 10915.48 | 7989.685 | 676.9229
Low | 2015 | 72925.07 | 14099.63 | 11565.33 | 11109.48 | 5064.347 | 1806.112 | 352.4034 | 3927.421 | 1498.858 | 3276.933 | 904.7206 | 10461.53 | 8179.845 | 678.4648
Low | 2016 | 72382.3 | 14103.28 | 11636.3 | 10902.62 | 5033.312 | 1804.834 | 351.5099 | 4019.295 | 1506.829 | 3298.206 | 900.9641 | 9935.358 | 8222.592 | 667.1916
Low | 2017 | 71921.57 | 14095.89 | 11697.79 | 10708.43 | 5002.471 | 1802.967 | 350.7004 | 4106.527 | 1517.917 | 3315.477 | 897.1361 | 9508.89 | 8261.29 | 656.0891
Low | 2018 | 71578.59 | 14085.27 | 11757 | 10554.64 | 4973.815 | 1800.979 | 350.0597 | 4191.149 | 1532.144 | 3331.138 | 893.4633 | 9163.33 | 8300.463 | 645.1478
Low | 2019 | 71136.14 | 13887.68 | 11816.72 | 10439.21 | 4948.181 | 1799.445 | 349.6779 | 4274.696 | 1549.692 | 3321.472 | 889.983 | 8883.205 | 8341.795 | 634.3829
Low | 2020 | 70772.89 | 13694.16 | 11872.33 | 10352.37 | 4924.024 | 1798.066 | 349.4494 | 4356.019 | 1569.811 | 3312.13 | 886.7607 | 8652.359 | 8381.629 | 623.7824
Low | 2021 | 70550.79 | 13503.49 | 11925.38 | 10362.32 | 4901.8 | 1797.11 | 349.4162 | 4436.016 | 1592.505 | 3303.449 | 883.8741 | 8461.115 | 8420.984 | 613.3228
Low | 2022 | 70369.41 | 13317.97 | 11975.98 | 10377.23 | 4881.256 | 1796.224 | 349.4996 | 4514.234 | 1617.305 | 3295.467 | 881.2434 | 8299.969 | 8460.061 | 602.9665
Low | 2023 | 70236 | 13137.52 | 12027.13 | 10399.12 | 4863.41 | 1795.968 | 349.8109 | 4592.352 | 1644.559 | 3288.917 | 879.061 | 8164.742 | 8500.671 | 592.7365
Low | 2024 | 70136.51 | 12962.56 | 12077.46 | 10424.87 | 4847.679 | 1796.029 | 350.2585 | 4669.688 | 1673.787 | 3283.47 | 877.2085 | 8048.851 | 8542.044 | 582.6052
Low | 2025 | 70081.34 | 12794.63 | 12130.62 | 10456 | 4834.95 | 1796.859 | 350.9222 | 4747.663 | 1705.259 | 3279.885 | 875.9084 | 7949.999 | 8586.049 | 572.597
Low | 2026 | 70066.59 | 12633.12 | 12185.56 | 10492.7 | 4825.251 | 1798.535 | 351.8147 | 4826.501 | 1739.09 | 3277.986 | 875.1642 | 7865.246 | 8632.919 | 562.6984
Low | 2027 | 70073.76 | 12476.25 | 12240.26 | 10530.92 | 4817.569 | 1800.51 | 352.8189 | 4905.12 | 1774.566 | 3277.27 | 874.7433 | 7790.081 | 8680.793 | 552.8699
Low | 2028 | 70080.82 | 12319.93 | 12290.15 | 10568.65 | 4810.462 | 1802.661 | 353.9021 | 4982.563 | 1811.474 | 3276.328 | 874.438 | 7720.861 | 8726.282 | 543.1132
Low | 2029 | 70088.89 | 12165.26 | 12336.72 | 10605.05 | 4804.052 | 1804.897 | 355.0344 | 5058.983 | 1849.608 | 3275.484 | 874.2632 | 7656.076 | 8770.047 | 533.4131
Low | 2030 | 70119.26 | 12016.17 | 12383.98 | 10643.5 | 4799.731 | 1807.734 | 356.3102 | 5135.99 | 1889.508 | 3275.822 | 874.4881 | 7597.019 | 8815.188 | 523.8198
Low | 2031 | 70181.22 | 11870.28 | 12430.92 | 10683.45 | 4797.189 | 1811.123 | 357.7324 | 5213.591 | 1931.156 | 3277.023 | 875.0493 | 7558.318 | 8861.085 | 514.3093
Low | 2032 | 70259.73 | 11727 | 12475.36 | 10722.71 | 4795.665 | 1814.803 | 359.2147 | 5290.942 | 1974.077 | 3278.539 | 875.8466 | 7534.422 | 8906.283 | 504.8669
Low | 2033 | 70340.26 | 11584.33 | 12515.78 | 10759.38 | 4794.323 | 1818.479 | 360.7167 | 5367.356 | 2018.003 | 3279.815 | 876.6867 | 7520.771 | 8949.131 | 495.4825
Low | 2034 | 70438.58 | 11444.55 | 12554.94 | 10796.84 | 4794.422 | 1822.614 | 362.3294 | 5444.299 | 2063.515 | 3281.687 | 877.801 | 7516.994 | 8992.405 | 486.1841
Low | 2035 | 70540.44 | 11306.59 | 12591.26 | 10832.35 | 4795.048 | 1826.859 | 363.9647 | 5520.84 | 2110.056 | 3283.632 | 879.0619 | 7519.427 | 9034.392 | 476.9501
Northwest Residential Loads (GWh)
Scenario |  | Total | Space Heating | Water Heating Under 55 | Lighting | Refrigeration | Freezer | Clothes Washer | Clothes Dryer | Dishwasher | Cooking | Air Conditioning | Entertainment Center | Other Non-Substitutables | Water Heating Over 55
High | 2013 | 72143.14 | 13451 | 10956.4 | 11120.64 | 4901.649 | 1728.059 | 339.0301 | 4439.458 | 1429.253 | 3083.428 | 1049.253 | 11256.75 | 7735.975 | 652.2523
High | 2014 | 73666.98 | 13844.92 | 11404.17 | 11143.7 | 5004.158 | 1774.565 | 347.0937 | 4704.709 | 1467.88 | 3195.115 | 1197.891 | 10915.48 | 7989.685 | 677.6176
High | 2015 | 73245.34 | 14178.6 | 11631.88 | 11149.16 | 5080.166 | 1812.106 | 353.3422 | 3945.159 | 1502.99 | 3292.413 | 907.2042 | 10495.26 | 8217.264 | 679.7927
High | 2016 | 73104.66 | 14267.01 | 11779.64 | 10999.73 | 5070.178 | 1819.655 | 353.6725 | 4062.293 | 1516.542 | 3331.555 | 907.1851 | 10016.32 | 8311.537 | 669.3445
High | 2017 | 73108.72 | 14353.45 | 11928.46 | 10873.43 | 5063.636 | 1828.649 | 354.2335 | 4180.25 | 1534.172 | 3368.182 | 907.8278 | 9645.78 | 8411.442 | 659.2028
High | 2018 | 73255.48 | 14436.94 | 12079.38 | 10793.28 | 5060.373 | 1838.698 | 354.959 | 4298.759 | 1555.184 | 3402.867 | 908.9219 | 9360.134 | 8516.7 | 649.2898
High | 2019 | 73278.7 | 14303.62 | 12229.82 | 10753.57 | 5059.389 | 1849.872 | 355.8543 | 4417.689 | 1579.384 | 3414.467 | 910.3452 | 9140.336 | 8624.737 | 639.612
High | 2020 | 73416.6 | 14179.27 | 12381.78 | 10748.47 | 5061.73 | 1862.156 | 356.9099 | 4537.735 | 1606.557 | 3427.792 | 912.3542 | 8973.77 | 8737.921 | 630.1522
High | 2021 | 73698.27 | 14055.63 | 12530.81 | 10839.92 | 5065.912 | 1875.754 | 358.1286 | 4658.533 | 1636.489 | 3441.338 | 914.8419 | 8847.964 | 8852.033 | 620.9109
High | 2022 | 74014.04 | 13936.21 | 12674.86 | 10935.95 | 5070.88 | 1889.646 | 359.3258 | 4778.138 | 1668.246 | 3454.557 | 917.5186 | 8750.901 | 8966.005 | 611.7989
High | 2023 | 74385.73 | 13821.81 | 12819.92 | 11041.32 | 5078.646 | 1904.726 | 360.7105 | 4899.503 | 1702.616 | 3468.952 | 920.6068 | 8680.497 | 9083.557 | 602.8708
High | 2024 | 74790.76 | 13712.42 | 12962.49 | 11151.42 | 5088.17 | 1920.582 | 362.1419 | 5021.236 | 1738.914 | 3483.625 | 923.9895 | 8628.945 | 9202.746 | 594.0886
High | 2025 | 75263.98 | 13611.96 | 13111.2 | 11271.64 | 5101.98 | 1938.332 | 363.8273 | 5146.835 | 1778.015 | 3500.454 | 928.2442 | 8596.963 | 9329.025 | 585.499
High | 2026 | 75798.45 | 13520.58 | 13263.66 | 11402.18 | 5119.771 | 1957.956 | 365.7767 | 5276.109 | 1820.153 | 3518.942 | 933.2631 | 8581.03 | 9461.896 | 577.126
High | 2027 | 76366.91 | 13436.47 | 13417.63 | 11535.73 | 5140.167 | 1978.324 | 367.7838 | 5406.857 | 1864.064 | 3538.441 | 938.7023 | 8575.086 | 9598.789 | 568.8649
High | 2028 | 76941.43 | 13353.86 | 13566.98 | 11671.1 | 5161.515 | 1999.418 | 369.8643 | 5535.898 | 1909.846 | 3557.314 | 944.2708 | 8575.365 | 9735.319 | 560.6786
High | 2029 | 77507.92 | 13272.19 | 13711.69 | 11804.21 | 5183.11 | 2020.759 | 371.907 | 5660.991 | 1956.763 | 3575.219 | 949.8731 | 8578.5 | 9870.242 | 552.463
High | 2030 | 78097.99 | 13196.66 | 13855.97 | 11941.04 | 5207.096 | 2043.219 | 374.059 | 5784.767 | 2005.746 | 3593.305 | 955.9463 | 8587.391 | 10008.49 | 544.3138
High | 2031 | 78736.66 | 13126.66 | 14002.08 | 12083.15 | 5233.964 | 2067.037 | 376.4079 | 5908.626 | 2057.238 | 3610.846 | 962.5066 | 8620.825 | 10151.07 | 536.2574
High | 2032 | 79374.74 | 13058.17 | 14141.68 | 12222.08 | 5260.891 | 2091.042 | 378.6767 | 6029.098 | 2109.648 | 3625.57 | 969.1301 | 8668.797 | 10291.74 | 528.2239
High | 2033 | 80016.03 | 12990.78 | 14277.48 | 12358.76 | 5288.244 | 2115.354 | 380.937 | 6147.296 | 2163.312 | 3637.904 | 975.7866 | 8728.546 | 10431.39 | 520.2317
High | 2034 | 80700.29 | 12929.3 | 14414.48 | 12502.11 | 5318.873 | 2141.271 | 383.407 | 6266.764 | 2219.729 | 3649.642 | 982.9771 | 8802.913 | 10576.41 | 512.4117
High | 2035 | 81396.1 | 12870.66 | 14549.43 | 12645.14 | 5350.805 | 2168.035 | 385.9006 | 6385.524 | 2277.617 | 3659.687 | 990.4933 | 8885.66 | 10722.46 | 504.683

## Com-NW
|  | Other Substitutables | enduses such as cooking or water heating where fuels such as natural gas can substitute for electricity.
|  | Other Non-Substitutables | enduses such as data centers or printers, water coolers where fuels such as natural gas cannot be substituted for electricity.
1986-2012 are calibration period and actual weather condition (temperature) in form of cooling and heating degree days were used in the calibration process.
2013-2035 assumes normal temperatures.
Figures shown are estimated Load (at the generation or busbar) they incorporate transmission and distribution losses.
Northwest Commercial Loads (GWh)
Scenario |  | Total | Space Heating | Water Heating | Other Substitutables | Refrigeration | Lighting | Air Conditioning | Other Non-Substitutables
| 1986 | 39357.42 | 2833.296 | 902.9147 | 692.4062 | 5161.246 | 9591.777 | 10834.32 | 9341.464
| 1987 | 40269 | 2743.199 | 916.5397 | 742.6993 | 5995.269 | 9818.747 | 10510.56 | 9541.987
| 1988 | 41837.69 | 3070.681 | 966.7124 | 782.8921 | 6341.433 | 10378.72 | 10210.65 | 10086.6
| 1989 | 42509.86 | 3305.51 | 993.0861 | 805.8384 | 6518.115 | 10656.71 | 9885.282 | 10345.32
| 1990 | 46146.35 | 3187.683 | 979.8271 | 792.041 | 6410.881 | 10495.8 | 14099.63 | 10180.5
| 1991 | 44110.76 | 3162.721 | 977.0045 | 786.1087 | 6369.405 | 10468.68 | 12169.37 | 10177.47
| 1992 | 45459.75 | 2875.735 | 994.7474 | 799.0308 | 6488.463 | 10660.55 | 13287.79 | 10353.43
| 1993 | 45944.58 | 3775.009 | 1101.557 | 886.0046 | 7202.878 | 11827.56 | 9644.587 | 11506.98
| 1994 | 47881.47 | 3208.674 | 1027.585 | 831.9614 | 6772.894 | 11051.79 | 14265.88 | 10722.69
| 1995 | 48078.25 | 3266.909 | 1088.029 | 878.0987 | 7170.805 | 11729.88 | 12560.82 | 11383.72
| 1996 | 50911.17 | 3785.756 | 1125.256 | 902.7676 | 7398.441 | 12140.86 | 13750.55 | 11807.54
| 1997 | 50386.15 | 3451.965 | 1101.891 | 879.4976 | 7208.108 | 11857.83 | 14323.87 | 11562.98
| 1998 | 50972.97 | 3227.668 | 1054.426 | 837.9583 | 6885.579 | 11352.26 | 16516.71 | 11098.38
| 1999 | 52464.98 | 3967.972 | 1216.776 | 962.0546 | 7929.548 | 13124.38 | 12386.9 | 12877.35
| 2000 | 55294.13 | 4244.048 | 1273.165 | 998.5217 | 8267.432 | 13736.07 | 13262.99 | 13511.91
| 2001 | 54199.5 | 4063.559 | 1230.108 | 957.002 | 7957.139 | 13290.71 | 13601.28 | 13099.71
| 2002 | 57170.36 | 4200.319 | 1267.784 | 988.2772 | 8209.471 | 13701.19 | 15304 | 13499.32
| 2003 | 55164.09 | 3499.162 | 1148.276 | 889.5793 | 7377.645 | 11869.34 | 18108.6 | 12271.48
| 2004 | 55098.35 | 3718.121 | 1196.75 | 925.8965 | 7676.316 | 12381.86 | 16382.45 | 12816.96
| 2005 | 56050.56 | 4095.486 | 1265.949 | 983.2302 | 8095.668 | 13090.51 | 15011.75 | 13507.96
| 2006 | 55960.29 | 4084.005 | 1211.626 | 1014.866 | 7690.284 | 13322.47 | 15226.69 | 13410.35
| 2007 | 56598.11 | 4092.163 | 1251.039 | 969.3053 | 8014.393 | 13255.88 | 15272.45 | 13742.88
| 2008 | 59441.44 | 4355.492 | 1375.805 | 957.1285 | 8889.884 | 13581.45 | 15647.97 | 14633.71
| 2009 | 58338.93 | 4252.678 | 1262.52 | 1064.601 | 8126.451 | 13943.58 | 15751.18 | 13937.92
| 2010 | 55898.84 | 4063.268 | 1340.503 | 901.4274 | 8516.36 | 12766.38 | 14717.75 | 13593.15
| 2011 | 57218.32 | 4172.007 | 1327.195 | 914.8976 | 8616.749 | 13037.08 | 15056.21 | 14094.19
| 2012 | 55861.4 | 4061.105 | 1255.271 | 954.6063 | 8043.34 | 12989.77 | 14991.24 | 13566.07
Base case | 2013 | 55893.63 | 4092.862 | 1270.626 | 957.7292 | 7826.162 | 13166.95 | 14865.12 | 13714.17
Base case | 2014 | 58096.34 | 4248.791 | 1334.807 | 993.6826 | 7885.201 | 13810.51 | 15439.54 | 14383.8
Base case | 2015 | 59644.87 | 4352.96 | 1368.893 | 1015.35 | 7849.403 | 14267.08 | 15873.51 | 14917.67
Base case | 2016 | 60208.32 | 4383.588 | 1380.492 | 1018.952 | 7698.561 | 14475.95 | 16077.81 | 15172.97
Base case | 2017 | 60525.01 | 4402.609 | 1389.607 | 1008.699 | 7415.541 | 14644.98 | 16278.9 | 15384.68
Base case | 2018 | 60796.11 | 4416.49 | 1398.524 | 995.6219 | 7139.031 | 14776.31 | 16491.32 | 15578.81
Base case | 2019 | 61118.07 | 4431.542 | 1408.866 | 984.5576 | 6891.148 | 14898.54 | 16726.69 | 15776.72
Base case | 2020 | 61413.63 | 4452.444 | 1415.104 | 976.5461 | 6666.048 | 14994.25 | 16964.44 | 15944.8
Base case | 2021 | 61702.63 | 4468.374 | 1419.928 | 969.8218 | 6464.074 | 15077.23 | 17204.03 | 16099.17
Base case | 2022 | 62088.84 | 4489.78 | 1427.394 | 964.3524 | 6283.03 | 15174.04 | 17479.24 | 16271.01
Base case | 2023 | 62505.44 | 4509.886 | 1434.736 | 960.0656 | 6122.06 | 15268.79 | 17769.82 | 16440.08
Base case | 2024 | 63003.76 | 4532.368 | 1442.97 | 957.1609 | 5983.115 | 15375 | 18089.91 | 16623.23
Base case | 2025 | 63583.58 | 4558.314 | 1452.908 | 955.4009 | 5862.846 | 15493.61 | 18438.89 | 16821.61
Base case | 2026 | 64246.9 | 4587.424 | 1464.169 | 954.7028 | 5760.111 | 15623.54 | 18818.82 | 17038.13
Base case | 2027 | 65047.29 | 4623.236 | 1478.114 | 955.8799 | 5678.711 | 15781.41 | 19247.05 | 17282.89
Base case | 2028 | 65959.18 | 4664.396 | 1494.209 | 958.0726 | 5613.569 | 15958.31 | 19718.03 | 17552.6
Base case | 2029 | 66854.45 | 4702.033 | 1509.434 | 960.3845 | 5556.937 | 16124.73 | 20192.09 | 17808.84
Base case | 2030 | 67822.16 | 4743.605 | 1525.963 | 963.2399 | 5511.115 | 16299.86 | 20697.33 | 18081.05
Base case | 2031 | 68778.78 | 4782.015 | 1541.99 | 966.34 | 5472.278 | 16470.37 | 21206.87 | 18338.92
Base case | 2032 | 69736.41 | 4819.136 | 1557.757 | 969.174 | 5438.126 | 16631.2 | 21727.67 | 18593.35
Base case | 2033 | 70681.74 | 4852.647 | 1572.602 | 972.1967 | 5410.225 | 16785.91 | 22255.02 | 18833.14
Base case | 2034 | 71629.35 | 4884.441 | 1587.21 | 975.2014 | 5387.16 | 16936.71 | 22792.3 | 19066.32
Base case | 2035 | 72609.37 | 4916.91 | 1602.515 | 978.5671 | 5370.422 | 17090.39 | 23350.04 | 19300.52
Northwest Commercial Loads (GWh)
Scenario |  | Total | Space Heating | Water Heating | Other Substitutables | Refrigeration | Lighting | Air Conditioning | Other Non-Substitutables
Low Case | 2013 | 55893.59 | 4092.862 | 1270.626 | 957.7292 | 7826.162 | 13166.95 | 14865.08 | 13714.17
Low Case | 2014 | 58109.69 | 4248.791 | 1334.807 | 993.6826 | 7885.201 | 13810.51 | 15452.9 | 14383.8
Low Case | 2015 | 58855.93 | 4291.607 | 1351.144 | 1004.456 | 7773.822 | 14051.07 | 15712.36 | 14671.47
Low Case | 2016 | 59323.27 | 4312.897 | 1361.317 | 1008.865 | 7619.278 | 14238.92 | 15902.41 | 14879.58
Low Case | 2017 | 59579.47 | 4327.418 | 1369.134 | 998.1749 | 7332.311 | 14390.44 | 16095.11 | 15066.88
Low Case | 2018 | 59753.57 | 4334.749 | 1375.276 | 983.2132 | 7047.406 | 14492.77 | 16289.04 | 15231.12
Low Case | 2019 | 60025.12 | 4346.679 | 1383.898 | 971.1684 | 6795.386 | 14598.35 | 16518.79 | 15410.86
Low Case | 2020 | 60309.48 | 4366.872 | 1389.263 | 962.9361 | 6570.279 | 14687.71 | 16761.99 | 15570.42
Low Case | 2021 | 60545.01 | 4379.238 | 1392.256 | 955.2072 | 6364.621 | 14753.18 | 16997.17 | 15703.34
Low Case | 2022 | 60863.28 | 4396.092 | 1397.814 | 948.6558 | 6178.569 | 14829.11 | 17266.44 | 15846.59
Low Case | 2023 | 61281.17 | 4416.088 | 1404.665 | 944.7386 | 6019.759 | 14921.35 | 17570.31 | 16004.26
Low Case | 2024 | 61806.96 | 4440.529 | 1413.047 | 942.5383 | 5884.348 | 15030.32 | 17913.93 | 16182.25
Low Case | 2025 | 62368.01 | 4464.781 | 1421.731 | 940.6679 | 5764.214 | 15137.91 | 18277.23 | 16361.47
Low Case | 2026 | 62987.12 | 4490.572 | 1431.24 | 939.4437 | 5658.679 | 15249.55 | 18667.3 | 16550.33
Low Case | 2027 | 63679.35 | 4519.311 | 1441.961 | 938.2924 | 5566.165 | 15370.67 | 19091.37 | 16751.59
Low Case | 2028 | 64342.05 | 4544.175 | 1451.574 | 935.8254 | 5478.219 | 15474 | 19519.12 | 16939.14
Low Case | 2029 | 65000.84 | 4566.495 | 1460.376 | 933.3716 | 5399.245 | 15570.29 | 19953.32 | 17117.74
Low Case | 2030 | 65693.14 | 4589.906 | 1469.455 | 931.3047 | 5329.994 | 15665.39 | 20407.73 | 17299.36
Low Case | 2031 | 66347.35 | 4608.653 | 1477.442 | 928.8345 | 5264.546 | 15749.05 | 20858.97 | 17459.86
Low Case | 2032 | 67222.6 | 4640.317 | 1489.896 | 929.8191 | 5222.175 | 15877.22 | 21388.66 | 17674.52
Low Case | 2033 | 68110.23 | 4669.866 | 1501.886 | 931.242 | 5187.431 | 16004.28 | 21935.27 | 17880.26
Low Case | 2034 | 68974.99 | 4696.068 | 1513.519 | 932.4958 | 5154.898 | 16121.37 | 22487.14 | 18069.51
Low Case | 2035 | 69905.14 | 4724.704 | 1526.278 | 934.7307 | 5132.287 | 16248.19 | 23071.93 | 18267.02
Northwest Commercial Loads (GWh)
Scenario |  | Total | Space Heating | Water Heating | Other Substitutables | Refrigeration | Lighting | Air Conditioning | Other Non-Substitutables
High Case | 2013 | 55892.45 | 4092.862 | 1270.626 | 957.7292 | 7826.162 | 13166.95 | 14863.94 | 13714.17
High Case | 2014 | 58090.66 | 4248.791 | 1334.807 | 993.6826 | 7885.201 | 13810.51 | 15433.86 | 14383.8
High Case | 2015 | 60384.52 | 4406.784 | 1387.086 | 1029.909 | 7931.207 | 14471.93 | 16028.19 | 15129.41
High Case | 2016 | 61296.13 | 4460.087 | 1407.346 | 1039.63 | 7819.321 | 14777.52 | 16306.67 | 15485.55
High Case | 2017 | 61753.7 | 4485.646 | 1420.439 | 1031.612 | 7547.639 | 14988.57 | 16536.97 | 15742.83
High Case | 2018 | 62119.29 | 4501.223 | 1432.35 | 1019.912 | 7277.977 | 15149.5 | 16767.81 | 15970.52
High Case | 2019 | 62597.55 | 4520.964 | 1447.233 | 1011.341 | 7042.406 | 15319.15 | 17035.34 | 16221.12
High Case | 2020 | 63088.67 | 4548.139 | 1458.926 | 1006.678 | 6833.175 | 15473.02 | 17315.92 | 16452.81
High Case | 2021 | 63605.54 | 4571.445 | 1469.871 | 1003.868 | 6650.234 | 15623.2 | 17605.81 | 16681.12
High Case | 2022 | 64225.07 | 4599.466 | 1483.756 | 1002.309 | 6488.146 | 15789.2 | 17932.66 | 16929.54
High Case | 2023 | 64862.11 | 4624.309 | 1497.212 | 1001.746 | 6345.193 | 15949.83 | 18271.54 | 17172.27
High Case | 2024 | 65503.2 | 4645.105 | 1509.682 | 1001.299 | 6218.347 | 16102.12 | 18618.9 | 17407.75
High Case | 2025 | 66167.71 | 4664.346 | 1522.472 | 1001.046 | 6105.591 | 16251.6 | 18980.05 | 17642.61
High Case | 2026 | 66866.59 | 4682.58 | 1535.499 | 1000.999 | 6006.233 | 16400.54 | 19357.64 | 17883.1
High Case | 2027 | 67658.17 | 4703.424 | 1550.136 | 1002.144 | 5925.402 | 16567.2 | 19768.68 | 18141.19
High Case | 2028 | 68575.13 | 4729.337 | 1567.173 | 1004.625 | 5863.162 | 16758.1 | 20222.92 | 18429.81
High Case | 2029 | 69468.9 | 4751.169 | 1583.32 | 1006.996 | 5808.252 | 16937.57 | 20677.22 | 18704.37
High Case | 2030 | 70423.21 | 4775.166 | 1600.546 | 1009.979 | 5764.317 | 17123.22 | 21157.95 | 18992.03
High Case | 2031 | 71360.95 | 4795.396 | 1617.072 | 1012.943 | 5726.729 | 17303.94 | 21639.45 | 19265.42
High Case | 2032 | 72321.61 | 4815.499 | 1633.967 | 1016.25 | 5696.611 | 17481.06 | 22136.4 | 19541.82
High Case | 2033 | 73288.78 | 4833.062 | 1650.555 | 1020.025 | 5673.998 | 17656.38 | 22643.93 | 19810.82
High Case | 2034 | 74203.6 | 4845.714 | 1665.947 | 1022.944 | 5651.471 | 17813.18 | 23145.38 | 20058.97
High Case | 2035 | 75154.97 | 4859.097 | 1682.215 | 1026.546 | 5637.107 | 17973.17 | 23665.97 | 20310.87

## Manufacturing-NW
go back
|  | 2006 | 2007 | 2008 | 2009 | 2010 | 2011 | 2012 | 2013 | 2014 | 2015 | 2016 | 2017 | 2018 | 2019 | 2020 | 2021 | 2022 | 2023 | 2024 | 2025 | 2026 | 2027 | 2028 | 2029 | 2030 | 2031 | 2032 | 2033 | 2034 | 2035
| Direct Service Industries MWA | 488.0685 | 739.8712 | 656.8482 | 531.3768 | 568.7982 | 600.7708 | 686 | 661.68 | 721.7 | 718.4 | 83 | 274.75 | 338 | 338 | 338 | 338 | 338 | 338 | 338 | 335.3365 | 335.3365 | 335.3365 | 335.3365 | 335.3365 | 335.3365 | 335.3365 | 335.3365 | 335.3365 | 335.3365 | 335.3365
| Adjustment to DSI draft to final | 0 | 0 | 0 | 0 | 0 | 0 | 0 | 0 | 0 | -47 | -683.4187 | -497.95 | -434.7 | -434.7 | -434.7 | -434.7 | -434.7 | -434.7 | -434.7 | -434.7 | -434.7 | -434.7 | -434.7 | -434.7 | -434.7 | -434.7 | -434.7 | -434.7 | -434.7 | -434.7
Scenario | Regional sum Net of DSI (adj to W-Montana ) GWH | 2006 | 2007 | 2008 | 2009 | 2010 | 2011 | 2012 | 2013 | 2014 | 2015 | 2016 | 2017 | 2018 | 2019 | 2020 | 2021 | 2022 | 2023 | 2024 | 2025 | 2026 | 2027 | 2028 | 2029 | 2030 | 2031 | 2032 | 2033 | 2034 | 2035
Medium | Mechanical Pulp | 4561.1995 | 4291.3675 | 4039.1525 | 3803.2952 | 3582.6339 | 3376.0959 | 3182.6907 | 3001.5031 | 2831.6872 | 2886.4619 | 2942.3885 | 2999.4923 | 3057.7992 | 3117.3357 | 3178.1288 | 3240.2062 | 3303.5963 | 3368.328 | 3434.4309 | 3501.9352 | 3570.872 | 3641.2728 | 3713.17 | 3786.5967 | 3861.5867 | 3938.1746 | 4016.3959 | 4096.2865 | 4177.8836 | 4261.225
Medium | Kraft Pulp | 2642.7612 | 2514.4049 | 2392.3707 | 2276.3434 | 2166.0234 | 2061.1264 | 1961.3824 | 1866.535 | 1776.3406 | 1808.087 | 1840.4686 | 1873.499 | 1907.192 | 1941.5619 | 1976.6233 | 2012.3909 | 2048.8799 | 2086.1059 | 2124.0847 | 2162.8325 | 2202.3659 | 2242.7018 | 2283.8576 | 2325.8509 | 2368.7 | 2412.4231 | 2457.0394 | 2502.5681 | 2549.0289 | 2596.4421
Medium | Paper | 3156.7896 | 3179.7667 | 3204.5253 | 3231.0513 | 3259.3345 | 3289.3689 | 3321.1517 | 3354.6844 | 3389.9718 | 3461.4378 | 3534.456 | 3609.0607 | 3685.2874 | 3763.172 | 3842.7514 | 3924.0635 | 4007.1468 | 4092.0409 | 4178.7859 | 4267.4234 | 4357.9955 | 4450.5453 | 4545.1172 | 4641.7562 | 4740.5086 | 4841.4217 | 4944.5437 | 5049.9243 | 5157.614 | 5267.6644
Medium | Foundries | 1025.7819 | 1015.7491 | 1005.8996 | 996.2274 | 986.7263 | 977.391 | 968.2161 | 959.1969 | 950.3288 | 934.5231 | 919.0145 | 903.7968 | 888.8637 | 874.2094 | 859.8279 | 845.7135 | 831.8606 | 818.2637 | 804.9175 | 791.8168 | 778.9565 | 766.3316 | 753.9373 | 741.7688 | 729.8214 | 718.0906 | 706.5721 | 695.2614 | 684.1543 | 673.2467
Medium | Frozen Food | 1586.4605 | 1278.6176 | 1291.7264 | 1319.4153 | 1322.5491 | 1303.6035 | 1314.5941 | 1328.6282 | 1336.4466 | 1330.1264 | 1324.3207 | 1321.0591 | 1313.8716 | 1305.866 | 1299.4527 | 1293.8704 | 1288.7384 | 1283.1686 | 1278.1758 | 1273.2525 | 1268.7158 | 1264.8195 | 1261.3099 | 1258.06 | 1255.4505 | 1251.7055 | 1248.7913 | 1246.3274 | 1244.6946 | 1243.7662
Medium | Other Food | 2774.6385 | 2528.3141 | 2480.835 | 2411.0067 | 2394.0239 | 2363.8147 | 2330.5165 | 2339.6103 | 2330.0249 | 2370.801 | 2411.1661 | 2450.4569 | 2488.4115 | 2523.6062 | 2562.1093 | 2598.292 | 2636.7413 | 2673.3917 | 2711.8297 | 2750.6751 | 2789.0285 | 2830.1578 | 2872.4037 | 2915.8704 | 2960.1018 | 3003.4004 | 3048.4361 | 3093.8332 | 3140.8207 | 3189.4665
Medium | Wood - Lumber | 1088.7441 | 1067.4589 | 1046.7235 | 1026.5233 | 1006.8441 | 987.6723 | 968.9944 | 950.7975 | 933.0689 | 914.8262 | 896.9673 | 879.4836 | 862.3667 | 845.6086 | 829.2011 | 813.1366 | 797.4073 | 782.0059 | 766.9252 | 752.1579 | 737.6972 | 723.5363 | 709.6687 | 696.0877 | 682.7872 | 669.761 | 657.003 | 644.5074 | 632.2684 | 620.2804
Medium | Wood - Panel | 1244.8905 | 1244.983 | 1245.4483 | 1246.2767 | 1247.4587 | 1248.9853 | 1250.8479 | 1253.038 | 1255.5475 | 1221.6424 | 1188.7654 | 1156.8804 | 1125.9527 | 1095.9488 | 1066.8369 | 1038.5863 | 1011.1676 | 984.5523 | 958.7135 | 933.6249 | 909.2615 | 885.5993 | 862.6149 | 840.2862 | 818.5917 | 797.5109 | 777.0238 | 757.1114 | 737.7554 | 718.938
Medium | Wood - Other | 1612.2859 | 1677.2771 | 1746.861 | 1821.3148 | 1900.9349 | 1986.0387 | 2076.9651 | 2174.0768 | 2277.7615 | 2233.5912 | 2190.3889 | 2148.1307 | 2106.7934 | 2066.3547 | 2026.7925 | 1988.0855 | 1950.2132 | 1913.1552 | 1876.8921 | 1841.4047 | 1806.6745 | 1772.6834 | 1739.4139 | 1706.8488 | 1674.9715 | 1643.7657 | 1613.2157 | 1583.3061 | 1554.0219 | 1525.3486
Medium | Sugar | 409.1064 | 407.7691 | 406.6672 | 405.8012 | 405.1719 | 404.7804 | 404.6283 | 404.7172 | 405.049 | 411.549 | 418.2101 | 425.0371 | 432.0349 | 439.2085 | 446.5631 | 454.1041 | 461.8369 | 469.7674 | 477.9013 | 486.2447 | 494.8039 | 503.5854 | 512.5958 | 521.8419 | 531.3309 | 541.0702 | 551.0672 | 561.3297 | 571.8658 | 582.6839
Medium | Hi Tech - Chip Fab | 974.9327 | 975.1927 | 976.9934 | 980.2919 | 985.0518 | 991.243 | 998.8421 | 1007.8318 | 1018.2011 | 1012.0085 | 1006.0461 | 1000.333 | 994.8916 | 989.7482 | 984.9335 | 980.4835 | 976.44 | 972.8521 | 969.777 | 967.2815 | 965.4433 | 964.3534 | 964.1176 | 964.8594 | 966.7226 | 969.875 | 974.512 | 980.8612 | 989.188 | 999.8015
Medium | Hi Tech - Silicon | 248.3848 | 251.8283 | 255.3596 | 258.9813 | 262.6961 | 266.5069 | 270.4165 | 274.428 | 278.5445 | 281.4267 | 284.345 | 287.2998 | 290.2916 | 293.3211 | 296.3887 | 299.4952 | 302.6409 | 305.8266 | 309.0528 | 312.3202 | 315.6293 | 318.9808 | 322.3754 | 325.8137 | 329.2963 | 332.824 | 336.3974 | 340.0172 | 343.6841 | 347.399
Medium | Fabricated metal product mfg | 1345.1642 | 1337.6329 | 1330.5957 | 1324.0427 | 1317.9645 | 1312.3519 | 1307.1959 | 1302.488 | 1298.2197 | 1257.2926 | 1217.7065 | 1179.416 | 1142.3771 | 1106.5473 | 1071.8856 | 1038.3526 | 1005.9102 | 974.5214 | 944.1509 | 914.7643 | 886.3286 | 858.8117 | 832.183 | 806.4126 | 781.4718 | 757.3329 | 733.9691 | 711.3546 | 689.4644 | 668.2744
Medium | Transportation, Equip | 1064.4422 | 1060.7652 | 1057.4699 | 1054.5436 | 1051.9744 | 1049.7509 | 1047.8621 | 1046.2976 | 1045.0476 | 1058.3035 | 1076.6668 | 1098.0351 | 1121.3673 | 1146.1536 | 1172.1505 | 1199.2484 | 1227.4048 | 1256.6115 | 1286.8779 | 1318.2226 | 1350.6693 | 1384.2447 | 1418.9776 | 1454.8984 | 1492.0387 | 1530.4313 | 1570.1102 | 1611.1106 | 1653.4689 | 1697.2225
Medium | Refinery | 834.8463 | 820.3706 | 806.476 | 793.1367 | 780.3279 | 768.0263 | 756.2098 | 744.8573 | 733.9491 | 749.4156 | 765.2282 | 781.3948 | 797.9235 | 814.8229 | 832.1013 | 849.7677 | 867.8309 | 886.3002 | 905.1849 | 924.4947 | 944.2394 | 964.4291 | 985.0741 | 1006.1849 | 1027.7724 | 1049.8477 | 1072.4219 | 1095.5068 | 1119.1142 | 1143.2562
Medium | Cold Storage | 304.9267 | 463.7021 | 462.6237 | 463.7686 | 467.3096 | 473.4447 | 482.3997 | 494.4315 | 509.832 | 520.6663 | 531.7437 | 543.0698 | 554.6507 | 566.4922 | 578.6007 | 590.9824 | 603.6439 | 616.5918 | 629.8329 | 643.3744 | 657.2233 | 671.387 | 685.8731 | 700.6892 | 715.8434 | 731.3437 | 747.1985 | 763.4163 | 780.0059 | 796.9762
Medium | cold storage grocery/food service distribution | 149.341 | 217.9366 | 216.1909 | 215.0718 | 214.6035 | 214.8143 | 215.7371 | 217.4099 | 219.876 | 224.1537 | 228.5232 | 232.9864 | 237.5456 | 242.203 | 246.9609 | 251.8216 | 256.7876 | 261.8614 | 267.0454 | 272.3423 | 277.7546 | 283.2852 | 288.9368 | 294.7123 | 300.6145 | 306.6466 | 312.8116 | 319.1127 | 325.553 | 332.136
Medium | Fruit Storage | 351.0279 | 1760.5129 | 1728.096 | 1696.2958 | 1665.1006 | 1634.4986 | 1604.4787 | 1575.0294 | 1546.14 | 1602.4624 | 1661.0269 | 1721.9366 | 1785.3003 | 1851.2329 | 1919.8557 | 1991.2968 | 2065.6917 | 2143.1837 | 2223.9244 | 2308.0741 | 2395.8027 | 2487.2904 | 2582.7278 | 2682.3173 | 2786.2737 | 2894.8248 | 3008.2126 | 3126.6942 | 3250.5428 | 3380.0489
Medium | Chemical | 2814.7929 | 2691.6904 | 2612.3624 | 2527.6284 | 2441.7973 | 2372.7192 | 2306.0073 | 2247.9742 | 2184.5453 | 2246.203 | 2313.5692 | 2381.2549 | 2450.6208 | 2522.9211 | 2599.2436 | 2679.5484 | 2765.6164 | 2857.2605 | 2954.0112 | 3057.0422 | 3167.127 | 3282.6543 | 3404.3222 | 3535.0789 | 3673.2668 | 3819.8427 | 3974.4695 | 4137.3826 | 4311.3171 | 4496.5769
Medium | SGC | 369.3841 | 360.3974 | 351.7862 | 343.5326 | 335.6195 | 328.0307 | 320.7508 | 313.7652 | 307.0599 | 312.8994 | 318.8532 | 324.9236 | 331.1129 | 337.4234 | 343.8575 | 350.4177 | 357.1065 | 363.9264 | 370.88 | 377.9699 | 385.199 | 392.5698 | 400.0853 | 407.7482 | 415.5616 | 423.5284 | 431.6516 | 439.9343 | 448.3797 | 456.991
Medium | Misc Manf | 4020.2156 | 4403.851 | 4275.5885 | 3913.6602 | 3784.8872 | 3778.9616 | 3746.9785 | 3675.7221 | 3633.9158 | 3669.609 | 3710.9026 | 3736.2675 | 3727.3526 | 3776.335 | 3786.5047 | 3848.4466 | 3931.2 | 4003.8733 | 4055.3054 | 4127.1392 | 4170.274 | 4209.3155 | 4222.4395 | 4238.2626 | 4262.2905 | 4276.7814 | 4282.0145 | 4268.5406 | 4270.244 | 4260.7951
Medium | total in Mwa | 3719.1914 | 3829.8617 | 3759.5607 | 3665.3206 | 3604.9125 | 3560.4138 | 3520.1902 | 3485.5048 | 3454.5157 | 3482.5898 | 3513.7851 | 3544.9559 | 3573.2885 | 3609.5973 | 3643.9235 | 3685.8801 | 3732.6325 | 3780.09 | 3827.4771 | 3879.4969 | 3930.6007 | 3983.8533 | 4036.6668 | 4092.6878 | 4152.3976 | 4213.5391 | 4276.696 | 4340.6834 | 4409.9395 | 4481.5684
| industries categorized as Misc. | 2006 | 2007 | 2008 | 2009 | 2010 | 2011 | 2012 | 2013 | 2014 | 2015 | 2016 | 2017 | 2018 | 2019 | 2020 | 2021 | 2022 | 2023 | 2024 | 2025 | 2026 | 2027 | 2028 | 2029 | 2030 | 2031 | 2032 | 2033 | 2034 | 2035
Medium | Furniture | 38.8558 | 41.2131 | 34.6563 | 27.0601 | 23.9864 | 23.5254 | 23.6232 | 23.2272 | 23.2894 | 23.4492 | 23.879 | 24.4326 | 25.138 | 24.7821 | 25.4195 | 31.521 | 40.395 | 50.3569 | 62.8775 | 77.1747 | 93.6082 | 112.0215 | 132.0362 | 153.8427 | 177.4365 | 203.3521 | 229.5526 | 255.6215 | 281.8142 | 307.6099
Medium | Textiles | 225.5281 | 224.1862 | 214.0937 | 213.8316 | 211.8756 | 234.0916 | 240.7349 | 245.698 | 257.9935 | 254.8422 | 248.6866 | 248.1704 | 233.2366 | 244.6039 | 231.428 | 204.6738 | 205.0061 | 202.0957 | 181.0497 | 184.7615 | 179.353 | 173.4388 | 153.0358 | 144.589 | 141.2083 | 138.2669 | 128.8075 | 112.4587 | 111.1402 | 102.9323
Medium | Apparel | 4.2423 | 4.1485 | 3.9345 | 3.7383 | 3.7845 | 3.7359 | 3.5611 | 3.6076 | 3.5944 | 3.5763 | 3.537 | 3.4482 | 3.3981 | 3.4054 | 3.3398 | 3.2295 | 3.2391 | 3.1661 | 3.1074 | 3.0365 | 3.0217 | 2.9766 | 2.9315 | 2.9376 | 2.8948 | 2.8641 | 2.8161 | 2.8402 | 2.793 | 2.7484
Medium | Leather | 6.059 | 5.8163 | 6.7732 | 7.1827 | 7.2522 | 7.9627 | 8.3005 | 7.9098 | 7.3412 | 7.0972 | 7.0235 | 6.7023 | 6.0242 | 6.4051 | 5.7929 | 5.5635 | 5.3898 | 5.2202 | 5.0069 | 4.9792 | 4.6745 | 4.5964 | 4.4681 | 4.2895 | 4.1244 | 4.0622 | 3.9323 | 3.7898 | 3.5459 | 3.4902
Medium | Printing | 278.7526 | 272.2082 | 256.2803 | 220.6926 | 208.6052 | 201.889 | 190.2899 | 183.3194 | 175.0776 | 168.1869 | 162.8523 | 159.7627 | 157.7264 | 157.4521 | 158.7393 | 160.4936 | 162.3418 | 163.5495 | 163.6429 | 164.7027 | 165.9654 | 167.3217 | 168.7755 | 170.7449 | 172.4631 | 174.4339 | 176.1874 | 178.238 | 179.9099 | 181.8453
Medium | Rubber, plastic | 903.4357 | 1024.8074 | 985.8868 | 869.5236 | 860.7864 | 879.3799 | 883.6947 | 880.0224 | 867.7842 | 866.9934 | 870.1466 | 871.9618 | 868.4704 | 879.0262 | 881.3013 | 888.071 | 890.9325 | 895.2594 | 898.5214 | 904.0675 | 909.1245 | 915.3556 | 922.6634 | 929.1385 | 935.6881 | 944.2561 | 952.2582 | 959.0658 | 966.9126 | 973.9322
Medium | Cement | 294.5453 | 384.6052 | 355.8632 | 296.0897 | 270.3645 | 268.4096 | 272.3807 | 271.5095 | 289.7187 | 309.3066 | 321.1015 | 321.5797 | 317.4099 | 321.2847 | 314.027 | 355.9087 | 405.152 | 446.9499 | 496.643 | 541.7555 | 574.6705 | 608.8187 | 631.4941 | 646.5287 | 659.1806 | 661.8549 | 659.2219 | 644.2369 | 626.3284 | 600.8479
Medium | Elect Manf | 448.9526 | 696.1169 | 733.578 | 654.5045 | 638.0607 | 658.1566 | 678.5492 | 668.2612 | 668.4383 | 675.1037 | 691.9044 | 697.3704 | 691.6863 | 693.3277 | 698.255 | 708.2541 | 705.1007 | 700.3316 | 683.8155 | 661.9197 | 630.6029 | 590.6029 | 547.4954 | 500.8623 | 457.7337 | 409.4486 | 363.8561 | 319.3011 | 276.7299 | 237.7539
Medium | Light Manf | 1819.8443 | 1750.7493 | 1684.5226 | 1621.0371 | 1560.1717 | 1501.8108 | 1445.8443 | 1392.167 | 1340.6786 | 1361.0536 | 1381.7718 | 1402.8393 | 1424.2625 | 1446.0479 | 1468.2019 | 1490.7313 | 1513.643 | 1536.9439 | 1560.6411 | 1584.7418 | 1609.2534 | 1634.1834 | 1659.5395 | 1685.3294 | 1711.5611 | 1738.2426 | 1765.3823 | 1792.9886 | 1821.07 | 1849.6352
Scenario | Regional sum Net of DSI (adj to W-Montana ) GWH | 2006 | 2007 | 2008 | 2009 | 2010 | 2011 | 2012 | 2013 | 2014 | 2015 | 2016 | 2017 | 2018 | 2019 | 2020 | 2021 | 2022 | 2023 | 2024 | 2025 | 2026 | 2027 | 2028 | 2029 | 2030 | 2031 | 2032 | 2033 | 2034 | 2035
Low | Mechanical Pulp | 4561.1995 | 4291.3675 | 4039.1525 | 3803.2952 | 3582.6339 | 3376.0959 | 3182.6907 | 3001.5031 | 2831.6872 | 2869.1432 | 2915.96 | 2963.6332 | 3012.1793 | 3061.6151 | 3111.9576 | 3163.2243 | 3215.433 | 3268.6019 | 3322.7494 | 3377.8945 | 3434.0563 | 3491.2544 | 3549.5089 | 3608.8402 | 3669.269 | 3730.8165 | 3793.5043 | 3857.3546 | 3922.3896 | 3988.6325
Low | Kraft Pulp | 2642.7612 | 2514.4049 | 2392.3707 | 2276.3434 | 2166.0234 | 2061.1264 | 1961.3824 | 1866.535 | 1776.3406 | 1797.2385 | 1823.9375 | 1851.1012 | 1878.7383 | 1906.8576 | 1935.4684 | 1964.5798 | 1994.2013 | 2024.3425 | 2055.0133 | 2086.2236 | 2117.9836 | 2150.3038 | 2183.1947 | 2216.6671 | 2250.7321 | 2285.4009 | 2320.685 | 2356.596 | 2393.1458 | 2430.3465
Low | Paper | 3156.7896 | 3179.7667 | 3204.5253 | 3231.0513 | 3259.3345 | 3289.3689 | 3321.1517 | 3354.6844 | 3389.9718 | 3440.6692 | 3502.7095 | 3565.9142 | 3630.3059 | 3695.9074 | 3762.7422 | 3830.8343 | 3900.2078 | 3970.8878 | 4042.8994 | 4116.2686 | 4191.0216 | 4267.1854 | 4344.7873 | 4423.8554 | 4504.4181 | 4586.5045 | 4670.1443 | 4755.3677 | 4842.2056 | 4930.6894
Low | Foundries | 1025.7819 | 1015.7491 | 1005.8996 | 996.2274 | 986.7263 | 977.391 | 968.2161 | 959.1969 | 950.3288 | 928.9159 | 910.7599 | 892.9918 | 875.6026 | 858.5834 | 841.9256 | 825.6207 | 809.6606 | 794.0373 | 778.7431 | 763.7702 | 749.1113 | 734.7592 | 720.7069 | 706.9475 | 693.4743 | 680.2808 | 667.3606 | 654.7075 | 642.3156 | 630.1788
Low | Frozen Food | 1586.4605 | 1278.6176 | 1291.7264 | 1319.4153 | 1322.5491 | 1303.6035 | 1314.5941 | 1328.6282 | 1336.4466 | 1324.28 | 1315.5803 | 1309.4404 | 1299.3894 | 1288.5347 | 1279.2858 | 1270.8808 | 1262.9384 | 1254.5697 | 1246.789 | 1239.0881 | 1231.7835 | 1225.1283 | 1218.868 | 1212.8752 | 1207.5299 | 1201.0555 | 1195.4178 | 1190.2356 | 1185.889 | 1182.2507
Low | Other Food | 2774.6385 | 2528.3141 | 2480.835 | 2411.0067 | 2394.0239 | 2363.8147 | 2330.5165 | 2339.6103 | 2330.0249 | 2361.9856 | 2397.7012 | 2432.1694 | 2465.1221 | 2495.1296 | 2528.2538 | 2558.8593 | 2591.5263 | 2622.1825 | 2654.407 | 2686.812 | 2718.4909 | 2752.7033 | 2787.782 | 2823.8227 | 2860.3607 | 2895.6895 | 2932.4699 | 2969.3167 | 3007.4491 | 3046.9249
Low | Wood - Lumber | 1088.7441 | 1067.4589 | 1046.7235 | 1026.5233 | 1006.8441 | 987.6723 | 968.9944 | 950.7975 | 933.0689 | 909.3372 | 888.9107 | 868.9693 | 849.5009 | 830.4938 | 811.9365 | 793.8178 | 776.1269 | 758.8531 | 741.9861 | 725.516 | 709.4328 | 693.7271 | 678.3894 | 663.4109 | 648.7826 | 634.4958 | 620.5424 | 606.914 | 593.6027 | 580.6007
Low | Wood - Panel | 1244.8905 | 1244.983 | 1245.4483 | 1246.2767 | 1247.4587 | 1248.9853 | 1250.8479 | 1253.038 | 1255.5475 | 1214.3126 | 1178.088 | 1143.0499 | 1109.1544 | 1076.3593 | 1044.6245 | 1013.9112 | 984.1825 | 955.4027 | 927.5379 | 900.5553 | 874.4238 | 849.1131 | 824.5944 | 800.8401 | 777.8236 | 755.5192 | 733.9025 | 712.9499 | 692.6387 | 672.9472
Low | Wood - Other | 1612.2859 | 1677.2771 | 1746.861 | 1821.3148 | 1900.9349 | 1986.0387 | 2076.9651 | 2174.0768 | 2277.7615 | 2220.1897 | 2170.7148 | 2122.4496 | 2075.3618 | 2029.4197 | 1984.593 | 1940.8519 | 1898.1677 | 1856.5124 | 1815.859 | 1776.181 | 1737.4529 | 1699.6499 | 1662.7478 | 1626.7232 | 1591.5533 | 1557.2159 | 1523.6897 | 1490.9536 | 1458.9874 | 1427.7713
Low | Sugar | 409.1064 | 407.7691 | 406.6672 | 405.8012 | 405.1719 | 404.7804 | 404.6283 | 404.7172 | 405.049 | 409.0797 | 414.4537 | 419.9558 | 425.5893 | 431.3579 | 437.2653 | 443.3153 | 449.5119 | 455.859 | 462.3608 | 469.0216 | 475.8458 | 482.838 | 490.0027 | 497.3448 | 504.8692 | 512.581 | 520.4855 | 528.5879 | 536.894 | 545.4093
Low | Hi Tech - Chip Fab | 974.9327 | 975.1927 | 976.9934 | 980.2919 | 985.0518 | 991.243 | 998.8421 | 1007.8318 | 1018.2011 | 1005.9364 | 997.0098 | 988.3739 | 980.0486 | 972.057 | 964.4264 | 957.1888 | 950.3817 | 944.0489 | 938.2416 | 933.0197 | 928.453 | 924.6226 | 921.6233 | 919.5654 | 918.5771 | 918.8078 | 920.431 | 923.6486 | 928.6953 | 935.8437
Low | Hi Tech - Silicon | 248.3848 | 251.8283 | 255.3596 | 258.9813 | 262.6961 | 266.5069 | 270.4165 | 274.428 | 278.5445 | 279.7382 | 281.791 | 283.8651 | 285.9607 | 288.0781 | 290.2177 | 292.3796 | 294.5643 | 296.772 | 299.003 | 301.2576 | 303.5362 | 305.839 | 308.1665 | 310.5188 | 312.8964 | 315.2997 | 317.7289 | 320.1844 | 322.6665 | 325.1757
Low | Fabricated metal product mfg | 1345.1642 | 1337.6329 | 1330.5957 | 1324.0427 | 1317.9645 | 1312.3519 | 1307.1959 | 1302.488 | 1298.2197 | 1249.7488 | 1206.7691 | 1165.316 | 1125.3337 | 1086.7684 | 1049.5681 | 1013.6831 | 979.0654 | 945.6688 | 913.4488 | 882.3628 | 852.3695 | 823.4292 | 795.5038 | 768.5567 | 742.5523 | 717.4568 | 693.2372 | 669.8621 | 647.3009 | 625.5246
Low | Transportation, Equip | 1064.4422 | 1060.7652 | 1057.4699 | 1054.5436 | 1051.9744 | 1049.7509 | 1047.8621 | 1046.2976 | 1045.0476 | 1051.9537 | 1066.9961 | 1084.908 | 1104.6374 | 1125.6667 | 1147.7454 | 1170.7562 | 1194.6489 | 1219.407 | 1245.031 | 1271.5303 | 1298.9192 | 1327.2146 | 1356.435 | 1386.6002 | 1417.731 | 1449.8489 | 1482.9763 | 1517.1363 | 1552.3528 | 1588.6504
Low | Refinery | 834.8463 | 820.3706 | 806.476 | 793.1367 | 780.3279 | 768.0263 | 756.2098 | 744.8573 | 733.9491 | 744.9191 | 758.3549 | 772.0531 | 786.0192 | 800.2584 | 814.7763 | 829.5786 | 844.671 | 860.0595 | 875.7499 | 891.7485 | 908.0614 | 924.6951 | 941.6561 | 958.951 | 976.5865 | 994.5697 | 1012.9075 | 1031.6071 | 1050.676 | 1070.1216
Low | Cold Storage | 304.9267 | 463.7021 | 462.6237 | 463.7686 | 467.3096 | 473.4447 | 482.3997 | 494.4315 | 509.832 | 517.5423 | 526.9676 | 536.5774 | 546.3757 | 556.3665 | 566.5537 | 576.9416 | 587.5344 | 598.3363 | 609.3519 | 620.5857 | 632.0422 | 643.7262 | 655.6426 | 667.7963 | 680.1924 | 692.836 | 705.7324 | 718.887 | 732.3054 | 745.9933
Low | cold storage grocery/food service distribution | 149.341 | 217.9366 | 216.1909 | 215.0718 | 214.6035 | 214.8143 | 215.7371 | 217.4099 | 219.876 | 222.8088 | 226.4706 | 230.201 | 234.0016 | 237.8737 | 241.8189 | 245.8388 | 249.9347 | 254.1085 | 258.3616 | 262.6957 | 267.1126 | 271.614 | 276.2017 | 280.8774 | 285.6431 | 290.5007 | 295.452 | 300.4992 | 305.6442 | 310.8891
Low | Fruit Storage | 351.0279 | 1760.5129 | 1728.096 | 1696.2958 | 1665.1006 | 1634.4986 | 1604.4787 | 1575.0294 | 1546.14 | 1592.8476 | 1646.1075 | 1701.3507 | 1758.665 | 1818.1431 | 1879.8827 | 1943.9869 | 2010.5645 | 2079.7305 | 2151.6064 | 2226.3206 | 2304.0091 | 2384.8154 | 2468.8919 | 2556.3997 | 2647.5096 | 2742.4026 | 2841.2707 | 2944.3175 | 3051.7593 | 3163.8256
Low | Chemical | 2814.7929 | 2691.6904 | 2612.3624 | 2527.6284 | 2441.7973 | 2372.7192 | 2306.0073 | 2247.9742 | 2184.5453 | 2234.1911 | 2295.0094 | 2355.7397 | 2417.7095 | 2482.137 | 2550.0712 | 2621.4305 | 2697.9506 | 2779.3959 | 2865.2445 | 2956.6137 | 3054.216 | 3156.375 | 3263.718 | 3379.1176 | 3500.8344 | 3629.7375 | 3765.3951 | 3907.9412 | 4060.0014 | 4221.7622
Low | SGC | 369.3841 | 360.3974 | 351.7862 | 343.5326 | 335.6195 | 328.0307 | 320.7508 | 313.7652 | 307.0599 | 311.0382 | 316.0135 | 321.0713 | 326.2131 | 331.4402 | 336.7542 | 342.1563 | 347.6482 | 353.2313 | 358.9072 | 364.6774 | 370.5435 | 376.5071 | 382.5699 | 388.7335 | 394.9996 | 401.37 | 407.8463 | 414.4305 | 421.1242 | 427.9294
Low | Misc Manf | 4020.2156 | 4403.851 | 4275.5885 | 3913.6602 | 3784.8872 | 3778.9616 | 3746.9785 | 3675.7221 | 3633.9158 | 3659.482 | 3695.4957 | 3715.4264 | 3700.9195 | 3744.1481 | 3748.3983 | 3804.2507 | 3880.7409 | 3946.9727 | 3991.7808 | 4056.8038 | 4092.9362 | 4124.7793 | 4130.504 | 4138.7221 | 4154.9343 | 4161.3938 | 4158.3745 | 4136.4219 | 4129.4149 | 4111.0182
Low | total in Mwa | 3719.1914 | 3829.8617 | 3759.5607 | 3665.3206 | 3604.9125 | 3560.4138 | 3520.1902 | 3485.5048 | 3454.5157 | 3464.082 | 3485.822 | 3507.3696 | 3525.8936 | 3552.1913 | 3576.286 | 3607.7724 | 3643.7969 | 3680.2489 | 3716.3324 | 3756.7291 | 3795.8677 | 3836.7899 | 3876.883 | 3919.7678 | 3965.8983 | 4012.9889 | 4061.5929 | 4110.4931 | 4164.0934 | 4219.4618
Low
Low | industries categorized as Misc. | 2006 | 2007 | 2008 | 2009 | 2010 | 2011 | 2012 | 2013 | 2014 | 2015 | 2016 | 2017 | 2018 | 2019 | 2020 | 2021 | 2022 | 2023 | 2024 | 2025 | 2026 | 2027 | 2028 | 2029 | 2030 | 2031 | 2032 | 2033 | 2034 | 2035
Low | Furniture | 38.8558 | 41.2131 | 34.6563 | 27.0601 | 23.9864 | 23.5254 | 23.6232 | 23.2272 | 23.2894 | 23.4461 | 23.8743 | 24.4262 | 25.1299 | 24.7722 | 25.4077 | 31.5072 | 40.3791 | 50.339 | 62.8574 | 77.1525 | 93.5836 | 111.9945 | 132.0068 | 153.8108 | 177.4019 | 203.3148 | 229.5125 | 255.5785 | 281.7682 | 307.5608
Low | Textiles | 225.5281 | 224.1862 | 214.0937 | 213.8316 | 211.8756 | 234.0916 | 240.7349 | 245.698 | 257.9935 | 254.8359 | 248.6769 | 248.1573 | 233.22 | 244.5836 | 231.4038 | 204.6456 | 204.9738 | 202.0592 | 181.0088 | 184.716 | 179.3028 | 173.3838 | 152.9758 | 144.5238 | 141.1377 | 138.1908 | 128.7257 | 112.371 | 111.0464 | 102.8322
Low | Apparel | 4.2423 | 4.1485 | 3.9345 | 3.7383 | 3.7845 | 3.7359 | 3.5611 | 3.6076 | 3.5944 | 3.5763 | 3.537 | 3.4482 | 3.3981 | 3.4054 | 3.3398 | 3.2295 | 3.2391 | 3.1661 | 3.1074 | 3.0365 | 3.0217 | 2.9766 | 2.9315 | 2.9376 | 2.8948 | 2.8641 | 2.8161 | 2.8402 | 2.793 | 2.7484
Low | Leather | 6.059 | 5.8163 | 6.7732 | 7.1827 | 7.2522 | 7.9627 | 8.3005 | 7.9098 | 7.3412 | 7.0972 | 7.0235 | 6.7023 | 6.0242 | 6.4051 | 5.7929 | 5.5635 | 5.3898 | 5.2202 | 5.0069 | 4.9792 | 4.6745 | 4.5964 | 4.4681 | 4.2895 | 4.1244 | 4.0622 | 3.9323 | 3.7898 | 3.5459 | 3.4902
Low | Printing | 278.7526 | 272.2082 | 256.2803 | 220.6926 | 208.6052 | 201.889 | 190.2899 | 183.3194 | 175.0776 | 168.1869 | 162.8523 | 159.7627 | 157.7264 | 157.4521 | 158.7393 | 160.4936 | 162.3418 | 163.5495 | 163.6429 | 164.7027 | 165.9654 | 167.3217 | 168.7755 | 170.7449 | 172.4631 | 174.4339 | 176.1874 | 178.238 | 179.9099 | 181.8453
Low | Rubber, plastic | 903.4357 | 1024.8074 | 985.8868 | 869.5236 | 860.7864 | 879.3799 | 883.6947 | 880.0224 | 867.7842 | 864.9035 | 866.9554 | 867.6294 | 862.9557 | 872.287 | 873.2942 | 878.7515 | 880.2547 | 883.1765 | 884.985 | 889.0279 | 892.5309 | 897.1557 | 902.8034 | 907.5632 | 912.341 | 919.079 | 925.1914 | 930.048 | 935.8809 | 940.8221
Low | Cement | 294.5453 | 384.6052 | 355.8632 | 296.0897 | 270.3645 | 268.4096 | 272.3807 | 271.5095 | 289.7187 | 309.3066 | 321.1015 | 321.5797 | 317.4099 | 321.2847 | 314.027 | 355.9087 | 405.152 | 446.9499 | 496.643 | 541.7555 | 574.6705 | 608.8187 | 631.4941 | 646.5287 | 659.1806 | 661.8549 | 659.2219 | 644.2369 | 626.3284 | 600.8479
Low | Elect Manf | 448.9526 | 696.1169 | 733.578 | 654.5045 | 638.0607 | 658.1566 | 678.5492 | 668.2612 | 668.4383 | 675.1037 | 691.9044 | 697.3704 | 691.6863 | 693.3277 | 698.255 | 708.2541 | 705.1007 | 700.3316 | 683.8155 | 661.9197 | 630.6029 | 590.6029 | 547.4954 | 500.8623 | 457.7337 | 409.4486 | 363.8561 | 319.3011 | 276.7299 | 237.7539
Low | Light Manf | 1819.8443 | 1750.7493 | 1684.5226 | 1621.0371 | 1560.1717 | 1501.8108 | 1445.8443 | 1392.167 | 1340.6786 | 1353.026 | 1369.5704 | 1386.3502 | 1403.369 | 1420.6305 | 1438.1386 | 1455.897 | 1473.9097 | 1492.1807 | 1510.714 | 1529.5137 | 1548.584 | 1567.9291 | 1587.5534 | 1607.4613 | 1627.6571 | 1648.1455 | 1668.931 | 1690.0183 | 1711.4122 | 1733.1175
Scenario | Regional sum Net of DSI (adj to W-Montana ) GWH | 2006 | 2007 | 2008 | 2009 | 2010 | 2011 | 2012 | 2013 | 2014 | 2015 | 2016 | 2017 | 2018 | 2019 | 2020 | 2021 | 2022 | 2023 | 2024 | 2025 | 2026 | 2027 | 2028 | 2029 | 2030 | 2031 | 2032 | 2033 | 2034 | 2035
High | Mechanical Pulp | 4561.1995 | 4291.3675 | 4039.1525 | 3803.2952 | 3582.6339 | 3376.0959 | 3182.6907 | 3001.5031 | 2831.6872 | 2889.2936 | 2948.1643 | 3008.3281 | 3069.8148 | 3132.6547 | 3196.8787 | 3262.5187 | 3329.6071 | 3398.1773 | 3468.2632 | 3539.8998 | 3613.1226 | 3687.9682 | 3764.474 | 3842.6782 | 3922.6199 | 4004.3391 | 4087.8769 | 4173.2752 | 4260.577 | 4349.8262
High | Kraft Pulp | 2642.7612 | 2514.4049 | 2392.3707 | 2276.3434 | 2166.0234 | 2061.1264 | 1961.3824 | 1866.535 | 1776.3406 | 1809.8633 | 1844.0866 | 1879.0258 | 1914.6971 | 1951.1167 | 1988.3013 | 2026.2681 | 2065.0345 | 2104.6184 | 2145.0382 | 2186.3125 | 2228.4605 | 2271.5019 | 2315.4566 | 2360.3453 | 2406.1889 | 2453.0089 | 2500.8273 | 2549.6666 | 2599.5499 | 2650.5006
High | Paper | 3156.7896 | 3179.7667 | 3204.5253 | 3231.0513 | 3259.3345 | 3289.3689 | 3321.1517 | 3354.6844 | 3389.9718 | 3464.8278 | 3541.3822 | 3619.6745 | 3699.7448 | 3781.6345 | 3865.3858 | 3951.0419 | 4038.6472 | 4128.2468 | 4219.8871 | 4313.6158 | 4409.4812 | 4507.5333 | 4607.8229 | 4710.4022 | 4815.3246 | 4922.6447 | 5032.4184 | 5144.7031 | 5259.5574 | 5377.0414
High | Foundries | 1025.7819 | 1015.7491 | 1005.8996 | 996.2274 | 986.7263 | 977.391 | 968.2161 | 959.1969 | 950.3288 | 935.4734 | 920.8845 | 906.5566 | 892.4844 | 878.6628 | 865.0865 | 851.7507 | 838.6504 | 825.7809 | 813.1377 | 800.7161 | 788.5116 | 776.5201 | 764.7371 | 753.1587 | 741.7806 | 730.599 | 719.61 | 708.8098 | 698.1946 | 687.7609
High | Frozen Food | 1586.4605 | 1278.6176 | 1291.7264 | 1319.4153 | 1322.5491 | 1303.6035 | 1314.5941 | 1328.6282 | 1336.4466 | 1331.1022 | 1326.2705 | 1323.9813 | 1317.7649 | 1310.7293 | 1305.285 | 1300.671 | 1296.5067 | 1291.9043 | 1287.8789 | 1283.923 | 1280.3541 | 1277.4261 | 1274.8854 | 1272.6055 | 1270.9672 | 1268.1946 | 1266.2544 | 1264.7664 | 1264.1114 | 1264.163
High | Other Food | 2774.6385 | 2528.3141 | 2480.835 | 2411.0067 | 2394.0239 | 2363.8147 | 2330.5165 | 2339.6103 | 2330.0249 | 2372.241 | 2414.1059 | 2454.9586 | 2494.5392 | 2531.4267 | 2571.6916 | 2609.7078 | 2650.0648 | 2688.6999 | 2729.2025 | 2770.195 | 2810.7813 | 2854.2322 | 2898.8917 | 2944.8673 | 2991.7062 | 3037.7146 | 3085.566 | 3133.8884 | 3183.9147 | 3235.7169
High | Wood - Lumber | 1088.7441 | 1067.4589 | 1046.7235 | 1026.5233 | 1006.8441 | 987.6723 | 968.9944 | 950.7975 | 933.0689 | 915.8526 | 898.9815 | 882.4482 | 866.2454 | 850.366 | 834.8033 | 819.5504 | 804.6007 | 789.9479 | 775.5855 | 761.5074 | 747.7076 | 734.1802 | 720.9194 | 707.9197 | 695.1754 | 682.6813 | 670.4319 | 658.4223 | 646.6473 | 635.1021
High | Wood - Panel | 1244.8905 | 1244.983 | 1245.4483 | 1246.2767 | 1247.4587 | 1248.9853 | 1250.8479 | 1253.038 | 1255.5475 | 1222.898 | 1191.21 | 1160.4504 | 1130.5873 | 1101.5901 | 1073.4295 | 1046.0772 | 1019.5062 | 993.6903 | 968.6046 | 944.2251 | 920.5285 | 897.4928 | 875.0964 | 853.3188 | 832.1403 | 811.5418 | 791.5049 | 772.012 | 753.0461 | 734.5909
High | Wood - Other | 1612.2859 | 1677.2771 | 1746.861 | 1821.3148 | 1900.9349 | 1986.0387 | 2076.9651 | 2174.0768 | 2277.7615 | 2235.869 | 2194.8583 | 2154.7085 | 2115.3991 | 2076.9101 | 2039.2222 | 2002.3165 | 1966.1747 | 1930.7789 | 1896.1116 | 1862.1561 | 1828.8957 | 1796.3144 | 1764.3966 | 1733.127 | 1702.4908 | 1672.4736 | 1643.0612 | 1614.2399 | 1585.9964 | 1558.3177
High | Sugar | 409.1064 | 407.7691 | 406.6672 | 405.8012 | 405.1719 | 404.7804 | 404.6283 | 404.7172 | 405.049 | 411.954 | 419.0336 | 426.293 | 433.7375 | 441.3729 | 449.2048 | 457.2393 | 465.4823 | 473.9403 | 482.6198 | 491.5275 | 500.6705 | 510.0559 | 519.6912 | 529.584 | 539.7422 | 550.1741 | 560.8881 | 571.893 | 583.1978 | 594.8117
High | Hi Tech - Chip Fab | 974.9327 | 975.1927 | 976.9934 | 980.2919 | 985.0518 | 991.243 | 998.8421 | 1007.8318 | 1018.2011 | 1013.0267 | 1008.0711 | 1003.3541 | 998.899 | 994.7327 | 990.887 | 987.3988 | 984.3115 | 981.6755 | 979.5496 | 978.0027 | 977.1149 | 976.9799 | 977.7068 | 979.4228 | 982.2766 | 986.4412 | 992.1184 | 999.5437 | 1008.9915 | 1020.7817
High | Hi Tech - Silicon | 248.3848 | 251.8283 | 255.3596 | 258.9813 | 262.6961 | 266.5069 | 270.4165 | 274.428 | 278.5445 | 281.7053 | 284.9081 | 288.1536 | 291.4425 | 294.7754 | 298.153 | 301.576 | 305.0452 | 308.5612 | 312.1247 | 315.7366 | 319.3976 | 323.1085 | 326.87 | 330.683 | 334.5482 | 338.4666 | 342.4389 | 346.466 | 350.5488 | 354.6882
High | Fabricated metal product mfg | 1345.1642 | 1337.6329 | 1330.5957 | 1324.0427 | 1317.9645 | 1312.3519 | 1307.1959 | 1302.488 | 1298.2197 | 1258.5908 | 1220.2224 | 1183.0729 | 1147.1021 | 1112.271 | 1078.5421 | 1045.8791 | 1014.2471 | 983.6121 | 953.9415 | 925.2037 | 897.3683 | 870.4056 | 844.2874 | 818.9859 | 794.4748 | 770.7282 | 747.7213 | 725.4303 | 703.8318 | 682.9036
High | Transportation, Equip | 1064.4422 | 1060.7652 | 1057.4699 | 1054.5436 | 1051.9744 | 1049.7509 | 1047.8621 | 1046.2976 | 1045.0476 | 1059.3486 | 1078.7844 | 1101.2682 | 1125.7659 | 1151.7714 | 1179.0443 | 1207.4775 | 1237.0316 | 1267.7014 | 1299.4994 | 1332.4476 | 1366.5732 | 1401.9066 | 1438.4804 | 1476.329 | 1515.4881 | 1555.9948 | 1597.8874 | 1641.2059 | 1685.9912 | 1732.2858
High | Refinery | 834.8463 | 820.3706 | 806.476 | 793.1367 | 780.3279 | 768.0263 | 756.2098 | 744.8573 | 733.9491 | 750.1496 | 766.7277 | 783.6927 | 801.0537 | 818.8203 | 837.0022 | 855.6095 | 874.6524 | 894.1413 | 914.087 | 934.5006 | 955.3932 | 976.7765 | 998.6623 | 1021.0627 | 1043.9901 | 1067.4573 | 1091.4773 | 1116.0634 | 1141.2293 | 1166.9891
High | Cold Storage | 304.9267 | 463.7021 | 462.6237 | 463.7686 | 467.3096 | 473.4447 | 482.3997 | 494.4315 | 509.832 | 521.1762 | 532.7855 | 544.6666 | 556.8261 | 569.2709 | 582.0079 | 595.0445 | 608.3879 | 622.0459 | 636.0261 | 650.3366 | 664.9855 | 679.9813 | 695.3325 | 711.0481 | 727.1371 | 743.6088 | 760.4728 | 777.7388 | 795.417 | 813.5176
High | cold storage grocery/food service distribution | 149.341 | 217.9366 | 216.1909 | 215.0718 | 214.6035 | 214.8143 | 215.7371 | 217.4099 | 219.876 | 224.3946 | 229.0143 | 233.7373 | 238.5662 | 243.5036 | 248.5521 | 253.7143 | 258.993 | 264.3911 | 269.9114 | 275.5569 | 281.3307 | 287.2359 | 293.2756 | 299.4533 | 305.7722 | 312.2358 | 318.8477 | 325.6116 | 332.5311 | 339.6102
High | Fruit Storage | 351.0279 | 1760.5129 | 1728.096 | 1696.2958 | 1665.1006 | 1634.4986 | 1604.4787 | 1575.0294 | 1546.14 | 1604.0085 | 1664.2333 | 1726.9244 | 1792.198 | 1860.1766 | 1930.9899 | 2004.7747 | 2081.676 | 2161.8468 | 2245.4494 | 2332.6555 | 2423.6469 | 2518.6165 | 2617.7687 | 2721.3205 | 2829.5021 | 2942.558 | 3060.748 | 3184.348 | 3313.6515 | 3448.9709
High | Chemical | 2814.7929 | 2691.6904 | 2612.3624 | 2527.6284 | 2441.7973 | 2372.7192 | 2306.0073 | 2247.9742 | 2184.5453 | 2248.1439 | 2317.5751 | 2387.4599 | 2459.1703 | 2533.9723 | 2612.9669 | 2696.1282 | 2785.2523 | 2880.1685 | 2980.4249 | 3087.2146 | 3201.3315 | 3321.1868 | 3447.5025 | 3583.2529 | 3726.8083 | 3879.1559 | 4039.991 | 4209.5843 | 4390.7086 | 4583.7087
High | SGC | 369.3841 | 360.3974 | 351.7862 | 343.5326 | 335.6195 | 328.0307 | 320.7508 | 313.7652 | 307.0599 | 313.179 | 319.4238 | 325.7971 | 332.3014 | 338.9395 | 345.7141 | 352.6282 | 359.6845 | 366.8861 | 374.236 | 381.7373 | 389.3931 | 397.2066 | 405.1811 | 413.3199 | 421.6266 | 430.1045 | 438.7573 | 447.5886 | 456.602 | 465.8014
High | Misc Manf | 4020.2156 | 4403.851 | 4275.5885 | 3913.6602 | 3784.8872 | 3778.9616 | 3746.9785 | 3675.7221 | 3633.9158 | 3671.1492 | 3714.0334 | 3741.0404 | 3733.8206 | 3784.5526 | 3796.5277 | 3860.3322 | 3945.0072 | 4019.6625 | 4073.1386 | 4147.08 | 4192.3878 | 4233.6694 | 4249.1023 | 4267.305 | 4293.7848 | 4310.8022 | 4318.638 | 4307.8452 | 4312.3101 | 4305.7051
High | total in Mwa | 3719.1914 | 3829.8617 | 3759.5607 | 3665.3206 | 3604.9125 | 3560.4138 | 3520.1902 | 3485.5048 | 3454.5157 | 3485.6447 | 3519.9494 | 3554.2914 | 3585.863 | 3625.4852 | 3663.205 | 3708.6421 | 3758.9684 | 3810.1002 | 3861.2692 | 3917.1861 | 3972.3101 | 4029.7144 | 4086.8197 | 4147.2819 | 4211.5919 | 4277.5028 | 4345.6093 | 4414.7377 | 4489.3386 | 4566.529
High
High | industries categorized as Misc. | 2006 | 2007 | 2008 | 2009 | 2010 | 2011 | 2012 | 2013 | 2014 | 2015 | 2016 | 2017 | 2018 | 2019 | 2020 | 2021 | 2022 | 2023 | 2024 | 2025 | 2026 | 2027 | 2028 | 2029 | 2030 | 2031 | 2032 | 2033 | 2034 | 2035
High | Furniture | 38.8558 | 41.2131 | 34.6563 | 27.0601 | 23.9864 | 23.5254 | 23.6232 | 23.2272 | 23.2894 | 23.4497 | 23.8801 | 24.4342 | 25.1402 | 24.7849 | 25.4229 | 31.525 | 40.3996 | 50.3622 | 62.8836 | 77.1816 | 93.6158 | 112.0299 | 132.0454 | 153.8528 | 177.4474 | 203.364 | 229.5655 | 255.6354 | 281.8291 | 307.6258
High | Textiles | 225.5281 | 224.1862 | 214.0937 | 213.8316 | 211.8756 | 234.0916 | 240.7349 | 245.698 | 257.9935 | 254.8432 | 248.6887 | 248.1737 | 233.241 | 244.6095 | 231.4348 | 204.6819 | 205.0156 | 202.1067 | 181.0621 | 184.7754 | 179.3685 | 173.4559 | 153.0546 | 144.6095 | 141.2307 | 138.2912 | 128.8337 | 112.4869 | 111.1705 | 102.9648
High | Apparel | 4.2423 | 4.1485 | 3.9345 | 3.7383 | 3.7845 | 3.7359 | 3.5611 | 3.6076 | 3.5944 | 3.5763 | 3.537 | 3.4482 | 3.3981 | 3.4054 | 3.3398 | 3.2295 | 3.2391 | 3.1661 | 3.1074 | 3.0365 | 3.0217 | 2.9766 | 2.9315 | 2.9376 | 2.8948 | 2.8641 | 2.8161 | 2.8402 | 2.793 | 2.7484
High | Leather | 6.059 | 5.8163 | 6.7732 | 7.1827 | 7.2522 | 7.9627 | 8.3005 | 7.9098 | 7.3412 | 7.0972 | 7.0235 | 6.7023 | 6.0242 | 6.4051 | 5.7929 | 5.5635 | 5.3898 | 5.2202 | 5.0069 | 4.9792 | 4.6745 | 4.5964 | 4.4681 | 4.2895 | 4.1244 | 4.0622 | 3.9323 | 3.7898 | 3.5459 | 3.4902
High | Printing | 278.7526 | 272.2082 | 256.2803 | 220.6926 | 208.6052 | 201.889 | 190.2899 | 183.3194 | 175.0776 | 168.1869 | 162.8523 | 159.7627 | 157.7264 | 157.4521 | 158.7393 | 160.4936 | 162.3418 | 163.5495 | 163.6429 | 164.7027 | 165.9654 | 167.3217 | 168.7755 | 170.7449 | 172.4631 | 174.4339 | 176.1874 | 178.238 | 179.9099 | 181.8453
High | Rubber, plastic | 903.4357 | 1024.8074 | 985.8868 | 869.5236 | 860.7864 | 879.3799 | 883.6947 | 880.0224 | 867.7842 | 867.3349 | 870.8436 | 873.0287 | 869.9221 | 880.878 | 883.569 | 890.7709 | 894.0814 | 898.8745 | 902.6206 | 908.669 | 914.2472 | 921.019 | 928.8875 | 935.9439 | 943.096 | 952.2884 | 960.9373 | 968.4149 | 976.9555 | 984.6934
High | Cement | 294.5453 | 384.6052 | 355.8632 | 296.0897 | 270.3645 | 268.4096 | 272.3807 | 271.5095 | 289.7187 | 309.3066 | 321.1015 | 321.5797 | 317.4099 | 321.2847 | 314.027 | 355.9087 | 405.152 | 446.9499 | 496.643 | 541.7555 | 574.6705 | 608.8187 | 631.4941 | 646.5287 | 659.1806 | 661.8549 | 659.2219 | 644.2369 | 626.3284 | 600.8479
High | Elect Manf | 448.9526 | 696.1169 | 733.578 | 654.5045 | 638.0607 | 658.1566 | 678.5492 | 668.2612 | 668.4383 | 675.1037 | 691.9044 | 697.3704 | 691.6863 | 693.3277 | 698.255 | 708.2541 | 705.1007 | 700.3316 | 683.8155 | 661.9197 | 630.6029 | 590.6029 | 547.4954 | 500.8623 | 457.7337 | 409.4486 | 363.8561 | 319.3011 | 276.7299 | 237.7539
High | Light Manf | 1819.8443 | 1750.7493 | 1684.5226 | 1621.0371 | 1560.1717 | 1501.8108 | 1445.8443 | 1392.167 | 1340.6786 | 1362.2508 | 1384.2025 | 1406.5405 | 1429.2723 | 1452.4052 | 1475.9468 | 1499.9049 | 1524.2871 | 1549.1017 | 1574.3567 | 1600.0604 | 1626.2215 | 1652.8484 | 1679.9502 | 1707.5357 | 1735.6142 | 1764.195 | 1793.2877 | 1822.902 | 1853.0479 | 1883.7355

## Streetlighting
Medium
#NUM!
Northwest Streetlighting Loads (GWh) |  | 1986 | 1987 | 1988 | 1989 | 1990 | 1991 | 1992 | 1993 | 1994 | 1995 | 1996 | 1997 | 1998 | 1999 | 2000 | 2001 | 2002 | 2003 | 2004 | 2005 | 2006 | 2007 | 2008 | 2009 | 2010 | 2011 | 2012 | 2013 | 2014 | 2015 | 2016 | 2017 | 2018 | 2019 | 2020 | 2021 | 2022 | 2023 | 2024 | 2025 | 2026 | 2027 | 2028 | 2029 | 2030 | 2031 | 2032 | 2033 | 2034 | 2035 | [5 empty] | #NUM!
LDCECC | Streetlighting | 2824.478 | 2816.292 | 2791.2 | 2850.037 | 2747.259 | 2842.26 | 2865.635 | 2904.262 | 2918.929 | 2913.419 | 2934.153 | 2876.641 | 2839.478 | 2852.759 | 2868.655 | 2936.365 | 3093.976 | 3095.44 | 3095.719 | 3087.167 | 3011.248 | 2944.325 | 3102.169 | 3052.5 | 3096.793 | 3136.066 | 3051.199 | 3059.957 | 3068.262 | 3076.069 | 3083.348 | 3090.17 | 3096.461 | 3102.61 | 3108.402 | 3114.02 | 3119.384 | 3124.334 | 3129.065 | 3133.454 | 3137.617 | 3141.577 | 3145.219 | 3148.568 | 3151.553 | 3155.136 | 3158.404 | 3161.508 | 3164.603 | 3167.643 | Public service (stl,water) | 322.429 | 353.5152 | 351.1494 | 361.6031 | 0.0014678
Low
Northwest Streetlighting Loads (GWh) |  | 1986 | 1987 | 1988 | 1989 | 1990 | 1991 | 1992 | 1993 | 1994 | 1995 | 1996 | 1997 | 1998 | 1999 | 2000 | 2001 | 2002 | 2003 | 2004 | 2005 | 2006 | 2007 | 2008 | 2009 | 2010 | 2011 | 2012 | 2013 | 2014 | 2015 | 2016 | 2017 | 2018 | 2019 | 2020 | 2021 | 2022 | 2023 | 2024 | 2025 | 2026 | 2027 | 2028 | 2029 | 2030 | 2031 | 2032 | 2033 | 2034 | 2035
LDCECC | Streetlighting | 2824.478 | 2816.292 | 2791.2 | 2850.037 | 2747.259 | 2842.26 | 2865.635 | 2904.262 | 2918.929 | 2913.419 | 2934.153 | 2876.641 | 2839.478 | 2852.759 | 2868.655 | 2936.365 | 3093.976 | 3095.44 | 3095.719 | 3087.167 | 3011.248 | 2944.325 | 3102.169 | 3052.5 | 3096.793 | 3136.066 | 3051.199 | 3059.957 | 3068.262 | 3076.069 | 3083.348 | 3090.17 | 3096.461 | 3102.61 | 3108.402 | 3114.02 | 3119.384 | 3124.334 | 3129.065 | 3133.454 | 3137.617 | 3141.577 | 3145.219 | 3148.568 | 3151.553 | 3155.136 | 3158.404 | 3161.508 | 3164.603 | 3167.643
Northwest Streetlighting Loads (GWh) |  | 1986 | 1987 | 1988 | 1989 | 1990 | 1991 | 1992 | 1993 | 1994 | 1995 | 1996 | 1997 | 1998 | 1999 | 2000 | 2001 | 2002 | 2003 | 2004 | 2005 | 2006 | 2007 | 2008 | 2009 | 2010 | 2011 | 2012 | 2013 | 2014 | 2015 | 2016 | 2017 | 2018 | 2019 | 2020 | 2021 | 2022 | 2023 | 2024 | 2025 | 2026 | 2027 | 2028 | 2029 | 2030 | 2031 | 2032 | 2033 | 2034 | 2035
LDCECC | Streetlighting | 2824.478 | 2816.292 | 2791.2 | 2850.037 | 2747.259 | 2842.26 | 2865.635 | 2904.262 | 2918.929 | 2913.419 | 2934.153 | 2876.641 | 2839.478 | 2852.759 | 2868.655 | 2936.365 | 3093.976 | 3095.44 | 3095.719 | 3087.167 | 3011.248 | 2944.325 | 3102.169 | 3052.5 | 3096.793 | 3136.066 | 3051.199 | 3059.957 | 3068.262 | 3076.069 | 3083.348 | 3090.17 | 3096.461 | 3102.61 | 3108.402 | 3114.02 | 3119.384 | 3124.334 | 3129.065 | 3133.454 | 3137.617 | 3141.577 | 3145.219 | 3148.568 | 3151.553 | 3155.136 | 3158.404 | 3161.508 | 3164.603 | 3167.643

## transprtation
Medium
Northwest Transportation Loads (GWh) |  | 1986 | 1987 | 1988 | 1989 | 1990 | 1991 | 1992 | 1993 | 1994 | 1995 | 1996 | 1997 | 1998 | 1999 | 2000 | 2001 | 2002 | 2003 | 2004 | 2005 | 2006 | 2007 | 2008 | 2009 | 2010 | 2011 | 2012 | 2013 | 2014 | 2015 | 2016 | 2017 | 2018 | 2019 | 2020 | 2021 | 2022 | 2023 | 2024 | 2025 | 2026 | 2027 | 2028 | 2029 | 2030 | 2031 | 2032 | 2033 | 2034 | 2035 | [5 empty] | #NUM!
LDCECC | Transportation | 26.0484 | 27.3833 | 27.1794 | 29.0969 | 28.3149 | 33.6135 | 34.9541 | 33.9606 | 34.7316 | 37.493 | 33.4719 | 33.7273 | 37.1894 | 60.122 | 60.7096 | 61.1713 | 64.7954 | 107.5021 | 112.755 | 64.7983 | 68.1487 | 68.6475 | 71.4706 | 70.8872 | 70.806 | 72.1618 | 71.3628 | 77.1986 | 176.7906 | 235.9108 | 327.6008 | 448.7395 | 594.6292 | 763.4083 | 948.533 | 1151.595 | 1368.747 | 1597.395 | 1836.037 | 2084.705 | 2342.274 | 2595.222 | 2840.821 | 3076.233 | 3298.015 | 3495.694 | 3662.101 | 3801.974 | 3938.956 | 4030.399 | Transportation | 2.9736 | 8.0829 | 26.9305 | 460.0912 | 0.15247
#NUM!
Low
Northwest Transportation Loads (GWh) |  | 1986 | 1987 | 1988 | 1989 | 1990 | 1991 | 1992 | 1993 | 1994 | 1995 | 1996 | 1997 | 1998 | 1999 | 2000 | 2001 | 2002 | 2003 | 2004 | 2005 | 2006 | 2007 | 2008 | 2009 | 2010 | 2011 | 2012 | 2013 | 2014 | 2015 | 2016 | 2017 | 2018 | 2019 | 2020 | 2021 | 2022 | 2023 | 2024 | 2025 | 2026 | 2027 | 2028 | 2029 | 2030 | 2031 | 2032 | 2033 | 2034 | 2035
LDCECC | Transportation | 26.0484 | 27.3833 | 27.1794 | 29.0969 | 28.3149 | 33.6135 | 34.9541 | 33.9606 | 34.7316 | 37.493 | 33.4719 | 33.7273 | 37.1894 | 60.122 | 60.7096 | 61.1713 | 64.7954 | 107.5021 | 112.755 | 64.7983 | 68.1487 | 68.6475 | 71.4706 | 70.8872 | 70.806 | 72.1618 | 71.3628 | 77.1989 | 173.3706 | 223.5113 | 275.5831 | 340.1228 | 414.9875 | 498.8163 | 586.8405 | 682.1495 | 782.6795 | 876.7668 | 964.2113 | 1044.902 | 1118.718 | 1184.07 | 1241.294 | 1290.245 | 1330.538 | 1363.597 | 1387.404 | 1403.498 | 1413.186 | 1417.434
Northwest Transportation Loads (GWh) |  | 1986 | 1987 | 1988 | 1989 | 1990 | 1991 | 1992 | 1993 | 1994 | 1995 | 1996 | 1997 | 1998 | 1999 | 2000 | 2001 | 2002 | 2003 | 2004 | 2005 | 2006 | 2007 | 2008 | 2009 | 2010 | 2011 | 2012 | 2013 | 2014 | 2015 | 2016 | 2017 | 2018 | 2019 | 2020 | 2021 | 2022 | 2023 | 2024 | 2025 | 2026 | 2027 | 2028 | 2029 | 2030 | 2031 | 2032 | 2033 | 2034 | 2035
LDCECC | Transportation | 26.0484 | 27.3833 | 27.1794 | 29.0969 | 28.3149 | 33.6135 | 34.9541 | 33.9606 | 34.7316 | 37.493 | 33.4719 | 33.7273 | 37.1894 | 60.122 | 60.7096 | 61.1713 | 64.7954 | 107.5021 | 112.755 | 64.7983 | 68.1487 | 68.6475 | 71.4706 | 70.8872 | 70.806 | 72.1618 | 71.3628 | 77.1989 | 187.0452 | 273.8199 | 396.1869 | 565.9745 | 777.2962 | 1022.242 | 1290.626 | 1573.224 | 1872.886 | 2187.073 | 2505.781 | 2828.954 | 3154.202 | 3481.317 | 3803.414 | 4116.875 | 4411.913 | 4690.61 | 4931.203 | 5137.517 | 5311.508 | 5455.594

## Contribution to Peak
In this tab we are presenting the details of contribution to NW system peak.
there are over 250 enduse/sector combinations make up the system peak in the NW.
please note that this information is as reliable as the underlying load profiles for each enduse in each sector.
Council in association with NEEA and other utilities is hoping to update the underlying load profiles for the 8th power plan.
note that 1986-2012 data reflects impact of temperatures on loads.
2013-2035 data is weather normalized.
Similar information is available at the state level.
BaseCase | is the scenario name.
Engine | is the model name.
This is the Loadshape Review for Northwest
Area | Sector | Day | Month | Enduse | Units | 1986 | 1987 | 1988 | 1989 | 1990 | 1991 | 1992 | 1993 | 1994 | 1995 | 1996 | 1997 | 1998 | 1999 | 2000 | 2001 | 2002 | 2003 | 2004 | 2005 | 2006 | 2007 | 2008 | 2009 | 2010 | 2011 | 2012 | 2013 | 2014 | 2015 | 2016 | 2017 | 2018 | 2019 | 2020 | 2021 | 2022 | 2023 | 2024 | 2025 | 2026 | 2027 | 2028 | 2029 | 2030 | 2031 | 2032 | 2033 | 2034 | 2035
Northwest | Single Family | Peak | January | Space Heating | MW | 3723.323 | 3666.088 | 3920.118 | 4232.118 | 4113.546 | 4268.688 | 3941.434 | 4208.266 | 3956.805 | 3842.412 | 4711.75 | 4117.794 | 3832.542 | 3760.945 | 3965.968 | 4314.11 | 4252.04 | 3826.189 | 4587.727 | 4373.515 | 3058.965 | 3419.851 | 3797.301 | 3553.512 | 3051.087 | 3665.101 | 3166.802 | 3207.299 | 3294.105 | 3360.668 | 3367.342 | 3373.073 | 3376.601 | 3328.687 | 3282.253 | 3237.488 | 3194.243 | 3152.789 | 3112.874 | 3075.345 | 3040.117 | 3005.954 | 2973.298 | 2941.898 | 2912.301 | 2884.186 | 2856.692 | 2830.445 | 2805.848 | 2782.128
Northwest | Single Family | Peak | January | Water Heating Under 55 | MW | 2620.386 | 2586.012 | 2572.895 | 2615.837 | 2523.053 | 2603.714 | 2555.079 | 2591.949 | 2565.629 | 2543.568 | 2753.654 | 2522.101 | 2336.217 | 2133.873 | 2146.548 | 2226.563 | 2134.676 | 2036.624 | 2319.584 | 2081.886 | 1154.02 | 1385.883 | 1419.317 | 1356.959 | 1204.896 | 1308.978 | 1232.809 | 1241.26 | 1290.704 | 1311.238 | 1321.586 | 1331.58 | 1340.782 | 1349.984 | 1358.744 | 1367.516 | 1375.864 | 1384.405 | 1392.807 | 1401.666 | 1411.003 | 1420.002 | 1429.066 | 1437.893 | 1446.977 | 1456.189 | 1464.821 | 1473.404 | 1482.378 | 1491.026
Northwest | Single Family | Peak | January | Lighting | MW | 1783.396 | 1775.347 | 1780.333 | 1826.643 | 1781.904 | 1858.127 | 1840.862 | 1918.277 | 1930.952 | 1950.611 | 2152.26 | 1998.782 | 1889.919 | 1756.311 | 1797.953 | 1891.947 | 1851.616 | 1799.528 | 2092.914 | 1924.279 | 1797.076 | 2190.237 | 2279.315 | 2157.458 | 1897.224 | 2053.459 | 1855.394 | 1789.267 | 1791.259 | 1788.306 | 1758.642 | 1731.768 | 1711.317 | 1697.18 | 1687.682 | 1693.82 | 1700.875 | 1709.302 | 1718.577 | 1729.045 | 1740.657 | 1752.387 | 1764.561 | 1776.786 | 1789.479 | 1802.509 | 1815.053 | 1827.677 | 1840.937 | 1853.92
Northwest | Single Family | Peak | January | Refrigeration | MW | 569.3632 | 561.8726 | 558.6225 | 568.0165 | 548.6556 | 566.6044 | 555.6888 | 574.6013 | 574.1616 | 575.5721 | 629.6939 | 580.0818 | 543.4569 | 500.2964 | 507.0896 | 528.0677 | 511.1682 | 491.0446 | 563.8995 | 511.6647 | 472.2112 | 568.6524 | 584.4863 | 546.3477 | 474.3116 | 505.9936 | 466.1387 | 460.5961 | 469.869 | 476.0655 | 473.9635 | 472.0826 | 470.3052 | 468.7943 | 467.4145 | 466.3025 | 465.3182 | 464.6126 | 464.116 | 463.9377 | 464.0832 | 464.3444 | 464.8011 | 465.375 | 466.1701 | 467.1528 | 468.1436 | 469.2699 | 470.6564 | 472.0958
Northwest | Single Family | Peak | January | Freezer | MW | 176.8726 | 178.2307 | 180.7603 | 187.2077 | 184.58 | 193.943 | 193.6752 | 201.3872 | 202.3044 | 203.5968 | 224.3035 | 207.054 | 195.1546 | 180.7743 | 184.5812 | 193.7054 | 188.9019 | 182.7436 | 211.6067 | 193.4454 | 158.4642 | 192.2373 | 199.1937 | 187.8195 | 164.3269 | 177.4774 | 165.7191 | 165.169 | 169.9404 | 173.6842 | 174.394 | 175.1419 | 175.8817 | 176.6842 | 177.4993 | 178.3826 | 179.2979 | 180.2863 | 181.3468 | 182.5284 | 183.8296 | 185.1694 | 186.5717 | 188.0211 | 189.5605 | 191.1664 | 192.7797 | 194.4557 | 196.2374 | 198.0583
Northwest | Single Family | Peak | January | Clothes Washer | MW | 42.9109 | 41.7061 | 40.77 | 40.8374 | 38.96 | 39.5262 | 38.1473 | 38.8556 | 38.5162 | 38.0867 | 41.2737 | 37.4838 | 34.6385 | 31.4838 | 31.502 | 32.3994 | 30.8738 | 29.194 | 32.9844 | 29.3929 | 40.5635 | 47.9321 | 48.2852 | 44.2345 | 37.5888 | 39.2131 | 35.3339 | 35.0789 | 35.9732 | 36.6616 | 36.7272 | 36.8173 | 36.9194 | 37.0487 | 37.191 | 37.3578 | 37.5365 | 37.7411 | 37.9627 | 38.2118 | 38.4908 | 38.7781 | 39.0835 | 39.3981 | 39.7318 | 40.084 | 40.4343 | 40.7966 | 41.1829 | 41.5727
Northwest | Single Family | Peak | January | Clothes Dryer | MW | 333.2014 | 331.9794 | 333.3223 | 343.0007 | 289.6494 | 303.5493 | 303.1167 | 322.7253 | 333.4708 | 345.0089 | 390.023 | 371.5983 | 359.3334 | 342.0324 | 358.469 | 386.8632 | 386.838 | 384.6597 | 457.3015 | 428.9973 | 542.7432 | 582.191 | 619.3491 | 599.9888 | 539.6688 | 596.2669 | 570.3694 | 588.2194 | 621.9441 | 519.5778 | 532.5047 | 545.1461 | 557.3519 | 569.4323 | 581.2051 | 592.9207 | 604.4036 | 615.9191 | 627.3904 | 639.0349 | 650.8946 | 662.6454 | 674.4474 | 686.1957 | 698.0909 | 710.0971 | 721.9233 | 733.8115 | 745.9943 | 758.1328
Northwest | Single Family | Peak | January | Dishwasher | MW | 105.3447 | 101.0506 | 103.0309 | 108.3108 | 107.1785 | 112.9459 | 114.8796 | 121.9651 | 125.7679 | 129.3671 | 145.6806 | 137.6886 | 132.0952 | 124.7114 | 129.5755 | 138.5991 | 136.9588 | 134.5533 | 157.9841 | 146.0786 | 157.5424 | 193.5885 | 202.6679 | 193.1426 | 171.9719 | 187.2733 | 191.8291 | 190.2485 | 195.4172 | 199.9684 | 201.58 | 203.7157 | 206.2607 | 209.2688 | 212.6264 | 216.3779 | 220.4246 | 224.8385 | 229.5491 | 234.6136 | 240.0429 | 245.6914 | 251.6194 | 257.7631 | 264.1892 | 270.8947 | 277.7363 | 284.8106 | 292.2115 | 299.7892
Northwest | Single Family | Peak | January | Cooking | MW | 309.9603 | 317.6956 | 328.0303 | 346.3669 | 347.2504 | 372.2377 | 378.2059 | 407.0638 | 409.032 | 413.0016 | 454.9647 | 422.4926 | 398.9306 | 370.2021 | 378.3929 | 398.1648 | 396.6037 | 392.3745 | 464.2491 | 431.8067 | 338.0889 | 408.3468 | 420.6719 | 394.7607 | 340.2077 | 359.426 | 339.3181 | 340.3189 | 352.2957 | 362.1147 | 365.3977 | 368.3986 | 371.0354 | 370.8991 | 370.7767 | 370.7927 | 370.822 | 371.0234 | 371.3197 | 371.8357 | 372.5767 | 373.3505 | 374.2452 | 375.1837 | 376.278 | 377.4966 | 378.6675 | 379.9134 | 381.3494 | 382.7845
Northwest | Single Family | Peak | January | Air Conditioning | MW | 0 | 0 | 0 | 0 | 0 | 0 | 0 | 0 | 0 | 0 | 0 | 0 | 0 | 0 | 0 | 0 | 0 | 0 | 0 | 0 | 0.234 | 0.2334 | 0.1879 | 0.2738 | 0.152 | 0.1763 | 0.1668 | 0.2167 | 0.2934 | 0.2158 | 0.226 | 0.2359 | 0.2455 | 0.2548 | 0.2638 | 0.2728 | 0.2815 | 0.2902 | 0.2988 | 0.3074 | 0.316 | 0.3245 | 0.3329 | 0.3412 | 0.3495 | 0.3577 | 0.3657 | 0.3737 | 0.3817 | 0.3897
Northwest | Single Family | Peak | January | Entertainment Center | MW | 204.8066 | 216.6114 | 230.1927 | 249.9064 | 256.881 | 282.0948 | 303.4529 | 330.6551 | 347.9664 | 366.8651 | 420.5178 | 403.4335 | 413.8547 | 414.3353 | 464.2647 | 535.1565 | 564.9512 | 601.95 | 777.2319 | 803.6785 | 893.8774 | 1149.543 | 1252.218 | 1293.573 | 1231.528 | 1403.883 | 1378.347 | 1300.406 | 1260.621 | 1210.146 | 1151.899 | 1105.584 | 1068.376 | 1038.657 | 1014.541 | 995.1258 | 979.108 | 966.0947 | 955.3322 | 946.6046 | 939.5574 | 933.4557 | 928.2612 | 923.6371 | 919.6846 | 918.1733 | 918.2312 | 919.7466 | 922.6913 | 926.3832
Northwest | Single Family | Peak | January | Other Non-Substitutables | MW | 753.9637 | 726.1288 | 756.9273 | 805.2955 | 776.5097 | 833.5499 | 776.3428 | 866.7712 | 833.8581 | 834.3118 | 959.5939 | 876.497 | 814.0964 | 774.7886 | 794.9656 | 799.7958 | 783.9021 | 754.7863 | 882.1293 | 818.158 | 832.3233 | 1035.737 | 1105.115 | 1055.877 | 887.3505 | 996.9114 | 907.9905 | 906.4325 | 934.6236 | 957.7431 | 964.3695 | 971.0862 | 977.5659 | 984.2757 | 990.8404 | 997.6295 | 1004.286 | 1011.238 | 1018.273 | 1025.705 | 1033.583 | 1041.346 | 1049.246 | 1057.073 | 1065.119 | 1073.329 | 1081.214 | 1089.14 | 1097.447 | 1105.594
Northwest | Single Family | Peak | January | Water Heating Over 55 | MW | 43.3691 | 49.9714 | 57.0262 | 65.4601 | 70.3521 | 79.8592 | 85.655 | 94.7404 | 100.7325 | 107.4286 | 123.9786 | 121.3044 | 118.9945 | 114.8457 | 121.4156 | 132.2215 | 132.4012 | 132.3074 | 157.2799 | 146.8166 | 88.5261 | 110.8581 | 117.5892 | 116.7044 | 107.2919 | 119.0453 | 116.2681 | 116.8918 | 121.4091 | 121.8097 | 119.9271 | 118.0859 | 116.277 | 114.5051 | 112.7663 | 111.0596 | 109.376 | 107.7214 | 106.0909 | 104.4967 | 102.9324 | 101.3872 | 99.8651 | 98.3618 | 96.889 | 95.4394 | 94.0038 | 92.5901 | 91.2059 | 89.8401
Northwest | Single Family | Peak | February | Space Heating | MW | 3381.826 | 3327.867 | 3559.205 | 3845.986 | 3739.093 | 3880.582 | 3580.755 | 3829.128 | 3601.451 | 3494.659 | 4334.129 | 3520.292 | 3153.755 | 3477.01 | 3454.799 | 3908.359 | 3733.505 | 3722.13 | 3622.337 | 3821.389 | 2819.835 | 2666.877 | 2811.224 | 2752.909 | 2517.634 | 3044.486 | 2518.535 | 2547.904 | 2614.282 | 2664.347 | 2667.007 | 2669.121 | 2669.767 | 2630.705 | 2592.907 | 2556.508 | 2521.345 | 2487.64 | 2455.198 | 2424.663 | 2395.933 | 2368.104 | 2341.492 | 2315.896 | 2291.757 | 2268.803 | 2246.391 | 2224.992 | 2204.923 | 2185.581
Northwest | Single Family | Peak | February | Water Heating Under 55 | MW | 2752.02 | 2715.181 | 2701.269 | 2748.134 | 2651.579 | 2735.983 | 2684.633 | 2724.279 | 2699.108 | 2673.48 | 2925.855 | 2491.673 | 2222.616 | 2280.124 | 2161.302 | 2332.795 | 2167.905 | 2291.825 | 2118.87 | 2104.631 | 1343.654 | 1355.564 | 1317.145 | 1315.874 | 1242.909 | 1355.777 | 1220.599 | 1228.977 | 1277.944 | 1298.251 | 1308.473 | 1318.344 | 1327.429 | 1336.516 | 1345.165 | 1353.824 | 1362.064 | 1370.496 | 1378.79 | 1387.533 | 1396.754 | 1405.637 | 1414.585 | 1423.299 | 1432.268 | 1441.363 | 1449.884 | 1458.356 | 1467.217 | 1475.753
Northwest | Single Family | Peak | February | Lighting | MW | 1776.847 | 1768.305 | 1773.313 | 1820.537 | 1776.638 | 1852.333 | 1834.754 | 1912.004 | 1926.419 | 1944.464 | 2168.763 | 1873.026 | 1705.809 | 1780.481 | 1716.874 | 1879.311 | 1782.555 | 1920.432 | 1813.075 | 1844.812 | 1868.306 | 1913.247 | 1888.818 | 1868.916 | 1749.039 | 1901.244 | 1642.417 | 1583.945 | 1585.768 | 1583.209 | 1556.989 | 1533.223 | 1515.137 | 1502.642 | 1494.25 | 1499.723 | 1506.003 | 1513.494 | 1521.73 | 1531.02 | 1541.324 | 1551.728 | 1562.526 | 1573.366 | 1584.62 | 1596.174 | 1607.294 | 1618.485 | 1630.24 | 1641.748
Northwest | Single Family | Peak | February | Refrigeration | MW | 575.9883 | 568.2485 | 564.96 | 574.8197 | 555.4327 | 573.5131 | 562.3701 | 581.5602 | 581.6569 | 582.61 | 644.337 | 551.9755 | 498.0466 | 514.9622 | 491.6964 | 532.6822 | 499.756 | 532.1386 | 496.0475 | 498.1066 | 580.4752 | 587.3121 | 572.6926 | 559.5543 | 516.9334 | 553.8083 | 487.7361 | 481.9405 | 491.6474 | 498.1362 | 495.9419 | 493.9788 | 492.123 | 490.5466 | 489.1067 | 487.9468 | 486.9202 | 486.1858 | 485.6691 | 485.4856 | 485.6416 | 485.918 | 486.3993 | 487.003 | 487.8381 | 488.8702 | 489.9101 | 491.0919 | 492.5461 | 494.0554
Northwest | Single Family | Peak | February | Freezer | MW | 172.5319 | 173.8 | 176.2851 | 182.6703 | 180.1842 | 189.2916 | 188.9752 | 196.4973 | 197.5732 | 198.6736 | 221.2155 | 189.9266 | 172.4434 | 179.4235 | 172.5423 | 188.3173 | 177.983 | 190.842 | 179.3923 | 181.5014 | 207.2473 | 211.3556 | 207.7736 | 204.8827 | 190.7422 | 206.9146 | 184.7188 | 184.1107 | 189.4348 | 193.614 | 194.4113 | 195.2513 | 196.0818 | 196.9827 | 197.8974 | 198.8881 | 199.9146 | 201.0229 | 202.2115 | 203.5351 | 204.9927 | 206.493 | 208.0635 | 209.6866 | 211.41 | 213.2081 | 215.0144 | 216.8907 | 218.8851 | 220.9233
Northwest | Single Family | Peak | February | Clothes Washer | MW | 30.8646 | 29.9876 | 29.3188 | 29.3812 | 28.0435 | 28.4466 | 27.4455 | 27.9582 | 27.7384 | 27.4048 | 30.0122 | 25.3501 | 22.5668 | 23.0393 | 21.7132 | 23.2277 | 21.4526 | 22.4826 | 20.621 | 20.3373 | 46.7657 | 46.4448 | 44.3904 | 42.5147 | 38.4411 | 40.2735 | 34.6928 | 34.4435 | 35.3226 | 35.9997 | 36.0652 | 36.1549 | 36.2562 | 36.3842 | 36.5251 | 36.6899 | 36.8665 | 37.0685 | 37.2872 | 37.5329 | 37.8079 | 38.0911 | 38.3922 | 38.7022 | 39.031 | 39.378 | 39.7232 | 40.0801 | 40.4606 | 40.8446
Northwest | Single Family | Peak | February | Clothes Dryer | MW | 302.2223 | 301.0269 | 302.2447 | 311.2111 | 262.9042 | 275.4791 | 275.0401 | 292.8831 | 302.9136 | 313.1259 | 357.8126 | 317.0094 | 295.2478 | 315.6507 | 311.6536 | 349.9005 | 339.1129 | 373.7076 | 360.6501 | 374.4267 | 620.1503 | 558.9901 | 564.1713 | 571.2869 | 546.7191 | 606.61 | 554.723 | 572.0872 | 604.8914 | 505.3364 | 517.9133 | 530.2126 | 542.0869 | 553.8401 | 565.2935 | 576.6909 | 587.8618 | 599.065 | 610.2243 | 621.5521 | 633.0902 | 644.5215 | 656.0034 | 667.4326 | 679.0049 | 690.686 | 702.191 | 713.7566 | 725.609 | 737.4179
Northwest | Single Family | Peak | February | Dishwasher | MW | 103.3839 | 99.1378 | 101.0992 | 106.3225 | 105.2663 | 110.9119 | 112.7631 | 119.727 | 123.5669 | 126.993 | 144.5227 | 127.0334 | 117.4121 | 124.5074 | 121.8441 | 135.5628 | 129.8363 | 141.3768 | 134.7561 | 137.9014 | 179.4603 | 185.3307 | 184.0817 | 183.382 | 173.6995 | 189.9662 | 186.0461 | 184.5173 | 189.5349 | 193.9541 | 195.5224 | 197.599 | 200.0722 | 202.995 | 206.2567 | 209.9004 | 213.8305 | 218.1171 | 222.6913 | 227.6089 | 232.8809 | 238.3654 | 244.1214 | 250.0867 | 256.3261 | 262.8371 | 269.4799 | 276.3488 | 283.5348 | 290.8924
Northwest | Single Family | Peak | February | Cooking | MW | 252.5323 | 258.7623 | 267.1735 | 282.2899 | 283.1112 | 303.4345 | 308.2527 | 331.7924 | 333.7108 | 336.6831 | 374.9584 | 323.7846 | 294.4422 | 306.8853 | 295.4959 | 323.4891 | 312.2998 | 342.4935 | 328.9399 | 338.5824 | 363.7192 | 369.066 | 360.7112 | 353.7746 | 324.4441 | 344.2194 | 310.6543 | 311.573 | 322.5411 | 331.5344 | 334.5437 | 337.2947 | 339.7115 | 339.5896 | 339.48 | 339.4969 | 339.5258 | 339.7128 | 339.9859 | 340.4602 | 341.1411 | 341.8516 | 342.673 | 343.5343 | 344.5383 | 345.6566 | 346.7307 | 347.8736 | 349.1906 | 350.5067
Northwest | Single Family | Peak | February | Air Conditioning | MW | 0 | 0 | 0 | 0 | 0 | 0 | 0 | 0 | 0 | 0 | 0 | 0 | 0 | 0 | 0 | 0 | 0 | 0 | 0 | 0 | 0.3502 | 0.2934 | 0.224 | 0.3412 | 0.2017 | 0.2349 | 0.2125 | 0.2761 | 0.3738 | 0.275 | 0.2879 | 0.3005 | 0.3127 | 0.3246 | 0.3361 | 0.3476 | 0.3587 | 0.3697 | 0.3806 | 0.3916 | 0.4026 | 0.4134 | 0.4241 | 0.4346 | 0.4452 | 0.4557 | 0.4659 | 0.476 | 0.4863 | 0.4964
Northwest | Single Family | Peak | February | Entertainment Center | MW | 169.9961 | 179.7413 | 191.0123 | 207.4979 | 213.3671 | 234.2721 | 251.9602 | 274.5643 | 289.2106 | 304.6718 | 353.0369 | 314.9735 | 311.179 | 349.9135 | 369.3449 | 442.8966 | 453.1469 | 535.2118 | 560.954 | 641.899 | 1047.695 | 1131.991 | 1169.829 | 1263.216 | 1279.903 | 1465.282 | 1375.461 | 1297.69 | 1257.998 | 1207.639 | 1149.523 | 1103.314 | 1066.19 | 1036.541 | 1012.483 | 993.1136 | 977.1346 | 964.1547 | 953.4191 | 944.7142 | 937.6876 | 931.6031 | 926.4247 | 921.8151 | 917.8755 | 916.3735 | 916.4363 | 917.9539 | 920.8983 | 924.5881
Northwest | Single Family | Peak | February | Other Non-Substitutables | MW | 773.2142 | 744.4865 | 776.0103 | 826.1431 | 796.9062 | 855.3105 | 796.5146 | 889.4307 | 856.4499 | 856.2031 | 995.5696 | 845.5399 | 756.3571 | 808.4966 | 781.5081 | 818.0175 | 777.1013 | 829.2669 | 786.7369 | 807.5042 | 980.6279 | 1025.233 | 1037.785 | 1036.323 | 926.6237 | 1045.404 | 910.2321 | 908.6779 | 936.9473 | 960.1349 | 966.7883 | 973.5321 | 980.0357 | 986.7717 | 993.3607 | 1000.174 | 1006.855 | 1013.831 | 1020.891 | 1028.347 | 1036.253 | 1044.042 | 1051.969 | 1059.823 | 1067.896 | 1076.135 | 1084.047 | 1092 | 1100.335 | 1108.51
Northwest | Single Family | Peak | February | Water Heating Over 55 | MW | 45.5612 | 52.4796 | 59.8855 | 68.7848 | 73.9494 | 83.9287 | 90.0151 | 99.5914 | 105.9932 | 112.9477 | 131.8126 | 119.8876 | 113.2419 | 122.7413 | 122.2989 | 138.6375 | 134.5816 | 149.0376 | 143.8126 | 148.5615 | 101.737 | 106.9717 | 107.6574 | 111.5685 | 109.0813 | 121.4997 | 113.424 | 114.0333 | 118.441 | 118.8404 | 117.0128 | 115.2254 | 113.4692 | 111.7491 | 110.0611 | 108.4045 | 106.7703 | 105.1644 | 103.582 | 102.0352 | 100.5178 | 99.0189 | 97.5426 | 96.0846 | 94.6566 | 93.2512 | 91.8594 | 90.489 | 89.1475 | 87.8239
Northwest | Single Family | Peak | March | Space Heating | MW | 3055.375 | 3005.26 | 3214.872 | 3477.461 | 3376.873 | 3509.447 | 3234.482 | 3472.028 | 3260.984 | 3165.436 | 3609.057 | 3265.046 | 3198.053 | 3324.504 | 3307.497 | 3448.685 | 3675.671 | 3294.965 | 3325.129 | 3226.327 | 2863.701 | 2753.204 | 2991.185 | 3179.432 | 2783.245 | 3014.354 | 2836.729 | 2870.414 | 2944.455 | 3000.108 | 3002.404 | 3004.208 | 3004.479 | 2966.151 | 2928.914 | 2892.949 | 2858.114 | 2824.664 | 2792.415 | 2762.146 | 2733.755 | 2706.168 | 2679.768 | 2654.346 | 2630.428 | 2607.694 | 2585.404 | 2564.123 | 2544.23 | 2525.032
Northwest | Single Family | Peak | March | Water Heating Under 55 | MW | 2629.804 | 2592.781 | 2579.74 | 2627.004 | 2530.779 | 2614.76 | 2562.276 | 2607.601 | 2578.948 | 2555.267 | 2570.771 | 2437.553 | 2376.66 | 2298.607 | 2181.41 | 2169.386 | 2249.199 | 2137.582 | 2048.996 | 1871.53 | 1196.531 | 1229.888 | 1231.996 | 1334.316 | 1201.408 | 1172.976 | 1200.118 | 1208.362 | 1256.516 | 1276.38 | 1286.321 | 1295.918 | 1304.741 | 1313.567 | 1321.961 | 1330.366 | 1338.357 | 1346.538 | 1354.58 | 1363.061 | 1372.01 | 1380.627 | 1389.308 | 1397.758 | 1406.456 | 1415.282 | 1423.541 | 1431.753 | 1440.345 | 1448.618
Northwest | Single Family | Peak | March | Lighting | MW | 1424.983 | 1417.192 | 1421.257 | 1460.5 | 1423.014 | 1485.615 | 1469.792 | 1536.046 | 1544.988 | 1559.779 | 1599.359 | 1537.758 | 1530.715 | 1506.22 | 1454.44 | 1466.937 | 1552.391 | 1503.167 | 1471.302 | 1376.738 | 1501.387 | 1566.466 | 1594.191 | 1709.707 | 1525.169 | 1483.475 | 1456.589 | 1404.789 | 1406.46 | 1404.242 | 1381.022 | 1359.954 | 1343.917 | 1332.839 | 1325.399 | 1330.279 | 1335.868 | 1342.529 | 1349.845 | 1358.092 | 1367.237 | 1376.468 | 1386.047 | 1395.661 | 1405.642 | 1415.89 | 1425.75 | 1435.672 | 1446.096 | 1456.298
Northwest | Single Family | Peak | March | Refrigeration | MW | 587.9406 | 579.6541 | 576.3254 | 586.9385 | 566.2535 | 585.4536 | 573.3875 | 594.6403 | 593.725 | 594.8257 | 604.765 | 576.775 | 568.8387 | 554.4844 | 530.1469 | 529.205 | 553.9283 | 530.1385 | 512.3583 | 473.13 | 531.7058 | 548.114 | 550.9713 | 583.52 | 513.8469 | 492.6221 | 493.0735 | 487.216 | 497.0311 | 503.5931 | 501.3769 | 499.3939 | 497.5181 | 495.9251 | 494.4694 | 493.2965 | 492.2576 | 491.5148 | 490.9911 | 490.8035 | 490.9598 | 491.237 | 491.722 | 492.3301 | 493.1722 | 494.2142 | 495.2632 | 496.4557 | 497.924 | 499.4474
Northwest | Single Family | Peak | March | Freezer | MW | 159.8848 | 160.9612 | 163.264 | 169.3474 | 166.7632 | 175.4355 | 174.9507 | 182.4413 | 183.1195 | 184.1802 | 188.5445 | 180.2105 | 178.8351 | 175.4011 | 168.9157 | 169.8561 | 179.1067 | 172.6381 | 168.2432 | 156.5401 | 195.5094 | 203.0654 | 205.7794 | 219.8809 | 195.1764 | 189.425 | 192.1921 | 191.5588 | 197.0978 | 201.4455 | 202.2745 | 203.1475 | 204.0102 | 204.9462 | 205.8962 | 206.9251 | 207.9909 | 209.1421 | 210.3761 | 211.7505 | 213.2644 | 214.8223 | 216.4534 | 218.1389 | 219.9288 | 221.7966 | 223.6726 | 225.6213 | 227.6929 | 229.8099
Northwest | Single Family | Peak | March | Clothes Washer | MW | 28.2547 | 27.4346 | 26.8234 | 26.9087 | 25.6388 | 26.0449 | 25.1001 | 25.645 | 25.397 | 25.0989 | 25.2714 | 23.7642 | 23.1212 | 22.2511 | 20.9991 | 20.6965 | 21.326 | 20.0917 | 19.1052 | 17.3275 | 44.9218 | 45.4462 | 44.778 | 46.4833 | 40.0683 | 37.5659 | 36.7788 | 36.5157 | 37.4491 | 38.1683 | 38.2392 | 38.3357 | 38.4444 | 38.5814 | 38.732 | 38.9081 | 39.0965 | 39.3121 | 39.5452 | 39.8068 | 40.0997 | 40.4013 | 40.7217 | 41.0517 | 41.4016 | 41.7709 | 42.1382 | 42.5179 | 42.9228 | 43.3313
Northwest | Single Family | Peak | March | Clothes Dryer | MW | 276.6762 | 275.3933 | 276.5238 | 285.0007 | 240.3804 | 252.2132 | 251.5013 | 268.5879 | 277.3023 | 286.7266 | 301.2138 | 297.1145 | 302.4548 | 304.8353 | 301.3695 | 311.7502 | 337.0885 | 333.9297 | 334.1123 | 318.9875 | 570.6959 | 524.0422 | 545.2399 | 598.4429 | 545.9637 | 542.0941 | 563.3898 | 581.028 | 614.3482 | 513.2396 | 526.0159 | 538.5098 | 550.5702 | 562.5082 | 574.1407 | 585.7161 | 597.0602 | 608.4384 | 619.7703 | 631.2725 | 642.9892 | 654.5961 | 666.2553 | 677.8602 | 689.6104 | 701.4724 | 713.1541 | 724.8973 | 736.9325 | 748.9226
Northwest | Single Family | Peak | March | Dishwasher | MW | 89.441 | 85.7077 | 87.4062 | 92.0194 | 90.943 | 95.9616 | 97.4583 | 103.784 | 106.9185 | 109.9121 | 115.0028 | 112.5422 | 113.6793 | 113.6356 | 111.3594 | 114.1501 | 121.9759 | 119.3915 | 117.981 | 111.028 | 166.2428 | 174.8895 | 179.0822 | 193.375 | 174.5975 | 170.8775 | 190.2306 | 188.674 | 193.8116 | 198.338 | 199.9491 | 202.0801 | 204.6163 | 207.6126 | 210.9553 | 214.6888 | 218.715 | 223.1063 | 227.7915 | 232.8279 | 238.2273 | 243.8438 | 249.7387 | 255.8476 | 262.2372 | 268.9053 | 275.7081 | 282.7425 | 290.1019 | 297.6368
Northwest | Single Family | Peak | March | Cooking | MW | 197.8775 | 202.6209 | 209.2166 | 221.2586 | 221.5605 | 237.7718 | 241.2564 | 260.4115 | 261.4777 | 263.8555 | 270.1354 | 259.698 | 258.1333 | 253.6461 | 244.5632 | 246.6993 | 265.7173 | 261.9023 | 260.7889 | 246.8569 | 338.6254 | 350.1172 | 352.764 | 375.0606 | 327.8547 | 311.3005 | 319.2926 | 320.2377 | 331.5122 | 340.7572 | 343.8519 | 346.6806 | 349.1647 | 349.0397 | 348.9269 | 348.944 | 348.9728 | 349.1647 | 349.4443 | 349.9303 | 350.6291 | 351.3577 | 352.2007 | 353.0846 | 354.1149 | 355.2634 | 356.3658 | 357.5389 | 358.8914 | 360.2425
Northwest | Single Family | Peak | March | Air Conditioning | MW | 0 | 0 | 0 | 0 | 0 | 0 | 0 | 0 | 0 | 0 | 0 | 0 | 0 | 0 | 0 | 0 | 0 | 0 | 0 | 0 | 0.1735 | 0.1482 | 0.1166 | 0.1926 | 0.1085 | 0.113 | 0.1162 | 0.151 | 0.2044 | 0.1504 | 0.1575 | 0.1644 | 0.171 | 0.1775 | 0.1838 | 0.1901 | 0.1962 | 0.2022 | 0.2082 | 0.2142 | 0.2202 | 0.2261 | 0.2319 | 0.2377 | 0.2435 | 0.2492 | 0.2548 | 0.2603 | 0.2659 | 0.2715
Northwest | Single Family | Peak | March | Entertainment Center | MW | 143.5102 | 151.6399 | 161.1539 | 175.2293 | 179.9022 | 197.7879 | 212.4678 | 232.1856 | 244.1553 | 257.2615 | 274.0441 | 272.1908 | 293.9375 | 311.601 | 329.3532 | 363.9128 | 415.4079 | 440.9748 | 479.186 | 504.2621 | 913.8689 | 1006.07 | 1071.775 | 1254.47 | 1211.505 | 1241.1 | 1324.151 | 1249.285 | 1211.078 | 1162.602 | 1106.658 | 1062.176 | 1026.437 | 997.8948 | 974.733 | 956.0855 | 940.6999 | 928.2032 | 917.8649 | 909.4805 | 902.7131 | 896.8511 | 891.8627 | 887.4209 | 883.6242 | 882.1758 | 882.2322 | 883.689 | 886.5204 | 890.0682
Northwest | Single Family | Peak | March | Other Non-Substitutables | MW | 623.4507 | 599.8569 | 625.3018 | 666.3093 | 641.7496 | 689.6647 | 641.4483 | 718.3086 | 690.5076 | 690.4584 | 738.0463 | 697.8817 | 682.348 | 687.6393 | 665.5604 | 641.9086 | 680.3373 | 652.5752 | 641.8746 | 605.8552 | 775.9512 | 826.5427 | 862.5134 | 933.6808 | 795.7861 | 803.4804 | 795.0803 | 793.7251 | 818.4218 | 838.6799 | 844.4953 | 850.3887 | 856.0697 | 861.9544 | 867.7092 | 873.6595 | 879.4924 | 885.5852 | 891.7482 | 898.2567 | 905.1595 | 911.9576 | 918.8782 | 925.734 | 932.7805 | 939.9747 | 946.881 | 953.8228 | 961.0995 | 968.2352
Northwest | Single Family | Peak | March | Water Heating Over 55 | MW | 43.5385 | 50.1133 | 57.1901 | 65.7498 | 70.5798 | 80.2059 | 85.9065 | 95.3093 | 101.2645 | 107.9307 | 115.7801 | 117.2537 | 121.0545 | 123.7186 | 123.4131 | 128.9145 | 139.6134 | 138.9582 | 139.0213 | 132.0572 | 91.0062 | 97.5252 | 101.196 | 113.7346 | 105.9845 | 105.7038 | 112.1369 | 112.7399 | 117.0983 | 117.4757 | 115.6508 | 113.8658 | 112.1121 | 110.3942 | 108.7081 | 107.053 | 105.4202 | 103.8153 | 102.2336 | 100.6866 | 99.1683 | 97.6684 | 96.1906 | 94.731 | 93.3007 | 91.8926 | 90.4981 | 89.1246 | 87.7795 | 86.452
Northwest | Single Family | Peak | April | Space Heating | MW | 2401.319 | 2350.909 | 2510.67 | 2722.781 | 2637.131 | 2748.516 | 2522.686 | 2733.428 | 2551.973 | 2481.786 | 2617.514 | 2615.244 | 2486.171 | 2702.519 | 2684.085 | 2870.074 | 2841.308 | 2757.398 | 2689.577 | 2842.225 | 2574.035 | 2582.531 | 3048.604 | 2735.992 | 2625.932 | 2886.512 | 2530.275 | 2558.187 | 2621.487 | 2668.184 | 2667.505 | 2666.63 | 2664.71 | 2632.914 | 2601.973 | 2572.055 | 2543.005 | 2515.073 | 2488.111 | 2462.823 | 2439.089 | 2415.998 | 2393.874 | 2372.538 | 2352.483 | 2333.403 | 2314.663 | 2296.763 | 2280.056 | 2263.92
Northwest | Single Family | Peak | April | Water Heating Under 55 | MW | 2135.957 | 2096.043 | 2082.726 | 2127.883 | 2044.178 | 2120.06 | 2067.049 | 2134.104 | 2096.862 | 2082.809 | 1938.46 | 2030.563 | 1921.786 | 1943.346 | 1841.063 | 1876.358 | 1807.299 | 1859.983 | 1723.805 | 1715.25 | 1021.668 | 1090.817 | 1187.168 | 1083.383 | 1064.206 | 1051.852 | 1000.328 | 1007.193 | 1047.326 | 1063.562 | 1071.513 | 1079.178 | 1086.204 | 1093.232 | 1099.902 | 1106.582 | 1112.916 | 1119.407 | 1125.781 | 1132.512 | 1139.627 | 1146.466 | 1153.358 | 1160.057 | 1166.958 | 1173.964 | 1180.502 | 1187 | 1193.81 | 1200.356
Northwest | Single Family | Peak | April | Lighting | MW | 1200.063 | 1187.997 | 1189.75 | 1226.35 | 1191.535 | 1248.143 | 1229.662 | 1301.447 | 1301.402 | 1315.956 | 1248.186 | 1325.947 | 1280.833 | 1317.564 | 1270.451 | 1313.454 | 1291.101 | 1353.579 | 1280.684 | 1305.075 | 1220.263 | 1322.651 | 1462.099 | 1321.116 | 1285.487 | 1265.556 | 1155.518 | 1114.403 | 1115.713 | 1113.956 | 1095.535 | 1078.795 | 1066.047 | 1057.233 | 1051.306 | 1055.155 | 1059.563 | 1064.826 | 1070.604 | 1077.12 | 1084.348 | 1091.641 | 1099.213 | 1106.812 | 1114.7 | 1122.803 | 1130.596 | 1138.437 | 1146.678 | 1154.742
Northwest | Single Family | Peak | April | Refrigeration | MW | 559.4424 | 549.0343 | 545.1186 | 556.8665 | 535.7586 | 555.8089 | 542.0058 | 569.3431 | 565.1331 | 567.1248 | 533.3718 | 562.0033 | 537.8865 | 548.1478 | 523.2972 | 535.4892 | 520.6287 | 539.4859 | 504.0144 | 506.879 | 528.6064 | 566.0874 | 618.1292 | 551.5809 | 529.8394 | 514.1603 | 478.5001 | 472.811 | 482.3327 | 488.6965 | 486.5419 | 484.6125 | 482.7866 | 481.2345 | 479.8151 | 478.6703 | 477.654 | 476.9258 | 476.409 | 476.2177 | 476.3597 | 476.6184 | 477.0793 | 477.6588 | 478.4654 | 479.4665 | 480.4737 | 481.62 | 483.0344 | 484.5017
Northwest | Single Family | Peak | April | Freezer | MW | 152.5334 | 152.8345 | 154.8122 | 161.0763 | 158.147 | 166.9306 | 165.7864 | 175.0691 | 174.6387 | 175.953 | 166.6058 | 175.9534 | 169.457 | 173.7017 | 167.0232 | 171.9571 | 168.4081 | 175.7941 | 165.5886 | 167.8812 | 203.6206 | 219.7155 | 241.8489 | 217.7193 | 210.8306 | 207.081 | 195.2824 | 194.6271 | 200.243 | 204.6471 | 205.476 | 206.3485 | 207.2099 | 208.1449 | 209.0936 | 210.122 | 211.1865 | 212.3376 | 213.5719 | 214.9476 | 216.4642 | 218.0247 | 219.6592 | 221.3479 | 223.1419 | 225.0147 | 226.8948 | 228.8481 | 230.9259 | 233.0486
Northwest | Single Family | Peak | April | Clothes Washer | MW | 26.6047 | 25.705 | 25.1012 | 25.2611 | 23.9906 | 24.4601 | 23.4643 | 24.3075 | 23.9089 | 23.6848 | 22.0587 | 22.9205 | 21.6447 | 21.7698 | 20.512 | 20.6987 | 19.8129 | 20.2167 | 18.5842 | 18.3649 | 49.0234 | 51.5247 | 55.1511 | 48.2396 | 45.3648 | 43.0524 | 39.1845 | 38.9051 | 39.9006 | 40.6679 | 40.7446 | 40.8484 | 40.9652 | 41.1122 | 41.2735 | 41.462 | 41.6636 | 41.8942 | 42.1433 | 42.4229 | 42.7357 | 43.0577 | 43.3999 | 43.7522 | 44.1258 | 44.5201 | 44.9122 | 45.3176 | 45.7499 | 46.186
Northwest | Single Family | Peak | April | Clothes Dryer | MW | 263.7376 | 261.2877 | 261.9995 | 270.8839 | 227.825 | 239.8884 | 238.1111 | 257.7365 | 264.4368 | 273.9888 | 266.2572 | 290.166 | 286.6873 | 302.0602 | 298.1501 | 315.9908 | 317.3884 | 340.4664 | 329.307 | 342.5038 | 474.4999 | 452.6231 | 511.5925 | 473.1052 | 470.8576 | 473.2341 | 457.2112 | 471.5215 | 498.5608 | 416.5062 | 426.8727 | 437.0085 | 446.7917 | 456.4749 | 465.9092 | 475.2973 | 484.4958 | 493.7227 | 502.9104 | 512.2352 | 521.7335 | 531.1418 | 540.5931 | 549.9991 | 559.5226 | 569.1377 | 578.6054 | 588.1226 | 597.8774 | 607.5945
Northwest | Single Family | Peak | April | Dishwasher | MW | 92.1167 | 87.8285 | 89.4662 | 94.4708 | 93.0793 | 98.5884 | 99.6622 | 107.5771 | 110.0878 | 113.4178 | 109.7689 | 118.6908 | 116.3577 | 121.5617 | 118.9453 | 124.8518 | 123.9384 | 131.3744 | 125.4953 | 128.6672 | 133.6667 | 146.0801 | 162.4981 | 147.8396 | 145.6014 | 144.2419 | 149.3116 | 148.0931 | 152.1298 | 155.6867 | 156.9556 | 158.6323 | 160.6269 | 162.9826 | 165.6101 | 168.5445 | 171.7083 | 175.1591 | 178.8402 | 182.7969 | 187.0386 | 191.4506 | 196.0815 | 200.8802 | 205.8995 | 211.1379 | 216.4819 | 222.0078 | 227.7894 | 233.7087
Northwest | Single Family | Peak | April | Cooking | MW | 170.7441 | 174.0465 | 179.4536 | 190.3543 | 190.1028 | 204.688 | 206.8215 | 226.0403 | 225.6935 | 228.0716 | 215.9955 | 229.4062 | 221.2687 | 227.3243 | 218.8661 | 226.4073 | 226.5127 | 241.7015 | 232.6499 | 239.7949 | 276.8246 | 297.3294 | 325.4229 | 291.5208 | 277.9693 | 267.1792 | 254.8149 | 255.5667 | 264.5629 | 271.9389 | 274.4068 | 276.6616 | 278.6409 | 278.5381 | 278.4446 | 278.4549 | 278.4735 | 278.6227 | 278.8412 | 279.2238 | 279.7762 | 280.3519 | 281.0193 | 281.7187 | 282.535 | 283.4459 | 284.3197 | 285.2497 | 286.3232 | 287.3952
Northwest | Single Family | Peak | April | Air Conditioning | MW | 0 | 0 | 0 | 0 | 0 | 0 | 0 | 0 | 0 | 0 | 0 | 0 | 0 | 0 | 0 | 0 | 0 | 0 | 0 | 0 | 0.1372 | 0.1217 | 0.104 | 0.1446 | 0.0888 | 0.0936 | 0.0897 | 0.1165 | 0.1577 | 0.116 | 0.1215 | 0.1268 | 0.1319 | 0.1369 | 0.1418 | 0.1466 | 0.1513 | 0.156 | 0.1606 | 0.1652 | 0.1698 | 0.1744 | 0.1789 | 0.1833 | 0.1878 | 0.1922 | 0.1965 | 0.2008 | 0.2051 | 0.2094
Northwest | Single Family | Peak | April | Entertainment Center | MW | 121.8718 | 128.1824 | 136.0289 | 148.3577 | 151.8877 | 167.5457 | 179.1999 | 198.3295 | 207.3427 | 218.8237 | 215.621 | 236.6138 | 247.9637 | 274.8192 | 290.046 | 328.5894 | 348.3821 | 400.4112 | 420.6059 | 481.9885 | 912.2917 | 1043.376 | 1207.355 | 1190.721 | 1254.37 | 1300.693 | 1290.502 | 1217.53 | 1180.288 | 1133.038 | 1078.51 | 1035.15 | 1000.31 | 972.4833 | 949.8987 | 931.714 | 916.7053 | 904.5138 | 894.4236 | 886.2361 | 879.6245 | 873.8943 | 869.0165 | 864.6703 | 860.9529 | 859.525 | 859.5619 | 860.9631 | 863.7048 | 867.1432
Northwest | Single Family | Peak | April | Other Non-Substitutables | MW | 568.5072 | 544.6113 | 566.8788 | 605.8928 | 582.0792 | 627.6298 | 581.1437 | 659.3745 | 630.1256 | 631.1792 | 624.1221 | 651.9548 | 618.6796 | 651.9034 | 629.9727 | 622.8148 | 613.1539 | 636.7628 | 605.4714 | 622.4076 | 677.1069 | 749.2184 | 849.3293 | 774.6813 | 720.2607 | 736.166 | 677.2727 | 676.1106 | 697.1427 | 714.3922 | 719.3397 | 724.3513 | 729.1807 | 734.1827 | 739.0729 | 744.1298 | 749.0836 | 754.2604 | 759.4944 | 765.0214 | 770.8836 | 776.6554 | 782.5326 | 788.3528 | 794.3353 | 800.4449 | 806.3077 | 812.2004 | 818.3795 | 824.437
Northwest | Single Family | Peak | April | Water Heating Over 55 | MW | 35.4198 | 40.5683 | 46.2329 | 53.3202 | 57.0849 | 65.1037 | 69.4078 | 78.042 | 82.4475 | 88.0278 | 87.3598 | 97.7214 | 97.9079 | 104.6646 | 104.2464 | 111.7759 | 112.4761 | 121.1652 | 117.201 | 121.2038 | 76.0977 | 84.6864 | 95.4785 | 90.4086 | 91.8982 | 92.8081 | 91.5442 | 92.0361 | 95.5938 | 95.8741 | 94.3554 | 92.8698 | 91.4105 | 89.9805 | 88.5765 | 87.1979 | 85.8378 | 84.5003 | 83.1818 | 81.8907 | 80.6226 | 79.3696 | 78.1345 | 76.9143 | 75.7173 | 74.5382 | 73.3705 | 72.2199 | 71.0918 | 69.9782
Northwest | Single Family | Peak | May | Space Heating | MW | 925.3478 | 899.5016 | 966.5773 | 1056.036 | 1015.898 | 1063.232 | 963.9224 | 1059.517 | 971.6179 | 949.4144 | 1138.26 | 1047.492 | 975.5085 | 1108.322 | 1113.221 | 1127.977 | 1267.493 | 1082.285 | 1050.203 | 1152.347 | 1505.815 | 1396.585 | 1584.931 | 1523.016 | 1481.174 | 1539.694 | 1385.729 | 1400.661 | 1435.068 | 1460.35 | 1459.712 | 1458.959 | 1457.654 | 1439.723 | 1422.28 | 1405.415 | 1389.023 | 1373.258 | 1358.03 | 1343.719 | 1330.251 | 1317.152 | 1304.594 | 1292.472 | 1281.061 | 1270.194 | 1259.529 | 1249.331 | 1239.799 | 1230.585
Northwest | Single Family | Peak | May | Water Heating Under 55 | MW | 2114.983 | 2061.205 | 2057.24 | 2117.713 | 2019.336 | 2104.071 | 2024.623 | 2139.609 | 2064.986 | 2062.655 | 2176.254 | 2104.989 | 1955.055 | 2062.373 | 1975.315 | 1911.175 | 2090.811 | 1893.554 | 1747.434 | 1805.845 | 959.4396 | 948.6349 | 993.0165 | 970.1652 | 965.4637 | 901.9689 | 880.8475 | 886.827 | 922.1113 | 937.7096 | 946.08 | 954.1632 | 961.651 | 969.1229 | 976.2584 | 983.405 | 990.2133 | 997.1732 | 1004.019 | 1011.192 | 1018.716 | 1025.984 | 1033.306 | 1040.443 | 1047.772 | 1055.202 | 1062.196 | 1069.153 | 1076.411 | 1083.419
Northwest | Single Family | Peak | May | Lighting | MW | 1108.043 | 1089.76 | 1096.281 | 1137.913 | 1097.349 | 1153.65 | 1122.059 | 1210.293 | 1190.314 | 1208.101 | 1298.206 | 1273.918 | 1207.177 | 1295.56 | 1262.494 | 1239.62 | 1382.758 | 1276.2 | 1201.739 | 1270.647 | 1104.324 | 1109.442 | 1179.228 | 1141.079 | 1124.96 | 1047.361 | 982.4843 | 947.2383 | 948.1082 | 946.4497 | 930.66 | 916.2751 | 905.2988 | 897.6674 | 892.4991 | 895.5779 | 899.1397 | 903.4436 | 908.1964 | 913.5787 | 919.5641 | 925.6146 | 931.9066 | 938.2208 | 944.7844 | 951.531 | 958.0188 | 964.5474 | 971.419 | 978.1381
Northwest | Single Family | Peak | May | Refrigeration | MW | 495.9588 | 483.5434 | 482.2395 | 496.0978 | 473.7219 | 493.2859 | 474.9376 | 508.6003 | 496.4623 | 500.1638 | 533.0134 | 518.7225 | 486.9636 | 517.7151 | 499.4949 | 485.4251 | 535.6183 | 488.5232 | 454.2499 | 474.0389 | 540.4207 | 536.2775 | 563.0776 | 538.0391 | 523.6363 | 480.4941 | 459.491 | 453.994 | 463.1065 | 469.1797 | 467.0752 | 465.1834 | 463.3938 | 461.8629 | 460.4599 | 459.3223 | 458.3038 | 457.5626 | 457.0235 | 456.7947 | 456.8814 | 457.0814 | 457.475 | 457.9808 | 458.7042 | 459.6136 | 460.5296 | 461.5779 | 462.8847 | 464.2409
Northwest | Single Family | Peak | May | Freezer | MW | 141.2756 | 140.6314 | 143.084 | 149.9081 | 146.0816 | 154.7445 | 151.6521 | 163.18 | 159.9971 | 161.7985 | 173.4178 | 169.2232 | 159.9342 | 170.9631 | 166.0488 | 162.1895 | 180.1799 | 165.5627 | 155.1828 | 163.3931 | 225.5171 | 225.4187 | 238.5992 | 230.1859 | 225.8394 | 209.7021 | 203.0053 | 202.2522 | 208.0157 | 212.5103 | 213.2893 | 214.1086 | 214.9163 | 215.7946 | 216.6852 | 217.6575 | 218.6615 | 219.7533 | 220.9281 | 222.2449 | 223.7012 | 225.2011 | 226.7744 | 228.3994 | 230.13 | 231.9385 | 233.7518 | 235.6367 | 237.6479 | 239.7009
Northwest | Single Family | Peak | May | Clothes Washer | MW | 23.9099 | 22.9471 | 22.51 | 22.8112 | 21.496 | 22.0056 | 20.8074 | 22.0503 | 21.3036 | 21.214 | 22.3713 | 21.4874 | 19.9285 | 20.908 | 19.9086 | 19.0655 | 20.7162 | 18.613 | 17.0346 | 17.486 | 45.3084 | 44.1226 | 45.4278 | 42.568 | 40.5631 | 36.3982 | 34.0276 | 33.783 | 34.646 | 35.3102 | 35.3748 | 35.4627 | 35.5621 | 35.6874 | 35.8253 | 35.9868 | 36.1594 | 36.3571 | 36.571 | 36.811 | 37.0796 | 37.3562 | 37.6504 | 37.9532 | 38.2745 | 38.6138 | 38.9512 | 39.3001 | 39.6725 | 40.0481
Northwest | Single Family | Peak | May | Clothes Dryer | MW | 322.2825 | 317.1323 | 319.3955 | 332.5903 | 277.6173 | 293.4703 | 287.4526 | 317.7597 | 320.3963 | 333.4907 | 367.1783 | 369.5724 | 358.3059 | 393.7904 | 392.8393 | 395.1996 | 450.5868 | 425.4084 | 409.5607 | 442.2937 | 451.5032 | 398.985 | 433.7209 | 429.5898 | 433.1927 | 411.6236 | 408.4793 | 421.2363 | 445.3725 | 372.0488 | 381.2874 | 390.3146 | 399.0296 | 407.6492 | 416.0464 | 424.404 | 432.5859 | 440.7935 | 448.9645 | 457.2543 | 465.6929 | 474.0518 | 482.4482 | 490.8011 | 499.2579 | 507.7952 | 516.2007 | 524.6486 | 533.3098 | 541.9346
Northwest | Single Family | Peak | May | Dishwasher | MW | 80.1956 | 75.8461 | 77.6678 | 82.5525 | 80.7985 | 85.976 | 85.6236 | 94.5242 | 95.0558 | 98.4073 | 107.8531 | 107.7963 | 103.7969 | 113.1296 | 111.8904 | 111.4707 | 125.6217 | 117.241 | 111.4924 | 118.7225 | 132.2069 | 133.8751 | 143.2383 | 139.5812 | 139.2675 | 130.4413 | 138.7066 | 137.5687 | 141.3144 | 144.6122 | 145.7852 | 147.3356 | 149.1822 | 151.3626 | 153.7955 | 156.5141 | 159.4438 | 162.6403 | 166.0503 | 169.715 | 173.6426 | 177.7285 | 182.0175 | 186.4613 | 191.1096 | 195.9612 | 200.9107 | 206.0284 | 211.3843 | 216.867
Northwest | Single Family | Peak | May | Cooking | MW | 156.6384 | 158.6312 | 164.2921 | 175.4775 | 173.9307 | 187.9413 | 187.5532 | 208.7742 | 205.0847 | 207.9722 | 223.2216 | 218.9409 | 207.0846 | 221.9769 | 216.0091 | 212.2736 | 241.0232 | 226.3614 | 216.845 | 231.85 | 238.6225 | 237.5107 | 249.9476 | 239.6934 | 231.5379 | 210.4238 | 206.2388 | 206.8324 | 214.1001 | 220.0526 | 222.0336 | 223.84 | 225.4248 | 225.3242 | 225.2312 | 225.2228 | 225.2189 | 225.3209 | 225.4784 | 225.7674 | 226.1915 | 226.6349 | 227.1523 | 227.6946 | 228.3311 | 229.044 | 229.7269 | 230.4548 | 231.2994 | 232.1419
Northwest | Single Family | Peak | May | Air Conditioning | MW | 1.0698 | 0.9503 | 0.9205 | 0.8399 | 1.2508 | 1.1898 | 1.208 | 0.6218 | 1.3892 | 1.0188 | 1.2247 | 1.2936 | 1.5876 | 0.9762 | 1.0642 | 1.203 | 1.392 | 1.7199 | 1.406 | 1.0729 | 2.9073 | 2.3794 | 1.9244 | 2.7439 | 1.6917 | 1.7485 | 1.7128 | 2.0668 | 2.5633 | 1.9118 | 1.9556 | 1.9985 | 2.0399 | 2.0802 | 2.1194 | 2.1588 | 2.1972 | 2.2357 | 2.2742 | 2.3136 | 2.3536 | 2.3931 | 2.4326 | 2.4715 | 2.511 | 2.5503 | 2.5888 | 2.6271 | 2.6663 | 2.705
Northwest | Single Family | Peak | May | Entertainment Center | MW | 112.1079 | 117.14 | 124.856 | 137.1176 | 139.3254 | 154.2504 | 162.931 | 183.7407 | 188.9133 | 200.1405 | 223.4598 | 226.5011 | 232.7979 | 269.1841 | 287.1072 | 308.9637 | 371.7116 | 376.0733 | 393.1757 | 467.4136 | 942.7819 | 999.1857 | 1111.636 | 1174.022 | 1253.116 | 1228.84 | 1253.066 | 1182.141 | 1145.926 | 1099.981 | 1046.977 | 1004.81 | 970.9216 | 943.8336 | 921.8377 | 904.1181 | 889.4741 | 877.5673 | 867.7 | 859.6766 | 853.1753 | 847.533 | 842.7189 | 838.4183 | 834.7289 | 833.2588 | 833.2105 | 834.4835 | 837.0586 | 840.3067
Northwest | Single Family | Peak | May | Other Non-Substitutables | MW | 530.97 | 505.385 | 528.3556 | 568.6194 | 542.3167 | 586.7238 | 536.3786 | 620.8868 | 583.2546 | 586.8348 | 657.868 | 634.3491 | 590.4069 | 649.2318 | 634.0509 | 595.072 | 665.0265 | 607.7335 | 575.1678 | 613.6039 | 700.0398 | 717.5584 | 782.29 | 764.0313 | 719.6738 | 695.5017 | 657.392 | 656.2092 | 676.5756 | 693.2573 | 698.0017 | 702.8009 | 707.4279 | 712.2134 | 716.8909 | 721.7332 | 726.4661 | 731.4166 | 736.4205 | 741.7036 | 747.3033 | 752.8169 | 758.4319 | 763.9877 | 769.7 | 775.5342 | 781.1295 | 786.7515 | 792.6534 | 798.4341
Northwest | Single Family | Peak | May | Water Heating Over 55 | MW | 35.1089 | 39.9943 | 45.8365 | 53.2994 | 56.6807 | 64.9464 | 68.4294 | 78.5856 | 81.6914 | 87.614 | 98.6828 | 101.8648 | 100.0826 | 111.6728 | 112.5356 | 114.6803 | 131.1372 | 124.2607 | 119.6619 | 128.3877 | 70.1611 | 72.3039 | 78.3919 | 79.3679 | 81.7022 | 77.9524 | 78.9945 | 79.4144 | 82.4804 | 82.6881 | 81.3424 | 80.0259 | 78.733 | 77.4654 | 76.2205 | 74.9975 | 73.7907 | 72.6034 | 71.4324 | 70.2841 | 69.155 | 68.039 | 66.9383 | 65.8504 | 64.7817 | 63.7282 | 62.6849 | 61.6561 | 60.6462 | 59.6488
Northwest | Single Family | Peak | June | Space Heating | MW | 193.4344 | 189.0673 | 205.5813 | 227.3714 | 211.6247 | 225.1453 | 201.6812 | 233.3804 | 205.5978 | 204.4361 | 223.9295 | 202.1496 | 201.0514 | 231.0394 | 246.9742 | 235.9254 | 272.1429 | 240.9693 | 246.4879 | 255.2428 | 557.5624 | 480.8646 | 600.3264 | 508.1437 | 510.0667 | 536.6211 | 487.8983 | 492.0144 | 503.2881 | 511.2751 | 510.2103 | 509.1575 | 507.9902 | 500.5424 | 493.3411 | 486.4093 | 479.6865 | 473.2326 | 467.0092 | 461.1323 | 455.5643 | 450.1727 | 445.004 | 440.0159 | 435.3046 | 430.8091 | 426.423 | 422.2267 | 418.2864 | 414.485
Northwest | Single Family | Peak | June | Water Heating Under 55 | MW | 1057.172 | 1026.979 | 1034.308 | 1077.566 | 989.6931 | 1049.025 | 990.1727 | 1099.481 | 1005.472 | 1024.149 | 985.2986 | 930.647 | 915.6663 | 977.5057 | 990.0709 | 891.9586 | 1000.271 | 934.6928 | 907.7416 | 881.6603 | 938.5 | 845.7372 | 974.5331 | 838.0071 | 862.9811 | 812.3043 | 797.9342 | 803.3347 | 835.2938 | 849.2399 | 856.6317 | 863.7543 | 870.3336 | 876.8945 | 883.1454 | 889.4065 | 895.3481 | 901.4329 | 907.402 | 913.6572 | 920.2236 | 926.5539 | 932.9364 | 939.1443 | 945.5223 | 951.9973 | 958.0721 | 964.1106 | 970.4253 | 976.5068
Northwest | Single Family | Peak | June | Lighting | MW | 956.0432 | 937.9178 | 952.0306 | 1000.63 | 928.2645 | 992.0141 | 946.0275 | 1070.542 | 998.3455 | 1031.403 | 1010.073 | 968.1257 | 971.503 | 1055.13 | 1087.659 | 994.7279 | 1136.555 | 1081.472 | 1070.699 | 1063.562 | 1157.431 | 1060.535 | 1240.017 | 1056.007 | 1076.762 | 1009.576 | 953.1324 | 918.9037 | 919.7345 | 918.1658 | 902.8655 | 888.8445 | 878.124 | 870.6529 | 865.5709 | 868.5125 | 871.9095 | 876.0337 | 880.582 | 885.7345 | 891.4709 | 897.2648 | 903.2973 | 909.3442 | 915.6323 | 922.1044 | 928.3179 | 934.5698 | 941.1594 | 947.5947
Northwest | Single Family | Peak | June | Refrigeration | MW | 605.1318 | 588.4273 | 592.1501 | 616.7257 | 566.6612 | 599.8822 | 566.4268 | 636.2758 | 588.8904 | 604.0306 | 586.7223 | 557.6336 | 554.3224 | 596.401 | 608.5708 | 550.7906 | 622.6107 | 585.4747 | 572.5138 | 561.2457 | 584.0817 | 528.5487 | 610.6045 | 513.4925 | 516.9132 | 477.717 | 459.6836 | 454.1712 | 463.2797 | 469.3453 | 467.2309 | 465.3253 | 463.5185 | 461.9693 | 460.5453 | 459.3871 | 458.3423 | 457.578 | 457.011 | 456.7513 | 456.807 | 456.9733 | 457.3353 | 457.8064 | 458.4948 | 459.3721 | 460.2527 | 461.2651 | 462.5383 | 463.8581
Northwest | Single Family | Peak | June | Freezer | MW | 185.0179 | 183.8319 | 188.5842 | 200.2012 | 187.6014 | 201.9327 | 193.9972 | 219.1051 | 203.5394 | 209.5376 | 204.4901 | 194.9663 | 195.1479 | 210.9175 | 216.5691 | 196.9447 | 224.1033 | 212.447 | 209.2837 | 207.0518 | 253.0494 | 230.7339 | 268.7831 | 228.2475 | 231.6776 | 216.4478 | 210.7067 | 209.8822 | 215.8211 | 220.4379 | 221.1983 | 221.9963 | 222.7791 | 223.6323 | 224.4952 | 225.4415 | 226.4151 | 227.4798 | 228.6258 | 229.9151 | 231.3457 | 232.8182 | 234.3657 | 235.9625 | 237.6661 | 239.4494 | 241.234 | 243.0898 | 245.0751 | 247.0995
Northwest | Single Family | Peak | June | Clothes Washer | MW | 76.7463 | 73.5208 | 72.6987 | 74.6518 | 67.6407 | 70.3631 | 65.1746 | 72.7101 | 66.5394 | 67.5561 | 64.8928 | 60.9401 | 59.9056 | 63.5709 | 64.0268 | 57.1152 | 63.6106 | 58.9934 | 56.7866 | 54.7929 | 50.7757 | 45.1058 | 51.1228 | 42.1728 | 41.5829 | 37.5791 | 35.3466 | 35.0965 | 35.9977 | 36.6926 | 36.7647 | 36.8606 | 36.9683 | 37.1029 | 37.2503 | 37.4224 | 37.6055 | 37.8152 | 38.0412 | 38.2943 | 38.5771 | 38.8681 | 39.1776 | 39.4959 | 39.8335 | 40.1902 | 40.5446 | 40.9111 | 41.3024 | 41.6967
Northwest | Single Family | Peak | June | Clothes Dryer | MW | 436.7557 | 428.5354 | 435.4518 | 459.0399 | 368.7321 | 396.282 | 380.5417 | 441.7199 | 422.0976 | 447.5722 | 449.0994 | 441.4845 | 453.3592 | 504.0928 | 531.8106 | 498.1895 | 581.9753 | 566.7932 | 573.85 | 582.3323 | 491.0329 | 395.6755 | 473.396 | 412.719 | 430.6031 | 412.0561 | 411.3627 | 424.1999 | 448.5053 | 374.6622 | 383.9628 | 393.0456 | 401.8102 | 410.4769 | 418.9164 | 427.3162 | 435.5317 | 443.7767 | 451.9785 | 460.2961 | 468.7624 | 477.1449 | 485.5673 | 493.9415 | 502.4196 | 510.9818 | 519.4069 | 527.8734 | 536.5573 | 545.2004
Northwest | Single Family | Peak | June | Dishwasher | MW | 89.5097 | 84.306 | 87.1155 | 93.8216 | 88.3316 | 95.5877 | 93.1713 | 108.3441 | 103.2689 | 108.9567 | 108.8024 | 106.3275 | 108.5353 | 119.6876 | 125.2751 | 116.2803 | 134.2744 | 129.335 | 129.3348 | 129.476 | 135.9755 | 125.5815 | 147.89 | 126.8663 | 130.9197 | 123.5052 | 132.2334 | 131.1626 | 134.7507 | 137.9122 | 139.0484 | 140.5436 | 142.3206 | 144.416 | 146.7517 | 149.3606 | 152.1691 | 155.2341 | 158.5013 | 162.011 | 165.772 | 169.6836 | 173.7905 | 178.0445 | 182.4943 | 187.1402 | 191.8788 | 196.7785 | 201.9076 | 207.1572
Northwest | Single Family | Peak | June | Cooking | MW | 195.8934 | 197.8304 | 206.8079 | 223.581 | 213.2157 | 234.2322 | 229.2489 | 267.5173 | 249.2677 | 257.2456 | 251.7235 | 241.0779 | 241.4196 | 261.9556 | 269.6573 | 246.8096 | 287.0447 | 277.8601 | 279.9111 | 281.1306 | 257.1146 | 233.3519 | 270.1634 | 228.009 | 227.8235 | 208.6109 | 205.7594 | 206.3458 | 213.5941 | 219.5292 | 221.5026 | 223.2993 | 224.8726 | 224.7651 | 224.6636 | 224.6465 | 224.6309 | 224.7226 | 224.867 | 225.1411 | 225.5498 | 225.9764 | 226.4779 | 227.0025 | 227.621 | 228.3171 | 228.9816 | 229.6908 | 230.5174 | 231.3406
Northwest | Single Family | Peak | June | Air Conditioning | MW | 269.4365 | 239.0167 | 229.2655 | 212.3401 | 308.6435 | 297.6821 | 296.9911 | 163.1025 | 338.7958 | 257.1393 | 279.529 | 289.9171 | 377.6058 | 232.4603 | 265.1981 | 277.9444 | 333.7171 | 429.2715 | 369.8643 | 265.0666 | 457.006 | 339.3915 | 300.8734 | 369.8076 | 234.5456 | 248.3871 | 243.0376 | 279.5525 | 326.4116 | 245.1054 | 245.9394 | 246.8087 | 247.6364 | 248.4445 | 249.2459 | 250.1312 | 251.0372 | 252.0203 | 253.0872 | 254.3066 | 255.6618 | 257.0403 | 258.4665 | 259.9152 | 261.4543 | 263.0388 | 264.5852 | 266.17 | 267.8543 | 269.5357
Northwest | Single Family | Peak | June | Entertainment Center | MW | 194.8424 | 203.1114 | 218.3999 | 242.8668 | 237.4576 | 267.2516 | 277.0309 | 327.5608 | 319.2925 | 344.3989 | 350.4687 | 346.9367 | 377.5412 | 441.8044 | 498.3405 | 499.4342 | 615.5939 | 642.0203 | 705.9344 | 788.2018 | 922.7243 | 891.8425 | 1091.572 | 1014.578 | 1119.936 | 1105.995 | 1135.427 | 1071.138 | 1038.313 | 996.6701 | 948.6321 | 910.4051 | 879.6733 | 855.1016 | 835.1385 | 819.0509 | 805.7399 | 794.9155 | 785.9302 | 778.6112 | 772.6718 | 767.5066 | 763.0961 | 759.1464 | 755.7509 | 754.3703 | 754.2715 | 755.3685 | 757.6487 | 760.5334
Northwest | Single Family | Peak | June | Other Non-Substitutables | MW | 596.6506 | 565.9727 | 597.3615 | 650.3966 | 597.0475 | 656.6042 | 588.5452 | 714.6976 | 636.3589 | 652.2481 | 666.8766 | 627.6402 | 618.4205 | 688.5729 | 711.2048 | 621.343 | 711.3836 | 670.202 | 667.0807 | 668.6344 | 767.2736 | 717.0135 | 860.2086 | 739.5095 | 720.596 | 701.5586 | 667.2133 | 665.9899 | 686.6479 | 703.5616 | 708.3616 | 713.209 | 717.875 | 722.6995 | 727.4089 | 732.2858 | 737.0406 | 742.0221 | 747.048 | 752.3514 | 757.9755 | 763.5068 | 769.1448 | 774.7166 | 780.4465 | 786.3054 | 791.9155 | 797.5516 | 803.4758 | 809.2716
Northwest | Single Family | Peak | June | Water Heating Over 55 | MW | 17.5215 | 19.9402 | 23.11 | 27.2279 | 27.9026 | 32.5554 | 33.6691 | 40.5793 | 40.0484 | 43.7461 | 44.9909 | 45.3189 | 47.1596 | 53.325 | 56.8938 | 54.011 | 63.2718 | 61.7933 | 62.6162 | 63.1511 | 70.3164 | 65.9813 | 78.7013 | 70.1149 | 74.7087 | 71.9249 | 73.3614 | 73.7504 | 76.5976 | 76.7574 | 75.4735 | 74.2171 | 72.9833 | 71.7733 | 70.5844 | 69.4158 | 68.2625 | 67.1272 | 66.007 | 64.9068 | 63.8237 | 62.753 | 61.6963 | 60.6514 | 59.6236 | 58.6096 | 57.6054 | 56.6146 | 55.6405 | 54.6781
Northwest | Single Family | Peak | July | Space Heating | MW | 340.0566 | 338.4148 | 371.814 | 414.9551 | 376.7044 | 403.1667 | 361.4742 | 437.6781 | 373.5853 | 378.1267 | 436.9727 | 378.6217 | 405.2154 | 441.5027 | 460.8162 | 427.054 | 502.7921 | 466.3257 | 474.8413 | 526.5983 | 596.8221 | 570.139 | 632.5363 | 632.4393 | 603.322 | 631.7676 | 595.0397 | 599.2394 | 611.9769 | 620.6261 | 618.3146 | 616.1077 | 613.8781 | 605.7023 | 597.7805 | 590.143 | 582.7065 | 575.5521 | 568.6385 | 562.1097 | 555.9111 | 549.8972 | 544.1197 | 538.5285 | 533.2501 | 528.204 | 523.2681 | 518.5399 | 514.1053 | 509.8198
Northwest | Single Family | Peak | July | Water Heating Under 55 | MW | 832.697 | 816.6313 | 827.7117 | 867.9462 | 776.3615 | 827.1897 | 778.9361 | 895.7321 | 784.2457 | 814.8169 | 826.2568 | 745.1218 | 783.3075 | 793.639 | 779.9877 | 674.4442 | 771.7507 | 751.7726 | 726.765 | 752.8984 | 800.269 | 788.6018 | 809.851 | 820.8173 | 796.8293 | 743.2767 | 753.2717 | 758.3663 | 788.541 | 801.6954 | 808.663 | 815.3665 | 821.5484 | 827.7101 | 833.5721 | 839.4432 | 844.9999 | 850.6989 | 856.2768 | 862.1168 | 868.2501 | 874.1537 | 880.1111 | 885.897 | 891.8416 | 897.8843 | 903.5419 | 909.1636 | 915.0507 | 920.7111
Northwest | Single Family | Peak | July | Lighting | MW | 965.7809 | 956.3151 | 977.3224 | 1034.646 | 933.7502 | 1003.07 | 953.3655 | 1117.305 | 999.0668 | 1051.371 | 1085.36 | 993.1559 | 1065.299 | 1097.319 | 1098.675 | 964.6382 | 1123.977 | 1114.872 | 1097.517 | 1163.404 | 1008.463 | 1011.113 | 1052.456 | 1055.988 | 1015.219 | 942.9742 | 918.364 | 885.4247 | 886.2741 | 884.8389 | 870.1392 | 856.5922 | 846.2153 | 838.9724 | 834.0292 | 836.8588 | 840.1108 | 844.0665 | 848.4163 | 853.3388 | 858.8225 | 864.3529 | 870.1166 | 875.8868 | 881.8873 | 888.0711 | 893.9977 | 899.9594 | 906.2509 | 912.387
Northwest | Single Family | Peak | July | Refrigeration | MW | 613.7924 | 602.361 | 610.2894 | 640.0464 | 572.3217 | 609.0351 | 573.2245 | 666.6351 | 591.5848 | 618.163 | 632.9515 | 574.2859 | 610.2358 | 622.6824 | 617.0073 | 536.0521 | 618.0135 | 605.7982 | 589.1631 | 616.1799 | 616.5591 | 610.3855 | 627.951 | 622.294 | 590.5623 | 540.7034 | 536.6823 | 530.2368 | 540.8655 | 547.9389 | 545.4631 | 543.2267 | 541.1013 | 539.2759 | 537.5936 | 536.2212 | 534.9754 | 534.0609 | 533.3709 | 533.0362 | 533.0702 | 533.2297 | 533.6203 | 534.1351 | 534.9031 | 535.8953 | 536.8875 | 538.0329 | 539.4853 | 540.9888
Northwest | Single Family | Peak | July | Freezer | MW | 213.6626 | 214.3712 | 221.3024 | 236.8492 | 215.7534 | 233.3843 | 223.5179 | 261.6953 | 232.8869 | 244.2554 | 251.1813 | 228.6267 | 244.4051 | 250.5802 | 249.7838 | 217.9485 | 252.978 | 249.7032 | 244.6481 | 258.268 | 271.9376 | 271.4981 | 281.7561 | 281.7576 | 269.9464 | 249.5256 | 250.5927 | 249.5699 | 256.5899 | 262.0324 | 262.889 | 263.7858 | 264.6613 | 265.6176 | 266.5824 | 267.6448 | 268.7342 | 269.9322 | 271.2219 | 272.6775 | 274.2985 | 275.9656 | 277.7211 | 279.531 | 281.4653 | 283.4938 | 285.5199 | 287.6275 | 289.8882 | 292.1907
Northwest | Single Family | Peak | July | Clothes Washer | MW | 87.1089 | 84.3236 | 83.8695 | 86.8597 | 76.4611 | 79.9122 | 73.8234 | 85.541 | 74.885 | 77.5604 | 78.5184 | 70.4264 | 73.9338 | 74.4837 | 72.8336 | 62.363 | 70.881 | 68.4875 | 65.6071 | 67.5593 | 57.6881 | 56.1006 | 56.6631 | 55.0858 | 51.2374 | 45.8662 | 44.515 | 44.2056 | 45.3471 | 46.2287 | 46.3261 | 46.4532 | 46.5947 | 46.7702 | 46.9615 | 47.1842 | 47.4201 | 47.69 | 47.9801 | 48.304 | 48.6655 | 49.037 | 49.4324 | 49.8385 | 50.269 | 50.7241 | 51.1762 | 51.6434 | 52.1422 | 52.6448
Northwest | Single Family | Peak | July | Clothes Dryer | MW | 305.5446 | 302.6149 | 309.5251 | 328.5715 | 256.8286 | 277.4253 | 265.6024 | 319.3798 | 292.3458 | 315.9807 | 334.1689 | 313.6313 | 344.0897 | 363.0175 | 371.7576 | 334.248 | 398.3014 | 404.225 | 407.1562 | 440.7965 | 433.8878 | 382.574 | 407.7999 | 418.9217 | 412.2217 | 390.7225 | 402.4135 | 414.9678 | 438.747 | 366.5096 | 375.6078 | 384.4885 | 393.0538 | 401.5223 | 409.7655 | 417.9695 | 425.9872 | 434.0374 | 442.0393 | 450.1505 | 458.4073 | 466.5785 | 474.791 | 482.9527 | 491.2153 | 499.5637 | 507.7736 | 516.0229 | 524.4875 | 532.9083
Northwest | Single Family | Peak | July | Dishwasher | MW | 92.5875 | 87.996 | 91.5343 | 99.4649 | 90.9387 | 98.9397 | 96.1342 | 116.1974 | 105.9924 | 114.0671 | 120.0722 | 112.0952 | 122.2142 | 127.9627 | 130.0784 | 115.917 | 136.5539 | 137.069 | 136.3741 | 145.7217 | 145.6631 | 147.256 | 154.5038 | 156.1818 | 151.9516 | 142.0056 | 156.9867 | 155.7361 | 160.0198 | 163.7979 | 165.1718 | 166.9712 | 169.1044 | 171.6161 | 174.4129 | 177.5349 | 180.8925 | 184.557 | 188.4603 | 192.6513 | 197.142 | 201.8111 | 206.7144 | 211.7921 | 217.1034 | 222.6506 | 228.3072 | 234.1564 | 240.2807 | 246.548
Northwest | Single Family | Peak | July | Cooking | MW | 256.7657 | 261.6361 | 275.4545 | 299.7935 | 278.2579 | 307.3185 | 299.728 | 361.9431 | 323.5707 | 340.0622 | 350.8197 | 320.7316 | 343.4357 | 353.3563 | 353.2981 | 310.4511 | 368.1625 | 371.6015 | 372.2275 | 398.8503 | 242.3316 | 240.567 | 247.9874 | 246.6742 | 232.3006 | 210.8322 | 214.489 | 215.0964 | 222.6506 | 228.8348 | 230.8897 | 232.7581 | 234.3911 | 234.2728 | 234.1589 | 234.1331 | 234.106 | 234.1928 | 234.3316 | 234.604 | 235.0172 | 235.4473 | 235.9567 | 236.4888 | 237.1186 | 237.831 | 238.5087 | 239.2326 | 240.0803 | 240.9227
Northwest | Single Family | Peak | July | Air Conditioning | MW | 1525.504 | 1372.006 | 1310.656 | 1227.609 | 1741.881 | 1683.442 | 1682.453 | 967.0775 | 1891.325 | 1480.402 | 1688.11 | 1676.418 | 2317.146 | 1354.546 | 1483.546 | 1484.528 | 1839.49 | 2456.387 | 2118.568 | 1615.144 | 2358.954 | 1916.58 | 1522.914 | 2201.196 | 1318.045 | 1379.467 | 1392.68 | 1582.035 | 1822.329 | 1367.447 | 1363.813 | 1360.651 | 1357.492 | 1354.456 | 1351.599 | 1349.329 | 1347.414 | 1346.054 | 1345.283 | 1345.432 | 1346.445 | 1347.709 | 1349.353 | 1351.269 | 1353.74 | 1356.56 | 1359.312 | 1362.359 | 1365.946 | 1369.621
Northwest | Single Family | Peak | July | Entertainment Center | MW | 179.1215 | 188.468 | 204.0133 | 228.4945 | 217.4285 | 245.9808 | 254.2948 | 311.1776 | 290.8763 | 319.5901 | 342.8182 | 323.9468 | 376.8863 | 418.2046 | 458.1184 | 440.7371 | 554.0897 | 602.4249 | 658.7627 | 784.6851 | 871.1746 | 921.0892 | 1003.8 | 1099.559 | 1144.021 | 1119.198 | 1185.476 | 1118.338 | 1084.062 | 1040.575 | 990.413 | 950.4868 | 918.3779 | 892.7 | 871.8286 | 855.0031 | 841.0671 | 829.7344 | 820.3127 | 812.6255 | 806.3806 | 800.9388 | 796.2902 | 792.1185 | 788.5253 | 787.0413 | 786.8886 | 787.9829 | 790.3162 | 793.2752
Northwest | Single Family | Peak | July | Other Non-Substitutables | MW | 603.5363 | 577.4653 | 613.8683 | 672.5415 | 601.0036 | 664.3927 | 593.4641 | 745.8864 | 636.61 | 665.0527 | 716.9528 | 644.0578 | 678.1898 | 716.422 | 718.4436 | 602.3865 | 703.3972 | 690.7929 | 683.8557 | 731.2498 | 783.0264 | 800.3664 | 855.3037 | 866.6879 | 796.1228 | 768.0722 | 753.5533 | 752.155 | 775.4778 | 794.5669 | 799.9764 | 805.431 | 810.6726 | 816.0916 | 821.3746 | 826.8464 | 832.1691 | 837.7551 | 843.3802 | 849.3121 | 855.6068 | 861.7903 | 868.0991 | 874.327 | 880.7326 | 887.2906 | 893.5604 | 899.8583 | 906.4862 | 912.9629
Northwest | Single Family | Peak | July | Water Heating Over 55 | MW | 13.7598 | 15.8376 | 18.5053 | 21.9616 | 21.9274 | 25.7446 | 26.5485 | 33.1034 | 31.3519 | 34.8983 | 37.8562 | 36.4066 | 40.531 | 43.478 | 45.0475 | 41.0729 | 49.0434 | 49.9986 | 50.3948 | 54.2085 | 58.3779 | 59.8323 | 63.5543 | 66.7457 | 66.9879 | 64.0224 | 67.3656 | 67.7226 | 70.3374 | 70.489 | 69.3148 | 68.1658 | 67.0373 | 65.9305 | 64.843 | 63.774 | 62.7189 | 61.6803 | 60.6555 | 59.649 | 58.6583 | 57.6788 | 56.7121 | 55.7563 | 54.8161 | 53.8888 | 52.9702 | 52.0638 | 51.173 | 50.2928
Northwest | Single Family | Peak | August | Space Heating | MW | 331.15 | 330.2144 | 363.6357 | 406.325 | 367.5702 | 393.6769 | 352.9639 | 430.0991 | 365.4129 | 370.7198 | 429.8751 | 389.5045 | 394.8201 | 441.9528 | 451.2485 | 432.3387 | 498.2747 | 437.1024 | 482.2419 | 525.5413 | 882.1125 | 882.8016 | 1058.103 | 982.3875 | 1011.842 | 1079.939 | 1008.035 | 1014.806 | 1036.053 | 1050.347 | 1046.101 | 1042.06 | 1038.016 | 1024.127 | 1010.676 | 997.7119 | 985.0892 | 972.9464 | 961.2132 | 950.1304 | 939.603 | 929.3916 | 919.5809 | 910.0857 | 901.1207 | 892.5483 | 884.1658 | 876.1353 | 868.6029 | 861.3245
Northwest | Single Family | Peak | August | Water Heating Under 55 | MW | 754.4984 | 740.7966 | 751.5546 | 788.4116 | 702.6188 | 748.5773 | 705.2877 | 813.399 | 708.2372 | 737.6949 | 750.2925 | 707.3416 | 703.811 | 732.3723 | 703.9028 | 629.0786 | 704.7559 | 648.9943 | 679.8135 | 691.7863 | 671.9435 | 691.2449 | 767.2486 | 721.8765 | 756.0894 | 718.1533 | 720.6672 | 725.5531 | 754.4324 | 767.0256 | 773.6992 | 780.1202 | 786.0396 | 791.9412 | 797.5549 | 803.1763 | 808.497 | 813.9551 | 819.2957 | 824.8861 | 830.7594 | 836.4111 | 842.1155 | 847.6559 | 853.3477 | 859.135 | 864.5527 | 869.9359 | 875.5737 | 880.9937
Northwest | Single Family | Peak | August | Lighting | MW | 919.5912 | 911.5676 | 932.5612 | 987.7722 | 888.1252 | 954.0695 | 907.075 | 1066.209 | 948.3348 | 1000.358 | 1035.735 | 990.8986 | 1006.197 | 1064.429 | 1042.104 | 945.6385 | 1078.559 | 1011.522 | 1078.885 | 1123.451 | 918.1011 | 960.7084 | 1080.788 | 1006.596 | 1044.208 | 987.6675 | 952.5307 | 918.4521 | 919.4081 | 917.9772 | 902.7693 | 888.7424 | 877.9976 | 870.5031 | 865.3913 | 868.3702 | 871.7804 | 875.9167 | 880.4556 | 885.5841 | 891.2944 | 897.0485 | 903.0439 | 909.0446 | 915.2823 | 921.7112 | 927.8707 | 934.0659 | 940.6033 | 946.978
Northwest | Single Family | Peak | August | Refrigeration | MW | 584.5861 | 574.3166 | 582.4722 | 611.1708 | 544.4711 | 579.3972 | 545.5274 | 636.2849 | 561.6513 | 588.2985 | 604.1649 | 573.1121 | 576.4886 | 604.1284 | 585.3707 | 525.6187 | 593.2047 | 549.776 | 579.3196 | 595.1734 | 561.7671 | 580.4674 | 645.4385 | 593.7366 | 607.9726 | 566.8423 | 557.0802 | 550.3956 | 561.4332 | 568.7811 | 566.2165 | 563.9002 | 561.6973 | 559.8068 | 558.064 | 556.6423 | 555.3518 | 554.4061 | 553.6923 | 553.3466 | 553.385 | 553.5526 | 553.9608 | 554.4978 | 555.2973 | 556.3309 | 557.3635 | 558.5551 | 560.0657 | 561.6288
Northwest | Single Family | Peak | August | Freezer | MW | 195.5597 | 196.4295 | 202.982 | 217.3786 | 197.2837 | 213.4061 | 204.4451 | 240.0972 | 212.5409 | 223.4383 | 230.4185 | 219.3084 | 221.9455 | 233.7143 | 227.773 | 205.4256 | 233.4169 | 217.8298 | 231.2569 | 239.8046 | 219.9382 | 229.1816 | 257.1042 | 238.6317 | 246.7451 | 232.2486 | 230.9466 | 230.01 | 236.4858 | 241.5085 | 242.3048 | 243.1385 | 243.9518 | 244.8405 | 245.7368 | 246.7231 | 247.7345 | 248.8467 | 250.0432 | 251.3926 | 252.8956 | 254.4408 | 256.0682 | 257.7462 | 259.5389 | 261.4195 | 263.2976 | 265.2513 | 267.3467 | 269.4806
Northwest | Single Family | Peak | August | Clothes Washer | MW | 79.6125 | 77.1622 | 76.8187 | 79.6122 | 69.8234 | 72.9737 | 67.4366 | 78.3892 | 68.2548 | 70.8628 | 71.9369 | 67.4726 | 67.0562 | 69.3882 | 66.3406 | 58.7158 | 65.3338 | 59.6846 | 61.9543 | 62.6696 | 43.4661 | 44.1225 | 48.1726 | 43.472 | 43.6335 | 39.7751 | 38.2249 | 37.9607 | 38.9425 | 39.7012 | 39.7864 | 39.8971 | 40.0202 | 40.1724 | 40.3383 | 40.531 | 40.7351 | 40.9685 | 41.219 | 41.4987 | 41.8107 | 42.1314 | 42.4725 | 42.8229 | 43.1942 | 43.5868 | 43.9766 | 44.3795 | 44.8097 | 45.243
Northwest | Single Family | Peak | August | Clothes Dryer | MW | 285.3318 | 282.9122 | 289.6621 | 307.6343 | 239.5694 | 258.7778 | 247.8465 | 298.9143 | 272.1373 | 294.8542 | 312.7394 | 306.8737 | 318.697 | 345.32 | 345.7957 | 321.3391 | 374.8639 | 359.6726 | 392.5387 | 417.4472 | 339.2035 | 312.1937 | 359.6922 | 342.9863 | 364.1781 | 351.4955 | 358.4506 | 369.6387 | 390.8245 | 326.4809 | 334.5889 | 342.5032 | 350.1353 | 357.6819 | 365.0273 | 372.3375 | 379.4815 | 386.6554 | 393.7853 | 401.0122 | 408.3701 | 415.6507 | 422.9688 | 430.2417 | 437.6043 | 445.0445 | 452.3606 | 459.7117 | 467.2551 | 474.7589
Northwest | Single Family | Peak | August | Dishwasher | MW | 83.9581 | 79.8736 | 83.1745 | 90.4528 | 82.3885 | 89.6429 | 87.1207 | 105.6522 | 95.8615 | 103.4135 | 109.1652 | 106.5706 | 110.0045 | 118.3071 | 117.5892 | 108.3119 | 124.9144 | 118.5504 | 127.8052 | 134.1563 | 130.7635 | 137.9901 | 156.4958 | 146.8502 | 154.145 | 146.6938 | 160.607 | 159.3352 | 163.7256 | 167.5993 | 169.0133 | 170.8627 | 173.0534 | 175.6319 | 178.5019 | 181.7048 | 185.1489 | 188.9077 | 192.9106 | 197.2081 | 201.8131 | 206.6005 | 211.6282 | 216.8347 | 222.2805 | 227.9686 | 233.7686 | 239.7661 | 246.0458 | 252.4721
Northwest | Single Family | Peak | August | Cooking | MW | 293.8101 | 299.6971 | 315.8634 | 343.9317 | 318.0336 | 351.254 | 342.6884 | 415.0275 | 369.0713 | 388.817 | 402.3332 | 384.5523 | 389.8085 | 411.8883 | 402.7195 | 365.7317 | 424.5639 | 405.1765 | 439.7288 | 462.863 | 220.208 | 228.1725 | 254.2171 | 234.7465 | 238.526 | 220.4566 | 222.0699 | 222.701 | 230.524 | 236.9289 | 239.0586 | 240.995 | 242.6869 | 242.5656 | 242.4488 | 242.423 | 242.3957 | 242.4867 | 242.6312 | 242.9138 | 243.3427 | 243.7886 | 244.317 | 244.869 | 245.522 | 246.2612 | 246.9639 | 247.7145 | 248.5935 | 249.4668
Northwest | Single Family | Peak | August | Air Conditioning | MW | 1596.227 | 1438.141 | 1375.37 | 1289.986 | 1822.186 | 1760.679 | 1760.065 | 1015.271 | 1975.518 | 1548.878 | 1770.049 | 1838.581 | 2405.196 | 1444.572 | 1546.291 | 1600.536 | 1941.869 | 2449.546 | 2289.27 | 1713.951 | 2240.146 | 1901.814 | 1633.5 | 2187.646 | 1414.998 | 1509.144 | 1508.625 | 1710.315 | 1961.637 | 1474.268 | 1469.072 | 1464.43 | 1459.824 | 1455.384 | 1451.167 | 1447.599 | 1444.455 | 1441.929 | 1440.056 | 1439.185 | 1439.267 | 1439.636 | 1440.433 | 1441.547 | 1443.265 | 1445.377 | 1447.434 | 1449.823 | 1452.79 | 1455.868
Northwest | Single Family | Peak | August | Entertainment Center | MW | 223.0509 | 234.9471 | 254.5882 | 285.2901 | 270.4743 | 305.9937 | 316.4834 | 388.3952 | 361.1309 | 397.7312 | 427.9055 | 422.7575 | 465.5872 | 530.5638 | 568.3304 | 565.0989 | 695.436 | 714.8926 | 847.0167 | 991.0824 | 779.5685 | 860.251 | 1013.283 | 1030.304 | 1156.631 | 1152.3 | 1208.455 | 1140.026 | 1105.092 | 1060.771 | 1009.644 | 968.9503 | 936.2229 | 910.0525 | 888.7805 | 871.6319 | 857.4284 | 845.8804 | 836.2783 | 828.4433 | 822.0809 | 816.5352 | 811.7994 | 807.5496 | 803.8891 | 802.3808 | 802.2283 | 803.3471 | 805.7297 | 808.7491
Northwest | Single Family | Peak | August | Other Non-Substitutables | MW | 601.5074 | 576.071 | 613.0464 | 671.9121 | 598.1622 | 661.2679 | 590.8749 | 744.7748 | 632.2369 | 662.132 | 715.9802 | 672.4058 | 670.1926 | 727.1111 | 713.0505 | 617.8901 | 706.3286 | 655.7992 | 703.4113 | 738.8747 | 717.1514 | 765.1635 | 883.7584 | 831.3297 | 823.9536 | 809.4849 | 786.3698 | 784.9201 | 809.2667 | 829.1962 | 834.8499 | 840.5505 | 846.0257 | 851.6876 | 857.2065 | 862.9213 | 868.4803 | 874.3157 | 880.19 | 886.3835 | 892.958 | 899.4144 | 906.0031 | 912.5073 | 919.1964 | 926.0469 | 932.595 | 939.1722 | 946.0949 | 952.8586
Northwest | Single Family | Peak | August | Water Heating Over 55 | MW | 12.455 | 14.3576 | 16.7978 | 19.9464 | 19.8427 | 23.2996 | 24.0379 | 30.0608 | 28.3183 | 31.6032 | 34.3947 | 34.574 | 36.4357 | 40.1395 | 40.6812 | 38.3306 | 44.8094 | 43.1891 | 47.1604 | 49.8383 | 48.4723 | 51.8691 | 59.5363 | 58.0522 | 62.849 | 61.161 | 63.7224 | 64.061 | 66.5351 | 66.6803 | 65.5714 | 64.4863 | 63.4205 | 62.3752 | 61.3482 | 60.3386 | 59.3422 | 58.3614 | 57.3935 | 56.443 | 55.5075 | 54.5826 | 53.6698 | 52.7673 | 51.8796 | 51.004 | 50.1367 | 49.281 | 48.4399 | 47.6089
Northwest | Single Family | Peak | September | Space Heating | MW | 445.8228 | 433.7931 | 468.24 | 515.3162 | 483.759 | 511.7858 | 460.5478 | 523.9346 | 466.1118 | 460.2151 | 532.4065 | 475.0866 | 504.5686 | 526.4747 | 520.9692 | 504.3033 | 569.8546 | 571.0666 | 527.0859 | 573.3094 | 452.4845 | 429.709 | 479.6071 | 481.3209 | 453.774 | 536.6454 | 457.4419 | 460.9415 | 471.0923 | 478.1298 | 476.7134 | 475.3488 | 473.9272 | 467.0287 | 460.3647 | 453.9549 | 447.7407 | 441.7744 | 436.0257 | 430.5997 | 425.4562 | 420.4799 | 415.7082 | 411.104 | 406.7578 | 402.6084 | 398.5635 | 394.6953 | 391.0641 | 387.5644
Northwest | Single Family | Peak | September | Water Heating Under 55 | MW | 1280.989 | 1247.381 | 1248.846 | 1295.248 | 1203.968 | 1267.746 | 1208.979 | 1318.522 | 1229.288 | 1241.157 | 1262.572 | 1183.007 | 1249.784 | 1211.087 | 1140.457 | 1049.947 | 1154.314 | 1225.502 | 1074.979 | 1099.94 | 801.5387 | 788.9088 | 812.5484 | 826.8125 | 797.2803 | 841.1856 | 773.5505 | 778.8226 | 809.8328 | 823.4234 | 830.6595 | 837.6458 | 844.106 | 850.5573 | 856.7116 | 862.8741 | 868.7407 | 874.7421 | 880.6392 | 886.8226 | 893.3152 | 899.5812 | 905.8965 | 912.0489 | 918.3686 | 924.7806 | 930.8074 | 936.8016 | 943.0604 | 949.0986
Northwest | Single Family | Peak | September | Lighting | MW | 1014.253 | 996.6187 | 1006.043 | 1052.645 | 988.6638 | 1050.364 | 1011.953 | 1126.234 | 1070.927 | 1097.527 | 1137.122 | 1081.12 | 1165.786 | 1149.029 | 1101.336 | 1028.522 | 1152.129 | 1246.22 | 1114.563 | 1167.451 | 1204.047 | 1205.08 | 1259.25 | 1269.444 | 1212.616 | 1274.645 | 1126.021 | 1085.765 | 1086.892 | 1085.113 | 1067.103 | 1050.665 | 1038.121 | 1029.415 | 1023.526 | 1027.14 | 1031.295 | 1036.297 | 1041.8 | 1048.02 | 1054.932 | 1061.91 | 1069.165 | 1076.441 | 1084.001 | 1091.774 | 1099.243 | 1106.76 | 1114.669 | 1122.402
Northwest | Single Family | Peak | September | Refrigeration | MW | 544.2779 | 530.1746 | 530.5565 | 550.1188 | 511.7426 | 538.5036 | 513.6411 | 567.4551 | 535.5389 | 544.877 | 559.8947 | 527.8781 | 563.8754 | 550.5861 | 522.4623 | 483.0055 | 535.2762 | 572.1902 | 505.4532 | 522.4457 | 596.1846 | 589.2758 | 608.4294 | 605.6605 | 571.1236 | 591.6822 | 532.7476 | 526.3872 | 536.9674 | 544.027 | 541.6044 | 539.4281 | 537.3663 | 535.6065 | 533.9928 | 532.686 | 531.5163 | 530.6694 | 530.0544 | 529.7989 | 529.9118 | 530.1536 | 530.6213 | 531.2182 | 532.0674 | 533.1346 | 534.2068 | 535.4329 | 536.9593 | 538.5422
Northwest | Single Family | Peak | September | Freezer | MW | 176.0822 | 175.1691 | 178.779 | 188.9081 | 179.2063 | 191.8025 | 186.2144 | 206.8339 | 196.0037 | 200.1598 | 206.754 | 195.5718 | 210.3237 | 206.4345 | 197.1302 | 183.0335 | 204.2382 | 220.0596 | 195.9412 | 204.3592 | 214.6329 | 213.9806 | 222.8034 | 223.9562 | 213.0158 | 223.1886 | 203.4571 | 202.7198 | 208.515 | 213.041 | 213.8426 | 214.685 | 215.5143 | 216.416 | 217.3293 | 218.3245 | 219.3516 | 220.4679 | 221.6667 | 223.0085 | 224.4919 | 226.0184 | 227.6197 | 229.2731 | 231.0329 | 232.8723 | 234.7161 | 236.6324 | 238.6762 | 240.7622
Northwest | Single Family | Peak | September | Clothes Washer | MW | 68.3395 | 65.5553 | 64.4852 | 65.9163 | 60.4616 | 62.5339 | 58.5831 | 64.146 | 59.8472 | 60.2164 | 61.1872 | 56.9821 | 60.1304 | 57.9335 | 54.236 | 49.3873 | 53.9203 | 56.8144 | 49.4097 | 50.2404 | 47.8732 | 46.4668 | 47.0638 | 45.9453 | 42.4309 | 42.9823 | 37.8384 | 37.5698 | 38.5332 | 39.276 | 39.3519 | 39.4538 | 39.5681 | 39.7115 | 39.8686 | 40.0522 | 40.2478 | 40.4717 | 40.7133 | 40.9841 | 41.2869 | 41.5985 | 41.9298 | 42.2706 | 42.632 | 43.0137 | 43.3931 | 43.7853 | 44.2039 | 44.6259
Northwest | Single Family | Peak | September | Clothes Dryer | MW | 368.7755 | 362.5587 | 366.3522 | 384.4844 | 312.6573 | 333.9954 | 324.1125 | 369.7692 | 360.2963 | 378.8641 | 402.1376 | 392.1747 | 432.5698 | 436.6364 | 428.2987 | 409.812 | 469.3958 | 519.5142 | 475.2152 | 508.2588 | 402.3221 | 354.196 | 378.7425 | 390.7757 | 381.8736 | 409.6595 | 382.7908 | 394.7541 | 417.3823 | 348.6767 | 357.3445 | 365.8143 | 373.9883 | 382.075 | 389.9516 | 397.7904 | 405.4639 | 413.1631 | 420.8257 | 428.5995 | 436.5154 | 444.3545 | 452.2301 | 460.0642 | 467.996 | 476.0052 | 483.8888 | 491.8124 | 499.9367 | 508.0262
Northwest | Single Family | Peak | September | Dishwasher | MW | 90.0415 | 85.0536 | 87.3724 | 93.6879 | 89.2089 | 95.9345 | 94.6137 | 107.9643 | 104.8752 | 109.6825 | 115.8551 | 112.2717 | 123.0203 | 123.1498 | 119.7798 | 113.4715 | 128.4784 | 140.6062 | 127.0357 | 134.024 | 132.1148 | 133.3119 | 140.3018 | 142.4242 | 137.691 | 145.6167 | 145.8583 | 144.6728 | 148.6236 | 152.1049 | 153.3518 | 154.9957 | 156.9503 | 159.2569 | 161.8288 | 164.7012 | 167.7958 | 171.172 | 174.7721 | 178.6407 | 182.787 | 187.0996 | 191.6269 | 196.3172 | 201.2233 | 206.3446 | 211.5684 | 216.9701 | 222.6232 | 228.41
Northwest | Single Family | Peak | September | Cooking | MW | 234.0155 | 236.7449 | 246.0908 | 264.8896 | 255.7787 | 279.323 | 276.1057 | 317.0036 | 301.1768 | 308.3831 | 319.225 | 303.2853 | 326.4356 | 321.3945 | 307.6659 | 287.6536 | 328.0018 | 360.9795 | 328.4815 | 347.9 | 264.9612 | 262.6096 | 271.7409 | 271.4771 | 254.0719 | 260.7764 | 240.6544 | 241.3529 | 249.8407 | 256.7957 | 259.1163 | 261.2329 | 263.0886 | 262.9781 | 262.8754 | 262.8711 | 262.8715 | 262.9963 | 263.1845 | 263.5262 | 264.0268 | 264.5488 | 265.1579 | 265.7955 | 266.5433 | 267.3813 | 268.183 | 269.0375 | 270.0284 | 271.0166
Northwest | Single Family | Peak | September | Air Conditioning | MW | 345.2187 | 306.7899 | 297.1917 | 273.8278 | 397.2071 | 381.4536 | 383.9093 | 204.8355 | 440.4709 | 327.1325 | 378.0039 | 387.8899 | 540.9998 | 305.1375 | 325.3714 | 348.6752 | 407.0392 | 591.7182 | 459.7849 | 347.137 | 513.2271 | 418.5206 | 330.2488 | 472.7832 | 281.2962 | 337.6148 | 309.7231 | 350.0975 | 395.5147 | 299.9867 | 298.8665 | 297.8702 | 296.8833 | 295.924 | 295.0136 | 294.2334 | 293.552 | 292.9919 | 292.571 | 292.3585 | 292.3441 | 292.3901 | 292.5208 | 292.7214 | 293.0443 | 293.444 | 293.8358 | 294.2957 | 294.8674 | 295.4661
Northwest | Single Family | Peak | September | Entertainment Center | MW | 171.251 | 178.8019 | 191.2202 | 211.6931 | 209.5524 | 234.4417 | 245.4041 | 285.4415 | 283.7567 | 303.5922 | 326.8329 | 320.9405 | 375.3345 | 398.5705 | 418.1158 | 428.0342 | 517.1736 | 613.2075 | 609.0483 | 717.1252 | 857.6281 | 905.3711 | 990.4248 | 1089.779 | 1126.934 | 1247.528 | 1198.065 | 1130.276 | 1095.674 | 1051.774 | 1001.122 | 960.83 | 928.4465 | 902.5687 | 881.5553 | 864.6288 | 850.6411 | 839.2731 | 829.8505 | 822.1904 | 815.9896 | 810.6064 | 806.017 | 801.9171 | 798.4017 | 797.0123 | 796.9788 | 798.2096 | 800.687 | 803.8068
Northwest | Single Family | Peak | September | Other Non-Substitutables | MW | 583.3729 | 554.5242 | 581.88 | 630.9064 | 586.2877 | 641.0894 | 580.5122 | 693.1678 | 629.4978 | 639.7831 | 691.7248 | 646.0666 | 684.0507 | 691.0364 | 663.7567 | 592.5853 | 665.253 | 712.384 | 640.5649 | 676.8506 | 744.5734 | 760.0319 | 814.9357 | 829.1248 | 756.7065 | 825.7429 | 734.9054 | 733.6022 | 756.3922 | 775.069 | 780.3998 | 785.7914 | 790.9839 | 796.3575 | 801.6067 | 807.0385 | 812.347 | 817.9014 | 823.5109 | 829.4325 | 835.7126 | 841.8925 | 848.1884 | 854.4166 | 860.8202 | 867.3639 | 873.6362 | 879.9393 | 886.5564 | 893.0369
Northwest | Single Family | Peak | September | Water Heating Over 55 | MW | 21.2385 | 24.183 | 27.8269 | 32.6082 | 33.8024 | 39.1641 | 40.8793 | 48.4273 | 48.6945 | 52.7618 | 57.3585 | 57.3177 | 64.0806 | 65.7184 | 65.1728 | 63.2467 | 72.6638 | 80.6633 | 73.8102 | 78.4447 | 56.47 | 57.8324 | 61.6725 | 65.0063 | 64.8253 | 69.9521 | 66.7607 | 67.1171 | 69.7099 | 69.8723 | 68.7212 | 67.595 | 66.489 | 65.4045 | 64.3393 | 63.2924 | 62.2595 | 61.2429 | 60.2401 | 59.2561 | 58.288 | 57.3311 | 56.3871 | 55.4538 | 54.5365 | 53.632 | 52.7362 | 51.8526 | 50.9846 | 50.1273
Northwest | Single Family | Peak | October | Space Heating | MW | 2880.647 | 2826.286 | 3027.566 | 3283.678 | 3182.998 | 3316.807 | 3044.826 | 3298.382 | 3083.993 | 2996.885 | 3132.823 | 2925.844 | 2881.821 | 2999.678 | 3032.471 | 2994.884 | 3675.965 | 3252.596 | 3078.371 | 3086.793 | 1219.363 | 1052.86 | 1140.835 | 1118.576 | 1010.993 | 1139.698 | 1010.495 | 1022.833 | 1049.915 | 1070.496 | 1072.019 | 1073.296 | 1073.939 | 1059.188 | 1044.882 | 1031.083 | 1017.738 | 1004.938 | 992.6053 | 981.013 | 970.1292 | 959.5674 | 949.4667 | 939.7466 | 930.5891 | 921.887 | 913.3694 | 905.2371 | 897.6212 | 890.2742
Northwest | Single Family | Peak | October | Water Heating Under 55 | MW | 2056.264 | 2021.125 | 2011.397 | 2052.307 | 1971.702 | 2041.392 | 1992.246 | 2038.485 | 2007.013 | 1990.391 | 1834.255 | 1795.051 | 1760.13 | 1702.923 | 1641.932 | 1548.056 | 1848.472 | 1733.08 | 1557.83 | 1469.812 | 1055.379 | 977.8854 | 976.9794 | 977.6569 | 911.4786 | 927.5248 | 895.2701 | 901.4177 | 937.3427 | 953.2915 | 961.8909 | 970.2141 | 977.9263 | 985.6395 | 993.0117 | 1000.392 | 1007.445 | 1014.651 | 1021.745 | 1029.186 | 1036.996 | 1044.546 | 1052.151 | 1059.576 | 1067.2 | 1074.928 | 1082.212 | 1089.462 | 1097.017 | 1104.322
Northwest | Single Family | Peak | October | Lighting | MW | 1379.267 | 1367.943 | 1372.16 | 1412.672 | 1372.673 | 1435.55 | 1414.94 | 1485.914 | 1488.493 | 1503.427 | 1412.234 | 1401.466 | 1402.796 | 1380.942 | 1354.928 | 1295.926 | 1579.293 | 1508.284 | 1384.289 | 1337.818 | 1818.211 | 1712.104 | 1737.597 | 1722.094 | 1591.42 | 1613.568 | 1494.616 | 1441.428 | 1443.121 | 1440.86 | 1417.045 | 1395.413 | 1378.942 | 1367.565 | 1359.919 | 1364.914 | 1370.635 | 1377.462 | 1384.957 | 1393.409 | 1402.785 | 1412.246 | 1422.068 | 1431.924 | 1442.157 | 1452.667 | 1462.775 | 1472.948 | 1483.637 | 1494.098
Northwest | Single Family | Peak | October | Refrigeration | MW | 557.3417 | 547.9655 | 544.9331 | 556.0055 | 534.9548 | 554.077 | 540.6177 | 563.3863 | 560.2142 | 561.5353 | 523.0103 | 514.8275 | 510.5587 | 497.8819 | 483.6687 | 457.8295 | 551.8561 | 520.9398 | 472.0887 | 450.2574 | 635.7217 | 591.2799 | 592.7495 | 580.1105 | 529.1401 | 528.7507 | 499.2707 | 493.3399 | 503.2812 | 509.9299 | 507.6899 | 505.6855 | 503.7884 | 502.178 | 500.7056 | 499.5195 | 498.4681 | 497.7168 | 497.1863 | 496.9962 | 497.1544 | 497.4344 | 497.925 | 498.5395 | 499.3912 | 500.4458 | 501.5065 | 502.7126 | 504.1982 | 505.7395
Northwest | Single Family | Peak | October | Freezer | MW | 171.494 | 172.1798 | 174.6816 | 181.5312 | 178.2666 | 187.8574 | 186.6208 | 195.5918 | 195.4885 | 196.7228 | 184.4821 | 181.9821 | 181.5954 | 178.1768 | 174.3413 | 166.2392 | 201.8459 | 191.9158 | 175.3683 | 168.5533 | 261.5574 | 245.3424 | 248.0326 | 245.017 | 225.3249 | 227.9494 | 218.1122 | 217.3936 | 223.6806 | 228.6159 | 229.5576 | 230.5487 | 231.5273 | 232.5889 | 233.6658 | 234.832 | 236.0392 | 237.3433 | 238.7406 | 240.2969 | 242.0112 | 243.775 | 245.6216 | 247.5294 | 249.5553 | 251.6697 | 253.7925 | 255.9977 | 258.3423 | 260.7377
Northwest | Single Family | Peak | October | Clothes Washer | MW | 31.3193 | 30.3207 | 29.6524 | 29.8041 | 28.3161 | 28.8192 | 27.6566 | 28.4194 | 28.0171 | 27.7124 | 25.5609 | 24.8085 | 24.2748 | 23.3709 | 22.4108 | 20.9443 | 24.853 | 23.0987 | 20.5964 | 19.2963 | 53.5995 | 48.9426 | 48.1043 | 46.1542 | 41.2093 | 40.2702 | 37.1911 | 36.9262 | 37.8715 | 38.6003 | 38.6735 | 38.7726 | 38.8839 | 39.024 | 39.1777 | 39.3572 | 39.5491 | 39.7685 | 40.0055 | 40.2715 | 40.5691 | 40.8754 | 41.2009 | 41.5359 | 41.8912 | 42.2661 | 42.6389 | 43.0244 | 43.4353 | 43.8499
Northwest | Single Family | Peak | October | Clothes Dryer | MW | 264.282 | 262.2921 | 263.4221 | 272.0141 | 228.7967 | 240.509 | 238.8833 | 256.4314 | 263.6092 | 272.7526 | 262.4742 | 267.2134 | 273.545 | 275.8006 | 277.038 | 271.7237 | 338.3534 | 330.6413 | 310.2098 | 305.9225 | 515.4521 | 427.0332 | 443.1567 | 449.5037 | 424.7394 | 439.5792 | 430.9473 | 444.437 | 469.9254 | 392.5877 | 402.3626 | 411.9207 | 421.1462 | 430.2784 | 439.1756 | 448.0293 | 456.7049 | 465.4069 | 474.0722 | 482.8677 | 491.8274 | 500.7024 | 509.6177 | 518.4904 | 527.4743 | 536.5444 | 545.4753 | 554.4534 | 563.655 | 572.8218
Northwest | Single Family | Peak | October | Dishwasher | MW | 104.5967 | 99.9001 | 101.9142 | 107.4948 | 105.9484 | 112.0102 | 113.2823 | 121.3229 | 124.4375 | 128.0179 | 122.7051 | 123.9397 | 125.9111 | 125.9142 | 125.3849 | 121.8695 | 149.9708 | 144.8075 | 134.1817 | 130.4352 | 168.8735 | 160.3239 | 163.7474 | 163.4081 | 152.8023 | 155.8919 | 163.7299 | 162.3919 | 166.8165 | 170.7155 | 172.1055 | 173.9427 | 176.1283 | 178.7102 | 181.5898 | 184.8059 | 188.2737 | 192.0559 | 196.0908 | 200.428 | 205.0778 | 209.9143 | 214.9907 | 220.251 | 225.7531 | 231.4954 | 237.3532 | 243.4105 | 249.7479 | 256.2365
Northwest | Single Family | Peak | October | Cooking | MW | 183.5139 | 187.4003 | 193.5399 | 205.0546 | 204.7828 | 220.1441 | 222.5571 | 241.3466 | 241.3766 | 243.6643 | 228.5336 | 226.7636 | 226.6419 | 222.7968 | 218.27 | 208.7875 | 258.9718 | 251.7504 | 235.0539 | 229.7872 | 385.2655 | 359.3428 | 361.0489 | 354.6918 | 321.1327 | 317.8302 | 307.569 | 308.4799 | 319.343 | 328.2523 | 331.2371 | 333.9651 | 336.36 | 336.242 | 336.1348 | 336.1527 | 336.1812 | 336.3669 | 336.6364 | 337.1046 | 337.7779 | 338.4794 | 339.2914 | 340.142 | 341.134 | 342.2401 | 343.301 | 344.4302 | 345.7323 | 347.0328
Northwest | Single Family | Peak | October | Air Conditioning | MW | 0 | 0 | 0 | 0 | 0 | 0 | 0 | 0 | 0 | 0 | 0 | 0 | 0 | 0 | 0 | 0 | 0 | 0 | 0 | 0 | 0.1627 | 0.1255 | 0.0983 | 0.1501 | 0.0876 | 0.0952 | 0.0924 | 0.1202 | 0.1627 | 0.1196 | 0.1253 | 0.1307 | 0.1361 | 0.1412 | 0.1462 | 0.1512 | 0.156 | 0.1608 | 0.1656 | 0.1704 | 0.1751 | 0.1798 | 0.1845 | 0.1891 | 0.1937 | 0.1982 | 0.2027 | 0.2071 | 0.2115 | 0.2159
Northwest | Single Family | Peak | October | Entertainment Center | MW | 115.4327 | 121.6424 | 129.3015 | 140.8572 | 144.2205 | 158.8373 | 169.9984 | 186.6682 | 195.4909 | 206.0868 | 201.1139 | 206.171 | 223.8691 | 237.4266 | 254.9797 | 267.1771 | 351.2028 | 367.7125 | 374.6701 | 407.211 | 1034.199 | 1027.359 | 1091.469 | 1180.562 | 1181.05 | 1261.042 | 1269.608 | 1197.826 | 1161.199 | 1114.727 | 1061.096 | 1018.452 | 984.1896 | 956.8277 | 934.6223 | 916.7452 | 901.9935 | 890.0126 | 880.0989 | 872.0587 | 865.5693 | 859.947 | 855.1628 | 850.9011 | 847.2586 | 845.8686 | 845.9196 | 847.3138 | 850.0264 | 853.4256
Northwest | Single Family | Peak | October | Other Non-Substitutables | MW | 597.2318 | 572.9888 | 597.4067 | 637.7548 | 612.6073 | 659.5079 | 611.0778 | 687.6276 | 658.2615 | 658.6004 | 644.921 | 629.3832 | 618.798 | 623.8546 | 613.5123 | 561.0222 | 684.7658 | 647.8773 | 597.5342 | 582.5328 | 823.165 | 790.8677 | 823.0471 | 823.2795 | 726.6852 | 764.7457 | 713.9244 | 712.7069 | 734.8867 | 753.0834 | 758.3114 | 763.6082 | 768.7123 | 773.9998 | 779.1688 | 784.5135 | 789.7505 | 795.2219 | 800.7541 | 806.5966 | 812.7935 | 818.8951 | 825.1076 | 831.2599 | 837.5842 | 844.0421 | 850.2394 | 856.4691 | 862.9999 | 869.4037
Northwest | Single Family | Peak | October | Water Heating Over 55 | MW | 34.0422 | 39.0716 | 44.6072 | 51.389 | 55.0232 | 62.6544 | 66.8623 | 74.5392 | 78.8813 | 84.1174 | 82.6582 | 86.4024 | 89.7071 | 91.7144 | 92.9577 | 92.0497 | 114.8218 | 112.7183 | 105.7453 | 103.7328 | 78.3614 | 75.6007 | 78.2057 | 81.165 | 78.2825 | 81.4023 | 81.5138 | 81.9522 | 85.1206 | 85.333 | 83.9423 | 82.5817 | 81.2456 | 79.9357 | 78.6493 | 77.3854 | 76.1385 | 74.9115 | 73.7015 | 72.515 | 71.3483 | 70.1952 | 69.0579 | 67.9338 | 66.8297 | 65.7412 | 64.6633 | 63.6005 | 62.557 | 61.5266
Northwest | Single Family | Peak | November | Space Heating | MW | 2546.371 | 2500.044 | 2678.532 | 2903.429 | 2810.335 | 2927.565 | 2690.139 | 2911.728 | 2721.299 | 2643.64 | 2834.861 | 2549.144 | 2521.526 | 2661.632 | 2976.792 | 2891.343 | 3092.17 | 2971.487 | 3072.976 | 3210.082 | 2360.63 | 2069.566 | 2065.203 | 1973.28 | 2357.572 | 2114.984 | 1894.21 | 1919.508 | 1972.301 | 2013.067 | 2017.937 | 2022.19 | 2025.042 | 1998.023 | 1971.778 | 1946.435 | 1921.927 | 1898.417 | 1875.758 | 1854.482 | 1834.554 | 1815.191 | 1796.681 | 1778.874 | 1762.105 | 1746.186 | 1730.58 | 1715.681 | 1701.737 | 1688.278
Northwest | Single Family | Peak | November | Water Heating Under 55 | MW | 2575.162 | 2533.79 | 2523.495 | 2574.556 | 2471.785 | 2559.029 | 2500.098 | 2560.994 | 2520.247 | 2498.618 | 2362.499 | 2227.347 | 2193.154 | 2152.73 | 2296.035 | 2127.12 | 2212.623 | 2254.072 | 2214.013 | 2176.746 | 1300.023 | 1231.428 | 1133.62 | 1107.172 | 1365.742 | 1108.924 | 1082.996 | 1090.421 | 1133.865 | 1151.278 | 1159.714 | 1167.846 | 1175.294 | 1182.745 | 1189.813 | 1196.891 | 1203.602 | 1210.479 | 1217.232 | 1224.374 | 1231.927 | 1239.185 | 1246.498 | 1253.604 | 1260.929 | 1268.363 | 1275.296 | 1282.185 | 1289.409 | 1296.35
Northwest | Single Family | Peak | November | Lighting | MW | 1527.456 | 1515.992 | 1521.881 | 1566.793 | 1521.17 | 1591.033 | 1569.391 | 1649.535 | 1651.153 | 1667.641 | 1606.889 | 1536.628 | 1544.76 | 1542.697 | 1673.827 | 1572.394 | 1668.889 | 1732.756 | 1737.678 | 1750.16 | 2189.401 | 2106.504 | 1969.975 | 1905.365 | 2328.707 | 1883.898 | 1765.456 | 1702.547 | 1704.467 | 1701.712 | 1673.524 | 1647.944 | 1628.47 | 1615.009 | 1605.96 | 1611.808 | 1618.523 | 1626.545 | 1635.366 | 1645.32 | 1656.365 | 1667.516 | 1679.093 | 1690.714 | 1702.78 | 1715.171 | 1727.093 | 1739.092 | 1751.699 | 1764.039
Northwest | Single Family | Peak | November | Refrigeration | MW | 593.7211 | 584.1673 | 581.3938 | 593.1973 | 570.2744 | 590.722 | 576.8358 | 601.6888 | 597.8625 | 599.2387 | 572.5575 | 543.0688 | 540.8757 | 535.0911 | 574.882 | 534.5496 | 561.1951 | 575.8688 | 570.2457 | 566.7867 | 667.5638 | 634.4866 | 586.0845 | 559.7758 | 675.3411 | 538.4693 | 514.4635 | 508.3471 | 518.5848 | 525.428 | 523.1124 | 521.0399 | 519.0798 | 517.4142 | 515.8919 | 514.6651 | 513.5776 | 512.7987 | 512.2485 | 512.0493 | 512.208 | 512.4932 | 512.9949 | 513.6248 | 514.499 | 515.5812 | 516.671 | 517.9104 | 519.4375 | 521.0223
Northwest | Single Family | Peak | November | Freezer | MW | 168.3583 | 169.1308 | 171.7238 | 178.4541 | 175.1071 | 184.5374 | 183.4674 | 192.4064 | 192.1837 | 193.377 | 185.9887 | 176.8532 | 177.2692 | 176.4407 | 190.8993 | 178.7325 | 189.0253 | 195.3753 | 195.0798 | 195.3972 | 247.1929 | 236.774 | 220.4875 | 212.5219 | 258.4469 | 208.614 | 202.0238 | 201.3517 | 207.1677 | 211.7308 | 212.5951 | 213.5051 | 214.4044 | 215.3799 | 216.37 | 217.4429 | 218.5538 | 219.7541 | 221.0412 | 222.4753 | 224.0552 | 225.6812 | 227.3835 | 229.1425 | 231.0108 | 232.9604 | 234.9182 | 236.952 | 239.1145 | 241.3243
Northwest | Single Family | Peak | November | Clothes Washer | MW | 34.0969 | 33.0344 | 32.3314 | 32.4944 | 30.8524 | 31.398 | 30.1622 | 31.0102 | 30.5577 | 30.2141 | 28.5805 | 26.7379 | 26.2788 | 25.6643 | 27.2134 | 24.9749 | 25.8151 | 26.079 | 25.4104 | 24.8095 | 53.4549 | 49.8614 | 45.1469 | 42.2696 | 49.918 | 38.9222 | 36.3735 | 36.1128 | 37.0355 | 37.7463 | 37.8161 | 37.911 | 38.0182 | 38.1533 | 38.3018 | 38.4755 | 38.6614 | 38.8741 | 39.1042 | 39.3625 | 39.6517 | 39.9494 | 40.2658 | 40.5916 | 40.9371 | 41.3018 | 41.6644 | 42.0394 | 42.4393 | 42.8427
Northwest | Single Family | Peak | November | Clothes Dryer | MW | 268.9751 | 267.1791 | 268.5423 | 277.2871 | 233.0567 | 244.9983 | 243.5651 | 261.7055 | 268.8728 | 278.147 | 274.5851 | 269.3592 | 276.9315 | 283.2616 | 314.6819 | 303.1747 | 328.837 | 349.2449 | 358.0343 | 367.9491 | 596.1354 | 504.6488 | 482.5144 | 477.6321 | 596.9847 | 492.9797 | 489.0432 | 504.3475 | 533.2667 | 445.4991 | 456.5861 | 467.4273 | 477.8929 | 488.2515 | 498.3447 | 508.3888 | 518.2314 | 528.1031 | 537.9347 | 547.9142 | 558.0786 | 568.1482 | 578.2627 | 588.3295 | 598.5225 | 608.8118 | 618.9448 | 629.131 | 639.5706 | 649.971
Northwest | Single Family | Peak | November | Dishwasher | MW | 100.7507 | 96.3164 | 98.3348 | 103.7114 | 102.1435 | 107.9812 | 109.2993 | 117.1223 | 120.0707 | 123.4875 | 121.3934 | 118.1777 | 120.5979 | 122.3405 | 134.7115 | 128.5779 | 137.8315 | 144.6614 | 146.4752 | 148.3954 | 199.0328 | 193.0487 | 181.6608 | 176.9089 | 218.8462 | 178.1351 | 189.2733 | 187.7201 | 192.8277 | 197.3268 | 198.9254 | 201.0411 | 203.56 | 206.5363 | 209.8572 | 213.5668 | 217.5674 | 221.931 | 226.5868 | 231.5919 | 236.9576 | 242.5393 | 248.3976 | 254.4684 | 260.8184 | 267.445 | 274.2055 | 281.1961 | 288.5099 | 295.9981
Northwest | Single Family | Peak | November | Cooking | MW | 243.5619 | 248.9018 | 257.2633 | 272.5703 | 271.9727 | 292.423 | 295.8412 | 321.1399 | 320.9179 | 323.9724 | 311.7323 | 298.0262 | 299.1412 | 298.3389 | 323.2461 | 303.7602 | 328.1533 | 346.793 | 353.81 | 360.4701 | 423.7559 | 403.9467 | 374.001 | 358.5727 | 429.4197 | 339.1013 | 332.0006 | 332.9806 | 344.7021 | 354.3134 | 357.5295 | 360.4689 | 363.0503 | 362.9187 | 362.7997 | 362.8159 | 362.844 | 363.0413 | 363.3298 | 363.8332 | 364.5569 | 365.3121 | 366.186 | 367.1019 | 368.1703 | 369.3612 | 370.5042 | 371.7208 | 373.1238 | 374.5253
Northwest | Single Family | Peak | November | Air Conditioning | MW | 0 | 0 | 0 | 0 | 0 | 0 | 0 | 0 | 0 | 0 | 0 | 0 | 0 | 0 | 0 | 0 | 0 | 0 | 0 | 0 | 0.1764 | 0.139 | 0.1005 | 0.1497 | 0.1155 | 0.1001 | 0.0983 | 0.1278 | 0.173 | 0.1272 | 0.1332 | 0.139 | 0.1447 | 0.1502 | 0.1555 | 0.1608 | 0.1659 | 0.171 | 0.1761 | 0.1812 | 0.1863 | 0.1913 | 0.1962 | 0.2011 | 0.206 | 0.2108 | 0.2156 | 0.2202 | 0.225 | 0.2297
Northwest | Single Family | Peak | November | Entertainment Center | MW | 138.3714 | 145.9122 | 155.221 | 169.0927 | 172.9902 | 190.5429 | 204.0908 | 224.3023 | 234.7258 | 247.4391 | 247.7053 | 244.6967 | 266.8318 | 287.0863 | 340.9631 | 350.9538 | 401.7798 | 457.3208 | 509.1724 | 576.696 | 1117.995 | 1134.864 | 1110.91 | 1172.655 | 1551.559 | 1321.911 | 1346.446 | 1270.31 | 1231.454 | 1182.156 | 1125.266 | 1080.03 | 1043.685 | 1014.657 | 991.1 | 972.1341 | 956.484 | 943.7709 | 933.2529 | 924.7221 | 917.834 | 911.8674 | 906.7885 | 902.2647 | 898.3975 | 896.9171 | 896.9667 | 898.4404 | 901.3115 | 904.9113
Northwest | Single Family | Peak | November | Other Non-Substitutables | MW | 697.8571 | 670.1196 | 699.238 | 746.4451 | 716.4097 | 771.388 | 715.3203 | 805.8024 | 770.8376 | 771.1669 | 774.7498 | 728.4572 | 719.2473 | 735.7044 | 800.1785 | 718.8495 | 764.2554 | 785.8535 | 792.012 | 804.6474 | 956.5081 | 939.2245 | 900.6743 | 879.2355 | 1026.635 | 862.0712 | 814.2841 | 812.8872 | 838.1743 | 858.9153 | 864.8652 | 870.8942 | 876.7068 | 882.7267 | 888.6136 | 894.7015 | 900.6678 | 906.9 | 913.2039 | 919.8621 | 926.9223 | 933.876 | 940.9547 | 947.9659 | 955.173 | 962.5304 | 969.593 | 976.6921 | 984.134 | 991.4318
Northwest | Single Family | Peak | November | Water Heating Over 55 | MW | 42.6379 | 48.9824 | 55.9654 | 64.4669 | 68.9672 | 78.5408 | 83.8821 | 93.6489 | 99.0338 | 105.6137 | 106.5238 | 107.2251 | 111.7893 | 115.9793 | 130.0637 | 126.6212 | 137.6073 | 146.7946 | 150.4872 | 153.8674 | 94.4239 | 93.214 | 88.8961 | 90.0647 | 114.9834 | 95.3791 | 96.5834 | 97.1019 | 100.855 | 101.1374 | 99.5213 | 97.9404 | 96.3877 | 94.8659 | 93.3719 | 91.9045 | 90.4569 | 89.0331 | 87.6294 | 86.2543 | 84.9033 | 83.5682 | 82.2521 | 80.9516 | 79.6754 | 78.418 | 77.1728 | 75.9456 | 74.7419 | 73.5536
Northwest | Single Family | Peak | December | Space Heating | MW | 3561.917 | 3501.966 | 3730.803 | 4025.565 | 3930.53 | 4076.931 | 3769.942 | 4030.49 | 3810.129 | 3690.006 | 4097.546 | 3663.327 | 4278.8 | 3774.472 | 3998.765 | 3864.981 | 4011.088 | 4070.858 | 3947.976 | 4637.047 | 3231.762 | 3083.63 | 3799.726 | 3909.018 | 3140.168 | 3468.407 | 3009.694 | 3047.113 | 3128.128 | 3189.803 | 3194.673 | 3198.792 | 3200.995 | 3157.057 | 3114.449 | 3073.355 | 3033.631 | 2995.533 | 2958.84 | 2924.364 | 2892.012 | 2860.623 | 2830.608 | 2801.739 | 2774.544 | 2748.707 | 2723.423 | 2699.288 | 2676.688 | 2654.893
Northwest | Single Family | Peak | December | Water Heating Under 55 | MW | 2118.568 | 2087.331 | 2070.178 | 2103.372 | 2037.167 | 2101.225 | 2065.175 | 2092.681 | 2081.973 | 2058.47 | 2019.243 | 1890.323 | 2196.29 | 1803.355 | 1822.736 | 1678.422 | 1693.966 | 1822.702 | 1678.707 | 1856.153 | 1255.859 | 1283.883 | 1458.716 | 1531.694 | 1270.152 | 1267.275 | 1197.528 | 1205.748 | 1253.788 | 1273.676 | 1283.667 | 1293.316 | 1302.197 | 1311.081 | 1319.536 | 1328.003 | 1336.062 | 1344.307 | 1352.418 | 1360.973 | 1369.994 | 1378.687 | 1387.443 | 1395.969 | 1404.746 | 1413.646 | 1421.984 | 1430.275 | 1438.945 | 1447.298
Northwest | Single Family | Peak | December | Lighting | MW | 1831.737 | 1820.013 | 1819.084 | 1865.211 | 1827.288 | 1904.652 | 1890.963 | 1968.37 | 1991.748 | 2006.548 | 2006.43 | 1904.401 | 2258.336 | 1885.893 | 1940.81 | 1813.13 | 1868.382 | 2047.745 | 1925.781 | 2181.348 | 2030.23 | 2107.001 | 2432.174 | 2527.893 | 2076.128 | 2062.918 | 1870.235 | 1803.64 | 1805.702 | 1802.766 | 1772.897 | 1745.846 | 1725.265 | 1711.049 | 1701.508 | 1707.741 | 1714.898 | 1723.434 | 1732.823 | 1743.414 | 1755.16 | 1767.023 | 1779.332 | 1791.693 | 1804.526 | 1817.697 | 1830.378 | 1843.14 | 1856.542 | 1869.666
Northwest | Single Family | Peak | December | Refrigeration | MW | 565.9353 | 557.4689 | 552.4194 | 561.3597 | 544.5433 | 562.1171 | 552.3665 | 570.5989 | 573.142 | 572.974 | 568.048 | 534.8304 | 628.4682 | 519.9519 | 529.7467 | 489.8188 | 499.1908 | 540.8009 | 502.1862 | 561.3749 | 563.7755 | 578.0789 | 659.0887 | 676.5536 | 548.5404 | 537.263 | 496.5953 | 490.6958 | 500.5798 | 507.1877 | 504.9546 | 502.9576 | 501.0703 | 499.4675 | 498.0042 | 496.826 | 495.7843 | 495.0396 | 494.5173 | 494.3347 | 494.4978 | 494.7839 | 495.2783 | 495.8977 | 496.7528 | 497.808 | 498.8716 | 500.0798 | 501.565 | 503.1068
Northwest | Single Family | Peak | December | Freezer | MW | 169.986 | 170.9362 | 172.8026 | 178.8421 | 177.0665 | 185.973 | 186.1769 | 193.342 | 195.25 | 195.9814 | 195.7339 | 184.6574 | 218.2524 | 181.6457 | 186.4892 | 173.6291 | 178.2926 | 194.5385 | 182.1376 | 205.157 | 190.5086 | 196.8906 | 226.2913 | 234.2388 | 191.4326 | 189.7802 | 177.8105 | 177.2295 | 182.3588 | 186.3866 | 187.1589 | 187.9726 | 188.7777 | 189.6507 | 190.5374 | 191.4973 | 192.4923 | 193.566 | 194.7174 | 195.9993 | 197.4104 | 198.863 | 200.3831 | 201.9544 | 203.6225 | 205.3625 | 207.1108 | 208.9269 | 210.8567 | 212.8291
Northwest | Single Family | Peak | December | Clothes Washer | MW | 54.4513 | 52.8097 | 51.4627 | 51.5113 | 49.3418 | 50.0376 | 48.4207 | 49.2311 | 49.0491 | 48.3739 | 47.5205 | 44.1008 | 51.0939 | 41.7243 | 41.9671 | 38.2893 | 38.4163 | 40.97 | 37.4273 | 41.091 | 49.249 | 49.5608 | 55.3774 | 55.7041 | 44.2085 | 42.3421 | 38.2808 | 38.005 | 38.9744 | 39.7206 | 39.7922 | 39.8904 | 40.0014 | 40.142 | 40.2967 | 40.4779 | 40.6721 | 40.8943 | 41.135 | 41.4055 | 41.7083 | 42.0202 | 42.3518 | 42.6932 | 43.0554 | 43.4376 | 43.8178 | 44.2109 | 44.6301 | 45.0531
Northwest | Single Family | Peak | December | Clothes Dryer | MW | 342.427 | 340.5609 | 340.8341 | 350.5092 | 297.2385 | 311.3679 | 311.5417 | 331.3167 | 344.1219 | 355.0758 | 363.7795 | 354.2458 | 429.6177 | 367.5233 | 387.1482 | 370.8328 | 390.4103 | 437.8258 | 420.8881 | 486.445 | 612.9974 | 559.9221 | 660.7548 | 702.8719 | 590.4545 | 598.9843 | 574.8865 | 592.8826 | 626.8786 | 523.7051 | 536.7393 | 549.4866 | 561.7943 | 573.9769 | 585.8492 | 597.6636 | 609.2445 | 620.858 | 632.4274 | 644.1721 | 656.1348 | 667.9877 | 679.8923 | 691.7432 | 703.7424 | 715.8538 | 727.7834 | 739.7762 | 752.0656 | 764.3108
Northwest | Single Family | Peak | December | Dishwasher | MW | 112.4586 | 107.6888 | 109.429 | 114.9539 | 114.1897 | 120.2655 | 122.6828 | 129.9911 | 134.7177 | 138.2064 | 141.0779 | 136.2543 | 163.8681 | 138.9936 | 145.1663 | 137.746 | 143.3319 | 158.8036 | 150.7634 | 171.7413 | 193.4512 | 202.418 | 235.0641 | 245.9686 | 204.5567 | 204.5187 | 210.1942 | 208.4632 | 214.1274 | 219.1156 | 220.8826 | 223.2242 | 226.0139 | 229.3116 | 232.9921 | 237.104 | 241.5398 | 246.3778 | 251.5411 | 257.0924 | 263.0439 | 269.2354 | 275.7333 | 282.4676 | 289.5114 | 296.8615 | 304.3607 | 312.115 | 320.2271 | 328.533
Northwest | Single Family | Peak | December | Cooking | MW | 362.8566 | 371.2418 | 382.0298 | 403.1459 | 405.93 | 434.9572 | 442.774 | 476.1411 | 480.952 | 484.2747 | 483.3932 | 458.8011 | 543.3937 | 453.1986 | 465.625 | 435.1281 | 456.3283 | 509.1107 | 487.1027 | 558.1458 | 400.0276 | 411.3314 | 470.052 | 484.4278 | 389.8818 | 378.2227 | 358.2525 | 359.3129 | 371.962 | 382.334 | 385.8051 | 388.9788 | 391.7677 | 391.6287 | 391.5043 | 391.5259 | 391.5619 | 391.7797 | 392.0976 | 392.6479 | 393.4362 | 394.2592 | 395.2097 | 396.2067 | 397.3682 | 398.6611 | 399.9035 | 401.2252 | 402.7476 | 404.2691
Northwest | Single Family | Peak | December | Air Conditioning | MW | 0 | 0 | 0 | 0 | 0 | 0 | 0 | 0 | 0 | 0 | 0 | 0 | 0 | 0 | 0 | 0 | 0 | 0 | 0 | 0 | 0.201 | 0.1705 | 0.1524 | 0.2437 | 0.1263 | 0.1345 | 0.1277 | 0.1659 | 0.2247 | 0.1653 | 0.1731 | 0.1806 | 0.188 | 0.1951 | 0.202 | 0.2089 | 0.2156 | 0.2222 | 0.2288 | 0.2354 | 0.242 | 0.2485 | 0.2549 | 0.2613 | 0.2676 | 0.2739 | 0.28 | 0.2861 | 0.2923 | 0.2984
Northwest | Single Family | Peak | December | Entertainment Center | MW | 176.1348 | 185.9347 | 196.9444 | 213.675 | 220.5745 | 242.1223 | 260.9265 | 284.0586 | 300.5018 | 315.9445 | 328.1753 | 321.7762 | 414.0448 | 372.527 | 419.6042 | 429.5131 | 477.3567 | 573.5995 | 598.8849 | 762.9257 | 1027.22 | 1124.863 | 1359.151 | 1541.904 | 1370.934 | 1434.73 | 1413.389 | 1333.477 | 1292.691 | 1240.945 | 1181.228 | 1133.747 | 1095.604 | 1065.141 | 1040.424 | 1020.526 | 1004.113 | 990.7809 | 979.7565 | 970.8195 | 963.6068 | 957.363 | 952.0495 | 947.321 | 943.2813 | 941.7453 | 941.8184 | 943.3867 | 946.4206 | 950.2214
Northwest | Single Family | Peak | December | Other Non-Substitutables | MW | 781.2812 | 751.2159 | 780.4585 | 829.8737 | 803.6703 | 862.3882 | 804.6536 | 897.5525 | 868.0439 | 866.0359 | 902.4797 | 842.6287 | 981.7488 | 839.7576 | 865.9914 | 773.6218 | 798.3033 | 866.8453 | 819.2383 | 936.0695 | 964.2877 | 1021.63 | 1209.221 | 1268.76 | 995.7874 | 1027.233 | 938.7251 | 937.1252 | 966.2812 | 990.1974 | 997.0614 | 1004.02 | 1010.733 | 1017.685 | 1024.487 | 1031.52 | 1038.419 | 1045.621 | 1052.911 | 1060.611 | 1068.775 | 1076.819 | 1085.005 | 1093.117 | 1101.454 | 1109.962 | 1118.134 | 1126.348 | 1134.956 | 1143.399
Northwest | Single Family | Peak | December | Water Heating Over 55 | MW | 35.0928 | 40.3402 | 45.8665 | 52.6016 | 56.7632 | 64.3924 | 69.155 | 76.4229 | 81.6663 | 86.8462 | 90.7731 | 90.789 | 111.7247 | 96.9588 | 102.9689 | 99.6394 | 105.0446 | 118.355 | 113.7899 | 130.8315 | 93.0995 | 99.1699 | 116.7322 | 127.2671 | 109.2558 | 111.3977 | 109.1622 | 109.7487 | 113.9907 | 114.3735 | 112.6129 | 110.8909 | 109.1992 | 107.5422 | 105.9162 | 104.3203 | 102.7461 | 101.1991 | 99.6748 | 98.1848 | 96.7229 | 95.279 | 93.8568 | 92.4522 | 91.0765 | 89.7225 | 88.3817 | 87.0614 | 85.769 | 84.4939
Northwest | Multi Family | Peak | January | Space Heating | MW | 887.6368 | 899.7756 | 987.329 | 1082.613 | 1054.858 | 1081.824 | 1001.13 | 945.0694 | 910.85 | 900.431 | 1120.916 | 990.0327 | 938.9758 | 923.9449 | 984.5731 | 1079.465 | 1067.17 | 964.3031 | 1151.353 | 1105.999 | 910.8959 | 1082.46 | 1199.286 | 1124.686 | 980.8489 | 1193.256 | 1038.692 | 1068.619 | 1112.774 | 1153.512 | 1173.321 | 1192.053 | 1212.098 | 1221.631 | 1230.135 | 1237.372 | 1244.83 | 1251.93 | 1259.37 | 1267.436 | 1276.085 | 1285.788 | 1294.456 | 1302.667 | 1311.566 | 1320.378 | 1328.935 | 1336.897 | 1345.033 | 1353.215
Northwest | Multi Family | Peak | January | Water Heating Under 55 | MW | 391.4531 | 400.7556 | 415.7515 | 443.4046 | 444.3044 | 467.9761 | 465.1649 | 486.9354 | 489.3753 | 499.4835 | 553.525 | 520.5701 | 495.4654 | 462.4378 | 474.1099 | 500.0299 | 488.5855 | 474.6767 | 550.6015 | 503.7289 | 285.0753 | 352.1234 | 371.1807 | 356.319 | 317.9034 | 346.8943 | 329.2795 | 336.2444 | 353.8365 | 365.0357 | 373.2769 | 381.1749 | 389.5789 | 398.0107 | 405.868 | 413.1708 | 420.6451 | 427.918 | 435.3945 | 443.1131 | 451.1096 | 459.5965 | 467.6204 | 475.4942 | 483.6107 | 491.6872 | 499.6327 | 507.323 | 515.0467 | 522.7706
Northwest | Multi Family | Peak | January | Lighting | MW | 125.1625 | 127.4261 | 131.2153 | 139.3992 | 139.3991 | 146.0129 | 144.3211 | 151.834 | 153.2422 | 157.3309 | 175.893 | 166.1857 | 158.8756 | 148.642 | 152.4536 | 161.0867 | 156.9627 | 152.3536 | 176.848 | 161.3451 | 150.5907 | 184.6253 | 193.2667 | 183.2334 | 161.1424 | 174.1106 | 167.8546 | 165.8047 | 169.2753 | 172.1789 | 172.4942 | 172.9748 | 174.2044 | 175.9129 | 177.7684 | 181.5603 | 185.3316 | 188.9535 | 192.5944 | 196.2805 | 200.0386 | 203.9752 | 207.66 | 211.2284 | 214.8704 | 218.467 | 221.9812 | 225.3503 | 228.7197 | 232.0722
Northwest | Multi Family | Peak | January | Refrigeration | MW | 104.6029 | 105.5192 | 107.6711 | 113.0835 | 111.6677 | 115.7617 | 113.1741 | 117.6364 | 117.3047 | 118.8735 | 130.9349 | 122.0462 | 115.0419 | 106.1513 | 107.3983 | 111.8152 | 107.4898 | 102.8186 | 117.4532 | 105.5596 | 97.1413 | 117.3189 | 120.8898 | 112.8941 | 97.8035 | 103.7407 | 95.7067 | 95.3116 | 97.9213 | 100.1509 | 100.6026 | 101.0405 | 101.6365 | 102.2879 | 102.8735 | 103.3859 | 103.9636 | 104.544 | 105.1943 | 105.9226 | 106.7356 | 107.6794 | 108.5463 | 109.3936 | 110.3104 | 111.2374 | 112.1552 | 113.0301 | 113.9304 | 114.8447
Northwest | Multi Family | Peak | January | Freezer | MW | 7.6878 | 7.6607 | 7.7227 | 7.9683 | 7.7188 | 7.8596 | 7.5286 | 7.7252 | 7.5966 | 7.5999 | 8.2496 | 7.5874 | 7.0452 | 6.4115 | 6.3903 | 6.5485 | 6.2003 | 5.8367 | 6.5619 | 5.8009 | 4.6255 | 5.4924 | 5.5537 | 5.0926 | 4.3275 | 4.5001 | 4.0673 | 3.9837 | 4.0237 | 4.0464 | 3.9947 | 3.9407 | 3.892 | 3.8442 | 3.7925 | 3.7371 | 3.6836 | 3.6297 | 3.5779 | 3.5286 | 3.4817 | 3.4389 | 3.3929 | 3.3459 | 3.301 | 3.2561 | 3.2107 | 3.164 | 3.1181 | 3.0727
Northwest | Multi Family | Peak | January | Clothes Washer | MW | 4.8372 | 4.8003 | 4.8226 | 4.9868 | 4.8558 | 4.94 | 4.7447 | 4.7891 | 4.6448 | 4.5731 | 4.8888 | 4.4167 | 4.0371 | 3.6105 | 3.539 | 3.5637 | 3.3191 | 3.0689 | 3.3881 | 2.9399 | 3.9815 | 4.6369 | 4.603 | 4.1411 | 3.455 | 3.5275 | 3.1266 | 3.0823 | 3.1356 | 3.1771 | 3.162 | 3.1465 | 3.1361 | 3.1274 | 3.1163 | 3.1027 | 3.0908 | 3.0787 | 3.0684 | 3.0601 | 3.0538 | 3.0509 | 3.0452 | 3.0385 | 3.0331 | 3.0276 | 3.0212 | 3.0131 | 3.0053 | 2.9974
Northwest | Multi Family | Peak | January | Clothes Dryer | MW | 21.2971 | 23.7887 | 26.7134 | 30.5297 | 28.1877 | 32.3001 | 34.7682 | 37.4232 | 38.5986 | 40.4978 | 46.1538 | 44.5702 | 43.5127 | 41.59 | 43.5899 | 47.0287 | 46.8602 | 46.473 | 55.0608 | 51.3411 | 64.9128 | 69.9897 | 74.9057 | 72.682 | 65.4629 | 72.2192 | 69.3306 | 72.7906 | 78.0878 | 66.2769 | 68.9091 | 71.4645 | 74.1071 | 76.7508 | 79.2873 | 81.7134 | 84.1661 | 86.5882 | 89.0515 | 91.5696 | 94.1547 | 96.8596 | 99.4779 | 102.0719 | 104.7347 | 107.4092 | 110.0765 | 112.7042 | 115.3653 | 118.051
Northwest | Multi Family | Peak | January | Dishwasher | MW | 8.4255 | 8.6211 | 8.933 | 9.7007 | 9.8964 | 10.4768 | 10.6558 | 11.3182 | 11.6742 | 12.0752 | 13.7474 | 12.9897 | 12.476 | 11.7327 | 12.1048 | 12.8611 | 12.5785 | 12.2217 | 14.2 | 12.9458 | 13.8055 | 16.916 | 17.7086 | 16.804 | 15.2325 | 16.5402 | 16.5364 | 16.4849 | 17.011 | 17.5331 | 17.7953 | 18.0952 | 18.4649 | 18.88 | 19.3082 | 19.7487 | 20.2327 | 20.7385 | 21.2863 | 21.8754 | 22.5099 | 23.2007 | 23.9001 | 24.6271 | 25.3964 | 26.1964 | 27.0217 | 27.8691 | 28.7493 | 29.6631
Northwest | Multi Family | Peak | January | Cooking | MW | 63.9036 | 66.8837 | 70.7926 | 77.153 | 79.0774 | 85.0147 | 86.1789 | 93.4239 | 94.0452 | 96.2177 | 107.0742 | 100.8951 | 96.2182 | 89.8561 | 92.0592 | 97.2979 | 96.6923 | 95.6394 | 113.022 | 104.36 | 84.6624 | 106.632 | 114.6629 | 112.9019 | 101.1324 | 110.9893 | 105.2888 | 106.8536 | 111.7446 | 116.3412 | 118.7933 | 121.0783 | 123.4654 | 124.7117 | 125.8699 | 126.9281 | 128.0683 | 129.2093 | 130.4377 | 131.7655 | 133.1993 | 134.799 | 136.2909 | 137.7486 | 139.292 | 140.8401 | 142.3671 | 143.828 | 145.3122 | 146.8038
Northwest | Multi Family | Peak | January | Air Conditioning | MW | 0 | 0 | 0 | 0 | 0 | 0 | 0 | 0 | 0 | 0 | 0 | 0 | 0 | 0 | 0 | 0 | 0 | 0 | 0 | 0 | 0.0227 | 0.0231 | 0.0183 | 0.0262 | 0.0148 | 0.0173 | 0.0164 | 0.0207 | 0.0301 | 0.0251 | 0.0287 | 0.0323 | 0.0362 | 0.04 | 0.0439 | 0.0477 | 0.0517 | 0.0557 | 0.0599 | 0.0642 | 0.0687 | 0.0734 | 0.0782 | 0.083 | 0.088 | 0.0931 | 0.0983 | 0.1035 | 0.1089 | 0.1145
Northwest | Multi Family | Peak | January | Entertainment Center | MW | 27.722 | 29.8059 | 32.3519 | 36.1182 | 37.8079 | 41.508 | 43.0811 | 47.5337 | 50.248 | 53.9218 | 62.5475 | 60.9868 | 63.3794 | 63.9799 | 72.1133 | 82.7978 | 87.4336 | 93.7478 | 122.1087 | 126.972 | 142.2038 | 184.8469 | 203.722 | 212.6447 | 205.0795 | 235.1723 | 185.8783 | 176.9756 | 173.0367 | 167.9471 | 161.7313 | 157.0594 | 153.8414 | 151.6298 | 150.0219 | 148.8369 | 148.1495 | 147.7688 | 147.7136 | 147.9301 | 148.3846 | 149.1012 | 149.7481 | 150.3873 | 151.1406 | 152.2407 | 153.5846 | 155.0615 | 156.7272 | 158.5276
Northwest | Multi Family | Peak | January | Other Non-Substitutables | MW | 166.1861 | 163.5919 | 175.0783 | 192.2175 | 189.5685 | 203.9021 | 189.1384 | 213.134 | 204.6886 | 208.102 | 241.8925 | 223.8499 | 209.86 | 201.285 | 206.4351 | 207.7146 | 202.8563 | 194.9076 | 227.3134 | 209.4777 | 212.9338 | 266.4383 | 285.9977 | 274.0129 | 230.3532 | 258.3294 | 236.3971 | 239.2221 | 249.6926 | 259.6421 | 265.0238 | 270.2346 | 275.8503 | 281.5334 | 286.8654 | 291.8438 | 296.9545 | 301.9616 | 307.1198 | 312.4557 | 317.9973 | 323.907 | 329.4896 | 334.9561 | 340.5903 | 346.2035 | 351.7287 | 357.065 | 362.4338 | 367.8061
Northwest | Multi Family | Peak | January | Water Heating Over 55 | MW | 0 | 0 | 0 | 0 | 0 | 0 | 0 | 0 | 0 | 0 | 0 | 0 | 0 | 0 | 0 | 0 | 0 | 0 | 0 | 0 | 0 | 0 | 0 | 0 | 0 | 0 | 0 | 0 | 0 | 0 | 0 | 0 | 0 | 0 | 0 | 0 | 0 | 0 | 0 | 0 | 0 | 0 | 0 | 0 | 0 | 0 | 0 | 0 | 0 | 0
Northwest | Multi Family | Peak | February | Space Heating | MW | 803.4199 | 814.1305 | 893.2915 | 980.1985 | 955.3395 | 979.619 | 906.3239 | 855.8022 | 825.6366 | 815.6926 | 1027.04 | 843.3858 | 770.3859 | 851.4285 | 854.7742 | 975.16 | 934.3913 | 936.1852 | 907.3364 | 964.5573 | 678.5606 | 677.1343 | 711.7025 | 697.0793 | 646.6187 | 789.8854 | 657.2054 | 676.051 | 703.923 | 729.6266 | 742.0953 | 753.8879 | 766.5161 | 772.3115 | 777.4687 | 781.8382 | 786.3596 | 790.6635 | 795.1924 | 800.1255 | 805.4344 | 811.4169 | 816.7576 | 821.8214 | 827.326 | 832.7839 | 838.0891 | 843.0292 | 848.0845 | 853.1759
Northwest | Multi Family | Peak | February | Water Heating Under 55 | MW | 411.1114 | 420.7897 | 436.454 | 465.8663 | 466.9374 | 491.737 | 488.7893 | 511.6809 | 514.7637 | 525.0289 | 588.4526 | 514.4937 | 471.495 | 494.1992 | 477.4276 | 524.0734 | 496.3476 | 534.6132 | 503.3399 | 509.5561 | 332.141 | 344.4418 | 344.4568 | 345.3642 | 327.8649 | 359.2109 | 325.9387 | 332.8331 | 350.2462 | 361.33 | 369.4862 | 377.3025 | 385.6203 | 393.9661 | 401.7411 | 408.9664 | 416.3631 | 423.5592 | 430.9577 | 438.5969 | 446.5114 | 454.9122 | 462.8556 | 470.6524 | 478.6891 | 486.687 | 494.5555 | 502.1726 | 509.8226 | 517.473
Northwest | Multi Family | Peak | February | Lighting | MW | 124.7409 | 126.9613 | 130.725 | 138.9767 | 139.0251 | 145.5927 | 143.886 | 151.3563 | 152.909 | 156.8856 | 177.3569 | 155.7976 | 143.4702 | 150.7484 | 145.6301 | 160.0979 | 151.1895 | 162.7412 | 153.3401 | 154.8132 | 156.7159 | 161.3716 | 160.2351 | 158.7273 | 148.5593 | 161.2001 | 148.617 | 146.8047 | 149.8788 | 152.4487 | 152.7279 | 153.1546 | 154.2447 | 155.7587 | 157.4018 | 160.7588 | 164.0982 | 167.3046 | 170.5281 | 173.792 | 177.1196 | 180.6056 | 183.869 | 187.03 | 190.2563 | 193.4424 | 196.5558 | 199.5412 | 202.5268 | 205.4975
Northwest | Multi Family | Peak | February | Refrigeration | MW | 105.8409 | 106.7411 | 108.9031 | 114.4641 | 113.0663 | 117.1903 | 114.5628 | 119.0723 | 118.8543 | 120.3629 | 134.0706 | 116.1846 | 105.4728 | 109.2962 | 104.1742 | 112.8626 | 105.1575 | 111.5348 | 103.4193 | 102.8535 | 119.5787 | 121.2715 | 118.5428 | 115.6439 | 106.6125 | 113.5547 | 100.1481 | 99.7348 | 102.4657 | 104.7984 | 105.2708 | 105.7288 | 106.3523 | 107.0338 | 107.646 | 108.1813 | 108.7854 | 109.392 | 110.0721 | 110.8338 | 111.6844 | 112.6721 | 113.5794 | 114.4668 | 115.4267 | 116.3976 | 117.3588 | 118.2755 | 119.2187 | 120.1766
Northwest | Multi Family | Peak | February | Freezer | MW | 7.5001 | 7.4718 | 7.5311 | 7.7767 | 7.5355 | 7.6716 | 7.3481 | 7.5395 | 7.4214 | 7.4197 | 8.145 | 6.9645 | 6.2279 | 6.365 | 5.9766 | 6.3734 | 5.8488 | 6.1049 | 5.5711 | 5.4499 | 6.0663 | 6.0485 | 5.8019 | 5.5576 | 5.0255 | 5.2476 | 4.5341 | 4.4409 | 4.4855 | 4.5107 | 4.453 | 4.3928 | 4.3385 | 4.2852 | 4.2276 | 4.1658 | 4.1061 | 4.0459 | 3.9882 | 3.9332 | 3.881 | 3.8332 | 3.7819 | 3.7296 | 3.6795 | 3.6294 | 3.5789 | 3.5269 | 3.4757 | 3.4251
Northwest | Multi Family | Peak | February | Clothes Washer | MW | 3.4791 | 3.4517 | 3.4673 | 3.588 | 3.4949 | 3.5549 | 3.4141 | 3.4459 | 3.3454 | 3.2914 | 3.5582 | 2.9888 | 2.631 | 2.6426 | 2.4402 | 2.5569 | 2.3081 | 2.3663 | 2.1206 | 2.0362 | 4.5976 | 4.4965 | 4.2345 | 3.9797 | 3.5334 | 3.6226 | 3.0695 | 3.0261 | 3.0784 | 3.1191 | 3.1043 | 3.0891 | 3.0789 | 3.0703 | 3.0594 | 3.046 | 3.0344 | 3.0225 | 3.0124 | 3.0042 | 2.9981 | 2.9952 | 2.9896 | 2.983 | 2.9778 | 2.9724 | 2.9662 | 2.9583 | 2.9506 | 2.9429
Northwest | Multi Family | Peak | February | Clothes Dryer | MW | 19.3195 | 21.5744 | 24.2228 | 27.705 | 25.5869 | 29.3148 | 31.5539 | 33.9616 | 35.0634 | 36.7643 | 42.3742 | 38.0422 | 35.7663 | 38.3916 | 37.9085 | 42.5618 | 41.1042 | 45.2006 | 43.4688 | 44.8518 | 74.2679 | 67.2394 | 68.2642 | 69.1921 | 66.3165 | 73.4643 | 67.4203 | 70.7855 | 75.9372 | 64.4515 | 67.0114 | 69.4964 | 72.0666 | 74.6377 | 77.1043 | 79.4633 | 81.8486 | 84.2038 | 86.5994 | 89.0484 | 91.5628 | 94.1938 | 96.7408 | 99.2646 | 101.8555 | 104.4578 | 107.0532 | 109.6105 | 112.2002 | 114.8141
Northwest | Multi Family | Peak | February | Dishwasher | MW | 8.2765 | 8.4641 | 8.7748 | 9.5295 | 9.7292 | 10.2971 | 10.4636 | 11.1098 | 11.4681 | 11.853 | 13.6327 | 11.9834 | 11.0957 | 11.7206 | 11.382 | 12.5741 | 11.9183 | 12.8442 | 12.116 | 12.2255 | 15.7156 | 16.1832 | 16.0744 | 15.9429 | 15.3732 | 16.7683 | 16.0348 | 15.9856 | 16.4965 | 17.0037 | 17.2587 | 17.5503 | 17.9096 | 18.3131 | 18.7291 | 19.1571 | 19.6273 | 20.1187 | 20.6508 | 21.2231 | 21.8395 | 22.5105 | 23.1899 | 23.8963 | 24.6437 | 25.421 | 26.2228 | 27.0461 | 27.9012 | 28.7891
Northwest | Multi Family | Peak | February | Cooking | MW | 52.0732 | 54.4875 | 57.6649 | 62.8928 | 64.4821 | 69.311 | 70.2542 | 76.1553 | 76.7373 | 78.4568 | 88.2906 | 77.3492 | 71.0422 | 74.5087 | 71.9108 | 79.0856 | 76.1736 | 83.5441 | 80.1389 | 81.8844 | 91.1608 | 96.4229 | 98.3606 | 101.1785 | 96.447 | 106.289 | 96.3905 | 97.8227 | 102.2997 | 106.5068 | 108.7507 | 110.8417 | 113.0263 | 114.1666 | 115.2258 | 116.1933 | 117.2363 | 118.2796 | 119.4034 | 120.6184 | 121.9305 | 123.3948 | 124.7605 | 126.0956 | 127.509 | 128.927 | 130.3258 | 131.6644 | 133.0242 | 134.3909
Northwest | Multi Family | Peak | February | Air Conditioning | MW | 0 | 0 | 0 | 0 | 0 | 0 | 0 | 0 | 0 | 0 | 0 | 0 | 0 | 0 | 0 | 0 | 0 | 0 | 0 | 0 | 0.034 | 0.0291 | 0.0218 | 0.0328 | 0.0196 | 0.0231 | 0.0209 | 0.0264 | 0.0384 | 0.032 | 0.0366 | 0.0412 | 0.0461 | 0.051 | 0.0559 | 0.0608 | 0.0659 | 0.071 | 0.0764 | 0.0819 | 0.0876 | 0.0936 | 0.0997 | 0.1058 | 0.1121 | 0.1186 | 0.1253 | 0.132 | 0.1389 | 0.146
Northwest | Multi Family | Peak | February | Entertainment Center | MW | 23.0139 | 24.7375 | 26.8474 | 29.9953 | 31.4083 | 34.4759 | 35.7796 | 39.4743 | 41.7696 | 44.7933 | 52.5431 | 47.6339 | 47.6739 | 54.0477 | 57.387 | 68.5606 | 70.1687 | 83.4277 | 88.2042 | 101.4918 | 166.867 | 182.1475 | 190.4326 | 207.6723 | 213.1602 | 245.4672 | 185.4752 | 176.5919 | 172.6613 | 167.582 | 161.3791 | 156.7167 | 153.5052 | 151.2981 | 149.6927 | 148.509 | 147.8224 | 147.4415 | 147.3856 | 147.6012 | 148.0544 | 148.7695 | 149.4153 | 150.0541 | 150.8067 | 151.9055 | 153.2477 | 154.7229 | 156.3866 | 158.1846
Northwest | Multi Family | Peak | February | Other Non-Substitutables | MW | 170.4531 | 167.7567 | 179.5002 | 197.2293 | 194.5695 | 209.2443 | 194.0902 | 218.7114 | 210.2537 | 213.6151 | 251.1215 | 216.036 | 195.0468 | 210.0932 | 203.0018 | 212.5718 | 201.2191 | 214.3539 | 202.9225 | 206.9297 | 251.2148 | 263.9436 | 268.7656 | 268.9715 | 240.589 | 270.9168 | 236.994 | 239.8264 | 250.3234 | 260.297 | 265.6914 | 270.9143 | 276.5436 | 282.2408 | 287.5842 | 292.5728 | 297.6951 | 302.7127 | 307.8825 | 313.231 | 318.7861 | 324.7107 | 330.3081 | 335.7907 | 341.4411 | 347.071 | 352.6131 | 357.9666 | 363.3525 | 368.7422
Northwest | Multi Family | Peak | February | Water Heating Over 55 | MW | 0 | 0 | 0 | 0 | 0 | 0 | 0 | 0 | 0 | 0 | 0 | 0 | 0 | 0 | 0 | 0 | 0 | 0 | 0 | 0 | 0 | 0 | 0 | 0 | 0 | 0 | 0 | 0 | 0 | 0 | 0 | 0 | 0 | 0 | 0 | 0 | 0 | 0 | 0 | 0 | 0 | 0 | 0 | 0 | 0 | 0 | 0 | 0 | 0 | 0
Northwest | Multi Family | Peak | March | Space Heating | MW | 707.5265 | 716.4984 | 786.3218 | 863.6663 | 840.5942 | 863.0544 | 797.5229 | 755.1603 | 727.376 | 718.6828 | 831.7856 | 760.512 | 759.2653 | 791.2148 | 795.4108 | 836.1952 | 893.9235 | 804.7232 | 808.6014 | 790.5018 | 769.92 | 782.4576 | 847.7763 | 900.5523 | 796.6367 | 871.2142 | 824.2224 | 847.8523 | 882.8228 | 915.0656 | 930.7076 | 945.4954 | 961.3297 | 969.23 | 976.2836 | 982.3083 | 988.5045 | 994.3966 | 1000.554 | 1007.203 | 1014.31 | 1022.251 | 1029.36 | 1036.104 | 1043.389 | 1050.598 | 1057.596 | 1064.118 | 1070.769 | 1077.452
Northwest | Multi Family | Peak | March | Water Heating Under 55 | MW | 392.9473 | 401.9013 | 416.8919 | 445.3435 | 445.7632 | 469.9747 | 466.5545 | 489.7068 | 491.8925 | 501.7419 | 516.9025 | 503.161 | 504.0259 | 498.1538 | 481.8682 | 487.4642 | 515.0733 | 498.4787 | 486.5949 | 453.0028 | 295.7498 | 312.6491 | 322.3359 | 350.4608 | 317.0406 | 310.9408 | 320.6422 | 327.426 | 344.5562 | 355.4571 | 363.4781 | 371.164 | 379.3442 | 387.5519 | 395.195 | 402.2973 | 409.5706 | 416.6449 | 423.92 | 431.4323 | 439.2165 | 447.4803 | 455.2949 | 462.968 | 470.877 | 478.7486 | 486.4932 | 493.9922 | 501.523 | 509.0547
Northwest | Multi Family | Peak | March | Lighting | MW | 100.0518 | 101.7539 | 104.7747 | 111.4818 | 111.3582 | 116.7612 | 115.2595 | 121.5714 | 122.6288 | 125.8226 | 130.7588 | 127.884 | 128.705 | 127.508 | 123.3626 | 124.977 | 131.6801 | 127.3404 | 124.3908 | 115.4948 | 125.9179 | 132.1454 | 135.2707 | 145.2701 | 129.5774 | 125.8311 | 131.8987 | 130.2938 | 133.0239 | 135.303 | 135.5503 | 135.9301 | 136.8986 | 138.2431 | 139.7009 | 142.6795 | 145.6431 | 148.4879 | 151.3484 | 154.2449 | 157.1983 | 160.2926 | 163.1896 | 165.9967 | 168.8617 | 171.6913 | 174.4565 | 177.1086 | 179.7607 | 182.3998
Northwest | Multi Family | Peak | March | Refrigeration | MW | 108.0513 | 108.887 | 111.0986 | 116.8676 | 115.2779 | 119.6241 | 116.8001 | 121.7233 | 121.3128 | 122.8589 | 125.7979 | 121.3726 | 120.4261 | 117.6667 | 112.3096 | 112.1316 | 116.5634 | 111.0768 | 106.781 | 97.6617 | 109.5189 | 113.2111 | 114.0864 | 120.6745 | 106.0189 | 101.0724 | 101.307 | 100.8893 | 103.6519 | 106.0109 | 106.4882 | 106.9507 | 107.5808 | 108.2697 | 108.8875 | 109.4277 | 110.038 | 110.6504 | 111.3376 | 112.1075 | 112.9675 | 113.9664 | 114.8844 | 115.7827 | 116.7545 | 117.7376 | 118.7109 | 119.6397 | 120.5951 | 121.5655
Northwest | Multi Family | Peak | March | Freezer | MW | 6.9512 | 6.9196 | 6.975 | 7.2083 | 6.975 | 7.1093 | 6.8011 | 6.997 | 6.8768 | 6.8755 | 6.938 | 6.6049 | 6.4555 | 6.221 | 5.8495 | 5.7486 | 5.8857 | 5.5195 | 5.222 | 4.6979 | 5.7223 | 5.8156 | 5.751 | 5.973 | 5.1472 | 4.8107 | 4.7239 | 4.6267 | 4.6732 | 4.6994 | 4.6392 | 4.5764 | 4.5198 | 4.4642 | 4.4041 | 4.3396 | 4.2773 | 4.2146 | 4.1544 | 4.0971 | 4.0426 | 3.9928 | 3.9394 | 3.8849 | 3.8327 | 3.7806 | 3.728 | 3.6738 | 3.6205 | 3.5678
Northwest | Multi Family | Peak | March | Clothes Washer | MW | 3.1855 | 3.1581 | 3.1726 | 3.2858 | 3.196 | 3.2547 | 3.122 | 3.1596 | 3.0626 | 3.0135 | 2.9946 | 2.8005 | 2.6944 | 2.5517 | 2.3596 | 2.2784 | 2.2947 | 2.1138 | 1.9638 | 1.7342 | 4.4159 | 4.402 | 4.2736 | 4.3549 | 3.6848 | 3.3813 | 3.2561 | 3.2101 | 3.2657 | 3.3088 | 3.2931 | 3.2769 | 3.2662 | 3.2571 | 3.2455 | 3.2312 | 3.2188 | 3.2062 | 3.1955 | 3.1868 | 3.1803 | 3.1773 | 3.1714 | 3.1644 | 3.1589 | 3.1532 | 3.1466 | 3.1383 | 3.1302 | 3.122
Northwest | Multi Family | Peak | March | Clothes Dryer | MW | 17.6898 | 19.7393 | 22.1638 | 25.3703 | 23.3987 | 26.8385 | 28.8527 | 31.1369 | 32.098 | 33.6565 | 35.6583 | 35.6419 | 36.6257 | 37.0704 | 36.6546 | 37.9263 | 40.8648 | 40.3732 | 40.2541 | 38.1966 | 68.3377 | 63.0645 | 66.0057 | 72.5407 | 66.2558 | 65.6947 | 68.5188 | 71.9398 | 77.1761 | 65.5029 | 68.1045 | 70.6299 | 73.242 | 75.8551 | 78.3613 | 80.7582 | 83.1823 | 85.5755 | 88.0101 | 90.4992 | 93.055 | 95.7295 | 98.3189 | 100.8855 | 103.5201 | 106.1667 | 108.8064 | 111.4078 | 114.042 | 116.701
Northwest | Multi Family | Peak | March | Dishwasher | MW | 7.1605 | 7.3178 | 7.5859 | 8.2483 | 8.4033 | 8.9091 | 9.0471 | 9.6353 | 9.9276 | 10.2622 | 10.8535 | 10.6206 | 10.744 | 10.697 | 10.4059 | 10.5914 | 11.201 | 10.8461 | 10.6059 | 9.8418 | 14.5555 | 15.2738 | 15.6411 | 16.8189 | 15.4514 | 15.0829 | 16.4046 | 16.3558 | 16.8802 | 17.4005 | 17.663 | 17.963 | 18.3322 | 18.7467 | 19.174 | 19.6135 | 20.0965 | 20.601 | 21.1474 | 21.735 | 22.3679 | 23.0568 | 23.7545 | 24.4799 | 25.2474 | 26.0456 | 26.869 | 27.7146 | 28.5928 | 29.5047
Northwest | Multi Family | Peak | March | Cooking | MW | 40.8072 | 42.6667 | 45.1572 | 49.2919 | 50.4657 | 54.3097 | 54.9825 | 59.7614 | 60.1247 | 61.4756 | 63.5943 | 62.0284 | 62.2667 | 61.5755 | 59.5125 | 60.3154 | 64.8157 | 63.8689 | 63.5175 | 59.6852 | 84.8617 | 91.4888 | 96.2141 | 107.3094 | 97.4828 | 96.1576 | 99.1057 | 100.5777 | 105.1799 | 109.5036 | 111.809 | 113.957 | 116.2015 | 117.3725 | 118.4592 | 119.4517 | 120.5225 | 121.5933 | 122.7472 | 123.9952 | 125.3434 | 126.8482 | 128.2521 | 129.6253 | 131.079 | 132.5377 | 133.9766 | 135.3542 | 136.7535 | 138.1601
Northwest | Multi Family | Peak | March | Air Conditioning | MW | 0 | 0 | 0 | 0 | 0 | 0 | 0 | 0 | 0 | 0 | 0 | 0 | 0 | 0 | 0 | 0 | 0 | 0 | 0 | 0 | 0.0168 | 0.0147 | 0.0114 | 0.0185 | 0.0106 | 0.0111 | 0.0114 | 0.0145 | 0.021 | 0.0175 | 0.02 | 0.0226 | 0.0252 | 0.0279 | 0.0306 | 0.0333 | 0.0361 | 0.0389 | 0.0418 | 0.0448 | 0.0479 | 0.0512 | 0.0545 | 0.0579 | 0.0614 | 0.0649 | 0.0685 | 0.0722 | 0.076 | 0.0799
Northwest | Multi Family | Peak | March | Entertainment Center | MW | 19.4306 | 20.8706 | 22.6517 | 25.3287 | 26.4842 | 29.1054 | 30.1697 | 33.3746 | 35.2606 | 37.8152 | 40.7753 | 41.1542 | 45.0194 | 48.1234 | 51.1693 | 56.3371 | 64.3293 | 68.717 | 75.3227 | 79.705 | 145.5362 | 161.9283 | 174.5244 | 206.3509 | 201.8388 | 208.022 | 178.6384 | 170.0832 | 166.2976 | 161.4046 | 155.4295 | 150.9377 | 147.8438 | 145.7173 | 144.1692 | 143.0271 | 142.3649 | 141.9964 | 141.9416 | 142.1484 | 142.5846 | 143.2732 | 143.8955 | 144.5119 | 145.2378 | 146.2975 | 147.5917 | 149.0146 | 150.6188 | 152.3525
Northwest | Multi Family | Peak | March | Other Non-Substitutables | MW | 137.4575 | 135.1751 | 144.6489 | 159.0619 | 156.7034 | 168.716 | 156.2998 | 176.5974 | 169.5099 | 172.2276 | 186.1086 | 178.2609 | 175.9075 | 178.6635 | 172.8688 | 166.8198 | 176.1775 | 168.6227 | 165.4989 | 155.2016 | 198.7587 | 212.8622 | 223.4585 | 242.4962 | 206.7049 | 208.3567 | 207.1447 | 209.6214 | 218.7965 | 227.5121 | 232.2256 | 236.7885 | 241.7073 | 246.6854 | 251.3523 | 255.7089 | 260.184 | 264.5665 | 269.0831 | 273.7562 | 278.6106 | 283.7886 | 288.6813 | 293.4754 | 298.4162 | 303.3396 | 308.1863 | 312.8694 | 317.5805 | 322.2952
Northwest | Multi Family | Peak | March | Water Heating Over 55 | MW | 0 | 0 | 0 | 0 | 0 | 0 | 0 | 0 | 0 | 0 | 0 | 0 | 0 | 0 | 0 | 0 | 0 | 0 | 0 | 0 | 0 | 0 | 0 | 0 | 0 | 0 | 0 | 0 | 0 | 0 | 0 | 0 | 0 | 0 | 0 | 0 | 0 | 0 | 0 | 0 | 0 | 0 | 0 | 0 | 0 | 0 | 0 | 0 | 0 | 0
Northwest | Multi Family | Peak | April | Space Heating | MW | 570.5416 | 575.2205 | 630.2866 | 694.082 | 673.9712 | 693.8772 | 638.7582 | 611.4186 | 586.3112 | 579.5179 | 620.4653 | 626.7 | 607.0048 | 661.5294 | 664.2413 | 717.3087 | 712.1867 | 693.7863 | 673.7917 | 716.7915 | 614.9244 | 648.7932 | 763.4564 | 683.2392 | 659.5985 | 730.3127 | 642.9329 | 661.2919 | 688.5204 | 713.6124 | 725.7587 | 737.2393 | 749.5391 | 755.8973 | 761.5795 | 766.4487 | 771.4464 | 776.197 | 781.1495 | 786.4808 | 792.1664 | 798.5029 | 804.1804 | 809.5677 | 815.3737 | 821.1155 | 826.6872 | 831.8815 | 837.1718 | 842.4818
Northwest | Multi Family | Peak | April | Water Heating Under 55 | MW | 320.2206 | 326.1634 | 337.8107 | 361.9136 | 361.4832 | 382.2647 | 378.047 | 401.2726 | 401.2452 | 409.5058 | 390.2845 | 419.6298 | 407.8009 | 421.6131 | 407.3014 | 423.3825 | 415.5316 | 435.119 | 410.5967 | 415.8986 | 252.9916 | 277.7798 | 311.1001 | 284.9764 | 281.158 | 279.1781 | 267.7899 | 273.455 | 287.7578 | 296.856 | 303.549 | 309.961 | 316.7871 | 323.6363 | 330.012 | 335.9372 | 342.0064 | 347.9087 | 353.9794 | 360.2481 | 366.7453 | 373.6444 | 380.168 | 386.5743 | 393.1775 | 399.7498 | 406.2158 | 412.4769 | 418.7642 | 425.052
Northwest | Multi Family | Peak | April | Lighting | MW | 84.4886 | 85.5456 | 87.9467 | 93.8387 | 93.5197 | 98.3386 | 96.7576 | 103.1276 | 103.5757 | 106.2982 | 102.1977 | 110.4176 | 107.799 | 111.686 | 107.9493 | 112.3046 | 109.9138 | 115.0034 | 108.5726 | 109.6871 | 102.5261 | 111.7606 | 124.2524 | 112.3997 | 109.3225 | 107.4593 | 104.8275 | 103.5528 | 105.722 | 107.5302 | 107.724 | 108.0236 | 108.7916 | 109.8583 | 111.0145 | 113.3794 | 115.7329 | 117.9918 | 120.2634 | 122.5635 | 124.9094 | 127.3677 | 129.6691 | 131.8994 | 134.1757 | 136.424 | 138.621 | 140.7283 | 142.8355 | 144.9322
Northwest | Multi Family | Peak | April | Refrigeration | MW | 103.0465 | 103.397 | 105.3318 | 111.1146 | 109.3607 | 113.8143 | 110.7425 | 116.6529 | 115.7517 | 117.2669 | 111.0815 | 118.3884 | 113.9514 | 116.4526 | 111.027 | 113.8708 | 109.952 | 113.3636 | 105.3357 | 104.8209 | 109.0851 | 117.1219 | 128.1995 | 114.2341 | 109.4431 | 105.6234 | 98.4981 | 98.0918 | 100.7768 | 103.0687 | 103.5312 | 103.9789 | 104.59 | 105.2582 | 105.8569 | 106.3803 | 106.9722 | 107.5661 | 108.2328 | 108.98 | 109.8152 | 110.7857 | 111.6775 | 112.5505 | 113.4949 | 114.4503 | 115.3964 | 116.2991 | 117.2276 | 118.1708
Northwest | Multi Family | Peak | April | Freezer | MW | 6.6403 | 6.5821 | 6.6242 | 6.865 | 6.6283 | 6.7756 | 6.4595 | 6.7169 | 6.573 | 6.5738 | 6.1368 | 6.4535 | 6.1188 | 6.1674 | 5.7926 | 5.8481 | 5.5618 | 5.6431 | 5.1605 | 5.051 | 5.9766 | 6.3087 | 6.7765 | 5.929 | 5.5716 | 5.2715 | 4.816 | 4.7169 | 4.7642 | 4.7908 | 4.7293 | 4.6652 | 4.6073 | 4.5505 | 4.4891 | 4.4233 | 4.3597 | 4.2957 | 4.2343 | 4.1757 | 4.1201 | 4.0693 | 4.0148 | 3.9592 | 3.906 | 3.8528 | 3.7992 | 3.7439 | 3.6896 | 3.6358
Northwest | Multi Family | Peak | April | Clothes Washer | MW | 3.0057 | 2.9671 | 2.9761 | 3.0912 | 2.9996 | 3.064 | 2.9288 | 2.9967 | 2.8914 | 2.8465 | 2.6169 | 2.7034 | 2.5233 | 2.4992 | 2.3084 | 2.2894 | 2.1418 | 2.1347 | 1.9171 | 1.842 | 4.8304 | 5.0015 | 5.2742 | 4.5278 | 4.1778 | 3.881 | 3.4771 | 3.428 | 3.4874 | 3.5334 | 3.5166 | 3.4993 | 3.4878 | 3.4781 | 3.4656 | 3.4504 | 3.4372 | 3.4237 | 3.4122 | 3.4029 | 3.396 | 3.3928 | 3.3865 | 3.3791 | 3.3732 | 3.3672 | 3.3602 | 3.3514 | 3.3428 | 3.3341
Northwest | Multi Family | Peak | April | Clothes Dryer | MW | 16.9115 | 18.7907 | 21.0651 | 24.18 | 22.2536 | 25.5986 | 27.4249 | 29.911 | 30.7043 | 32.2029 | 31.5639 | 34.8495 | 34.7396 | 36.7785 | 36.3254 | 38.6166 | 38.6485 | 41.311 | 39.8117 | 41.1005 | 56.9468 | 54.5833 | 62.0524 | 57.4492 | 57.2198 | 57.4345 | 55.7326 | 58.5155 | 62.7744 | 53.2788 | 55.3942 | 57.4474 | 59.5714 | 61.6962 | 63.7337 | 65.6823 | 67.6535 | 69.5993 | 71.579 | 73.6029 | 75.6814 | 77.8568 | 79.9628 | 82.0506 | 84.1937 | 86.3466 | 88.4939 | 90.6101 | 92.7529 | 94.9159
Northwest | Multi Family | Peak | April | Dishwasher | MW | 7.4159 | 7.5346 | 7.8018 | 8.5081 | 8.6364 | 9.1876 | 9.2981 | 10.0185 | 10.2554 | 10.6157 | 10.3843 | 11.2301 | 11.0213 | 11.4634 | 11.1406 | 11.6151 | 11.4123 | 11.9636 | 11.3069 | 11.4234 | 11.7214 | 12.7782 | 14.2131 | 12.8758 | 12.8944 | 12.7413 | 12.9031 | 12.8658 | 13.2794 | 13.6898 | 13.8974 | 14.1344 | 14.4261 | 14.7533 | 15.0906 | 15.4376 | 15.8189 | 16.2172 | 16.6485 | 17.1122 | 17.6117 | 18.1554 | 18.7061 | 19.2787 | 19.8845 | 20.5146 | 21.1645 | 21.832 | 22.5252 | 23.245
Northwest | Multi Family | Peak | April | Cooking | MW | 35.2765 | 36.7245 | 38.8076 | 42.4813 | 43.3952 | 46.8374 | 47.253 | 51.9159 | 51.9995 | 53.1889 | 50.902 | 54.8451 | 53.4097 | 55.2392 | 53.3292 | 55.5117 | 55.4106 | 59.0782 | 56.7883 | 58.0628 | 69.4761 | 77.7995 | 88.8698 | 83.5 | 82.7196 | 82.6021 | 79.2076 | 80.3832 | 84.0598 | 87.513 | 89.3533 | 91.0674 | 92.8591 | 93.7931 | 94.6593 | 95.4504 | 96.3046 | 97.1585 | 98.0791 | 99.0748 | 100.151 | 101.3528 | 102.4738 | 103.5706 | 104.7317 | 105.8968 | 107.0462 | 108.1466 | 109.2644 | 110.3878
Northwest | Multi Family | Peak | April | Air Conditioning | MW | 0 | 0 | 0 | 0 | 0 | 0 | 0 | 0 | 0 | 0 | 0 | 0 | 0 | 0 | 0 | 0 | 0 | 0 | 0 | 0 | 0.0133 | 0.012 | 0.0101 | 0.0139 | 0.0086 | 0.0092 | 0.0088 | 0.0111 | 0.0162 | 0.0135 | 0.0154 | 0.0174 | 0.0194 | 0.0215 | 0.0236 | 0.0256 | 0.0278 | 0.0299 | 0.0322 | 0.0345 | 0.0369 | 0.0395 | 0.042 | 0.0446 | 0.0473 | 0.05 | 0.0528 | 0.0556 | 0.0585 | 0.0615
Northwest | Multi Family | Peak | April | Entertainment Center | MW | 16.5343 | 17.6829 | 19.1618 | 21.4868 | 22.4162 | 24.706 | 25.5205 | 28.5348 | 30.0149 | 32.2006 | 32.1208 | 35.8128 | 38.0042 | 42.488 | 45.1261 | 51.0355 | 54.1269 | 62.5605 | 66.2816 | 76.3111 | 145.5309 | 168.1936 | 196.8927 | 196.1216 | 209.1936 | 218.2525 | 174.3775 | 166.0261 | 162.3295 | 157.5509 | 151.7161 | 147.3291 | 144.3069 | 142.2292 | 140.7154 | 139.5983 | 138.9502 | 138.5885 | 138.5334 | 138.7337 | 139.1583 | 139.8299 | 140.4367 | 141.0381 | 141.7464 | 142.7806 | 144.0436 | 145.4324 | 146.9979 | 148.6898
Northwest | Multi Family | Peak | April | Other Non-Substitutables | MW | 125.6296 | 123.0404 | 131.4512 | 144.9538 | 142.5152 | 153.8825 | 142.0495 | 162.2533 | 155.0687 | 157.6091 | 157.5627 | 166.6975 | 159.5921 | 169.5529 | 163.8621 | 162.4502 | 159.364 | 165.022 | 156.5561 | 159.7369 | 173.7732 | 193.2872 | 220.4084 | 201.5009 | 187.3075 | 191.147 | 176.795 | 178.9084 | 186.7372 | 194.1722 | 198.1914 | 202.0815 | 206.2761 | 210.5213 | 214.4997 | 218.2139 | 222.0301 | 225.7668 | 229.6183 | 233.6035 | 237.7442 | 242.162 | 246.3361 | 250.4267 | 254.6424 | 258.8435 | 262.9792 | 266.9753 | 270.9951 | 275.0179
Northwest | Multi Family | Peak | April | Water Heating Over 55 | MW | 0 | 0 | 0 | 0 | 0 | 0 | 0 | 0 | 0 | 0 | 0 | 0 | 0 | 0 | 0 | 0 | 0 | 0 | 0 | 0 | 0 | 0 | 0 | 0 | 0 | 0 | 0 | 0 | 0 | 0 | 0 | 0 | 0 | 0 | 0 | 0 | 0 | 0 | 0 | 0 | 0 | 0 | 0 | 0 | 0 | 0 | 0 | 0 | 0 | 0
Northwest | Multi Family | Peak | May | Space Heating | MW | 214.7606 | 215.2392 | 237.1155 | 262.8176 | 253.3985 | 261.5597 | 238.0827 | 231.1392 | 218.5176 | 216.4233 | 263.1699 | 245.152 | 232.6653 | 264.9277 | 269.1019 | 276.2722 | 311.2393 | 266.868 | 257.8568 | 284.2464 | 364.1295 | 356.1838 | 402.7639 | 385.4504 | 376.9238 | 394.6821 | 357.3507 | 367.5536 | 382.681 | 396.6195 | 403.3607 | 409.7291 | 416.5544 | 420.0579 | 423.1892 | 425.8759 | 428.6302 | 431.2504 | 433.9801 | 436.9159 | 440.0518 | 443.5511 | 446.6783 | 449.6385 | 452.8314 | 455.9868 | 459.0454 | 461.8895 | 464.7863 | 467.6917
Northwest | Multi Family | Peak | May | Water Heating Under 55 | MW | 322.5073 | 326.5634 | 339.957 | 366.7477 | 363.6489 | 385.7701 | 377.4366 | 406.5344 | 400.5769 | 409.6608 | 443.0473 | 439.5073 | 418.3435 | 451.5056 | 441.1422 | 436.2316 | 486.0084 | 447.6823 | 420.3766 | 441.1031 | 239.6543 | 243.8453 | 262.51 | 257.1005 | 256.8921 | 241.1416 | 237.8547 | 242.8815 | 255.5716 | 263.6361 | 269.563 | 275.2384 | 281.2831 | 287.3476 | 292.994 | 298.2463 | 303.6241 | 308.8562 | 314.2363 | 319.7885 | 325.5468 | 331.664 | 337.4427 | 343.1127 | 348.9575 | 354.7733 | 360.4929 | 366.0263 | 371.5822 | 377.1366
Northwest | Multi Family | Peak | May | Lighting | MW | 78.8737 | 79.3937 | 82.0481 | 88.1317 | 87.1907 | 91.9282 | 89.4544 | 96.6271 | 95.6787 | 98.2959 | 107.1496 | 106.8621 | 102.2503 | 110.6009 | 108.1123 | 106.9731 | 118.7874 | 109.3742 | 102.7134 | 107.485 | 93.4571 | 94.4763 | 100.957 | 97.6917 | 96.2405 | 89.4475 | 89.6688 | 88.5719 | 90.4205 | 91.9586 | 92.1148 | 92.3588 | 93.0047 | 93.9068 | 94.887 | 96.9028 | 98.9084 | 100.8345 | 102.7714 | 104.7318 | 106.7325 | 108.8302 | 110.7923 | 112.6922 | 114.6314 | 116.5464 | 118.417 | 120.2096 | 122.0019 | 123.7847
Northwest | Multi Family | Peak | May | Refrigeration | MW | 92.3492 | 92.12 | 94.3287 | 100.1822 | 97.8814 | 102.1575 | 98.3267 | 105.0106 | 102.7124 | 104.2042 | 111.9601 | 110.1197 | 103.8503 | 110.7987 | 106.8386 | 104.2303 | 114.2155 | 103.6095 | 95.7795 | 98.7274 | 112.3779 | 111.8566 | 117.6844 | 112.1434 | 108.8155 | 99.2863 | 95.2414 | 94.8461 | 97.4379 | 99.649 | 100.0909 | 100.5182 | 101.104 | 101.7448 | 102.3193 | 102.8228 | 103.3918 | 103.9635 | 104.6052 | 105.3237 | 106.1281 | 107.0639 | 107.9222 | 108.761 | 109.6689 | 110.5871 | 111.4956 | 112.3612 | 113.2516 | 114.1557
Northwest | Multi Family | Peak | May | Freezer | MW | 6.2249 | 6.1341 | 6.2045 | 6.4725 | 6.2028 | 6.3583 | 5.9965 | 6.3209 | 6.0979 | 6.1068 | 6.4667 | 6.2755 | 5.8293 | 6.1339 | 5.827 | 5.5957 | 6.0398 | 5.3913 | 4.905 | 4.9728 | 6.6992 | 6.5553 | 6.7682 | 6.3327 | 6.0271 | 5.3909 | 5.0665 | 4.9621 | 5.0115 | 5.0392 | 4.9742 | 4.9064 | 4.8452 | 4.7852 | 4.7203 | 4.6509 | 4.5839 | 4.5165 | 4.4517 | 4.3899 | 4.3313 | 4.2777 | 4.2203 | 4.1615 | 4.1053 | 4.0492 | 3.9925 | 3.9342 | 3.8768 | 3.8199
Northwest | Multi Family | Peak | May | Clothes Washer | MW | 2.7454 | 2.6943 | 2.7163 | 2.8404 | 2.7356 | 2.8033 | 2.6503 | 2.751 | 2.6156 | 2.5795 | 2.6895 | 2.5647 | 2.3458 | 2.4255 | 2.2657 | 2.1375 | 2.2693 | 1.9903 | 1.7783 | 1.7703 | 4.5098 | 4.3288 | 4.3882 | 4.0292 | 3.7653 | 3.307 | 3.0479 | 3.0049 | 3.0568 | 3.0971 | 3.0823 | 3.0671 | 3.057 | 3.0484 | 3.0375 | 3.0241 | 3.0125 | 3.0008 | 2.9907 | 2.9826 | 2.9765 | 2.9738 | 2.9682 | 2.9617 | 2.9565 | 2.9511 | 2.945 | 2.9372 | 2.9296 | 2.9218
Northwest | Multi Family | Peak | May | Clothes Dryer | MW | 20.9721 | 23.1685 | 26.1087 | 30.176 | 27.5725 | 31.8055 | 33.7168 | 37.2636 | 37.7121 | 39.601 | 44.0331 | 44.8561 | 43.8002 | 48.41 | 48.3581 | 48.9034 | 55.5428 | 52.2296 | 50.0733 | 53.5407 | 54.7183 | 48.6196 | 53.1256 | 52.5955 | 53.0549 | 50.3465 | 50.2541 | 52.762 | 56.5988 | 48.0346 | 49.9388 | 51.7866 | 53.6983 | 55.6105 | 57.4445 | 59.1995 | 60.974 | 62.7263 | 64.5085 | 66.33 | 68.201 | 70.1597 | 72.0548 | 73.9322 | 75.8595 | 77.7952 | 79.7253 | 81.6263 | 83.5511 | 85.4935
Northwest | Multi Family | Peak | May | Dishwasher | MW | 6.4651 | 6.5278 | 6.7986 | 7.4632 | 7.5266 | 8.0325 | 7.9965 | 8.7936 | 8.8602 | 9.2025 | 10.1851 | 10.2015 | 9.8474 | 10.6958 | 10.513 | 10.4171 | 11.6167 | 10.7339 | 10.0998 | 10.5864 | 11.6752 | 11.8094 | 12.6307 | 12.2461 | 12.4174 | 11.6044 | 12.0932 | 12.0589 | 12.4468 | 12.8318 | 13.0268 | 13.2492 | 13.523 | 13.8302 | 14.1469 | 14.473 | 14.8312 | 15.2054 | 15.6105 | 16.0461 | 16.5153 | 17.0261 | 17.5433 | 18.081 | 18.6499 | 19.2415 | 19.8519 | 20.4786 | 21.1295 | 21.8054
Northwest | Multi Family | Peak | May | Cooking | MW | 32.6308 | 33.7704 | 35.8695 | 39.5313 | 40.0868 | 43.3899 | 43.2961 | 48.2363 | 47.6186 | 48.7799 | 52.9429 | 52.6483 | 50.2397 | 54.245 | 52.9627 | 52.4356 | 59.3959 | 55.7206 | 53.2869 | 56.44 | 60.2464 | 62.5487 | 68.6801 | 69.016 | 69.2489 | 65.3783 | 64.4876 | 65.4434 | 68.4334 | 71.241 | 72.7352 | 74.1263 | 75.5809 | 76.3375 | 77.0397 | 77.6821 | 78.3751 | 79.0686 | 79.8159 | 80.6235 | 81.4973 | 82.4736 | 83.3831 | 84.2717 | 85.2126 | 86.1565 | 87.0871 | 87.9769 | 88.8806 | 89.7886
Northwest | Multi Family | Peak | May | Air Conditioning | MW | 0.0292 | 0.0284 | 0.0271 | 0.0271 | 0.0459 | 0.0445 | 0.0487 | 0.0273 | 0.0566 | 0.0449 | 0.0527 | 0.0578 | 0.0711 | 0.0421 | 0.0433 | 0.0486 | 0.0611 | 0.0769 | 0.0641 | 0.0475 | 0.1966 | 0.1625 | 0.1318 | 0.1944 | 0.1201 | 0.1212 | 0.1197 | 0.1438 | 0.2012 | 0.1618 | 0.1801 | 0.1985 | 0.2179 | 0.2374 | 0.2571 | 0.2767 | 0.297 | 0.3177 | 0.339 | 0.3612 | 0.3843 | 0.4086 | 0.433 | 0.4576 | 0.4833 | 0.5096 | 0.5364 | 0.5634 | 0.5913 | 0.62
Northwest | Multi Family | Peak | May | Entertainment Center | MW | 15.3624 | 16.3336 | 17.7905 | 20.0845 | 20.8005 | 22.9915 | 23.4928 | 26.6269 | 27.6065 | 29.6596 | 33.5537 | 34.5297 | 35.8994 | 41.8988 | 44.9985 | 48.4111 | 58.2566 | 59.2504 | 62.4536 | 74.4743 | 151.4397 | 162.2764 | 182.5823 | 194.5191 | 210.1517 | 207.3209 | 170.4084 | 162.2445 | 158.6263 | 153.9507 | 148.2427 | 143.9488 | 140.9895 | 138.9529 | 137.4689 | 136.375 | 135.7381 | 135.3824 | 135.3256 | 135.5171 | 135.9288 | 136.5824 | 137.171 | 137.7525 | 138.4386 | 139.4424 | 140.669 | 142.0168 | 143.537 | 145.1801
Northwest | Multi Family | Peak | May | Other Non-Substitutables | MW | 118.6675 | 115.5452 | 124.077 | 137.7398 | 134.4491 | 145.5616 | 132.9325 | 153.9891 | 145.0308 | 147.672 | 167.527 | 163.4968 | 153.3293 | 170.1076 | 166.2734 | 156.7674 | 174.5693 | 159.0017 | 150.0804 | 158.6256 | 181.0934 | 186.6976 | 204.6468 | 200.0547 | 188.3321 | 181.6907 | 172.843 | 174.9053 | 182.5497 | 189.8077 | 193.7257 | 197.5162 | 201.6055 | 205.7438 | 209.6233 | 213.2485 | 216.9716 | 220.6188 | 224.3771 | 228.2636 | 232.304 | 236.6167 | 240.6877 | 244.6738 | 248.7821 | 252.8751 | 256.9028 | 260.7911 | 264.7022 | 268.6149
Northwest | Multi Family | Peak | May | Water Heating Over 55 | MW | 0 | 0 | 0 | 0 | 0 | 0 | 0 | 0 | 0 | 0 | 0 | 0 | 0 | 0 | 0 | 0 | 0 | 0 | 0 | 0 | 0 | 0 | 0 | 0 | 0 | 0 | 0 | 0 | 0 | 0 | 0 | 0 | 0 | 0 | 0 | 0 | 0 | 0 | 0 | 0 | 0 | 0 | 0 | 0 | 0 | 0 | 0 | 0 | 0 | 0
Northwest | Multi Family | Peak | June | Space Heating | MW | 24.313 | 24.4303 | 27.3755 | 30.8213 | 28.6562 | 30.1258 | 26.9788 | 27.2975 | 24.5055 | 24.6194 | 27.3219 | 24.7712 | 24.8543 | 28.6866 | 30.8582 | 29.5138 | 33.9926 | 29.9911 | 30.4516 | 31.5021 | 61.0343 | 54.4604 | 67.6775 | 56.9177 | 57.329 | 60.505 | 55.128 | 56.6523 | 58.9459 | 61.0521 | 62.052 | 62.9968 | 64.0149 | 64.4362 | 64.8065 | 65.1164 | 65.4423 | 65.7524 | 66.0839 | 66.4508 | 66.8526 | 67.3139 | 67.7236 | 68.1131 | 68.541 | 68.9674 | 69.3827 | 69.7698 | 70.1678 | 70.5703
Northwest | Multi Family | Peak | June | Water Heating Under 55 | MW | 163.826 | 165.3664 | 174.1165 | 189.9336 | 181.2846 | 195.6331 | 187.8487 | 211.4017 | 197.8951 | 205.6318 | 203.0079 | 196.4131 | 197.8147 | 216.4092 | 223.8587 | 206.2275 | 235.2095 | 222.9885 | 220.2357 | 217.0192 | 236.2725 | 219.0104 | 259.2104 | 223.3292 | 230.7773 | 218.4846 | 217.0068 | 221.5916 | 233.1576 | 240.4959 | 245.8841 | 251.04 | 256.5368 | 262.0518 | 267.1789 | 271.949 | 276.8383 | 281.5919 | 286.4831 | 291.5316 | 296.7723 | 302.3453 | 307.6088 | 312.7775 | 318.1047 | 323.407 | 328.6211 | 333.6669 | 338.7318 | 343.795
Northwest | Multi Family | Peak | June | Lighting | MW | 68.7629 | 69.0158 | 72.1545 | 78.4118 | 74.5726 | 79.9516 | 76.2661 | 86.1426 | 81.0621 | 84.5171 | 84.0372 | 81.781 | 82.827 | 90.8019 | 94.057 | 86.749 | 98.5267 | 93.3648 | 92.1015 | 90.5463 | 98.5882 | 90.8431 | 106.665 | 90.8018 | 92.505 | 86.6763 | 87.6008 | 86.5334 | 88.3384 | 89.8304 | 89.9746 | 90.2069 | 90.8332 | 91.7097 | 92.6602 | 94.622 | 96.5758 | 98.4508 | 100.3373 | 102.247 | 104.1974 | 106.2442 | 108.1585 | 110.0136 | 111.9069 | 113.7771 | 115.6037 | 117.3548 | 119.1052 | 120.8462
Northwest | Multi Family | Peak | June | Refrigeration | MW | 113.9078 | 113.2787 | 117.3416 | 126.0468 | 118.4531 | 125.7363 | 118.6975 | 132.4946 | 123.148 | 126.8494 | 124.364 | 119.3276 | 119.0946 | 128.7936 | 131.556 | 119.6058 | 134.103 | 125.1964 | 121.6436 | 117.7784 | 122.3404 | 110.9651 | 128.3108 | 107.5624 | 107.9362 | 99.3106 | 95.9575 | 95.5585 | 98.1662 | 100.3877 | 100.8267 | 101.2502 | 101.8345 | 102.4744 | 103.0455 | 103.5456 | 104.1135 | 104.683 | 105.3241 | 106.0428 | 106.8494 | 107.7898 | 108.6521 | 109.4964 | 110.4101 | 111.3347 | 112.2496 | 113.1218 | 114.0187 | 114.9293
Northwest | Multi Family | Peak | June | Freezer | MW | 8.2753 | 8.1281 | 8.3168 | 8.772 | 8.0848 | 8.4288 | 7.7961 | 8.5874 | 7.8733 | 8.0048 | 7.7354 | 7.3226 | 7.1981 | 7.6774 | 7.7259 | 6.9137 | 7.6358 | 7.0139 | 6.7071 | 6.3869 | 7.61 | 6.7851 | 7.6995 | 6.3375 | 6.2376 | 5.6258 | 5.3258 | 5.2158 | 5.2673 | 5.2959 | 5.227 | 5.1552 | 5.0905 | 5.0269 | 4.9582 | 4.8848 | 4.814 | 4.7427 | 4.6743 | 4.609 | 4.5471 | 4.4907 | 4.4301 | 4.3683 | 4.3091 | 4.25 | 4.1904 | 4.129 | 4.0686 | 4.0088
Northwest | Multi Family | Peak | June | Clothes Washer | MW | 8.9758 | 8.7847 | 8.9549 | 9.4726 | 8.7751 | 9.1463 | 8.4823 | 9.2059 | 8.3141 | 8.3285 | 7.9229 | 7.372 | 7.1369 | 7.4786 | 7.3995 | 6.5057 | 7.0682 | 6.3811 | 5.9931 | 5.6044 | 5.1034 | 4.464 | 4.9742 | 4.0182 | 3.8833 | 3.4392 | 3.193 | 3.148 | 3.2025 | 3.2447 | 3.2291 | 3.213 | 3.2024 | 3.1933 | 3.1818 | 3.1677 | 3.1556 | 3.1432 | 3.1326 | 3.1241 | 3.1177 | 3.1149 | 3.1092 | 3.1025 | 3.0972 | 3.0917 | 3.0854 | 3.0774 | 3.0695 | 3.0616
Northwest | Multi Family | Peak | June | Clothes Dryer | MW | 28.8382 | 31.7613 | 36.2179 | 42.3363 | 37.2202 | 43.6698 | 45.4141 | 52.4238 | 50.4225 | 53.7469 | 54.5389 | 54.1845 | 55.9827 | 62.7198 | 66.3641 | 62.5369 | 72.6678 | 70.3136 | 70.8508 | 71.1529 | 60.0581 | 48.6239 | 58.3904 | 50.8525 | 53.0473 | 50.7607 | 51.034 | 53.5822 | 57.4778 | 48.7782 | 50.7097 | 52.5831 | 54.5224 | 56.4622 | 58.3211 | 60.1001 | 61.9003 | 63.677 | 65.4849 | 67.3327 | 69.2319 | 71.2212 | 73.1459 | 75.0539 | 77.0124 | 78.9798 | 80.9416 | 82.8745 | 84.8313 | 86.806
Northwest | Multi Family | Peak | June | Dishwasher | MW | 7.1497 | 7.2187 | 7.5861 | 8.4619 | 8.1802 | 8.8643 | 8.6099 | 10.0146 | 9.5791 | 10.1266 | 10.2092 | 10.0216 | 10.2708 | 11.3017 | 11.789 | 10.9055 | 12.4532 | 11.8708 | 11.7391 | 11.5772 | 12.0719 | 11.142 | 13.1041 | 11.1837 | 11.7093 | 11.0327 | 11.617 | 11.5884 | 11.9654 | 12.3395 | 12.531 | 12.7489 | 13.0165 | 13.3164 | 13.6252 | 13.9433 | 14.2926 | 14.6573 | 15.0522 | 15.4765 | 15.9337 | 16.4314 | 16.9354 | 17.4596 | 18.0141 | 18.5908 | 19.1858 | 19.7969 | 20.4315 | 21.0905
Northwest | Multi Family | Peak | June | Cooking | MW | 41.139 | 42.4481 | 45.6051 | 50.8387 | 49.5827 | 54.5802 | 53.4106 | 62.2068 | 58.3474 | 60.6892 | 60.0958 | 58.3058 | 58.8853 | 64.4392 | 66.6463 | 61.4908 | 71.2687 | 68.8139 | 69.1643 | 68.8119 | 65.27 | 61.759 | 74.536 | 65.8959 | 68.3808 | 65.1035 | 64.6832 | 65.6393 | 68.6331 | 71.4414 | 72.9326 | 74.3197 | 75.7717 | 76.5246 | 77.2211 | 77.8583 | 78.5478 | 79.2369 | 79.981 | 80.7857 | 81.6579 | 82.6341 | 83.5433 | 84.4329 | 85.3747 | 86.32 | 87.2519 | 88.1435 | 89.0486 | 89.958
Northwest | Multi Family | Peak | June | Air Conditioning | MW | 7.6633 | 7.4433 | 7.1041 | 7.2161 | 11.8155 | 11.6212 | 12.4632 | 7.3487 | 14.3973 | 11.6175 | 12.4044 | 13.3117 | 17.355 | 10.3664 | 11.2454 | 11.7651 | 15.1931 | 19.7372 | 17.2717 | 12.0089 | 23.7601 | 17.5899 | 15.7737 | 20.5582 | 12.8385 | 13.0911 | 13.0956 | 14.7601 | 19.565 | 14.9403 | 15.8974 | 16.8705 | 17.9067 | 18.9598 | 20.022 | 21.0852 | 22.1867 | 23.3164 | 24.4899 | 25.7149 | 26.9956 | 28.3533 | 29.7128 | 31.0909 | 32.5283 | 34.0039 | 35.5109 | 37.0316 | 38.6005 | 40.2126
Northwest | Multi Family | Peak | June | Entertainment Center | MW | 26.9706 | 28.5996 | 31.5022 | 35.9807 | 35.8446 | 40.295 | 40.3938 | 47.8436 | 47.1267 | 51.412 | 53.0629 | 53.2765 | 58.6131 | 69.3308 | 78.856 | 79.0561 | 97.3518 | 101.8954 | 112.897 | 126.4305 | 149.185 | 145.7052 | 180.1746 | 168.8636 | 188.6301 | 187.605 | 155.317 | 147.8753 | 144.5728 | 140.3033 | 135.093 | 131.1708 | 128.4666 | 126.6037 | 125.2418 | 124.2363 | 123.6496 | 123.3181 | 123.2603 | 123.4292 | 123.8005 | 124.3943 | 124.9287 | 125.4587 | 126.0837 | 126.9987 | 128.1166 | 129.3457 | 130.7313 | 132.2288
Northwest | Multi Family | Peak | June | Other Non-Substitutables | MW | 134.8455 | 130.8042 | 142.1519 | 159.517 | 149.7986 | 164.948 | 147.7387 | 178.8288 | 160.0035 | 165.491 | 171.4005 | 163.1157 | 161.8338 | 182.0726 | 188.5144 | 165.5814 | 188.6772 | 176.8262 | 175.4471 | 174.1999 | 199.9892 | 187.8382 | 226.3133 | 194.6451 | 189.5131 | 184.4152 | 176.7043 | 178.8116 | 186.6192 | 194.0249 | 198.0163 | 201.8751 | 206.0423 | 210.2598 | 214.2074 | 217.8967 | 221.6901 | 225.4034 | 229.2327 | 233.1934 | 237.3147 | 241.7179 | 245.8738 | 249.9467 | 254.144 | 258.3269 | 262.4428 | 266.418 | 270.4151 | 274.4138
Northwest | Multi Family | Peak | June | Water Heating Over 55 | MW | 0 | 0 | 0 | 0 | 0 | 0 | 0 | 0 | 0 | 0 | 0 | 0 | 0 | 0 | 0 | 0 | 0 | 0 | 0 | 0 | 0 | 0 | 0 | 0 | 0 | 0 | 0 | 0 | 0 | 0 | 0 | 0 | 0 | 0 | 0 | 0 | 0 | 0 | 0 | 0 | 0 | 0 | 0 | 0 | 0 | 0 | 0 | 0 | 0 | 0
Northwest | Multi Family | Peak | July | Space Heating | MW | 8.82 | 9.3308 | 11.033 | 12.912 | 11.88 | 12.7354 | 11.5359 | 11.9136 | 10.2271 | 10.3485 | 12.0373 | 10.3257 | 11.0175 | 12.0034 | 12.5113 | 11.4807 | 13.4042 | 12.2942 | 12.3602 | 13.5666 | 28.6753 | 27.8776 | 30.7817 | 30.4926 | 28.9519 | 30.304 | 28.4683 | 29.1986 | 30.3323 | 31.3648 | 31.8308 | 32.2715 | 32.7523 | 32.9733 | 33.1673 | 33.3308 | 33.5039 | 33.6687 | 33.8456 | 34.0414 | 34.2563 | 34.5032 | 34.7239 | 34.9355 | 35.1675 | 35.3996 | 35.6265 | 35.8397 | 36.0589 | 36.2811
Northwest | Multi Family | Peak | July | Water Heating Under 55 | MW | 130.1786 | 132.4715 | 140.695 | 154.2444 | 143.5004 | 155.7878 | 148.9091 | 172.9074 | 155.7173 | 164.5448 | 171.3487 | 158.2063 | 170.6313 | 176.8623 | 177.8255 | 157.3644 | 182.842 | 180.9882 | 177.6314 | 186.6975 | 203.3246 | 205.8644 | 216.7514 | 220.136 | 214.1348 | 201.1962 | 206.0789 | 210.4347 | 221.413 | 228.3679 | 233.4713 | 238.351 | 243.5576 | 248.7815 | 253.6292 | 258.14 | 262.7697 | 267.2667 | 271.8983 | 276.6795 | 281.6474 | 286.9343 | 291.928 | 296.8372 | 301.8968 | 306.9344 | 311.8882 | 316.6851 | 321.4987 | 326.3111
Northwest | Multi Family | Peak | July | Lighting | MW | 69.7793 | 70.6367 | 74.5295 | 81.4804 | 75.4003 | 81.3333 | 77.1693 | 90.0813 | 81.5538 | 86.4225 | 90.6362 | 84.1918 | 91.2823 | 94.8352 | 95.5703 | 84.6979 | 97.9334 | 96.8674 | 94.8658 | 99.5726 | 86.5092 | 87.156 | 90.9502 | 91.1917 | 87.5364 | 81.3708 | 84.8933 | 83.8658 | 85.6169 | 87.0549 | 87.1895 | 87.4122 | 88.0178 | 88.8654 | 89.7815 | 91.6776 | 93.5678 | 95.38 | 97.2046 | 99.0517 | 100.9398 | 102.9224 | 104.7768 | 106.576 | 108.4121 | 110.2264 | 111.9985 | 113.6985 | 115.3973 | 117.0872
Northwest | Multi Family | Peak | July | Refrigeration | MW | 116.1667 | 116.4894 | 121.7598 | 131.5178 | 120.3534 | 128.5318 | 120.7264 | 139.1621 | 124.4483 | 130.313 | 134.7598 | 123.4092 | 131.8801 | 135.143 | 134.2469 | 117.2658 | 133.8877 | 130.493 | 125.9253 | 130.1151 | 130.1906 | 129.0485 | 132.6752 | 131.0491 | 123.8523 | 113.0773 | 112.6657 | 112.1977 | 115.2576 | 117.8602 | 118.3703 | 118.8609 | 119.5416 | 120.2876 | 120.9495 | 121.5288 | 122.1901 | 122.8519 | 123.5992 | 124.438 | 125.3816 | 126.4837 | 127.4946 | 128.4868 | 129.5604 | 130.6476 | 131.7235 | 132.7507 | 133.8062 | 134.8781
Northwest | Multi Family | Peak | July | Freezer | MW | 9.6439 | 9.5493 | 9.8595 | 10.4531 | 9.3822 | 9.8407 | 9.0552 | 10.2984 | 9.0857 | 9.39 | 9.5715 | 8.6475 | 9.1019 | 9.1986 | 9.0023 | 7.7397 | 8.7047 | 8.3473 | 7.9278 | 8.0562 | 8.2948 | 8.0816 | 8.154 | 7.9082 | 7.3303 | 6.5602 | 6.4039 | 6.2715 | 6.3331 | 6.3669 | 6.2836 | 6.1966 | 6.1183 | 6.0414 | 5.9582 | 5.8693 | 5.7838 | 5.6976 | 5.6149 | 5.5361 | 5.4615 | 5.3934 | 5.3204 | 5.2461 | 5.1749 | 5.1038 | 5.0321 | 4.9583 | 4.8858 | 4.8139
Northwest | Multi Family | Peak | July | Clothes Washer | MW | 10.305 | 10.1717 | 10.4582 | 11.1265 | 10.0363 | 10.5232 | 9.7133 | 10.8893 | 9.4576 | 9.6338 | 9.666 | 8.5845 | 8.8974 | 8.8352 | 8.5006 | 7.1808 | 7.946 | 7.4883 | 6.9861 | 6.972 | 5.8632 | 5.605 | 5.5539 | 5.2868 | 4.812 | 4.2288 | 4.0487 | 3.9918 | 4.0609 | 4.1143 | 4.0944 | 4.074 | 4.0604 | 4.0489 | 4.0341 | 4.0161 | 4.0006 | 3.9848 | 3.9714 | 3.9605 | 3.9525 | 3.949 | 3.9419 | 3.9335 | 3.9269 | 3.9201 | 3.9123 | 3.9024 | 3.8926 | 3.8828
Northwest | Multi Family | Peak | July | Clothes Dryer | MW | 20.3307 | 22.5766 | 25.9828 | 30.5342 | 26.1534 | 30.8737 | 31.9422 | 38.0522 | 35.2264 | 38.1632 | 40.8478 | 38.7286 | 42.8489 | 45.4811 | 46.7984 | 42.3688 | 50.1295 | 50.6411 | 50.6767 | 54.3065 | 53.6288 | 47.4444 | 50.6544 | 51.9786 | 51.0635 | 48.4851 | 50.2639 | 52.7759 | 56.6134 | 48.0431 | 49.9441 | 51.7873 | 53.696 | 55.6054 | 57.4331 | 59.1826 | 60.9543 | 62.702 | 64.4814 | 66.3003 | 68.1708 | 70.1309 | 72.0278 | 73.9099 | 75.8417 | 77.7829 | 79.7187 | 81.627 | 83.5586 | 85.5079
Northwest | Multi Family | Peak | July | Dishwasher | MW | 7.3003 | 7.4655 | 7.9038 | 8.9312 | 8.3405 | 9.085 | 8.7814 | 10.6834 | 9.7842 | 10.5458 | 11.2162 | 10.5308 | 11.5377 | 12.0616 | 12.2541 | 10.8992 | 12.6866 | 12.6187 | 12.4018 | 13.0766 | 13.0089 | 13.1465 | 13.7536 | 13.835 | 13.6278 | 12.7384 | 13.8771 | 13.8487 | 14.3049 | 14.7576 | 14.9921 | 15.2582 | 15.5841 | 15.9488 | 16.3239 | 16.7103 | 17.1347 | 17.5774 | 18.0568 | 18.5717 | 19.1264 | 19.7302 | 20.3419 | 20.9785 | 21.6516 | 22.3518 | 23.0742 | 23.8165 | 24.5872 | 25.3874
Northwest | Multi Family | Peak | July | Cooking | MW | 54.1301 | 56.3228 | 61.0545 | 68.4465 | 64.9954 | 71.9789 | 70.0834 | 84.3119 | 76.0715 | 80.4418 | 84.015 | 77.7999 | 84.1205 | 87.2342 | 87.7413 | 77.7773 | 91.8002 | 92.5259 | 92.3643 | 98.0718 | 61.8882 | 64.0081 | 68.6904 | 71.5577 | 69.9423 | 66.0801 | 67.7005 | 68.6991 | 71.8283 | 74.7604 | 76.3143 | 77.7584 | 79.2716 | 80.0538 | 80.7747 | 81.4343 | 82.1504 | 82.8651 | 83.6386 | 84.4758 | 85.3849 | 86.4038 | 87.3531 | 88.2836 | 89.2688 | 90.2582 | 91.2336 | 92.1678 | 93.1158 | 94.0684
Northwest | Multi Family | Peak | July | Air Conditioning | MW | 44.3295 | 43.4688 | 41.702 | 42.7525 | 68.0944 | 67.2771 | 71.7272 | 43.916 | 82.5286 | 67.7892 | 76.2092 | 78.1974 | 109.0962 | 61.6531 | 64.8702 | 65.1104 | 85.8918 | 116.4292 | 101.1202 | 75.0735 | 116.1749 | 93.505 | 74.7296 | 115.0464 | 67.1857 | 67.8555 | 70.1975 | 77.1719 | 99.9724 | 74.5065 | 77.5255 | 80.6182 | 83.962 | 87.3941 | 90.8689 | 94.355 | 97.9936 | 101.7438 | 105.6652 | 109.7844 | 114.1156 | 118.7356 | 123.3646 | 128.065 | 132.9861 | 138.0472 | 143.2229 | 148.4453 | 153.8375 | 159.3806
Northwest | Multi Family | Peak | July | Entertainment Center | MW | 24.9224 | 26.6529 | 29.6175 | 34.0246 | 33.0089 | 37.332 | 37.2451 | 45.5512 | 43.1672 | 47.8726 | 52.1137 | 49.9362 | 58.8244 | 65.9237 | 72.9179 | 70.2315 | 88.0853 | 96.2417 | 105.9103 | 126.5703 | 141.8754 | 151.4478 | 166.5064 | 183.8861 | 193.4411 | 190.8615 | 162.9297 | 155.1244 | 151.658 | 147.173 | 141.7016 | 137.5797 | 134.7374 | 132.7776 | 131.3396 | 130.2764 | 129.6556 | 129.3006 | 129.2348 | 129.4072 | 129.7938 | 130.4153 | 130.9752 | 131.5331 | 132.1906 | 133.153 | 134.3283 | 135.6215 | 137.0783 | 138.6526
Northwest | Multi Family | Peak | July | Other Non-Substitutables | MW | 137.188 | 134.1055 | 147.0994 | 165.8797 | 151.7421 | 168.11 | 149.7882 | 187.1421 | 161.0828 | 169.4272 | 185.1277 | 168.1288 | 178.5756 | 190.4182 | 191.7083 | 161.7592 | 187.7023 | 183.6511 | 180.9863 | 191.7601 | 205.8311 | 211.2294 | 226.3131 | 229.4021 | 210.326 | 203.1472 | 200.7362 | 203.1318 | 211.9973 | 220.3978 | 224.92 | 229.2886 | 234.0106 | 238.7896 | 243.2543 | 247.4274 | 251.7244 | 255.9266 | 260.2644 | 264.7519 | 269.4258 | 274.4231 | 279.1404 | 283.7693 | 288.5393 | 293.2946 | 297.974 | 302.4965 | 307.0428 | 311.5911
Northwest | Multi Family | Peak | July | Water Heating Over 55 | MW | 0 | 0 | 0 | 0 | 0 | 0 | 0 | 0 | 0 | 0 | 0 | 0 | 0 | 0 | 0 | 0 | 0 | 0 | 0 | 0 | 0 | 0 | 0 | 0 | 0 | 0 | 0 | 0 | 0 | 0 | 0 | 0 | 0 | 0 | 0 | 0 | 0 | 0 | 0 | 0 | 0 | 0 | 0 | 0 | 0 | 0 | 0 | 0 | 0 | 0
Northwest | Multi Family | Peak | August | Space Heating | MW | 3.8825 | 4.3644 | 5.4792 | 6.6731 | 6.2235 | 6.7792 | 6.2313 | 6.4099 | 5.4408 | 5.4731 | 6.354 | 5.6542 | 5.6732 | 6.3275 | 6.4267 | 6.0718 | 6.9067 | 5.9629 | 6.4723 | 6.9419 | 20.9298 | 21.1908 | 25.2643 | 23.207 | 23.712 | 25.2204 | 23.4091 | 23.9313 | 24.7903 | 25.5612 | 25.8733 | 26.1698 | 26.5026 | 26.6266 | 26.7328 | 26.8185 | 26.9157 | 27.0094 | 27.116 | 27.241 | 27.3843 | 27.5563 | 27.7107 | 27.8612 | 28.0306 | 28.2029 | 28.3739 | 28.5367 | 28.7067 | 28.8817
Northwest | Multi Family | Peak | August | Water Heating Under 55 | MW | 117.9617 | 120.1534 | 127.7716 | 140.1115 | 129.8566 | 140.9841 | 134.7935 | 156.9479 | 140.6158 | 148.9532 | 155.628 | 150.189 | 153.3461 | 163.216 | 160.5221 | 146.7876 | 166.9462 | 156.2576 | 166.134 | 171.5489 | 170.7347 | 180.4383 | 205.283 | 193.5654 | 203.1086 | 194.3313 | 197.0839 | 201.2522 | 211.7547 | 218.4072 | 223.2894 | 227.9567 | 232.9371 | 237.9337 | 242.5681 | 246.8799 | 251.3073 | 255.6064 | 260.0358 | 264.6087 | 269.3608 | 274.4181 | 279.1961 | 283.8959 | 288.7397 | 293.563 | 298.3068 | 302.9022 | 307.5133 | 312.1238
Northwest | Multi Family | Peak | August | Lighting | MW | 66.4365 | 67.3224 | 71.1327 | 77.7954 | 71.7111 | 77.3653 | 73.4018 | 85.9352 | 77.4069 | 82.2189 | 86.5003 | 83.9902 | 86.2248 | 91.9935 | 90.6655 | 83.0285 | 93.9613 | 87.888 | 93.2339 | 96.1487 | 78.7443 | 82.7908 | 93.3493 | 86.8898 | 89.9852 | 85.1764 | 88.0385 | 86.977 | 88.7959 | 90.2878 | 90.4289 | 90.6628 | 91.2937 | 92.1751 | 93.1262 | 95.0933 | 97.0548 | 98.9347 | 100.8279 | 102.7446 | 104.7039 | 106.7612 | 108.686 | 110.5545 | 112.4613 | 114.3456 | 116.1865 | 117.9532 | 119.7185 | 121.4746
Northwest | Multi Family | Peak | August | Refrigeration | MW | 110.6585 | 111.0765 | 116.2588 | 125.6154 | 114.51 | 122.3054 | 114.8879 | 132.8106 | 118.1636 | 124.0277 | 128.6758 | 123.1711 | 124.621 | 131.1399 | 127.4139 | 115.0061 | 128.5225 | 118.4519 | 123.8212 | 125.7012 | 118.6297 | 122.7263 | 136.3344 | 125.0195 | 127.4634 | 118.5035 | 116.9031 | 116.4188 | 119.5953 | 122.2962 | 122.8261 | 123.3353 | 124.0421 | 124.8164 | 125.5022 | 126.1022 | 126.7881 | 127.4738 | 128.2491 | 129.1195 | 130.0988 | 131.2428 | 132.2926 | 133.3242 | 134.4404 | 135.5709 | 136.6899 | 137.7591 | 138.8577 | 139.9733
Northwest | Multi Family | Peak | August | Freezer | MW | 8.8376 | 8.7593 | 9.0559 | 9.6038 | 8.5865 | 9.0071 | 8.2888 | 9.4536 | 8.2979 | 8.5963 | 8.791 | 8.3017 | 8.2729 | 8.5857 | 8.2183 | 7.3011 | 8.0372 | 7.2881 | 7.498 | 7.486 | 6.7135 | 6.8267 | 7.4422 | 6.701 | 6.7007 | 6.1065 | 5.9019 | 5.7799 | 5.8367 | 5.8678 | 5.791 | 5.7109 | 5.6387 | 5.5678 | 5.491 | 5.409 | 5.3301 | 5.2506 | 5.1744 | 5.1017 | 5.033 | 4.9702 | 4.903 | 4.8345 | 4.7689 | 4.7035 | 4.6375 | 4.5696 | 4.5028 | 4.4367
Northwest | Multi Family | Peak | August | Clothes Washer | MW | 9.4287 | 9.3161 | 9.5907 | 10.2071 | 9.1719 | 9.6177 | 8.8787 | 9.9821 | 8.6253 | 8.807 | 8.8647 | 8.2294 | 8.0754 | 8.2347 | 7.749 | 6.7642 | 7.3263 | 6.5289 | 6.5982 | 6.4696 | 4.4188 | 4.4088 | 4.7203 | 4.1715 | 4.0961 | 3.6655 | 3.4746 | 3.4258 | 3.4851 | 3.5309 | 3.5139 | 3.4964 | 3.4847 | 3.4748 | 3.462 | 3.4466 | 3.4333 | 3.4196 | 3.4081 | 3.3988 | 3.3919 | 3.3889 | 3.3828 | 3.3756 | 3.3701 | 3.3643 | 3.3576 | 3.3491 | 3.3408 | 3.3324
Northwest | Multi Family | Peak | August | Clothes Dryer | MW | 18.9902 | 21.1089 | 24.327 | 28.597 | 24.4004 | 28.8074 | 29.8073 | 35.6085 | 32.7964 | 35.6157 | 38.2463 | 37.9015 | 39.7013 | 43.2729 | 43.5509 | 40.7417 | 47.1815 | 45.0706 | 48.8562 | 51.4386 | 41.9315 | 38.7166 | 44.6636 | 42.5488 | 45.0926 | 43.5988 | 44.7505 | 46.988 | 50.4058 | 42.7756 | 44.4686 | 46.1101 | 47.81 | 49.5104 | 51.1376 | 52.6951 | 54.2728 | 55.8288 | 57.4135 | 59.0335 | 60.6996 | 62.4455 | 64.1355 | 65.8129 | 67.5348 | 69.2652 | 70.9909 | 72.6926 | 74.415 | 76.1535
Northwest | Multi Family | Peak | August | Dishwasher | MW | 6.5926 | 6.7527 | 7.1594 | 8.1002 | 7.5346 | 8.2095 | 7.9311 | 9.6888 | 8.8301 | 9.5386 | 10.172 | 9.9909 | 10.3693 | 11.1367 | 11.0621 | 10.1708 | 11.5887 | 10.9026 | 11.6099 | 12.0292 | 11.6706 | 12.3099 | 13.9187 | 12.9998 | 13.8084 | 13.1457 | 14.19 | 14.1625 | 14.6307 | 15.0953 | 15.3368 | 15.6106 | 15.9456 | 16.3203 | 16.7057 | 17.1026 | 17.5384 | 17.9932 | 18.4854 | 19.0142 | 19.5838 | 20.2037 | 20.8318 | 21.4856 | 22.1769 | 22.8961 | 23.6381 | 24.4005 | 25.1922 | 26.0142
Northwest | Multi Family | Peak | August | Cooking | MW | 61.9431 | 64.517 | 70.031 | 78.5355 | 74.2888 | 82.2802 | 80.1196 | 96.6627 | 86.7706 | 91.9735 | 96.3673 | 93.2793 | 95.4907 | 101.6903 | 100.0361 | 91.6321 | 105.8585 | 100.8932 | 109.1021 | 113.8149 | 56.2344 | 60.7019 | 70.3889 | 68.0764 | 71.7839 | 69.0619 | 70.0549 | 71.0882 | 74.3264 | 77.3599 | 78.9674 | 80.461 | 82.0264 | 82.8352 | 83.5798 | 84.2608 | 85.001 | 85.7394 | 86.5391 | 87.4051 | 88.3455 | 89.3998 | 90.3824 | 91.3464 | 92.3672 | 93.3924 | 94.4034 | 95.3723 | 96.3554 | 97.3434
Northwest | Multi Family | Peak | August | Air Conditioning | MW | 46.3575 | 45.5107 | 43.7098 | 44.8638 | 71.1447 | 70.2882 | 74.9016 | 46.0231 | 86.084 | 70.8369 | 79.8555 | 85.6903 | 113.229 | 65.6988 | 67.5894 | 70.1159 | 90.5142 | 116.0321 | 109.1215 | 79.6076 | 108.9849 | 91.5079 | 78.999 | 112.8989 | 71.0863 | 73.1204 | 74.9237 | 82.0401 | 105.7751 | 78.5867 | 81.4654 | 84.4208 | 87.6299 | 90.9327 | 94.2797 | 97.6393 | 101.1535 | 104.78 | 108.5791 | 112.5767 | 116.7866 | 121.2841 | 125.7917 | 130.3717 | 135.1715 | 140.1103 | 145.1631 | 150.2621 | 155.5279 | 160.9419
Northwest | Multi Family | Peak | August | Entertainment Center | MW | 31.0408 | 33.23 | 36.9752 | 42.4925 | 41.0671 | 46.4506 | 46.3492 | 56.8458 | 53.5963 | 59.5792 | 65.0653 | 65.1707 | 72.6839 | 83.6462 | 90.4894 | 90.0619 | 110.5586 | 114.2282 | 136.171 | 159.8816 | 126.9613 | 141.4408 | 168.0295 | 172.2752 | 195.5085 | 196.4376 | 166.0276 | 158.0756 | 154.5452 | 149.9755 | 144.4007 | 140.2006 | 137.3046 | 135.3078 | 133.8412 | 132.7565 | 132.1235 | 131.7608 | 131.6934 | 131.8692 | 132.2636 | 132.8973 | 133.4689 | 134.0397 | 134.7122 | 135.6956 | 136.8962 | 138.2178 | 139.7061 | 141.3143
Northwest | Multi Family | Peak | August | Other Non-Substitutables | MW | 136.7493 | 133.7922 | 146.9574 | 165.7592 | 151.04 | 167.3527 | 149.1263 | 186.8371 | 159.9906 | 168.6953 | 184.9402 | 175.5499 | 176.5183 | 193.293 | 190.3439 | 165.9546 | 188.4962 | 174.3866 | 186.1623 | 193.7939 | 188.533 | 201.9448 | 233.7816 | 220.0167 | 217.6075 | 214.0276 | 209.3977 | 211.8993 | 221.1505 | 229.9143 | 234.6329 | 239.1904 | 244.1169 | 249.1028 | 253.758 | 258.1085 | 262.5904 | 266.9719 | 271.4964 | 276.1776 | 281.054 | 286.2679 | 291.1911 | 296.0247 | 301.0057 | 305.972 | 310.8596 | 315.5855 | 320.3359 | 325.0891
Northwest | Multi Family | Peak | August | Water Heating Over 55 | MW | 0 | 0 | 0 | 0 | 0 | 0 | 0 | 0 | 0 | 0 | 0 | 0 | 0 | 0 | 0 | 0 | 0 | 0 | 0 | 0 | 0 | 0 | 0 | 0 | 0 | 0 | 0 | 0 | 0 | 0 | 0 | 0 | 0 | 0 | 0 | 0 | 0 | 0 | 0 | 0 | 0 | 0 | 0 | 0 | 0 | 0 | 0 | 0 | 0 | 0
Northwest | Multi Family | Peak | September | Space Heating | MW | 91.3519 | 91.5076 | 101.3813 | 113.261 | 106.4296 | 111.1018 | 100.1865 | 100.1688 | 91.6898 | 91.5961 | 107.5164 | 96.8798 | 104.6444 | 109.4959 | 109.5228 | 107.0495 | 121.0252 | 121.4956 | 111.4661 | 121.7209 | 23.4878 | 22.8853 | 25.4236 | 25.2862 | 23.8007 | 28.1159 | 23.9065 | 24.5347 | 25.4974 | 26.3775 | 26.781 | 27.1634 | 27.5789 | 27.703 | 27.8093 | 27.8933 | 27.9871 | 28.077 | 28.1786 | 28.2977 | 28.4338 | 28.5971 | 28.7414 | 28.8798 | 29.0365 | 29.1948 | 29.3506 | 29.4968 | 29.6496 | 29.8063
Northwest | Multi Family | Peak | September | Water Heating Under 55 | MW | 195.4858 | 197.656 | 206.7162 | 224.544 | 217.0581 | 232.8 | 225.5206 | 250.1929 | 238.7936 | 246.4348 | 257.3086 | 247.0073 | 267.6112 | 265.4083 | 255.3253 | 240.4514 | 268.9362 | 290.0576 | 258.6746 | 268.9095 | 200.5278 | 202.8169 | 214.5867 | 218.8744 | 211.79 | 224.7448 | 208.7399 | 213.152 | 224.2876 | 231.3612 | 236.5595 | 241.5368 | 246.8397 | 252.1605 | 257.1102 | 261.7124 | 266.4282 | 271.0135 | 275.7307 | 280.6008 | 285.6523 | 291.0207 | 296.0938 | 301.0757 | 306.2102 | 311.321 | 316.3477 | 321.2137 | 326.099 | 330.9836
Northwest | Multi Family | Peak | September | Lighting | MW | 72.2647 | 72.6217 | 75.4282 | 81.6152 | 78.6216 | 83.8174 | 80.6928 | 89.8462 | 86.1848 | 89.2826 | 93.9305 | 90.6861 | 98.794 | 98.1843 | 94.5251 | 89.0046 | 99.1688 | 106.9115 | 95.2571 | 98.8335 | 102.0473 | 102.6462 | 107.722 | 108.5626 | 103.5951 | 108.8483 | 102.8464 | 101.5942 | 103.7172 | 105.4792 | 105.6581 | 105.9408 | 106.6846 | 107.722 | 108.8467 | 111.1579 | 113.4588 | 115.667 | 117.8882 | 120.1371 | 122.4323 | 124.8395 | 127.0918 | 129.2746 | 131.5023 | 133.7027 | 135.8524 | 137.9137 | 139.9745 | 142.0247
Northwest | Multi Family | Peak | September | Refrigeration | MW | 101.4686 | 101.0554 | 103.9868 | 111.226 | 105.8711 | 111.7241 | 106.4225 | 117.1134 | 110.9713 | 113.5589 | 117.7768 | 112.1197 | 120.3724 | 118.0073 | 112.06 | 104.0736 | 114.4563 | 121.5668 | 106.6706 | 108.982 | 124.2329 | 122.9788 | 127.1099 | 126.1468 | 118.5514 | 122.2908 | 110.4626 | 110.0048 | 113.0109 | 115.5742 | 116.0857 | 116.5801 | 117.2587 | 118.0015 | 118.6656 | 119.2465 | 119.905 | 120.5655 | 121.308 | 122.1404 | 123.0726 | 124.158 | 125.1542 | 126.1295 | 127.1847 | 128.2525 | 129.3093 | 130.3173 | 131.3539 | 132.4067
Northwest | Multi Family | Peak | September | Freezer | MW | 7.7829 | 7.6564 | 7.7827 | 8.1755 | 7.6333 | 7.9117 | 7.384 | 8.0195 | 7.4953 | 7.5712 | 7.7395 | 7.269 | 7.6869 | 7.4325 | 6.9533 | 6.3569 | 6.8862 | 7.1967 | 6.2149 | 6.2449 | 6.4038 | 6.2315 | 6.3207 | 6.1591 | 5.6773 | 5.7411 | 5.0806 | 4.9759 | 5.0254 | 5.053 | 4.9877 | 4.9196 | 4.8582 | 4.7979 | 4.7327 | 4.6629 | 4.5956 | 4.5278 | 4.4628 | 4.4007 | 4.3419 | 4.2882 | 4.2305 | 4.1717 | 4.1154 | 4.0592 | 4.0024 | 3.944 | 3.8865 | 3.8296
Northwest | Multi Family | Peak | September | Clothes Washer | MW | 7.8676 | 7.7104 | 7.8091 | 8.2255 | 7.7184 | 7.9963 | 7.4832 | 8.0048 | 7.3709 | 7.3334 | 7.3798 | 6.8119 | 7.0928 | 6.7383 | 6.1982 | 5.5664 | 5.9313 | 6.0915 | 5.1667 | 5.0977 | 4.7781 | 4.5616 | 4.5431 | 4.3444 | 3.9322 | 3.9043 | 3.3884 | 3.3406 | 3.3984 | 3.4432 | 3.4268 | 3.4099 | 3.3986 | 3.389 | 3.3769 | 3.362 | 3.3491 | 3.336 | 3.3248 | 3.3157 | 3.309 | 3.306 | 3.2999 | 3.2927 | 3.287 | 3.2812 | 3.2744 | 3.2659 | 3.2575 | 3.2491
Northwest | Multi Family | Peak | September | Clothes Dryer | MW | 24.0288 | 26.5023 | 30.0161 | 34.9348 | 31.1065 | 36.2819 | 38.0643 | 43.3345 | 42.4939 | 45.0068 | 48.3136 | 47.6274 | 52.9424 | 53.7685 | 52.8958 | 50.9267 | 58.0472 | 63.9043 | 58.1526 | 61.6268 | 48.8711 | 43.1814 | 46.3527 | 47.7918 | 46.6912 | 50.0919 | 47.0812 | 49.432 | 53.0275 | 45.0038 | 46.788 | 48.5193 | 50.3108 | 52.1031 | 53.821 | 55.4647 | 57.1275 | 58.7689 | 60.4389 | 62.146 | 63.8999 | 65.7363 | 67.5137 | 69.2756 | 71.0842 | 72.9011 | 74.713 | 76.4984 | 78.306 | 80.1304
Northwest | Multi Family | Peak | September | Dishwasher | MW | 7.219 | 7.2842 | 7.6143 | 8.4471 | 8.2595 | 8.9091 | 8.7683 | 9.9934 | 9.7311 | 10.197 | 10.8748 | 10.5731 | 11.6266 | 11.6006 | 11.2288 | 10.5787 | 11.8462 | 12.8347 | 11.4633 | 11.9239 | 11.6622 | 11.7519 | 12.3494 | 12.4744 | 12.2451 | 12.9342 | 12.7104 | 12.6764 | 13.0863 | 13.4931 | 13.7 | 13.936 | 14.226 | 14.5512 | 14.8863 | 15.2312 | 15.61 | 16.0057 | 16.4341 | 16.8946 | 17.3907 | 17.9307 | 18.4777 | 19.0464 | 19.6481 | 20.2739 | 20.9195 | 21.5825 | 22.2711 | 22.986
Northwest | Multi Family | Peak | September | Cooking | MW | 48.7904 | 50.4153 | 53.8094 | 59.7286 | 59.0022 | 64.5719 | 63.7656 | 73.2103 | 70.0071 | 72.3367 | 75.7777 | 72.9417 | 79.2385 | 78.6111 | 75.5825 | 71.2293 | 80.9761 | 88.9491 | 80.7408 | 84.7629 | 66.9858 | 69.1763 | 74.623 | 78.0995 | 75.8992 | 81.012 | 75.2448 | 76.359 | 79.8462 | 83.1194 | 84.8604 | 86.4809 | 88.1762 | 89.0575 | 89.8739 | 90.62 | 91.4265 | 92.2327 | 93.1024 | 94.0432 | 95.0614 | 96.1998 | 97.261 | 98.2992 | 99.3983 | 100.5013 | 101.5891 | 102.6301 | 103.6872 | 104.7495
Northwest | Multi Family | Peak | September | Air Conditioning | MW | 9.4371 | 9.174 | 8.752 | 8.8372 | 14.5964 | 14.2957 | 15.4719 | 8.9559 | 17.9647 | 14.3579 | 16.2589 | 17.2807 | 24.2117 | 13.1555 | 13.2973 | 14.2058 | 17.9327 | 26.4643 | 20.9065 | 15.3506 | 23.5408 | 18.9073 | 15.1858 | 23.392 | 13.5569 | 15.5638 | 14.6017 | 15.9294 | 20.4377 | 15.1902 | 15.7233 | 16.2718 | 16.868 | 17.4825 | 18.1066 | 18.733 | 19.388 | 20.0649 | 20.774 | 21.5208 | 22.307 | 23.1469 | 23.9888 | 24.8436 | 25.7399 | 26.6621 | 27.6057 | 28.5576 | 29.541 | 30.5522
Northwest | Multi Family | Peak | September | Entertainment Center | MW | 23.4939 | 24.9445 | 27.2983 | 31.0439 | 31.3233 | 35.0051 | 35.4063 | 41.3457 | 41.5243 | 44.9991 | 49.1342 | 48.9423 | 57.9259 | 62.1142 | 65.69 | 67.2741 | 81.2452 | 96.7506 | 96.8056 | 114.4086 | 138.0069 | 147.1032 | 162.5918 | 180.4256 | 188.7823 | 210.493 | 162.906 | 155.1018 | 151.6422 | 147.1704 | 141.7118 | 137.605 | 134.7748 | 132.8269 | 131.4052 | 130.3557 | 129.7449 | 129.4017 | 129.3452 | 129.527 | 129.9197 | 130.5446 | 131.1081 | 131.6668 | 132.3251 | 133.2878 | 134.4637 | 135.7567 | 137.2142 | 138.7894
Northwest | Multi Family | Peak | September | Other Non-Substitutables | MW | 130.5206 | 126.8385 | 136.9004 | 153.0016 | 145.5302 | 159.3248 | 143.9844 | 171.8284 | 156.7689 | 161.0438 | 176.3981 | 166.5936 | 177.8202 | 181.3162 | 174.5356 | 156.6611 | 175.1106 | 186.7055 | 167.295 | 175.2539 | 193.0213 | 197.8538 | 213.0849 | 216.935 | 197.7891 | 215.7561 | 193.2779 | 195.5851 | 204.1332 | 212.2464 | 216.6251 | 220.861 | 225.4321 | 230.0585 | 234.3914 | 238.4385 | 242.5984 | 246.671 | 250.8697 | 255.2135 | 259.73 | 264.5526 | 269.1066 | 273.5697 | 278.169 | 282.7525 | 287.2636 | 291.6214 | 296.0041 | 300.3893
Northwest | Multi Family | Peak | September | Water Heating Over 55 | MW | 0 | 0 | 0 | 0 | 0 | 0 | 0 | 0 | 0 | 0 | 0 | 0 | 0 | 0 | 0 | 0 | 0 | 0 | 0 | 0 | 0 | 0 | 0 | 0 | 0 | 0 | 0 | 0 | 0 | 0 | 0 | 0 | 0 | 0 | 0 | 0 | 0 | 0 | 0 | 0 | 0 | 0 | 0 | 0 | 0 | 0 | 0 | 0 | 0 | 0
Northwest | Multi Family | Peak | October | Space Heating | MW | 609.9554 | 616.2497 | 676.8522 | 745.0264 | 723.3825 | 744.0182 | 685.2898 | 651.7512 | 625.6151 | 618.2506 | 655.8455 | 618.9691 | 621.3254 | 648.0197 | 662.0426 | 659.7026 | 812.2053 | 721.007 | 679.3024 | 685.7689 | 340.5975 | 312.0887 | 337.0417 | 330.5974 | 302.897 | 345.4436 | 308.4618 | 317.289 | 330.3844 | 342.4597 | 348.3217 | 353.864 | 359.7989 | 362.6512 | 365.1922 | 367.3536 | 369.5827 | 371.7016 | 373.9219 | 376.329 | 378.9092 | 381.8052 | 384.3933 | 386.8481 | 389.5062 | 392.139 | 394.6957 | 397.077 | 399.5085 | 401.9536
Northwest | Multi Family | Peak | October | Water Heating Under 55 | MW | 307.8615 | 314.0872 | 325.8906 | 348.7367 | 348.1888 | 367.6737 | 363.8571 | 383.3102 | 383.7145 | 391.366 | 369.3786 | 371.1263 | 373.7805 | 369.5945 | 363.2671 | 348.4734 | 424.0455 | 404.6456 | 370.3674 | 355.9998 | 261.3537 | 248.9278 | 255.8062 | 256.8442 | 240.5868 | 245.9945 | 239.4448 | 244.5071 | 257.292 | 265.4245 | 271.4064 | 277.1385 | 283.241 | 289.3648 | 295.0663 | 300.3636 | 305.7892 | 311.0659 | 316.4922 | 322.0965 | 327.9039 | 334.0717 | 339.9034 | 345.6299 | 351.5315 | 357.4058 | 363.1851 | 368.7805 | 374.3997 | 380.0192
Northwest | Multi Family | Peak | October | Lighting | MW | 96.9742 | 98.3725 | 101.3208 | 107.9876 | 107.5961 | 112.9727 | 111.1803 | 117.6918 | 118.3318 | 121.373 | 115.5583 | 116.6546 | 118.0494 | 117.0087 | 115.0495 | 110.5374 | 134.1256 | 127.8798 | 117.1222 | 112.2732 | 152.8248 | 144.6773 | 147.6051 | 146.4135 | 135.2777 | 137.0032 | 135.5595 | 133.909 | 136.712 | 139.0492 | 139.2986 | 139.6849 | 140.677 | 142.056 | 143.5512 | 146.6089 | 149.6516 | 152.5722 | 155.5089 | 158.483 | 161.5157 | 164.6942 | 167.6698 | 170.5533 | 173.4957 | 176.4022 | 179.2423 | 181.9662 | 184.69 | 187.4002
Northwest | Multi Family | Peak | October | Refrigeration | MW | 102.5689 | 103.1008 | 105.2233 | 110.8748 | 109.0921 | 113.3694 | 110.3546 | 115.4193 | 114.6523 | 116.0853 | 108.895 | 108.4449 | 108.1876 | 105.7588 | 102.5803 | 97.1247 | 116.273 | 109.2444 | 98.4678 | 92.9807 | 131.2974 | 122.3602 | 122.8982 | 120.0579 | 109.2363 | 108.5911 | 102.7444 | 102.3198 | 105.1197 | 107.51 | 107.992 | 108.459 | 109.0965 | 109.7936 | 110.4187 | 110.9648 | 111.5823 | 112.2018 | 112.8971 | 113.6765 | 114.5474 | 115.5598 | 116.4899 | 117.4003 | 118.385 | 119.3812 | 120.3676 | 121.3087 | 122.2767 | 123.26
Northwest | Multi Family | Peak | October | Freezer | MW | 7.469 | 7.4164 | 7.4776 | 7.7404 | 7.471 | 7.6259 | 7.2731 | 7.5091 | 7.3561 | 7.3528 | 6.7974 | 6.6793 | 6.5639 | 6.3284 | 6.0469 | 5.6354 | 6.6448 | 6.1438 | 5.4501 | 5.0621 | 7.6929 | 7.0481 | 6.9468 | 6.6634 | 5.9466 | 5.7954 | 5.372 | 5.2615 | 5.3141 | 5.3438 | 5.2752 | 5.2037 | 5.1392 | 5.0758 | 5.0074 | 4.9339 | 4.8631 | 4.7917 | 4.7232 | 4.6578 | 4.5959 | 4.5392 | 4.4784 | 4.4164 | 4.357 | 4.2977 | 4.2378 | 4.1762 | 4.1156 | 4.0556
Northwest | Multi Family | Peak | October | Clothes Washer | MW | 3.5386 | 3.4994 | 3.5164 | 3.6481 | 3.5392 | 3.6098 | 3.4518 | 3.5064 | 3.3872 | 3.3324 | 3.0339 | 2.9285 | 2.833 | 2.6842 | 2.5223 | 2.3098 | 2.679 | 2.4332 | 2.1196 | 1.9325 | 5.2858 | 4.7509 | 4.5973 | 4.3268 | 3.7915 | 3.6279 | 3.298 | 3.2514 | 3.3076 | 3.3513 | 3.3354 | 3.319 | 3.3081 | 3.2989 | 3.2872 | 3.2727 | 3.2602 | 3.2474 | 3.2366 | 3.2278 | 3.2212 | 3.2182 | 3.2122 | 3.2052 | 3.1997 | 3.1939 | 3.1873 | 3.1789 | 3.1708 | 3.1625
Northwest | Multi Family | Peak | October | Clothes Dryer | MW | 16.9281 | 18.8423 | 21.1625 | 24.2654 | 22.3245 | 25.6433 | 27.4855 | 29.7631 | 30.5831 | 32.0584 | 31.1167 | 32.103 | 33.1686 | 33.5869 | 33.748 | 33.1138 | 41.0896 | 40.0247 | 37.4168 | 36.6559 | 61.895 | 51.4899 | 53.7114 | 54.5154 | 51.5659 | 53.3142 | 52.4902 | 55.1106 | 59.121 | 50.1779 | 52.17 | 54.1038 | 56.1042 | 58.1056 | 60.0249 | 61.8604 | 63.7169 | 65.5497 | 67.4141 | 69.3204 | 71.2778 | 73.3267 | 75.3102 | 77.2764 | 79.2946 | 81.322 | 83.3441 | 85.3368 | 87.3547 | 89.3915
Northwest | Multi Family | Peak | October | Dishwasher | MW | 8.3696 | 8.527 | 8.8431 | 9.633 | 9.7868 | 10.391 | 10.5087 | 11.2587 | 11.5541 | 11.9477 | 11.5783 | 11.696 | 11.9018 | 11.8571 | 11.7254 | 11.3206 | 13.7875 | 13.1658 | 12.0716 | 11.5675 | 14.786 | 14.0108 | 14.3054 | 14.2126 | 13.5217 | 13.7658 | 14.1372 | 14.0956 | 14.5478 | 14.9966 | 15.2232 | 15.482 | 15.8006 | 16.1582 | 16.5268 | 16.906 | 17.3227 | 17.7579 | 18.2291 | 18.736 | 19.2819 | 19.8763 | 20.4781 | 21.104 | 21.7661 | 22.4547 | 23.165 | 23.8945 | 24.6521 | 25.4387
Northwest | Multi Family | Peak | October | Cooking | MW | 37.8844 | 39.5101 | 41.8276 | 45.7351 | 46.706 | 50.3368 | 50.8029 | 55.4202 | 55.5718 | 56.808 | 53.8377 | 54.2017 | 54.708 | 54.1264 | 53.1614 | 51.0945 | 63.2324 | 61.4346 | 57.2852 | 55.5766 | 96.7302 | 94.0307 | 98.5647 | 101.5319 | 95.524 | 98.2535 | 95.5915 | 97.0097 | 101.4461 | 105.6135 | 107.8342 | 109.9033 | 112.0659 | 113.1938 | 114.2401 | 115.1953 | 116.2264 | 117.2573 | 118.3684 | 119.5703 | 120.869 | 122.3195 | 123.6725 | 124.9959 | 126.3968 | 127.8026 | 129.1893 | 130.5168 | 131.8651 | 133.2204
Northwest | Multi Family | Peak | October | Air Conditioning | MW | 0 | 0 | 0 | 0 | 0 | 0 | 0 | 0 | 0 | 0 | 0 | 0 | 0 | 0 | 0 | 0 | 0 | 0 | 0 | 0 | 0.0158 | 0.0124 | 0.0096 | 0.0144 | 0.0085 | 0.0094 | 0.0091 | 0.0115 | 0.0167 | 0.0139 | 0.0159 | 0.0179 | 0.0201 | 0.0222 | 0.0243 | 0.0265 | 0.0287 | 0.0309 | 0.0332 | 0.0356 | 0.0381 | 0.0407 | 0.0434 | 0.046 | 0.0488 | 0.0516 | 0.0545 | 0.0574 | 0.0604 | 0.0635
Northwest | Multi Family | Peak | October | Entertainment Center | MW | 15.649 | 16.7673 | 18.2032 | 20.3893 | 21.2658 | 23.4045 | 24.1862 | 26.852 | 28.2757 | 30.3177 | 29.9502 | 31.2012 | 34.317 | 36.7012 | 39.656 | 41.4075 | 54.4495 | 57.3464 | 58.9374 | 64.3906 | 165.0815 | 165.6311 | 177.9312 | 194.313 | 196.8597 | 211.5433 | 171.4693 | 163.2555 | 159.6184 | 154.9185 | 149.18 | 144.8656 | 141.8935 | 139.8504 | 138.3624 | 137.2639 | 136.6263 | 136.2705 | 136.2157 | 136.4126 | 136.8295 | 137.4897 | 138.0861 | 138.6769 | 139.3725 | 140.3887 | 141.6298 | 142.9943 | 144.5326 | 146.1952
Northwest | Multi Family | Peak | October | Other Non-Substitutables | MW | 131.8628 | 129.3378 | 138.4381 | 152.4871 | 149.853 | 161.5747 | 149.2272 | 169.2014 | 161.8716 | 164.4361 | 162.7896 | 160.9379 | 159.6797 | 162.2588 | 159.5392 | 145.9869 | 177.5601 | 167.5625 | 154.1986 | 149.2974 | 211.4173 | 204.0597 | 213.5049 | 213.9714 | 188.86 | 198.5021 | 186.2972 | 188.5224 | 196.7697 | 204.6034 | 208.8376 | 212.9368 | 217.3568 | 221.8306 | 226.024 | 229.9381 | 233.9594 | 237.897 | 241.9551 | 246.1546 | 250.5172 | 255.1724 | 259.5706 | 263.8804 | 268.3216 | 272.7475 | 277.1044 | 281.314 | 285.5486 | 289.7864
Northwest | Multi Family | Peak | October | Water Heating Over 55 | MW | 0 | 0 | 0 | 0 | 0 | 0 | 0 | 0 | 0 | 0 | 0 | 0 | 0 | 0 | 0 | 0 | 0 | 0 | 0 | 0 | 0 | 0 | 0 | 0 | 0 | 0 | 0 | 0 | 0 | 0 | 0 | 0 | 0 | 0 | 0 | 0 | 0 | 0 | 0 | 0 | 0 | 0 | 0 | 0 | 0 | 0 | 0 | 0 | 0 | 0
Northwest | Multi Family | Peak | November | Space Heating | MW | 569.808 | 576.0128 | 633.0081 | 696.6008 | 675.5688 | 695.0064 | 640.4421 | 609.6797 | 584.5824 | 577.805 | 628.8931 | 571.548 | 576.194 | 609.6666 | 688.8916 | 674.8326 | 723.5565 | 698.3579 | 718.9928 | 756.489 | 788.71 | 739.1892 | 735.9941 | 704.8016 | 854.7461 | 777.6473 | 702.1984 | 722.3995 | 752.2755 | 779.8375 | 793.2479 | 805.9262 | 819.4932 | 826.1495 | 832.0917 | 837.1611 | 842.3738 | 847.3316 | 852.5124 | 858.1115 | 864.0994 | 870.7996 | 876.7892 | 882.4641 | 888.5988 | 894.6686 | 900.5588 | 906.0409 | 911.6335 | 917.2516
Northwest | Multi Family | Peak | November | Water Heating Under 55 | MW | 385.1651 | 393.2402 | 408.3481 | 437.0154 | 435.8571 | 460.4414 | 455.8622 | 480.9742 | 480.936 | 490.7444 | 475.3816 | 459.9565 | 465.1523 | 466.7199 | 507.466 | 478.5468 | 507.1744 | 526.19 | 526.2737 | 527.2576 | 321.6463 | 313.3944 | 296.9186 | 291.0167 | 360.6862 | 294.2189 | 289.616 | 295.7396 | 311.2056 | 321.0471 | 328.2871 | 335.225 | 342.6098 | 350.0199 | 356.9219 | 363.3359 | 369.9029 | 376.2914 | 382.8596 | 389.642 | 396.6697 | 404.1316 | 411.1862 | 418.1108 | 425.248 | 432.351 | 439.3387 | 446.1028 | 452.8956 | 459.6886
Northwest | Multi Family | Peak | November | Lighting | MW | 107.3522 | 108.9714 | 112.3359 | 119.7387 | 119.1638 | 125.1782 | 123.2181 | 130.607 | 131.1574 | 134.5943 | 131.4894 | 127.8485 | 129.945 | 130.6867 | 142.0954 | 134.1198 | 141.723 | 146.9587 | 147.0595 | 146.9635 | 183.8353 | 177.9291 | 167.3801 | 162.0598 | 198.0593 | 159.9984 | 160.0173 | 158.0652 | 161.3727 | 164.1342 | 164.4298 | 164.8849 | 166.0549 | 167.6815 | 169.4471 | 173.0577 | 176.6499 | 180.0988 | 183.5662 | 187.0773 | 190.6575 | 194.409 | 197.9207 | 201.3223 | 204.7938 | 208.2225 | 211.5726 | 214.7848 | 217.9971 | 221.1933
Northwest | Multi Family | Peak | November | Refrigeration | MW | 109.2154 | 109.8571 | 112.2142 | 118.2526 | 116.2177 | 120.8303 | 117.6518 | 123.228 | 122.2637 | 123.8522 | 119.2269 | 114.3507 | 114.5663 | 113.6404 | 121.9101 | 113.4302 | 118.2623 | 120.8286 | 119.0006 | 117.1369 | 137.6714 | 131.2097 | 121.5099 | 115.8682 | 139.4713 | 110.6009 | 105.8185 | 105.3811 | 108.265 | 110.7278 | 111.225 | 111.7069 | 112.3641 | 113.0827 | 113.7277 | 114.2917 | 114.9286 | 115.5681 | 116.2852 | 117.0887 | 117.9862 | 119.029 | 119.9869 | 120.9237 | 121.937 | 122.9621 | 123.9769 | 124.9446 | 125.9402 | 126.9514
Northwest | Multi Family | Peak | November | Freezer | MW | 7.3289 | 7.2823 | 7.3487 | 7.6079 | 7.3346 | 7.4902 | 7.1458 | 7.3885 | 7.2292 | 7.2296 | 6.8589 | 6.4907 | 6.4058 | 6.2668 | 6.6229 | 6.0657 | 6.2288 | 6.2627 | 6.0703 | 5.8773 | 7.2484 | 6.7917 | 6.1722 | 5.779 | 6.8231 | 5.3044 | 4.972 | 4.8698 | 4.9186 | 4.9461 | 4.8827 | 4.8166 | 4.7569 | 4.6984 | 4.6351 | 4.5672 | 4.5017 | 4.4357 | 4.3723 | 4.3119 | 4.2546 | 4.2021 | 4.1459 | 4.0884 | 4.0335 | 3.9786 | 3.9231 | 3.866 | 3.8099 | 3.7544
Northwest | Multi Family | Peak | November | Clothes Washer | MW | 3.8489 | 3.8087 | 3.8304 | 3.9743 | 3.8515 | 3.9299 | 3.7593 | 3.824 | 3.6899 | 3.6316 | 3.3928 | 3.1543 | 3.0645 | 2.9461 | 3.0619 | 2.7553 | 2.7831 | 2.7488 | 2.6164 | 2.4866 | 5.2624 | 4.8366 | 4.3152 | 3.9643 | 4.5957 | 3.5079 | 3.2246 | 3.179 | 3.234 | 3.2767 | 3.2611 | 3.2451 | 3.2344 | 3.2254 | 3.214 | 3.1999 | 3.1876 | 3.1752 | 3.1645 | 3.156 | 3.1495 | 3.1466 | 3.1407 | 3.1338 | 3.1283 | 3.1226 | 3.1161 | 3.1079 | 3.0999 | 3.0917
Northwest | Multi Family | Peak | November | Clothes Dryer | MW | 17.2161 | 19.1761 | 21.5556 | 24.7187 | 22.7147 | 26.1045 | 27.9875 | 30.3534 | 31.1512 | 32.6716 | 32.5457 | 32.3351 | 33.5499 | 34.4733 | 38.3124 | 36.9449 | 39.9248 | 42.2894 | 43.1968 | 44.1132 | 71.4813 | 60.8171 | 58.4955 | 57.9548 | 72.5244 | 59.8155 | 59.5512 | 62.5236 | 67.0731 | 56.9272 | 59.1874 | 61.3814 | 63.6508 | 65.9211 | 68.0989 | 70.1818 | 72.288 | 74.3676 | 76.4828 | 78.6453 | 80.8657 | 83.1894 | 85.4388 | 87.6678 | 89.9559 | 92.2542 | 94.5464 | 96.8049 | 99.0919 | 101.4002
Northwest | Multi Family | Peak | November | Dishwasher | MW | 8.0653 | 8.2212 | 8.5335 | 9.2948 | 9.4345 | 10.0171 | 10.1341 | 10.8544 | 11.1323 | 11.5091 | 11.4325 | 11.1359 | 11.388 | 11.5075 | 12.5764 | 11.9165 | 12.6417 | 13.1335 | 13.1594 | 13.1488 | 17.4395 | 16.8817 | 15.8867 | 15.4023 | 19.3901 | 15.7445 | 16.3409 | 16.2915 | 16.8129 | 17.3304 | 17.591 | 17.8889 | 18.2557 | 18.6677 | 19.0924 | 19.5294 | 20.0095 | 20.5111 | 21.0543 | 21.6385 | 22.2677 | 22.9527 | 23.6463 | 24.3675 | 25.1305 | 25.924 | 26.7425 | 27.5831 | 28.456 | 29.3625
Northwest | Multi Family | Peak | November | Cooking | MW | 50.2646 | 52.4575 | 55.5817 | 60.7796 | 61.9994 | 66.8491 | 67.4887 | 73.7252 | 73.8407 | 75.5176 | 73.4423 | 71.2123 | 72.1858 | 72.4665 | 78.7171 | 74.3426 | 80.1251 | 84.6541 | 86.2501 | 87.227 | 106.2964 | 105.6619 | 102.1154 | 102.6758 | 127.7942 | 104.8551 | 103.1576 | 104.689 | 109.478 | 113.9775 | 116.3761 | 118.611 | 120.9465 | 122.1649 | 123.2962 | 124.3296 | 125.4439 | 126.5586 | 127.7593 | 129.0577 | 130.4604 | 132.0263 | 133.4867 | 134.9143 | 136.4256 | 137.9419 | 139.4375 | 140.8687 | 142.3226 | 143.7837
Northwest | Multi Family | Peak | November | Air Conditioning | MW | 0 | 0 | 0 | 0 | 0 | 0 | 0 | 0 | 0 | 0 | 0 | 0 | 0 | 0 | 0 | 0 | 0 | 0 | 0 | 0 | 0.0171 | 0.0138 | 0.0098 | 0.0144 | 0.0112 | 0.0098 | 0.0096 | 0.0122 | 0.0177 | 0.0148 | 0.0169 | 0.0191 | 0.0213 | 0.0236 | 0.0259 | 0.0281 | 0.0305 | 0.0328 | 0.0353 | 0.0378 | 0.0405 | 0.0433 | 0.0461 | 0.0489 | 0.0518 | 0.0548 | 0.0579 | 0.061 | 0.0642 | 0.0675
Northwest | Multi Family | Peak | November | Entertainment Center | MW | 18.7508 | 20.103 | 21.8429 | 24.4687 | 25.4919 | 28.0679 | 29.0148 | 32.2563 | 33.9257 | 36.3927 | 36.8914 | 37.0168 | 40.8862 | 44.3676 | 53.0194 | 54.4004 | 62.2954 | 71.3507 | 80.1255 | 91.2488 | 178.2384 | 182.8621 | 181.1083 | 193.0547 | 258.7195 | 221.7924 | 181.8099 | 173.1009 | 169.2454 | 164.2638 | 158.1807 | 153.6077 | 150.4575 | 148.292 | 146.7161 | 145.5537 | 144.8789 | 144.5037 | 144.4471 | 144.6567 | 145.0995 | 145.7997 | 146.4318 | 147.0572 | 147.7938 | 148.8699 | 150.1845 | 151.6294 | 153.2588 | 155.0198
Northwest | Multi Family | Peak | November | Other Non-Substitutables | MW | 153.9994 | 151.1697 | 161.9441 | 178.3945 | 175.1083 | 188.9017 | 174.5179 | 198.1891 | 189.3772 | 192.4729 | 195.5637 | 186.1798 | 185.5023 | 191.2843 | 208.0281 | 187.086 | 198.1864 | 203.3447 | 204.4736 | 206.3731 | 245.3099 | 242.1794 | 233.6407 | 228.5608 | 266.9241 | 223.7984 | 212.3841 | 214.9208 | 224.324 | 233.257 | 238.0864 | 242.762 | 247.8026 | 252.9042 | 257.6883 | 262.1545 | 266.7412 | 271.2339 | 275.863 | 280.6524 | 285.6273 | 290.9348 | 295.9485 | 300.8596 | 305.9207 | 310.9638 | 315.9278 | 320.7228 | 325.5466 | 330.3737
Northwest | Multi Family | Peak | November | Water Heating Over 55 | MW | 0 | 0 | 0 | 0 | 0 | 0 | 0 | 0 | 0 | 0 | 0 | 0 | 0 | 0 | 0 | 0 | 0 | 0 | 0 | 0 | 0 | 0 | 0 | 0 | 0 | 0 | 0 | 0 | 0 | 0 | 0 | 0 | 0 | 0 | 0 | 0 | 0 | 0 | 0 | 0 | 0 | 0 | 0 | 0 | 0 | 0 | 0 | 0 | 0 | 0
Northwest | Multi Family | Peak | December | Space Heating | MW | 835.0309 | 844.9156 | 923.7242 | 1012.473 | 991.0079 | 1016.035 | 941.6775 | 888.9498 | 861.2614 | 848.9485 | 956.9713 | 864.3318 | 1028.387 | 909.3848 | 973.8915 | 949.1899 | 988.1163 | 1006.617 | 971.9963 | 1150.081 | 917.7275 | 927.8258 | 1140.497 | 1174.781 | 956.7579 | 1068.956 | 933.6548 | 960.5028 | 1000.159 | 1036.742 | 1054.516 | 1071.325 | 1089.315 | 1097.983 | 1105.721 | 1112.311 | 1119.097 | 1125.557 | 1132.321 | 1139.648 | 1147.495 | 1156.289 | 1164.151 | 1171.6 | 1179.667 | 1187.654 | 1195.41 | 1202.63 | 1210.005 | 1217.42
Northwest | Multi Family | Peak | December | Water Heating Under 55 | MW | 315.4144 | 322.3805 | 333.1892 | 355.1825 | 357.555 | 376.4455 | 374.654 | 392.158 | 396.2243 | 403.2378 | 404.6961 | 389.0766 | 464.667 | 389.9086 | 401.7123 | 376.7597 | 387.5721 | 424.5309 | 398.2698 | 448.7963 | 309.9511 | 325.7142 | 380.9402 | 401.735 | 334.6869 | 335.4778 | 319.4984 | 326.2561 | 343.3263 | 354.1942 | 362.1923 | 369.8579 | 378.0144 | 386.1984 | 393.8246 | 400.9115 | 408.1651 | 415.2229 | 422.4783 | 429.9695 | 437.7296 | 445.9658 | 453.7533 | 461.3959 | 469.2736 | 477.113 | 484.8255 | 492.2909 | 499.7889 | 507.2873
Northwest | Multi Family | Peak | December | Lighting | MW | 128.3255 | 130.3915 | 133.7442 | 142.0107 | 142.6687 | 149.3768 | 147.9449 | 155.5739 | 157.8602 | 161.6267 | 163.7034 | 158.1086 | 189.5798 | 159.3875 | 164.3411 | 154.3196 | 158.3762 | 173.3022 | 162.6848 | 182.8161 | 170.0337 | 177.4032 | 206.0244 | 214.4925 | 176.1585 | 174.7889 | 169.091 | 167.027 | 170.524 | 173.4502 | 173.7693 | 174.2556 | 175.4962 | 177.2192 | 179.0902 | 182.9112 | 186.7115 | 190.361 | 194.0297 | 197.7442 | 201.5308 | 205.4974 | 209.2105 | 212.8066 | 216.4769 | 220.1014 | 223.6431 | 227.0389 | 230.4351 | 233.8142
Northwest | Multi Family | Peak | December | Refrigeration | MW | 103.7588 | 104.478 | 106.1979 | 111.4805 | 110.5965 | 114.6039 | 112.2298 | 116.6229 | 116.9172 | 118.1477 | 117.8775 | 112.3208 | 132.8171 | 110.1522 | 112.0167 | 103.6752 | 104.9523 | 113.1798 | 104.5621 | 115.7487 | 115.9014 | 119.1019 | 136.1611 | 139.6584 | 112.9836 | 110.0709 | 101.8841 | 101.4635 | 104.242 | 106.6159 | 107.0972 | 107.5639 | 108.199 | 108.893 | 109.5169 | 110.0626 | 110.6779 | 111.2959 | 111.9885 | 112.7641 | 113.6299 | 114.6349 | 115.5582 | 116.4608 | 117.4372 | 118.4248 | 119.4024 | 120.3346 | 121.2938 | 122.268
Northwest | Multi Family | Peak | December | Freezer | MW | 7.3653 | 7.3264 | 7.3574 | 7.5881 | 7.3852 | 7.5169 | 7.2121 | 7.3988 | 7.3146 | 7.2972 | 7.1747 | 6.7458 | 7.8579 | 6.4277 | 6.4391 | 5.8663 | 5.8489 | 6.2073 | 5.6439 | 6.1454 | 5.5542 | 5.6116 | 6.2955 | 6.3404 | 5.0313 | 4.8054 | 4.3577 | 4.2681 | 4.311 | 4.3353 | 4.2799 | 4.2221 | 4.17 | 4.1188 | 4.0634 | 4.0041 | 3.9468 | 3.889 | 3.8336 | 3.7807 | 3.7305 | 3.6846 | 3.6354 | 3.5851 | 3.5369 | 3.4888 | 3.4403 | 3.3903 | 3.3411 | 3.2925
Northwest | Multi Family | Peak | December | Clothes Washer | MW | 6.1134 | 6.0557 | 6.061 | 6.2642 | 6.1278 | 6.2312 | 5.9951 | 6.0491 | 5.8982 | 5.7907 | 5.6078 | 5.1787 | 5.938 | 4.7731 | 4.7026 | 4.2091 | 4.1281 | 4.3033 | 3.8422 | 4.1065 | 4.8292 | 4.7857 | 5.2706 | 5.2079 | 4.0575 | 3.8049 | 3.3836 | 3.3357 | 3.3934 | 3.4383 | 3.4219 | 3.4052 | 3.394 | 3.3846 | 3.3726 | 3.3578 | 3.345 | 3.3319 | 3.3208 | 3.3117 | 3.305 | 3.3018 | 3.2957 | 3.2884 | 3.2826 | 3.2766 | 3.2697 | 3.261 | 3.2525 | 3.2439
Northwest | Multi Family | Peak | December | Clothes Dryer | MW | 21.8226 | 24.332 | 27.2168 | 31.0889 | 28.8379 | 33.0319 | 35.6092 | 38.3251 | 39.7415 | 41.5794 | 42.9199 | 42.3721 | 51.8986 | 44.5898 | 46.9716 | 45.0572 | 47.2769 | 52.8586 | 50.6498 | 58.1713 | 73.2463 | 67.1961 | 79.7894 | 85.035 | 71.5208 | 72.4696 | 69.8022 | 73.2859 | 78.6194 | 66.7284 | 69.3789 | 71.9522 | 74.6134 | 77.2756 | 79.83 | 82.2728 | 84.7427 | 87.1816 | 89.662 | 92.1978 | 94.801 | 97.5248 | 100.1615 | 102.774 | 105.4557 | 108.1493 | 110.8357 | 113.4824 | 116.1628 | 118.868
Northwest | Multi Family | Peak | December | Dishwasher | MW | 9.0269 | 9.2062 | 9.5039 | 10.3099 | 10.5564 | 11.1701 | 11.4192 | 12.0866 | 12.5272 | 12.9233 | 13.3415 | 12.876 | 15.487 | 13.0716 | 13.5631 | 12.7805 | 13.1684 | 14.4246 | 13.5504 | 15.2164 | 16.942 | 17.67 | 20.5173 | 21.3769 | 18.1007 | 18.0445 | 18.0998 | 18.0431 | 18.6187 | 19.19 | 19.4768 | 19.8049 | 20.2092 | 20.6634 | 21.1318 | 21.6136 | 22.1431 | 22.6964 | 23.2955 | 23.9399 | 24.6341 | 25.3897 | 26.1547 | 26.9501 | 27.7916 | 28.6669 | 29.5696 | 30.4966 | 31.4595 | 32.4592
Northwest | Multi Family | Peak | December | Cooking | MW | 74.6978 | 78.0381 | 82.2823 | 89.6296 | 92.2905 | 99.1793 | 100.7131 | 109.1436 | 110.4585 | 112.6943 | 113.6037 | 109.4287 | 130.9064 | 109.8756 | 113.1497 | 106.2987 | 111.2434 | 124.0501 | 118.5574 | 134.8389 | 100.1237 | 107.3041 | 128.0124 | 138.4365 | 115.7984 | 116.7213 | 111.0944 | 112.7455 | 117.9065 | 122.757 | 125.3449 | 127.7567 | 130.2761 | 131.5918 | 132.8145 | 133.9313 | 135.1348 | 136.3389 | 137.6353 | 139.0368 | 140.5501 | 142.2383 | 143.813 | 145.3519 | 146.9811 | 148.6154 | 150.2274 | 151.77 | 153.3371 | 154.9121
Northwest | Multi Family | Peak | December | Air Conditioning | MW | 0 | 0 | 0 | 0 | 0 | 0 | 0 | 0 | 0 | 0 | 0 | 0 | 0 | 0 | 0 | 0 | 0 | 0 | 0 | 0 | 0.0195 | 0.0169 | 0.0148 | 0.0234 | 0.0123 | 0.0132 | 0.0125 | 0.0159 | 0.0231 | 0.0192 | 0.022 | 0.0248 | 0.0277 | 0.0307 | 0.0336 | 0.0366 | 0.0396 | 0.0427 | 0.0459 | 0.0492 | 0.0527 | 0.0563 | 0.0599 | 0.0636 | 0.0674 | 0.0713 | 0.0753 | 0.0794 | 0.0835 | 0.0878
Northwest | Multi Family | Peak | December | Entertainment Center | MW | 23.7947 | 25.5353 | 27.6108 | 30.8089 | 32.399 | 35.5548 | 36.9633 | 40.7733 | 43.3334 | 46.3702 | 48.7232 | 48.5628 | 63.3129 | 57.4427 | 65.0818 | 66.4293 | 73.8656 | 89.2923 | 94.0595 | 120.472 | 163.3192 | 180.657 | 220.8833 | 253.2323 | 228.062 | 240.1723 | 190.4591 | 181.3369 | 177.3009 | 172.0862 | 165.7176 | 160.9311 | 157.6343 | 155.3688 | 153.7219 | 152.5078 | 151.8037 | 151.4137 | 151.3573 | 151.5795 | 152.0453 | 152.7798 | 153.4431 | 154.0988 | 154.8712 | 155.9991 | 157.3769 | 158.8912 | 160.5989 | 162.4447
Northwest | Multi Family | Peak | December | Other Non-Substitutables | MW | 171.8266 | 168.8751 | 180.0287 | 197.5653 | 195.7614 | 210.4829 | 195.5345 | 220.3106 | 212.7308 | 215.645 | 227.0105 | 214.7759 | 252.6321 | 217.8072 | 224.4983 | 200.8356 | 206.5379 | 223.7243 | 211.0253 | 239.5219 | 246.519 | 262.4345 | 312.5523 | 328.913 | 258.2028 | 265.9797 | 244.2064 | 247.1247 | 257.9418 | 268.2211 | 273.7818 | 279.1663 | 284.9691 | 290.8418 | 296.3514 | 301.495 | 306.7754 | 311.9485 | 317.2779 | 322.7913 | 328.5168 | 334.6226 | 340.391 | 346.0401 | 351.8621 | 357.6627 | 363.3727 | 368.8879 | 374.4368 | 379.9895
Northwest | Multi Family | Peak | December | Water Heating Over 55 | MW | 0 | 0 | 0 | 0 | 0 | 0 | 0 | 0 | 0 | 0 | 0 | 0 | 0 | 0 | 0 | 0 | 0 | 0 | 0 | 0 | 0 | 0 | 0 | 0 | 0 | 0 | 0 | 0 | 0 | 0 | 0 | 0 | 0 | 0 | 0 | 0 | 0 | 0 | 0 | 0 | 0 | 0 | 0 | 0 | 0 | 0 | 0 | 0 | 0 | 0
Northwest | Other Family | Peak | January | Space Heating | MW | 680.3727 | 661.9068 | 722.8976 | 798.9395 | 780.2465 | 834.268 | 777.8942 | 908.5853 | 896.3452 | 927.2418 | 1204.271 | 1104.633 | 1044.736 | 1058.783 | 1121.334 | 1196.336 | 1182.999 | 1061.09 | 1272.467 | 1211.418 | 768.4319 | 580.5001 | 648.9191 | 602.8099 | 503.1391 | 601.8672 | 518.8151 | 524.4072 | 536.3257 | 542.5323 | 538.7179 | 534.619 | 530.7814 | 514.496 | 498.8961 | 483.9669 | 469.571 | 455.8026 | 442.5447 | 429.9586 | 417.781 | 406.1436 | 394.9448 | 384.2881 | 374.0449 | 364.2194 | 354.8188 | 345.8676 | 337.221 | 328.9854
Northwest | Other Family | Peak | January | Water Heating Under 55 | MW | 321.0004 | 326.4219 | 335.2288 | 351.7319 | 352.1149 | 376.8036 | 383.5529 | 412.0508 | 432.5626 | 453.0418 | 515.072 | 491.6252 | 477.4594 | 452.8837 | 468.8575 | 496.6321 | 487.8044 | 473.8211 | 549.4462 | 502.4171 | 282.4908 | 344.5784 | 360.6613 | 343.4359 | 303.8411 | 332.1003 | 312.3624 | 312.9517 | 322.8625 | 324.7078 | 323.9556 | 323.1073 | 322.5634 | 322.1411 | 321.7425 | 321.568 | 321.2956 | 321.2269 | 321.088 | 321.262 | 321.2445 | 321.3776 | 321.4398 | 321.7339 | 321.8807 | 322.1149 | 322.3144 | 322.6764 | 322.8642 | 323.1676
Northwest | Other Family | Peak | January | Lighting | MW | 115.294 | 116.2861 | 118.7095 | 123.8088 | 123.418 | 131.5082 | 133.3499 | 142.9468 | 149.9537 | 156.9414 | 178.6796 | 169.5596 | 165.1102 | 156.4109 | 161.5545 | 169.5278 | 166.5482 | 160.7684 | 185.4221 | 169.5213 | 156.6595 | 189.2134 | 196.9768 | 185.5987 | 162.803 | 177.8973 | 160.0291 | 153.5223 | 152.6122 | 150.7063 | 146.5855 | 142.8426 | 139.8628 | 137.4805 | 135.5515 | 134.9031 | 134.3533 | 133.9938 | 133.6864 | 133.5737 | 133.4391 | 133.4059 | 133.3807 | 133.4758 | 133.5281 | 133.6391 | 133.7487 | 133.9309 | 134.0568 | 134.2359
Northwest | Other Family | Peak | January | Refrigeration | MW | 58.9616 | 58.9349 | 59.5131 | 61.3222 | 60.3107 | 63.3234 | 63.1921 | 66.824 | 69.0995 | 71.2449 | 79.9717 | 74.9011 | 71.8074 | 67.1203 | 68.5655 | 71.3107 | 69.2478 | 66.1427 | 75.4191 | 68.063 | 62.2659 | 74.4693 | 76.6911 | 71.5523 | 62.1066 | 66.9802 | 61.6976 | 60.8829 | 61.9209 | 62.3476 | 61.6665 | 61.0075 | 60.4312 | 59.9076 | 59.4192 | 58.9961 | 58.59 | 58.2458 | 57.9177 | 57.6649 | 57.4093 | 57.2024 | 57.0084 | 56.8736 | 56.7362 | 56.6361 | 56.5493 | 56.5068 | 56.4562 | 56.4421
Northwest | Other Family | Peak | January | Freezer | MW | 21.1223 | 21.4886 | 22.0863 | 23.017 | 22.8905 | 24.3184 | 24.5329 | 25.8073 | 26.5465 | 27.2337 | 30.4263 | 28.3966 | 27.0898 | 25.2327 | 25.6878 | 26.6975 | 25.8246 | 24.6245 | 28.0426 | 25.2107 | 20.3114 | 24.2806 | 24.9385 | 23.2631 | 20.1539 | 21.6599 | 19.9954 | 19.7335 | 20.0672 | 20.1953 | 19.961 | 19.7281 | 19.5192 | 19.3229 | 19.1344 | 18.9634 | 18.7939 | 18.6428 | 18.4931 | 18.3659 | 18.2342 | 18.1177 | 18.0015 | 17.9023 | 17.802 | 17.7108 | 17.6232 | 17.5472 | 17.4672 | 17.3995
Northwest | Other Family | Peak | January | Clothes Washer | MW | 5.0106 | 4.9222 | 4.8786 | 4.9881 | 4.8679 | 5.0369 | 4.9547 | 5.1536 | 5.2481 | 5.3217 | 5.8729 | 5.4168 | 5.0999 | 4.6854 | 4.6986 | 4.8151 | 4.581 | 4.2991 | 4.8154 | 4.2578 | 5.8161 | 6.8389 | 6.8933 | 6.3153 | 5.3637 | 5.6415 | 5.0857 | 5.0092 | 5.0863 | 5.1141 | 5.0521 | 4.9929 | 4.9411 | 4.8944 | 4.8509 | 4.8134 | 4.7773 | 4.7463 | 4.7168 | 4.6935 | 4.6697 | 4.6498 | 4.6307 | 4.6164 | 4.6015 | 4.5893 | 4.5779 | 4.57 | 4.561 | 4.5545
Northwest | Other Family | Peak | January | Clothes Dryer | MW | 39.5915 | 39.9388 | 40.7072 | 42.4584 | 36.4739 | 38.87 | 39.4522 | 42.7766 | 45.3361 | 47.9639 | 55.1757 | 53.1834 | 52.2704 | 50.1593 | 52.6061 | 56.3474 | 56.1248 | 55.1875 | 64.7869 | 60.0728 | 74.9693 | 79.5576 | 84.3638 | 81.2465 | 72.735 | 80.5615 | 76.595 | 79.9067 | 85.1632 | 71.3603 | 73.3465 | 75.3054 | 77.3392 | 79.4093 | 81.4936 | 83.6504 | 85.8002 | 88.0289 | 90.2629 | 92.6163 | 94.9485 | 97.3632 | 99.7966 | 102.3466 | 104.896 | 107.5267 | 110.1991 | 112.9815 | 115.7653 | 118.6543
Northwest | Other Family | Peak | January | Dishwasher | MW | 6.4832 | 6.5798 | 6.7887 | 7.2396 | 7.3193 | 7.8382 | 8.2066 | 8.9744 | 9.6242 | 10.207 | 11.8304 | 11.3591 | 11.157 | 10.6964 | 11.1961 | 11.9348 | 11.8214 | 11.5287 | 13.4175 | 12.3385 | 13.1534 | 16.0197 | 16.8263 | 15.9951 | 14.1214 | 15.584 | 16.0729 | 15.841 | 16.1371 | 16.3165 | 16.244 | 16.2078 | 16.2207 | 16.2715 | 16.3518 | 16.4686 | 16.6047 | 16.7712 | 16.9542 | 17.1706 | 17.3946 | 17.6404 | 17.8986 | 18.1833 | 18.472 | 18.7786 | 19.0958 | 19.4346 | 19.7756 | 20.133
Northwest | Other Family | Peak | January | Cooking | MW | 42.6098 | 44.1989 | 46.3242 | 49.5004 | 50.4852 | 55.0779 | 56.9886 | 62.6716 | 65.1287 | 67.7325 | 76.5307 | 72.202 | 69.6815 | 65.5791 | 67.4784 | 70.7605 | 70.8864 | 69.9361 | 82.4047 | 76.8793 | 61.5772 | 76.3456 | 81.4302 | 78.7096 | 69.8787 | 76.6228 | 72.1199 | 71.9087 | 73.8185 | 74.939 | 74.6787 | 74.3646 | 74.0943 | 73.3226 | 72.5874 | 71.9352 | 71.2949 | 70.7278 | 70.1771 | 69.7177 | 69.2475 | 68.834 | 68.4304 | 68.0973 | 67.7536 | 67.4506 | 67.1563 | 66.9142 | 66.6528 | 66.4296
Northwest | Other Family | Peak | January | Air Conditioning | MW | 0 | 0 | 0 | 0 | 0 | 0 | 0 | 0 | 0 | 0 | 0 | 0 | 0 | 0 | 0 | 0 | 0 | 0 | 0 | 0 | 0.0292 | 0.0319 | 0.0231 | 0.025 | 0.0157 | 0.022 | 0.0208 | 0.0245 | 0.0238 | 0.0219 | 0.0226 | 0.0232 | 0.0239 | 0.0246 | 0.0253 | 0.0259 | 0.0266 | 0.0273 | 0.0279 | 0.0286 | 0.0292 | 0.0299 | 0.0306 | 0.0312 | 0.0318 | 0.0325 | 0.0331 | 0.0338 | 0.0344 | 0.035
Northwest | Other Family | Peak | January | Entertainment Center | MW | 21.6987 | 23.3335 | 25.2851 | 27.9064 | 29.2965 | 32.7858 | 34.8144 | 38.6314 | 41.9902 | 45.4074 | 53.2053 | 51.6054 | 54.2361 | 55.1642 | 62.3423 | 70.562 | 74.115 | 77.8529 | 99.0789 | 101.3635 | 111.0997 | 140.5364 | 152.3143 | 157.3242 | 150.92 | 174.8666 | 173.3176 | 162.7708 | 156.8056 | 149.1164 | 140.5219 | 133.4767 | 127.7856 | 123.1133 | 119.2133 | 115.9898 | 113.2165 | 110.8909 | 108.834 | 107.1106 | 105.5169 | 104.1219 | 102.8228 | 101.6896 | 100.5883 | 99.7976 | 99.2076 | 98.8322 | 98.5406 | 98.3907
Northwest | Other Family | Peak | January | Other Non-Substitutables | MW | 88.2259 | 86.122 | 91.2087 | 98.3876 | 96.5503 | 105.4872 | 100.0298 | 113.7522 | 113.1243 | 115.7877 | 136.0514 | 126.0448 | 119.4832 | 114.806 | 118.5361 | 119.0378 | 116.6121 | 111.4587 | 128.8508 | 118.47 | 119.1525 | 146.867 | 156.5215 | 148.752 | 124.7787 | 141.1767 | 128.1501 | 127.3862 | 130.5104 | 132.3578 | 131.8657 | 131.3737 | 131.0371 | 130.7767 | 130.5492 | 130.4303 | 130.2939 | 130.2566 | 130.204 | 130.2891 | 130.31 | 130.401 | 130.4744 | 130.6495 | 130.7708 | 130.9378 | 131.0979 | 131.3282 | 131.4974 | 131.7197
Northwest | Other Family | Peak | January | Water Heating Over 55 | MW | 0 | 0 | 0 | 0 | 0 | 0 | 0 | 0 | 0 | 0 | 0 | 0 | 0 | 0 | 0 | 0 | 0 | 0 | 0 | 0 | 0 | 0 | 0 | 0 | 0 | 0 | 0 | 0 | 0 | 0 | 0 | 0 | 0 | 0 | 0 | 0 | 0 | 0 | 0 | 0 | 0 | 0 | 0 | 0 | 0 | 0 | 0 | 0 | 0 | 0
Northwest | Other Family | Peak | February | Space Heating | MW | 645.8671 | 628.1161 | 685.6909 | 758.5219 | 740.7215 | 791.8983 | 738.2178 | 864.5981 | 853.9265 | 882.7306 | 1159.897 | 988.7799 | 900.0086 | 1024.472 | 1023.288 | 1136.838 | 1090.052 | 1082.659 | 1053.859 | 1110.366 | 683.8889 | 434.2095 | 460.5424 | 446.7625 | 396.2896 | 475.7393 | 391.9712 | 396.0114 | 404.8929 | 409.4686 | 406.4869 | 403.3002 | 400.316 | 388.0052 | 376.2155 | 364.9362 | 354.0617 | 343.6626 | 333.6526 | 324.1523 | 314.9623 | 306.1812 | 297.7342 | 289.6988 | 281.9765 | 274.5705 | 267.4873 | 260.7457 | 254.2344 | 248.0339
Northwest | Other Family | Peak | February | Water Heating Under 55 | MW | 337.0963 | 342.6908 | 351.9561 | 369.504 | 370.0588 | 395.951 | 402.963 | 432.9744 | 454.9447 | 476.0618 | 547.0143 | 485.5657 | 454.226 | 483.9419 | 471.928 | 519.9396 | 494.957 | 532.8088 | 501.5574 | 507.5755 | 328.0827 | 336.3313 | 333.9614 | 332.5123 | 313.0576 | 343.6605 | 309.0192 | 309.6024 | 319.4077 | 321.234 | 320.4905 | 319.6519 | 319.114 | 318.6961 | 318.3023 | 318.1298 | 317.8604 | 317.7922 | 317.6548 | 317.827 | 317.8095 | 317.9407 | 318.002 | 318.2925 | 318.4377 | 318.6686 | 318.8656 | 319.2232 | 319.4086 | 319.7081
Northwest | Other Family | Peak | February | Lighting | MW | 114.8094 | 115.7656 | 118.1928 | 123.3436 | 123.0098 | 131.0594 | 132.8634 | 142.4365 | 149.5521 | 156.3823 | 179.9147 | 158.8197 | 148.9724 | 158.5222 | 154.1904 | 168.2421 | 160.171 | 171.3956 | 160.4692 | 162.3632 | 162.4619 | 164.9217 | 162.8681 | 160.5265 | 149.9241 | 164.5725 | 141.5511 | 135.7993 | 134.9976 | 133.3144 | 129.6709 | 126.3603 | 123.7244 | 121.6169 | 119.9107 | 119.3388 | 118.8536 | 118.5365 | 118.2653 | 118.1662 | 118.0474 | 118.0183 | 117.9961 | 118.0802 | 118.1266 | 118.2245 | 118.3213 | 118.4824 | 118.5935 | 118.7517
Northwest | Other Family | Peak | February | Refrigeration | MW | 59.6276 | 59.5832 | 60.1751 | 62.0395 | 61.0433 | 64.0847 | 63.936 | 67.6187 | 69.9836 | 72.091 | 81.774 | 71.2413 | 65.7864 | 69.0726 | 66.4545 | 71.8745 | 67.639 | 71.6085 | 66.2816 | 66.1997 | 76.3659 | 76.7627 | 74.9956 | 73.184 | 67.6233 | 73.2563 | 64.5139 | 63.6617 | 64.7469 | 65.1928 | 64.4804 | 63.7911 | 63.1883 | 62.6406 | 62.1297 | 61.6872 | 61.2623 | 60.9021 | 60.5589 | 60.2944 | 60.027 | 59.8104 | 59.6073 | 59.4662 | 59.3224 | 59.2175 | 59.1266 | 59.082 | 59.0289 | 59.0139
Northwest | Other Family | Peak | February | Freezer | MW | 20.596 | 20.9472 | 21.532 | 22.4526 | 22.3388 | 23.7293 | 23.9332 | 25.1797 | 25.9245 | 26.5717 | 29.9996 | 26.0425 | 23.9309 | 25.0386 | 24.0078 | 25.9477 | 24.3245 | 25.7041 | 23.7628 | 23.6438 | 26.5425 | 26.6754 | 25.9927 | 25.363 | 23.3846 | 25.2446 | 22.2811 | 21.9894 | 22.3615 | 22.5044 | 22.2435 | 21.9842 | 21.7516 | 21.533 | 21.3232 | 21.1327 | 20.9441 | 20.7759 | 20.6093 | 20.4678 | 20.3212 | 20.1916 | 20.0623 | 19.9519 | 19.8404 | 19.7389 | 19.6416 | 19.5571 | 19.4681 | 19.393
Northwest | Other Family | Peak | February | Clothes Washer | MW | 3.6027 | 3.5381 | 3.5072 | 3.5879 | 3.5031 | 3.6242 | 3.5641 | 3.7077 | 3.779 | 3.8285 | 4.2694 | 3.6628 | 3.3219 | 3.4282 | 3.2378 | 3.4506 | 3.1816 | 3.3094 | 3.0092 | 2.9447 | 6.696 | 6.6174 | 6.3279 | 6.0626 | 5.4807 | 5.7901 | 4.9903 | 4.9152 | 4.9909 | 5.0182 | 4.9575 | 4.8993 | 4.8486 | 4.8028 | 4.7602 | 4.7234 | 4.688 | 4.6576 | 4.6286 | 4.6058 | 4.5825 | 4.563 | 4.5443 | 4.5303 | 4.5157 | 4.5038 | 4.4926 | 4.4849 | 4.4761 | 4.4697
Northwest | Other Family | Peak | February | Clothes Dryer | MW | 35.9016 | 36.2063 | 36.9054 | 38.5161 | 33.1013 | 35.2713 | 35.7922 | 38.8143 | 41.1738 | 43.5215 | 50.5979 | 45.3596 | 42.9407 | 46.2847 | 45.7223 | 50.9365 | 49.1701 | 53.5878 | 51.0675 | 52.4046 | 85.53 | 76.278 | 76.7345 | 77.2732 | 73.6286 | 81.9087 | 74.4519 | 77.6703 | 82.7789 | 69.362 | 71.292 | 73.1956 | 75.1718 | 77.1833 | 79.2087 | 81.3045 | 83.3934 | 85.5591 | 87.7298 | 90.0167 | 92.2828 | 94.6291 | 96.9936 | 99.4713 | 101.9486 | 104.5046 | 107.1014 | 109.8049 | 112.5098 | 115.3169
Northwest | Other Family | Peak | February | Dishwasher | MW | 6.3647 | 6.4567 | 6.6652 | 7.1089 | 7.1925 | 7.7009 | 8.0557 | 8.8086 | 9.4533 | 10.0163 | 11.7255 | 10.4747 | 9.916 | 10.6791 | 10.5224 | 11.66 | 11.1919 | 12.1008 | 11.4334 | 11.6367 | 14.9371 | 15.2936 | 15.2401 | 15.1546 | 14.2416 | 15.7896 | 15.5728 | 15.3484 | 15.6355 | 15.8096 | 15.7396 | 15.7048 | 15.7176 | 15.767 | 15.845 | 15.9585 | 16.0906 | 16.2522 | 16.4297 | 16.6397 | 16.8569 | 17.0954 | 17.3458 | 17.6219 | 17.9019 | 18.1993 | 18.5069 | 18.8355 | 19.1662 | 19.5128
Northwest | Other Family | Peak | February | Cooking | MW | 34.7057 | 35.9898 | 37.7235 | 40.3341 | 41.154 | 44.8919 | 46.4385 | 51.0722 | 53.1225 | 55.1989 | 63.0327 | 55.3123 | 51.4177 | 54.3542 | 52.6739 | 57.4446 | 55.7688 | 60.9927 | 58.3383 | 60.2339 | 66.1021 | 68.8778 | 69.697 | 70.4497 | 66.5776 | 73.3284 | 65.9867 | 65.7927 | 67.5395 | 68.564 | 68.3253 | 68.0374 | 67.7895 | 67.083 | 66.4099 | 65.8128 | 65.2266 | 64.7074 | 64.2032 | 63.7827 | 63.3522 | 62.9736 | 62.6041 | 62.2991 | 61.9845 | 61.707 | 61.4375 | 61.2158 | 60.9765 | 60.7721
Northwest | Other Family | Peak | February | Air Conditioning | MW | 0 | 0 | 0 | 0 | 0 | 0 | 0 | 0 | 0 | 0 | 0 | 0 | 0 | 0 | 0 | 0 | 0 | 0 | 0 | 0 | 0.0435 | 0.0402 | 0.0277 | 0.0313 | 0.0209 | 0.0294 | 0.0266 | 0.0313 | 0.0304 | 0.028 | 0.0289 | 0.0297 | 0.0306 | 0.0314 | 0.0323 | 0.0331 | 0.034 | 0.0348 | 0.0357 | 0.0365 | 0.0373 | 0.0382 | 0.039 | 0.0398 | 0.0407 | 0.0415 | 0.0423 | 0.0431 | 0.0439 | 0.0447
Northwest | Other Family | Peak | February | Entertainment Center | MW | 18.002 | 19.3525 | 20.9741 | 23.1615 | 24.3259 | 27.22 | 28.8973 | 32.0698 | 34.8893 | 37.6936 | 44.6298 | 40.2687 | 40.7629 | 46.573 | 49.5693 | 58.3386 | 59.3809 | 69.1353 | 71.4219 | 80.866 | 129.8508 | 138.0713 | 141.9662 | 153.3999 | 156.6769 | 182.3641 | 172.7839 | 162.2691 | 156.3219 | 148.656 | 140.0878 | 133.0639 | 127.39 | 122.7317 | 118.8435 | 115.6296 | 112.8646 | 110.5458 | 108.495 | 106.7767 | 105.1877 | 103.7968 | 102.5014 | 101.3714 | 100.2734 | 99.4847 | 98.8964 | 98.5219 | 98.2309 | 98.0812
Northwest | Other Family | Peak | February | Other Non-Substitutables | MW | 90.4564 | 88.2764 | 93.4946 | 100.9132 | 99.0732 | 108.2296 | 102.6096 | 116.7096 | 116.1671 | 118.791 | 141.0589 | 121.5434 | 110.9798 | 119.7826 | 116.4839 | 121.6557 | 115.4987 | 122.3416 | 114.8135 | 116.8267 | 140.0723 | 145.1087 | 146.7098 | 145.8132 | 130.1817 | 147.9396 | 128.3847 | 127.6189 | 130.7484 | 132.5989 | 132.1054 | 131.6122 | 131.2745 | 131.0131 | 130.7849 | 130.6654 | 130.5284 | 130.4905 | 130.4375 | 130.5224 | 130.543 | 130.6338 | 130.7069 | 130.8819 | 131.0032 | 131.17 | 131.3301 | 131.5605 | 131.7296 | 131.9519
Northwest | Other Family | Peak | February | Water Heating Over 55 | MW | 0 | 0 | 0 | 0 | 0 | 0 | 0 | 0 | 0 | 0 | 0 | 0 | 0 | 0 | 0 | 0 | 0 | 0 | 0 | 0 | 0 | 0 | 0 | 0 | 0 | 0 | 0 | 0 | 0 | 0 | 0 | 0 | 0 | 0 | 0 | 0 | 0 | 0 | 0 | 0 | 0 | 0 | 0 | 0 | 0 | 0 | 0 | 0 | 0 | 0
Northwest | Other Family | Peak | March | Space Heating | MW | 581.145 | 564.8434 | 616.7667 | 682.8524 | 666.1538 | 712.9646 | 663.7689 | 778.3741 | 767.4158 | 793.5065 | 958.1817 | 909.6094 | 905.126 | 971.4822 | 971.0811 | 994.0798 | 1063.26 | 949.6483 | 958.5156 | 928.5419 | 471.6594 | 314.0991 | 343.3011 | 361.2793 | 306.5869 | 329.5671 | 308.5625 | 311.6597 | 318.5708 | 322.1022 | 319.6917 | 317.1283 | 314.7279 | 305.4539 | 296.5667 | 288.0612 | 279.8486 | 271.9914 | 264.4183 | 257.2341 | 250.2711 | 243.6143 | 237.2028 | 231.1042 | 225.2349 | 219.6012 | 214.2082 | 209.0751 | 204.108 | 199.3755
Northwest | Other Family | Peak | March | Water Heating Under 55 | MW | 322.1458 | 327.2884 | 336.1523 | 353.2626 | 353.2157 | 378.4433 | 384.6814 | 414.5351 | 434.7954 | 455.1153 | 480.783 | 475.1383 | 485.813 | 487.9116 | 476.4391 | 483.6156 | 513.6392 | 497.0751 | 485.1219 | 451.4784 | 292.1438 | 305.07 | 312.2646 | 336.9467 | 302.4215 | 297.031 | 303.5551 | 304.1277 | 313.7591 | 315.5531 | 314.8227 | 313.999 | 313.47 | 313.059 | 312.672 | 312.5025 | 312.2377 | 312.17 | 312.0349 | 312.2037 | 312.1864 | 312.3145 | 312.3744 | 312.6595 | 312.8017 | 313.0278 | 313.2209 | 313.572 | 313.7537 | 314.0471
Northwest | Other Family | Peak | March | Lighting | MW | 92.067 | 92.7873 | 94.7344 | 98.9655 | 98.5311 | 105.1253 | 106.4509 | 114.459 | 119.9617 | 125.4793 | 132.728 | 130.4276 | 133.7252 | 134.1264 | 130.6536 | 131.3486 | 139.5175 | 134.2016 | 130.2655 | 121.2141 | 130.5675 | 135.0215 | 137.4393 | 146.7815 | 130.673 | 128.303 | 125.438 | 120.3453 | 119.6386 | 118.1505 | 114.9236 | 111.99 | 109.6541 | 107.7863 | 106.2742 | 105.7695 | 105.3412 | 105.0613 | 104.822 | 104.735 | 104.6304 | 104.6049 | 104.5856 | 104.6604 | 104.7017 | 104.7885 | 104.8743 | 105.0171 | 105.1156 | 105.2555
Northwest | Other Family | Peak | March | Refrigeration | MW | 60.8595 | 60.7817 | 61.387 | 63.3551 | 62.2321 | 65.4246 | 65.1972 | 69.1569 | 71.4463 | 73.6216 | 76.7793 | 74.4631 | 75.161 | 74.3852 | 71.6666 | 71.4148 | 74.9821 | 71.363 | 68.4838 | 62.9028 | 69.9553 | 71.6317 | 72.1361 | 76.28 | 67.1886 | 65.1107 | 65.1712 | 64.3101 | 65.406 | 65.8563 | 65.1365 | 64.4401 | 63.8309 | 63.2773 | 62.761 | 62.3139 | 61.8845 | 61.5205 | 61.1736 | 60.9063 | 60.636 | 60.417 | 60.2117 | 60.069 | 59.9236 | 59.8174 | 59.7254 | 59.6802 | 59.6265 | 59.6111
Northwest | Other Family | Peak | March | Freezer | MW | 19.0846 | 19.3994 | 19.9416 | 20.8155 | 20.6754 | 21.9929 | 22.156 | 23.3787 | 24.0267 | 24.6345 | 25.5709 | 24.712 | 24.8213 | 24.4791 | 23.5038 | 23.4037 | 24.4778 | 23.2558 | 22.2897 | 20.3956 | 25.041 | 25.6292 | 25.7421 | 27.215 | 23.924 | 23.103 | 23.1748 | 22.871 | 23.2576 | 23.4057 | 23.134 | 22.8639 | 22.6216 | 22.3938 | 22.1752 | 21.9768 | 21.7802 | 21.6049 | 21.4313 | 21.2837 | 21.131 | 20.9958 | 20.861 | 20.7458 | 20.6295 | 20.5236 | 20.422 | 20.3338 | 20.241 | 20.1625
Northwest | Other Family | Peak | March | Clothes Washer | MW | 3.298 | 3.2371 | 3.2089 | 3.2861 | 3.2029 | 3.3184 | 3.2597 | 3.4011 | 3.4601 | 3.5066 | 3.5954 | 3.4338 | 3.4039 | 3.3111 | 3.1316 | 3.0749 | 3.1632 | 2.9579 | 2.7884 | 2.5094 | 6.4322 | 6.4754 | 6.3829 | 6.6272 | 5.7112 | 5.398 | 5.2877 | 5.2083 | 5.2885 | 5.3175 | 5.2532 | 5.1917 | 5.138 | 5.0895 | 5.0444 | 5.0055 | 4.968 | 4.9359 | 4.9053 | 4.8812 | 4.8566 | 4.8359 | 4.8162 | 4.8014 | 4.786 | 4.7734 | 4.7617 | 4.7536 | 4.7443 | 4.7376
Northwest | Other Family | Peak | March | Clothes Dryer | MW | 32.8657 | 33.1248 | 33.766 | 35.2752 | 30.2661 | 32.2945 | 32.7323 | 35.6001 | 37.697 | 39.8587 | 42.6036 | 42.5196 | 43.9967 | 44.7029 | 44.2204 | 45.389 | 48.8841 | 47.8923 | 47.3181 | 44.6543 | 78.7119 | 71.5105 | 74.1558 | 80.9297 | 73.508 | 73.162 | 75.5818 | 78.8477 | 84.0325 | 70.4115 | 72.3699 | 74.3013 | 76.3064 | 78.3472 | 80.4022 | 82.5287 | 84.6482 | 86.8453 | 89.0477 | 91.368 | 93.6672 | 96.0474 | 98.4464 | 100.9602 | 103.4736 | 106.0666 | 108.701 | 111.4439 | 114.188 | 117.0357
Northwest | Other Family | Peak | March | Dishwasher | MW | 5.5055 | 5.5816 | 5.7617 | 6.1529 | 6.2121 | 6.6628 | 6.9643 | 7.6394 | 8.1825 | 8.6728 | 9.3362 | 9.2845 | 9.6045 | 9.7482 | 9.6207 | 9.8213 | 10.518 | 10.2227 | 10.0133 | 9.3726 | 13.8374 | 14.4322 | 14.8248 | 15.9751 | 14.3074 | 14.1896 | 15.9125 | 15.6839 | 15.978 | 16.1567 | 16.0859 | 16.0511 | 16.0649 | 16.1161 | 16.1967 | 16.3134 | 16.4492 | 16.615 | 16.7973 | 17.0127 | 17.2356 | 17.48 | 17.7369 | 18.0199 | 18.307 | 18.6118 | 18.9271 | 19.2639 | 19.6029 | 19.9581
Northwest | Other Family | Peak | March | Cooking | MW | 27.1929 | 28.1829 | 29.5412 | 31.6173 | 32.2068 | 35.1802 | 36.3505 | 40.0942 | 41.6306 | 43.2694 | 45.4267 | 44.3761 | 45.0899 | 44.9308 | 43.6043 | 43.815 | 47.4586 | 46.6545 | 46.2649 | 43.9298 | 61.5433 | 65.3303 | 68.1421 | 74.6436 | 67.2405 | 66.2569 | 67.7651 | 67.5651 | 69.3581 | 70.4096 | 70.1638 | 69.8676 | 69.6124 | 68.8862 | 68.1946 | 67.5811 | 66.9788 | 66.4451 | 65.9271 | 65.495 | 65.0527 | 64.6635 | 64.2839 | 63.9704 | 63.6472 | 63.362 | 63.0851 | 62.8573 | 62.6114 | 62.4012
Northwest | Other Family | Peak | March | Air Conditioning | MW | 0 | 0 | 0 | 0 | 0 | 0 | 0 | 0 | 0 | 0 | 0 | 0 | 0 | 0 | 0 | 0 | 0 | 0 | 0 | 0 | 0.0216 | 0.0202 | 0.0144 | 0.0176 | 0.0112 | 0.0141 | 0.0145 | 0.017 | 0.0166 | 0.0152 | 0.0157 | 0.0162 | 0.0167 | 0.0171 | 0.0176 | 0.0181 | 0.0185 | 0.019 | 0.0194 | 0.0199 | 0.0204 | 0.0208 | 0.0213 | 0.0217 | 0.0222 | 0.0226 | 0.023 | 0.0235 | 0.0239 | 0.0244
Northwest | Other Family | Peak | March | Entertainment Center | MW | 15.1956 | 16.3279 | 17.6962 | 19.5625 | 20.5108 | 22.9835 | 24.3713 | 27.1276 | 29.4585 | 31.8376 | 34.658 | 34.8104 | 38.5193 | 41.4816 | 44.213 | 47.9411 | 54.4437 | 56.9867 | 61.0373 | 63.5557 | 113.276 | 122.6909 | 130.0297 | 152.2348 | 148.2163 | 154.3087 | 166.1319 | 156.0215 | 150.3027 | 142.9318 | 134.6933 | 127.9397 | 122.4839 | 118.0047 | 114.2661 | 111.1758 | 108.517 | 106.2873 | 104.3153 | 102.6631 | 101.135 | 99.7974 | 98.5518 | 97.4652 | 96.4094 | 95.6507 | 95.0849 | 94.7247 | 94.4449 | 94.3006
Northwest | Other Family | Peak | March | Other Non-Substitutables | MW | 72.9282 | 71.1273 | 75.3365 | 81.3969 | 79.7807 | 87.2742 | 82.6416 | 94.2763 | 93.6704 | 95.8183 | 104.6076 | 100.3471 | 100.1507 | 101.8909 | 99.2216 | 95.475 | 101.13 | 96.3056 | 93.7025 | 87.6829 | 110.8436 | 116.97 | 121.9034 | 131.3019 | 111.7486 | 113.613 | 112.0588 | 111.39 | 114.1212 | 115.7361 | 115.3051 | 114.8744 | 114.5792 | 114.3507 | 114.1513 | 114.0468 | 113.927 | 113.8936 | 113.8471 | 113.921 | 113.9388 | 114.0176 | 114.0812 | 114.2338 | 114.3394 | 114.4846 | 114.6241 | 114.825 | 114.9724 | 115.166
Northwest | Other Family | Peak | March | Water Heating Over 55 | MW | 0 | 0 | 0 | 0 | 0 | 0 | 0 | 0 | 0 | 0 | 0 | 0 | 0 | 0 | 0 | 0 | 0 | 0 | 0 | 0 | 0 | 0 | 0 | 0 | 0 | 0 | 0 | 0 | 0 | 0 | 0 | 0 | 0 | 0 | 0 | 0 | 0 | 0 | 0 | 0 | 0 | 0 | 0 | 0 | 0 | 0 | 0 | 0 | 0 | 0
Northwest | Other Family | Peak | April | Space Heating | MW | 449.479 | 435.2369 | 474.5175 | 526.8666 | 513.0149 | 550.7756 | 509.8933 | 606.2903 | 594.0763 | 615.7725 | 687.9998 | 721.1516 | 696.7564 | 782.4625 | 780.4281 | 819.5201 | 814.2686 | 787.6871 | 768.782 | 811.5087 | 263.893 | 192.3689 | 228.2482 | 202.5144 | 188.808 | 205.4767 | 178.7252 | 180.2882 | 184.1065 | 185.9849 | 184.4406 | 182.8247 | 181.3114 | 176.3159 | 171.5256 | 166.9415 | 162.5052 | 158.2584 | 154.1591 | 150.2754 | 146.5002 | 142.8887 | 139.4054 | 136.095 | 132.9019 | 129.8341 | 126.8944 | 124.0993 | 121.3861 | 118.8
Northwest | Other Family | Peak | April | Water Heating Under 55 | MW | 261.957 | 264.9021 | 271.7411 | 286.5164 | 285.6575 | 307.1761 | 310.788 | 339.5047 | 353.7372 | 371.1349 | 362.6662 | 396.0213 | 393.0339 | 412.5598 | 402.1881 | 417.9676 | 412.3527 | 432.2417 | 407.8225 | 413.571 | 249.2812 | 270.4507 | 300.7113 | 273.4049 | 267.7015 | 266.1165 | 252.826 | 253.3028 | 261.3228 | 262.816 | 262.2067 | 261.5198 | 261.0779 | 260.7348 | 260.4112 | 260.27 | 260.0488 | 259.9911 | 259.8781 | 260.0181 | 260.0031 | 260.1086 | 260.1581 | 260.3956 | 260.513 | 260.7007 | 260.8606 | 261.1531 | 261.304 | 261.5474
Northwest | Other Family | Peak | April | Lighting | MW | 77.328 | 77.5839 | 79.1295 | 82.9551 | 82.3543 | 88.2005 | 88.9139 | 96.9231 | 100.9069 | 105.8005 | 103.5181 | 112.4192 | 111.8718 | 117.2523 | 114.0339 | 117.3658 | 115.7806 | 120.6427 | 113.2056 | 114.7655 | 105.9998 | 113.9103 | 125.9303 | 113.3288 | 110.0564 | 109.3559 | 99.412 | 95.3742 | 94.8125 | 93.6334 | 91.076 | 88.7496 | 86.8967 | 85.4153 | 84.2158 | 83.815 | 83.4748 | 83.2521 | 83.0619 | 82.9924 | 82.909 | 82.8882 | 82.8725 | 82.9316 | 82.9638 | 83.0322 | 83.0997 | 83.2128 | 83.2906 | 83.401
Northwest | Other Family | Peak | April | Refrigeration | MW | 57.788 | 57.448 | 57.9573 | 60.0233 | 58.785 | 62.0358 | 61.5332 | 66.1853 | 67.9093 | 70.1525 | 67.6727 | 72.5268 | 71.0571 | 73.4886 | 70.6827 | 72.1035 | 70.3125 | 72.4925 | 67.2545 | 67.309 | 69.4676 | 73.9152 | 80.8496 | 72.044 | 69.2272 | 67.8949 | 63.1797 | 62.345 | 63.4072 | 63.8436 | 63.1456 | 62.4703 | 61.8795 | 61.3427 | 60.8419 | 60.4084 | 59.9921 | 59.6389 | 59.3025 | 59.0432 | 58.7811 | 58.5685 | 58.3694 | 58.231 | 58.0898 | 57.9867 | 57.8973 | 57.8535 | 57.8012 | 57.7861
Northwest | Other Family | Peak | April | Freezer | MW | 18.1552 | 18.3704 | 18.8624 | 19.7567 | 19.5664 | 20.8915 | 20.949 | 22.4124 | 22.8761 | 23.5135 | 22.5762 | 24.1099 | 23.5068 | 24.2255 | 23.2201 | 23.6566 | 22.9799 | 23.6525 | 21.915 | 21.8574 | 26.0638 | 27.7171 | 30.2391 | 26.9366 | 25.8338 | 25.2456 | 23.5354 | 23.2257 | 23.6171 | 23.7663 | 23.4892 | 23.2138 | 22.9665 | 22.734 | 22.5108 | 22.3082 | 22.1074 | 21.9283 | 21.7508 | 21.5998 | 21.4436 | 21.3051 | 21.1671 | 21.0491 | 20.9298 | 20.8212 | 20.7168 | 20.6261 | 20.5308 | 20.4498
Northwest | Other Family | Peak | April | Clothes Washer | MW | 3.1004 | 3.0292 | 3.0002 | 3.0824 | 2.9946 | 3.1146 | 3.0452 | 3.2224 | 3.2557 | 3.3079 | 3.1373 | 3.3112 | 3.186 | 3.2386 | 3.0581 | 3.0738 | 2.9372 | 2.9751 | 2.7114 | 2.6587 | 7.0177 | 7.3408 | 7.8598 | 6.8764 | 6.4646 | 6.1841 | 5.6323 | 5.5478 | 5.6333 | 5.6643 | 5.5959 | 5.5304 | 5.4733 | 5.4217 | 5.3738 | 5.3324 | 5.2926 | 5.2584 | 5.2259 | 5.2003 | 5.1742 | 5.1523 | 5.1314 | 5.1157 | 5.0994 | 5.086 | 5.0736 | 5.0651 | 5.0553 | 5.0482
Northwest | Other Family | Peak | April | Clothes Dryer | MW | 31.2903 | 31.3918 | 31.9627 | 33.5054 | 28.6655 | 30.7021 | 30.9739 | 34.1573 | 35.9294 | 38.0806 | 37.651 | 41.5219 | 41.7022 | 44.2848 | 43.7352 | 45.9689 | 45.9864 | 48.7993 | 46.6109 | 47.9244 | 65.4192 | 61.7521 | 69.5578 | 63.9643 | 63.3788 | 63.8444 | 61.3213 | 63.9689 | 68.1729 | 57.1208 | 58.7076 | 60.2725 | 61.897 | 63.5505 | 65.2152 | 66.9382 | 68.6552 | 70.4349 | 72.2191 | 74.0986 | 75.9609 | 77.8888 | 79.8317 | 81.868 | 83.9034 | 86.0034 | 88.1367 | 90.3581 | 92.5803 | 94.886
Northwest | Other Family | Peak | April | Dishwasher | MW | 5.6708 | 5.7174 | 5.8978 | 6.3194 | 6.3572 | 6.8476 | 7.1238 | 7.927 | 8.4245 | 8.9544 | 8.9152 | 9.799 | 9.8383 | 10.4288 | 10.2769 | 10.7279 | 10.6724 | 11.238 | 10.6411 | 10.8533 | 11.1181 | 12.0506 | 13.4445 | 12.2085 | 11.9245 | 11.969 | 12.4858 | 12.3071 | 12.5384 | 12.6792 | 12.6243 | 12.5975 | 12.6089 | 12.6497 | 12.7134 | 12.8057 | 12.9128 | 13.0436 | 13.1872 | 13.3569 | 13.5324 | 13.7249 | 13.9272 | 14.15 | 14.376 | 14.6159 | 14.8641 | 15.1292 | 15.3961 | 15.6756
Northwest | Other Family | Peak | April | Cooking | MW | 23.4302 | 24.1731 | 25.3077 | 27.1763 | 27.6041 | 30.2613 | 31.1318 | 34.7948 | 35.8988 | 37.3884 | 36.3082 | 39.1931 | 38.6492 | 40.2508 | 39.0012 | 40.1415 | 40.3827 | 42.9965 | 41.2179 | 42.6331 | 50.2694 | 55.4501 | 62.8221 | 57.9845 | 56.9756 | 56.8209 | 54.0457 | 53.8859 | 55.3153 | 56.1535 | 55.9571 | 55.7205 | 55.5166 | 54.9372 | 54.3853 | 53.8958 | 53.4152 | 52.9893 | 52.576 | 52.2312 | 51.8782 | 51.5676 | 51.2646 | 51.0146 | 50.7565 | 50.5288 | 50.3077 | 50.1259 | 49.9296 | 49.7617
Northwest | Other Family | Peak | April | Air Conditioning | MW | 0 | 0 | 0 | 0 | 0 | 0 | 0 | 0 | 0 | 0 | 0 | 0 | 0 | 0 | 0 | 0 | 0 | 0 | 0 | 0 | 0.0168 | 0.0163 | 0.0126 | 0.013 | 0.0091 | 0.0116 | 0.011 | 0.0129 | 0.0126 | 0.0116 | 0.0119 | 0.0123 | 0.0126 | 0.013 | 0.0134 | 0.0137 | 0.014 | 0.0144 | 0.0148 | 0.0151 | 0.0155 | 0.0158 | 0.0161 | 0.0165 | 0.0168 | 0.0172 | 0.0175 | 0.0178 | 0.0182 | 0.0185
Northwest | Other Family | Peak | April | Entertainment Center | MW | 12.8673 | 13.7621 | 14.8994 | 16.5285 | 17.2769 | 19.434 | 20.508 | 23.1544 | 24.9666 | 27.0564 | 27.2434 | 30.2401 | 32.4822 | 36.5521 | 38.8906 | 43.1552 | 45.5148 | 51.617 | 53.4485 | 60.6487 | 112.8979 | 127.0783 | 146.2818 | 144.3275 | 153.2995 | 161.5179 | 161.6436 | 151.8064 | 146.2417 | 139.0697 | 131.0535 | 124.4821 | 119.1733 | 114.8149 | 111.1769 | 108.1701 | 105.583 | 103.413 | 101.4942 | 99.8864 | 98.3994 | 97.0976 | 95.8854 | 94.8282 | 93.8005 | 93.0622 | 92.5113 | 92.1609 | 91.8884 | 91.7476
Northwest | Other Family | Peak | April | Other Non-Substitutables | MW | 66.3626 | 64.4379 | 68.1709 | 73.9076 | 72.2432 | 79.3245 | 74.7509 | 86.5067 | 85.3578 | 87.5446 | 88.409 | 93.7098 | 90.7949 | 96.5443 | 93.8476 | 92.4285 | 90.9321 | 93.8049 | 88.239 | 89.9736 | 96.6129 | 105.9319 | 119.922 | 108.848 | 101.0647 | 103.9969 | 95.3536 | 94.7845 | 97.1081 | 98.482 | 98.115 | 97.7482 | 97.4966 | 97.3019 | 97.1318 | 97.0428 | 96.9406 | 96.9117 | 96.8719 | 96.9345 | 96.9494 | 97.016 | 97.0699 | 97.1997 | 97.289 | 97.4124 | 97.5306 | 97.7015 | 97.8267 | 97.9909
Northwest | Other Family | Peak | April | Water Heating Over 55 | MW | 0 | 0 | 0 | 0 | 0 | 0 | 0 | 0 | 0 | 0 | 0 | 0 | 0 | 0 | 0 | 0 | 0 | 0 | 0 | 0 | 0 | 0 | 0 | 0 | 0 | 0 | 0 | 0 | 0 | 0 | 0 | 0 | 0 | 0 | 0 | 0 | 0 | 0 | 0 | 0 | 0 | 0 | 0 | 0 | 0 | 0 | 0 | 0 | 0 | 0
Northwest | Other Family | Peak | May | Space Heating | MW | 193.6373 | 186.1368 | 203.8362 | 227.7417 | 220.1255 | 237.0086 | 216.6259 | 263.0018 | 253.0688 | 263.7776 | 335.243 | 323.1854 | 305.9618 | 358.7572 | 362.1349 | 360.7046 | 407.4465 | 346.7056 | 336.8902 | 369.7342 | 153.7737 | 103.6475 | 118.2418 | 112.2023 | 105.9741 | 109.016 | 97.257 | 98.0924 | 100.1617 | 101.1768 | 100.3302 | 99.4452 | 98.6161 | 95.8961 | 93.2869 | 90.7908 | 88.3746 | 86.0609 | 83.8277 | 81.7118 | 79.655 | 77.6867 | 75.7886 | 73.9849 | 72.2442 | 70.5723 | 68.9695 | 67.4464 | 65.9675 | 64.5574
Northwest | Other Family | Peak | May | Water Heating Under 55 | MW | 259.9923 | 261.1652 | 269.1263 | 285.8593 | 282.9389 | 305.5372 | 304.9381 | 340.2577 | 348.0509 | 366.9258 | 405.9749 | 409.5509 | 398.9974 | 436.7627 | 430.2209 | 424.2228 | 475.016 | 438.4371 | 411.8636 | 433.891 | 233.7027 | 234.9502 | 251.2585 | 244.7958 | 242.8945 | 228.3627 | 222.8937 | 223.313 | 230.3759 | 231.6863 | 231.1434 | 230.5325 | 230.1375 | 229.8328 | 229.5409 | 229.4152 | 229.2169 | 229.1621 | 229.0597 | 229.1807 | 229.1652 | 229.2551 | 229.297 | 229.5075 | 229.6069 | 229.7728 | 229.9101 | 230.1695 | 230.3019 | 230.5146
Northwest | Other Family | Peak | May | Lighting | MW | 70.7934 | 70.567 | 72.3024 | 76.3856 | 75.3073 | 81.0277 | 80.577 | 89.7217 | 91.7118 | 96.6378 | 107.007 | 107.4464 | 104.9729 | 114.7442 | 112.7049 | 110.0984 | 123.1951 | 113.0994 | 105.6607 | 111.221 | 95.6312 | 95.29 | 101.293 | 97.7208 | 96.1843 | 90.4456 | 84.4868 | 81.0354 | 80.5402 | 79.5293 | 77.3503 | 75.3669 | 73.7867 | 72.5238 | 71.4999 | 71.1506 | 70.8539 | 70.6581 | 70.4913 | 70.428 | 70.3537 | 70.3328 | 70.3172 | 70.3663 | 70.3912 | 70.4486 | 70.5042 | 70.6 | 70.6654 | 70.7583
Northwest | Other Family | Peak | May | Refrigeration | MW | 50.7764 | 50.1451 | 50.8212 | 53.0388 | 51.5801 | 54.6861 | 53.4996 | 58.8248 | 59.2476 | 61.5287 | 67.1824 | 66.5608 | 64.0237 | 69.0517 | 67.0809 | 64.9361 | 71.8425 | 65.2451 | 60.2687 | 62.6475 | 70.7721 | 69.8002 | 73.42 | 70.129 | 68.2966 | 63.3781 | 60.6065 | 59.807 | 60.826 | 61.2449 | 60.5756 | 59.928 | 59.3613 | 58.8471 | 58.3665 | 57.9513 | 57.5521 | 57.2134 | 56.8909 | 56.6424 | 56.3911 | 56.1872 | 55.9964 | 55.8644 | 55.7287 | 55.6303 | 55.5442 | 55.5029 | 55.453 | 55.4385
Northwest | Other Family | Peak | May | Freezer | MW | 16.6954 | 16.781 | 17.3069 | 18.2642 | 17.9594 | 19.2624 | 19.0514 | 20.8252 | 20.8607 | 21.5511 | 23.4163 | 23.1101 | 22.1208 | 23.7673 | 23.0062 | 22.227 | 24.4935 | 22.1997 | 20.4761 | 21.2239 | 28.8107 | 28.3835 | 29.7804 | 28.4429 | 27.6429 | 25.5461 | 24.4495 | 24.1233 | 24.5244 | 24.674 | 24.3808 | 24.0894 | 23.8272 | 23.5808 | 23.3435 | 23.1281 | 22.9144 | 22.723 | 22.5335 | 22.3715 | 22.204 | 22.0549 | 21.9063 | 21.7788 | 21.6492 | 21.5314 | 21.4173 | 21.3182 | 21.2138 | 21.1242
Northwest | Other Family | Peak | May | Clothes Washer | MW | 2.7787 | 2.6987 | 2.6873 | 2.7796 | 2.6794 | 2.7999 | 2.6991 | 2.9219 | 2.8981 | 2.9604 | 3.1784 | 3.1012 | 2.9304 | 3.1069 | 2.9641 | 2.8273 | 3.066 | 2.7357 | 2.4825 | 2.5284 | 6.4866 | 6.2896 | 6.4765 | 6.0724 | 5.7857 | 5.2358 | 4.9006 | 4.8273 | 4.9018 | 4.9289 | 4.8695 | 4.8126 | 4.763 | 4.7183 | 4.6766 | 4.6408 | 4.6062 | 4.5766 | 4.5484 | 4.5262 | 4.5036 | 4.4846 | 4.4665 | 4.453 | 4.4389 | 4.4274 | 4.4166 | 4.4093 | 4.4009 | 4.3948
Northwest | Other Family | Peak | May | Clothes Dryer | MW | 38.0661 | 37.9364 | 38.8036 | 40.9871 | 34.8186 | 37.4615 | 37.2833 | 42.0237 | 43.4059 | 46.2376 | 51.7652 | 52.7547 | 52.0127 | 57.6075 | 57.4818 | 57.3422 | 65.0981 | 60.8362 | 57.854 | 61.776 | 62.2196 | 54.4336 | 58.9649 | 58.1026 | 58.3404 | 55.59 | 54.8665 | 57.2306 | 60.9853 | 51.0936 | 52.508 | 53.9026 | 55.35 | 56.8238 | 58.3063 | 59.8417 | 61.371 | 62.9557 | 64.5443 | 66.2179 | 67.8758 | 69.5914 | 71.3207 | 73.1338 | 74.9439 | 76.8128 | 78.7096 | 80.6865 | 82.6628 | 84.7128
Northwest | Other Family | Peak | May | Dishwasher | MW | 4.8738 | 4.8816 | 5.0647 | 5.4656 | 5.466 | 5.9195 | 6.0541 | 6.9153 | 7.2145 | 7.7147 | 8.6856 | 8.8419 | 8.7351 | 9.6603 | 9.6183 | 9.5272 | 10.7549 | 9.9848 | 9.4165 | 9.9786 | 10.9876 | 11.0457 | 11.8517 | 11.5372 | 11.4174 | 10.8455 | 11.6348 | 11.469 | 11.6852 | 11.817 | 11.7665 | 11.7422 | 11.7534 | 11.7922 | 11.8522 | 11.9389 | 12.0395 | 12.1621 | 12.2967 | 12.4556 | 12.62 | 12.8002 | 12.9895 | 13.1983 | 13.4097 | 13.6343 | 13.8665 | 14.1147 | 14.3644 | 14.626
Northwest | Other Family | Peak | May | Cooking | MW | 21.3636 | 21.8956 | 23.0247 | 24.9064 | 25.1157 | 27.6483 | 28.0669 | 32.0087 | 32.4435 | 33.9393 | 37.3144 | 37.2287 | 36.0299 | 39.138 | 38.3088 | 37.4338 | 42.7232 | 40.0661 | 38.2372 | 41.0582 | 43.2295 | 44.2165 | 48.1772 | 47.6513 | 47.4532 | 44.7692 | 43.7765 | 43.6485 | 44.8068 | 45.4864 | 45.3279 | 45.1368 | 44.9721 | 44.5037 | 44.0567 | 43.661 | 43.2721 | 42.9274 | 42.5929 | 42.3137 | 42.028 | 41.7764 | 41.5311 | 41.3289 | 41.1195 | 40.9353 | 40.7558 | 40.6087 | 40.4496 | 40.3133
Northwest | Other Family | Peak | May | Air Conditioning | MW | 0.1159 | 0.1043 | 0.1056 | 0.0961 | 0.1465 | 0.143 | 0.1493 | 0.0792 | 0.1807 | 0.14 | 0.1727 | 0.187 | 0.2342 | 0.1466 | 0.1595 | 0.1804 | 0.213 | 0.2631 | 0.2165 | 0.1616 | 0.3874 | 0.3254 | 0.2544 | 0.3279 | 0.2091 | 0.2328 | 0.2254 | 0.2568 | 0.2783 | 0.2237 | 0.2247 | 0.2255 | 0.2266 | 0.228 | 0.2295 | 0.2311 | 0.2327 | 0.2345 | 0.2362 | 0.2383 | 0.2401 | 0.2422 | 0.2442 | 0.2463 | 0.2485 | 0.2507 | 0.253 | 0.2553 | 0.2575 | 0.2599
Northwest | Other Family | Peak | May | Entertainment Center | MW | 11.7044 | 12.4354 | 13.523 | 15.118 | 15.6921 | 17.7366 | 18.457 | 21.3134 | 22.5483 | 24.5762 | 28.0053 | 28.7424 | 30.309 | 35.5609 | 38.2017 | 40.2165 | 48.114 | 48.0723 | 49.5652 | 58.4264 | 116.0531 | 121.0952 | 134.0533 | 141.8185 | 152.6851 | 152.2571 | 156.6808 | 147.1485 | 141.7546 | 134.8029 | 127.0328 | 120.6632 | 115.5172 | 111.2936 | 107.7662 | 104.8527 | 102.3451 | 100.2415 | 98.3816 | 96.8233 | 95.3821 | 94.1198 | 92.945 | 91.9213 | 90.9243 | 90.2094 | 89.6745 | 89.3359 | 89.0718 | 88.9351
Northwest | Other Family | Peak | May | Other Non-Substitutables | MW | 61.3953 | 59.235 | 62.9481 | 68.763 | 66.7657 | 73.6185 | 68.417 | 81.0303 | 78.445 | 80.9292 | 92.5601 | 90.6377 | 86.2234 | 95.6457 | 93.9087 | 87.7202 | 97.9356 | 88.9714 | 83.3341 | 88.2726 | 99.5202 | 101.1124 | 110.0957 | 107.1114 | 100.7899 | 98.1253 | 92.4395 | 91.8899 | 94.1421 | 95.474 | 95.1182 | 94.7626 | 94.5185 | 94.3306 | 94.1647 | 94.0795 | 93.9805 | 93.9521 | 93.9135 | 93.9743 | 93.9888 | 94.0529 | 94.1052 | 94.2321 | 94.3177 | 94.4379 | 94.5515 | 94.7182 | 94.8396 | 94.9983
Northwest | Other Family | Peak | May | Water Heating Over 55 | MW | 0 | 0 | 0 | 0 | 0 | 0 | 0 | 0 | 0 | 0 | 0 | 0 | 0 | 0 | 0 | 0 | 0 | 0 | 0 | 0 | 0 | 0 | 0 | 0 | 0 | 0 | 0 | 0 | 0 | 0 | 0 | 0 | 0 | 0 | 0 | 0 | 0 | 0 | 0 | 0 | 0 | 0 | 0 | 0 | 0 | 0 | 0 | 0 | 0 | 0
Northwest | Other Family | Peak | June | Space Heating | MW | 22.8036 | 21.9852 | 24.4283 | 27.6091 | 25.9531 | 28.4985 | 25.9553 | 30.7891 | 27.9889 | 29.5715 | 34.2118 | 31.9174 | 31.9199 | 37.8352 | 40.3645 | 37.4935 | 43.3482 | 38.055 | 38.9146 | 40.0742 | 79.2474 | 46.7145 | 58.7112 | 48.9757 | 47.4491 | 49.2238 | 44.1494 | 44.4707 | 45.3803 | 45.8132 | 45.4046 | 44.9805 | 44.5825 | 43.2531 | 41.98 | 40.7641 | 39.5905 | 38.4678 | 37.3879 | 36.3645 | 35.3736 | 34.4263 | 33.5159 | 32.6516 | 31.8196 | 31.0222 | 30.2595 | 29.536 | 28.836 | 28.1691
Northwest | Other Family | Peak | June | Water Heating Under 55 | MW | 129.9371 | 130.2289 | 135.3137 | 145.5799 | 138.7048 | 152.2686 | 148.9896 | 174.5909 | 169.044 | 181.5962 | 182.9738 | 180.3339 | 186.1093 | 205.9759 | 214.4934 | 196.9377 | 226.0328 | 215.3403 | 212.7688 | 210.648 | 227.8362 | 208.9802 | 245.9946 | 210.9736 | 216.5297 | 204.8989 | 201.1798 | 201.5579 | 207.9277 | 209.1077 | 208.6151 | 208.0614 | 207.7008 | 207.4236 | 207.1562 | 207.0424 | 206.8612 | 206.8077 | 206.7134 | 206.8207 | 206.8046 | 206.8819 | 206.9177 | 207.1074 | 207.1937 | 207.3411 | 207.4614 | 207.6956 | 207.8132 | 208.0016
Northwest | Other Family | Peak | June | Lighting | MW | 60.6028 | 60.3326 | 62.2469 | 66.6661 | 63.2937 | 69.2093 | 67.5091 | 78.9666 | 76.3692 | 82.0296 | 82.6682 | 81.1538 | 83.991 | 92.8041 | 96.3355 | 87.6343 | 100.5412 | 95.249 | 93.599 | 92.5401 | 99.8349 | 90.8313 | 106.2443 | 90.2183 | 91.7867 | 86.8177 | 81.5919 | 78.2553 | 77.7735 | 76.7994 | 74.6959 | 72.7756 | 71.2445 | 70.0211 | 69.0285 | 68.6897 | 68.4013 | 68.2099 | 68.0473 | 67.9848 | 67.9117 | 67.8897 | 67.8733 | 67.9201 | 67.9426 | 67.9968 | 68.0488 | 68.141 | 68.203 | 68.2911
Northwest | Other Family | Peak | June | Refrigeration | MW | 61.3888 | 60.5368 | 61.7961 | 65.3756 | 61.2213 | 65.9744 | 63.306 | 73.1611 | 69.7194 | 73.8325 | 73.3869 | 71.0776 | 72.4298 | 78.9638 | 81.0578 | 73.0563 | 82.8849 | 77.6912 | 75.503 | 73.7229 | 76.1655 | 68.5739 | 79.3918 | 66.7521 | 67.2096 | 62.7445 | 60.3552 | 59.5587 | 60.5725 | 60.9889 | 60.3216 | 59.6759 | 59.1105 | 58.5978 | 58.118 | 57.7043 | 57.3061 | 56.9677 | 56.6459 | 56.3978 | 56.1469 | 55.9428 | 55.7521 | 55.6204 | 55.4842 | 55.3855 | 55.2988 | 55.2574 | 55.2071 | 55.1915
Northwest | Other Family | Peak | June | Freezer | MW | 21.7635 | 21.8376 | 22.6858 | 24.261 | 22.9695 | 25.0397 | 24.2892 | 27.8909 | 26.428 | 27.8334 | 27.523 | 26.5452 | 26.9146 | 29.2181 | 29.8783 | 26.8672 | 30.3499 | 28.4003 | 27.5468 | 26.8282 | 32.2643 | 29.0078 | 33.5052 | 28.1695 | 28.316 | 26.314 | 25.3191 | 24.9771 | 25.3875 | 25.5376 | 25.2294 | 24.9232 | 24.6469 | 24.3873 | 24.1369 | 23.9096 | 23.6839 | 23.4811 | 23.2805 | 23.1083 | 22.9305 | 22.7715 | 22.6133 | 22.4771 | 22.3383 | 22.2119 | 22.0892 | 21.9823 | 21.8699 | 21.7725
Northwest | Other Family | Peak | June | Clothes Washer | MW | 8.9084 | 8.6428 | 8.6762 | 9.0904 | 8.4295 | 8.9537 | 8.4615 | 9.6368 | 9.0457 | 9.4227 | 9.2108 | 8.7868 | 8.7989 | 9.4321 | 9.5137 | 8.4517 | 9.3978 | 8.6555 | 8.2624 | 7.9078 | 7.2651 | 6.4295 | 7.2866 | 6.014 | 5.9259 | 5.3972 | 5.0829 | 5.0072 | 5.0848 | 5.1132 | 5.0519 | 4.9933 | 4.9421 | 4.896 | 4.8531 | 4.8162 | 4.7807 | 4.7503 | 4.7213 | 4.6987 | 4.6755 | 4.656 | 4.6376 | 4.6239 | 4.6096 | 4.5979 | 4.587 | 4.5798 | 4.5714 | 4.5654
Northwest | Other Family | Peak | June | Clothes Dryer | MW | 51.3571 | 51.0745 | 52.658 | 56.3512 | 46.0929 | 50.416 | 49.203 | 58.2738 | 56.9804 | 61.8707 | 63.0825 | 62.8243 | 65.6194 | 73.491 | 77.5229 | 72.0155 | 83.8083 | 80.8255 | 80.8523 | 81.1167 | 67.5863 | 53.9544 | 64.3225 | 55.7901 | 57.9314 | 55.5576 | 55.167 | 57.5363 | 61.3021 | 51.3524 | 52.7672 | 54.1619 | 55.6089 | 57.0825 | 58.564 | 60.0995 | 61.6278 | 63.2109 | 64.7981 | 66.4703 | 68.1262 | 69.8392 | 71.566 | 73.3771 | 75.1836 | 77.0491 | 78.9416 | 80.9153 | 82.8872 | 84.9318
Northwest | Other Family | Peak | June | Dishwasher | MW | 5.3392 | 5.3461 | 5.588 | 6.125 | 5.886 | 6.4789 | 6.4748 | 7.8369 | 7.7406 | 8.4491 | 8.6565 | 8.6372 | 9.0589 | 10.1298 | 10.676 | 9.8587 | 11.4141 | 10.9475 | 10.8603 | 10.8204 | 11.2733 | 10.3518 | 12.2251 | 10.4781 | 10.7093 | 10.2365 | 11.0674 | 10.9118 | 11.1195 | 11.2471 | 11.2011 | 11.18 | 11.1927 | 11.2317 | 11.2908 | 11.3756 | 11.4735 | 11.5922 | 11.7226 | 11.8761 | 12.0349 | 12.2086 | 12.3912 | 12.5925 | 12.7961 | 13.0125 | 13.2361 | 13.4752 | 13.7157 | 13.9675
Northwest | Other Family | Peak | June | Cooking | MW | 26.5459 | 27.1533 | 28.7741 | 31.5347 | 30.606 | 34.2428 | 34.0908 | 40.8182 | 39.1747 | 41.75 | 41.7979 | 40.756 | 41.778 | 45.8933 | 47.4872 | 43.2131 | 50.5546 | 48.9076 | 49.0952 | 49.5229 | 46.4249 | 43.3407 | 51.9565 | 45.2319 | 46.5798 | 44.2423 | 43.5425 | 43.4138 | 44.5638 | 45.238 | 45.0789 | 44.8874 | 44.7219 | 44.2549 | 43.8091 | 43.4149 | 43.0272 | 42.6831 | 42.3496 | 42.0713 | 41.7863 | 41.535 | 41.2903 | 41.0888 | 40.8796 | 40.6956 | 40.5162 | 40.3695 | 40.2105 | 40.0739
Northwest | Other Family | Peak | June | Air Conditioning | MW | 28.8844 | 26.0313 | 26.16 | 24.2177 | 36.0947 | 35.7732 | 36.7352 | 20.7818 | 44.222 | 35.3616 | 39.4963 | 41.9866 | 55.8397 | 35.0387 | 40.0041 | 42.0038 | 51.3805 | 65.9951 | 57.2016 | 40.1112 | 66.2562 | 49.2692 | 43.5426 | 52.7412 | 33.3415 | 35.8321 | 34.8779 | 39.1843 | 44.7777 | 33.6232 | 33.2564 | 32.8916 | 32.5684 | 32.3097 | 32.0681 | 31.8566 | 31.6511 | 31.4832 | 31.3167 | 31.1921 | 31.0606 | 30.961 | 30.8598 | 30.7895 | 30.7204 | 30.6694 | 30.6244 | 30.5993 | 30.5668 | 30.5596
Northwest | Other Family | Peak | June | Entertainment Center | MW | 20.1161 | 21.3539 | 23.3724 | 26.497 | 26.495 | 30.4371 | 31.0821 | 37.7252 | 37.7378 | 41.9685 | 43.5223 | 43.6725 | 48.7779 | 57.8213 | 65.5908 | 64.271 | 78.8786 | 81.3586 | 88.2644 | 97.7167 | 112.8899 | 107.5763 | 131.1052 | 122.089 | 135.8643 | 136.2485 | 140.9475 | 132.3724 | 127.5183 | 121.2636 | 114.2726 | 108.5416 | 103.9107 | 100.1102 | 96.9354 | 94.3143 | 92.0575 | 90.1636 | 88.4896 | 87.087 | 85.7896 | 84.6527 | 83.595 | 82.674 | 81.7757 | 81.1317 | 80.6491 | 80.3442 | 80.1058 | 79.9813
Northwest | Other Family | Peak | June | Other Non-Substitutables | MW | 68.3276 | 65.7714 | 70.4497 | 77.9473 | 72.9 | 81.6916 | 74.4329 | 92.6944 | 84.8777 | 89.3476 | 93.0853 | 89.0521 | 89.7351 | 100.6737 | 104.4574 | 90.8062 | 103.9542 | 97.4758 | 96.0525 | 95.5984 | 108.5995 | 100.6931 | 120.6997 | 103.3848 | 100.5975 | 98.552 | 93.3831 | 92.8277 | 95.101 | 96.4451 | 96.0844 | 95.7239 | 95.4752 | 95.2842 | 95.1146 | 95.0281 | 94.9268 | 94.896 | 94.8559 | 94.9162 | 94.9295 | 94.9922 | 95.0438 | 95.1716 | 95.2561 | 95.3762 | 95.4889 | 95.6569 | 95.7783 | 95.9366
Northwest | Other Family | Peak | June | Water Heating Over 55 | MW | 0 | 0 | 0 | 0 | 0 | 0 | 0 | 0 | 0 | 0 | 0 | 0 | 0 | 0 | 0 | 0 | 0 | 0 | 0 | 0 | 0 | 0 | 0 | 0 | 0 | 0 | 0 | 0 | 0 | 0 | 0 | 0 | 0 | 0 | 0 | 0 | 0 | 0 | 0 | 0 | 0 | 0 | 0 | 0 | 0 | 0 | 0 | 0 | 0 | 0
Northwest | Other Family | Peak | July | Space Heating | MW | 12.5696 | 12.6826 | 14.487 | 16.6055 | 15.8178 | 17.7016 | 17.0588 | 14.9952 | 12.823 | 13.3686 | 15.8379 | 13.6659 | 14.4596 | 15.9845 | 16.4979 | 15.034 | 17.5294 | 15.9767 | 16.1694 | 17.4987 | 24.63 | 19.9583 | 22.2387 | 21.8626 | 20.2613 | 20.8419 | 19.2993 | 19.2713 | 19.542 | 19.6153 | 19.334 | 19.0568 | 18.7967 | 18.3504 | 17.9232 | 17.5176 | 17.1233 | 16.746 | 16.3828 | 16.0419 | 15.7088 | 15.3903 | 15.0841 | 14.796 | 14.5168 | 14.2489 | 13.9929 | 13.753 | 13.5182 | 13.2947
Northwest | Other Family | Peak | July | Water Heating Under 55 | MW | 102.2736 | 103.5036 | 108.1816 | 117.2595 | 108.7056 | 119.9205 | 117.0232 | 142.1082 | 131.6514 | 144.1977 | 153.0782 | 144.0358 | 158.7102 | 166.7036 | 168.4772 | 148.4382 | 173.8914 | 172.5638 | 169.6955 | 179.2918 | 193.5453 | 194.3639 | 203.8539 | 206.003 | 199.4402 | 186.8225 | 189.2331 | 189.5875 | 195.5748 | 196.6827 | 196.2173 | 195.6946 | 195.352 | 195.089 | 194.8347 | 194.7271 | 194.5551 | 194.5013 | 194.4112 | 194.5106 | 194.4941 | 194.5633 | 194.5957 | 194.7739 | 194.8526 | 194.9892 | 195.0999 | 195.32 | 195.4295 | 195.6035
Northwest | Other Family | Peak | July | Lighting | MW | 61.0835 | 61.4211 | 63.6643 | 68.7393 | 63.5016 | 69.7378 | 67.8851 | 82.322 | 76.1474 | 83.3968 | 88.5399 | 82.982 | 91.7151 | 96.1427 | 96.9 | 84.5859 | 99.0959 | 97.7755 | 95.6102 | 100.9015 | 86.6378 | 86.3352 | 89.9309 | 89.9849 | 86.3362 | 80.7915 | 78.3213 | 75.1221 | 74.6624 | 73.7332 | 71.717 | 69.8715 | 68.3989 | 67.2224 | 66.2676 | 65.9443 | 65.6687 | 65.4853 | 65.3299 | 65.2703 | 65.2004 | 65.1787 | 65.1631 | 65.2082 | 65.2293 | 65.2808 | 65.3301 | 65.4186 | 65.4778 | 65.5613
Northwest | Other Family | Peak | July | Refrigeration | MW | 62.0177 | 61.7808 | 63.3741 | 67.5971 | 61.5864 | 66.6681 | 63.8495 | 76.5214 | 69.7351 | 75.3239 | 78.8753 | 72.9367 | 79.3627 | 82.0998 | 81.7985 | 70.7359 | 81.9583 | 80.0047 | 77.3929 | 80.6448 | 80.0425 | 78.9175 | 81.4022 | 80.6598 | 76.5884 | 70.7436 | 70.1939 | 69.2671 | 70.4449 | 70.9284 | 70.1515 | 69.4 | 68.7413 | 68.1441 | 67.5853 | 67.1038 | 66.6401 | 66.2453 | 65.8705 | 65.5814 | 65.289 | 65.0505 | 64.8282 | 64.6748 | 64.5155 | 64.4 | 64.2982 | 64.2498 | 64.1907 | 64.1715
Northwest | Other Family | Peak | July | Freezer | MW | 25.1269 | 25.4628 | 26.584 | 28.6553 | 26.3969 | 28.906 | 27.9815 | 33.3081 | 30.1789 | 32.4132 | 33.7599 | 31.0822 | 33.6352 | 34.6491 | 34.375 | 29.6479 | 34.1948 | 33.3025 | 32.1515 | 33.4127 | 34.6033 | 34.0758 | 35.0777 | 34.7331 | 32.9555 | 30.2799 | 30.056 | 29.645 | 30.1266 | 30.2994 | 29.9283 | 29.5597 | 29.2265 | 28.9133 | 28.6109 | 28.3364 | 28.0637 | 27.8178 | 27.5749 | 27.3657 | 27.1499 | 26.956 | 26.7636 | 26.5973 | 26.4277 | 26.2728 | 26.1223 | 25.9908 | 25.8527 | 25.732
Northwest | Other Family | Peak | July | Clothes Washer | MW | 10.1229 | 9.9255 | 10.0174 | 10.5806 | 9.538 | 10.1773 | 9.5975 | 11.3447 | 10.1815 | 10.8194 | 11.1432 | 10.151 | 10.8535 | 11.0435 | 10.8142 | 9.2196 | 10.4676 | 10.0423 | 9.5409 | 9.7471 | 8.2514 | 7.9966 | 8.0734 | 7.8524 | 7.2978 | 6.5796 | 6.3922 | 6.2974 | 6.3954 | 6.4315 | 6.3549 | 6.2816 | 6.2176 | 6.16 | 6.1064 | 6.0606 | 6.0163 | 5.9783 | 5.9424 | 5.9143 | 5.8855 | 5.8614 | 5.8386 | 5.8219 | 5.8042 | 5.7899 | 5.7766 | 5.768 | 5.7578 | 5.7506
Northwest | Other Family | Peak | July | Clothes Dryer | MW | 35.8707 | 36.0255 | 37.3468 | 40.2713 | 32.0529 | 35.2259 | 34.2965 | 42.1064 | 39.3928 | 43.6183 | 46.8596 | 44.5567 | 49.7022 | 52.8224 | 54.0881 | 48.2195 | 57.2809 | 57.5501 | 57.2915 | 61.3419 | 59.6592 | 52.14 | 55.3721 | 56.5939 | 55.4207 | 52.6142 | 53.8923 | 56.2007 | 59.8722 | 50.1497 | 51.5263 | 52.8831 | 54.2902 | 55.7235 | 57.1641 | 58.6577 | 60.1439 | 61.6826 | 63.2257 | 64.8515 | 66.4611 | 68.1253 | 69.8035 | 71.564 | 73.3189 | 75.1312 | 76.9691 | 78.887 | 80.8023 | 82.7872
Northwest | Other Family | Peak | July | Dishwasher | MW | 5.4441 | 5.5219 | 5.8006 | 6.4374 | 5.9858 | 6.6207 | 6.603 | 8.3593 | 7.8785 | 8.7864 | 9.4888 | 9.0526 | 10.1337 | 10.7698 | 11.0318 | 9.7822 | 11.5682 | 11.5577 | 11.4136 | 12.15 | 12.0496 | 12.1265 | 12.757 | 12.889 | 12.4098 | 11.7404 | 13.1164 | 12.9349 | 13.184 | 13.3383 | 13.2868 | 13.2649 | 13.2828 | 13.332 | 13.4052 | 13.5088 | 13.628 | 13.7719 | 13.9297 | 14.1151 | 14.3068 | 14.5162 | 14.7362 | 14.9786 | 15.2238 | 15.4841 | 15.7531 | 16.0408 | 16.3302 | 16.6328
Northwest | Other Family | Peak | July | Cooking | MW | 34.6992 | 35.8336 | 38.1822 | 42.1673 | 39.815 | 44.7561 | 44.4417 | 55.1434 | 50.6694 | 55.0384 | 58.0623 | 54.0507 | 59.192 | 61.6797 | 61.9729 | 54.1248 | 64.6331 | 65.1466 | 65.0643 | 70.0523 | 43.6013 | 44.5666 | 47.5688 | 48.79 | 47.3827 | 44.5661 | 45.2388 | 45.1033 | 46.2959 | 46.9946 | 46.8277 | 46.6274 | 46.4538 | 45.9673 | 45.503 | 45.0927 | 44.6891 | 44.3304 | 43.9833 | 43.6934 | 43.3967 | 43.1346 | 42.8798 | 42.6701 | 42.4521 | 42.2602 | 42.073 | 41.9203 | 41.7546 | 41.6118
Northwest | Other Family | Peak | July | Air Conditioning | MW | 162.6211 | 148.8324 | 149.0195 | 139.7235 | 203.2194 | 202.0325 | 207.7053 | 123.1077 | 247.256 | 203.5411 | 238.7046 | 242.9861 | 343.4529 | 204.6292 | 224.9184 | 225.8043 | 284.5992 | 380.0777 | 329.1315 | 245.9887 | 352.8497 | 285.6119 | 227.1709 | 329.6598 | 195.168 | 204.7045 | 206.0992 | 231.0191 | 267.9847 | 197.7811 | 194.9199 | 192.1011 | 189.5301 | 187.3543 | 185.2865 | 183.4153 | 181.5905 | 179.9795 | 178.4043 | 177.0702 | 175.7182 | 174.5453 | 173.388 | 172.4155 | 171.4534 | 170.6037 | 169.7948 | 169.1153 | 168.4014 | 167.8221
Northwest | Other Family | Peak | July | Entertainment Center | MW | 18.4099 | 19.7482 | 21.7073 | 24.8208 | 24.1545 | 27.8683 | 28.4238 | 35.7709 | 34.2004 | 38.8055 | 42.387 | 40.6043 | 48.411 | 54.4443 | 59.9205 | 56.3184 | 70.6208 | 75.8303 | 81.9061 | 96.7666 | 105.8842 | 110.5368 | 120.055 | 131.7582 | 138.2757 | 137.1388 | 146.223 | 137.3265 | 132.289 | 125.7994 | 118.546 | 112.5998 | 107.7942 | 103.8507 | 100.5561 | 97.8367 | 95.495 | 93.5289 | 91.7918 | 90.3361 | 88.9897 | 87.8089 | 86.7112 | 85.7557 | 84.8228 | 84.154 | 83.6523 | 83.336 | 83.0881 | 82.9576
Northwest | Other Family | Peak | July | Other Non-Substitutables | MW | 68.8003 | 66.8704 | 72.0172 | 80.2764 | 73.059 | 82.2415 | 74.7649 | 96.548 | 84.5102 | 90.7905 | 99.6779 | 91.0288 | 97.9123 | 104.2819 | 105.0039 | 87.5634 | 102.3646 | 99.9652 | 98.0503 | 104.1467 | 110.3078 | 111.9851 | 119.6299 | 120.7866 | 110.846 | 107.4679 | 105.0519 | 104.4266 | 106.9819 | 108.493 | 108.0861 | 107.6796 | 107.3979 | 107.1819 | 106.9895 | 106.8919 | 106.7771 | 106.7405 | 106.6945 | 106.7613 | 106.7755 | 106.844 | 106.9011 | 107.0446 | 107.1381 | 107.2719 | 107.3971 | 107.5858 | 107.7214 | 107.8975
Northwest | Other Family | Peak | July | Water Heating Over 55 | MW | 0 | 0 | 0 | 0 | 0 | 0 | 0 | 0 | 0 | 0 | 0 | 0 | 0 | 0 | 0 | 0 | 0 | 0 | 0 | 0 | 0 | 0 | 0 | 0 | 0 | 0 | 0 | 0 | 0 | 0 | 0 | 0 | 0 | 0 | 0 | 0 | 0 | 0 | 0 | 0 | 0 | 0 | 0 | 0 | 0 | 0 | 0 | 0 | 0 | 0
Northwest | Other Family | Peak | August | Space Heating | MW | 12.4451 | 12.5767 | 14.3949 | 16.5051 | 15.677 | 17.5535 | 16.9508 | 14.8137 | 12.5871 | 13.1492 | 15.6259 | 14.0741 | 14.082 | 15.9821 | 16.1421 | 15.2053 | 17.3562 | 14.9496 | 16.3906 | 17.4185 | 31.3827 | 27.8482 | 33.4883 | 30.5613 | 30.6042 | 32.0448 | 29.3899 | 29.282 | 29.6459 | 29.713 | 29.2452 | 28.7878 | 28.3587 | 27.7089 | 27.0878 | 26.499 | 25.9263 | 25.3785 | 24.8516 | 24.3585 | 23.8761 | 23.4151 | 22.9721 | 22.5569 | 22.1538 | 21.7674 | 21.3985 | 21.0543 | 20.7167 | 20.3956
Northwest | Other Family | Peak | August | Water Heating Under 55 | MW | 92.5987 | 93.818 | 98.1438 | 106.434 | 98.3057 | 108.4417 | 105.8689 | 128.9454 | 118.8086 | 130.4421 | 138.86 | 136.6139 | 142.4902 | 153.7186 | 151.8924 | 138.3277 | 158.6381 | 148.8301 | 158.5881 | 164.5798 | 162.3728 | 170.1877 | 192.946 | 180.9761 | 189.0726 | 180.3579 | 180.8842 | 181.2224 | 186.9455 | 188.0049 | 187.5604 | 187.0612 | 186.7336 | 186.4819 | 186.2393 | 186.1364 | 185.9723 | 185.9208 | 185.8347 | 185.9299 | 185.9143 | 185.9802 | 186.0113 | 186.1816 | 186.257 | 186.3872 | 186.4934 | 186.7036 | 186.8083 | 186.9743
Northwest | Other Family | Peak | August | Lighting | MW | 58.1799 | 58.5638 | 60.7405 | 65.6185 | 60.3972 | 66.3163 | 64.5867 | 78.5484 | 72.2594 | 79.3175 | 84.4281 | 82.7476 | 86.5725 | 93.2059 | 91.8355 | 82.8661 | 95.0293 | 88.6522 | 93.938 | 97.3736 | 78.8454 | 81.9841 | 92.3153 | 85.7307 | 88.7666 | 84.5981 | 81.2135 | 77.9035 | 77.4333 | 76.4741 | 74.3862 | 72.4741 | 70.9484 | 69.7293 | 68.7404 | 68.4086 | 68.1258 | 67.9379 | 67.7788 | 67.7186 | 67.6476 | 67.6261 | 67.6109 | 67.6585 | 67.681 | 67.7349 | 67.7866 | 67.8786 | 67.9405 | 68.0272
Northwest | Other Family | Peak | August | Refrigeration | MW | 59.0614 | 58.9019 | 60.4625 | 64.5287 | 58.5768 | 63.4016 | 60.7533 | 73.0254 | 66.1854 | 71.6559 | 75.2335 | 72.7499 | 74.9296 | 79.6112 | 77.5455 | 69.3183 | 78.6228 | 72.5612 | 76.0637 | 77.8487 | 72.9021 | 75.0088 | 83.6392 | 76.9208 | 78.8193 | 74.1457 | 72.843 | 71.8808 | 73.1028 | 73.6044 | 72.7981 | 72.0181 | 71.3344 | 70.7145 | 70.1345 | 69.6347 | 69.1535 | 68.7437 | 68.3547 | 68.0546 | 67.7512 | 67.5034 | 67.2727 | 67.1134 | 66.9481 | 66.828 | 66.7224 | 66.6721 | 66.6108 | 66.5907
Northwest | Other Family | Peak | August | Freezer | MW | 23.0186 | 23.3518 | 24.3973 | 26.3124 | 24.1501 | 26.4421 | 25.6096 | 30.5745 | 27.5508 | 29.6597 | 30.9739 | 29.8204 | 30.5449 | 32.3177 | 31.3442 | 27.9452 | 31.5526 | 29.0506 | 30.3926 | 31.0215 | 27.987 | 28.763 | 32.0091 | 29.4148 | 30.1218 | 28.183 | 27.6983 | 27.3193 | 27.7629 | 27.922 | 27.58 | 27.2401 | 26.933 | 26.6442 | 26.3655 | 26.1125 | 25.8611 | 25.6345 | 25.4106 | 25.2178 | 25.0189 | 24.8403 | 24.6629 | 24.5097 | 24.3535 | 24.2108 | 24.0721 | 23.951 | 23.8238 | 23.7126
Northwest | Other Family | Peak | August | Clothes Washer | MW | 9.2576 | 9.0874 | 9.1781 | 9.7002 | 8.7126 | 9.2955 | 8.7699 | 10.3979 | 9.2808 | 9.8853 | 10.2081 | 9.7244 | 9.8423 | 10.286 | 9.8473 | 8.6782 | 9.6453 | 8.7487 | 9.0068 | 9.0382 | 6.2157 | 6.2866 | 6.8609 | 6.1938 | 6.2118 | 5.7036 | 5.4864 | 5.4051 | 5.4893 | 5.5204 | 5.4546 | 5.3918 | 5.3369 | 5.2876 | 5.2417 | 5.2023 | 5.1644 | 5.1319 | 5.1011 | 5.077 | 5.0525 | 5.0318 | 5.0123 | 4.998 | 4.9829 | 4.9707 | 4.9593 | 4.952 | 4.9433 | 4.9371
Northwest | Other Family | Peak | August | Clothes Dryer | MW | 33.4989 | 33.6809 | 34.9436 | 37.6989 | 29.8948 | 32.8508 | 31.9987 | 39.4013 | 36.6609 | 40.6892 | 43.833 | 43.5802 | 46.0161 | 50.228 | 50.2852 | 46.3374 | 53.8854 | 51.1843 | 55.213 | 58.0666 | 46.6274 | 42.5294 | 48.8213 | 46.3149 | 48.9425 | 47.3173 | 47.9883 | 50.044 | 53.3136 | 44.6564 | 45.8826 | 47.0912 | 48.3446 | 49.6211 | 50.9045 | 52.2349 | 53.5589 | 54.9296 | 56.3043 | 57.7526 | 59.1866 | 60.6692 | 62.1644 | 63.7328 | 65.2964 | 66.9109 | 68.5487 | 70.2574 | 71.964 | 73.7325
Northwest | Other Family | Peak | August | Dishwasher | MW | 4.925 | 5.003 | 5.2602 | 5.8445 | 5.4136 | 5.988 | 5.9721 | 7.5896 | 7.1151 | 7.953 | 8.6095 | 8.593 | 9.1089 | 9.9452 | 9.9577 | 9.1287 | 10.5682 | 9.9844 | 10.6855 | 11.1741 | 10.8099 | 11.353 | 12.9118 | 12.1093 | 12.5781 | 12.1203 | 13.4131 | 13.2283 | 13.4839 | 13.6426 | 13.5908 | 13.5693 | 13.5885 | 13.6397 | 13.7154 | 13.8224 | 13.9452 | 14.0933 | 14.2557 | 14.4462 | 14.6433 | 14.8584 | 15.0846 | 15.3335 | 15.5854 | 15.8528 | 16.129 | 16.4245 | 16.7217 | 17.0325
Northwest | Other Family | Peak | August | Cooking | MW | 39.7011 | 41.0422 | 43.767 | 48.3602 | 45.494 | 51.1349 | 50.7971 | 63.214 | 57.7725 | 62.8994 | 66.5369 | 64.7686 | 67.1435 | 71.8562 | 70.5874 | 63.7222 | 74.4863 | 70.9858 | 76.8213 | 81.2437 | 39.6012 | 42.239 | 48.7288 | 46.3879 | 48.611 | 46.5577 | 46.7924 | 46.6515 | 47.8844 | 48.6067 | 48.4337 | 48.2261 | 48.0461 | 47.5426 | 47.0621 | 46.6374 | 46.2198 | 45.8486 | 45.4894 | 45.1894 | 44.8825 | 44.6112 | 44.3476 | 44.1306 | 43.9051 | 43.7065 | 43.5129 | 43.3549 | 43.1836 | 43.0359
Northwest | Other Family | Peak | August | Air Conditioning | MW | 170.1036 | 155.9477 | 156.2807 | 146.7428 | 212.4333 | 211.1356 | 217.0319 | 129.1045 | 258.0408 | 212.7452 | 250.0433 | 266.2579 | 356.2968 | 218.0897 | 234.2851 | 243.2705 | 300.1493 | 378.7807 | 355.3582 | 260.8716 | 336.504 | 284.3659 | 244.5332 | 329.6295 | 210.571 | 224.7201 | 224.0841 | 251.0521 | 291.1188 | 214.7268 | 211.5222 | 208.3678 | 205.4828 | 203.0208 | 200.6786 | 198.5513 | 196.4768 | 194.6332 | 192.8327 | 191.2928 | 189.7371 | 188.3746 | 187.0327 | 185.8911 | 184.7626 | 183.7558 | 182.7954 | 181.976 | 181.1215 | 180.4109
Northwest | Other Family | Peak | August | Entertainment Center | MW | 22.9258 | 24.6208 | 27.0797 | 30.9836 | 30.0445 | 34.658 | 35.3733 | 44.645 | 42.4496 | 48.277 | 52.8686 | 52.9628 | 59.7662 | 69.0315 | 74.2701 | 72.1605 | 88.5784 | 89.9207 | 105.2542 | 122.1306 | 94.7067 | 103.1722 | 121.1468 | 123.394 | 139.7519 | 141.1622 | 148.9639 | 139.8999 | 134.7677 | 128.1565 | 120.7672 | 114.7097 | 109.8141 | 105.7965 | 102.4404 | 99.67 | 97.2846 | 95.2816 | 93.512 | 92.0291 | 90.6576 | 89.4546 | 88.3365 | 87.363 | 86.4128 | 85.7313 | 85.2205 | 84.8981 | 84.6458 | 84.5126
Northwest | Other Family | Peak | August | Other Non-Substitutables | MW | 68.562 | 66.7062 | 71.8964 | 80.1806 | 72.6986 | 81.8283 | 74.4249 | 96.3895 | 83.9033 | 90.3564 | 99.4712 | 94.9861 | 96.7006 | 105.7825 | 104.1372 | 89.7645 | 102.733 | 94.8427 | 100.8056 | 105.1692 | 100.9873 | 107.0009 | 123.5641 | 115.802 | 114.6833 | 113.2356 | 109.5991 | 108.9462 | 111.6118 | 113.1884 | 112.764 | 112.34 | 112.046 | 111.8204 | 111.6199 | 111.5179 | 111.3983 | 111.36 | 111.3121 | 111.3818 | 111.3967 | 111.468 | 111.5278 | 111.6774 | 111.7751 | 111.9144 | 112.0453 | 112.242 | 112.3836 | 112.5671
Northwest | Other Family | Peak | August | Water Heating Over 55 | MW | 0 | 0 | 0 | 0 | 0 | 0 | 0 | 0 | 0 | 0 | 0 | 0 | 0 | 0 | 0 | 0 | 0 | 0 | 0 | 0 | 0 | 0 | 0 | 0 | 0 | 0 | 0 | 0 | 0 | 0 | 0 | 0 | 0 | 0 | 0 | 0 | 0 | 0 | 0 | 0 | 0 | 0 | 0 | 0 | 0 | 0 | 0 | 0 | 0 | 0
Northwest | Other Family | Peak | September | Space Heating | MW | 80.6135 | 77.4954 | 85.2551 | 95.847 | 90.6589 | 98.7177 | 89.7269 | 110.9408 | 103.1438 | 108.6638 | 133.2041 | 124.0957 | 133.5046 | 143.8442 | 142.7229 | 135.511 | 153.911 | 153.4781 | 141.9076 | 153.9678 | 54.8042 | 35.9267 | 40.3718 | 39.8291 | 36.1648 | 41.993 | 35.2893 | 35.5049 | 36.1995 | 36.5153 | 36.1619 | 35.7989 | 35.4584 | 34.4122 | 33.4111 | 32.4556 | 31.5335 | 30.6519 | 29.8043 | 29.002 | 28.225 | 27.4828 | 26.7698 | 26.0936 | 25.443 | 24.8195 | 24.2237 | 23.6592 | 23.1129 | 22.5929
Northwest | Other Family | Peak | September | Water Heating Under 55 | MW | 157.2192 | 157.8438 | 163.1107 | 174.6665 | 168.4142 | 183.7494 | 181.7339 | 209.319 | 206.8112 | 220.2976 | 234.8594 | 229.6378 | 254.4928 | 255.7906 | 247.6525 | 232.1776 | 261.1996 | 282.6956 | 252.3314 | 263.2373 | 194.623 | 195.0609 | 205.1787 | 208.2793 | 200.2752 | 212.4522 | 195.2265 | 195.5943 | 201.7816 | 202.9307 | 202.4565 | 201.9226 | 201.5769 | 201.3099 | 201.055 | 200.9453 | 200.7717 | 200.7232 | 200.6336 | 200.7396 | 200.7256 | 200.8036 | 200.8397 | 201.0231 | 201.11 | 201.2537 | 201.3733 | 201.5997 | 201.7146 | 201.8996
Northwest | Other Family | Peak | September | Lighting | MW | 64.7381 | 64.5333 | 66.2444 | 70.5904 | 67.7969 | 73.6668 | 72.6267 | 83.4655 | 82.3725 | 87.6833 | 93.5042 | 91.0284 | 101.1743 | 101.5039 | 97.992 | 90.9862 | 102.261 | 110.0857 | 97.7136 | 101.859 | 103.9706 | 103.3554 | 108.0148 | 108.6177 | 103.5871 | 109.8279 | 96.5868 | 92.6493 | 92.0903 | 90.9404 | 88.4526 | 86.1853 | 84.3784 | 82.9341 | 81.7634 | 81.3676 | 81.031 | 80.8089 | 80.6199 | 80.5487 | 80.4645 | 80.441 | 80.4234 | 80.4795 | 80.5082 | 80.5732 | 80.6365 | 80.7458 | 80.82 | 80.9256
Northwest | Other Family | Peak | September | Refrigeration | MW | 55.651 | 54.9554 | 55.8101 | 58.7473 | 55.6532 | 59.5952 | 57.8014 | 65.6106 | 63.7985 | 66.9494 | 70.4075 | 67.63 | 74.0002 | 73.2609 | 69.9426 | 64.3628 | 71.539 | 76.1896 | 66.8834 | 68.8367 | 77.8629 | 76.5975 | 79.2387 | 78.885 | 74.4404 | 77.8932 | 70.1171 | 69.1912 | 70.3694 | 70.8533 | 70.0783 | 69.3284 | 68.672 | 68.0762 | 67.5195 | 67.0385 | 66.576 | 66.1833 | 65.8096 | 65.5215 | 65.2302 | 64.9935 | 64.7722 | 64.6187 | 64.4612 | 64.3465 | 64.2463 | 64.1979 | 64.1395 | 64.122
Northwest | Other Family | Peak | September | Freezer | MW | 20.8208 | 20.9239 | 21.6261 | 23.0161 | 22.0474 | 23.8842 | 23.4185 | 26.4248 | 25.5565 | 26.6798 | 27.9206 | 26.7156 | 29.0876 | 28.6878 | 27.2854 | 25.0535 | 27.7389 | 29.4884 | 25.8467 | 26.5251 | 27.3953 | 26.932 | 27.8009 | 27.6701 | 26.0695 | 27.1663 | 24.4792 | 24.1531 | 24.5552 | 24.7056 | 24.4127 | 24.1215 | 23.8595 | 23.6133 | 23.3763 | 23.1613 | 22.9479 | 22.7569 | 22.5677 | 22.4061 | 22.2391 | 22.0903 | 21.9422 | 21.8151 | 21.6862 | 21.5687 | 21.4553 | 21.3566 | 21.2528 | 21.1637
Northwest | Other Family | Peak | September | Clothes Washer | MW | 7.9448 | 7.7144 | 7.6988 | 8.0322 | 7.5401 | 7.9586 | 7.6044 | 8.502 | 8.1407 | 8.4029 | 8.6893 | 8.2206 | 8.8371 | 8.6013 | 8.0656 | 7.3138 | 7.9684 | 8.3378 | 7.1893 | 7.2519 | 6.8441 | 6.6178 | 6.7014 | 6.5478 | 6.0453 | 6.1717 | 5.4384 | 5.3571 | 5.44 | 5.4701 | 5.4043 | 5.3413 | 5.2864 | 5.2368 | 5.1907 | 5.151 | 5.1128 | 5.08 | 5.0489 | 5.0244 | 4.9994 | 4.9784 | 4.9584 | 4.9436 | 4.928 | 4.9153 | 4.9035 | 4.8955 | 4.8863 | 4.8797
Northwest | Other Family | Peak | September | Clothes Dryer | MW | 43.5278 | 43.3618 | 44.4635 | 47.3523 | 39.188 | 42.593 | 42.0129 | 48.8818 | 48.76 | 52.4806 | 56.608 | 55.9175 | 62.7164 | 63.7753 | 62.5527 | 59.3308 | 67.666 | 74.1451 | 66.9971 | 70.8435 | 55.3521 | 48.2773 | 51.4301 | 52.8072 | 51.3796 | 55.2346 | 51.3229 | 53.5325 | 57.043 | 47.7895 | 49.1113 | 50.4144 | 51.7668 | 53.1437 | 54.529 | 55.9637 | 57.3925 | 58.8731 | 60.3574 | 61.9211 | 63.47 | 65.0729 | 66.6884 | 68.3822 | 70.0735 | 71.8192 | 73.5913 | 75.4382 | 77.2844 | 79.1993
Northwest | Other Family | Peak | September | Dishwasher | MW | 5.4502 | 5.4586 | 5.6754 | 6.1881 | 6.0078 | 6.5727 | 6.655 | 7.8774 | 7.9261 | 8.5633 | 9.2798 | 9.1727 | 10.3141 | 10.4708 | 10.249 | 9.6451 | 10.9398 | 11.9171 | 10.6781 | 11.214 | 10.9429 | 10.9785 | 11.5822 | 11.7532 | 11.2661 | 12.0695 | 12.1955 | 12.0224 | 12.2497 | 12.3887 | 12.3364 | 12.3116 | 12.3241 | 12.3653 | 12.4289 | 12.5206 | 12.6267 | 12.7558 | 12.8977 | 13.065 | 13.238 | 13.4276 | 13.6268 | 13.8464 | 14.0688 | 14.305 | 14.5492 | 14.8103 | 15.0729 | 15.3479
Northwest | Other Family | Peak | September | Cooking | MW | 31.8823 | 32.6623 | 34.4342 | 37.5597 | 36.892 | 41.0246 | 41.2727 | 48.5751 | 47.5637 | 50.2569 | 53.2373 | 51.4843 | 56.6902 | 56.533 | 54.4016 | 50.5428 | 57.938 | 63.7009 | 57.7578 | 61.4248 | 47.8773 | 48.8236 | 52.2965 | 53.8973 | 52.0046 | 55.3748 | 50.9782 | 50.8273 | 52.1745 | 52.9643 | 52.7783 | 52.5545 | 52.3613 | 51.8145 | 51.2931 | 50.8314 | 50.3777 | 49.9753 | 49.585 | 49.2593 | 48.926 | 48.6323 | 48.346 | 48.11 | 47.8658 | 47.6506 | 47.4411 | 47.2695 | 47.0837 | 46.9245
Northwest | Other Family | Peak | September | Air Conditioning | MW | 37.3392 | 33.6388 | 34.0457 | 31.3136 | 46.4617 | 45.7624 | 47.3508 | 26.0268 | 57.2319 | 44.8368 | 53.1986 | 55.948 | 79.6992 | 45.7393 | 48.7562 | 52.2864 | 62.2022 | 90.3605 | 70.6128 | 52.1868 | 76.4232 | 61.9355 | 49.0639 | 70.91 | 41.6701 | 49.9274 | 45.6658 | 51.0677 | 58.5345 | 43.4553 | 42.7978 | 42.1511 | 41.5599 | 41.0494 | 40.5648 | 40.1229 | 39.6931 | 39.311 | 38.9378 | 38.6178 | 38.2951 | 38.0125 | 37.7339 | 37.4954 | 37.2615 | 37.0516 | 36.8523 | 36.6802 | 36.5021 | 36.3539
Northwest | Other Family | Peak | September | Entertainment Center | MW | 17.8528 | 18.9743 | 20.6669 | 23.3101 | 23.5751 | 26.9089 | 27.7761 | 33.1076 | 33.8037 | 37.2393 | 40.8598 | 40.6613 | 48.767 | 52.5084 | 55.4156 | 55.4449 | 66.6457 | 78.0975 | 76.5328 | 89.3079 | 105.2067 | 109.5542 | 119.287 | 131.5497 | 137.2332 | 154.2335 | 149.3143 | 140.2287 | 135.0874 | 128.4616 | 121.0561 | 114.9852 | 110.0801 | 106.0539 | 102.6917 | 99.9145 | 97.524 | 95.5184 | 93.7454 | 92.2596 | 90.8855 | 89.6819 | 88.5616 | 87.5853 | 86.6347 | 85.9524 | 85.4421 | 85.1187 | 84.8663 | 84.7352
Northwest | Other Family | Peak | September | Other Non-Substitutables | MW | 67.3774 | 64.9672 | 69.2083 | 76.215 | 72.0938 | 80.3068 | 73.97 | 90.442 | 84.5195 | 88.1308 | 97.1027 | 92.1735 | 99.7205 | 101.5699 | 98.0034 | 87.0184 | 97.6203 | 103.9832 | 92.5623 | 97.0813 | 105.567 | 106.9611 | 114.5596 | 116.1556 | 105.9118 | 116.2825 | 103.1223 | 102.5079 | 105.0193 | 106.5041 | 106.1062 | 105.7086 | 105.435 | 105.224 | 105.0381 | 104.9421 | 104.8307 | 104.7978 | 104.754 | 104.8209 | 104.836 | 104.9065 | 104.9638 | 105.1044 | 105.1992 | 105.3319 | 105.4578 | 105.6429 | 105.7773 | 105.9534
Northwest | Other Family | Peak | September | Water Heating Over 55 | MW | 0 | 0 | 0 | 0 | 0 | 0 | 0 | 0 | 0 | 0 | 0 | 0 | 0 | 0 | 0 | 0 | 0 | 0 | 0 | 0 | 0 | 0 | 0 | 0 | 0 | 0 | 0 | 0 | 0 | 0 | 0 | 0 | 0 | 0 | 0 | 0 | 0 | 0 | 0 | 0 | 0 | 0 | 0 | 0 | 0 | 0 | 0 | 0 | 0 | 0
Northwest | Other Family | Peak | October | Space Heating | MW | 590.9598 | 572.8038 | 625.6607 | 693.9898 | 675.3754 | 724.2737 | 671.7503 | 790.6518 | 775.9881 | 803.1581 | 888.4641 | 870.2276 | 870.7139 | 934.95 | 949.2976 | 920.5927 | 1134.134 | 999.7187 | 946.3031 | 947.1018 | 266.4948 | 155.8959 | 170.0206 | 165.2233 | 144.8369 | 162.2891 | 143.3463 | 144.842 | 148.1093 | 149.8015 | 148.728 | 147.5784 | 146.5017 | 142.0647 | 137.8137 | 133.7454 | 129.8206 | 126.0662 | 122.4499 | 119.0175 | 115.6945 | 112.5183 | 109.4611 | 106.5521 | 103.7547 | 101.0707 | 98.5023 | 96.057 | 93.6935 | 91.4419
Northwest | Other Family | Peak | October | Water Heating Under 55 | MW | 251.9026 | 255.1935 | 262.1661 | 276.0502 | 275.2516 | 295.476 | 299.129 | 324.0596 | 338.3472 | 354.4427 | 342.9855 | 349.8282 | 359.7007 | 361.3897 | 358.5508 | 345.1086 | 422.0945 | 402.993 | 368.8098 | 354.5748 | 256.8272 | 242.1156 | 247.2108 | 246.5692 | 229.2681 | 234.6839 | 226.1964 | 226.6241 | 233.801 | 235.1375 | 234.5932 | 233.9791 | 233.5843 | 233.2776 | 232.9883 | 232.8621 | 232.6638 | 232.6121 | 232.5107 | 232.6357 | 232.6215 | 232.7159 | 232.7591 | 232.9707 | 233.0753 | 233.2423 | 233.3845 | 233.6454 | 233.7792 | 233.9965
Northwest | Other Family | Peak | October | Lighting | MW | 89.017 | 89.4715 | 91.3726 | 95.6489 | 94.9619 | 101.5154 | 102.3711 | 110.6821 | 115.47 | 120.887 | 117.1441 | 118.8094 | 122.4901 | 122.917 | 121.656 | 116.0057 | 141.8841 | 134.6329 | 122.5432 | 117.7912 | 157.5374 | 147.2197 | 149.4891 | 147.6073 | 136.1972 | 139.3511 | 128.4626 | 123.2408 | 122.5115 | 120.9852 | 117.6789 | 114.6709 | 112.2752 | 110.3595 | 108.8082 | 108.288 | 107.8461 | 107.5565 | 107.3091 | 107.2179 | 107.1086 | 107.0808 | 107.0592 | 107.1344 | 107.1752 | 107.2626 | 107.349 | 107.4944 | 107.5938 | 107.736
Northwest | Other Family | Peak | October | Refrigeration | MW | 57.6253 | 57.3908 | 57.9774 | 59.9586 | 58.7306 | 61.8666 | 61.3944 | 65.4904 | 67.3431 | 69.4598 | 66.3606 | 66.4244 | 67.4211 | 66.7552 | 65.3449 | 61.7561 | 74.664 | 70.1038 | 63.0855 | 59.8595 | 83.353 | 77.1009 | 77.4586 | 75.7264 | 69.1202 | 69.7954 | 65.8763 | 65.0057 | 66.1132 | 66.5679 | 65.8399 | 65.1355 | 64.5192 | 63.9593 | 63.4369 | 62.9846 | 62.5501 | 62.1816 | 61.8306 | 61.56 | 61.2863 | 61.0645 | 60.8565 | 60.7119 | 60.5645 | 60.4566 | 60.3631 | 60.3172 | 60.2624 | 60.2464
Northwest | Other Family | Peak | October | Freezer | MW | 20.4554 | 20.735 | 21.3194 | 22.2986 | 22.0863 | 23.5399 | 23.6162 | 25.0573 | 25.631 | 26.3034 | 25.0107 | 24.9449 | 25.195 | 24.857 | 24.2479 | 22.8956 | 27.5736 | 25.8463 | 23.2294 | 21.96 | 33.4555 | 30.9345 | 31.002 | 30.3069 | 27.6064 | 27.7828 | 26.2766 | 25.9322 | 26.3704 | 26.5383 | 26.2302 | 25.9238 | 25.6489 | 25.3905 | 25.1425 | 24.9174 | 24.6943 | 24.4955 | 24.2985 | 24.131 | 23.9576 | 23.8042 | 23.6511 | 23.5204 | 23.3883 | 23.2681 | 23.1526 | 23.0525 | 22.9471 | 22.8578
Northwest | Other Family | Peak | October | Clothes Washer | MW | 3.6547 | 3.5772 | 3.5474 | 3.6397 | 3.5372 | 3.6721 | 3.5918 | 3.7692 | 3.8168 | 3.8718 | 3.6366 | 3.5848 | 3.5736 | 3.4777 | 3.3421 | 3.1122 | 3.6867 | 3.401 | 3.0064 | 2.7949 | 7.6604 | 6.9651 | 6.8488 | 6.5735 | 5.8696 | 5.7817 | 5.3416 | 5.2614 | 5.3425 | 5.3718 | 5.3069 | 5.2448 | 5.1906 | 5.1417 | 5.0962 | 5.0569 | 5.0191 | 4.9867 | 4.9558 | 4.9315 | 4.9067 | 4.8859 | 4.866 | 4.8511 | 4.8356 | 4.8229 | 4.8111 | 4.803 | 4.7936 | 4.7869
Northwest | Other Family | Peak | October | Clothes Dryer | MW | 31.375 | 31.5317 | 32.1499 | 33.6543 | 28.7954 | 30.786 | 31.0754 | 33.9832 | 35.821 | 37.9075 | 37.1169 | 38.2328 | 39.7832 | 40.4387 | 40.644 | 39.5619 | 49.0659 | 47.4222 | 43.9355 | 42.8305 | 70.9437 | 58.196 | 60.1974 | 60.7266 | 57.1474 | 59.2766 | 57.7553 | 60.2484 | 64.2075 | 53.7977 | 55.2917 | 56.765 | 58.2944 | 59.851 | 61.4182 | 63.0403 | 64.6566 | 66.332 | 68.0115 | 69.7809 | 71.5339 | 73.3488 | 75.1777 | 77.0944 | 79.0104 | 80.987 | 82.995 | 85.086 | 87.1775 | 89.3479
Northwest | Other Family | Peak | October | Dishwasher | MW | 6.4261 | 6.4933 | 6.7055 | 7.1752 | 7.2238 | 7.7637 | 8.0774 | 8.922 | 9.5103 | 10.0916 | 9.9532 | 10.217 | 10.6315 | 10.7966 | 10.8289 | 10.486 | 12.9319 | 12.3998 | 11.3897 | 11.0132 | 13.9977 | 13.1969 | 13.5236 | 13.4737 | 12.5051 | 12.9252 | 13.6696 | 13.4732 | 13.7258 | 13.8791 | 13.8182 | 13.7882 | 13.7998 | 13.8437 | 13.9126 | 14.0128 | 14.1292 | 14.2715 | 14.4279 | 14.6127 | 14.8039 | 15.0137 | 15.234 | 15.477 | 15.7233 | 15.9848 | 16.2553 | 16.5444 | 16.8353 | 17.1401
Northwest | Other Family | Peak | October | Cooking | MW | 25.1982 | 26.0442 | 27.3054 | 29.2815 | 29.7446 | 32.551 | 33.5005 | 37.1447 | 38.3987 | 39.9386 | 38.4124 | 38.7291 | 39.5704 | 39.4492 | 38.899 | 37.0716 | 46.238 | 44.8375 | 41.693 | 40.8926 | 69.8032 | 66.9306 | 69.636 | 70.5132 | 65.822 | 67.6151 | 65.2345 | 65.0412 | 66.7663 | 67.7775 | 67.5401 | 67.2541 | 67.0076 | 66.3079 | 65.6414 | 65.0503 | 64.4699 | 63.9555 | 63.4564 | 63.0398 | 62.6134 | 62.2383 | 61.8723 | 61.5701 | 61.2584 | 60.9833 | 60.7162 | 60.4965 | 60.2592 | 60.0564
Northwest | Other Family | Peak | October | Air Conditioning | MW | 0 | 0 | 0 | 0 | 0 | 0 | 0 | 0 | 0 | 0 | 0 | 0 | 0 | 0 | 0 | 0 | 0 | 0 | 0 | 0 | 0.02 | 0.0169 | 0.0121 | 0.0137 | 0.0091 | 0.0118 | 0.0114 | 0.0134 | 0.0131 | 0.012 | 0.0124 | 0.0127 | 0.0131 | 0.0135 | 0.0139 | 0.0142 | 0.0146 | 0.015 | 0.0153 | 0.0157 | 0.016 | 0.0164 | 0.0167 | 0.0171 | 0.0175 | 0.0178 | 0.0182 | 0.0185 | 0.0188 | 0.0192
Northwest | Other Family | Peak | October | Entertainment Center | MW | 12.205 | 13.0788 | 14.1786 | 15.7068 | 16.4215 | 18.439 | 19.469 | 21.7965 | 23.5555 | 25.4859 | 25.4159 | 26.3467 | 29.315 | 31.5836 | 34.2 | 35.1728 | 45.9929 | 47.4958 | 47.7039 | 51.3171 | 127.6364 | 124.9368 | 132.1134 | 143.022 | 144.3189 | 156.5402 | 158.9073 | 149.2364 | 143.7657 | 136.7144 | 128.8333 | 122.3727 | 117.1532 | 112.8679 | 109.2909 | 106.3346 | 103.7905 | 101.6569 | 99.77 | 98.189 | 96.7266 | 95.4465 | 94.2543 | 93.2144 | 92.2039 | 91.4775 | 90.9355 | 90.5906 | 90.322 | 90.1834
Northwest | Other Family | Peak | October | Other Non-Substitutables | MW | 69.7773 | 67.8547 | 71.8872 | 77.8264 | 76.0715 | 83.3815 | 78.6225 | 90.2005 | 89.1956 | 91.3366 | 91.3475 | 90.4339 | 90.765 | 92.3818 | 91.4033 | 83.4012 | 101.73 | 95.5795 | 87.2035 | 84.3014 | 117.1965 | 111.6816 | 116.1144 | 115.6197 | 101.9476 | 107.9992 | 100.4495 | 99.8497 | 102.2973 | 103.7439 | 103.3568 | 102.9698 | 102.7042 | 102.4986 | 102.3188 | 102.2247 | 102.1163 | 102.0854 | 102.043 | 102.1085 | 102.1235 | 102.1933 | 102.2494 | 102.3855 | 102.4794 | 102.6087 | 102.7327 | 102.9123 | 103.0435 | 103.2163
Northwest | Other Family | Peak | October | Water Heating Over 55 | MW | 0 | 0 | 0 | 0 | 0 | 0 | 0 | 0 | 0 | 0 | 0 | 0 | 0 | 0 | 0 | 0 | 0 | 0 | 0 | 0 | 0 | 0 | 0 | 0 | 0 | 0 | 0 | 0 | 0 | 0 | 0 | 0 | 0 | 0 | 0 | 0 | 0 | 0 | 0 | 0 | 0 | 0 | 0 | 0 | 0 | 0 | 0 | 0 | 0 | 0
Northwest | Other Family | Peak | November | Space Heating | MW | 497.2074 | 482.4852 | 527.3561 | 584.9374 | 568.76 | 610.1005 | 566.5281 | 668.8117 | 656.1462 | 679.0728 | 771.2921 | 727.2653 | 730.5094 | 795.9527 | 894.6874 | 853.788 | 916.6873 | 877.0406 | 907.2448 | 945.938 | 542.3376 | 323.9565 | 325.5771 | 308.8634 | 358.7281 | 320.8244 | 286.7122 | 289.8607 | 296.4974 | 299.9757 | 297.9112 | 295.6863 | 293.6032 | 284.7237 | 276.2144 | 268.0681 | 260.208 | 252.6882 | 245.4425 | 238.5631 | 231.9021 | 225.5342 | 219.4026 | 213.5662 | 207.9527 | 202.566 | 197.4092 | 192.4973 | 187.7491 | 183.2251
Northwest | Other Family | Peak | November | Water Heating Under 55 | MW | 315.3813 | 319.7521 | 328.7357 | 346.1256 | 344.8878 | 370.2198 | 375.1741 | 406.7684 | 424.5177 | 444.5799 | 441.2446 | 433.7532 | 447.9403 | 456.511 | 500.8449 | 473.3881 | 504.2947 | 523.2692 | 523.2542 | 524.1816 | 317.1717 | 305.4155 | 287.2692 | 279.5973 | 343.8033 | 280.829 | 273.9485 | 274.4661 | 283.1577 | 284.7761 | 284.1165 | 283.3726 | 282.8949 | 282.5241 | 282.174 | 282.0214 | 281.7818 | 281.7204 | 281.5982 | 281.7503 | 281.734 | 281.8495 | 281.9031 | 282.1605 | 282.2881 | 282.4921 | 282.6655 | 282.9826 | 283.1461 | 283.4107
Northwest | Other Family | Peak | November | Lighting | MW | 98.5847 | 99.1481 | 101.3232 | 106.0591 | 105.2371 | 112.4834 | 113.5564 | 122.823 | 128.0705 | 134.0221 | 133.1574 | 130.2032 | 134.8207 | 137.209 | 150.1314 | 140.532 | 149.6715 | 154.408 | 153.5664 | 153.8028 | 190.1929 | 181.4599 | 169.7085 | 163.5039 | 199.4226 | 162.8419 | 151.9546 | 145.7738 | 144.9077 | 143.0988 | 139.186 | 135.6286 | 132.7958 | 130.5308 | 128.6965 | 128.0796 | 127.5558 | 127.2126 | 126.9194 | 126.8111 | 126.6819 | 126.649 | 126.6237 | 126.7129 | 126.7614 | 126.8655 | 126.9681 | 127.1404 | 127.2586 | 127.4274
Northwest | Other Family | Peak | November | Refrigeration | MW | 61.3993 | 61.1909 | 61.859 | 63.9676 | 62.6212 | 65.9545 | 65.5242 | 69.9278 | 71.874 | 74.0999 | 72.5905 | 70.0477 | 71.4057 | 71.7061 | 77.6069 | 72.0105 | 75.8182 | 77.3824 | 76.0896 | 75.2238 | 87.7383 | 82.8688 | 76.6769 | 73.1434 | 88.2638 | 71.1315 | 67.9642 | 67.0665 | 68.2095 | 68.679 | 67.9282 | 67.2018 | 66.5664 | 65.9892 | 65.4505 | 64.9843 | 64.5364 | 64.1566 | 63.7948 | 63.5159 | 63.2339 | 63.0054 | 62.7912 | 62.6423 | 62.4905 | 62.3797 | 62.2836 | 62.2365 | 62.1803 | 62.1642
Northwest | Other Family | Peak | November | Freezer | MW | 20.0843 | 20.3727 | 20.9617 | 21.9229 | 21.7013 | 23.1266 | 23.227 | 24.6578 | 25.2125 | 25.8638 | 25.2186 | 24.2484 | 24.599 | 24.6159 | 26.5512 | 24.6139 | 25.8181 | 26.3025 | 25.8301 | 25.4421 | 31.6444 | 29.8715 | 27.5694 | 26.2959 | 31.6694 | 25.4341 | 24.3526 | 24.0333 | 24.4393 | 24.5948 | 24.309 | 24.0249 | 23.77 | 23.5304 | 23.3004 | 23.0916 | 22.8847 | 22.7003 | 22.5175 | 22.3622 | 22.2013 | 22.0589 | 21.9169 | 21.7956 | 21.6729 | 21.5614 | 21.4542 | 21.3612 | 21.2633 | 21.1805
Northwest | Other Family | Peak | November | Clothes Washer | MW | 3.9785 | 3.8967 | 3.8668 | 3.9673 | 3.8535 | 3.9998 | 3.9167 | 4.1121 | 4.1622 | 4.2203 | 4.0646 | 3.8624 | 3.8672 | 3.8171 | 4.0557 | 3.708 | 3.8255 | 3.8361 | 3.7054 | 3.5894 | 7.6508 | 7.104 | 6.4344 | 6.0261 | 7.1148 | 5.5926 | 5.2294 | 5.1509 | 5.2303 | 5.2589 | 5.1953 | 5.1344 | 5.0813 | 5.0333 | 4.9887 | 4.9502 | 4.9132 | 4.8814 | 4.8511 | 4.8273 | 4.8029 | 4.7825 | 4.763 | 4.7483 | 4.7331 | 4.7206 | 4.709 | 4.701 | 4.6918 | 4.6852
Northwest | Other Family | Peak | November | Clothes Dryer | MW | 31.9333 | 32.1181 | 32.7715 | 34.3022 | 29.3308 | 31.3556 | 31.6834 | 34.6713 | 36.5286 | 38.6424 | 38.8035 | 38.5248 | 40.2603 | 41.5097 | 46.1321 | 44.0939 | 47.628 | 50.0347 | 50.6516 | 51.4509 | 82.1788 | 68.8543 | 65.6092 | 64.5853 | 80.3691 | 66.5247 | 65.6021 | 68.4354 | 72.9339 | 61.1105 | 62.8087 | 64.4835 | 66.2221 | 67.9917 | 69.7734 | 71.6173 | 73.4548 | 75.3596 | 77.269 | 79.2805 | 81.2735 | 83.337 | 85.4163 | 87.5955 | 89.7739 | 92.0215 | 94.3046 | 96.6821 | 99.0602 | 101.5282
Northwest | Other Family | Peak | November | Dishwasher | MW | 6.1952 | 6.2651 | 6.4752 | 6.9276 | 6.9702 | 7.4883 | 7.7967 | 8.6084 | 9.1736 | 9.7266 | 9.831 | 9.7332 | 10.1758 | 10.4787 | 11.6151 | 11.035 | 11.8521 | 12.3575 | 12.4032 | 12.4986 | 16.5509 | 15.9273 | 15.032 | 14.6119 | 17.9311 | 14.7894 | 15.8283 | 15.6005 | 15.8925 | 16.0696 | 15.9987 | 15.9635 | 15.9767 | 16.0271 | 16.1066 | 16.2221 | 16.3565 | 16.5209 | 16.7016 | 16.9152 | 17.1362 | 17.3787 | 17.6334 | 17.9143 | 18.1991 | 18.5015 | 18.8143 | 19.1486 | 19.4849 | 19.8374
Northwest | Other Family | Peak | November | Cooking | MW | 33.4467 | 34.5922 | 36.294 | 38.9191 | 39.5076 | 43.2335 | 44.5369 | 49.4101 | 51.0473 | 53.0801 | 52.3525 | 50.8801 | 52.2104 | 52.7938 | 57.5577 | 53.8601 | 58.5004 | 61.6737 | 62.6634 | 64.0432 | 76.9522 | 75.3546 | 72.226 | 71.367 | 88.0868 | 72.1995 | 70.4857 | 70.2781 | 72.1432 | 73.237 | 72.9814 | 72.6733 | 72.4079 | 71.6528 | 70.9333 | 70.2952 | 69.6687 | 69.1136 | 68.5748 | 68.1252 | 67.665 | 67.2601 | 66.865 | 66.539 | 66.2025 | 65.9058 | 65.6175 | 65.3804 | 65.1244 | 64.9056
Northwest | Other Family | Peak | November | Air Conditioning | MW | 0 | 0 | 0 | 0 | 0 | 0 | 0 | 0 | 0 | 0 | 0 | 0 | 0 | 0 | 0 | 0 | 0 | 0 | 0 | 0 | 0.0217 | 0.0187 | 0.0122 | 0.0135 | 0.0118 | 0.0124 | 0.0121 | 0.0142 | 0.0139 | 0.0128 | 0.0132 | 0.0135 | 0.0139 | 0.0143 | 0.0147 | 0.0151 | 0.0155 | 0.0159 | 0.0163 | 0.0167 | 0.017 | 0.0174 | 0.0178 | 0.0182 | 0.0186 | 0.0189 | 0.0193 | 0.0197 | 0.02 | 0.0204
Northwest | Other Family | Peak | November | Entertainment Center | MW | 14.6336 | 15.6904 | 17.021 | 18.854 | 19.7021 | 22.1176 | 23.3823 | 26.1865 | 28.289 | 30.5909 | 31.2781 | 31.262 | 34.9327 | 38.169 | 45.6955 | 46.1344 | 52.5328 | 58.9696 | 64.7167 | 72.5288 | 138.3873 | 138.2751 | 134.6405 | 142.2151 | 189.6917 | 164.2297 | 168.8327 | 158.5584 | 152.7467 | 145.2556 | 136.8828 | 130.019 | 124.4742 | 119.922 | 116.122 | 112.9814 | 110.279 | 108.0127 | 106.0084 | 104.329 | 102.7757 | 101.4162 | 100.1499 | 99.0456 | 97.9722 | 97.2011 | 96.6256 | 96.2596 | 95.9748 | 95.8279
Northwest | Other Family | Peak | November | Other Non-Substitutables | MW | 81.5599 | 79.3809 | 84.158 | 91.1013 | 88.992 | 97.535 | 92.0705 | 105.6965 | 104.4753 | 106.9288 | 109.6659 | 104.6528 | 105.4872 | 108.9074 | 119.1381 | 106.7376 | 113.3909 | 115.7753 | 115.4259 | 116.2582 | 136.4979 | 132.8365 | 127.2067 | 123.5924 | 144.0983 | 121.8312 | 114.7076 | 114.0233 | 116.8189 | 118.4715 | 118.0301 | 117.5888 | 117.2863 | 117.0522 | 116.8476 | 116.7405 | 116.6174 | 116.5829 | 116.535 | 116.6104 | 116.6281 | 116.7086 | 116.7733 | 116.9293 | 117.0369 | 117.1854 | 117.3276 | 117.5333 | 117.6837 | 117.8817
Northwest | Other Family | Peak | November | Water Heating Over 55 | MW | 0 | 0 | 0 | 0 | 0 | 0 | 0 | 0 | 0 | 0 | 0 | 0 | 0 | 0 | 0 | 0 | 0 | 0 | 0 | 0 | 0 | 0 | 0 | 0 | 0 | 0 | 0 | 0 | 0 | 0 | 0 | 0 | 0 | 0 | 0 | 0 | 0 | 0 | 0 | 0 | 0 | 0 | 0 | 0 | 0 | 0 | 0 | 0 | 0 | 0
Northwest | Other Family | Peak | December | Space Heating | MW | 638.1376 | 620.4659 | 675.429 | 746.4452 | 732.4454 | 783.0681 | 730.3876 | 852.9601 | 845.7828 | 872.5037 | 1025.577 | 962.4609 | 1142.802 | 1042.012 | 1107.623 | 1050.163 | 1092.677 | 1105.327 | 1072.12 | 1257.279 | 721.0752 | 467.0988 | 579.3959 | 591.3378 | 461.2077 | 506.8257 | 438.3654 | 442.9996 | 453.0003 | 458.1804 | 454.9006 | 451.3866 | 448.0968 | 434.4721 | 421.4206 | 408.9303 | 396.8832 | 385.361 | 374.2639 | 363.7314 | 353.5372 | 343.7948 | 334.4182 | 325.4964 | 316.9193 | 308.6907 | 300.8177 | 293.3217 | 286.0783 | 279.1793
Northwest | Other Family | Peak | December | Water Heating Under 55 | MW | 259.532 | 263.4263 | 269.692 | 282.7781 | 284.2452 | 304.0398 | 310.1425 | 332.7886 | 351.204 | 366.8866 | 378.1163 | 368.8583 | 449.2328 | 382.8984 | 398.4674 | 374.4384 | 387.207 | 424.2142 | 397.7411 | 448.1046 | 307.4635 | 319.4493 | 370.8447 | 387.7331 | 320.3864 | 321.4281 | 303.3285 | 303.9013 | 313.527 | 315.3202 | 314.5908 | 313.7681 | 313.2408 | 312.8312 | 312.4453 | 312.2762 | 312.012 | 311.9459 | 311.8114 | 311.9807 | 311.9638 | 312.0934 | 312.1539 | 312.4391 | 312.5821 | 312.8092 | 313.0032 | 313.3543 | 313.5364 | 313.8312
Northwest | Other Family | Peak | December | Lighting | MW | 118.5241 | 119.3186 | 121.4559 | 126.5811 | 126.6809 | 134.9265 | 137.1271 | 146.8005 | 154.8162 | 161.6067 | 166.8158 | 161.7595 | 197.5119 | 168.0697 | 174.5634 | 162.5096 | 168.0688 | 182.9984 | 170.6389 | 192.2245 | 176.9971 | 182.1566 | 210.2735 | 217.5383 | 178.2248 | 178.6774 | 161.2672 | 154.7131 | 153.7988 | 151.8795 | 147.7275 | 143.9563 | 140.9541 | 138.5537 | 136.6103 | 135.9581 | 135.405 | 135.0435 | 134.7343 | 134.6212 | 134.4858 | 134.4527 | 134.4274 | 134.5231 | 134.5761 | 134.6877 | 134.7982 | 134.9817 | 135.1084 | 135.2888
Northwest | Other Family | Peak | December | Refrigeration | MW | 58.6915 | 58.5521 | 58.9541 | 60.7008 | 59.9343 | 62.8991 | 62.9084 | 66.4302 | 69.0535 | 71.0099 | 72.2624 | 69.1602 | 83.1437 | 69.8194 | 71.7096 | 66.1645 | 67.6337 | 72.87 | 67.178 | 74.7007 | 74.351 | 75.7641 | 86.5232 | 88.6395 | 71.8592 | 71.1122 | 65.7202 | 64.8522 | 65.9578 | 66.4122 | 65.6866 | 64.9845 | 64.3705 | 63.8127 | 63.2923 | 62.8415 | 62.4088 | 62.042 | 61.6925 | 61.4231 | 61.1507 | 60.9302 | 60.7235 | 60.5797 | 60.4333 | 60.3265 | 60.234 | 60.1886 | 60.1346 | 60.1195
Northwest | Other Family | Peak | December | Freezer | MW | 20.3067 | 20.6204 | 21.132 | 22.0071 | 21.9736 | 23.3338 | 23.5915 | 24.785 | 25.6305 | 26.2266 | 26.5663 | 25.339 | 30.3134 | 25.3688 | 25.9665 | 23.9341 | 24.3732 | 26.2167 | 24.1384 | 26.7402 | 24.4202 | 24.8766 | 28.3368 | 29.0185 | 23.4837 | 23.1607 | 21.4531 | 21.1727 | 21.5316 | 21.6697 | 21.419 | 21.1699 | 20.9464 | 20.7364 | 20.5349 | 20.352 | 20.1708 | 20.0095 | 19.8495 | 19.7137 | 19.5731 | 19.4488 | 19.3248 | 19.2189 | 19.112 | 19.0148 | 18.9215 | 18.8406 | 18.7555 | 18.6836
Northwest | Other Family | Peak | December | Clothes Washer | MW | 6.3564 | 6.2312 | 6.1568 | 6.2912 | 6.1645 | 6.3755 | 6.2867 | 6.5285 | 6.6827 | 6.7588 | 6.7621 | 6.3733 | 7.5234 | 6.2093 | 6.2602 | 5.6908 | 5.6999 | 6.0334 | 5.4639 | 5.9526 | 7.0604 | 7.0721 | 7.9055 | 7.9524 | 6.308 | 6.0891 | 5.5074 | 5.4245 | 5.508 | 5.5381 | 5.471 | 5.4068 | 5.3508 | 5.3001 | 5.2531 | 5.2124 | 5.1733 | 5.1397 | 5.1077 | 5.0825 | 5.0567 | 5.0351 | 5.0144 | 4.9989 | 4.9828 | 4.9696 | 4.9572 | 4.9487 | 4.9389 | 4.9318
Northwest | Other Family | Peak | December | Clothes Dryer | MW | 40.7116 | 40.9934 | 41.6556 | 43.4171 | 37.4476 | 39.8891 | 40.5724 | 43.9338 | 46.8067 | 49.3897 | 51.5023 | 50.7326 | 62.5269 | 53.9119 | 56.8403 | 54.0193 | 56.6449 | 62.8231 | 59.6303 | 68.1237 | 84.6653 | 76.5318 | 90.0065 | 95.178 | 79.581 | 80.9002 | 77.1721 | 80.5092 | 85.806 | 71.8994 | 73.901 | 75.8752 | 77.9249 | 80.011 | 82.1117 | 84.2854 | 86.452 | 88.6983 | 90.9498 | 93.3217 | 95.6722 | 98.106 | 100.5586 | 103.1286 | 105.6984 | 108.3497 | 111.0435 | 113.8478 | 116.6536 | 119.5658
Northwest | Other Family | Peak | December | Dishwasher | MW | 6.9515 | 7.0354 | 7.2362 | 7.7092 | 7.8199 | 8.3688 | 8.7993 | 9.5893 | 10.3331 | 10.9308 | 11.4907 | 11.269 | 13.8645 | 11.9314 | 12.5596 | 11.8645 | 12.3747 | 13.6115 | 12.8062 | 14.5096 | 16.149 | 16.7577 | 19.5164 | 20.369 | 16.7983 | 17.0079 | 17.5979 | 17.3437 | 17.6676 | 17.8637 | 17.7841 | 17.7441 | 17.758 | 17.8132 | 17.9009 | 18.0285 | 18.1771 | 18.3591 | 18.5591 | 18.7957 | 19.0405 | 19.3093 | 19.5916 | 19.9029 | 20.2185 | 20.5538 | 20.9006 | 21.2711 | 21.644 | 22.0348
Northwest | Other Family | Peak | December | Cooking | MW | 49.9309 | 51.6969 | 54.0185 | 57.6838 | 59.0726 | 64.4191 | 66.802 | 73.3731 | 76.654 | 79.5063 | 81.4336 | 78.5103 | 95.0177 | 80.3387 | 83.1155 | 77.3484 | 81.5725 | 90.7716 | 86.4761 | 99.4014 | 72.8663 | 76.955 | 91.0297 | 96.6085 | 80.1053 | 80.6184 | 76.133 | 75.9096 | 77.9254 | 79.108 | 78.8329 | 78.501 | 78.2154 | 77.4005 | 76.6242 | 75.9355 | 75.2593 | 74.6605 | 74.079 | 73.5939 | 73.0974 | 72.6608 | 72.2346 | 71.8828 | 71.52 | 71.2 | 70.8893 | 70.6335 | 70.3576 | 70.1219
Northwest | Other Family | Peak | December | Air Conditioning | MW | 0 | 0 | 0 | 0 | 0 | 0 | 0 | 0 | 0 | 0 | 0 | 0 | 0 | 0 | 0 | 0 | 0 | 0 | 0 | 0 | 0.0252 | 0.0236 | 0.019 | 0.0225 | 0.0132 | 0.017 | 0.0161 | 0.0189 | 0.0184 | 0.0169 | 0.0175 | 0.018 | 0.0185 | 0.019 | 0.0195 | 0.0201 | 0.0206 | 0.0211 | 0.0216 | 0.0221 | 0.0226 | 0.0231 | 0.0236 | 0.0241 | 0.0246 | 0.0251 | 0.0256 | 0.0261 | 0.0265 | 0.027
Northwest | Other Family | Peak | December | Entertainment Center | MW | 18.6919 | 20.0604 | 21.6775 | 23.9062 | 25.1934 | 28.181 | 29.9881 | 33.2297 | 36.3096 | 39.1605 | 41.6021 | 41.2315 | 54.3451 | 49.6572 | 56.4294 | 56.6543 | 62.6344 | 74.2219 | 76.3656 | 96.2706 | 127.7114 | 137.6734 | 165.4438 | 187.6406 | 168.1234 | 178.7113 | 177.704 | 166.8898 | 160.7735 | 152.8895 | 144.0774 | 136.8537 | 131.0184 | 126.2275 | 122.2288 | 118.9234 | 116.0797 | 113.6951 | 111.586 | 109.8188 | 108.1846 | 106.7543 | 105.4221 | 104.2599 | 103.1308 | 102.3197 | 101.7148 | 101.3297 | 101.0305 | 100.8767
Northwest | Other Family | Peak | December | Other Non-Substitutables | MW | 91.5752 | 89.2352 | 94.2221 | 101.5691 | 100.0681 | 109.287 | 103.8513 | 117.9338 | 117.9056 | 120.352 | 128.1821 | 121.3724 | 144.2857 | 124.56 | 129.2844 | 115.1758 | 118.7742 | 128.0546 | 119.6915 | 135.5932 | 138.0717 | 144.9875 | 171.361 | 178.8181 | 140.0952 | 145.4609 | 132.475 | 131.6849 | 134.9145 | 136.824 | 136.3151 | 135.8062 | 135.4581 | 135.1886 | 134.9534 | 134.8301 | 134.6889 | 134.6501 | 134.5956 | 134.6834 | 134.7048 | 134.7988 | 134.8743 | 135.055 | 135.1803 | 135.3527 | 135.5182 | 135.756 | 135.9306 | 136.1603
Northwest | Other Family | Peak | December | Water Heating Over 55 | MW | 0 | 0 | 0 | 0 | 0 | 0 | 0 | 0 | 0 | 0 | 0 | 0 | 0 | 0 | 0 | 0 | 0 | 0 | 0 | 0 | 0 | 0 | 0 | 0 | 0 | 0 | 0 | 0 | 0 | 0 | 0 | 0 | 0 | 0 | 0 | 0 | 0 | 0 | 0 | 0 | 0 | 0 | 0 | 0 | 0 | 0 | 0 | 0 | 0 | 0
Northwest | Single Family | Peak | January | All | MW | 10666.9 | 10552.69 | 10862.03 | 11389 | 11038.52 | 11514.84 | 11086.54 | 11677.26 | 11419.2 | 11349.83 | 13007.69 | 11796.31 | 11069.23 | 10504.6 | 10880.72 | 11577.59 | 11370.93 | 10765.95 | 12704.89 | 11889.72 | 9534.635 | 11285.29 | 12045.7 | 11500.65 | 10107.61 | 11413.2 | 10426.49 | 10341.4 | 10538.46 | 10518.2 | 10468.56 | 10432.72 | 10408.92 | 10345.67 | 10293.8 | 10265.04 | 10241.84 | 10226.26 | 10215.94 | 10213.33 | 10218.08 | 10224.83 | 10235.4 | 10247.93 | 10264.82 | 10287.07 | 10310.07 | 10336.43 | 10368.52 | 10401.71
Northwest | Single Family | Peak | February | All | MW | 10336.99 | 10219.02 | 10501.78 | 11003.78 | 10666.47 | 11123.49 | 10713.48 | 11279.42 | 11045.79 | 10971.92 | 12682.03 | 10700.47 | 9663.117 | 10283.24 | 10021.07 | 11073.2 | 10529.24 | 11050.94 | 10566.19 | 10919.65 | 10160.02 | 10158.68 | 10266.5 | 10264.54 | 9616.371 | 10875.72 | 9539.452 | 9450.176 | 9625.127 | 9591.272 | 9540.479 | 9503.552 | 9478.672 | 9425.587 | 9383.122 | 9361.708 | 9345.449 | 9336.322 | 9332.06 | 9334.879 | 9344.426 | 9355.787 | 9370.617 | 9387.164 | 9407.666 | 9433.191 | 9459.427 | 9488.794 | 9523.473 | 9559.142
Northwest | Single Family | Peak | March | All | MW | 9260.736 | 9148.614 | 9399.074 | 9853.728 | 9534.437 | 9950.361 | 9570.026 | 10096.99 | 9868.788 | 9800.731 | 10411.99 | 9777.787 | 9647.83 | 9676.544 | 9439.026 | 9612.1 | 10191.76 | 9606.313 | 9518.098 | 9040.64 | 9190.319 | 9325.518 | 9731.588 | 10542.3 | 9420.713 | 9565.088 | 9519.877 | 9444.696 | 9625.482 | 9595.179 | 9548.416 | 9514.822 | 9492.25 | 9441.591 | 9400.729 | 9379.061 | 9362.24 | 9352.216 | 9346.813 | 9348.329 | 9356.434 | 9366.224 | 9379.378 | 9394.202 | 9412.939 | 9436.581 | 9460.863 | 9488.218 | 9520.802 | 9554.366
Northwest | Single Family | Peak | April | All | MW | 7728.316 | 7599.047 | 7788.238 | 8183.498 | 7892.799 | 8267.363 | 7925 | 8464.799 | 8234.053 | 8200.821 | 8045.32 | 8357.185 | 8006.643 | 8389.382 | 8166.658 | 8518.461 | 8390.409 | 8578.339 | 8212.983 | 8492.24 | 8147.841 | 8606.762 | 9764.779 | 8926.453 | 8722.706 | 8982.63 | 8319.835 | 8247.1 | 8395.438 | 8367.265 | 8317.877 | 8281.213 | 8255.016 | 8208.649 | 8171.018 | 8149.53 | 8132.444 | 8121.398 | 8114.472 | 8113.612 | 8118.472 | 8124.844 | 8134.141 | 8144.884 | 8159.025 | 8177.593 | 8196.885 | 8218.951 | 8245.627 | 8273.221
Northwest | Single Family | Peak | May | All | MW | 6047.891 | 5912.668 | 6029.256 | 6330.976 | 6045.802 | 6365.487 | 6087.579 | 6608.143 | 6380.467 | 6418.825 | 7021.011 | 6796.15 | 6398.629 | 6935.803 | 6791.979 | 6684.316 | 7464.076 | 6803.536 | 6453.152 | 6887.102 | 6919.048 | 6822.279 | 7405.43 | 7274.083 | 7221.819 | 6972.15 | 6690.175 | 6610.224 | 6719.387 | 6676.062 | 6629.575 | 6595.278 | 6571.235 | 6539.787 | 6516.149 | 6506.513 | 6500.677 | 6500.125 | 6503.088 | 6511.055 | 6523.707 | 6537.586 | 6553.845 | 6571.154 | 6591.146 | 6614.965 | 6639.429 | 6666.196 | 6696.852 | 6728.17
Northwest | Single Family | Peak | June | All | MW | 4874.155 | 4738.457 | 4842.865 | 5106.419 | 4792.816 | 5118.558 | 4862.678 | 5395.016 | 5177.514 | 5252.419 | 5226.897 | 5013.165 | 5121.638 | 5436.463 | 5672.25 | 5241.474 | 6046.554 | 5891.325 | 5852.104 | 5801.548 | 6642.843 | 5960.363 | 6968.191 | 6147.675 | 6179.116 | 5962.283 | 5813.097 | 5765.542 | 5898.235 | 5759.354 | 5717.822 | 5687.467 | 5666.885 | 5648.471 | 5637.058 | 5638.786 | 5643.719 | 5653.391 | 5666.09 | 5683.109 | 5704.206 | 5726.263 | 5750.356 | 5775.187 | 5802.264 | 5832.686 | 5863.489 | 5896.221 | 5932.388 | 5968.958
Northwest | Single Family | Peak | July | All | MW | 6029.918 | 5818.441 | 5915.866 | 6159.739 | 6159.618 | 6459.001 | 6182.567 | 6319.352 | 6628.327 | 6454.346 | 6902.039 | 6417.526 | 7404.889 | 6657.194 | 6839.394 | 6211.841 | 7389.43 | 7969.458 | 7625.88 | 7555.564 | 8245.154 | 7776.103 | 7717.077 | 8524.349 | 7448.767 | 7228.433 | 7271.429 | 7373.094 | 7703.217 | 7195.581 | 7146.981 | 7110.484 | 7084.128 | 7060.638 | 7044.501 | 7042.085 | 7043.302 | 7050.012 | 7060.368 | 7076.007 | 7096.675 | 7118.59 | 7143.038 | 7168.521 | 7196.868 | 7229.099 | 7261.712 | 7296.643 | 7335.693 | 7375.273
Northwest | Single Family | Peak | August | All | MW | 5961.338 | 5756.486 | 5858.527 | 6099.824 | 6120.549 | 6413.016 | 6151.852 | 6262.575 | 6598.706 | 6418.801 | 6894.99 | 6713.953 | 7366.24 | 6763.887 | 6811.197 | 6414.054 | 7486.33 | 7671.735 | 7960.402 | 7746.639 | 7772.842 | 7645.98 | 8217.338 | 8418.615 | 7925.771 | 7875.361 | 7815.784 | 7928.174 | 8274.36 | 7747.265 | 7692.675 | 7650.637 | 7619.091 | 7586.77 | 7562.241 | 7552.111 | 7545.92 | 7545.576 | 7549.164 | 7558.427 | 7573.087 | 7589.184 | 7608.061 | 7628.169 | 7651.418 | 7678.814 | 7706.714 | 7737.139 | 7771.951 | 7807.432
Northwest | Single Family | Peak | September | All | MW | 5343.678 | 5197.348 | 5294.884 | 5560.249 | 5312.295 | 5628.138 | 5385.456 | 5833.735 | 5726.485 | 5724.352 | 6051.075 | 5739.593 | 6300.959 | 6043.188 | 5864.751 | 5541.677 | 6257.738 | 6910.926 | 6181.373 | 6427.486 | 6288.058 | 6165.294 | 6417.77 | 6714.509 | 6293.639 | 6807.219 | 6209.814 | 6154.078 | 6284.97 | 6137.29 | 6088.197 | 6051.356 | 6025.434 | 6003.3 | 5988.964 | 5989.587 | 5993.823 | 6003.163 | 6015.854 | 6033.237 | 6055.058 | 6077.964 | 6103.068 | 6129.041 | 6157.425 | 6189.367 | 6221.757 | 6256.224 | 6294.317 | 6332.885
Northwest | Single Family | Peak | October | All | MW | 8375.432 | 8249.116 | 8490.582 | 8930.562 | 8620.289 | 9018.165 | 8629.569 | 9178.114 | 8925.275 | 8869.912 | 8654.771 | 8383.854 | 8319.648 | 8360.479 | 8291.895 | 8006.508 | 9780.371 | 9085.422 | 8445.937 | 8292.151 | 8049.311 | 7469.068 | 7705.07 | 7742.368 | 7194.345 | 7498.348 | 7122.34 | 7021.252 | 7132.666 | 7086.612 | 7036.057 | 6998.532 | 6972.925 | 6942.318 | 6920.849 | 6917.881 | 6919.074 | 6926.016 | 6936.76 | 6952.913 | 6974.213 | 6996.757 | 7021.847 | 7048.019 | 7077.011 | 7109.993 | 7143.449 | 7179.267 | 7219.181 | 7259.685
Northwest | Single Family | Peak | November | All | MW | 8937.318 | 8813.57 | 9043.923 | 9482.497 | 9145.064 | 9570.158 | 9202.092 | 9771.084 | 9527.762 | 9482.555 | 9428.065 | 8825.721 | 8798.402 | 8936.966 | 9783.493 | 9261.052 | 9848.182 | 9986.306 | 10125.39 | 10336.01 | 10206.29 | 9597.706 | 9159.274 | 8955.604 | 10974.27 | 9183.489 | 8763.252 | 8663.764 | 8814.874 | 8780.437 | 8727.525 | 8688.377 | 8661.735 | 8616.83 | 8582.357 | 8569.391 | 8561.262 | 8559.818 | 8562.863 | 8572.423 | 8588.199 | 8605.519 | 8625.954 | 8647.833 | 8673.225 | 8703.258 | 8733.825 | 8767.206 | 8805.453 | 8844.477
Northwest | Single Family | Peak | December | All | MW | 10112.85 | 9987.507 | 10252.31 | 10750.62 | 10464.3 | 10916.43 | 10524.78 | 11100.2 | 10911.29 | 10818.74 | 11244.2 | 10426.14 | 12275.64 | 10476 | 10907.02 | 10304.75 | 10660.11 | 11382.16 | 10864.88 | 12528.33 | 10612.67 | 10718.55 | 12682.5 | 13306.54 | 10931.63 | 11323.21 | 10394.88 | 10303.61 | 10495.69 | 10470.38 | 10417.65 | 10379.3 | 10353.61 | 10293.93 | 10245.71 | 10220.77 | 10201.38 | 10189.61 | 10183.09 | 10184.25 | 10192.74 | 10203.19 | 10217.4 | 10233.51 | 10253.95 | 10279.74 | 10306.25 | 10336.12 | 10371.71 | 10408.37
Northwest | Multi Family | Peak | January | All | MW | 1808.915 | 1838.629 | 1968.381 | 2137.174 | 2107.342 | 2197.576 | 2099.886 | 2116.823 | 2082.268 | 2099.107 | 2465.823 | 2254.13 | 2144.887 | 2059.642 | 2154.767 | 2310.209 | 2276.148 | 2146.047 | 2537.911 | 2390.47 | 1970.851 | 2391.503 | 2591.795 | 2475.437 | 2182.756 | 2519.297 | 2252.174 | 2285.393 | 2370.569 | 2425.866 | 2459.133 | 2492.295 | 2530.311 | 2558.36 | 2584.951 | 2611.448 | 2639.167 | 2666.376 | 2694.868 | 2725.001 | 2756.819 | 2791.47 | 2823.706 | 2855.041 | 2887.934 | 2921.036 | 2953.813 | 2985.409 | 3017.55 | 3049.938
Northwest | Multi Family | Peak | February | All | MW | 1729.228 | 1756.566 | 1877.382 | 2038.222 | 2011.175 | 2098.009 | 2006.466 | 2028.309 | 1998.222 | 2014.164 | 2386.585 | 2030.86 | 1860.308 | 2003.442 | 1972.013 | 2196.478 | 2095.827 | 2192.916 | 2101.978 | 2186.649 | 1896.92 | 1940.73 | 1986.893 | 1989.342 | 1870.12 | 2145.65 | 1841.848 | 1863.929 | 1931.834 | 1971.707 | 1997.265 | 2023.116 | 2053.248 | 2077.133 | 2099.937 | 2122.913 | 2147.042 | 2170.815 | 2195.749 | 2222.09 | 2249.89 | 2280.108 | 2308.347 | 2335.89 | 2364.724 | 2393.814 | 2422.692 | 2450.646 | 2479.083 | 2507.758
Northwest | Multi Family | Peak | March | All | MW | 1541.259 | 1564.888 | 1671.442 | 1815.154 | 1788.62 | 1867.657 | 1785.412 | 1808.824 | 1780.07 | 1794.432 | 1952.167 | 1850.041 | 1852.136 | 1879.446 | 1851.771 | 1900.785 | 2022.809 | 1901.68 | 1888.753 | 1805.723 | 1823.311 | 1895.313 | 2005.349 | 2172.82 | 1945.85 | 2010.576 | 1955.874 | 1982.891 | 2056.345 | 2101.186 | 2129.408 | 2157.692 | 2190.292 | 2215.421 | 2239.263 | 2262.876 | 2287.639 | 2311.972 | 2337.481 | 2364.45 | 2392.924 | 2423.908 | 2452.797 | 2480.937 | 2510.436 | 2540.161 | 2569.63 | 2598.103 | 2627.063 | 2656.255
Northwest | Multi Family | Peak | April | All | MW | 1289.711 | 1303.649 | 1389.264 | 1512.515 | 1487.179 | 1558.347 | 1485.24 | 1524.819 | 1494.391 | 1507.826 | 1515.316 | 1587.727 | 1541.965 | 1635.47 | 1608.403 | 1694.233 | 1674.25 | 1704.985 | 1636.119 | 1700.726 | 1547.796 | 1673.42 | 1921.506 | 1756.768 | 1718.615 | 1793.913 | 1621.366 | 1641.247 | 1700.225 | 1735.61 | 1757.377 | 1779.444 | 1805.262 | 1825.693 | 1845.14 | 1864.427 | 1884.74 | 1904.743 | 1925.762 | 1948.013 | 1971.536 | 1997.159 | 2021.054 | 2044.34 | 2068.747 | 2093.392 | 2117.86 | 2141.533 | 2165.625 | 2189.925
Northwest | Multi Family | Peak | May | All | MW | 911.5881 | 917.5187 | 973.0415 | 1062.214 | 1041.539 | 1102.403 | 1053.431 | 1123.32 | 1093.084 | 1112.23 | 1242.778 | 1216.271 | 1158.472 | 1271.792 | 1256.437 | 1248.424 | 1398.002 | 1271.929 | 1209.468 | 1292.02 | 1280.197 | 1289.36 | 1416.869 | 1391.374 | 1381.989 | 1349.717 | 1258.436 | 1269.378 | 1313.036 | 1336.027 | 1351.035 | 1366.644 | 1385.463 | 1401.603 | 1417.128 | 1432.778 | 1449.338 | 1465.741 | 1483.012 | 1501.274 | 1520.598 | 1541.628 | 1561.297 | 1580.496 | 1600.577 | 1620.914 | 1641.161 | 1660.811 | 1680.82 | 1701.013
Northwest | Multi Family | Peak | June | All | MW | 634.6671 | 637.2792 | 678.4271 | 747.8088 | 712.2682 | 773.0002 | 734.0998 | 833.7962 | 782.6746 | 811.0341 | 816.1011 | 789.2034 | 801.8663 | 880.0778 | 918.8704 | 846.8514 | 974.1476 | 934.3929 | 934.5026 | 933.0184 | 1041.283 | 959.1863 | 1142.83 | 1000.966 | 1022.787 | 986.0498 | 936.663 | 940.9565 | 975.9113 | 982.1343 | 992.3734 | 1003.43 | 1017.238 | 1031.019 | 1044.47 | 1058.405 | 1073.207 | 1087.973 | 1103.536 | 1119.938 | 1137.271 | 1156.051 | 1173.822 | 1191.314 | 1209.526 | 1228.048 | 1246.583 | 1264.73 | 1283.22 | 1301.921
Northwest | Multi Family | Peak | July | All | MW | 633.0947 | 639.2415 | 681.6949 | 752.303 | 722.8872 | 783.4091 | 746.6767 | 844.9088 | 798.3506 | 824.8924 | 877.5492 | 816.6865 | 907.8137 | 899.6497 | 913.9469 | 813.8758 | 961.0137 | 988.5862 | 969.1564 | 1003.839 | 1055.265 | 1044.414 | 1085.514 | 1151.77 | 1072.204 | 1025.905 | 1008.264 | 1016.712 | 1069.388 | 1054.767 | 1066.637 | 1079.457 | 1095.31 | 1111.567 | 1127.515 | 1143.949 | 1161.429 | 1178.965 | 1197.475 | 1216.999 | 1237.656 | 1260.025 | 1281.389 | 1302.554 | 1324.617 | 1347.12 | 1369.733 | 1392.009 | 1414.76 | 1437.842
Northwest | Multi Family | Peak | August | All | MW | 618.8791 | 625.9036 | 668.4488 | 738.3546 | 709.5353 | 769.4474 | 734.7173 | 833.2054 | 786.6184 | 814.3154 | 869.4603 | 847.1182 | 894.2059 | 908.2353 | 904.0671 | 833.6362 | 965.8981 | 943.8906 | 1004.781 | 1024.862 | 934.4867 | 965.0034 | 1082.175 | 1068.37 | 1069.953 | 1042.396 | 1014.155 | 1022.039 | 1075.092 | 1059.658 | 1070.995 | 1083.326 | 1098.732 | 1114.604 | 1130.184 | 1146.312 | 1163.509 | 1180.769 | 1199.018 | 1218.291 | 1238.706 | 1260.836 | 1281.973 | 1302.927 | 1324.779 | 1347.082 | 1369.503 | 1391.601 | 1414.172 | 1437.079
Northwest | Multi Family | Peak | September | All | MW | 719.7111 | 723.3662 | 767.4948 | 843.0403 | 813.1502 | 873.7397 | 833.1505 | 922.0137 | 880.9957 | 903.7185 | 968.4088 | 924.7327 | 1009.967 | 1005.833 | 977.8146 | 923.3781 | 1041.562 | 1128.928 | 1018.814 | 1073.115 | 943.5658 | 950.0942 | 1009.894 | 1048.492 | 1002.311 | 1079.496 | 960.2465 | 962.6858 | 997.1102 | 1003.511 | 1012.907 | 1023.224 | 1036.406 | 1049.854 | 1063.026 | 1076.878 | 1091.619 | 1106.332 | 1121.857 | 1138.238 | 1155.551 | 1174.32 | 1192.068 | 1209.526 | 1227.701 | 1246.19 | 1264.691 | 1282.798 | 1301.245 | 1319.897
Northwest | Multi Family | Peak | October | All | MW | 1339.062 | 1355.71 | 1448.755 | 1576.524 | 1549.206 | 1620.62 | 1543.617 | 1571.683 | 1540.913 | 1553.328 | 1548.781 | 1514.942 | 1524.515 | 1547.925 | 1549.339 | 1506.707 | 1846.092 | 1710.888 | 1592.739 | 1571.505 | 1448.978 | 1369.088 | 1432.923 | 1443.462 | 1344.076 | 1421.844 | 1314.875 | 1324.543 | 1369.65 | 1393.462 | 1408.89 | 1424.978 | 1444.502 | 1461.401 | 1477.725 | 1494.688 | 1512.609 | 1530.344 | 1548.995 | 1568.7 | 1589.507 | 1612.114 | 1633.308 | 1654.033 | 1675.675 | 1697.587 | 1719.403 | 1740.601 | 1762.175 | 1783.947
Northwest | Multi Family | Peak | November | All | MW | 1431.015 | 1450.3 | 1546.543 | 1680.846 | 1652.742 | 1732.817 | 1657.222 | 1701.08 | 1669.286 | 1686.421 | 1715.118 | 1621.229 | 1638.84 | 1684.026 | 1860.701 | 1774.441 | 1892.901 | 1916.119 | 1947.219 | 1998.322 | 2063.156 | 1981.767 | 1923.547 | 1881.152 | 2309.745 | 1977.293 | 1839.1 | 1861.172 | 1928.222 | 1969.74 | 1994.772 | 2020.075 | 2049.648 | 2072.831 | 2094.955 | 2117.391 | 2140.937 | 2164.108 | 2188.402 | 2214.076 | 2241.178 | 2270.664 | 2298.168 | 2324.958 | 2353.018 | 2381.314 | 2409.383 | 2436.517 | 2464.116 | 2491.938
Northwest | Multi Family | Peak | December | All | MW | 1697.177 | 1721.534 | 1836.916 | 1994.402 | 1975.186 | 2059.628 | 1969.953 | 1987.392 | 1964.267 | 1974.261 | 2101.63 | 1963.778 | 2343.484 | 2022.821 | 2126.368 | 2025.421 | 2101.086 | 2232.49 | 2134.841 | 2475.915 | 2124.167 | 2195.721 | 2636.959 | 2769.232 | 2281.373 | 2411.304 | 2165.544 | 2195.405 | 2276.366 | 2327.778 | 2358.998 | 2390.265 | 2426.318 | 2453.569 | 2479.472 | 2505.415 | 2532.582 | 2559.28 | 2587.246 | 2616.813 | 2648.021 | 2681.985 | 2713.628 | 2744.416 | 2776.704 | 2809.223 | 2841.449 | 2872.554 | 2904.195 | 2936.087
Northwest | Other Family | Peak | January | All | MW | 1400.371 | 1390.134 | 1473.628 | 1589.3 | 1563.974 | 1675.318 | 1626.969 | 1828.174 | 1854.959 | 1928.124 | 2347.087 | 2188.927 | 2098.131 | 2061.521 | 2162.857 | 2293.961 | 2266.565 | 2116.71 | 2504.151 | 2350.012 | 1675.957 | 1679.239 | 1806.559 | 1715.028 | 1489.857 | 1694.98 | 1544.262 | 1534.345 | 1561.333 | 1549.715 | 1532.618 | 1517.049 | 1504.6 | 1481.161 | 1459.815 | 1441.711 | 1424.618 | 1409.361 | 1394.907 | 1382.452 | 1370.225 | 1359.287 | 1348.859 | 1339.887 | 1331.106 | 1323.433 | 1316.422 | 1310.623 | 1304.893 | 1300.147
Northwest | Other Family | Peak | February | All | MW | 1367.03 | 1356.923 | 1436.817 | 1549.483 | 1525.522 | 1633.661 | 1587.271 | 1783.99 | 1812.916 | 1882.887 | 2313.914 | 2007.071 | 1852.263 | 2042.149 | 2018.078 | 2226.328 | 2131.335 | 2205.644 | 2116.014 | 2195.061 | 1720.574 | 1489.188 | 1515.063 | 1506.533 | 1397.087 | 1589.623 | 1391.533 | 1380.71 | 1404.452 | 1391.751 | 1375.909 | 1361.631 | 1350.317 | 1331.104 | 1313.766 | 1299.352 | 1285.807 | 1273.917 | 1262.701 | 1253.288 | 1244.01 | 1235.872 | 1228.137 | 1221.705 | 1215.372 | 1210.031 | 1205.25 | 1201.557 | 1197.867 | 1195.05
Northwest | Other Family | Peak | March | All | MW | 1232.288 | 1222.682 | 1294.293 | 1396.542 | 1372.988 | 1471.664 | 1428.574 | 1608.042 | 1631.745 | 1695.321 | 1914.271 | 1849.122 | 1865.411 | 1938.45 | 1917.356 | 1949.379 | 2081.474 | 1936.563 | 1925.801 | 1836.238 | 1374.033 | 1248.881 | 1306.336 | 1410.232 | 1251.537 | 1270.057 | 1268.654 | 1258.047 | 1279.73 | 1266.046 | 1251.596 | 1238.663 | 1228.506 | 1212.782 | 1198.722 | 1187.293 | 1176.599 | 1167.389 | 1158.74 | 1151.724 | 1144.761 | 1138.809 | 1133.173 | 1128.712 | 1124.276 | 1120.73 | 1117.658 | 1115.57 | 1113.433 | 1112.075
Northwest | Other Family | Peak | April | All | MW | 1007.429 | 996.0529 | 1051.446 | 1136.638 | 1114.52 | 1198.764 | 1159.611 | 1321.078 | 1333.339 | 1388.706 | 1446.097 | 1544.004 | 1512.879 | 1641.288 | 1619.363 | 1686.109 | 1672.12 | 1688.147 | 1621.848 | 1683.703 | 1058.057 | 1047.982 | 1185.879 | 1082.451 | 1054.744 | 1078.434 | 1008.172 | 996.8493 | 1012.288 | 999.2252 | 986.4235 | 975.1417 | 966.3102 | 955.2316 | 945.5151 | 937.9419 | 930.9418 | 925.1342 | 919.7415 | 915.652 | 911.5471 | 908.222 | 905.0988 | 902.895 | 900.64 | 899.1008 | 897.9103 | 897.5035 | 897.0073 | 897.1129
Northwest | Other Family | Peak | May | All | MW | 732.1925 | 723.982 | 759.55 | 819.4055 | 798.5952 | 862.8494 | 835.8188 | 958.9236 | 960.0759 | 1006.918 | 1160.505 | 1151.347 | 1112.551 | 1243.949 | 1235.791 | 1217.436 | 1369.898 | 1236.616 | 1176.265 | 1260.92 | 921.5744 | 870.59 | 943.8674 | 925.912 | 917.6733 | 883.8041 | 854.2177 | 842.8417 | 854.9824 | 842.1379 | 830.6279 | 820.6075 | 812.8298 | 804.3708 | 797.09 | 791.6818 | 786.759 | 782.8674 | 779.317 | 776.8837 | 774.4075 | 772.5842 | 770.9077 | 770.0156 | 769.0226 | 768.6633 | 768.5728 | 769.1656 | 769.6483 | 770.6332
Northwest | Other Family | Peak | June | All | MW | 505.9745 | 500.2945 | 522.1492 | 561.255 | 538.6465 | 588.9839 | 570.5294 | 653.1658 | 649.3284 | 683.0334 | 699.6152 | 686.7434 | 720.9726 | 777.2771 | 817.3816 | 752.6089 | 872.5452 | 848.9014 | 838.9209 | 826.6075 | 935.6434 | 815.7227 | 954.9854 | 840.8184 | 842.2409 | 816.065 | 796.6637 | 790.0732 | 806.5089 | 782.5295 | 771.9791 | 762.7963 | 755.7053 | 748.852 | 743.0548 | 739.0154 | 735.3878 | 732.7135 | 730.329 | 728.9876 | 727.57 | 726.757 | 726.056 | 726.0939 | 725.9996 | 726.4901 | 727.201 | 728.5528 | 729.765 | 731.442
Northwest | Other Family | Peak | July | All | MW | 599.0394 | 587.6084 | 610.3821 | 643.1342 | 663.8329 | 711.8564 | 699.6308 | 721.6352 | 794.6247 | 800.0997 | 876.4147 | 837.1329 | 997.5402 | 895.2506 | 925.7985 | 839.4742 | 1008.204 | 1099.793 | 1043.418 | 1011.943 | 1112.062 | 1038.614 | 1023.131 | 1141.573 | 982.3825 | 954.291 | 963.1172 | 976.2017 | 1023.354 | 940.2465 | 926.8958 | 915.02 | 905.4821 | 897.2889 | 890.2324 | 885.093 | 880.3908 | 876.8079 | 873.5411 | 871.5117 | 869.3757 | 867.9747 | 866.6931 | 866.3008 | 865.7551 | 865.8867 | 866.2593 | 867.3854 | 868.3248 | 869.8226
Northwest | Other Family | Peak | August | All | MW | 594.2777 | 583.3004 | 606.5448 | 638.9095 | 661.7983 | 709.0463 | 698.1373 | 716.6492 | 792.6143 | 797.03 | 876.692 | 876.8788 | 993.4938 | 910.0546 | 922.1295 | 866.7246 | 1021.245 | 1058.491 | 1088.518 | 1035.936 | 1008.942 | 980.7388 | 1040.965 | 1083.435 | 998.734 | 990.1463 | 988.3563 | 1002.835 | 1052.56 | 964.2163 | 949.9849 | 937.2772 | 926.9671 | 918.0074 | 910.23 | 904.4274 | 899.087 | 894.8935 | 891.0377 | 888.4484 | 885.7645 | 883.8329 | 882.0359 | 881.1465 | 880.1138 | 879.7709 | 879.6844 | 880.3645 | 880.8636 | 881.9291
Northwest | Other Family | Peak | September | All | MW | 590.4172 | 582.5294 | 608.2392 | 652.8384 | 636.3292 | 690.7402 | 671.9493 | 759.1733 | 769.6282 | 800.1846 | 878.8714 | 852.6854 | 959.004 | 942.2855 | 923.0397 | 869.6733 | 987.6299 | 1082.48 | 967.013 | 1003.736 | 866.8695 | 831.0207 | 865.5259 | 906.902 | 846.0477 | 918.6266 | 839.7365 | 832.6365 | 850.5444 | 822.9788 | 811.1523 | 800.8234 | 792.7587 | 785.2332 | 778.8617 | 774.4144 | 770.4175 | 767.4357 | 764.7613 | 763.186 | 761.5344 | 760.5234 | 759.6262 | 759.4974 | 759.2401 | 759.5876 | 760.1726 | 761.4144 | 762.5129 | 764.0978
Northwest | Other Family | Peak | October | All | MW | 1158.597 | 1144.175 | 1214.27 | 1315.23 | 1288.2 | 1383.265 | 1332.598 | 1511.757 | 1523.077 | 1582.883 | 1645.848 | 1637.779 | 1659.159 | 1728.997 | 1738.415 | 1675.164 | 2059.995 | 1884.43 | 1758.903 | 1734.437 | 1204.926 | 1035.191 | 1073.627 | 1075.376 | 994.6486 | 1044.052 | 991.5273 | 978.7686 | 993.0237 | 980.3269 | 967.2296 | 955.6951 | 946.6921 | 935.5757 | 925.8815 | 918.5313 | 911.7711 | 906.2148 | 901.0787 | 897.2402 | 893.3926 | 890.3265 | 887.4574 | 885.4991 | 883.4865 | 882.1824 | 881.2155 | 881.0178 | 880.726 | 881.0289
Northwest | Other Family | Peak | November | All | MW | 1164.404 | 1154.892 | 1220.822 | 1317.084 | 1291.564 | 1387.615 | 1347.396 | 1521.674 | 1539.497 | 1600.827 | 1689.499 | 1624.433 | 1656.209 | 1741.67 | 1934.016 | 1829.901 | 1960.02 | 1961.05 | 1995.552 | 2044.957 | 1627.325 | 1361.943 | 1307.962 | 1273.815 | 1549.191 | 1306.24 | 1245.63 | 1233.261 | 1252.991 | 1240.54 | 1225.361 | 1211.79 | 1201.093 | 1184.992 | 1170.622 | 1159.067 | 1148.272 | 1138.965 | 1130.229 | 1123.107 | 1116.052 | 1109.998 | 1104.256 | 1099.668 | 1095.102 | 1091.42 | 1088.199 | 1085.943 | 1083.637 | 1082.094
Northwest | Other Family | Peak | December | All | MW | 1309.409 | 1297.636 | 1371.63 | 1479.089 | 1461.046 | 1564.788 | 1520.457 | 1708.353 | 1741.179 | 1804.332 | 1990.31 | 1897.067 | 2280.567 | 2014.777 | 2122.819 | 1997.963 | 2077.66 | 2187.142 | 2092.25 | 2418.9 | 1750.856 | 1529.346 | 1820.656 | 1900.856 | 1546.186 | 1610.009 | 1476.74 | 1465.42 | 1490.429 | 1477.601 | 1460.723 | 1445.47 | 1433.353 | 1412.366 | 1393.395 | 1377.593 | 1362.73 | 1349.626 | 1337.25 | 1326.788 | 1316.49 | 1307.407 | 1298.767 | 1291.509 | 1284.378 | 1278.3 | 1272.824 | 1268.5 | 1264.195 | 1260.821
Northwest | Residential | Peak | January | All | MW | 13876.18 | 13781.46 | 14304.04 | 15115.47 | 14709.84 | 15387.73 | 14813.39 | 15622.25 | 15356.42 | 15377.06 | 17820.6 | 16239.37 | 15312.25 | 14625.76 | 15198.35 | 16181.76 | 15913.64 | 15028.71 | 17746.96 | 16630.2 | 13181.44 | 15356.03 | 16444.05 | 15691.12 | 13780.22 | 15627.48 | 14222.92 | 14161.14 | 14470.36 | 14493.78 | 14460.31 | 14442.06 | 14443.83 | 14385.19 | 14338.57 | 14318.2 | 14305.62 | 14302 | 14305.71 | 14320.78 | 14345.13 | 14375.59 | 14407.96 | 14442.86 | 14483.86 | 14531.54 | 14580.3 | 14632.47 | 14690.96 | 14751.8
Northwest | Residential | Peak | February | All | MW | 13433.25 | 13332.51 | 13815.98 | 14591.48 | 14203.17 | 14855.16 | 14307.21 | 15091.71 | 14856.93 | 14868.97 | 17382.52 | 14738.4 | 13375.69 | 14328.83 | 14011.16 | 15496 | 14756.4 | 15449.5 | 14784.18 | 15301.36 | 13777.52 | 13588.59 | 13768.46 | 13760.42 | 12883.58 | 14610.99 | 12772.83 | 12694.82 | 12961.41 | 12954.73 | 12913.65 | 12888.3 | 12882.24 | 12833.82 | 12796.82 | 12783.97 | 12778.3 | 12781.05 | 12790.51 | 12810.26 | 12838.33 | 12871.77 | 12907.1 | 12944.76 | 12987.76 | 13037.04 | 13087.37 | 13141 | 13200.42 | 13261.95
Northwest | Residential | Peak | March | All | MW | 12034.28 | 11936.18 | 12364.81 | 13065.42 | 12696.04 | 13289.68 | 12784.01 | 13513.85 | 13280.6 | 13290.48 | 14278.43 | 13476.95 | 13365.38 | 13494.44 | 13208.15 | 13462.26 | 14296.04 | 13444.56 | 13332.65 | 12682.6 | 12387.66 | 12469.71 | 13043.27 | 14125.35 | 12618.1 | 12845.72 | 12744.41 | 12685.63 | 12961.56 | 12962.41 | 12929.42 | 12911.18 | 12911.05 | 12869.79 | 12838.71 | 12829.23 | 12826.48 | 12831.58 | 12843.03 | 12864.5 | 12894.12 | 12928.94 | 12965.35 | 13003.85 | 13047.65 | 13097.47 | 13148.15 | 13201.89 | 13261.3 | 13322.7
Northwest | Residential | Peak | April | All | MW | 10025.46 | 9898.749 | 10228.95 | 10832.65 | 10494.5 | 11024.47 | 10569.85 | 11310.7 | 11061.78 | 11097.35 | 11006.73 | 11488.92 | 11061.49 | 11666.14 | 11394.42 | 11898.8 | 11736.78 | 11971.47 | 11470.95 | 11876.67 | 10753.69 | 11328.16 | 12872.16 | 11765.67 | 11496.06 | 11854.98 | 10949.37 | 10885.2 | 11107.95 | 11102.1 | 11061.68 | 11035.8 | 11026.59 | 10989.57 | 10961.67 | 10951.9 | 10948.13 | 10951.28 | 10959.98 | 10977.28 | 11001.55 | 11030.23 | 11060.29 | 11092.12 | 11128.41 | 11170.08 | 11212.66 | 11257.99 | 11308.26 | 11360.26
Northwest | Residential | Peak | May | All | MW | 7691.672 | 7554.168 | 7761.848 | 8212.595 | 7885.937 | 8330.739 | 7976.828 | 8690.387 | 8433.627 | 8537.974 | 9424.295 | 9163.769 | 8669.652 | 9451.544 | 9284.207 | 9150.176 | 10231.98 | 9312.08 | 8838.885 | 9440.041 | 9120.819 | 8982.229 | 9766.167 | 9591.368 | 9521.481 | 9205.672 | 8802.828 | 8722.443 | 8887.405 | 8854.228 | 8811.238 | 8782.529 | 8769.528 | 8745.761 | 8730.367 | 8730.973 | 8736.774 | 8748.733 | 8765.417 | 8789.213 | 8818.712 | 8851.798 | 8886.05 | 8921.666 | 8960.746 | 9004.543 | 9049.162 | 9096.172 | 9147.32 | 9199.816
Northwest | Residential | Peak | June | All | MW | 6014.797 | 5876.031 | 6043.441 | 6415.483 | 6043.731 | 6480.542 | 6167.308 | 6881.978 | 6609.518 | 6746.487 | 6742.614 | 6489.112 | 6644.477 | 7093.818 | 7408.502 | 6840.935 | 7893.247 | 7674.62 | 7625.527 | 7561.174 | 8619.77 | 7735.272 | 9066.006 | 7989.459 | 8044.145 | 7764.398 | 7546.423 | 7496.571 | 7680.655 | 7524.019 | 7482.174 | 7453.693 | 7439.829 | 7428.342 | 7424.582 | 7436.207 | 7452.313 | 7474.077 | 7499.956 | 7532.035 | 7569.046 | 7609.071 | 7650.234 | 7692.595 | 7737.79 | 7787.224 | 7837.273 | 7889.503 | 7945.374 | 8002.321
Northwest | Residential | Peak | July | All | MW | 7262.052 | 7045.291 | 7207.943 | 7555.176 | 7546.338 | 7954.267 | 7628.874 | 7885.896 | 8221.302 | 8079.338 | 8656.003 | 8071.346 | 9310.243 | 8452.095 | 8679.139 | 7865.191 | 9358.648 | 10057.84 | 9638.454 | 9571.346 | 10412.48 | 9859.132 | 9825.721 | 10817.69 | 9503.354 | 9208.629 | 9242.811 | 9366.008 | 9795.96 | 9190.595 | 9140.515 | 9104.961 | 9084.92 | 9069.494 | 9062.248 | 9071.127 | 9085.121 | 9105.785 | 9131.384 | 9164.518 | 9203.707 | 9246.59 | 9291.12 | 9337.377 | 9387.239 | 9442.105 | 9497.704 | 9556.038 | 9618.777 | 9682.938
Northwest | Residential | Peak | August | All | MW | 7174.495 | 6965.69 | 7133.521 | 7477.088 | 7491.882 | 7891.509 | 7584.707 | 7812.43 | 8177.939 | 8030.146 | 8641.143 | 8437.949 | 9253.939 | 8582.178 | 8637.394 | 8114.415 | 9473.474 | 9674.117 | 10053.7 | 9807.438 | 9716.271 | 9591.723 | 10340.48 | 10570.42 | 9994.458 | 9907.903 | 9818.296 | 9953.048 | 10402.01 | 9771.14 | 9713.654 | 9671.239 | 9644.791 | 9619.381 | 9602.655 | 9602.851 | 9608.517 | 9621.238 | 9639.22 | 9665.166 | 9697.558 | 9733.853 | 9772.069 | 9812.242 | 9856.312 | 9905.667 | 9955.902 | 10009.1 | 10066.99 | 10126.44
Northwest | Residential | Peak | September | All | MW | 6653.807 | 6503.244 | 6670.618 | 7056.128 | 6761.775 | 7192.618 | 6890.556 | 7514.922 | 7377.109 | 7428.254 | 7898.354 | 7517.011 | 8269.931 | 7991.306 | 7765.606 | 7334.728 | 8286.931 | 9122.334 | 8167.2 | 8504.338 | 8098.493 | 7946.409 | 8293.188 | 8669.903 | 8141.998 | 8805.343 | 8009.797 | 7949.4 | 8132.625 | 7963.78 | 7912.256 | 7875.404 | 7854.599 | 7838.387 | 7830.852 | 7840.88 | 7855.86 | 7876.931 | 7902.473 | 7934.661 | 7972.143 | 8012.808 | 8054.762 | 8098.064 | 8144.366 | 8195.145 | 8246.621 | 8300.437 | 8358.074 | 8416.88
Northwest | Residential | Peak | October | All | MW | 10873.09 | 10749 | 11153.61 | 11822.32 | 11457.7 | 12022.05 | 11505.78 | 12261.56 | 11989.27 | 12006.12 | 11849.4 | 11536.57 | 11503.32 | 11637.4 | 11579.65 | 11188.38 | 13686.46 | 12680.74 | 11797.58 | 11598.09 | 10703.21 | 9873.347 | 10211.62 | 10261.21 | 9533.069 | 9964.244 | 9428.743 | 9324.564 | 9495.339 | 9460.401 | 9412.176 | 9379.205 | 9364.119 | 9339.295 | 9324.456 | 9331.101 | 9343.454 | 9362.574 | 9386.834 | 9418.854 | 9457.113 | 9499.197 | 9542.612 | 9587.551 | 9636.173 | 9689.762 | 9744.067 | 9800.887 | 9862.081 | 9924.66
Northwest | Residential | Peak | November | All | MW | 11532.74 | 11418.76 | 11811.29 | 12480.43 | 12089.37 | 12690.59 | 12206.71 | 12993.84 | 12736.54 | 12769.8 | 12832.68 | 12071.38 | 12093.45 | 12362.66 | 13578.21 | 12865.39 | 13701.1 | 13863.47 | 14068.17 | 14379.29 | 13896.78 | 12941.42 | 12390.78 | 12110.57 | 14833.21 | 12467.02 | 11847.98 | 11758.2 | 11996.09 | 11990.72 | 11947.66 | 11920.24 | 11912.48 | 11874.65 | 11847.93 | 11845.85 | 11850.47 | 11862.89 | 11881.49 | 11909.61 | 11945.43 | 11986.18 | 12028.38 | 12072.46 | 12121.34 | 12175.99 | 12231.41 | 12289.67 | 12353.21 | 12418.51
Northwest | Residential | Peak | December | All | MW | 13119.43 | 13006.68 | 13460.86 | 14224.11 | 13900.53 | 14540.84 | 14015.19 | 14795.94 | 14616.74 | 14597.33 | 15336.14 | 14286.98 | 16899.69 | 14513.6 | 15156.2 | 14328.14 | 14838.86 | 15801.79 | 15091.97 | 17423.14 | 14487.69 | 14443.62 | 17140.12 | 17976.63 | 14759.19 | 15344.52 | 14037.17 | 13964.43 | 14262.48 | 14275.75 | 14237.37 | 14215.04 | 14213.28 | 14159.86 | 14118.57 | 14103.78 | 14096.69 | 14098.52 | 14107.58 | 14127.85 | 14157.25 | 14192.58 | 14229.79 | 14269.44 | 14315.03 | 14367.26 | 14420.52 | 14477.17 | 14540.09 | 14605.28
Area | Sector | Day | Month | Enduse | Units | 1986 | 1987 | 1988 | 1989 | 1990 | 1991 | 1992 | 1993 | 1994 | 1995 | 1996 | 1997 | 1998 | 1999 | 2000 | 2001 | 2002 | 2003 | 2004 | 2005 | 2006 | 2007 | 2008 | 2009 | 2010 | 2011 | 2012 | 2013 | 2014 | 2015 | 2016 | 2017 | 2018 | 2019 | 2020 | 2021 | 2022 | 2023 | 2024 | 2025 | 2026 | 2027 | 2028 | 2029 | 2030 | 2031 | 2032 | 2033 | 2034 | 2035
Northwest | Large Office | Peak | January | Space Heating | MW | 120.6618 | 112.3862 | 125.1714 | 132.6726 | 130.4527 | 128.0248 | 117.757 | 148.7619 | 128.5495 | 131.3707 | 164.6953 | 140.4561 | 126.3502 | 143.6268 | 159.5518 | 165.6568 | 158.9041 | 129.8164 | 160.5086 | 160.7991 | 160.8693 | 180.2108 | 190.9209 | 184.5987 | 159.1331 | 173.3343 | 167.082 | 169.8907 | 179.0695 | 186.0359 | 189.6071 | 191.9926 | 194.3733 | 197.2473 | 200.0038 | 201.9558 | 204.7802 | 207.087 | 209.2145 | 211.7227 | 214.1906 | 216.9095 | 219.9312 | 222.6084 | 225.6329 | 228.4445 | 231.2517 | 233.6729 | 236.0266 | 238.5666
Northwest | Large Office | Peak | January | Water Heating | MW | 8.1556 | 7.9227 | 8.3168 | 8.4206 | 8.4362 | 8.3517 | 8.5699 | 9.1978 | 8.6872 | 9.2399 | 10.2958 | 9.4984 | 8.7781 | 9.3665 | 10.1753 | 10.6946 | 10.231 | 9.0993 | 11.0625 | 10.6198 | 10.1633 | 12.2543 | 13.2781 | 11.8336 | 11.6237 | 12.3558 | 11.3071 | 11.5361 | 12.2887 | 12.894 | 13.2713 | 13.5599 | 13.8527 | 14.1869 | 14.4785 | 14.707 | 15.0085 | 15.2713 | 15.522 | 15.8054 | 16.0885 | 16.3964 | 16.7332 | 17.0424 | 17.3843 | 17.7107 | 18.0361 | 18.3361 | 18.6329 | 18.9462
Northwest | Large Office | Peak | January | Other Substitutables | MW | 0.4062 | 0.3961 | 0.4135 | 0.4218 | 0.4268 | 0.4232 | 0.4284 | 0.4663 | 0.4345 | 0.4592 | 0.52 | 0.4754 | 0.4364 | 0.467 | 0.5159 | 0.541 | 0.5006 | 0.4525 | 0.5494 | 0.5196 | 0.5134 | 0.6209 | 0.6738 | 0.5982 | 0.5718 | 0.6274 | 0.5716 | 0.5839 | 0.6224 | 0.6535 | 0.6725 | 0.6876 | 0.7026 | 0.7195 | 0.7328 | 0.7433 | 0.7567 | 0.7682 | 0.7792 | 0.7915 | 0.8038 | 0.8174 | 0.8324 | 0.8458 | 0.8605 | 0.8748 | 0.8885 | 0.9015 | 0.9143 | 0.9275
Northwest | Large Office | Peak | January | Refrigeration | MW | 0.0308 | 0.0314 | 0.034 | 0.0337 | 0.0388 | 0.0357 | 0.0431 | 0.0353 | 0.0437 | 0.0414 | 0.0484 | 0.0472 | 0.0441 | 0.0446 | 0.0529 | 0.0553 | 0.0577 | 0.0439 | 0.053 | 0.0508 | 0.0521 | 0.0599 | 0.0632 | 0.057 | 0.0549 | 0.0561 | 0.0509 | 0.0505 | 0.0521 | 0.0531 | 0.0538 | 0.0537 | 0.0536 | 0.0543 | 0.0544 | 0.0543 | 0.0552 | 0.0557 | 0.0561 | 0.0572 | 0.0583 | 0.0591 | 0.0598 | 0.0609 | 0.0622 | 0.0634 | 0.0656 | 0.0662 | 0.0669 | 0.0683
Northwest | Large Office | Peak | January | Lighting | MW | 186.1947 | 180.3965 | 189.3279 | 191.1853 | 191.5657 | 189.6461 | 194.7133 | 208.7252 | 196.7907 | 209.2493 | 233.2069 | 214.7631 | 198.4968 | 211.842 | 230.353 | 241.9039 | 231.5753 | 199.6239 | 242.8412 | 233.2412 | 255.2674 | 286.0876 | 250.8986 | 307.5238 | 217.8526 | 233.2894 | 247.6756 | 249.3513 | 261.8696 | 271.2165 | 275.5572 | 278.4102 | 281.2988 | 284.92 | 288.4343 | 291.0485 | 294.9508 | 298.2863 | 301.5634 | 305.454 | 309.4432 | 314.0273 | 319.2654 | 323.9756 | 329.2932 | 334.4916 | 339.5455 | 344.4176 | 349.2524 | 354.3273
Northwest | Large Office | Peak | January | Air Conditioning | MW | 149.2516 | 137.9471 | 131.2669 | 125.0542 | 189.8966 | 159.6165 | 175.8761 | 117.1524 | 187.6525 | 161.6672 | 191.4008 | 190.7523 | 217.6698 | 140.816 | 156.8514 | 175.5274 | 185.9363 | 222.7511 | 229.9074 | 188.1707 | 182.2485 | 222.8897 | 238.4488 | 212.2174 | 202.369 | 224.6256 | 204.7286 | 204.7307 | 215.2341 | 223.8096 | 228.9714 | 233.3539 | 238.3715 | 244.2429 | 250.4454 | 255.9864 | 262.9404 | 269.7145 | 276.5726 | 284.1532 | 292.0537 | 300.65 | 310.0687 | 319.359 | 329.5752 | 339.6831 | 350.135 | 360.5342 | 371.1807 | 382.4096
Northwest | Large Office | Peak | January | Other Non-Substitutables | MW | 157.7953 | 153.2705 | 160.8742 | 162.9236 | 163.2379 | 161.6085 | 165.7742 | 177.9769 | 168.1198 | 178.7364 | 199.2144 | 183.7828 | 169.8257 | 181.198 | 196.8552 | 206.9273 | 197.9356 | 176.0099 | 214.0246 | 205.4872 | 199.2576 | 249.5656 | 271.8661 | 236.5782 | 220.4917 | 256.3996 | 229.2327 | 232.4708 | 246.0602 | 257.2578 | 263.1091 | 267.3791 | 271.781 | 277.0308 | 282.1434 | 286.1292 | 291.5153 | 296.1999 | 300.6879 | 305.8108 | 310.9445 | 316.5543 | 322.7182 | 328.3709 | 334.6398 | 340.6384 | 346.6218 | 352.127 | 357.5753 | 363.3415
Northwest | Large Office | Peak | February | Space Heating | MW | 123.4815 | 115.0311 | 128.1066 | 135.8919 | 133.6458 | 131.1402 | 120.602 | 152.3638 | 131.8047 | 134.5996 | 170.6717 | 135.3139 | 117.2101 | 149.6464 | 156.6297 | 169.2594 | 157.351 | 142.5187 | 143.0185 | 158.5496 | 189.3595 | 178.2561 | 179.2915 | 180.8761 | 166.1147 | 181.61 | 167.2692 | 170.0748 | 179.2631 | 186.2359 | 189.8089 | 192.1944 | 194.573 | 197.448 | 200.2055 | 202.1596 | 204.9871 | 207.2956 | 209.425 | 211.9373 | 214.4089 | 217.1315 | 220.157 | 222.8382 | 225.8662 | 228.6827 | 231.4962 | 233.9203 | 236.2768 | 238.821
Northwest | Large Office | Peak | February | Water Heating | MW | 7.5185 | 7.3049 | 7.6676 | 7.7697 | 7.7854 | 7.7065 | 7.9069 | 8.4865 | 8.0239 | 8.5287 | 9.6114 | 8.2435 | 7.3355 | 8.7909 | 8.9983 | 9.8432 | 9.1264 | 8.9991 | 8.8796 | 9.4328 | 10.7853 | 10.9151 | 11.2213 | 10.4461 | 10.9199 | 11.655 | 10.1959 | 10.4023 | 11.0808 | 11.6265 | 11.9665 | 12.2265 | 12.4901 | 12.7913 | 13.0541 | 13.2601 | 13.532 | 13.7689 | 13.9951 | 14.2507 | 14.5061 | 14.7837 | 15.0875 | 15.3664 | 15.6747 | 15.9692 | 16.2628 | 16.5334 | 16.801 | 17.0836
Northwest | Large Office | Peak | February | Other Substitutables | MW | 0.4423 | 0.4313 | 0.4501 | 0.4596 | 0.4651 | 0.4611 | 0.4668 | 0.5081 | 0.474 | 0.5006 | 0.5735 | 0.4873 | 0.4307 | 0.5176 | 0.5388 | 0.5884 | 0.5277 | 0.5289 | 0.5213 | 0.5455 | 0.6446 | 0.6539 | 0.6732 | 0.6239 | 0.6346 | 0.699 | 0.6089 | 0.6219 | 0.663 | 0.6961 | 0.7163 | 0.7324 | 0.7484 | 0.7664 | 0.7805 | 0.7917 | 0.806 | 0.8182 | 0.83 | 0.8431 | 0.8561 | 0.8706 | 0.8866 | 0.9009 | 0.9166 | 0.9318 | 0.9463 | 0.9602 | 0.9738 | 0.9879
Northwest | Large Office | Peak | February | Refrigeration | MW | 0.0284 | 0.029 | 0.0313 | 0.0311 | 0.0357 | 0.0329 | 0.0397 | 0.0327 | 0.0405 | 0.0382 | 0.045 | 0.0409 | 0.0367 | 0.0418 | 0.0468 | 0.0508 | 0.0515 | 0.0431 | 0.0423 | 0.0449 | 0.0552 | 0.0536 | 0.0538 | 0.0509 | 0.0519 | 0.0532 | 0.0461 | 0.0457 | 0.0472 | 0.0482 | 0.0488 | 0.0487 | 0.0486 | 0.0492 | 0.0493 | 0.0493 | 0.05 | 0.0505 | 0.0508 | 0.0519 | 0.0528 | 0.0536 | 0.0542 | 0.0552 | 0.0564 | 0.0574 | 0.0595 | 0.06 | 0.0606 | 0.0619
Northwest | Large Office | Peak | February | Lighting | MW | 183.6529 | 177.971 | 186.7564 | 188.7559 | 189.1562 | 187.2401 | 192.2337 | 206.0826 | 194.5126 | 206.6867 | 232.9952 | 199.4729 | 177.4887 | 212.7377 | 218.0004 | 238.3059 | 221.1099 | 211.3562 | 208.6658 | 221.7668 | 290.4718 | 272.9735 | 226.7997 | 290.7993 | 218.9625 | 235.4458 | 239.0447 | 240.6651 | 252.7511 | 261.7756 | 265.9662 | 268.7209 | 271.5069 | 275.0028 | 278.393 | 280.9169 | 284.6839 | 287.9027 | 291.0658 | 294.823 | 298.675 | 303.1013 | 308.1585 | 312.7066 | 317.8397 | 322.8601 | 327.742 | 332.4457 | 337.1133 | 342.0137
Northwest | Large Office | Peak | February | Air Conditioning | MW | 149.9695 | 138.6373 | 131.8607 | 125.7345 | 191.0171 | 160.5193 | 176.9125 | 117.8394 | 188.9093 | 162.6583 | 194.7453 | 180.4625 | 198.259 | 144.0418 | 151.1468 | 176.0186 | 180.7539 | 240.1154 | 201.1864 | 182.1629 | 210.6893 | 216.2676 | 219.4467 | 204.0583 | 207.1055 | 230.8183 | 201.1669 | 201.1734 | 211.4894 | 219.9108 | 224.9763 | 229.2764 | 234.1977 | 239.9606 | 246.0461 | 251.4844 | 258.3109 | 264.9595 | 271.6917 | 279.1356 | 286.8935 | 295.3347 | 304.5833 | 313.7068 | 323.7383 | 333.6663 | 343.9341 | 354.1461 | 364.6009 | 375.6297
Northwest | Large Office | Peak | February | Other Non-Substitutables | MW | 258.5682 | 251.1895 | 263.6259 | 267.2069 | 267.7695 | 265.0623 | 271.8634 | 291.8833 | 276.0135 | 293.2446 | 330.5575 | 283.5092 | 252.2534 | 302.2807 | 309.4308 | 338.5271 | 313.8407 | 309.4078 | 305.356 | 324.4233 | 375.5426 | 394.7946 | 408.6715 | 371.3763 | 368.2502 | 429.9903 | 367.3565 | 372.5499 | 394.3344 | 412.2846 | 421.6642 | 428.5086 | 435.5594 | 443.9749 | 452.1652 | 458.5543 | 467.188 | 474.6948 | 481.888 | 490.1028 | 498.334 | 507.3279 | 517.2094 | 526.2729 | 536.3216 | 545.9413 | 555.54 | 564.3651 | 573.099 | 582.3452
Northwest | Large Office | Peak | March | Space Heating | MW | 119.1189 | 110.8864 | 123.493 | 131.107 | 128.7624 | 126.4943 | 116.1853 | 147.1796 | 127.117 | 129.8234 | 151.3007 | 133.5591 | 126.4622 | 152.2294 | 159.5386 | 158.878 | 164.7819 | 134.1118 | 139.5424 | 142.2568 | 179.2175 | 172.003 | 178.368 | 195.039 | 170.8185 | 167.1785 | 174.9172 | 177.8434 | 187.4509 | 194.7412 | 198.4729 | 200.9651 | 203.4469 | 206.4488 | 209.3279 | 211.3697 | 214.3229 | 216.7331 | 218.9575 | 221.5821 | 224.1643 | 227.0099 | 230.1724 | 232.974 | 236.1368 | 239.0815 | 242.0206 | 244.5545 | 247.0174 | 249.6758
Northwest | Large Office | Peak | March | Water Heating | MW | 7.0526 | 6.8473 | 7.1874 | 7.2891 | 7.2939 | 7.2283 | 7.407 | 7.9712 | 7.5248 | 7.9988 | 8.2855 | 7.9118 | 7.6959 | 8.6958 | 8.9124 | 8.9845 | 9.2936 | 8.2345 | 8.4245 | 8.2299 | 9.9263 | 10.2403 | 10.8536 | 10.9556 | 10.9131 | 10.4262 | 10.3657 | 10.5756 | 11.2655 | 11.8202 | 12.1657 | 12.4299 | 12.6976 | 13.0035 | 13.2704 | 13.4799 | 13.7561 | 13.9967 | 14.2265 | 14.4862 | 14.7458 | 15.028 | 15.3369 | 15.6203 | 15.9335 | 16.2329 | 16.5313 | 16.8064 | 17.0785 | 17.3657
Northwest | Large Office | Peak | March | Other Substitutables | MW | 0.3446 | 0.3358 | 0.3504 | 0.3581 | 0.3619 | 0.3592 | 0.3631 | 0.3963 | 0.3691 | 0.3898 | 0.4105 | 0.3883 | 0.3752 | 0.4252 | 0.4432 | 0.446 | 0.4463 | 0.4018 | 0.4106 | 0.3951 | 0.4927 | 0.5096 | 0.5409 | 0.5438 | 0.527 | 0.5197 | 0.5145 | 0.5255 | 0.5602 | 0.5881 | 0.6053 | 0.6188 | 0.6323 | 0.6475 | 0.6595 | 0.6689 | 0.681 | 0.6913 | 0.7012 | 0.7123 | 0.7233 | 0.7355 | 0.7491 | 0.7611 | 0.7744 | 0.7872 | 0.7995 | 0.8113 | 0.8228 | 0.8347
Northwest | Large Office | Peak | March | Refrigeration | MW | 0.0265 | 0.0271 | 0.0293 | 0.0291 | 0.0334 | 0.0308 | 0.0371 | 0.0307 | 0.0379 | 0.0358 | 0.0389 | 0.0393 | 0.0386 | 0.0414 | 0.0463 | 0.0463 | 0.0522 | 0.0396 | 0.0402 | 0.0392 | 0.0509 | 0.0501 | 0.0518 | 0.053 | 0.0517 | 0.0474 | 0.0467 | 0.0463 | 0.0478 | 0.0488 | 0.0494 | 0.0493 | 0.0492 | 0.0499 | 0.05 | 0.0499 | 0.0507 | 0.0511 | 0.0515 | 0.0525 | 0.0535 | 0.0542 | 0.0549 | 0.0559 | 0.0571 | 0.0582 | 0.0602 | 0.0608 | 0.0614 | 0.0627
Northwest | Large Office | Peak | March | Lighting | MW | 161.3919 | 156.2885 | 164.0081 | 165.8956 | 166.0306 | 164.5307 | 168.7009 | 181.3307 | 170.8805 | 181.5904 | 188.1454 | 179.3333 | 174.4377 | 197.1441 | 202.2639 | 203.7654 | 210.9233 | 181.1558 | 185.4469 | 181.2415 | 250.463 | 240.0054 | 205.5263 | 285.9694 | 204.9966 | 197.302 | 227.7794 | 229.3252 | 240.8436 | 249.4442 | 253.4344 | 256.0585 | 258.7084 | 262.0366 | 265.263 | 267.6672 | 271.2539 | 274.3178 | 277.3303 | 280.9091 | 284.5785 | 288.7959 | 293.615 | 297.948 | 302.8365 | 307.6216 | 312.2721 | 316.7544 | 321.2021 | 325.8708
Northwest | Large Office | Peak | March | Air Conditioning | MW | 143.389 | 132.4536 | 125.997 | 120.2338 | 182.4062 | 153.4634 | 168.9118 | 112.7995 | 180.5662 | 155.4801 | 171.1161 | 176.5228 | 211.9788 | 145.2291 | 152.5964 | 163.7704 | 187.6226 | 223.9389 | 194.528 | 161.9929 | 197.641 | 206.7688 | 216.3064 | 218.0764 | 210.9359 | 210.3589 | 208.3949 | 208.4065 | 219.0841 | 227.7989 | 233.0332 | 237.4774 | 242.561 | 248.5176 | 254.8073 | 260.4305 | 267.4889 | 274.3627 | 281.3249 | 289.0245 | 297.0494 | 305.7827 | 315.352 | 324.791 | 335.1678 | 345.4422 | 356.0657 | 366.6328 | 377.4511 | 388.8629
Northwest | Large Office | Peak | March | Other Non-Substitutables | MW | 149.4515 | 145.0817 | 152.268 | 154.4626 | 154.5766 | 153.1903 | 156.9263 | 168.9319 | 159.4936 | 169.4639 | 175.5835 | 167.6639 | 163.0683 | 184.2447 | 188.8436 | 190.394 | 196.9233 | 174.4507 | 178.5112 | 174.4084 | 212.9984 | 228.302 | 243.5732 | 240.0079 | 226.7547 | 237.0823 | 230.1409 | 233.3953 | 247.0435 | 258.2892 | 264.1605 | 268.4465 | 272.8573 | 278.1248 | 283.2503 | 287.2513 | 292.6559 | 297.3542 | 301.858 | 307.0018 | 312.1563 | 317.7898 | 323.9798 | 329.6561 | 335.9474 | 341.9746 | 347.9852 | 353.5138 | 358.9849 | 364.7758
Northwest | Large Office | Peak | April | Space Heating | MW | 89.4966 | 83.0037 | 92.3075 | 98.2771 | 96.2696 | 94.8595 | 86.7365 | 111.1655 | 95.5504 | 97.6554 | 105.2763 | 102.661 | 94.3201 | 118.77 | 124.2734 | 127.1516 | 122.404 | 107.8877 | 108.5034 | 120.3592 | 128.8423 | 128.4298 | 144.6697 | 133.263 | 127.3699 | 126.2049 | 122.7888 | 124.839 | 131.582 | 136.6979 | 139.3114 | 141.0588 | 142.7979 | 144.8992 | 146.9187 | 148.3522 | 150.4208 | 152.1095 | 153.6692 | 155.5065 | 157.3147 | 159.3098 | 161.5289 | 163.4915 | 165.7067 | 167.7709 | 169.8249 | 171.603 | 173.3308 | 175.192
Northwest | Large Office | Peak | April | Water Heating | MW | 5.5407 | 5.3592 | 5.6171 | 5.7133 | 5.7016 | 5.668 | 5.7833 | 6.2958 | 5.914 | 6.2922 | 6.0288 | 6.3593 | 6.0014 | 7.0934 | 7.2587 | 7.5176 | 7.2193 | 6.9265 | 6.85 | 7.2809 | 7.462 | 7.9953 | 9.2052 | 7.8285 | 8.5054 | 8.2269 | 7.6082 | 7.7622 | 8.2685 | 8.6756 | 8.9288 | 9.1226 | 9.3189 | 9.5431 | 9.739 | 9.8928 | 10.0952 | 10.2717 | 10.4403 | 10.6307 | 10.8209 | 11.028 | 11.2547 | 11.4625 | 11.6921 | 11.9118 | 12.1303 | 12.3322 | 12.5319 | 12.7425
Northwest | Large Office | Peak | April | Other Substitutables | MW | 0.3232 | 0.3138 | 0.3269 | 0.335 | 0.3376 | 0.336 | 0.3385 | 0.3733 | 0.3464 | 0.3658 | 0.3564 | 0.3723 | 0.3489 | 0.4138 | 0.4308 | 0.446 | 0.4145 | 0.4039 | 0.399 | 0.4175 | 0.4421 | 0.4749 | 0.5477 | 0.4638 | 0.4904 | 0.4894 | 0.4507 | 0.4604 | 0.4908 | 0.5153 | 0.5302 | 0.5421 | 0.5539 | 0.5673 | 0.5777 | 0.586 | 0.5966 | 0.6056 | 0.6143 | 0.624 | 0.6336 | 0.6443 | 0.6562 | 0.6667 | 0.6783 | 0.6896 | 0.7003 | 0.7106 | 0.7207 | 0.7311
Northwest | Large Office | Peak | April | Refrigeration | MW | 0.02 | 0.0203 | 0.022 | 0.022 | 0.0251 | 0.0234 | 0.0277 | 0.0238 | 0.0287 | 0.0277 | 0.0278 | 0.0311 | 0.0299 | 0.0333 | 0.037 | 0.0371 | 0.0389 | 0.0322 | 0.0317 | 0.0341 | 0.0375 | 0.0383 | 0.0432 | 0.0372 | 0.0398 | 0.0369 | 0.0335 | 0.0332 | 0.0343 | 0.035 | 0.0355 | 0.0354 | 0.0353 | 0.0358 | 0.0359 | 0.0358 | 0.0364 | 0.0367 | 0.0369 | 0.0377 | 0.0384 | 0.0389 | 0.0394 | 0.0401 | 0.041 | 0.0418 | 0.0432 | 0.0436 | 0.0441 | 0.045
Northwest | Large Office | Peak | April | Lighting | MW | 177.581 | 171.358 | 179.5587 | 182.1549 | 181.8321 | 180.7565 | 184.5221 | 200.6443 | 188.1608 | 200.1412 | 191.8108 | 201.9413 | 190.5753 | 225.3337 | 230.8008 | 238.9826 | 229.6466 | 213.7549 | 211.5259 | 224.8415 | 264.1698 | 262.831 | 244.3386 | 286.7172 | 223.9525 | 218.2227 | 234.5021 | 236.0981 | 247.9626 | 256.8223 | 260.9287 | 263.6334 | 266.3622 | 269.7865 | 273.1091 | 275.588 | 279.2783 | 282.4313 | 285.5336 | 289.215 | 292.9904 | 297.3332 | 302.2972 | 306.7565 | 311.7862 | 316.7132 | 321.4929 | 326.1104 | 330.6915 | 335.4954
Northwest | Large Office | Peak | April | Air Conditioning | MW | 108.57 | 99.9283 | 94.8357 | 90.7356 | 137.4835 | 115.9812 | 127.2742 | 85.865 | 136.7949 | 117.8917 | 120.0077 | 136.751 | 159.2536 | 114.1345 | 119.6816 | 131.9411 | 140.4735 | 181.5717 | 152.514 | 138.0943 | 143.1021 | 155.5147 | 176.7928 | 150.1394 | 158.418 | 159.883 | 147.3249 | 147.3334 | 154.879 | 161.0365 | 164.7296 | 167.868 | 171.4569 | 175.6608 | 180.1026 | 184.0754 | 189.0581 | 193.9114 | 198.8286 | 204.2638 | 209.9294 | 216.0979 | 222.8589 | 229.5243 | 236.8511 | 244.1084 | 251.6045 | 259.0708 | 266.7141 | 274.772
Northwest | Large Office | Peak | April | Other Non-Substitutables | MW | 253.2952 | 244.9653 | 256.7224 | 261.1855 | 260.6717 | 259.1427 | 264.327 | 287.8368 | 270.42 | 287.5884 | 275.619 | 290.7268 | 274.3304 | 324.2275 | 331.8014 | 343.6792 | 330.0047 | 316.566 | 313.1278 | 332.8656 | 345.2714 | 384.4477 | 445.8 | 370.0527 | 381.2637 | 403.6998 | 364.4026 | 369.5542 | 391.166 | 408.9722 | 418.2555 | 425.0408 | 432.0202 | 440.3482 | 448.4605 | 454.798 | 463.3438 | 470.775 | 477.9028 | 486.0342 | 494.1847 | 503.1005 | 512.9023 | 521.881 | 531.8306 | 541.3694 | 550.8618 | 559.618 | 568.2818 | 577.44
Northwest | Large Office | Peak | May | Space Heating | MW | 95.5295 | 88.0332 | 98.4098 | 105.3663 | 102.374 | 101.2163 | 91.4578 | 118.97 | 100.6199 | 103.1732 | 126.2798 | 113.4495 | 102.0781 | 134.3146 | 142.0747 | 138.3244 | 150.9175 | 117.2864 | 117.3653 | 134.8495 | 151.4464 | 139.8467 | 151.2885 | 149.0908 | 144.2043 | 135.0519 | 135.3137 | 137.5814 | 145.0094 | 150.6437 | 153.5073 | 155.4331 | 157.3544 | 159.6544 | 161.8844 | 163.468 | 165.7316 | 167.5853 | 169.2998 | 171.3005 | 173.2729 | 175.4606 | 177.9021 | 180.0458 | 182.4679 | 184.7256 | 186.9408 | 188.8982 | 190.7985 | 192.8254
Northwest | Large Office | Peak | May | Water Heating | MW | 6.8133 | 6.5486 | 6.8979 | 7.0589 | 6.9832 | 6.969 | 7.0258 | 7.7665 | 7.1757 | 7.6602 | 8.3252 | 8.0981 | 7.4848 | 9.2394 | 9.5563 | 9.4189 | 10.2553 | 8.673 | 8.536 | 9.3979 | 10.1034 | 10.0315 | 11.1018 | 10.0931 | 11.1097 | 10.1605 | 9.6641 | 9.8595 | 10.5026 | 11.0197 | 11.3404 | 11.587 | 11.8371 | 12.121 | 12.3703 | 12.5662 | 12.8223 | 13.0461 | 13.2602 | 13.5003 | 13.7406 | 14.003 | 14.291 | 14.5538 | 14.8443 | 15.1223 | 15.3962 | 15.653 | 15.9068 | 16.1727
Northwest | Large Office | Peak | May | Other Substitutables | MW | 0.3411 | 0.3293 | 0.3448 | 0.3555 | 0.3543 | 0.3536 | 0.3529 | 0.394 | 0.3607 | 0.3815 | 0.4223 | 0.4066 | 0.3727 | 0.4621 | 0.4861 | 0.4791 | 0.5056 | 0.4342 | 0.4268 | 0.4621 | 0.5121 | 0.5097 | 0.566 | 0.5118 | 0.5487 | 0.5168 | 0.4888 | 0.4992 | 0.5322 | 0.5588 | 0.575 | 0.5879 | 0.6007 | 0.6151 | 0.6265 | 0.6355 | 0.6469 | 0.6567 | 0.6661 | 0.6765 | 0.6869 | 0.6985 | 0.7114 | 0.7228 | 0.7353 | 0.7475 | 0.759 | 0.7702 | 0.7811 | 0.7923
Northwest | Large Office | Peak | May | Refrigeration | MW | 0.0206 | 0.0205 | 0.0223 | 0.0227 | 0.0256 | 0.0244 | 0.0279 | 0.0264 | 0.0302 | 0.0304 | 0.0343 | 0.0356 | 0.034 | 0.0394 | 0.0442 | 0.0411 | 0.0493 | 0.0359 | 0.0354 | 0.0406 | 0.046 | 0.043 | 0.0469 | 0.0438 | 0.0474 | 0.0415 | 0.0379 | 0.0376 | 0.0388 | 0.0396 | 0.0401 | 0.04 | 0.04 | 0.0405 | 0.0406 | 0.0405 | 0.0411 | 0.0415 | 0.0418 | 0.0426 | 0.0434 | 0.044 | 0.0445 | 0.0454 | 0.0464 | 0.0472 | 0.0489 | 0.0494 | 0.0499 | 0.0509
Northwest | Large Office | Peak | May | Lighting | MW | 200.0972 | 191.8799 | 202.0579 | 206.2386 | 204.0829 | 203.6909 | 205.5238 | 226.9059 | 209.2897 | 223.4113 | 242.9564 | 235.8222 | 217.8796 | 269.0558 | 278.5518 | 274.5596 | 299.1685 | 246.071 | 242.3257 | 266.6212 | 329.0042 | 303.0459 | 270.1716 | 339.5725 | 268.1853 | 247.1359 | 273.3322 | 275.2008 | 289.0439 | 299.3828 | 304.1643 | 307.332 | 310.5349 | 314.5204 | 318.4143 | 321.3218 | 325.616 | 329.295 | 332.9178 | 337.1894 | 341.5753 | 346.635 | 352.429 | 357.6138 | 363.4645 | 369.1964 | 374.715 | 380.1068 | 385.4538 | 391.033
Northwest | Large Office | Peak | May | Air Conditioning | MW | 132.8058 | 121.5132 | 115.5501 | 111.3124 | 167.7795 | 141.8564 | 154.0739 | 105.3605 | 165.2946 | 142.8099 | 164.7587 | 173.3783 | 197.7842 | 147.6673 | 156.2871 | 163.9352 | 198.2977 | 226.1613 | 189.0142 | 176.9985 | 192.2175 | 193.6638 | 212.167 | 192.5325 | 206.1057 | 196.5499 | 185.8578 | 185.8486 | 195.3805 | 203.1613 | 207.8224 | 211.7988 | 216.3522 | 221.6581 | 227.2885 | 232.3237 | 238.612 | 244.7472 | 250.9655 | 257.8123 | 264.9539 | 272.742 | 281.2881 | 289.6922 | 298.9325 | 308.0839 | 317.4917 | 326.9279 | 336.585 | 346.7345
Northwest | Large Office | Peak | May | Other Non-Substitutables | MW | 144.9671 | 139.3149 | 146.7319 | 150.1947 | 148.5949 | 148.2956 | 149.458 | 165.261 | 152.7127 | 162.9537 | 177.1432 | 172.3067 | 159.2425 | 196.558 | 203.3116 | 200.4128 | 218.1864 | 184.4895 | 181.6102 | 199.9691 | 217.4793 | 224.493 | 250.4582 | 222.1534 | 231.8032 | 232.1308 | 215.4917 | 218.5256 | 231.2959 | 241.8155 | 247.2751 | 251.2856 | 255.4194 | 260.3169 | 265.1212 | 268.8752 | 273.9025 | 278.2858 | 282.495 | 287.2649 | 292.0527 | 297.3091 | 303.1017 | 308.3824 | 314.2379 | 319.8536 | 325.3896 | 330.5688 | 335.6909 | 341.0712
Northwest | Large Office | Peak | June | Space Heating | MW | 25.9786 | 23.8716 | 26.9856 | 29.1763 | 27.2718 | 27.4313 | 24.3395 | 33.0591 | 26.5104 | 27.667 | 30.9369 | 27.0521 | 25.7404 | 34.3681 | 38.4771 | 34.9157 | 38.9486 | 31.2233 | 32.8817 | 35.4562 | 39.99 | 33.6696 | 40.0557 | 34.6789 | 34.7677 | 32.8247 | 33.0915 | 33.6409 | 35.456 | 36.8318 | 37.5256 | 37.994 | 38.4598 | 39.0159 | 39.5593 | 39.9468 | 40.496 | 40.946 | 41.3634 | 41.8479 | 42.326 | 42.8588 | 43.455 | 43.9755 | 44.5629 | 45.1126 | 45.6458 | 46.1239 | 46.5876 | 47.0787
Northwest | Large Office | Peak | June | Water Heating | MW | 17.4969 | 16.7732 | 17.861 | 18.4662 | 17.566 | 17.8425 | 17.6506 | 20.3943 | 17.8602 | 19.4008 | 19.2417 | 18.2406 | 17.8347 | 22.3238 | 24.4284 | 22.4448 | 24.9951 | 21.8 | 22.5799 | 23.3357 | 25.2084 | 22.8017 | 27.7526 | 22.1899 | 25.2582 | 23.2926 | 22.3114 | 22.7614 | 24.2457 | 25.4385 | 26.1744 | 26.7422 | 27.3167 | 27.9679 | 28.5427 | 28.9957 | 29.5845 | 30.0993 | 30.5928 | 31.1444 | 31.6969 | 32.3019 | 32.9671 | 33.5718 | 34.2397 | 34.8808 | 35.5078 | 36.1012 | 36.6873 | 37.2988
Northwest | Large Office | Peak | June | Other Substitutables | MW | 0.2602 | 0.2502 | 0.2655 | 0.2764 | 0.2643 | 0.2683 | 0.2631 | 0.3062 | 0.2665 | 0.2864 | 0.2898 | 0.2718 | 0.2634 | 0.3317 | 0.3691 | 0.339 | 0.3661 | 0.3239 | 0.3348 | 0.3405 | 0.3781 | 0.3424 | 0.4183 | 0.3326 | 0.3693 | 0.3507 | 0.3339 | 0.341 | 0.3636 | 0.3817 | 0.3928 | 0.4016 | 0.4103 | 0.4201 | 0.4279 | 0.434 | 0.4418 | 0.4484 | 0.4549 | 0.462 | 0.469 | 0.4769 | 0.4857 | 0.4935 | 0.502 | 0.5103 | 0.5181 | 0.5258 | 0.5332 | 0.5409
Northwest | Large Office | Peak | June | Refrigeration | MW | 0.0444 | 0.0439 | 0.0474 | 0.0489 | 0.054 | 0.0526 | 0.0587 | 0.0613 | 0.0639 | 0.0685 | 0.0699 | 0.0713 | 0.0731 | 0.084 | 0.0982 | 0.0844 | 0.1052 | 0.0815 | 0.0852 | 0.0929 | 0.1044 | 0.0891 | 0.1085 | 0.0897 | 0.1014 | 0.0883 | 0.0799 | 0.0792 | 0.0818 | 0.0835 | 0.0845 | 0.0843 | 0.0842 | 0.0853 | 0.0855 | 0.0853 | 0.0867 | 0.0875 | 0.088 | 0.0898 | 0.0915 | 0.0928 | 0.0939 | 0.0957 | 0.0977 | 0.0995 | 0.103 | 0.104 | 0.105 | 0.1073
Northwest | Large Office | Peak | June | Lighting | MW | 178.6676 | 170.8776 | 181.9086 | 187.5346 | 178.5365 | 181.3937 | 179.7018 | 207.2167 | 181.1588 | 196.8313 | 195.3933 | 184.7859 | 180.5622 | 226.1349 | 247.6079 | 227.4726 | 253.579 | 215.5429 | 223.4529 | 230.7159 | 286.419 | 239.9552 | 234.6156 | 260.2093 | 211.7168 | 196.7092 | 219.6793 | 221.1995 | 232.3509 | 240.6816 | 244.5207 | 247.0789 | 249.6539 | 252.8511 | 255.983 | 258.3332 | 261.7778 | 264.7304 | 267.6453 | 271.0705 | 274.5899 | 278.661 | 283.3289 | 287.4927 | 292.1855 | 296.7978 | 301.2098 | 305.5546 | 309.8609 | 314.3383
Northwest | Large Office | Peak | June | Air Conditioning | MW | 346.6005 | 316.329 | 303.0754 | 295.6212 | 429.4382 | 368.9561 | 393.127 | 281.0757 | 418.7635 | 367.5801 | 386.6265 | 397.2174 | 479.8449 | 362.0717 | 404.7811 | 395.5976 | 490.6022 | 577.4676 | 507.277 | 445.6088 | 485.9738 | 446.1437 | 538.193 | 429.4116 | 475.8646 | 457.0045 | 434.8692 | 434.8604 | 457.1208 | 475.28 | 486.0933 | 495.347 | 505.9296 | 518.2531 | 531.3575 | 543.0984 | 557.7192 | 571.9915 | 586.4763 | 602.399 | 619.0164 | 637.1687 | 657.1079 | 676.6796 | 698.1871 | 719.524 | 741.3779 | 763.3995 | 785.9312 | 809.5646
Northwest | Large Office | Peak | June | Other Non-Substitutables | MW | 131.9961 | 126.5164 | 134.7142 | 139.3142 | 132.5313 | 134.6181 | 133.1311 | 153.8657 | 134.7697 | 146.3308 | 145.1645 | 137.6083 | 134.5354 | 168.3878 | 184.2733 | 169.3308 | 188.551 | 164.4208 | 170.3359 | 176.0539 | 192.321 | 181.0248 | 222.1602 | 173.2436 | 186.8671 | 188.9373 | 176.3564 | 178.8392 | 189.2964 | 197.9084 | 202.3544 | 205.6357 | 209.0091 | 212.9968 | 216.9215 | 219.9988 | 224.0936 | 227.6667 | 231.1057 | 234.9886 | 238.8897 | 243.1862 | 247.9298 | 252.2379 | 257.0102 | 261.6014 | 266.0931 | 270.3375 | 274.5323 | 278.9188
Northwest | Large Office | Peak | July | Space Heating | MW | 7.4552 | 6.897 | 7.8628 | 8.5384 | 7.7783 | 7.8705 | 6.9608 | 9.747 | 7.5096 | 7.9784 | 9.4144 | 7.8453 | 7.9866 | 10.1134 | 11.0041 | 9.5942 | 10.8982 | 9.1356 | 9.5652 | 10.9932 | 11.5741 | 10.6549 | 11.283 | 11.4929 | 10.8783 | 10.1867 | 10.5834 | 10.7573 | 11.3375 | 11.7771 | 11.9972 | 12.1464 | 12.294 | 12.4702 | 12.643 | 12.7667 | 12.9409 | 13.0836 | 13.2163 | 13.3699 | 13.5215 | 13.6912 | 13.8814 | 14.0467 | 14.2331 | 14.4082 | 14.5764 | 14.729 | 14.8768 | 15.0326
Northwest | Large Office | Peak | July | Water Heating | MW | 18.9255 | 18.2705 | 19.6167 | 20.3741 | 18.8854 | 19.3013 | 19.0179 | 22.6698 | 19.075 | 21.0863 | 22.0563 | 19.9418 | 20.8684 | 24.7617 | 26.3251 | 23.2428 | 26.3607 | 24.0349 | 24.7541 | 27.273 | 27.5199 | 27.1886 | 29.4519 | 27.7563 | 29.7374 | 27.2102 | 26.881 | 27.4233 | 29.212 | 30.6491 | 31.5319 | 32.2151 | 32.9045 | 33.6853 | 34.3756 | 34.9214 | 35.6274 | 36.2449 | 36.8381 | 37.4995 | 38.1624 | 38.8903 | 39.6916 | 40.4178 | 41.2191 | 41.9906 | 42.7406 | 43.4557 | 44.1617 | 44.8958
Northwest | Large Office | Peak | July | Other Substitutables | MW | 0.2356 | 0.228 | 0.2445 | 0.2553 | 0.2379 | 0.243 | 0.237 | 0.2841 | 0.2383 | 0.2603 | 0.278 | 0.2487 | 0.2582 | 0.3082 | 0.3333 | 0.2941 | 0.3233 | 0.2994 | 0.3074 | 0.3335 | 0.3458 | 0.3417 | 0.3714 | 0.348 | 0.3642 | 0.3431 | 0.3366 | 0.3438 | 0.3665 | 0.3848 | 0.3959 | 0.4048 | 0.4137 | 0.4235 | 0.4313 | 0.4375 | 0.4453 | 0.452 | 0.4584 | 0.4655 | 0.4726 | 0.4806 | 0.4895 | 0.4973 | 0.5058 | 0.5142 | 0.522 | 0.5297 | 0.5372 | 0.5449
Northwest | Large Office | Peak | July | Refrigeration | MW | 0.0439 | 0.0444 | 0.0469 | 0.0492 | 0.053 | 0.0514 | 0.0588 | 0.0655 | 0.0612 | 0.0699 | 0.0742 | 0.0727 | 0.0772 | 0.086 | 0.0949 | 0.0772 | 0.1004 | 0.0796 | 0.0851 | 0.0988 | 0.1007 | 0.095 | 0.106 | 0.1033 | 0.112 | 0.0948 | 0.0889 | 0.0882 | 0.091 | 0.0929 | 0.094 | 0.0938 | 0.0937 | 0.0949 | 0.0951 | 0.0949 | 0.0964 | 0.0973 | 0.098 | 0.1 | 0.1018 | 0.1032 | 0.1044 | 0.1065 | 0.1087 | 0.1107 | 0.1146 | 0.1157 | 0.1169 | 0.1194
Northwest | Large Office | Peak | July | Lighting | MW | 158.106 | 152.2188 | 163.3687 | 169.1073 | 157.0095 | 160.5023 | 158.4164 | 188.2708 | 158.1919 | 174.9144 | 183.1261 | 165.1561 | 172.7755 | 205.0741 | 218.0984 | 192.5235 | 218.6153 | 194.7001 | 200.6703 | 220.8223 | 256.7603 | 234.4492 | 203.3921 | 267.0727 | 203.5659 | 187.6598 | 216.6502 | 218.1601 | 229.1711 | 237.3975 | 241.1712 | 243.6966 | 246.225 | 249.3649 | 252.4449 | 254.7663 | 258.1507 | 261.0513 | 263.9226 | 267.2896 | 270.7516 | 274.766 | 279.3733 | 283.4728 | 288.0869 | 292.6377 | 296.9672 | 301.257 | 305.5069 | 309.9137
Northwest | Large Office | Peak | July | Air Conditioning | MW | 318.0911 | 292.3063 | 282.0697 | 276.7704 | 391.9388 | 338.6029 | 358.7209 | 264.8476 | 379.9251 | 338.9098 | 375.8396 | 368.6474 | 477.5061 | 340.5515 | 369.6854 | 347.0739 | 438.8426 | 540.6676 | 471.3126 | 441.4303 | 449.1877 | 450.526 | 484.175 | 455.0615 | 475.3755 | 452.4162 | 443.6677 | 443.6833 | 466.3259 | 484.7822 | 495.6974 | 505.0618 | 515.7524 | 528.2087 | 541.4733 | 553.3805 | 568.1797 | 582.6298 | 597.3158 | 613.4448 | 630.286 | 648.7109 | 668.9661 | 688.8185 | 710.6218 | 732.2939 | 754.4227 | 776.801 | 799.6938 | 823.6705
Northwest | Large Office | Peak | July | Other Non-Substitutables | MW | 205.5227 | 198.3755 | 212.9847 | 221.2627 | 205.1085 | 209.6247 | 206.4906 | 246.2022 | 207.1969 | 228.9441 | 239.5301 | 216.5605 | 226.6076 | 268.8665 | 285.8589 | 252.4184 | 286.2502 | 260.9506 | 268.8102 | 296.1877 | 302.2892 | 310.9467 | 339.6465 | 312.0191 | 316.6027 | 318.1284 | 305.9565 | 310.2614 | 328.403 | 343.3404 | 351.0102 | 356.6916 | 362.5131 | 369.3896 | 376.1724 | 381.507 | 388.5725 | 394.7396 | 400.6888 | 407.3891 | 414.1259 | 421.5659 | 429.7915 | 437.2391 | 445.4805 | 453.4354 | 461.1682 | 468.5323 | 475.8073 | 483.3881
Northwest | Large Office | Peak | August | Space Heating | MW | 7.613 | 7.0492 | 8.0463 | 8.7385 | 7.9316 | 8.0261 | 7.1029 | 9.9702 | 7.6419 | 8.1395 | 9.638 | 8.3931 | 8.0878 | 10.5183 | 11.1954 | 10.0869 | 11.2166 | 8.8899 | 10.0851 | 11.3859 | 10.8611 | 10.4427 | 11.9552 | 11.2946 | 11.5479 | 11.0098 | 11.3184 | 11.5039 | 12.1244 | 12.5945 | 12.8299 | 12.9894 | 13.147 | 13.3353 | 13.5196 | 13.6516 | 13.8377 | 13.99 | 14.1318 | 14.2959 | 14.4581 | 14.6394 | 14.8427 | 15.0194 | 15.2185 | 15.4058 | 15.5859 | 15.7489 | 15.9069 | 16.0735
Northwest | Large Office | Peak | August | Water Heating | MW | 16.4874 | 15.9316 | 17.1263 | 17.7898 | 16.4296 | 16.7923 | 16.5537 | 19.7834 | 16.561 | 18.352 | 19.2615 | 18.2011 | 18.0307 | 21.9709 | 22.8487 | 20.8473 | 23.1449 | 19.953 | 22.2642 | 24.0982 | 22.0397 | 22.7257 | 26.6054 | 23.2785 | 26.9009 | 25.0676 | 24.5179 | 25.0134 | 26.6454 | 27.9568 | 28.7623 | 29.3857 | 30.014 | 30.7264 | 31.3549 | 31.8519 | 32.4954 | 33.0579 | 33.5983 | 34.2015 | 34.8061 | 35.4698 | 36.2003 | 36.8626 | 37.5931 | 38.297 | 38.9815 | 39.6334 | 40.277 | 40.9467
Northwest | Large Office | Peak | August | Other Substitutables | MW | 0.2074 | 0.2008 | 0.2157 | 0.2252 | 0.2091 | 0.2136 | 0.2084 | 0.2504 | 0.209 | 0.2289 | 0.2453 | 0.2293 | 0.2254 | 0.2763 | 0.2923 | 0.2665 | 0.2868 | 0.2512 | 0.2793 | 0.2977 | 0.2798 | 0.2884 | 0.3387 | 0.2947 | 0.3327 | 0.3191 | 0.31 | 0.3167 | 0.3376 | 0.3545 | 0.3647 | 0.3729 | 0.381 | 0.3901 | 0.3972 | 0.4029 | 0.4101 | 0.4163 | 0.4222 | 0.4288 | 0.4353 | 0.4426 | 0.4508 | 0.458 | 0.4659 | 0.4736 | 0.4808 | 0.4879 | 0.4948 | 0.5019
Northwest | Large Office | Peak | August | Refrigeration | MW | 0.0386 | 0.0392 | 0.0413 | 0.0433 | 0.0465 | 0.0451 | 0.0518 | 0.0579 | 0.0535 | 0.0613 | 0.0651 | 0.0667 | 0.0668 | 0.0766 | 0.0825 | 0.0696 | 0.0888 | 0.0663 | 0.0769 | 0.0876 | 0.0808 | 0.0798 | 0.0965 | 0.0872 | 0.1023 | 0.0881 | 0.0819 | 0.0812 | 0.0838 | 0.0855 | 0.0866 | 0.0865 | 0.0863 | 0.0874 | 0.0876 | 0.0875 | 0.0888 | 0.0897 | 0.0903 | 0.0921 | 0.0938 | 0.0951 | 0.0962 | 0.0981 | 0.1002 | 0.102 | 0.1056 | 0.1066 | 0.1077 | 0.11
Northwest | Large Office | Peak | August | Lighting | MW | 132.4915 | 127.6695 | 137.1803 | 142.0111 | 131.3719 | 134.2964 | 132.6286 | 158.0177 | 132.0893 | 146.4154 | 153.8212 | 144.9849 | 143.5711 | 174.994 | 182.0657 | 166.084 | 184.6181 | 155.4585 | 173.5835 | 187.6609 | 197.8426 | 188.5257 | 176.6364 | 215.5396 | 177.0262 | 166.2066 | 190.0471 | 191.3694 | 201.0237 | 208.2358 | 211.5397 | 213.7494 | 215.9575 | 218.7058 | 221.3988 | 223.4296 | 226.3934 | 228.9318 | 231.4459 | 234.3973 | 237.4317 | 240.9506 | 244.9888 | 248.5825 | 252.6259 | 256.6174 | 260.4157 | 264.1757 | 267.9009 | 271.7653
Northwest | Large Office | Peak | August | Air Conditioning | MW | 338.9392 | 311.7499 | 301.1257 | 295.6605 | 417.0207 | 360.2593 | 381.7029 | 282.6863 | 403.4782 | 360.724 | 401.337 | 411.5261 | 504.7229 | 369.5604 | 392.4117 | 380.7193 | 471.1607 | 548.9322 | 518.2497 | 476.9258 | 439.9138 | 460.3728 | 534.511 | 466.4401 | 525.6055 | 509.3026 | 494.7462 | 494.7827 | 519.9956 | 540.5407 | 552.6692 | 563.0716 | 574.9378 | 588.7838 | 603.52 | 616.7543 | 633.2131 | 649.2789 | 665.612 | 683.562 | 702.3047 | 722.8109 | 745.3527 | 767.4504 | 791.7148 | 815.8469 | 840.4933 | 865.4015 | 890.8834 | 917.5803
Northwest | Large Office | Peak | August | Other Non-Substitutables | MW | 162.0587 | 156.5687 | 168.3035 | 174.8674 | 161.5071 | 165.0722 | 162.6821 | 194.4708 | 162.8223 | 180.3507 | 189.3318 | 178.9035 | 177.2166 | 215.9292 | 224.5699 | 204.923 | 227.4839 | 196.0787 | 218.8336 | 236.8792 | 219.1796 | 235.3309 | 277.7348 | 236.8582 | 259.1833 | 265.3127 | 252.6725 | 256.2278 | 271.2059 | 283.5384 | 289.8661 | 294.5516 | 299.3459 | 305.0179 | 310.6072 | 315.0049 | 320.8342 | 325.9195 | 330.8268 | 336.3586 | 341.9201 | 348.0617 | 354.8501 | 360.9982 | 367.7993 | 374.3692 | 380.7581 | 386.8353 | 392.8392 | 399.0989
Northwest | Large Office | Peak | September | Space Heating | MW | 42.9747 | 39.5822 | 44.4553 | 47.9165 | 45.3852 | 45.3632 | 40.6227 | 54.3874 | 44.5413 | 46.1078 | 54.5054 | 47.3601 | 48.4921 | 58.6549 | 61.0851 | 56.6464 | 62.0345 | 56.4663 | 53.7015 | 61.0983 | 66.0844 | 60.7414 | 64.6526 | 66.2575 | 62.1853 | 65.8041 | 62.0099 | 63.0417 | 66.4447 | 69.025 | 70.3344 | 71.2139 | 72.0888 | 73.1399 | 74.1593 | 74.8848 | 75.922 | 76.7702 | 77.5554 | 78.4735 | 79.3784 | 80.3817 | 81.5009 | 82.4845 | 83.5944 | 84.6309 | 85.6495 | 86.5467 | 87.4177 | 88.348
Northwest | Large Office | Peak | September | Water Heating | MW | 18.9192 | 18.1766 | 19.2337 | 19.8169 | 19.1107 | 19.2811 | 19.2574 | 21.917 | 19.6107 | 21.1306 | 22.1747 | 20.8692 | 21.954 | 24.9058 | 25.3593 | 23.8065 | 26.0183 | 25.7732 | 24.1017 | 26.2829 | 27.2408 | 26.885 | 29.2487 | 27.698 | 29.5213 | 30.5104 | 27.3259 | 27.8774 | 29.6952 | 31.1563 | 32.0611 | 32.7563 | 33.46 | 34.2609 | 34.9648 | 35.5187 | 36.2431 | 36.8754 | 37.4805 | 38.1603 | 38.8405 | 39.583 | 40.3977 | 41.1414 | 41.9629 | 42.7501 | 43.5266 | 44.2529 | 44.9705 | 45.7233
Northwest | Large Office | Peak | September | Other Substitutables | MW | 0.2353 | 0.2268 | 0.2389 | 0.2478 | 0.2408 | 0.243 | 0.2401 | 0.2758 | 0.2448 | 0.2613 | 0.2795 | 0.2602 | 0.2715 | 0.3095 | 0.3208 | 0.3013 | 0.3192 | 0.3209 | 0.2994 | 0.3213 | 0.3432 | 0.339 | 0.3697 | 0.3481 | 0.3612 | 0.3851 | 0.3432 | 0.3505 | 0.3737 | 0.3923 | 0.4037 | 0.4128 | 0.4218 | 0.4319 | 0.4398 | 0.4461 | 0.4541 | 0.461 | 0.4676 | 0.4749 | 0.4823 | 0.4904 | 0.4994 | 0.5074 | 0.5162 | 0.5248 | 0.5329 | 0.5407 | 0.5484 | 0.5563
Northwest | Large Office | Peak | September | Refrigeration | MW | 0.0575 | 0.0576 | 0.0619 | 0.0635 | 0.0703 | 0.0673 | 0.0772 | 0.0767 | 0.0823 | 0.0853 | 0.0917 | 0.0928 | 0.1001 | 0.1061 | 0.1151 | 0.1013 | 0.1235 | 0.1066 | 0.101 | 0.1138 | 0.1226 | 0.1158 | 0.1259 | 0.1224 | 0.1296 | 0.1266 | 0.1092 | 0.1082 | 0.1117 | 0.114 | 0.1154 | 0.1152 | 0.115 | 0.1165 | 0.1167 | 0.1165 | 0.1184 | 0.1195 | 0.1203 | 0.1227 | 0.125 | 0.1267 | 0.1282 | 0.1307 | 0.1335 | 0.1359 | 0.1407 | 0.142 | 0.1435 | 0.1465
Northwest | Large Office | Peak | September | Lighting | MW | 158.6746 | 152.1154 | 160.9029 | 165.3182 | 159.5561 | 160.9892 | 160.9739 | 182.8893 | 163.3866 | 176.0773 | 184.924 | 173.6296 | 182.5697 | 207.2141 | 211.1805 | 198.3345 | 216.9526 | 209.0556 | 195.6295 | 213.1824 | 253.9066 | 232.0327 | 203.0855 | 266.2622 | 203.3209 | 211.6949 | 220.7168 | 222.2346 | 233.4249 | 241.7833 | 245.6476 | 248.2087 | 250.7892 | 254.0097 | 257.1493 | 259.4994 | 262.9688 | 265.938 | 268.8643 | 272.3196 | 275.8663 | 279.9574 | 284.6411 | 288.8336 | 293.56 | 298.1979 | 302.6657 | 307.0237 | 311.3448 | 315.8568
Northwest | Large Office | Peak | September | Air Conditioning | MW | 226.3526 | 206.9968 | 197.5122 | 191.8006 | 281.8209 | 240.7903 | 258.9079 | 182.4793 | 277.3772 | 241.6914 | 269.1558 | 274.2122 | 356.2231 | 244.2365 | 254.3431 | 254.0525 | 308.5962 | 412.3389 | 327.0381 | 303.4813 | 317.8268 | 318.3394 | 342.5417 | 323.8511 | 335.6224 | 361.7075 | 322.3001 | 322.3069 | 338.8123 | 352.2792 | 360.3277 | 367.1916 | 375.0408 | 384.2079 | 393.9245 | 402.6236 | 413.4937 | 424.093 | 434.8411 | 446.6888 | 459.0459 | 472.5222 | 487.3094 | 501.8554 | 517.842 | 533.6899 | 549.9905 | 566.3211 | 583.0339 | 600.6086
Northwest | Large Office | Peak | September | Other Non-Substitutables | MW | 241.5873 | 232.0711 | 245.5471 | 253.0564 | 244.0555 | 246.236 | 245.8574 | 279.8912 | 250.4768 | 269.771 | 283.1703 | 266.4939 | 280.3181 | 317.989 | 323.7972 | 304.0083 | 332.2165 | 329.0307 | 307.7506 | 335.638 | 351.7383 | 361.0313 | 396.1759 | 365.9211 | 369.6711 | 418.5898 | 365.5113 | 370.6706 | 392.3528 | 410.2128 | 419.4802 | 426.2877 | 433.2879 | 441.6014 | 449.741 | 456.1134 | 464.6464 | 472.0793 | 479.2212 | 487.3267 | 495.4602 | 504.3879 | 514.2242 | 523.1956 | 533.1346 | 542.6805 | 552.1 | 560.8941 | 569.59 | 578.7324
Northwest | Large Office | Peak | October | Space Heating | MW | 99.0461 | 91.988 | 102.4728 | 108.9587 | 106.7317 | 105.0163 | 96.15 | 122.2564 | 105.1988 | 107.4604 | 114.7451 | 104.523 | 99.4958 | 119.8346 | 127.6051 | 120.5079 | 143.9112 | 115.5344 | 112.7162 | 118.6387 | 165.0614 | 142.8781 | 147.7581 | 149.111 | 135.3082 | 137.9993 | 136.274 | 138.5477 | 146.03 | 151.7054 | 154.6057 | 156.5421 | 158.4699 | 160.8018 | 163.0466 | 164.6413 | 166.9423 | 168.8204 | 170.5545 | 172.599 | 174.6107 | 176.8286 | 179.2947 | 181.4778 | 183.9412 | 186.2362 | 188.5241 | 190.5003 | 192.4204 | 194.4909
Northwest | Large Office | Peak | October | Water Heating | MW | 7.975 | 7.7251 | 8.1107 | 8.2386 | 8.222 | 8.1614 | 8.336 | 9.0053 | 8.4691 | 9.0041 | 8.5443 | 8.4207 | 8.2347 | 9.3094 | 9.6938 | 9.2675 | 11.0382 | 9.6469 | 9.2545 | 9.3341 | 12.4447 | 11.5652 | 12.2195 | 11.3911 | 11.7515 | 11.7024 | 10.9829 | 11.2045 | 11.9349 | 12.5219 | 12.8871 | 13.1662 | 13.449 | 13.7722 | 14.0553 | 14.2777 | 14.5704 | 14.8255 | 15.0691 | 15.3444 | 15.6195 | 15.9187 | 16.2462 | 16.5466 | 16.8785 | 17.1959 | 17.512 | 17.8037 | 18.0922 | 18.3966
Northwest | Large Office | Peak | October | Other Substitutables | MW | 0.3235 | 0.3145 | 0.3283 | 0.336 | 0.3387 | 0.3366 | 0.3393 | 0.3714 | 0.3449 | 0.3641 | 0.3513 | 0.343 | 0.3332 | 0.3778 | 0.4001 | 0.3817 | 0.4399 | 0.3906 | 0.3743 | 0.3717 | 0.5139 | 0.4783 | 0.5059 | 0.4695 | 0.4711 | 0.4844 | 0.4528 | 0.4625 | 0.4931 | 0.5177 | 0.5327 | 0.5447 | 0.5565 | 0.5699 | 0.5804 | 0.5887 | 0.5994 | 0.6085 | 0.6172 | 0.6269 | 0.6366 | 0.6474 | 0.6593 | 0.6699 | 0.6816 | 0.6929 | 0.7037 | 0.714 | 0.7242 | 0.7346
Northwest | Large Office | Peak | October | Refrigeration | MW | 0.0295 | 0.0299 | 0.0324 | 0.0323 | 0.0369 | 0.0343 | 0.0407 | 0.0343 | 0.0417 | 0.0398 | 0.0395 | 0.0412 | 0.0407 | 0.0436 | 0.0495 | 0.0468 | 0.0609 | 0.0457 | 0.0436 | 0.0441 | 0.0631 | 0.056 | 0.0582 | 0.0552 | 0.0557 | 0.0531 | 0.0491 | 0.0487 | 0.0502 | 0.0513 | 0.0519 | 0.0518 | 0.0517 | 0.0524 | 0.0525 | 0.0524 | 0.0532 | 0.0537 | 0.0541 | 0.0552 | 0.0562 | 0.057 | 0.0577 | 0.0588 | 0.06 | 0.0611 | 0.0633 | 0.0639 | 0.0645 | 0.0659
Northwest | Large Office | Peak | October | Lighting | MW | 193.2507 | 186.7282 | 195.9961 | 198.5703 | 198.2043 | 196.7429 | 201.0793 | 216.9408 | 203.6719 | 216.4834 | 205.479 | 202.1366 | 197.6615 | 223.5016 | 232.9564 | 222.5599 | 265.2686 | 224.7882 | 215.7714 | 217.6961 | 333.4463 | 287.3411 | 244.9088 | 315.1333 | 233.669 | 234.3994 | 255.6168 | 257.3648 | 270.3111 | 279.9798 | 284.4694 | 287.427 | 290.4116 | 294.1564 | 297.7874 | 300.4979 | 304.5309 | 307.9765 | 311.3654 | 315.3884 | 319.5129 | 324.2545 | 329.6733 | 334.5433 | 340.0356 | 345.4142 | 350.6375 | 355.6772 | 360.6768 | 365.9222
Northwest | Large Office | Peak | October | Air Conditioning | MW | 150.7594 | 138.953 | 132.1696 | 126.3453 | 191.2269 | 161.1058 | 176.7789 | 118.4662 | 189.0112 | 162.729 | 164.0644 | 174.7032 | 210.9481 | 144.5394 | 154.2849 | 157.0467 | 207.1977 | 243.9463 | 198.6693 | 170.7977 | 230.1789 | 216.9878 | 226.3064 | 210.7234 | 211.1304 | 219.5165 | 205.2347 | 205.2476 | 215.7676 | 224.3532 | 229.5083 | 233.8874 | 238.8955 | 244.7626 | 250.9586 | 256.5009 | 263.4526 | 270.2227 | 277.0809 | 284.6638 | 292.5671 | 301.17 | 310.5982 | 319.8954 | 330.115 | 340.2361 | 350.6968 | 361.1081 | 371.7658 | 383.0053
Northwest | Large Office | Peak | October | Other Non-Substitutables | MW | 229.4888 | 222.2706 | 233.3351 | 237.0754 | 236.617 | 234.8779 | 239.8228 | 259.16 | 243.7642 | 259.0461 | 245.8813 | 242.3207 | 236.9425 | 267.8463 | 278.9233 | 266.6894 | 317.6109 | 277.5276 | 266.291 | 268.6159 | 362.1677 | 349.794 | 372.6401 | 339.0417 | 331.6881 | 361.4668 | 330.8791 | 335.5656 | 355.2083 | 371.3922 | 379.8418 | 386.016 | 392.3682 | 399.9504 | 407.3302 | 413.0985 | 420.8759 | 427.6375 | 434.1215 | 441.5229 | 448.9397 | 457.0489 | 465.9626 | 474.1324 | 483.1841 | 491.8602 | 500.5053 | 508.4676 | 516.345 | 524.6777
Northwest | Large Office | Peak | November | Space Heating | MW | 127.4051 | 118.4381 | 132.0608 | 140.4335 | 137.4157 | 135.262 | 123.896 | 157.7393 | 135.6179 | 138.573 | 151.8863 | 133.2473 | 127.3748 | 155.6922 | 183.3954 | 170.2604 | 177.0761 | 154.5195 | 164.745 | 180.7302 | 211.2582 | 186.8663 | 178.0307 | 175.5628 | 210.5278 | 171.356 | 171.2338 | 174.1008 | 183.5044 | 190.6387 | 194.2882 | 196.7261 | 199.1564 | 202.0916 | 204.9151 | 206.9184 | 209.8102 | 212.1717 | 214.3513 | 216.9193 | 219.4462 | 222.2323 | 225.3303 | 228.0724 | 231.1684 | 234.05 | 236.922 | 239.4045 | 241.8169 | 244.4175
Northwest | Large Office | Peak | November | Water Heating | MW | 8.4915 | 8.233 | 8.6519 | 8.7895 | 8.7624 | 8.7011 | 8.8914 | 9.6177 | 9.0377 | 9.6117 | 9.3624 | 8.8861 | 8.7265 | 10.0111 | 11.5326 | 10.8378 | 11.2423 | 10.6802 | 11.1955 | 11.7698 | 13.1731 | 12.5253 | 12.198 | 11.0997 | 15.15 | 12.0371 | 11.4255 | 11.6563 | 12.4163 | 13.0274 | 13.4077 | 13.6986 | 13.9935 | 14.3303 | 14.6249 | 14.8562 | 15.1607 | 15.4261 | 15.6796 | 15.9659 | 16.2519 | 16.563 | 16.9037 | 17.216 | 17.5613 | 17.8913 | 18.2199 | 18.5233 | 18.8233 | 19.1398
Northwest | Large Office | Peak | November | Other Substitutables | MW | 0.4201 | 0.4088 | 0.427 | 0.4372 | 0.4401 | 0.4377 | 0.4414 | 0.484 | 0.4489 | 0.4743 | 0.4698 | 0.4415 | 0.4306 | 0.4955 | 0.5808 | 0.545 | 0.5471 | 0.5282 | 0.5529 | 0.5726 | 0.662 | 0.6309 | 0.6156 | 0.5577 | 0.7407 | 0.6075 | 0.5739 | 0.5862 | 0.6249 | 0.6561 | 0.6752 | 0.6903 | 0.7054 | 0.7223 | 0.7356 | 0.7462 | 0.7597 | 0.7712 | 0.7823 | 0.7946 | 0.8069 | 0.8205 | 0.8356 | 0.8491 | 0.8639 | 0.8782 | 0.8919 | 0.905 | 0.9178 | 0.9311
Northwest | Large Office | Peak | November | Refrigeration | MW | 0.0317 | 0.0322 | 0.0349 | 0.0348 | 0.0398 | 0.0369 | 0.0442 | 0.0373 | 0.0455 | 0.0432 | 0.0439 | 0.0442 | 0.0439 | 0.0477 | 0.0599 | 0.0554 | 0.063 | 0.051 | 0.0532 | 0.0559 | 0.0669 | 0.0604 | 0.0575 | 0.0532 | 0.0711 | 0.0541 | 0.0509 | 0.0504 | 0.052 | 0.0531 | 0.0538 | 0.0537 | 0.0536 | 0.0543 | 0.0544 | 0.0543 | 0.0552 | 0.0557 | 0.056 | 0.0572 | 0.0582 | 0.059 | 0.0597 | 0.0609 | 0.0622 | 0.0633 | 0.0656 | 0.0662 | 0.0669 | 0.0683
Northwest | Large Office | Peak | November | Lighting | MW | 177.156 | 171.3393 | 180.0055 | 182.3969 | 181.8662 | 180.5955 | 184.6727 | 199.519 | 187.1634 | 199.0076 | 193.9178 | 183.7003 | 180.3674 | 206.9731 | 238.6972 | 224.2299 | 232.7623 | 214.3932 | 224.8772 | 236.4908 | 303.2858 | 267.7206 | 210.5924 | 264.1813 | 259.4629 | 207.6735 | 228.9111 | 230.4705 | 242.0558 | 250.7076 | 254.7252 | 257.3705 | 260.0443 | 263.3957 | 266.6479 | 269.0723 | 272.6822 | 275.7676 | 278.8009 | 282.4002 | 286.0908 | 290.3334 | 295.1823 | 299.5401 | 304.457 | 309.2684 | 313.9408 | 318.4507 | 322.9251 | 327.619
Northwest | Large Office | Peak | November | Air Conditioning | MW | 180.8802 | 166.8757 | 158.7946 | 151.86 | 229.6121 | 193.5076 | 212.482 | 142.6337 | 227.2358 | 195.7427 | 202.5229 | 207.7278 | 251.824 | 175.1304 | 206.7524 | 206.8401 | 237.7028 | 304.2472 | 270.7916 | 242.6156 | 274.7094 | 264.9552 | 254.8017 | 231.559 | 306.9381 | 254.6139 | 240.6655 | 240.6732 | 253.0164 | 263.0921 | 269.1486 | 274.2936 | 280.1812 | 287.0724 | 294.353 | 300.8618 | 309.0251 | 316.977 | 325.0303 | 333.9311 | 343.2081 | 353.3054 | 364.3712 | 375.2827 | 387.279 | 399.1544 | 411.4269 | 423.6454 | 436.1535 | 449.3422
Northwest | Large Office | Peak | November | Other Non-Substitutables | MW | 157.4486 | 152.637 | 160.3821 | 162.9761 | 162.4853 | 161.3527 | 164.8281 | 178.3476 | 167.6161 | 178.1818 | 173.6054 | 164.7716 | 161.7921 | 185.5979 | 213.8185 | 200.9598 | 208.4381 | 197.9817 | 207.5746 | 218.2491 | 247.2104 | 244.2239 | 239.5914 | 212.8149 | 275.5248 | 239.5184 | 221.8651 | 225.0035 | 238.1669 | 249.0128 | 254.6764 | 258.8139 | 263.0752 | 268.1572 | 273.107 | 276.9719 | 282.185 | 286.719 | 291.0653 | 296.0243 | 300.994 | 306.4276 | 312.4003 | 317.8741 | 323.9416 | 329.753 | 335.5428 | 340.8779 | 346.1567 | 351.7395
Northwest | Large Office | Peak | December | Space Heating | MW | 108.8166 | 101.2355 | 112.3371 | 119.0531 | 117.604 | 115.3635 | 106.2243 | 134.2118 | 116.6358 | 118.8149 | 134.8702 | 117.6487 | 132.8211 | 135.702 | 151.4851 | 139.8389 | 141.2061 | 130.059 | 130.0509 | 160.492 | 162.5864 | 154.9502 | 182.1234 | 193.5036 | 155.7318 | 155.856 | 150.6939 | 153.2251 | 161.5035 | 167.7862 | 171.0088 | 173.1592 | 175.3048 | 177.8984 | 180.3847 | 182.1458 | 184.6962 | 186.7785 | 188.6985 | 190.9649 | 193.1943 | 195.6487 | 198.3754 | 200.7934 | 203.5247 | 206.0636 | 208.6033 | 210.7879 | 212.9119 | 215.2068
Northwest | Large Office | Peak | December | Water Heating | MW | 6.9471 | 6.7403 | 7.05 | 7.1365 | 7.1835 | 7.1078 | 7.3029 | 7.8369 | 7.4442 | 7.8935 | 7.9663 | 7.5145 | 8.7146 | 8.3588 | 9.1258 | 8.5272 | 8.5875 | 8.611 | 8.4663 | 10.0116 | 9.7018 | 9.9536 | 11.9643 | 11.7152 | 10.7451 | 10.4905 | 9.6319 | 9.8269 | 10.4678 | 10.9833 | 11.3048 | 11.5504 | 11.7995 | 12.0842 | 12.3326 | 12.5273 | 12.7843 | 13.0083 | 13.222 | 13.4636 | 13.705 | 13.9674 | 14.2544 | 14.5179 | 14.8094 | 15.0876 | 15.3653 | 15.6209 | 15.8738 | 16.1409
Northwest | Large Office | Peak | December | Other Substitutables | MW | 0.3973 | 0.387 | 0.4022 | 0.4103 | 0.4175 | 0.4138 | 0.4192 | 0.4565 | 0.4277 | 0.4505 | 0.4618 | 0.4317 | 0.4975 | 0.4786 | 0.5314 | 0.496 | 0.4831 | 0.4922 | 0.4835 | 0.563 | 0.5634 | 0.5795 | 0.6977 | 0.6805 | 0.6071 | 0.6124 | 0.56 | 0.572 | 0.6097 | 0.6401 | 0.6588 | 0.6735 | 0.6882 | 0.7048 | 0.7178 | 0.7281 | 0.7413 | 0.7525 | 0.7633 | 0.7754 | 0.7874 | 0.8007 | 0.8154 | 0.8286 | 0.843 | 0.857 | 0.8704 | 0.8832 | 0.8957 | 0.9086
Northwest | Large Office | Peak | December | Refrigeration | MW | 0.0269 | 0.0275 | 0.0297 | 0.0295 | 0.0339 | 0.0312 | 0.0376 | 0.0308 | 0.0382 | 0.0361 | 0.0384 | 0.0383 | 0.0448 | 0.0408 | 0.0485 | 0.0443 | 0.0486 | 0.0418 | 0.0408 | 0.0482 | 0.0502 | 0.0494 | 0.0578 | 0.0572 | 0.0515 | 0.0483 | 0.044 | 0.0436 | 0.045 | 0.0459 | 0.0465 | 0.0464 | 0.0463 | 0.0469 | 0.047 | 0.047 | 0.0477 | 0.0481 | 0.0485 | 0.0494 | 0.0503 | 0.0511 | 0.0517 | 0.0527 | 0.0538 | 0.0548 | 0.0567 | 0.0572 | 0.0578 | 0.059
Northwest | Large Office | Peak | December | Lighting | MW | 176.6633 | 170.9796 | 178.8023 | 180.5228 | 181.7455 | 179.8297 | 184.8053 | 198.1249 | 187.8684 | 199.1333 | 200.9756 | 189.2422 | 219.5384 | 210.6558 | 230.1706 | 214.9727 | 216.6017 | 210.4867 | 207.0938 | 244.9994 | 271.4727 | 258.7846 | 251.9385 | 339.1439 | 224.4411 | 220.7198 | 235.1082 | 236.7003 | 248.5854 | 257.4597 | 261.5836 | 264.2926 | 267.0346 | 270.4753 | 273.8112 | 276.2931 | 280.0002 | 283.168 | 286.2797 | 289.9769 | 293.7671 | 298.1207 | 303.0941 | 307.5686 | 312.6195 | 317.5571 | 322.3624 | 326.9879 | 331.5782 | 336.3995
Northwest | Large Office | Peak | December | Air Conditioning | MW | 137.8052 | 127.2097 | 120.649 | 114.873 | 175.2295 | 147.2411 | 162.5241 | 108.2184 | 174.2588 | 149.706 | 160.5542 | 163.5351 | 234.0887 | 136.2384 | 152.528 | 151.7584 | 169.2262 | 228.5325 | 190.8015 | 192.3535 | 188.6548 | 196.3606 | 232.9593 | 227.7637 | 202.7557 | 206.717 | 189.0927 | 189.0973 | 198.7985 | 206.7189 | 211.4878 | 215.5346 | 220.1672 | 225.5916 | 231.3184 | 236.4348 | 242.859 | 249.1156 | 255.4494 | 262.4539 | 269.7533 | 277.6939 | 286.3929 | 294.9761 | 304.4143 | 313.7526 | 323.4148 | 333.0195 | 342.8528 | 353.2281
Northwest | Large Office | Peak | December | Other Non-Substitutables | MW | 244.8892 | 237.5728 | 248.4531 | 251.5644 | 253.2434 | 250.5835 | 257.3734 | 276.2808 | 262.4742 | 278.1911 | 280.8297 | 264.8994 | 307.1691 | 294.6078 | 321.6589 | 300.5965 | 302.6903 | 303.4631 | 298.4217 | 352.9359 | 346.4687 | 369.256 | 446.2535 | 426.6814 | 371.3667 | 396.6165 | 355.6909 | 360.72 | 381.813 | 399.1942 | 408.2837 | 414.9129 | 421.7454 | 429.9011 | 437.8359 | 444.0231 | 452.3895 | 459.6636 | 466.6315 | 474.5919 | 482.5674 | 491.2782 | 500.8469 | 509.6274 | 519.3638 | 528.6801 | 537.9846 | 546.5296 | 554.9868 | 563.9446
Northwest | Medium Office | Peak | January | Space Heating | MW | 35.0435 | 41.8106 | 46.5534 | 49.3412 | 48.5147 | 47.6181 | 43.796 | 55.3291 | 47.8028 | 48.8528 | 61.2514 | 52.2394 | 46.9796 | 53.4194 | 59.3421 | 61.6111 | 59.0929 | 48.283 | 59.6857 | 59.8002 | 57.9809 | 72.6192 | 79.1325 | 68.8664 | 64.1713 | 74.6216 | 66.6964 | 68.4126 | 73.1182 | 76.9 | 79.4196 | 81.0904 | 82.8079 | 84.8431 | 86.8684 | 88.2165 | 90.2999 | 92.0595 | 93.6711 | 95.5401 | 97.3944 | 99.3984 | 101.5618 | 103.531 | 105.7945 | 107.8441 | 109.9095 | 111.682 | 113.4474 | 115.3588
Northwest | Medium Office | Peak | January | Water Heating | MW | 2.8689 | 3.5679 | 3.7446 | 3.7956 | 3.8019 | 3.7629 | 3.8597 | 4.1451 | 3.9135 | 4.1616 | 4.6379 | 4.2795 | 3.9549 | 4.2202 | 4.5838 | 4.8181 | 4.6074 | 4.1012 | 4.9817 | 4.787 | 4.5913 | 5.5219 | 5.9586 | 5.3149 | 5.2224 | 5.5399 | 5.1017 | 5.2438 | 5.6638 | 6.0138 | 6.2705 | 6.4572 | 6.6512 | 6.8761 | 7.0866 | 7.2399 | 7.4595 | 7.6517 | 7.8326 | 8.0386 | 8.2451 | 8.468 | 8.7088 | 8.9325 | 9.1852 | 9.4204 | 9.6579 | 9.8718 | 10.0861 | 10.3152
Northwest | Medium Office | Peak | January | Other Substitutables | MW | 0.0129 | 0.02 | 0.0196 | 0.0196 | 0.0189 | 0.0192 | 0.0194 | 0.0211 | 0.0193 | 0.0216 | 0.0231 | 0.0214 | 0.0184 | 0.0205 | 0.023 | 0.0227 | 0.0221 | 0.0193 | 0.0223 | 0.0231 | 0.0213 | 0.0249 | 0.0323 | 0.024 | 0.025 | 0.0287 | 0.024 | 0.0248 | 0.0269 | 0.0287 | 0.03 | 0.0311 | 0.0322 | 0.0335 | 0.0344 | 0.0351 | 0.036 | 0.0368 | 0.0375 | 0.0383 | 0.0392 | 0.0401 | 0.0412 | 0.0421 | 0.0432 | 0.0442 | 0.0451 | 0.046 | 0.047 | 0.0479
Northwest | Medium Office | Peak | January | Refrigeration | MW | 0.0112 | 0.0143 | 0.0142 | 0.0169 | 0.0166 | 0.0165 | 0.0201 | 0.0151 | 0.0191 | 0.0181 | 0.0228 | 0.021 | 0.0196 | 0.0201 | 0.023 | 0.0263 | 0.0276 | 0.0195 | 0.0251 | 0.0228 | 0.0223 | 0.0285 | 0.0301 | 0.0285 | 0.0247 | 0.0281 | 0.0229 | 0.0231 | 0.0244 | 0.0255 | 0.0265 | 0.0269 | 0.0272 | 0.0282 | 0.0286 | 0.0288 | 0.0298 | 0.0305 | 0.0311 | 0.0323 | 0.0334 | 0.0343 | 0.0351 | 0.0362 | 0.0375 | 0.0386 | 0.0406 | 0.0413 | 0.042 | 0.0433
Northwest | Medium Office | Peak | January | Lighting | MW | 18.1581 | 22.527 | 23.6415 | 23.8751 | 23.9229 | 23.6833 | 24.3188 | 26.0648 | 24.5799 | 26.132 | 29.1257 | 26.825 | 24.7904 | 26.4575 | 28.773 | 30.2153 | 28.9284 | 24.9254 | 30.3206 | 29.1214 | 29.0019 | 32.7364 | 34.8083 | 33.3219 | 29.2502 | 31.6981 | 30.3855 | 30.8354 | 32.8196 | 34.3896 | 35.3696 | 36.0266 | 36.6993 | 37.517 | 38.3131 | 38.8792 | 39.7444 | 40.4924 | 41.2103 | 42.0515 | 42.907 | 43.8622 | 44.9226 | 45.8936 | 46.9985 | 48.0511 | 49.0934 | 50.0619 | 51.0327 | 52.0644
Northwest | Medium Office | Peak | January | Air Conditioning | MW | 41.2545 | 48.9684 | 46.9576 | 44.9081 | 66.5835 | 56.4096 | 61.9401 | 42.4123 | 66.0019 | 57.3544 | 67.7619 | 67.2413 | 76.0211 | 50.5405 | 56.3279 | 62.8244 | 66.0792 | 77.9062 | 80.9487 | 66.8804 | 72.2676 | 81.5941 | 72.8964 | 86.6454 | 63.2823 | 67.8165 | 70.9947 | 71.3799 | 75.8056 | 79.5471 | 82.2153 | 84.364 | 86.8297 | 89.6973 | 92.7293 | 95.2661 | 98.6221 | 101.856 | 105.0803 | 108.6682 | 112.4073 | 116.4861 | 120.957 | 125.3534 | 130.2817 | 135.073 | 140.0396 | 144.9339 | 149.9716 | 155.3231
Northwest | Medium Office | Peak | January | Other Non-Substitutables | MW | 79.2221 | 98.5316 | 103.4218 | 104.7495 | 104.9447 | 103.897 | 106.5792 | 114.426 | 108.0787 | 114.9125 | 128.0748 | 118.1595 | 109.1815 | 116.4991 | 126.56 | 133.0345 | 127.2548 | 113.1566 | 137.6026 | 132.1039 | 128.3253 | 156.555 | 166.8619 | 148.7032 | 141.6128 | 156.9367 | 143.6814 | 147.3083 | 158.6748 | 168.4194 | 175.0239 | 179.7114 | 184.6355 | 190.4484 | 196.0887 | 200.2391 | 206.1902 | 211.389 | 216.2726 | 221.8911 | 227.5073 | 233.5285 | 240.0278 | 246.1153 | 252.9782 | 259.3464 | 265.9037 | 271.6743 | 277.449 | 283.6862
Northwest | Medium Office | Peak | February | Space Heating | MW | 35.8625 | 42.7946 | 47.6451 | 50.5384 | 49.7023 | 48.7769 | 44.8541 | 56.6688 | 49.0133 | 50.0535 | 63.4741 | 50.3269 | 43.5812 | 55.6582 | 58.2552 | 62.951 | 58.5154 | 53.0073 | 53.1819 | 58.9636 | 68.2488 | 71.7469 | 74.291 | 67.516 | 66.9342 | 78.1558 | 66.7528 | 68.4675 | 73.1756 | 76.9587 | 79.4778 | 81.1481 | 82.864 | 84.8991 | 86.9225 | 88.2708 | 90.3536 | 92.112 | 93.7227 | 95.5921 | 97.4463 | 99.4499 | 101.6128 | 103.5822 | 105.8449 | 107.8947 | 109.9619 | 111.7339 | 113.4985 | 115.4101
Northwest | Medium Office | Peak | February | Water Heating | MW | 2.6448 | 3.2896 | 3.4523 | 3.5022 | 3.5086 | 3.4722 | 3.5611 | 3.8245 | 3.6147 | 3.8413 | 4.3296 | 3.7141 | 3.305 | 3.9608 | 4.0536 | 4.4345 | 4.11 | 4.056 | 3.9987 | 4.2519 | 4.8719 | 4.9184 | 5.0362 | 4.6921 | 4.9064 | 5.2259 | 4.6003 | 4.7283 | 5.1069 | 5.4223 | 5.6536 | 5.8217 | 5.9963 | 6.1989 | 6.3885 | 6.5266 | 6.7245 | 6.8976 | 7.0605 | 7.2462 | 7.4323 | 7.6331 | 7.85 | 8.0516 | 8.2793 | 8.4913 | 8.7054 | 8.8981 | 9.0912 | 9.2976
Northwest | Medium Office | Peak | February | Other Substitutables | MW | 0.0119 | 0.0184 | 0.018 | 0.018 | 0.0175 | 0.0177 | 0.0179 | 0.0195 | 0.0178 | 0.0199 | 0.0216 | 0.0186 | 0.0154 | 0.0192 | 0.0203 | 0.0209 | 0.0197 | 0.0191 | 0.0179 | 0.0205 | 0.0226 | 0.0222 | 0.0273 | 0.0212 | 0.0235 | 0.027 | 0.0216 | 0.0223 | 0.0242 | 0.0259 | 0.0271 | 0.028 | 0.0291 | 0.0302 | 0.031 | 0.0316 | 0.0324 | 0.0331 | 0.0338 | 0.0346 | 0.0353 | 0.0362 | 0.0371 | 0.038 | 0.0389 | 0.0398 | 0.0406 | 0.0415 | 0.0423 | 0.0431
Northwest | Medium Office | Peak | February | Refrigeration | MW | 0.0103 | 0.0132 | 0.0131 | 0.0155 | 0.0153 | 0.0152 | 0.0185 | 0.014 | 0.0177 | 0.0167 | 0.0212 | 0.0182 | 0.0163 | 0.0188 | 0.0203 | 0.0242 | 0.0246 | 0.0192 | 0.02 | 0.0202 | 0.0237 | 0.0255 | 0.0256 | 0.0254 | 0.0234 | 0.0266 | 0.0208 | 0.0209 | 0.0221 | 0.0231 | 0.024 | 0.0243 | 0.0246 | 0.0255 | 0.0259 | 0.0261 | 0.027 | 0.0277 | 0.0282 | 0.0293 | 0.0303 | 0.0311 | 0.0318 | 0.0328 | 0.034 | 0.035 | 0.0368 | 0.0374 | 0.0381 | 0.0393
Northwest | Medium Office | Peak | February | Lighting | MW | 16.169 | 20.0635 | 21.0531 | 21.28 | 21.3254 | 21.1095 | 21.6749 | 23.2329 | 21.9334 | 23.3025 | 26.2701 | 22.4928 | 20.0115 | 23.9861 | 24.5827 | 26.8719 | 24.9357 | 23.8244 | 23.5205 | 24.9967 | 29.7396 | 28.1976 | 28.4635 | 28.4242 | 26.5793 | 28.9086 | 26.4786 | 26.8705 | 28.5994 | 29.9671 | 30.8204 | 31.3924 | 31.9776 | 32.6897 | 33.3823 | 33.8753 | 34.6286 | 35.2796 | 35.9046 | 36.6372 | 37.3823 | 38.2141 | 39.1375 | 39.9832 | 40.9452 | 41.862 | 42.7703 | 43.6137 | 44.459 | 45.3576
Northwest | Medium Office | Peak | February | Air Conditioning | MW | 41.4527 | 49.2127 | 47.1708 | 45.1526 | 66.9757 | 56.7286 | 62.3038 | 42.6607 | 66.4452 | 57.7057 | 68.9443 | 63.6123 | 69.2405 | 51.6977 | 54.2801 | 63.0011 | 64.2377 | 83.9746 | 70.8322 | 64.7425 | 83.6385 | 79.215 | 67.0423 | 83.3987 | 64.7418 | 69.679 | 69.7625 | 70.1416 | 74.4871 | 78.1599 | 80.7771 | 82.8847 | 85.3021 | 88.1155 | 91.0889 | 93.5781 | 96.8709 | 100.0433 | 103.2067 | 106.7282 | 110.3981 | 114.4011 | 118.7887 | 123.104 | 127.9404 | 132.6438 | 137.5207 | 142.3242 | 147.2683 | 152.5215
Northwest | Medium Office | Peak | February | Other Non-Substitutables | MW | 81.2953 | 101.1244 | 106.1333 | 107.5854 | 107.8048 | 106.7147 | 109.4571 | 117.519 | 111.1193 | 118.0652 | 133.0846 | 114.1481 | 101.5595 | 121.7076 | 124.5807 | 136.2943 | 126.3563 | 124.5695 | 122.9439 | 130.6113 | 151.5816 | 155.2064 | 156.9101 | 146.0874 | 148.0566 | 164.7364 | 144.2177 | 147.8571 | 159.2638 | 169.0416 | 175.666 | 180.3674 | 185.3029 | 191.134 | 196.7876 | 200.9511 | 206.9202 | 212.1329 | 217.0303 | 222.668 | 228.3026 | 234.3425 | 240.8615 | 246.9692 | 253.8525 | 260.2423 | 266.8257 | 272.6137 | 278.4051 | 284.6632
Northwest | Medium Office | Peak | March | Space Heating | MW | 34.5954 | 41.2526 | 45.9292 | 48.7589 | 47.8862 | 47.0489 | 43.2115 | 54.7406 | 47.2701 | 48.2774 | 56.2699 | 49.6742 | 47.0213 | 56.6189 | 59.3371 | 59.0899 | 61.2788 | 49.8806 | 51.8893 | 52.9044 | 64.6048 | 69.2458 | 73.9001 | 72.8237 | 68.7886 | 71.9215 | 69.7963 | 71.5848 | 76.5047 | 80.4574 | 83.0864 | 84.8299 | 86.619 | 88.7423 | 90.853 | 92.2601 | 94.4335 | 96.2678 | 97.9486 | 99.8998 | 101.8352 | 103.9272 | 106.1857 | 108.2416 | 110.6031 | 112.744 | 114.9018 | 116.7522 | 118.5947 | 120.5903
Northwest | Medium Office | Peak | March | Water Heating | MW | 2.4809 | 3.0836 | 3.2361 | 3.2856 | 3.2871 | 3.2567 | 3.336 | 3.5923 | 3.3898 | 3.6026 | 3.7323 | 3.5647 | 3.4673 | 3.918 | 4.0149 | 4.0477 | 4.1852 | 3.7114 | 3.7937 | 3.7097 | 4.484 | 4.6143 | 4.871 | 4.9209 | 4.9033 | 4.6749 | 4.6769 | 4.807 | 5.1917 | 5.5122 | 5.7469 | 5.9177 | 6.0948 | 6.3004 | 6.4928 | 6.6331 | 6.8339 | 7.0096 | 7.175 | 7.3636 | 7.5525 | 7.7565 | 7.9769 | 8.1815 | 8.4127 | 8.6281 | 8.8455 | 9.0412 | 9.2373 | 9.447
Northwest | Medium Office | Peak | March | Other Substitutables | MW | 0.0112 | 0.0173 | 0.0169 | 0.0169 | 0.0164 | 0.0166 | 0.0167 | 0.0183 | 0.0167 | 0.0187 | 0.0186 | 0.0178 | 0.0161 | 0.019 | 0.0201 | 0.0191 | 0.0201 | 0.0175 | 0.017 | 0.0179 | 0.0208 | 0.0208 | 0.0264 | 0.0223 | 0.0235 | 0.0242 | 0.022 | 0.0227 | 0.0247 | 0.0263 | 0.0275 | 0.0285 | 0.0296 | 0.0307 | 0.0315 | 0.0321 | 0.033 | 0.0337 | 0.0344 | 0.0351 | 0.0359 | 0.0368 | 0.0378 | 0.0386 | 0.0396 | 0.0405 | 0.0413 | 0.0422 | 0.043 | 0.0439
Northwest | Medium Office | Peak | March | Refrigeration | MW | 0.0097 | 0.0123 | 0.0122 | 0.0146 | 0.0143 | 0.0142 | 0.0173 | 0.0132 | 0.0166 | 0.0157 | 0.0183 | 0.0175 | 0.0172 | 0.0186 | 0.0201 | 0.022 | 0.025 | 0.0176 | 0.019 | 0.0177 | 0.0218 | 0.0238 | 0.0247 | 0.0265 | 0.0233 | 0.0237 | 0.021 | 0.0212 | 0.0224 | 0.0234 | 0.0243 | 0.0247 | 0.0249 | 0.0258 | 0.0262 | 0.0264 | 0.0274 | 0.028 | 0.0285 | 0.0297 | 0.0307 | 0.0315 | 0.0322 | 0.0333 | 0.0344 | 0.0354 | 0.0373 | 0.0379 | 0.0385 | 0.0398
Northwest | Medium Office | Peak | March | Lighting | MW | 16.2389 | 20.1361 | 21.1299 | 21.3745 | 21.3923 | 21.1991 | 21.7388 | 23.3628 | 22.0212 | 23.3978 | 24.2438 | 23.1107 | 22.4772 | 25.4034 | 26.0664 | 26.2594 | 27.1849 | 23.3374 | 23.8895 | 23.3473 | 29.305 | 28.3347 | 29.4893 | 31.9256 | 28.4638 | 27.7174 | 28.8404 | 29.2669 | 31.1491 | 32.6379 | 33.5656 | 34.1877 | 34.8233 | 35.5973 | 36.35 | 36.8862 | 37.7052 | 38.4128 | 39.0924 | 39.8893 | 40.6997 | 41.6048 | 42.6096 | 43.5296 | 44.5758 | 45.5737 | 46.5618 | 47.4796 | 48.3994 | 49.3772
Northwest | Medium Office | Peak | March | Air Conditioning | MW | 39.6332 | 47.0172 | 45.0723 | 43.1769 | 63.9558 | 54.2346 | 59.4857 | 40.8366 | 63.5097 | 55.1594 | 60.5794 | 62.2247 | 74.0336 | 52.1241 | 54.7999 | 58.615 | 66.6765 | 78.3189 | 68.4896 | 57.5748 | 78.4581 | 75.7472 | 66.0699 | 89.1751 | 65.9109 | 63.4805 | 72.2744 | 72.6679 | 77.1647 | 80.9644 | 83.6685 | 85.8463 | 88.3428 | 91.25 | 94.3221 | 96.895 | 100.2986 | 103.5773 | 106.8478 | 110.4891 | 114.2839 | 118.424 | 122.9621 | 127.4249 | 132.4258 | 137.2916 | 142.3355 | 147.3042 | 152.4182 | 157.8517
Northwest | Medium Office | Peak | March | Other Non-Substitutables | MW | 89.8034 | 111.6271 | 117.1587 | 118.8588 | 118.9387 | 117.8717 | 120.7511 | 129.9908 | 122.7169 | 130.3982 | 135.1035 | 129.0159 | 125.4744 | 141.7765 | 145.3087 | 146.5006 | 151.526 | 134.2318 | 137.3625 | 134.1956 | 164.2961 | 171.458 | 178.7136 | 180.4087 | 174.2513 | 173.5019 | 172.6452 | 176.9987 | 190.6471 | 202.3455 | 210.2626 | 215.883 | 221.7778 | 228.7462 | 235.5012 | 240.4787 | 247.6129 | 253.8418 | 259.6962 | 266.4362 | 273.1728 | 280.3959 | 288.1926 | 295.4955 | 303.7237 | 311.3674 | 319.2384 | 326.1611 | 333.0876 | 340.5709
Northwest | Medium Office | Peak | April | Space Heating | MW | 25.9923 | 30.8793 | 34.3306 | 36.5494 | 35.8024 | 35.2825 | 32.2589 | 41.3459 | 35.5315 | 36.3151 | 39.1531 | 38.1824 | 35.0701 | 44.1742 | 46.221 | 47.2902 | 45.5194 | 40.1269 | 40.3474 | 44.7608 | 46.4252 | 51.6922 | 59.9597 | 49.7753 | 51.2731 | 54.2904 | 48.9917 | 50.2442 | 53.6948 | 56.4664 | 58.3059 | 59.5274 | 60.7803 | 62.2657 | 63.7442 | 64.7308 | 66.2512 | 67.5348 | 68.7117 | 70.0759 | 71.4294 | 72.8941 | 74.4766 | 75.9149 | 77.5669 | 79.0656 | 80.572 | 81.8685 | 83.1592 | 84.5547
Northwest | Medium Office | Peak | April | Water Heating | MW | 1.9491 | 2.4134 | 2.5291 | 2.5753 | 2.5696 | 2.5537 | 2.6047 | 2.8372 | 2.6642 | 2.834 | 2.7157 | 2.8652 | 2.7039 | 3.196 | 3.27 | 3.3868 | 3.2511 | 3.1219 | 3.0847 | 3.2819 | 3.3706 | 3.6027 | 4.1315 | 3.5163 | 3.8216 | 3.6889 | 3.4327 | 3.528 | 3.8102 | 4.0452 | 4.217 | 4.3422 | 4.472 | 4.6225 | 4.7635 | 4.8664 | 5.0134 | 5.1421 | 5.2633 | 5.4013 | 5.5396 | 5.689 | 5.8506 | 6.0005 | 6.1697 | 6.3275 | 6.4865 | 6.63 | 6.7738 | 6.9273
Northwest | Medium Office | Peak | April | Other Substitutables | MW | 0.0088 | 0.0136 | 0.0132 | 0.0133 | 0.0128 | 0.013 | 0.0131 | 0.0144 | 0.0132 | 0.0147 | 0.0136 | 0.0143 | 0.0126 | 0.0155 | 0.0164 | 0.016 | 0.0157 | 0.0148 | 0.0139 | 0.0158 | 0.0157 | 0.0163 | 0.0224 | 0.0159 | 0.0183 | 0.0191 | 0.0162 | 0.0167 | 0.0181 | 0.0194 | 0.0203 | 0.021 | 0.0217 | 0.0226 | 0.0232 | 0.0236 | 0.0242 | 0.0248 | 0.0253 | 0.0258 | 0.0264 | 0.027 | 0.0278 | 0.0284 | 0.0291 | 0.0298 | 0.0304 | 0.031 | 0.0316 | 0.0323
Northwest | Medium Office | Peak | April | Refrigeration | MW | 0.0073 | 0.0092 | 0.0092 | 0.011 | 0.0107 | 0.0108 | 0.0129 | 0.0102 | 0.0126 | 0.0121 | 0.0131 | 0.0138 | 0.0133 | 0.015 | 0.0161 | 0.0177 | 0.0186 | 0.0143 | 0.015 | 0.0153 | 0.0161 | 0.0183 | 0.0206 | 0.0186 | 0.0179 | 0.0185 | 0.0151 | 0.0152 | 0.0161 | 0.0168 | 0.0175 | 0.0177 | 0.0179 | 0.0185 | 0.0188 | 0.019 | 0.0197 | 0.0201 | 0.0205 | 0.0213 | 0.022 | 0.0226 | 0.0231 | 0.0239 | 0.0247 | 0.0254 | 0.0268 | 0.0272 | 0.0277 | 0.0285
Northwest | Medium Office | Peak | April | Lighting | MW | 13.047 | 16.1208 | 16.8918 | 17.1372 | 17.107 | 17.006 | 17.3619 | 18.8767 | 17.7056 | 18.8305 | 18.0478 | 19.003 | 17.9315 | 21.2021 | 21.7192 | 22.488 | 21.6118 | 20.1074 | 19.8972 | 21.1495 | 22.5597 | 22.6543 | 25.6126 | 23.3594 | 22.7262 | 22.4079 | 21.6829 | 22.0031 | 23.4175 | 24.5361 | 25.2318 | 25.6989 | 26.1759 | 26.7563 | 27.3213 | 27.7242 | 28.3384 | 28.8692 | 29.3793 | 29.9768 | 30.5845 | 31.264 | 32.0186 | 32.7089 | 33.4938 | 34.2429 | 34.9831 | 35.6726 | 36.3635 | 37.0969
Northwest | Medium Office | Peak | April | Air Conditioning | MW | 30.0021 | 35.4621 | 33.9161 | 32.5771 | 48.1903 | 40.9787 | 44.8051 | 31.0824 | 48.0995 | 41.8192 | 42.48 | 48.1993 | 55.6159 | 40.96 | 42.9739 | 47.2051 | 49.9015 | 63.4842 | 53.6834 | 49.0734 | 56.8437 | 56.9849 | 53.9537 | 61.4139 | 49.4564 | 48.2163 | 51.0988 | 51.3762 | 54.5529 | 57.2366 | 59.1435 | 60.6807 | 62.4425 | 64.4931 | 66.6616 | 68.4787 | 70.8801 | 73.1938 | 75.5025 | 78.0713 | 80.7488 | 83.6714 | 86.8759 | 90.0254 | 93.5542 | 96.989 | 100.5454 | 104.0542 | 107.6652 | 111.4993
Northwest | Medium Office | Peak | April | Other Non-Substitutables | MW | 80.7635 | 100.013 | 104.8153 | 106.6477 | 106.4309 | 105.8064 | 107.927 | 117.528 | 110.4066 | 117.4249 | 112.5347 | 118.7087 | 112.0093 | 132.3895 | 135.4759 | 140.3246 | 134.7426 | 129.2532 | 127.8551 | 135.9047 | 141.3276 | 153.2039 | 173.5533 | 147.5842 | 155.5133 | 156.7129 | 145.0164 | 148.6663 | 160.1215 | 169.9384 | 176.569 | 181.2829 | 186.2254 | 192.0614 | 197.7262 | 201.9039 | 207.8794 | 213.0988 | 218.0073 | 223.6504 | 229.2925 | 235.3482 | 241.8889 | 248.0077 | 254.9006 | 261.3083 | 267.8905 | 273.6995 | 279.5106 | 285.7789
Northwest | Medium Office | Peak | May | Space Heating | MW | 27.7443 | 32.7497 | 36.5997 | 39.186 | 38.0733 | 37.6472 | 34.0148 | 44.2488 | 37.4163 | 38.3673 | 46.9642 | 42.1947 | 37.9547 | 49.9557 | 52.8417 | 51.4454 | 56.123 | 43.6221 | 43.643 | 50.1493 | 54.5347 | 56.2923 | 62.8226 | 55.7262 | 58.136 | 58.2176 | 54.0281 | 55.4091 | 59.209 | 62.2602 | 64.2752 | 65.6203 | 67.0036 | 68.6286 | 70.2612 | 71.3502 | 73.0147 | 74.4245 | 75.7186 | 77.2053 | 78.6831 | 80.2899 | 82.0312 | 83.6033 | 85.4112 | 87.0511 | 88.678 | 90.1056 | 91.5258 | 93.0475
Northwest | Medium Office | Peak | May | Water Heating | MW | 2.3969 | 2.949 | 3.1058 | 3.1818 | 3.1472 | 3.14 | 3.1644 | 3.5 | 3.2327 | 3.4502 | 3.7503 | 3.6485 | 3.3723 | 4.1628 | 4.3051 | 4.2433 | 4.6184 | 3.909 | 3.844 | 4.2361 | 4.5637 | 4.5202 | 4.9831 | 4.5337 | 4.9919 | 4.5557 | 4.3602 | 4.4808 | 4.8389 | 5.137 | 5.3542 | 5.5131 | 5.6783 | 5.8684 | 6.0479 | 6.1788 | 6.3645 | 6.5275 | 6.6813 | 6.855 | 7.0295 | 7.2187 | 7.4238 | 7.613 | 7.8269 | 8.0264 | 8.2253 | 8.4076 | 8.5902 | 8.7838
Northwest | Medium Office | Peak | May | Other Substitutables | MW | 0.0109 | 0.0168 | 0.0165 | 0.0166 | 0.0159 | 0.0162 | 0.0162 | 0.018 | 0.0162 | 0.0181 | 0.0189 | 0.0185 | 0.0158 | 0.0204 | 0.0218 | 0.0203 | 0.0226 | 0.0187 | 0.0175 | 0.0206 | 0.0214 | 0.0206 | 0.0273 | 0.0207 | 0.0241 | 0.0238 | 0.0207 | 0.0214 | 0.0232 | 0.0248 | 0.0259 | 0.0269 | 0.0278 | 0.0289 | 0.0297 | 0.0303 | 0.031 | 0.0317 | 0.0324 | 0.0331 | 0.0338 | 0.0346 | 0.0356 | 0.0364 | 0.0373 | 0.0381 | 0.0389 | 0.0397 | 0.0405 | 0.0413
Northwest | Medium Office | Peak | May | Refrigeration | MW | 0.0075 | 0.0093 | 0.0093 | 0.0113 | 0.011 | 0.0112 | 0.013 | 0.0113 | 0.0132 | 0.0133 | 0.0161 | 0.0158 | 0.0151 | 0.0177 | 0.0192 | 0.0196 | 0.0236 | 0.016 | 0.0168 | 0.0183 | 0.0197 | 0.0205 | 0.0223 | 0.0219 | 0.0214 | 0.0207 | 0.0171 | 0.0172 | 0.0182 | 0.019 | 0.0198 | 0.02 | 0.0203 | 0.021 | 0.0213 | 0.0215 | 0.0222 | 0.0228 | 0.0232 | 0.0241 | 0.0249 | 0.0256 | 0.0261 | 0.027 | 0.0279 | 0.0288 | 0.0303 | 0.0308 | 0.0313 | 0.0323
Northwest | Medium Office | Peak | May | Lighting | MW | 16.8928 | 20.7421 | 21.8419 | 22.2954 | 22.0623 | 22.0204 | 22.2199 | 24.5308 | 22.6293 | 24.1542 | 26.2686 | 25.4999 | 23.5576 | 29.091 | 30.1211 | 29.6874 | 32.3515 | 26.5992 | 26.1937 | 28.8202 | 32.2411 | 29.9967 | 32.5732 | 31.7559 | 31.2677 | 29.1391 | 29.0324 | 29.4596 | 31.3523 | 32.849 | 33.776 | 34.4017 | 35.0421 | 35.8151 | 36.5735 | 37.1143 | 37.9327 | 38.6421 | 39.3246 | 40.1184 | 40.9272 | 41.8346 | 42.8448 | 43.7644 | 44.8109 | 45.8099 | 46.7882 | 47.7119 | 48.6369 | 49.6132
Northwest | Medium Office | Peak | May | Air Conditioning | MW | 36.6647 | 43.0778 | 41.278 | 39.9207 | 58.74 | 50.0698 | 54.1735 | 38.1196 | 58.055 | 50.6266 | 58.2771 | 61.0617 | 69.0233 | 52.9576 | 56.0731 | 58.5923 | 70.3737 | 79.005 | 66.4807 | 62.8624 | 76.5347 | 71.0406 | 64.4984 | 78.7185 | 64.0952 | 59.102 | 64.47 | 64.8127 | 68.8254 | 72.2162 | 74.6213 | 76.568 | 78.803 | 81.3898 | 84.1388 | 86.4419 | 89.4713 | 92.3958 | 95.3152 | 98.549 | 101.9223 | 105.6116 | 109.6623 | 113.6319 | 118.0813 | 122.411 | 126.8693 | 131.304 | 135.8668 | 140.6938
Northwest | Medium Office | Peak | May | Other Non-Substitutables | MW | 74.4671 | 91.6339 | 96.5143 | 98.8008 | 97.7427 | 97.5454 | 98.3128 | 108.71 | 100.4473 | 107.1914 | 116.5218 | 113.3453 | 104.7474 | 129.3002 | 133.7369 | 131.829 | 143.5217 | 121.3537 | 119.4649 | 131.5326 | 143.2391 | 143.9253 | 157.1806 | 142.7972 | 152.6871 | 145.3579 | 137.9698 | 141.4217 | 152.2997 | 161.6199 | 167.8817 | 172.3596 | 177.0669 | 182.5767 | 187.9723 | 191.9512 | 197.5959 | 202.543 | 207.2015 | 212.513 | 217.8329 | 223.5685 | 229.782 | 235.5592 | 242.0743 | 248.1317 | 254.2823 | 259.8069 | 265.3303 | 271.241
Northwest | Medium Office | Peak | June | Space Heating | MW | 7.5448 | 8.8804 | 10.0362 | 10.8507 | 10.1426 | 10.2031 | 9.0523 | 12.2958 | 9.858 | 10.2887 | 11.5055 | 10.0612 | 9.5708 | 12.7826 | 14.3107 | 12.9857 | 14.4842 | 11.6127 | 12.2273 | 13.1857 | 14.4021 | 13.5558 | 16.6415 | 12.978 | 13.9962 | 14.1512 | 13.2048 | 13.5388 | 14.4645 | 15.2069 | 15.6931 | 16.0192 | 16.3538 | 16.7456 | 17.1409 | 17.4058 | 17.8071 | 18.1472 | 18.4601 | 18.8179 | 19.1738 | 19.5624 | 19.9846 | 20.3638 | 20.7995 | 21.196 | 21.5855 | 21.9317 | 22.2758 | 22.6422
Northwest | Medium Office | Peak | June | Water Heating | MW | 6.1556 | 7.5531 | 8.0423 | 8.3237 | 7.9166 | 8.0393 | 7.9499 | 9.1905 | 8.0465 | 8.7382 | 8.6679 | 8.2179 | 8.0355 | 10.0578 | 11.005 | 10.1115 | 11.2564 | 9.8256 | 10.1685 | 10.5183 | 11.3866 | 10.2745 | 12.4562 | 9.967 | 11.3495 | 10.4448 | 10.0658 | 10.3424 | 11.1665 | 11.852 | 12.348 | 12.7125 | 13.0907 | 13.5249 | 13.9363 | 14.2378 | 14.6621 | 15.0349 | 15.3874 | 15.7839 | 16.1825 | 16.6162 | 17.0872 | 17.5201 | 18.0089 | 18.466 | 18.9184 | 19.3375 | 19.7568 | 20.1994
Northwest | Medium Office | Peak | June | Other Substitutables | MW | 0.0283 | 0.0434 | 0.0431 | 0.044 | 0.0406 | 0.042 | 0.0412 | 0.0477 | 0.0408 | 0.0463 | 0.0444 | 0.0422 | 0.0381 | 0.0501 | 0.0564 | 0.0492 | 0.056 | 0.0475 | 0.0467 | 0.0518 | 0.054 | 0.0473 | 0.0687 | 0.0458 | 0.0551 | 0.0547 | 0.0482 | 0.0498 | 0.054 | 0.0577 | 0.0603 | 0.0624 | 0.0647 | 0.0671 | 0.0689 | 0.0703 | 0.0721 | 0.0737 | 0.0752 | 0.0768 | 0.0785 | 0.0804 | 0.0825 | 0.0844 | 0.0865 | 0.0884 | 0.0902 | 0.0921 | 0.094 | 0.0958
Northwest | Medium Office | Peak | June | Refrigeration | MW | 0.0162 | 0.02 | 0.0197 | 0.0245 | 0.0231 | 0.0243 | 0.0274 | 0.0263 | 0.028 | 0.03 | 0.0329 | 0.0317 | 0.0325 | 0.0378 | 0.0427 | 0.0402 | 0.0503 | 0.0362 | 0.0404 | 0.0418 | 0.0447 | 0.0424 | 0.0516 | 0.0449 | 0.0456 | 0.0442 | 0.036 | 0.0363 | 0.0384 | 0.04 | 0.0416 | 0.0422 | 0.0427 | 0.0442 | 0.0449 | 0.0452 | 0.0468 | 0.0479 | 0.0488 | 0.0507 | 0.0525 | 0.0539 | 0.0551 | 0.0569 | 0.0589 | 0.0606 | 0.0638 | 0.0648 | 0.0659 | 0.068
Northwest | Medium Office | Peak | June | Lighting | MW | 41.4984 | 50.8196 | 54.0992 | 55.7758 | 53.0996 | 53.9506 | 53.4497 | 61.6347 | 53.8884 | 58.5482 | 58.1223 | 54.9731 | 53.7122 | 67.2681 | 73.6621 | 67.6673 | 75.4407 | 64.1043 | 66.4554 | 68.6164 | 77.0299 | 65.3268 | 78.0013 | 66.795 | 68.1543 | 64.0652 | 64.2277 | 65.1676 | 69.3474 | 72.6498 | 74.6795 | 76.0562 | 77.4614 | 79.1533 | 80.8188 | 82.0125 | 83.8046 | 85.3589 | 86.8581 | 88.5957 | 90.3677 | 92.3623 | 94.5874 | 96.6056 | 98.8995 | 101.0965 | 103.2325 | 105.2685 | 107.306 | 109.4474
Northwest | Medium Office | Peak | June | Air Conditioning | MW | 95.613 | 112.05 | 108.1695 | 105.9115 | 150.2016 | 130.112 | 138.1054 | 101.6417 | 146.9145 | 130.2308 | 136.6553 | 139.7904 | 167.3295 | 129.7473 | 145.0834 | 141.2422 | 173.9374 | 201.5879 | 178.3258 | 158.1798 | 194.0322 | 163.8749 | 163.1429 | 175.8126 | 147.4343 | 136.9807 | 150.9001 | 151.695 | 161.0516 | 168.9504 | 174.516 | 179.0371 | 184.2215 | 190.2146 | 196.5983 | 201.9601 | 208.9846 | 215.7708 | 222.5547 | 230.0537 | 237.8806 | 246.4556 | 255.8818 | 265.0999 | 275.4252 | 285.4906 | 295.8129 | 306.1355 | 316.7518 | 327.9569
Northwest | Medium Office | Peak | June | Other Non-Substitutables | MW | 74.5222 | 91.4607 | 97.3888 | 100.7227 | 95.8138 | 97.3218 | 96.249 | 111.2417 | 97.4282 | 105.7939 | 104.9473 | 99.4886 | 97.263 | 121.7438 | 133.2232 | 122.419 | 136.3161 | 118.8683 | 123.1496 | 127.2753 | 139.0796 | 127.3245 | 153.1822 | 122.3523 | 135.4584 | 129.8736 | 123.9984 | 127.0779 | 136.8242 | 145.1679 | 150.7303 | 154.7293 | 158.9255 | 163.8203 | 168.6341 | 172.1979 | 177.2138 | 181.6152 | 185.7696 | 190.484 | 195.2111 | 200.3261 | 205.8804 | 211.0213 | 216.8139 | 222.2154 | 227.6527 | 232.5956 | 237.5333 | 242.7884
Northwest | Medium Office | Peak | July | Space Heating | MW | 2.1651 | 2.5657 | 2.9242 | 3.1754 | 2.8928 | 2.9274 | 2.5889 | 3.6252 | 2.7925 | 2.967 | 3.5012 | 2.9178 | 2.9696 | 3.7615 | 4.0927 | 3.5682 | 4.0528 | 3.3977 | 3.5569 | 4.0882 | 4.1719 | 4.2912 | 4.6888 | 4.3077 | 4.3702 | 4.3913 | 4.222 | 4.3276 | 4.6227 | 4.8592 | 5.0129 | 5.1163 | 5.222 | 5.3457 | 5.4709 | 5.5549 | 5.6817 | 5.7891 | 5.8882 | 6.0011 | 6.1135 | 6.2367 | 6.3708 | 6.4908 | 6.6285 | 6.7542 | 6.8766 | 6.9866 | 7.0958 | 7.2116
Northwest | Medium Office | Peak | July | Water Heating | MW | 6.6583 | 8.2272 | 8.8331 | 9.1836 | 8.5112 | 8.6967 | 8.5659 | 10.2159 | 8.5939 | 9.4974 | 9.936 | 8.9843 | 9.4024 | 11.1561 | 11.8596 | 10.4709 | 11.8716 | 10.833 | 11.1476 | 12.2929 | 12.4318 | 12.2512 | 13.2179 | 12.4651 | 13.3619 | 12.2014 | 12.1272 | 12.4589 | 13.4494 | 14.2729 | 14.8651 | 15.3019 | 15.7537 | 16.272 | 16.764 | 17.1255 | 17.6322 | 18.0774 | 18.4992 | 18.9727 | 19.4488 | 19.9684 | 20.5334 | 21.0511 | 21.6352 | 22.183 | 22.7216 | 23.2246 | 23.7278 | 24.2569
Northwest | Medium Office | Peak | July | Other Substitutables | MW | 0.0309 | 0.0475 | 0.0476 | 0.0488 | 0.0439 | 0.0458 | 0.0447 | 0.0533 | 0.044 | 0.0507 | 0.0513 | 0.0465 | 0.045 | 0.0561 | 0.0613 | 0.0515 | 0.0597 | 0.053 | 0.0517 | 0.0612 | 0.0596 | 0.0569 | 0.0733 | 0.0578 | 0.0653 | 0.0643 | 0.0585 | 0.0604 | 0.0656 | 0.0699 | 0.0731 | 0.0757 | 0.0783 | 0.0813 | 0.0835 | 0.0851 | 0.0872 | 0.0892 | 0.091 | 0.093 | 0.095 | 0.0973 | 0.0998 | 0.1021 | 0.1046 | 0.107 | 0.1092 | 0.1114 | 0.1137 | 0.1159
Northwest | Medium Office | Peak | July | Refrigeration | MW | 0.016 | 0.0202 | 0.0196 | 0.0246 | 0.0227 | 0.0237 | 0.0274 | 0.0281 | 0.0268 | 0.0306 | 0.0349 | 0.0323 | 0.0343 | 0.0387 | 0.0413 | 0.0368 | 0.048 | 0.0354 | 0.0403 | 0.0445 | 0.0432 | 0.0452 | 0.0505 | 0.0517 | 0.0504 | 0.0474 | 0.04 | 0.0404 | 0.0427 | 0.0445 | 0.0463 | 0.0469 | 0.0475 | 0.0492 | 0.0499 | 0.0503 | 0.0521 | 0.0533 | 0.0543 | 0.0564 | 0.0584 | 0.0599 | 0.0613 | 0.0633 | 0.0655 | 0.0675 | 0.071 | 0.0721 | 0.0733 | 0.0757
Northwest | Medium Office | Peak | July | Lighting | MW | 38.3723 | 47.3044 | 50.768 | 52.5546 | 48.7946 | 49.8811 | 49.2353 | 58.5165 | 49.1687 | 54.3663 | 56.9199 | 51.3402 | 53.703 | 63.7427 | 67.7952 | 59.8409 | 67.9578 | 60.5057 | 62.3605 | 68.6237 | 71.9453 | 66.6709 | 70.8468 | 71.4051 | 68.7204 | 64.1164 | 66.2299 | 67.1939 | 71.4948 | 74.8907 | 76.9629 | 78.3733 | 79.8068 | 81.5328 | 83.2354 | 84.4597 | 86.2897 | 87.877 | 89.4119 | 91.187 | 92.9988 | 95.0441 | 97.329 | 99.3953 | 101.7414 | 103.996 | 106.1747 | 108.2667 | 110.3593 | 112.5516
Northwest | Medium Office | Peak | July | Air Conditioning | MW | 87.7169 | 103.5098 | 100.6303 | 99.1103 | 137.0259 | 119.3542 | 125.9882 | 95.7632 | 133.2009 | 120.0394 | 132.7918 | 129.6836 | 166.4022 | 121.9803 | 132.4079 | 123.8177 | 155.4834 | 188.6022 | 165.6071 | 156.6084 | 179.8979 | 165.7271 | 146.3445 | 186.7399 | 146.7637 | 135.1869 | 154.0078 | 154.8188 | 164.3251 | 172.3434 | 177.955 | 182.5251 | 187.7555 | 193.8033 | 200.2555 | 205.6852 | 212.7832 | 219.6426 | 226.5098 | 234.0919 | 242.0098 | 250.6985 | 260.2574 | 269.59 | 280.0369 | 290.2413 | 300.6699 | 311.1407 | 321.9077 | 333.2523
Northwest | Medium Office | Peak | July | Other Non-Substitutables | MW | 65.0278 | 80.3694 | 86.2897 | 89.6508 | 83.1015 | 84.9306 | 83.6626 | 99.7544 | 83.9442 | 92.762 | 97.0478 | 87.745 | 91.812 | 108.94 | 115.8201 | 102.27 | 115.9789 | 105.726 | 108.9146 | 119.9996 | 122.303 | 122.3104 | 131.1738 | 123.4359 | 128.8148 | 122.3939 | 120.4128 | 123.386 | 132.8228 | 140.8974 | 146.2426 | 150.1004 | 154.1369 | 158.8383 | 163.4761 | 166.9189 | 171.7402 | 175.9737 | 179.9785 | 184.5086 | 189.0552 | 193.9904 | 199.3584 | 204.3088 | 209.882 | 215.0957 | 220.3047 | 225.0852 | 229.8583 | 234.9167
Northwest | Medium Office | Peak | August | Space Heating | MW | 2.211 | 2.6224 | 2.9925 | 3.2499 | 2.9498 | 2.9853 | 2.6417 | 3.7083 | 2.8417 | 3.0269 | 3.5844 | 3.1215 | 3.0072 | 3.9121 | 4.1639 | 3.7515 | 4.1712 | 3.3064 | 3.7503 | 4.2343 | 3.9173 | 4.2059 | 4.9654 | 4.2348 | 4.6332 | 4.7428 | 4.5154 | 4.6282 | 4.9436 | 5.1964 | 5.3607 | 5.4711 | 5.5838 | 5.7159 | 5.8494 | 5.939 | 6.0745 | 6.1892 | 6.295 | 6.4158 | 6.5361 | 6.6678 | 6.8112 | 6.9394 | 7.0867 | 7.2212 | 7.3523 | 7.4699 | 7.5867 | 7.7106
Northwest | Medium Office | Peak | August | Water Heating | MW | 5.8006 | 7.174 | 7.7117 | 8.0187 | 7.4044 | 7.5662 | 7.456 | 8.9152 | 7.4613 | 8.2659 | 8.677 | 8.2001 | 8.1238 | 9.8987 | 10.2934 | 9.3917 | 10.4233 | 8.9932 | 10.0264 | 10.8619 | 9.9566 | 10.2402 | 11.9399 | 10.4537 | 12.0869 | 11.24 | 11.0614 | 11.3642 | 12.2674 | 13.0187 | 13.5587 | 13.9568 | 14.3681 | 14.8406 | 15.2884 | 15.6174 | 16.0793 | 16.4849 | 16.8693 | 17.3012 | 17.7356 | 18.2095 | 18.7247 | 19.197 | 19.7296 | 20.2296 | 20.7214 | 21.18 | 21.6389 | 22.1217
Northwest | Medium Office | Peak | August | Other Substitutables | MW | 0.027 | 0.0414 | 0.0415 | 0.0426 | 0.0382 | 0.0398 | 0.0389 | 0.0465 | 0.0382 | 0.0441 | 0.0448 | 0.0425 | 0.0389 | 0.0498 | 0.0532 | 0.0463 | 0.0524 | 0.044 | 0.0465 | 0.0541 | 0.0478 | 0.0476 | 0.0662 | 0.0485 | 0.0591 | 0.0592 | 0.0534 | 0.0552 | 0.0598 | 0.0638 | 0.0667 | 0.069 | 0.0715 | 0.0741 | 0.0761 | 0.0776 | 0.0796 | 0.0813 | 0.083 | 0.0848 | 0.0866 | 0.0887 | 0.091 | 0.0931 | 0.0954 | 0.0976 | 0.0995 | 0.1016 | 0.1037 | 0.1057
Northwest | Medium Office | Peak | August | Refrigeration | MW | 0.014 | 0.0178 | 0.0172 | 0.0216 | 0.0199 | 0.0208 | 0.0242 | 0.0248 | 0.0234 | 0.0268 | 0.0306 | 0.0296 | 0.0297 | 0.0345 | 0.0359 | 0.0331 | 0.0425 | 0.0295 | 0.0364 | 0.0394 | 0.0346 | 0.038 | 0.046 | 0.0436 | 0.046 | 0.044 | 0.0369 | 0.0372 | 0.0393 | 0.041 | 0.0427 | 0.0432 | 0.0437 | 0.0453 | 0.046 | 0.0464 | 0.048 | 0.0491 | 0.0501 | 0.052 | 0.0538 | 0.0552 | 0.0564 | 0.0583 | 0.0604 | 0.0621 | 0.0654 | 0.0665 | 0.0676 | 0.0697
Northwest | Medium Office | Peak | August | Lighting | MW | 38.6016 | 47.6286 | 51.1753 | 52.9808 | 49.0113 | 50.1033 | 49.4837 | 58.959 | 49.2856 | 54.631 | 57.3954 | 54.1044 | 53.571 | 65.2965 | 67.9392 | 61.9711 | 68.894 | 57.995 | 64.7563 | 70.0086 | 66.5049 | 64.3656 | 73.9347 | 69.1257 | 71.8431 | 68.2478 | 69.7636 | 70.7784 | 75.3059 | 78.881 | 81.0606 | 82.5429 | 84.047 | 85.8615 | 87.6498 | 88.9354 | 90.8605 | 92.5292 | 94.1436 | 96.0126 | 97.9201 | 100.0736 | 102.4785 | 104.654 | 107.1236 | 109.4987 | 111.7945 | 113.9963 | 116.1992 | 118.5082
Northwest | Medium Office | Peak | August | Air Conditioning | MW | 93.4687 | 110.3994 | 107.4339 | 105.8763 | 145.8005 | 126.9925 | 134.0696 | 102.217 | 141.4631 | 127.7705 | 141.8053 | 144.7708 | 175.8863 | 132.3738 | 140.5497 | 135.825 | 166.9434 | 191.4888 | 182.1086 | 169.2071 | 176.2359 | 169.4093 | 161.5641 | 191.5913 | 162.2557 | 152.2125 | 171.7499 | 172.6609 | 183.246 | 192.1732 | 198.4125 | 203.4911 | 209.2973 | 216.0214 | 223.1905 | 229.2237 | 237.1198 | 244.7475 | 252.3862 | 260.8267 | 269.6412 | 279.314 | 289.9534 | 300.3435 | 311.9724 | 323.3383 | 334.9565 | 346.6122 | 358.5988 | 371.2336
Northwest | Medium Office | Peak | August | Other Non-Substitutables | MW | 51.0687 | 63.1759 | 67.9122 | 70.5666 | 65.172 | 66.61 | 65.6471 | 78.4764 | 65.7 | 72.7784 | 76.4 | 72.1949 | 71.5111 | 87.1377 | 90.6208 | 82.6917 | 91.7969 | 79.1221 | 88.3077 | 95.5837 | 88.3067 | 92.1531 | 106.7739 | 93.2911 | 105.0121 | 101.5916 | 99.0069 | 101.4524 | 109.2091 | 115.8467 | 120.2387 | 123.4063 | 126.7157 | 130.577 | 134.3822 | 137.2064 | 141.168 | 144.6443 | 147.9339 | 151.6591 | 155.3977 | 159.4552 | 163.8667 | 167.9368 | 172.5178 | 176.8066 | 181.0939 | 185.0221 | 188.9451 | 193.1056
Northwest | Medium Office | Peak | September | Space Heating | MW | 12.481 | 14.7252 | 16.5334 | 17.8202 | 16.8789 | 16.8727 | 15.1083 | 20.2284 | 16.563 | 17.1462 | 20.2709 | 17.6144 | 18.0303 | 21.8156 | 22.7193 | 21.0678 | 23.0694 | 21.0014 | 19.9693 | 22.7219 | 23.809 | 24.4373 | 26.8246 | 24.7775 | 25.0267 | 28.3385 | 24.7378 | 25.3665 | 27.1046 | 28.4993 | 29.4186 | 30.0323 | 30.6619 | 31.4037 | 32.1469 | 32.6443 | 33.4036 | 34.0458 | 34.6356 | 35.3146 | 35.9892 | 36.7224 | 37.5169 | 38.2347 | 39.0591 | 39.8082 | 40.5529 | 41.2041 | 41.8517 | 42.5466
Northwest | Medium Office | Peak | September | Water Heating | MW | 6.6556 | 8.1852 | 8.6602 | 8.9325 | 8.6127 | 8.6874 | 8.6735 | 9.8769 | 8.8348 | 9.5173 | 9.989 | 9.4024 | 9.8913 | 11.2214 | 11.4242 | 10.725 | 11.7171 | 11.6164 | 10.8537 | 11.8469 | 12.3042 | 12.1143 | 13.1286 | 12.4412 | 13.2647 | 13.6815 | 12.3284 | 12.6685 | 13.6797 | 14.5212 | 15.133 | 15.5807 | 16.045 | 16.5809 | 17.0858 | 17.4554 | 17.979 | 18.4381 | 18.8714 | 19.3617 | 19.8539 | 20.3875 | 20.9657 | 21.4997 | 22.1025 | 22.6654 | 23.2276 | 23.7416 | 24.2563 | 24.8026
Northwest | Medium Office | Peak | September | Other Substitutables | MW | 0.0303 | 0.0465 | 0.0459 | 0.0467 | 0.0436 | 0.0449 | 0.0444 | 0.0507 | 0.0442 | 0.0499 | 0.0506 | 0.0477 | 0.0464 | 0.0552 | 0.058 | 0.0517 | 0.0577 | 0.0557 | 0.0495 | 0.0579 | 0.058 | 0.0553 | 0.0719 | 0.0568 | 0.064 | 0.0712 | 0.0585 | 0.0605 | 0.0657 | 0.0701 | 0.0733 | 0.0759 | 0.0786 | 0.0816 | 0.0838 | 0.0854 | 0.0876 | 0.0896 | 0.0914 | 0.0934 | 0.0955 | 0.0978 | 0.1003 | 0.1026 | 0.1051 | 0.1076 | 0.1097 | 0.112 | 0.1143 | 0.1166
Northwest | Medium Office | Peak | September | Refrigeration | MW | 0.0209 | 0.0262 | 0.0258 | 0.0317 | 0.0301 | 0.0311 | 0.036 | 0.0329 | 0.036 | 0.0373 | 0.0432 | 0.0412 | 0.0445 | 0.0477 | 0.0501 | 0.0482 | 0.0591 | 0.0474 | 0.0478 | 0.0512 | 0.0525 | 0.0551 | 0.0599 | 0.0612 | 0.0583 | 0.0633 | 0.0491 | 0.0495 | 0.0524 | 0.0546 | 0.0569 | 0.0576 | 0.0583 | 0.0604 | 0.0613 | 0.0618 | 0.064 | 0.0655 | 0.0667 | 0.0693 | 0.0717 | 0.0736 | 0.0752 | 0.0777 | 0.0804 | 0.0828 | 0.0872 | 0.0886 | 0.09 | 0.0929
Northwest | Medium Office | Peak | September | Lighting | MW | 38.0745 | 46.7376 | 49.4361 | 50.7961 | 49.0257 | 49.467 | 49.4657 | 56.1991 | 50.2117 | 54.1083 | 56.8288 | 53.364 | 56.1061 | 63.6797 | 64.9047 | 60.9521 | 66.6812 | 64.2297 | 60.1038 | 65.4968 | 70.5582 | 65.2826 | 69.7322 | 70.7033 | 67.5198 | 71.1266 | 66.6596 | 67.6395 | 71.9831 | 75.4161 | 77.5382 | 78.9708 | 80.4334 | 82.2035 | 83.936 | 85.1756 | 87.0491 | 88.671 | 90.2327 | 92.0522 | 93.9053 | 95.9839 | 98.298 | 100.4057 | 102.8013 | 105.092 | 107.3376 | 109.4534 | 111.5719 | 113.8096
Northwest | Medium Office | Peak | September | Air Conditioning | MW | 62.4912 | 73.3855 | 70.5605 | 68.7847 | 98.6667 | 84.9901 | 91.0429 | 66.0267 | 97.416 | 85.6885 | 95.2085 | 96.5798 | 124.314 | 87.5905 | 91.2449 | 90.7871 | 109.5098 | 144.0438 | 115.0425 | 107.7911 | 126.7361 | 116.8341 | 104.1284 | 132.597 | 104.4097 | 108.7356 | 111.8143 | 112.4115 | 119.3532 | 125.2149 | 129.3617 | 132.718 | 136.566 | 141.0292 | 145.7658 | 149.741 | 154.9693 | 160.0135 | 165.0514 | 170.6385 | 176.4659 | 182.8382 | 189.8346 | 196.6937 | 204.377 | 211.8615 | 219.5747 | 227.236 | 235.1175 | 243.4607
Northwest | Medium Office | Peak | September | Other Non-Substitutables | MW | 78.3429 | 96.3629 | 101.9605 | 105.0881 | 101.3444 | 102.2494 | 102.0951 | 116.2302 | 104.0066 | 112.0266 | 117.5875 | 110.6674 | 116.4034 | 132.0538 | 134.4599 | 126.2412 | 137.9563 | 136.6308 | 127.7996 | 139.3708 | 146.3082 | 146.1245 | 156.7799 | 148.3918 | 153.5945 | 165.2535 | 147.8063 | 151.5002 | 163.1462 | 173.12 | 179.8117 | 184.5967 | 189.616 | 195.5063 | 201.2606 | 205.5151 | 211.5475 | 216.8285 | 221.8041 | 227.4875 | 233.1775 | 239.3092 | 245.9504 | 252.1303 | 259.0916 | 265.5734 | 272.166 | 278.0704 | 283.9719 | 290.2953
Northwest | Medium Office | Peak | October | Space Heating | MW | 28.7657 | 34.2218 | 38.1113 | 40.5219 | 39.6931 | 39.0602 | 35.76 | 45.4709 | 39.1194 | 39.9613 | 42.6745 | 38.8749 | 36.9946 | 44.5703 | 47.4601 | 44.8193 | 53.5174 | 42.971 | 41.9139 | 44.121 | 59.4852 | 57.4513 | 61.2217 | 55.7056 | 54.4861 | 59.3779 | 54.3385 | 55.7274 | 59.5553 | 62.6283 | 64.6684 | 66.0237 | 67.4146 | 69.0638 | 70.7033 | 71.8004 | 73.4868 | 74.91 | 76.2146 | 77.728 | 79.2287 | 80.8514 | 82.6049 | 84.1999 | 86.0306 | 87.6911 | 89.3641 | 90.8007 | 92.23 | 93.7769
Northwest | Medium Office | Peak | October | Water Heating | MW | 2.8054 | 3.4789 | 3.6518 | 3.7136 | 3.7054 | 3.6771 | 3.7544 | 4.0583 | 3.8153 | 4.0554 | 3.8489 | 3.7939 | 3.7101 | 4.1944 | 4.3669 | 4.1752 | 4.9709 | 4.348 | 4.1675 | 4.2074 | 5.6209 | 5.2113 | 5.4848 | 5.117 | 5.2803 | 5.2479 | 4.9551 | 5.0924 | 5.4996 | 5.8385 | 6.0863 | 6.2668 | 6.4539 | 6.6711 | 6.8746 | 7.0234 | 7.2356 | 7.4213 | 7.5961 | 7.7953 | 7.9949 | 8.2104 | 8.4434 | 8.6597 | 8.9037 | 9.1313 | 9.3609 | 9.5678 | 9.7751 | 9.9965
Northwest | Medium Office | Peak | October | Other Substitutables | MW | 0.0126 | 0.0195 | 0.0191 | 0.0192 | 0.0185 | 0.0188 | 0.0189 | 0.0207 | 0.0188 | 0.021 | 0.0192 | 0.019 | 0.0173 | 0.0204 | 0.0219 | 0.0197 | 0.0239 | 0.0205 | 0.0187 | 0.0203 | 0.0262 | 0.0236 | 0.0298 | 0.0231 | 0.0253 | 0.0271 | 0.0233 | 0.0241 | 0.0262 | 0.0279 | 0.0292 | 0.0302 | 0.0313 | 0.0325 | 0.0334 | 0.034 | 0.0349 | 0.0357 | 0.0364 | 0.0372 | 0.038 | 0.039 | 0.04 | 0.0409 | 0.0419 | 0.0429 | 0.0437 | 0.0446 | 0.0455 | 0.0465
Northwest | Medium Office | Peak | October | Refrigeration | MW | 0.0107 | 0.0136 | 0.0135 | 0.0161 | 0.0158 | 0.0158 | 0.019 | 0.0147 | 0.0182 | 0.0174 | 0.0186 | 0.0183 | 0.0181 | 0.0196 | 0.0215 | 0.0223 | 0.0291 | 0.0203 | 0.0207 | 0.0199 | 0.027 | 0.0267 | 0.0277 | 0.0276 | 0.0251 | 0.0266 | 0.0221 | 0.0223 | 0.0236 | 0.0246 | 0.0256 | 0.0259 | 0.0262 | 0.0272 | 0.0276 | 0.0278 | 0.0288 | 0.0294 | 0.03 | 0.0312 | 0.0322 | 0.0331 | 0.0338 | 0.0349 | 0.0362 | 0.0372 | 0.0392 | 0.0398 | 0.0405 | 0.0418
Northwest | Medium Office | Peak | October | Lighting | MW | 23.1479 | 28.6398 | 30.0602 | 30.4572 | 30.4014 | 30.1775 | 30.8457 | 33.2745 | 31.2456 | 33.2064 | 31.5201 | 31.0106 | 30.3207 | 34.2849 | 35.7397 | 34.1439 | 40.7004 | 34.4739 | 33.0901 | 33.3847 | 46.3339 | 40.3771 | 41.8985 | 41.8539 | 38.6556 | 39.2267 | 38.5289 | 39.0982 | 41.613 | 43.6013 | 44.8385 | 45.6695 | 46.5186 | 47.5515 | 48.5561 | 49.2739 | 50.3659 | 51.3095 | 52.2161 | 53.2786 | 54.3589 | 55.5658 | 56.9065 | 58.1335 | 59.5278 | 60.8586 | 62.1755 | 63.4004 | 64.6272 | 65.9305
Northwest | Medium Office | Peak | October | Air Conditioning | MW | 41.666 | 49.3174 | 47.273 | 45.3649 | 67.0377 | 56.9289 | 62.2451 | 42.8859 | 66.4667 | 57.7264 | 58.0765 | 61.5759 | 73.6649 | 51.8704 | 55.3977 | 56.1974 | 73.6196 | 85.3062 | 69.9413 | 60.7004 | 91.5293 | 79.5381 | 69.0633 | 86.2331 | 65.9435 | 66.2036 | 71.1829 | 71.5681 | 75.9949 | 79.7338 | 82.3915 | 84.5342 | 86.9907 | 89.85 | 92.8717 | 95.4063 | 98.7527 | 101.9768 | 105.1933 | 108.7733 | 112.504 | 116.5747 | 121.0383 | 125.4267 | 130.3424 | 135.1266 | 140.0847 | 144.9721 | 150.0012 | 155.3427
Northwest | Medium Office | Peak | October | Other Non-Substitutables | MW | 103.0752 | 127.8318 | 134.198 | 136.3622 | 136.0897 | 135.0892 | 137.9384 | 149.0626 | 140.1946 | 148.9949 | 141.4191 | 139.3779 | 136.2787 | 154.0617 | 160.4258 | 153.3882 | 182.6776 | 159.6204 | 153.1647 | 154.4907 | 209.031 | 196.5066 | 204.2162 | 190.3915 | 190.4628 | 197.6979 | 185.6468 | 190.3183 | 204.9877 | 217.5548 | 226.0478 | 232.0855 | 238.4185 | 245.8989 | 253.1513 | 258.5085 | 266.162 | 272.8451 | 279.1286 | 286.3578 | 293.5829 | 301.3322 | 309.7022 | 317.5377 | 326.3609 | 334.5614 | 343.0009 | 350.4339 | 357.8672 | 365.8927
Northwest | Medium Office | Peak | November | Space Heating | MW | 37.002 | 44.0619 | 49.1156 | 52.2275 | 51.1043 | 50.31 | 46.0792 | 58.6681 | 50.4313 | 51.531 | 56.4877 | 49.5583 | 47.3606 | 57.9068 | 68.2101 | 63.3232 | 65.8508 | 57.4708 | 61.261 | 67.2124 | 76.1243 | 75.2033 | 73.7991 | 65.5559 | 84.8563 | 73.767 | 68.3111 | 70.0622 | 74.8772 | 78.7442 | 81.3146 | 83.0214 | 84.775 | 86.8521 | 88.9191 | 90.2995 | 92.4243 | 94.2187 | 95.8629 | 97.7689 | 99.6595 | 101.7039 | 103.9127 | 105.9216 | 108.2288 | 110.32 | 112.4254 | 114.2351 | 116.0363 | 117.9849
Northwest | Medium Office | Peak | November | Water Heating | MW | 2.9871 | 3.7076 | 3.8955 | 3.9619 | 3.9489 | 3.9203 | 4.0046 | 4.3343 | 4.0714 | 4.3291 | 4.2174 | 4.0036 | 3.9316 | 4.5106 | 5.1953 | 4.8826 | 5.0628 | 4.8137 | 5.0416 | 5.3053 | 5.9503 | 5.644 | 5.4749 | 4.9859 | 6.8073 | 5.3978 | 5.1549 | 5.298 | 5.7219 | 6.0749 | 6.3332 | 6.5213 | 6.7166 | 6.943 | 7.1552 | 7.3101 | 7.5313 | 7.7248 | 7.9071 | 8.1146 | 8.3225 | 8.5471 | 8.7898 | 9.0152 | 9.2696 | 9.5066 | 9.7457 | 9.9613 | 10.1773 | 10.408
Northwest | Medium Office | Peak | November | Other Substitutables | MW | 0.0134 | 0.0208 | 0.0204 | 0.0204 | 0.0197 | 0.02 | 0.0201 | 0.0221 | 0.0201 | 0.0224 | 0.0211 | 0.0201 | 0.0183 | 0.0219 | 0.026 | 0.023 | 0.0244 | 0.0227 | 0.0226 | 0.0256 | 0.0277 | 0.0255 | 0.0297 | 0.0226 | 0.0326 | 0.0279 | 0.0242 | 0.0251 | 0.0272 | 0.029 | 0.0304 | 0.0315 | 0.0326 | 0.0338 | 0.0348 | 0.0354 | 0.0363 | 0.0372 | 0.0379 | 0.0388 | 0.0396 | 0.0406 | 0.0416 | 0.0426 | 0.0436 | 0.0446 | 0.0455 | 0.0465 | 0.0474 | 0.0484
Northwest | Medium Office | Peak | November | Refrigeration | MW | 0.0115 | 0.0147 | 0.0146 | 0.0174 | 0.0171 | 0.017 | 0.0206 | 0.016 | 0.0199 | 0.0189 | 0.0206 | 0.0196 | 0.0195 | 0.0214 | 0.026 | 0.0264 | 0.0301 | 0.0227 | 0.0252 | 0.0252 | 0.0287 | 0.0288 | 0.0274 | 0.0266 | 0.032 | 0.0271 | 0.0229 | 0.0231 | 0.0244 | 0.0254 | 0.0265 | 0.0268 | 0.0272 | 0.0281 | 0.0286 | 0.0288 | 0.0298 | 0.0305 | 0.0311 | 0.0323 | 0.0334 | 0.0343 | 0.035 | 0.0362 | 0.0375 | 0.0386 | 0.0406 | 0.0413 | 0.042 | 0.0433
Northwest | Medium Office | Peak | November | Lighting | MW | 21.6343 | 26.7926 | 28.1468 | 28.5227 | 28.4402 | 28.2415 | 28.8823 | 31.2 | 29.2741 | 31.122 | 30.3276 | 28.7327 | 28.2083 | 32.3696 | 37.3357 | 35.0719 | 36.4107 | 33.5216 | 35.1598 | 36.9749 | 43.0483 | 38.3546 | 36.6742 | 35.7994 | 43.7044 | 35.3933 | 35.1711 | 35.6912 | 37.9873 | 39.8033 | 40.9345 | 41.6941 | 42.471 | 43.4153 | 44.3345 | 44.99 | 45.9886 | 46.8518 | 47.6808 | 48.6519 | 49.6394 | 50.7426 | 51.9679 | 53.0893 | 54.3644 | 55.5803 | 56.7833 | 57.9027 | 59.0242 | 60.2154
Northwest | Medium Office | Peak | November | Air Conditioning | MW | 49.9933 | 59.2319 | 56.8027 | 54.5309 | 80.5021 | 68.3837 | 74.824 | 51.6363 | 79.9235 | 69.4437 | 71.6981 | 73.2236 | 87.9505 | 62.8561 | 74.25 | 74.0277 | 84.4725 | 106.4008 | 95.3375 | 86.2289 | 109.1068 | 97.0696 | 77.7769 | 94.6593 | 95.8645 | 76.7882 | 83.4655 | 83.9168 | 89.1136 | 93.5046 | 96.63 | 99.1494 | 102.0394 | 105.4005 | 108.9545 | 111.9325 | 115.866 | 119.6564 | 123.4371 | 127.6432 | 132.0267 | 136.8097 | 142.054 | 147.2094 | 152.9863 | 158.6058 | 164.4281 | 170.1698 | 176.0785 | 182.3531
Northwest | Medium Office | Peak | November | Other Non-Substitutables | MW | 71.579 | 88.8528 | 93.3633 | 94.8824 | 94.5905 | 93.931 | 95.9578 | 103.8299 | 97.5734 | 103.7317 | 101.0649 | 95.9269 | 94.1883 | 108.0529 | 124.4769 | 116.9902 | 121.3448 | 115.2556 | 120.8457 | 127.0508 | 144.3099 | 138.814 | 133.0135 | 121.0325 | 160.203 | 132.6748 | 125.9627 | 129.1352 | 139.0924 | 147.6248 | 153.3965 | 157.4984 | 161.8049 | 166.887 | 171.8188 | 175.4562 | 180.6572 | 185.2007 | 189.4711 | 194.3815 | 199.2898 | 204.5548 | 210.2412 | 215.5636 | 221.5603 | 227.1297 | 232.8587 | 237.9085 | 242.9596 | 248.4112
Northwest | Medium Office | Peak | December | Space Heating | MW | 31.6034 | 37.6624 | 41.7802 | 44.276 | 43.7362 | 42.9088 | 39.5068 | 49.9175 | 43.3725 | 44.1836 | 50.1594 | 43.7569 | 49.3856 | 50.4718 | 56.3418 | 52.0089 | 52.5114 | 48.3733 | 48.3599 | 59.686 | 58.5862 | 62.4386 | 75.4816 | 72.1766 | 62.8074 | 67.078 | 60.1398 | 61.6869 | 65.9305 | 69.3407 | 71.6139 | 73.1205 | 74.669 | 76.5059 | 78.3314 | 79.5475 | 81.4272 | 83.0141 | 84.4672 | 86.1545 | 87.8278 | 89.635 | 91.5855 | 93.3625 | 95.4044 | 97.2533 | 99.1201 | 100.718 | 102.3094 | 104.0345
Northwest | Medium Office | Peak | December | Water Heating | MW | 2.4438 | 3.0354 | 3.1742 | 3.2168 | 3.2374 | 3.2024 | 3.2891 | 3.5318 | 3.3535 | 3.5552 | 3.5885 | 3.3856 | 3.9263 | 3.7662 | 4.111 | 3.8416 | 3.8673 | 3.8811 | 3.8125 | 4.5128 | 4.3827 | 4.4852 | 5.3692 | 5.2617 | 4.8277 | 4.7037 | 4.3459 | 4.4668 | 4.8246 | 5.1227 | 5.3414 | 5.5004 | 5.6655 | 5.8572 | 6.0365 | 6.1671 | 6.3542 | 6.5179 | 6.672 | 6.8476 | 7.0236 | 7.2135 | 7.4186 | 7.6092 | 7.8245 | 8.0249 | 8.2276 | 8.4097 | 8.5922 | 8.7874
Northwest | Medium Office | Peak | December | Other Substitutables | MW | 0.011 | 0.017 | 0.0165 | 0.0165 | 0.0161 | 0.0163 | 0.0164 | 0.0179 | 0.0165 | 0.0184 | 0.0178 | 0.0169 | 0.0182 | 0.0182 | 0.0206 | 0.0181 | 0.0185 | 0.0183 | 0.0171 | 0.0217 | 0.0203 | 0.0202 | 0.0291 | 0.0237 | 0.023 | 0.0243 | 0.0204 | 0.0211 | 0.0229 | 0.0244 | 0.0256 | 0.0265 | 0.0274 | 0.0285 | 0.0293 | 0.0298 | 0.0306 | 0.0313 | 0.0319 | 0.0326 | 0.0333 | 0.0341 | 0.035 | 0.0358 | 0.0367 | 0.0376 | 0.0383 | 0.0391 | 0.0399 | 0.0407
Northwest | Medium Office | Peak | December | Refrigeration | MW | 0.0098 | 0.0125 | 0.0124 | 0.0147 | 0.0145 | 0.0144 | 0.0175 | 0.0132 | 0.0167 | 0.0158 | 0.0181 | 0.017 | 0.0199 | 0.0184 | 0.0211 | 0.0211 | 0.0232 | 0.0186 | 0.0193 | 0.0217 | 0.0215 | 0.0235 | 0.0275 | 0.0286 | 0.0232 | 0.0242 | 0.0198 | 0.02 | 0.0211 | 0.022 | 0.0229 | 0.0232 | 0.0235 | 0.0243 | 0.0247 | 0.0249 | 0.0258 | 0.0264 | 0.0269 | 0.0279 | 0.0289 | 0.0296 | 0.0303 | 0.0313 | 0.0324 | 0.0334 | 0.0351 | 0.0357 | 0.0363 | 0.0374
Northwest | Medium Office | Peak | December | Lighting | MW | 15.8008 | 19.5817 | 20.4769 | 20.6754 | 20.8157 | 20.5963 | 21.1687 | 22.6907 | 21.5208 | 22.8078 | 23.0203 | 21.6786 | 25.1462 | 24.1291 | 26.3677 | 24.6258 | 24.8151 | 24.1033 | 23.714 | 28.054 | 28.2914 | 27.1593 | 32.0399 | 33.7125 | 27.6253 | 27.5109 | 26.4536 | 26.8455 | 28.5732 | 29.9402 | 30.7939 | 31.366 | 31.9516 | 32.6641 | 33.357 | 33.8499 | 34.6036 | 35.2549 | 35.8799 | 36.6129 | 37.3581 | 38.1899 | 39.1129 | 39.9587 | 40.9209 | 41.8375 | 42.7464 | 43.5895 | 44.4344 | 45.3331
Northwest | Medium Office | Peak | December | Air Conditioning | MW | 38.0967 | 45.1644 | 43.1689 | 41.2618 | 61.453 | 52.0456 | 57.2465 | 39.1816 | 61.3015 | 53.1178 | 56.8512 | 57.6581 | 81.772 | 48.9066 | 54.7862 | 54.3191 | 60.1422 | 79.9326 | 67.1817 | 68.3706 | 74.7916 | 71.8563 | 71.2616 | 92.9864 | 63.4549 | 62.4308 | 65.5719 | 65.9282 | 70.0154 | 73.4702 | 75.9345 | 77.9182 | 80.1942 | 82.8429 | 85.6416 | 87.9839 | 91.0833 | 94.0693 | 97.0461 | 100.3606 | 103.8143 | 107.5807 | 111.7086 | 115.7693 | 120.3208 | 124.7459 | 129.3365 | 133.8554 | 138.5067 | 143.45
Northwest | Medium Office | Peak | December | Other Non-Substitutables | MW | 86.7716 | 107.7876 | 112.7264 | 114.1492 | 114.9033 | 113.6963 | 116.7817 | 125.3625 | 119.0867 | 126.2271 | 127.4211 | 120.1988 | 139.3731 | 133.6808 | 145.9488 | 136.3911 | 137.3423 | 137.6906 | 135.4094 | 160.1335 | 157.5334 | 163.5543 | 193.3137 | 189.2764 | 168.2595 | 171.2917 | 157.4 | 161.3753 | 173.83 | 184.5069 | 191.7475 | 196.8835 | 202.2775 | 208.6516 | 214.8289 | 219.3765 | 225.9007 | 231.5975 | 236.9481 | 243.1104 | 249.2684 | 255.8663 | 262.986 | 269.6599 | 277.1822 | 284.1621 | 291.361 | 297.6816 | 304.0065 | 310.8451
Northwest | Small Office | Peak | January | Space Heating | MW | 43.2763 | 42.6142 | 47.474 | 50.3152 | 49.4716 | 48.5556 | 44.6524 | 56.412 | 48.7488 | 49.82 | 62.4587 | 53.2787 | 47.9166 | 54.4681 | 60.5072 | 62.8202 | 60.2639 | 49.2305 | 60.8745 | 60.9777 | 59.1263 | 74.0498 | 80.6865 | 70.2202 | 65.4358 | 76.0841 | 67.9962 | 68.5877 | 71.2007 | 73.0447 | 73.5605 | 73.8114 | 74.0754 | 74.4336 | 74.7776 | 74.9138 | 75.2738 | 75.5316 | 75.7373 | 76.0253 | 76.3033 | 76.6138 | 76.9627 | 77.2648 | 77.6542 | 77.9707 | 78.3135 | 78.5411 | 78.7688 | 79.0501
Northwest | Small Office | Peak | January | Water Heating | MW | 4.0796 | 4.1849 | 4.3964 | 4.4508 | 4.4603 | 4.413 | 4.5291 | 4.8636 | 4.5939 | 4.8819 | 5.4432 | 5.0199 | 4.6398 | 4.9511 | 5.3779 | 5.6548 | 5.4073 | 4.8083 | 5.8477 | 5.6143 | 5.3722 | 6.4797 | 7.0478 | 6.2753 | 6.1413 | 6.5428 | 5.9871 | 6.0412 | 6.3153 | 6.523 | 6.6146 | 6.6813 | 6.7506 | 6.8305 | 6.8989 | 6.9477 | 7.0198 | 7.0823 | 7.1404 | 7.2079 | 7.2752 | 7.347 | 7.4241 | 7.4967 | 7.5794 | 7.6551 | 7.7342 | 7.8022 | 7.8707 | 7.9453
Northwest | Small Office | Peak | January | Other Substitutables | MW | 0.0315 | 0.0317 | 0.0357 | 0.0356 | 0.0346 | 0.035 | 0.0353 | 0.0391 | 0.0352 | 0.0399 | 0.0429 | 0.0396 | 0.038 | 0.0384 | 0.0392 | 0.0424 | 0.0414 | 0.0358 | 0.0461 | 0.0432 | 0.0486 | 0.0514 | 0.0435 | 0.0548 | 0.0407 | 0.0424 | 0.0444 | 0.0458 | 0.0488 | 0.0514 | 0.0531 | 0.0546 | 0.0561 | 0.0577 | 0.0581 | 0.0584 | 0.0588 | 0.0592 | 0.0595 | 0.0598 | 0.0602 | 0.0606 | 0.061 | 0.0614 | 0.0618 | 0.0623 | 0.0626 | 0.063 | 0.0634 | 0.0637
Northwest | Small Office | Peak | January | Refrigeration | MW | 0.014 | 0.0171 | 0.017 | 0.0169 | 0.0194 | 0.0192 | 0.023 | 0.0202 | 0.0219 | 0.0207 | 0.0256 | 0.0236 | 0.022 | 0.0246 | 0.0276 | 0.029 | 0.0301 | 0.0244 | 0.0279 | 0.0279 | 0.0273 | 0.0314 | 0.0331 | 0.0314 | 0.0275 | 0.0309 | 0.028 | 0.0276 | 0.0282 | 0.0286 | 0.0286 | 0.0284 | 0.0282 | 0.0283 | 0.0282 | 0.028 | 0.0282 | 0.0282 | 0.0283 | 0.0286 | 0.0289 | 0.0291 | 0.0293 | 0.0296 | 0.03 | 0.0304 | 0.0311 | 0.0313 | 0.0315 | 0.032
Northwest | Small Office | Peak | January | Lighting | MW | 67.5193 | 69.1677 | 72.5892 | 73.3079 | 73.4582 | 72.72 | 74.6789 | 80.0293 | 75.473 | 80.2354 | 89.4344 | 82.3681 | 76.1229 | 81.2429 | 88.3495 | 92.7771 | 88.8262 | 76.5317 | 93.1045 | 89.4159 | 89.0505 | 100.522 | 106.8676 | 102.3159 | 89.8026 | 97.3276 | 93.2954 | 92.9544 | 95.9043 | 97.8412 | 97.9961 | 97.9006 | 97.8484 | 97.9397 | 98.026 | 97.9628 | 98.1942 | 98.3638 | 98.5367 | 98.8488 | 99.1985 | 99.6479 | 100.2028 | 100.7151 | 101.3604 | 101.9706 | 102.6085 | 103.1772 | 103.764 | 104.4218
Northwest | Small Office | Peak | January | Air Conditioning | MW | 62.3516 | 60.9998 | 58.2545 | 55.6202 | 83.2791 | 70.3429 | 77.278 | 52.4644 | 82.3349 | 71.4413 | 84.3685 | 83.8676 | 95.1854 | 62.52 | 69.5263 | 77.6288 | 81.9065 | 97.4427 | 100.9969 | 83.053 | 89.8569 | 101.384 | 90.3695 | 107.8207 | 78.4829 | 84.1403 | 88.265 | 87.6172 | 90.8819 | 93.3904 | 94.3948 | 95.2921 | 96.3987 | 97.7332 | 99.1919 | 100.531 | 102.2435 | 103.9686 | 105.741 | 107.6978 | 109.7559 | 111.9772 | 114.3807 | 116.8035 | 119.4574 | 122.0841 | 124.8253 | 127.5518 | 130.3631 | 133.3244
Northwest | Small Office | Peak | January | Other Non-Substitutables | MW | 90.0659 | 92.4975 | 97.088 | 98.3226 | 98.51 | 97.5327 | 100.0447 | 107.4076 | 101.4559 | 107.8693 | 120.2237 | 110.9135 | 102.4899 | 109.3558 | 118.8041 | 124.8761 | 119.4507 | 106.222 | 129.1656 | 124.0058 | 120.466 | 146.9521 | 156.6239 | 139.5874 | 132.9293 | 147.3144 | 134.8758 | 135.5133 | 141.0852 | 145.4622 | 146.8602 | 147.7709 | 148.7865 | 150.0769 | 151.3171 | 152.1843 | 153.5624 | 154.7493 | 155.8533 | 157.1837 | 158.5134 | 159.9328 | 161.4685 | 162.9308 | 164.6034 | 166.1299 | 167.7676 | 169.1277 | 170.4967 | 172.017
Northwest | Small Office | Peak | February | Space Heating | MW | 44.2876 | 43.617 | 48.5873 | 51.5361 | 50.6825 | 49.7372 | 45.7312 | 57.7778 | 49.9833 | 51.0444 | 64.7251 | 51.3282 | 44.4504 | 56.7509 | 59.3991 | 64.1864 | 59.6749 | 54.0477 | 54.2412 | 60.1246 | 69.5969 | 73.1603 | 75.7498 | 68.8433 | 68.2532 | 79.6877 | 68.0536 | 68.6427 | 71.2567 | 73.1009 | 73.6159 | 73.8657 | 74.1284 | 74.4857 | 74.8288 | 74.9646 | 75.3241 | 75.5812 | 75.7863 | 76.074 | 76.3518 | 76.6618 | 77.0102 | 77.3121 | 77.701 | 78.0173 | 78.3605 | 78.5876 | 78.8149 | 79.096
Northwest | Small Office | Peak | February | Water Heating | MW | 3.7609 | 3.8586 | 4.0531 | 4.1068 | 4.1162 | 4.0721 | 4.1787 | 4.4874 | 4.2432 | 4.5061 | 5.0813 | 4.3566 | 3.8773 | 4.6468 | 4.7559 | 5.2046 | 4.8235 | 4.7554 | 4.6938 | 4.9868 | 5.7005 | 5.7715 | 5.9572 | 5.5404 | 5.7697 | 6.1722 | 5.3986 | 5.4474 | 5.6944 | 5.8815 | 5.964 | 6.024 | 6.0863 | 6.1582 | 6.2198 | 6.2638 | 6.3287 | 6.385 | 6.4373 | 6.4982 | 6.5589 | 6.6235 | 6.6929 | 6.7584 | 6.8329 | 6.9012 | 6.9725 | 7.0337 | 7.0954 | 7.1626
Northwest | Small Office | Peak | February | Other Substitutables | MW | 0.0312 | 0.0314 | 0.0353 | 0.0353 | 0.0343 | 0.0347 | 0.035 | 0.0387 | 0.0349 | 0.0396 | 0.043 | 0.037 | 0.0341 | 0.0387 | 0.0372 | 0.042 | 0.0397 | 0.0381 | 0.0398 | 0.0412 | 0.0556 | 0.0492 | 0.0395 | 0.052 | 0.0411 | 0.043 | 0.043 | 0.0444 | 0.0473 | 0.0498 | 0.0514 | 0.0529 | 0.0544 | 0.0559 | 0.0563 | 0.0566 | 0.057 | 0.0573 | 0.0576 | 0.058 | 0.0583 | 0.0587 | 0.0591 | 0.0595 | 0.0599 | 0.0603 | 0.0607 | 0.061 | 0.0614 | 0.0617
Northwest | Small Office | Peak | February | Refrigeration | MW | 0.0129 | 0.0158 | 0.0157 | 0.0155 | 0.0179 | 0.0177 | 0.0212 | 0.0187 | 0.0203 | 0.0191 | 0.0238 | 0.0204 | 0.0184 | 0.023 | 0.0244 | 0.0266 | 0.0269 | 0.024 | 0.0222 | 0.0247 | 0.0289 | 0.0281 | 0.0282 | 0.028 | 0.026 | 0.0293 | 0.0254 | 0.025 | 0.0256 | 0.0259 | 0.0259 | 0.0257 | 0.0255 | 0.0256 | 0.0255 | 0.0254 | 0.0255 | 0.0256 | 0.0256 | 0.0259 | 0.0262 | 0.0264 | 0.0265 | 0.0268 | 0.0272 | 0.0275 | 0.0282 | 0.0284 | 0.0285 | 0.029
Northwest | Small Office | Peak | February | Lighting | MW | 66.0254 | 67.6515 | 70.9881 | 71.7546 | 71.9111 | 71.1806 | 73.0945 | 78.3376 | 73.9587 | 78.5721 | 88.5853 | 75.8464 | 67.4814 | 80.8854 | 82.8935 | 90.6118 | 84.0833 | 80.333 | 79.314 | 84.2863 | 100.2808 | 95.0855 | 95.9676 | 95.8461 | 89.6142 | 97.4773 | 89.2816 | 88.9554 | 91.7783 | 93.6317 | 93.7794 | 93.6878 | 93.637 | 93.7241 | 93.8058 | 93.7451 | 93.966 | 94.1276 | 94.2925 | 94.591 | 94.9253 | 95.3549 | 95.8852 | 96.3752 | 96.992 | 97.5756 | 98.1861 | 98.7298 | 99.2907 | 99.9198
Northwest | Small Office | Peak | February | Air Conditioning | MW | 62.6516 | 61.3052 | 58.519 | 55.9238 | 83.7707 | 70.7411 | 77.7329 | 52.77 | 82.885 | 71.8787 | 85.8446 | 79.3447 | 86.6984 | 63.9531 | 66.9982 | 77.8476 | 79.624 | 105.0425 | 88.3826 | 80.4044 | 103.9969 | 98.4196 | 83.1001 | 103.7665 | 80.2834 | 86.442 | 86.7262 | 86.0915 | 89.297 | 91.7593 | 92.7434 | 93.6226 | 94.7069 | 96.0155 | 97.4455 | 98.7589 | 100.4388 | 102.131 | 103.8698 | 105.7901 | 107.8098 | 109.9896 | 112.3483 | 114.7262 | 117.3307 | 119.909 | 122.6004 | 125.2764 | 128.0355 | 130.9425
Northwest | Small Office | Peak | February | Other Non-Substitutables | MW | 92.4228 | 94.9315 | 99.6334 | 100.9845 | 101.1947 | 100.1779 | 102.7462 | 110.3109 | 104.3102 | 110.8288 | 124.9263 | 107.1481 | 95.335 | 114.2449 | 116.9461 | 127.936 | 118.6074 | 116.9355 | 115.4058 | 122.6046 | 142.2979 | 145.6863 | 147.2827 | 137.1318 | 138.978 | 154.6359 | 135.3793 | 136.0189 | 141.6111 | 146.0036 | 147.4059 | 148.319 | 149.3365 | 150.631 | 151.8738 | 152.7436 | 154.1259 | 155.3158 | 156.4229 | 157.7579 | 159.0921 | 160.516 | 162.0562 | 163.5235 | 165.2011 | 166.7329 | 168.3775 | 169.7416 | 171.1146 | 172.6401
Northwest | Small Office | Peak | March | Space Heating | MW | 42.723 | 42.0455 | 46.8375 | 49.7215 | 48.8306 | 47.9752 | 44.0564 | 55.812 | 48.2056 | 49.2331 | 57.3789 | 50.6625 | 47.9591 | 57.7305 | 60.5022 | 60.2496 | 62.493 | 50.8595 | 52.9228 | 53.9461 | 65.881 | 70.6099 | 75.3512 | 74.2553 | 70.1442 | 73.3312 | 71.1565 | 71.7685 | 74.5002 | 76.427 | 76.9633 | 77.2231 | 77.4958 | 77.8675 | 78.2244 | 78.3653 | 78.7394 | 79.0066 | 79.2198 | 79.5192 | 79.8082 | 80.1311 | 80.4942 | 80.8085 | 81.2133 | 81.543 | 81.9003 | 82.1368 | 82.3733 | 82.666
Northwest | Small Office | Peak | March | Water Heating | MW | 3.5279 | 3.6169 | 3.7993 | 3.8528 | 3.8564 | 3.8194 | 3.9145 | 4.215 | 3.9792 | 4.2261 | 4.3803 | 4.1814 | 4.0678 | 4.5965 | 4.7105 | 4.7506 | 4.9118 | 4.3513 | 4.4533 | 4.3508 | 5.2465 | 5.4147 | 5.7616 | 5.8102 | 5.766 | 5.5213 | 5.4885 | 5.538 | 5.7891 | 5.9792 | 6.0629 | 6.1237 | 6.1869 | 6.2599 | 6.3224 | 6.367 | 6.4329 | 6.49 | 6.5431 | 6.6049 | 6.6664 | 6.7321 | 6.8026 | 6.869 | 6.9446 | 7.0139 | 7.0863 | 7.1485 | 7.2111 | 7.2794
Northwest | Small Office | Peak | March | Other Substitutables | MW | 0.0276 | 0.0278 | 0.0313 | 0.0313 | 0.0303 | 0.0307 | 0.031 | 0.0343 | 0.0309 | 0.0351 | 0.035 | 0.0335 | 0.0338 | 0.0361 | 0.0348 | 0.0362 | 0.0382 | 0.0329 | 0.0356 | 0.0339 | 0.0483 | 0.0436 | 0.0361 | 0.0515 | 0.0387 | 0.0363 | 0.0413 | 0.0426 | 0.0454 | 0.0478 | 0.0494 | 0.0508 | 0.0522 | 0.0537 | 0.0541 | 0.0544 | 0.0547 | 0.055 | 0.0553 | 0.0557 | 0.056 | 0.0564 | 0.0568 | 0.0571 | 0.0575 | 0.0579 | 0.0583 | 0.0586 | 0.0589 | 0.0593
Northwest | Small Office | Peak | March | Refrigeration | MW | 0.0121 | 0.0148 | 0.0147 | 0.0146 | 0.0167 | 0.0166 | 0.0198 | 0.0176 | 0.019 | 0.0179 | 0.0206 | 0.0197 | 0.0193 | 0.0228 | 0.0242 | 0.0242 | 0.0273 | 0.022 | 0.0212 | 0.0216 | 0.0267 | 0.0262 | 0.0271 | 0.0291 | 0.0259 | 0.0261 | 0.0257 | 0.0253 | 0.0259 | 0.0262 | 0.0263 | 0.026 | 0.0259 | 0.0259 | 0.0258 | 0.0257 | 0.0259 | 0.0259 | 0.0259 | 0.0262 | 0.0265 | 0.0267 | 0.0269 | 0.0272 | 0.0275 | 0.0279 | 0.0286 | 0.0287 | 0.0289 | 0.0293
Northwest | Small Office | Peak | March | Lighting | MW | 55.5955 | 56.9245 | 59.7338 | 60.4267 | 60.4795 | 59.9314 | 61.4635 | 66.0459 | 62.2555 | 66.1445 | 68.5416 | 65.3369 | 63.5478 | 71.8216 | 73.693 | 74.2377 | 76.8546 | 65.9747 | 67.5405 | 66.0031 | 82.8472 | 80.1075 | 83.3593 | 90.2564 | 80.4597 | 78.3579 | 81.5307 | 81.2328 | 83.81 | 85.5019 | 85.6355 | 85.5511 | 85.5034 | 85.5816 | 85.6549 | 85.5989 | 85.7993 | 85.9458 | 86.0954 | 86.367 | 86.6714 | 87.0628 | 87.5462 | 87.9926 | 88.5544 | 89.0866 | 89.643 | 90.1386 | 90.65 | 91.2235
Northwest | Small Office | Peak | March | Air Conditioning | MW | 59.9032 | 58.5716 | 55.9171 | 53.4774 | 79.9951 | 67.6318 | 74.2185 | 50.5135 | 79.2255 | 68.7067 | 75.4281 | 77.6116 | 92.6972 | 64.4798 | 67.6412 | 72.4322 | 82.6518 | 97.9645 | 85.4564 | 71.5005 | 97.5543 | 94.1172 | 81.9004 | 110.9636 | 81.7362 | 78.7555 | 89.8532 | 89.1979 | 92.5152 | 95.0626 | 96.0776 | 96.9847 | 98.1033 | 99.4547 | 100.9314 | 102.2883 | 104.0242 | 105.7728 | 107.5701 | 109.5554 | 111.6436 | 113.8978 | 116.337 | 118.7961 | 121.4891 | 124.1561 | 126.9397 | 129.7076 | 132.5615 | 135.5683
Northwest | Small Office | Peak | March | Other Non-Substitutables | MW | 102.0955 | 104.791 | 109.9836 | 111.5662 | 111.6459 | 110.6515 | 113.3478 | 122.0177 | 115.1972 | 122.4059 | 126.8214 | 121.1041 | 117.7842 | 133.0832 | 136.4038 | 137.5165 | 142.2335 | 126.0056 | 128.9403 | 125.9692 | 154.2336 | 160.941 | 167.7485 | 169.3491 | 163.5665 | 162.8639 | 162.0646 | 162.829 | 169.5208 | 174.7766 | 176.4509 | 177.5413 | 178.7553 | 180.301 | 181.7847 | 182.8236 | 184.4745 | 185.8954 | 187.2179 | 188.813 | 190.4071 | 192.1089 | 193.95 | 195.7035 | 197.7078 | 199.5392 | 201.5043 | 203.1349 | 204.7761 | 206.5993
Northwest | Small Office | Peak | April | Space Heating | MW | 32.0987 | 31.473 | 35.0097 | 37.2709 | 36.5082 | 35.9772 | 32.8898 | 42.1551 | 36.2347 | 37.034 | 39.9247 | 38.9421 | 35.7697 | 45.0415 | 47.1286 | 48.2186 | 46.4213 | 40.9146 | 41.151 | 45.6421 | 47.3423 | 52.7106 | 61.1371 | 50.7538 | 52.2835 | 55.3546 | 49.9467 | 50.3739 | 52.2895 | 53.64 | 54.0136 | 54.1944 | 54.384 | 54.6424 | 54.8915 | 54.9897 | 55.2502 | 55.4361 | 55.5844 | 55.7923 | 55.9931 | 56.2181 | 56.4715 | 56.6901 | 56.9719 | 57.2015 | 57.4489 | 57.6137 | 57.7785 | 57.9817
Northwest | Small Office | Peak | April | Water Heating | MW | 2.7716 | 2.8309 | 2.9693 | 3.0198 | 3.0145 | 2.995 | 3.0565 | 3.329 | 3.1274 | 3.3245 | 3.1873 | 3.3609 | 3.1721 | 3.7495 | 3.8365 | 3.9749 | 3.8156 | 3.6602 | 3.621 | 3.8491 | 3.944 | 4.2277 | 4.8861 | 4.1514 | 4.4938 | 4.3564 | 4.0284 | 4.0646 | 4.2487 | 4.3881 | 4.4493 | 4.4939 | 4.5401 | 4.5934 | 4.6392 | 4.6719 | 4.7201 | 4.7619 | 4.8008 | 4.8459 | 4.8909 | 4.939 | 4.9906 | 5.0392 | 5.0945 | 5.1452 | 5.1981 | 5.2436 | 5.2895 | 5.3394
Northwest | Small Office | Peak | April | Other Substitutables | MW | 0.0308 | 0.0309 | 0.0347 | 0.0349 | 0.0337 | 0.0342 | 0.0344 | 0.0385 | 0.0346 | 0.0391 | 0.0361 | 0.0382 | 0.0373 | 0.0418 | 0.0402 | 0.0431 | 0.0422 | 0.0393 | 0.0412 | 0.0426 | 0.0516 | 0.0484 | 0.0434 | 0.0523 | 0.0429 | 0.0407 | 0.0431 | 0.0444 | 0.0474 | 0.0499 | 0.0515 | 0.053 | 0.0545 | 0.056 | 0.0564 | 0.0567 | 0.0571 | 0.0574 | 0.0577 | 0.0581 | 0.0584 | 0.0588 | 0.0592 | 0.0596 | 0.06 | 0.0604 | 0.0607 | 0.0611 | 0.0615 | 0.0618
Northwest | Small Office | Peak | April | Refrigeration | MW | 0.0091 | 0.0111 | 0.011 | 0.011 | 0.0125 | 0.0126 | 0.0148 | 0.0136 | 0.0144 | 0.0139 | 0.0147 | 0.0156 | 0.0149 | 0.0183 | 0.0193 | 0.0194 | 0.0203 | 0.0179 | 0.0167 | 0.0187 | 0.0196 | 0.0201 | 0.0226 | 0.0205 | 0.0199 | 0.0203 | 0.0184 | 0.0182 | 0.0186 | 0.0188 | 0.0188 | 0.0187 | 0.0186 | 0.0186 | 0.0185 | 0.0184 | 0.0186 | 0.0186 | 0.0186 | 0.0188 | 0.019 | 0.0192 | 0.0193 | 0.0195 | 0.0198 | 0.02 | 0.0205 | 0.0206 | 0.0207 | 0.0211
Northwest | Small Office | Peak | April | Lighting | MW | 60.8786 | 62.1131 | 65.0833 | 66.0305 | 65.9168 | 65.5257 | 66.9036 | 72.7309 | 68.2212 | 72.553 | 69.5426 | 73.2217 | 69.0951 | 81.6989 | 83.6875 | 86.6486 | 83.2733 | 77.4735 | 76.6692 | 81.4894 | 86.9243 | 87.2929 | 98.677 | 90.0065 | 87.5562 | 86.3383 | 83.5429 | 83.2381 | 85.879 | 87.6125 | 87.7479 | 87.6614 | 87.6121 | 87.6908 | 87.7653 | 87.708 | 87.9119 | 88.0608 | 88.2134 | 88.4898 | 88.8 | 89.1999 | 89.6943 | 90.15 | 90.7235 | 91.2674 | 91.8342 | 92.3413 | 92.8644 | 93.45
Northwest | Small Office | Peak | April | Air Conditioning | MW | 45.3656 | 44.1993 | 42.0995 | 40.3688 | 60.3055 | 51.1226 | 55.9366 | 38.4564 | 60.0328 | 52.1013 | 52.9046 | 60.1303 | 69.644 | 50.6795 | 53.0602 | 58.3763 | 61.9012 | 79.4432 | 67.0107 | 60.9597 | 70.6983 | 70.8245 | 66.9 | 76.4359 | 61.343 | 59.8299 | 63.5466 | 63.0832 | 65.4272 | 67.2267 | 67.9415 | 68.5811 | 69.37 | 70.3228 | 71.3649 | 72.3228 | 73.5475 | 74.7814 | 76.0502 | 77.4509 | 78.9245 | 80.5159 | 82.2383 | 83.974 | 85.8747 | 87.7575 | 89.721 | 91.6758 | 93.6912 | 95.8134
Northwest | Small Office | Peak | April | Other Non-Substitutables | MW | 91.818 | 93.888 | 98.3962 | 100.1045 | 99.9051 | 99.3252 | 101.3101 | 110.3193 | 103.6411 | 110.2277 | 105.6362 | 111.4291 | 105.1444 | 124.2718 | 127.1736 | 131.7194 | 126.4791 | 121.3323 | 120.016 | 127.5734 | 132.6718 | 143.8067 | 162.9049 | 138.5369 | 145.9776 | 147.1043 | 136.129 | 136.7683 | 142.385 | 146.7956 | 148.1948 | 149.1078 | 150.124 | 151.416 | 152.6587 | 153.5295 | 154.91 | 156.0988 | 157.206 | 158.5391 | 159.872 | 161.2968 | 162.8396 | 164.3065 | 165.9832 | 167.5163 | 169.1565 | 170.5233 | 171.8987 | 173.4236
Northwest | Small Office | Peak | May | Space Heating | MW | 34.2625 | 33.3804 | 37.3239 | 39.9592 | 38.8228 | 38.3884 | 34.6803 | 45.115 | 38.1568 | 39.1266 | 47.8896 | 43.0342 | 38.7116 | 50.9366 | 53.8798 | 52.4561 | 57.2349 | 44.4791 | 44.5117 | 51.1368 | 55.6123 | 57.402 | 64.0567 | 56.8218 | 59.2814 | 59.3587 | 55.0821 | 55.5555 | 57.664 | 59.1494 | 59.5541 | 59.7509 | 59.9585 | 60.2363 | 60.5107 | 60.6186 | 60.9001 | 61.1019 | 61.263 | 61.4846 | 61.6993 | 61.9429 | 62.2194 | 62.4537 | 62.7578 | 63.0047 | 63.2634 | 63.4428 | 63.6217 | 63.8378
Northwest | Small Office | Peak | May | Water Heating | MW | 3.4082 | 3.4593 | 3.6466 | 3.731 | 3.6921 | 3.6825 | 3.7134 | 4.1066 | 3.7946 | 4.0474 | 4.4013 | 4.2798 | 3.9563 | 4.8839 | 5.051 | 4.9802 | 5.4203 | 4.5832 | 4.5123 | 4.9684 | 5.3414 | 5.3045 | 5.8887 | 5.3494 | 5.869 | 5.377 | 5.1169 | 5.1627 | 5.3963 | 5.5731 | 5.6502 | 5.7068 | 5.7655 | 5.8328 | 5.8909 | 5.9325 | 5.9932 | 6.0459 | 6.0951 | 6.1517 | 6.2083 | 6.2689 | 6.3343 | 6.3954 | 6.4649 | 6.5288 | 6.5945 | 6.6523 | 6.7103 | 6.773
Northwest | Small Office | Peak | May | Other Substitutables | MW | 0.0304 | 0.0304 | 0.0343 | 0.0346 | 0.0332 | 0.0338 | 0.0337 | 0.038 | 0.0337 | 0.0382 | 0.0401 | 0.0391 | 0.0373 | 0.0437 | 0.0425 | 0.0434 | 0.0483 | 0.0395 | 0.0412 | 0.0441 | 0.056 | 0.0487 | 0.042 | 0.054 | 0.0448 | 0.0402 | 0.0439 | 0.0452 | 0.0482 | 0.0508 | 0.0524 | 0.0539 | 0.0554 | 0.057 | 0.0574 | 0.0577 | 0.0581 | 0.0584 | 0.0587 | 0.0591 | 0.0594 | 0.0598 | 0.0603 | 0.0606 | 0.0611 | 0.0615 | 0.0618 | 0.0622 | 0.0626 | 0.0629
Northwest | Small Office | Peak | May | Refrigeration | MW | 0.0094 | 0.0112 | 0.0112 | 0.0113 | 0.0128 | 0.0131 | 0.0149 | 0.0151 | 0.0151 | 0.0152 | 0.0182 | 0.0178 | 0.017 | 0.0217 | 0.023 | 0.0215 | 0.0257 | 0.0199 | 0.0186 | 0.0224 | 0.0241 | 0.0225 | 0.0245 | 0.0241 | 0.0237 | 0.0228 | 0.0209 | 0.0206 | 0.021 | 0.0213 | 0.0213 | 0.0211 | 0.021 | 0.0211 | 0.021 | 0.0209 | 0.021 | 0.021 | 0.0211 | 0.0213 | 0.0215 | 0.0217 | 0.0218 | 0.0221 | 0.0224 | 0.0226 | 0.0232 | 0.0233 | 0.0235 | 0.0238
Northwest | Small Office | Peak | May | Lighting | MW | 71.9388 | 72.9377 | 76.8045 | 78.4009 | 77.5837 | 77.4349 | 78.1435 | 86.2604 | 79.5762 | 84.9364 | 92.3781 | 89.6728 | 82.8454 | 102.3055 | 105.9234 | 104.3965 | 113.7666 | 93.5343 | 92.1153 | 101.3458 | 113.3772 | 105.4893 | 114.533 | 111.6722 | 109.9421 | 102.4674 | 102.09 | 101.7198 | 104.9487 | 107.0687 | 107.2313 | 107.1282 | 107.0719 | 107.165 | 107.2595 | 107.1925 | 107.438 | 107.6193 | 107.8059 | 108.1371 | 108.5108 | 108.9968 | 109.6005 | 110.1519 | 110.8473 | 111.5069 | 112.1843 | 112.804 | 113.4427 | 114.1508
Northwest | Small Office | Peak | May | Air Conditioning | MW | 55.5344 | 53.7952 | 51.3521 | 49.5795 | 73.649 | 62.5781 | 67.7774 | 47.2211 | 72.5904 | 63.1499 | 72.6808 | 76.279 | 86.5267 | 65.6186 | 69.3484 | 72.6017 | 87.4542 | 99.0022 | 83.0946 | 78.1748 | 95.3112 | 88.4264 | 80.1064 | 98.085 | 79.6131 | 73.4447 | 80.2956 | 79.7012 | 82.6647 | 84.9403 | 85.8428 | 86.6543 | 87.6562 | 88.8595 | 90.1813 | 91.3962 | 92.9428 | 94.5037 | 96.1091 | 97.8751 | 99.7342 | 101.7446 | 103.9226 | 106.1126 | 108.5111 | 110.8868 | 113.3539 | 115.8253 | 118.3727 | 121.0477
Northwest | Small Office | Peak | May | Other Non-Substitutables | MW | 84.6594 | 86.0216 | 90.6035 | 92.7399 | 91.7499 | 91.57 | 92.2857 | 102.042 | 94.292 | 100.6213 | 109.3789 | 106.3948 | 98.3278 | 121.3716 | 125.5408 | 123.7452 | 134.7196 | 113.9175 | 112.1403 | 123.4693 | 134.4656 | 135.0976 | 147.5371 | 134.0433 | 143.3249 | 136.4452 | 129.5143 | 130.1133 | 135.4456 | 139.6309 | 140.942 | 141.805 | 142.7696 | 143.9806 | 145.1606 | 145.9874 | 147.2833 | 148.4044 | 149.4505 | 150.6961 | 151.9447 | 153.2876 | 154.7477 | 156.1246 | 157.7009 | 159.1424 | 160.6621 | 161.9577 | 163.2604 | 164.6894
Northwest | Small Office | Peak | June | Space Heating | MW | 9.3174 | 9.0517 | 10.2348 | 11.0648 | 10.342 | 10.404 | 9.2294 | 12.5365 | 10.0531 | 10.4922 | 11.7322 | 10.2615 | 9.7616 | 13.0336 | 14.592 | 13.2411 | 14.7711 | 11.841 | 12.4706 | 13.4454 | 14.6868 | 13.8231 | 16.9685 | 13.2332 | 14.2719 | 14.4286 | 13.4626 | 13.5754 | 14.0886 | 14.4494 | 14.5452 | 14.5915 | 14.6402 | 14.7052 | 14.7707 | 14.7963 | 14.8629 | 14.9103 | 14.9482 | 15.0001 | 15.0504 | 15.1081 | 15.1741 | 15.2292 | 15.301 | 15.3594 | 15.4194 | 15.462 | 15.5043 | 15.5548
Northwest | Small Office | Peak | June | Water Heating | MW | 8.7524 | 8.8606 | 9.4429 | 9.7602 | 9.2876 | 9.4283 | 9.3295 | 10.7833 | 9.445 | 10.251 | 10.1722 | 9.6401 | 9.4271 | 11.8004 | 12.9121 | 11.8675 | 13.2111 | 11.5206 | 11.9365 | 12.337 | 13.3301 | 12.0574 | 14.7123 | 11.7554 | 13.3422 | 12.3227 | 11.8126 | 11.9171 | 12.4545 | 12.8608 | 13.0359 | 13.1648 | 13.2985 | 13.451 | 13.5841 | 13.6796 | 13.8177 | 13.938 | 14.0504 | 14.1789 | 14.3076 | 14.446 | 14.5957 | 14.7349 | 14.8932 | 15.0391 | 15.1876 | 15.3199 | 15.4528 | 15.5953
Northwest | Small Office | Peak | June | Other Substitutables | MW | 0.0359 | 0.0357 | 0.0406 | 0.0414 | 0.0383 | 0.0396 | 0.0389 | 0.0456 | 0.0385 | 0.0443 | 0.0425 | 0.0403 | 0.0407 | 0.0485 | 0.05 | 0.0476 | 0.0542 | 0.0454 | 0.05 | 0.0501 | 0.064 | 0.0506 | 0.0478 | 0.0542 | 0.0464 | 0.042 | 0.0462 | 0.0476 | 0.0508 | 0.0535 | 0.0552 | 0.0568 | 0.0584 | 0.06 | 0.0605 | 0.0608 | 0.0612 | 0.0615 | 0.0619 | 0.0622 | 0.0626 | 0.063 | 0.0635 | 0.0639 | 0.0643 | 0.0647 | 0.0651 | 0.0655 | 0.0659 | 0.0663
Northwest | Small Office | Peak | June | Refrigeration | MW | 0.0202 | 0.024 | 0.0237 | 0.0245 | 0.027 | 0.0283 | 0.0313 | 0.035 | 0.032 | 0.0343 | 0.037 | 0.0357 | 0.0365 | 0.0462 | 0.0512 | 0.0442 | 0.0549 | 0.0453 | 0.0449 | 0.0511 | 0.0547 | 0.0467 | 0.0568 | 0.0493 | 0.0507 | 0.0486 | 0.044 | 0.0433 | 0.0443 | 0.0449 | 0.0449 | 0.0446 | 0.0442 | 0.0444 | 0.0442 | 0.0439 | 0.0442 | 0.0443 | 0.0444 | 0.0449 | 0.0453 | 0.0457 | 0.0459 | 0.0465 | 0.0471 | 0.0477 | 0.0489 | 0.0491 | 0.0494 | 0.0502
Northwest | Small Office | Peak | June | Lighting | MW | 76.9047 | 77.7654 | 82.7833 | 85.351 | 81.2576 | 82.5589 | 81.7995 | 94.3154 | 82.4635 | 89.5929 | 88.9475 | 84.1258 | 82.1994 | 102.9447 | 112.7251 | 103.5498 | 115.4475 | 98.0951 | 101.7004 | 105.0018 | 117.8785 | 99.9736 | 119.3529 | 102.2176 | 104.2854 | 98.0372 | 98.2842 | 97.9301 | 101.0386 | 103.079 | 103.2287 | 103.129 | 103.0722 | 103.1554 | 103.2427 | 103.1787 | 103.4077 | 103.5766 | 103.7525 | 104.0632 | 104.4154 | 104.8776 | 105.4542 | 105.9773 | 106.6367 | 107.265 | 107.9031 | 108.4959 | 109.106 | 109.7784
Northwest | Small Office | Peak | June | Air Conditioning | MW | 145.0231 | 140.1423 | 134.8248 | 131.7995 | 188.6196 | 162.8756 | 173.0716 | 126.0681 | 184.0246 | 162.6339 | 170.6691 | 174.8544 | 210.0022 | 161.0313 | 179.803 | 175.3803 | 216.5507 | 252.8876 | 223.1148 | 196.9173 | 241.9033 | 204.2109 | 202.8381 | 219.2402 | 183.2834 | 170.388 | 188.1376 | 186.7491 | 193.665 | 198.9684 | 201.0442 | 202.9195 | 205.2368 | 208.0189 | 211.0837 | 213.9075 | 217.4921 | 221.1139 | 224.8439 | 228.9411 | 233.257 | 237.9303 | 242.9978 | 248.0863 | 253.6566 | 259.1815 | 264.9023 | 270.6562 | 276.5858 | 282.802
Northwest | Small Office | Peak | June | Other Non-Substitutables | MW | 84.7216 | 85.8586 | 91.4244 | 94.5448 | 89.9395 | 91.36 | 90.3487 | 104.4183 | 91.458 | 99.3094 | 98.514 | 93.388 | 91.3023 | 114.2782 | 125.058 | 114.9128 | 127.9557 | 111.5848 | 115.5992 | 119.4729 | 130.5603 | 119.5152 | 143.7843 | 114.8519 | 127.1527 | 121.9102 | 116.3991 | 116.9284 | 121.7073 | 125.455 | 126.6101 | 127.3753 | 128.2298 | 129.2975 | 130.3451 | 131.082 | 132.2261 | 133.2178 | 134.1456 | 135.2435 | 136.346 | 137.5375 | 138.837 | 140.0553 | 141.4494 | 142.7281 | 144.0616 | 145.2162 | 146.3759 | 147.6391
Northwest | Small Office | Peak | July | Space Heating | MW | 2.6738 | 2.6153 | 2.9821 | 3.2381 | 2.9496 | 2.9851 | 2.6395 | 3.6962 | 2.8477 | 3.0257 | 3.5702 | 2.9759 | 3.0288 | 3.8354 | 4.1732 | 3.6384 | 4.1331 | 3.4646 | 3.6277 | 4.1688 | 4.2543 | 4.3759 | 4.781 | 4.3924 | 4.4563 | 4.4774 | 4.3044 | 4.3396 | 4.5031 | 4.618 | 4.6478 | 4.6621 | 4.6771 | 4.6972 | 4.7177 | 4.7255 | 4.7462 | 4.7608 | 4.7725 | 4.7885 | 4.804 | 4.822 | 4.8426 | 4.8597 | 4.882 | 4.9002 | 4.9185 | 4.9318 | 4.9449 | 4.9605
Northwest | Small Office | Peak | July | Water Heating | MW | 9.4671 | 9.6515 | 10.3713 | 10.7685 | 9.9853 | 10.1992 | 10.0525 | 11.9864 | 10.0875 | 11.1417 | 11.6601 | 10.5393 | 11.0307 | 13.0892 | 13.915 | 12.2894 | 13.9332 | 12.7021 | 13.086 | 14.4185 | 14.5572 | 14.3776 | 15.6039 | 14.6953 | 15.7061 | 14.389 | 14.2317 | 14.3566 | 15.0026 | 15.4906 | 15.699 | 15.8529 | 16.0122 | 16.1935 | 16.3522 | 16.4665 | 16.6307 | 16.7739 | 16.908 | 17.0608 | 17.2139 | 17.3792 | 17.5582 | 17.724 | 17.9124 | 18.0866 | 18.2625 | 18.4208 | 18.5798 | 18.7495
Northwest | Small Office | Peak | July | Other Substitutables | MW | 0.0355 | 0.0356 | 0.0405 | 0.0416 | 0.0375 | 0.039 | 0.0381 | 0.0461 | 0.0375 | 0.0438 | 0.0444 | 0.0402 | 0.0436 | 0.0491 | 0.0492 | 0.045 | 0.0522 | 0.0458 | 0.0501 | 0.0535 | 0.0641 | 0.0552 | 0.0462 | 0.0619 | 0.0496 | 0.0446 | 0.0507 | 0.0523 | 0.0558 | 0.0587 | 0.0606 | 0.0624 | 0.0641 | 0.0659 | 0.0664 | 0.0667 | 0.0672 | 0.0676 | 0.0679 | 0.0683 | 0.0687 | 0.0691 | 0.0696 | 0.0701 | 0.0706 | 0.071 | 0.0714 | 0.0719 | 0.0723 | 0.0727
Northwest | Small Office | Peak | July | Refrigeration | MW | 0.02 | 0.0242 | 0.0235 | 0.0246 | 0.0265 | 0.0277 | 0.0314 | 0.0375 | 0.0306 | 0.0349 | 0.0393 | 0.0363 | 0.0386 | 0.0473 | 0.0495 | 0.0405 | 0.0524 | 0.0442 | 0.0448 | 0.0544 | 0.0528 | 0.0498 | 0.0555 | 0.0568 | 0.056 | 0.0521 | 0.0489 | 0.0482 | 0.0493 | 0.0499 | 0.05 | 0.0496 | 0.0492 | 0.0494 | 0.0492 | 0.0489 | 0.0492 | 0.0493 | 0.0494 | 0.0499 | 0.0504 | 0.0508 | 0.0511 | 0.0517 | 0.0524 | 0.053 | 0.0544 | 0.0547 | 0.055 | 0.0558
Northwest | Small Office | Peak | July | Lighting | MW | 81.5992 | 83.062 | 89.143 | 92.2822 | 85.6818 | 87.5884 | 86.4624 | 102.7501 | 86.3375 | 95.4631 | 99.9539 | 90.153 | 94.3056 | 111.9357 | 119.0466 | 105.0778 | 119.3337 | 106.2425 | 109.5078 | 120.5 | 126.3342 | 117.0776 | 124.393 | 125.388 | 120.6596 | 112.5854 | 116.2949 | 115.8765 | 119.5521 | 121.9637 | 122.1316 | 122.0108 | 121.9376 | 122.0273 | 122.1243 | 122.0463 | 122.3082 | 122.5007 | 122.7035 | 123.0622 | 123.4706 | 124.0111 | 124.6878 | 125.2981 | 126.0674 | 126.804 | 127.5448 | 128.2415 | 128.9582 | 129.7441
Northwest | Small Office | Peak | July | Air Conditioning | MW | 133.131 | 129.5335 | 125.5347 | 123.442 | 172.1952 | 149.53 | 157.9765 | 118.818 | 167.0218 | 149.9927 | 165.9683 | 162.3271 | 209.0488 | 151.535 | 164.3307 | 153.9807 | 193.8134 | 236.8697 | 207.3876 | 195.177 | 224.5699 | 206.7699 | 182.144 | 233.0665 | 182.6006 | 168.3314 | 192.1703 | 190.7644 | 197.7963 | 203.1809 | 205.2586 | 207.1428 | 209.4721 | 212.2722 | 215.364 | 218.2183 | 221.8371 | 225.4966 | 229.2708 | 233.413 | 237.7793 | 242.5131 | 247.6498 | 252.8025 | 258.4407 | 264.0415 | 269.8266 | 275.6635 | 281.6781 | 287.9755
Northwest | Small Office | Peak | July | Other Non-Substitutables | MW | 73.9276 | 75.4466 | 81.0049 | 84.1523 | 78.0066 | 79.7278 | 78.5339 | 93.6355 | 78.8003 | 87.0762 | 91.0989 | 82.3645 | 86.1854 | 102.2594 | 108.7212 | 95.9995 | 108.8656 | 99.2482 | 102.237 | 112.6433 | 114.8107 | 114.8089 | 123.1265 | 115.8691 | 120.9167 | 114.8889 | 113.0333 | 113.5399 | 118.1685 | 121.796 | 122.8974 | 123.6306 | 124.4473 | 125.4656 | 126.47 | 127.1782 | 128.2714 | 129.2199 | 130.1098 | 131.1583 | 132.2126 | 133.3569 | 134.6078 | 135.7748 | 137.1096 | 138.3381 | 139.6072 | 140.7197 | 141.8364 | 143.046
Northwest | Small Office | Peak | August | Space Heating | MW | 2.7305 | 2.673 | 3.0517 | 3.314 | 3.0078 | 3.0441 | 2.6934 | 3.7809 | 2.8979 | 3.0868 | 3.655 | 3.1837 | 3.0671 | 3.9889 | 4.2458 | 3.8253 | 4.2539 | 3.3714 | 3.8248 | 4.3177 | 3.9947 | 4.2888 | 5.0629 | 4.3181 | 4.7245 | 4.8358 | 4.6036 | 4.6409 | 4.8158 | 4.9387 | 4.9706 | 4.9859 | 5.0019 | 5.0234 | 5.0451 | 5.0535 | 5.0755 | 5.0911 | 5.1036 | 5.1207 | 5.1372 | 5.1565 | 5.1786 | 5.1968 | 5.2206 | 5.2401 | 5.2597 | 5.2739 | 5.288 | 5.3046
Northwest | Small Office | Peak | August | Water Heating | MW | 8.2475 | 8.416 | 9.0546 | 9.4027 | 8.6868 | 8.8734 | 8.75 | 10.4603 | 8.7581 | 9.6969 | 10.1826 | 9.6193 | 9.5307 | 11.614 | 12.0775 | 11.0228 | 12.2334 | 10.5448 | 11.7698 | 12.7401 | 11.6587 | 12.0176 | 14.0959 | 12.3244 | 14.2077 | 13.2559 | 12.9808 | 13.095 | 13.6843 | 14.1296 | 14.3198 | 14.4602 | 14.6054 | 14.7709 | 14.9153 | 15.0192 | 15.1689 | 15.2993 | 15.4215 | 15.5609 | 15.7005 | 15.8512 | 16.0144 | 16.1656 | 16.3374 | 16.4964 | 16.657 | 16.8013 | 16.9463 | 17.1011
Northwest | Small Office | Peak | August | Other Substitutables | MW | 0.032 | 0.0321 | 0.0365 | 0.0375 | 0.0336 | 0.035 | 0.0342 | 0.0415 | 0.0336 | 0.0394 | 0.04 | 0.0379 | 0.0389 | 0.045 | 0.0441 | 0.0417 | 0.0474 | 0.0392 | 0.0465 | 0.0489 | 0.053 | 0.0476 | 0.0431 | 0.0537 | 0.0463 | 0.0424 | 0.0478 | 0.0493 | 0.0525 | 0.0553 | 0.0571 | 0.0587 | 0.0604 | 0.0621 | 0.0625 | 0.0628 | 0.0633 | 0.0636 | 0.064 | 0.0643 | 0.0647 | 0.0651 | 0.0656 | 0.066 | 0.0665 | 0.0669 | 0.0673 | 0.0677 | 0.0681 | 0.0685
Northwest | Small Office | Peak | August | Refrigeration | MW | 0.0175 | 0.0214 | 0.0206 | 0.0216 | 0.0233 | 0.0243 | 0.0276 | 0.0331 | 0.0268 | 0.0307 | 0.0345 | 0.0333 | 0.0334 | 0.0421 | 0.043 | 0.0364 | 0.0463 | 0.0368 | 0.0405 | 0.0482 | 0.0423 | 0.0418 | 0.0506 | 0.048 | 0.0511 | 0.0484 | 0.0451 | 0.0444 | 0.0454 | 0.046 | 0.046 | 0.0457 | 0.0453 | 0.0455 | 0.0453 | 0.045 | 0.0453 | 0.0454 | 0.0455 | 0.046 | 0.0465 | 0.0468 | 0.0471 | 0.0476 | 0.0483 | 0.0489 | 0.0501 | 0.0504 | 0.0507 | 0.0514
Northwest | Small Office | Peak | August | Lighting | MW | 66.1105 | 67.3546 | 72.3694 | 74.9243 | 69.3123 | 70.8557 | 69.9859 | 83.378 | 69.6993 | 77.2578 | 81.1726 | 76.5161 | 75.7644 | 92.3475 | 96.0807 | 87.6393 | 97.4321 | 82.0144 | 91.5829 | 99.006 | 94.0523 | 91.0307 | 104.5493 | 97.7604 | 101.5917 | 96.5159 | 98.6582 | 98.3021 | 101.4183 | 103.4624 | 103.6029 | 103.4985 | 103.4334 | 103.5076 | 103.5873 | 103.5191 | 103.7398 | 103.9014 | 104.0721 | 104.3757 | 104.7215 | 105.1792 | 105.7522 | 106.2692 | 106.9208 | 107.5455 | 108.1742 | 108.7642 | 109.3713 | 110.0377
Northwest | Small Office | Peak | August | Air Conditioning | MW | 141.8524 | 138.1439 | 134.0128 | 131.8608 | 183.2094 | 159.0901 | 168.0923 | 126.8117 | 177.3704 | 159.6414 | 177.2258 | 181.2038 | 220.9617 | 164.44 | 174.4322 | 168.9044 | 208.0798 | 240.4884 | 228.0383 | 210.87 | 219.9949 | 211.352 | 201.0619 | 239.1046 | 201.8475 | 189.5082 | 214.2848 | 212.7279 | 220.558 | 226.5515 | 228.8562 | 230.9455 | 233.528 | 236.6378 | 240.0708 | 243.2406 | 247.264 | 251.3318 | 255.5284 | 260.1374 | 264.9959 | 270.2638 | 275.9795 | 281.7143 | 287.9891 | 294.2248 | 300.6674 | 307.1637 | 313.8585 | 320.8703
Northwest | Small Office | Peak | August | Other Non-Substitutables | MW | 58.0581 | 59.3063 | 63.7529 | 66.2385 | 61.1764 | 62.5296 | 61.6227 | 73.6627 | 61.6741 | 68.3175 | 71.7168 | 67.7679 | 67.1286 | 81.7941 | 85.0664 | 77.6216 | 86.1668 | 74.2744 | 82.8935 | 89.7241 | 82.897 | 86.5011 | 100.2235 | 87.5723 | 98.5734 | 95.3621 | 92.9392 | 93.356 | 97.1609 | 100.143 | 101.0477 | 101.6493 | 102.3181 | 103.1543 | 103.9778 | 104.5583 | 105.4563 | 106.235 | 106.9657 | 107.8279 | 108.6949 | 109.6355 | 110.6633 | 111.6227 | 112.7198 | 113.7303 | 114.7751 | 115.689 | 116.6066 | 117.6015
Northwest | Small Office | Peak | September | Space Heating | MW | 15.4132 | 15.0088 | 16.8606 | 18.1719 | 17.2112 | 17.2049 | 15.4039 | 20.6244 | 16.8908 | 17.4855 | 20.6703 | 17.9649 | 18.3899 | 22.2439 | 23.1657 | 21.4818 | 23.5264 | 21.414 | 20.3667 | 23.1693 | 24.2795 | 24.9191 | 27.3515 | 25.2646 | 25.5199 | 28.8941 | 25.2203 | 25.4336 | 26.3975 | 27.0761 | 27.2597 | 27.3483 | 27.4415 | 27.5673 | 27.6914 | 27.7402 | 27.8681 | 27.9593 | 28.0321 | 28.133 | 28.2306 | 28.3413 | 28.4669 | 28.5736 | 28.7117 | 28.8242 | 28.9427 | 29.024 | 29.1051 | 29.2035
Northwest | Small Office | Peak | September | Water Heating | MW | 9.4638 | 9.6017 | 10.168 | 10.4742 | 10.1041 | 10.1883 | 10.1781 | 11.5889 | 10.3706 | 11.1647 | 11.723 | 11.0292 | 11.6043 | 13.1651 | 13.4038 | 12.5876 | 13.7516 | 13.6199 | 12.7408 | 13.895 | 14.4015 | 14.2162 | 15.5167 | 14.6814 | 15.5962 | 16.1495 | 14.4678 | 14.5965 | 15.256 | 15.7547 | 15.9715 | 16.1301 | 16.2948 | 16.4836 | 16.6472 | 16.7646 | 16.9355 | 17.0842 | 17.2228 | 17.3825 | 17.542 | 17.713 | 17.8972 | 18.0697 | 18.2657 | 18.446 | 18.6318 | 18.7945 | 18.9581 | 19.1349
Northwest | Small Office | Peak | September | Other Substitutables | MW | 0.0298 | 0.0297 | 0.0336 | 0.0342 | 0.032 | 0.0329 | 0.0325 | 0.0377 | 0.0324 | 0.0371 | 0.0376 | 0.0354 | 0.0385 | 0.0415 | 0.0398 | 0.0388 | 0.0433 | 0.0414 | 0.0411 | 0.0435 | 0.0534 | 0.046 | 0.0388 | 0.0521 | 0.0418 | 0.0424 | 0.0436 | 0.045 | 0.0479 | 0.0505 | 0.0521 | 0.0536 | 0.0551 | 0.0567 | 0.0571 | 0.0573 | 0.0577 | 0.0581 | 0.0584 | 0.0587 | 0.0591 | 0.0594 | 0.0599 | 0.0603 | 0.0607 | 0.0611 | 0.0614 | 0.0618 | 0.0622 | 0.0625
Northwest | Small Office | Peak | September | Refrigeration | MW | 0.0261 | 0.0314 | 0.031 | 0.0317 | 0.0352 | 0.0363 | 0.0412 | 0.0438 | 0.0411 | 0.0426 | 0.0486 | 0.0464 | 0.05 | 0.0584 | 0.0601 | 0.053 | 0.0644 | 0.0592 | 0.0531 | 0.0626 | 0.0642 | 0.0606 | 0.0659 | 0.0673 | 0.0648 | 0.0696 | 0.06 | 0.0592 | 0.0605 | 0.0613 | 0.0614 | 0.0609 | 0.0604 | 0.0606 | 0.0604 | 0.06 | 0.0604 | 0.0606 | 0.0606 | 0.0613 | 0.0619 | 0.0624 | 0.0627 | 0.0635 | 0.0644 | 0.0651 | 0.0667 | 0.0671 | 0.0675 | 0.0685
Northwest | Small Office | Peak | September | Lighting | MW | 55.3987 | 56.1524 | 59.394 | 61.0295 | 58.9043 | 59.4333 | 59.4372 | 67.5201 | 60.328 | 65.0081 | 68.2817 | 64.1171 | 67.4141 | 76.5145 | 77.9829 | 73.2325 | 80.1172 | 77.1685 | 72.2168 | 78.6921 | 84.7744 | 78.4395 | 83.7735 | 84.95 | 81.1154 | 85.4564 | 80.0878 | 79.7978 | 82.3307 | 83.9933 | 84.1193 | 84.0376 | 83.9912 | 84.0631 | 84.1345 | 84.0814 | 84.2724 | 84.4126 | 84.5575 | 84.8165 | 85.1086 | 85.4884 | 85.9602 | 86.3916 | 86.9349 | 87.4514 | 87.9829 | 88.4674 | 88.9665 | 89.5209
Northwest | Small Office | Peak | September | Air Conditioning | MW | 94.6498 | 91.6349 | 87.7831 | 85.4305 | 123.7068 | 106.223 | 113.8919 | 81.7684 | 121.8123 | 106.8643 | 118.7335 | 120.6332 | 155.8365 | 108.5319 | 112.8766 | 112.5357 | 136.1125 | 180.5028 | 143.7709 | 134.042 | 157.8499 | 145.42 | 129.2842 | 165.1807 | 129.6317 | 135.0858 | 139.2296 | 138.2077 | 143.3342 | 147.2673 | 148.8178 | 150.2121 | 151.9335 | 154.0063 | 156.2814 | 158.3759 | 161.0431 | 163.7344 | 166.5038 | 169.5536 | 172.7641 | 176.2357 | 179.9968 | 183.7802 | 187.9223 | 192.0282 | 196.295 | 200.5647 | 204.9655 | 209.5893
Northwest | Small Office | Peak | September | Other Non-Substitutables | MW | 89.0657 | 90.461 | 95.7161 | 98.6415 | 95.1307 | 95.9858 | 95.8361 | 109.101 | 97.6333 | 105.1602 | 110.3792 | 103.8811 | 109.2695 | 123.9564 | 126.2194 | 118.5002 | 129.4955 | 128.2584 | 119.9641 | 130.827 | 137.3466 | 137.1619 | 147.161 | 139.295 | 144.1766 | 155.1209 | 138.748 | 139.3889 | 145.0993 | 149.5803 | 150.9811 | 151.9023 | 152.9294 | 154.2239 | 155.4812 | 156.3645 | 157.7494 | 158.9457 | 160.0625 | 161.3957 | 162.7314 | 164.167 | 165.7271 | 167.2002 | 168.8846 | 170.4273 | 172.0574 | 173.4417 | 174.833 | 176.3623
Northwest | Small Office | Peak | October | Space Heating | MW | 35.5237 | 34.8797 | 38.8651 | 41.3218 | 40.4758 | 39.8293 | 36.4593 | 46.3609 | 39.8936 | 40.7524 | 43.5156 | 39.6483 | 37.7324 | 45.4453 | 48.392 | 45.699 | 54.5779 | 43.8144 | 42.7487 | 44.9897 | 60.6601 | 58.5831 | 62.4238 | 56.8007 | 55.5598 | 60.5418 | 55.3976 | 55.8708 | 57.9943 | 59.4905 | 59.9036 | 60.1029 | 60.3123 | 60.5981 | 60.8742 | 60.984 | 61.273 | 61.4791 | 61.6435 | 61.8744 | 62.0972 | 62.3464 | 62.6272 | 62.8698 | 63.1823 | 63.4367 | 63.7124 | 63.895 | 64.0773 | 64.3028
Northwest | Small Office | Peak | October | Water Heating | MW | 3.9893 | 4.0806 | 4.2875 | 4.3546 | 4.3471 | 4.3124 | 4.4055 | 4.7618 | 4.4786 | 4.7573 | 4.5172 | 4.4503 | 4.3526 | 4.9208 | 5.1235 | 4.9002 | 5.8339 | 5.0977 | 4.892 | 4.9346 | 6.577 | 6.1152 | 6.4875 | 6.0419 | 6.2094 | 6.1979 | 5.815 | 5.867 | 6.1325 | 6.3334 | 6.4214 | 6.4855 | 6.5519 | 6.6287 | 6.6948 | 6.7422 | 6.8118 | 6.8721 | 6.9282 | 6.9934 | 7.0585 | 7.1278 | 7.2023 | 7.2725 | 7.3522 | 7.4255 | 7.5019 | 7.5676 | 7.6337 | 7.7058
Northwest | Small Office | Peak | October | Other Substitutables | MW | 0.0317 | 0.0318 | 0.0358 | 0.0359 | 0.0347 | 0.0352 | 0.0354 | 0.0393 | 0.0354 | 0.04 | 0.0366 | 0.0362 | 0.0367 | 0.0392 | 0.0384 | 0.0379 | 0.046 | 0.0391 | 0.0397 | 0.039 | 0.0615 | 0.05 | 0.0411 | 0.0543 | 0.0422 | 0.0413 | 0.0444 | 0.0457 | 0.0488 | 0.0514 | 0.053 | 0.0545 | 0.0561 | 0.0576 | 0.0581 | 0.0583 | 0.0587 | 0.0591 | 0.0594 | 0.0597 | 0.0601 | 0.0605 | 0.0609 | 0.0613 | 0.0617 | 0.0622 | 0.0625 | 0.0629 | 0.0633 | 0.0636
Northwest | Small Office | Peak | October | Refrigeration | MW | 0.0134 | 0.0163 | 0.0162 | 0.0161 | 0.0184 | 0.0184 | 0.0217 | 0.0196 | 0.0208 | 0.0199 | 0.0209 | 0.0206 | 0.0204 | 0.024 | 0.0258 | 0.0245 | 0.0318 | 0.0254 | 0.023 | 0.0243 | 0.033 | 0.0293 | 0.0305 | 0.0304 | 0.0279 | 0.0292 | 0.027 | 0.0266 | 0.0272 | 0.0276 | 0.0276 | 0.0274 | 0.0272 | 0.0273 | 0.0272 | 0.027 | 0.0272 | 0.0272 | 0.0273 | 0.0276 | 0.0278 | 0.028 | 0.0282 | 0.0285 | 0.0289 | 0.0293 | 0.03 | 0.0302 | 0.0304 | 0.0308
Northwest | Small Office | Peak | October | Lighting | MW | 72.7504 | 74.3251 | 78.0111 | 79.0429 | 78.9015 | 78.3182 | 80.0602 | 86.3522 | 81.09 | 86.1753 | 81.8057 | 80.4817 | 78.6934 | 88.983 | 92.7548 | 88.6122 | 105.6289 | 89.4658 | 85.881 | 86.6399 | 120.2475 | 104.793 | 108.7253 | 108.6222 | 100.3093 | 101.8014 | 99.9881 | 99.6246 | 102.7876 | 104.8639 | 105.0278 | 104.9258 | 104.8685 | 104.9648 | 105.055 | 104.9883 | 105.2335 | 105.4127 | 105.5961 | 105.9281 | 106.3002 | 106.7792 | 107.3713 | 107.9175 | 108.6045 | 109.2558 | 109.936 | 110.5432 | 111.1691 | 111.8705
Northwest | Small Office | Peak | October | Air Conditioning | MW | 62.9876 | 61.4533 | 58.6649 | 56.2032 | 83.872 | 71.0062 | 77.6865 | 53.0561 | 82.9412 | 71.9159 | 72.3269 | 76.819 | 92.2523 | 64.1817 | 68.3999 | 69.4694 | 91.2885 | 106.7237 | 87.282 | 75.3908 | 113.8251 | 98.8403 | 85.6125 | 107.2997 | 81.7747 | 82.136 | 88.5065 | 87.8599 | 91.126 | 93.6331 | 94.63 | 95.522 | 96.6223 | 97.9511 | 99.4035 | 100.7396 | 102.4465 | 104.1662 | 105.9342 | 107.8866 | 109.9402 | 112.1572 | 114.5569 | 116.9756 | 119.6239 | 122.247 | 124.9844 | 127.7076 | 130.5151 | 133.4723
Northwest | Small Office | Peak | October | Other Non-Substitutables | MW | 117.1838 | 120.0032 | 125.9794 | 127.9959 | 127.7454 | 126.8142 | 129.4813 | 139.9197 | 131.6039 | 139.8627 | 132.75 | 130.8307 | 127.9264 | 144.6151 | 150.5944 | 143.9817 | 171.4746 | 149.8385 | 143.7737 | 145.0203 | 196.2286 | 184.4533 | 191.6865 | 178.7198 | 178.7839 | 185.5764 | 174.2695 | 175.0886 | 182.2818 | 187.9295 | 189.7239 | 190.8944 | 192.1979 | 193.8558 | 195.4478 | 196.5657 | 198.3356 | 199.8591 | 201.2776 | 202.9873 | 204.6958 | 206.5206 | 208.4962 | 210.3764 | 212.5245 | 214.4882 | 216.5938 | 218.3438 | 220.1043 | 222.0584
Northwest | Small Office | Peak | November | Space Heating | MW | 45.6949 | 44.9089 | 50.087 | 53.2584 | 52.1121 | 51.3004 | 46.9803 | 59.8163 | 51.4293 | 52.5512 | 57.6009 | 50.5442 | 48.3052 | 59.0437 | 69.5495 | 64.566 | 67.1556 | 58.5988 | 62.4812 | 68.5357 | 77.628 | 76.6849 | 75.2482 | 66.8447 | 86.5284 | 75.2128 | 69.6425 | 70.2424 | 72.9143 | 74.798 | 75.3205 | 75.5734 | 75.8395 | 76.2013 | 76.5507 | 76.6894 | 77.0545 | 77.3155 | 77.5236 | 77.8153 | 78.0968 | 78.4116 | 78.7662 | 79.0725 | 79.4673 | 79.7884 | 80.1357 | 80.3665 | 80.5972 | 80.8819
Northwest | Small Office | Peak | November | Water Heating | MW | 4.2476 | 4.3489 | 4.5735 | 4.6458 | 4.6327 | 4.5976 | 4.699 | 5.0856 | 4.7793 | 5.0783 | 4.9497 | 4.6963 | 4.6125 | 5.2918 | 6.0954 | 5.7305 | 5.9417 | 5.6437 | 5.9181 | 6.2223 | 6.9624 | 6.6229 | 6.4752 | 5.8867 | 8.0049 | 6.3745 | 6.0495 | 6.1038 | 6.3803 | 6.5896 | 6.6815 | 6.7484 | 6.8179 | 6.8981 | 6.9671 | 7.0164 | 7.0889 | 7.1518 | 7.2103 | 7.2783 | 7.346 | 7.4183 | 7.4959 | 7.5691 | 7.6522 | 7.7285 | 7.808 | 7.8765 | 7.9455 | 8.0206
Northwest | Small Office | Peak | November | Other Substitutables | MW | 0.0301 | 0.0302 | 0.0341 | 0.0342 | 0.033 | 0.0335 | 0.0337 | 0.0375 | 0.0336 | 0.0381 | 0.0358 | 0.034 | 0.0346 | 0.0376 | 0.0408 | 0.0395 | 0.0418 | 0.0386 | 0.0429 | 0.044 | 0.058 | 0.0483 | 0.0367 | 0.0472 | 0.0487 | 0.038 | 0.0412 | 0.0425 | 0.0453 | 0.0477 | 0.0493 | 0.0507 | 0.0521 | 0.0536 | 0.054 | 0.0542 | 0.0546 | 0.0549 | 0.0552 | 0.0555 | 0.0558 | 0.0562 | 0.0566 | 0.057 | 0.0574 | 0.0578 | 0.0581 | 0.0585 | 0.0588 | 0.0591
Northwest | Small Office | Peak | November | Refrigeration | MW | 0.0144 | 0.0176 | 0.0175 | 0.0174 | 0.0199 | 0.0199 | 0.0236 | 0.0213 | 0.0228 | 0.0216 | 0.0232 | 0.0221 | 0.022 | 0.0262 | 0.0312 | 0.029 | 0.0329 | 0.0283 | 0.028 | 0.0308 | 0.035 | 0.0317 | 0.0301 | 0.0292 | 0.0355 | 0.0298 | 0.028 | 0.0276 | 0.0282 | 0.0285 | 0.0286 | 0.0284 | 0.0282 | 0.0283 | 0.0281 | 0.028 | 0.0282 | 0.0282 | 0.0282 | 0.0286 | 0.0288 | 0.0291 | 0.0292 | 0.0296 | 0.03 | 0.0303 | 0.0311 | 0.0313 | 0.0315 | 0.0319
Northwest | Small Office | Peak | November | Lighting | MW | 63.6891 | 65.1298 | 68.4212 | 69.3365 | 69.1389 | 68.654 | 70.2186 | 75.8429 | 71.1641 | 75.6531 | 73.728 | 69.8493 | 68.5763 | 78.6936 | 90.7631 | 85.2586 | 88.5136 | 81.487 | 85.4757 | 89.8823 | 104.648 | 93.2421 | 89.1434 | 87.0271 | 106.2308 | 86.0377 | 85.4959 | 85.1846 | 87.8889 | 89.6643 | 89.8052 | 89.7182 | 89.6701 | 89.7531 | 89.8314 | 89.7743 | 89.9849 | 90.1391 | 90.2966 | 90.5812 | 90.9001 | 91.3105 | 91.8177 | 92.2856 | 92.8744 | 93.432 | 94.0141 | 94.5341 | 95.0704 | 95.6711
Northwest | Small Office | Peak | November | Air Conditioning | MW | 75.5686 | 73.7968 | 70.4788 | 67.5491 | 100.7009 | 85.2827 | 93.3671 | 63.8699 | 99.7017 | 86.4967 | 89.2735 | 91.331 | 110.1194 | 77.7562 | 91.6493 | 91.4878 | 104.7167 | 133.1005 | 118.9629 | 107.0892 | 135.681 | 120.634 | 96.433 | 117.8026 | 118.9027 | 95.2842 | 103.7847 | 103.0239 | 106.858 | 109.8024 | 110.9768 | 112.0272 | 113.3229 | 114.8861 | 116.5951 | 118.1659 | 120.1729 | 122.195 | 124.2733 | 126.5675 | 128.9806 | 131.5857 | 134.4052 | 137.2468 | 140.3587 | 143.4399 | 146.6545 | 149.8536 | 153.1518 | 156.6252
Northwest | Small Office | Peak | November | Other Non-Substitutables | MW | 81.3766 | 83.4114 | 87.6455 | 89.061 | 88.7907 | 88.1772 | 90.0746 | 97.4614 | 91.5943 | 97.3739 | 94.8695 | 90.0443 | 88.4157 | 101.4275 | 116.8487 | 109.8159 | 113.9032 | 108.1924 | 113.4362 | 119.2624 | 135.4715 | 130.2994 | 124.8524 | 113.6128 | 150.3796 | 124.5401 | 118.2431 | 118.7996 | 123.6814 | 127.515 | 128.7349 | 129.5306 | 130.4176 | 131.5443 | 132.6276 | 133.3869 | 134.5899 | 135.626 | 136.5904 | 137.7518 | 138.9126 | 140.1526 | 141.4951 | 142.7725 | 144.2326 | 145.5664 | 146.9957 | 148.1849 | 149.3815 | 150.709
Northwest | Small Office | Peak | December | Space Heating | MW | 39.028 | 38.386 | 42.6064 | 45.1502 | 44.5991 | 43.7535 | 40.2793 | 50.8944 | 44.2309 | 45.0584 | 51.148 | 44.6274 | 50.3707 | 51.4627 | 57.448 | 53.0295 | 53.552 | 49.3225 | 49.3231 | 60.8612 | 59.7435 | 63.6686 | 76.9638 | 73.5954 | 64.0451 | 68.3926 | 61.3117 | 61.8443 | 64.2005 | 65.863 | 66.3286 | 66.5546 | 66.7924 | 67.1159 | 67.426 | 67.549 | 67.8742 | 68.1069 | 68.2925 | 68.5531 | 68.8045 | 69.0848 | 69.3996 | 69.6728 | 70.0245 | 70.3105 | 70.6215 | 70.8268 | 71.0323 | 71.2868
Northwest | Small Office | Peak | December | Water Heating | MW | 3.4751 | 3.5604 | 3.7267 | 3.7721 | 3.798 | 3.7557 | 3.8594 | 4.144 | 3.9366 | 4.1705 | 4.2116 | 3.9714 | 4.6062 | 4.4184 | 4.8232 | 4.5088 | 4.5386 | 4.5503 | 4.4753 | 5.2927 | 5.1279 | 5.2631 | 6.3515 | 6.2131 | 5.6773 | 5.5557 | 5.1 | 5.1461 | 5.3795 | 5.5564 | 5.6344 | 5.6912 | 5.7501 | 5.8182 | 5.8765 | 5.9181 | 5.9795 | 6.0328 | 6.0823 | 6.1399 | 6.1973 | 6.2584 | 6.3241 | 6.3861 | 6.4565 | 6.5211 | 6.5886 | 6.6465 | 6.7049 | 6.7685
Northwest | Small Office | Peak | December | Other Substitutables | MW | 0.0333 | 0.0335 | 0.0376 | 0.0376 | 0.0366 | 0.037 | 0.0375 | 0.0414 | 0.0375 | 0.0424 | 0.0412 | 0.0389 | 0.0469 | 0.0426 | 0.0437 | 0.0421 | 0.0433 | 0.0422 | 0.0439 | 0.0507 | 0.0578 | 0.0519 | 0.0488 | 0.0675 | 0.0468 | 0.0449 | 0.0471 | 0.0486 | 0.0518 | 0.0545 | 0.0563 | 0.0579 | 0.0595 | 0.0612 | 0.0617 | 0.062 | 0.0624 | 0.0627 | 0.0631 | 0.0634 | 0.0638 | 0.0642 | 0.0647 | 0.0651 | 0.0656 | 0.066 | 0.0664 | 0.0668 | 0.0672 | 0.0676
Northwest | Small Office | Peak | December | Refrigeration | MW | 0.0122 | 0.015 | 0.0149 | 0.0147 | 0.0169 | 0.0168 | 0.0201 | 0.0176 | 0.0191 | 0.0181 | 0.0203 | 0.0192 | 0.0224 | 0.0224 | 0.0253 | 0.0232 | 0.0253 | 0.0232 | 0.0215 | 0.0265 | 0.0263 | 0.0259 | 0.0303 | 0.0315 | 0.0258 | 0.0266 | 0.0242 | 0.0238 | 0.0244 | 0.0247 | 0.0247 | 0.0245 | 0.0243 | 0.0244 | 0.0243 | 0.0242 | 0.0243 | 0.0244 | 0.0244 | 0.0247 | 0.0249 | 0.0251 | 0.0253 | 0.0256 | 0.0259 | 0.0262 | 0.0269 | 0.027 | 0.0272 | 0.0276
Northwest | Small Office | Peak | December | Lighting | MW | 76.8753 | 78.6685 | 82.2645 | 83.0636 | 83.6312 | 82.7471 | 85.0549 | 91.1573 | 86.4609 | 91.6275 | 92.4888 | 87.0965 | 101.0308 | 96.9458 | 105.9354 | 98.9355 | 99.6968 | 96.8334 | 95.2766 | 112.7058 | 113.6617 | 109.1183 | 128.7074 | 135.4422 | 110.9729 | 110.5244 | 106.2744 | 105.8861 | 109.2467 | 111.4532 | 111.6303 | 111.5217 | 111.4621 | 111.5669 | 111.665 | 111.5931 | 111.8573 | 112.0507 | 112.2477 | 112.6042 | 113.0033 | 113.5155 | 114.1476 | 114.7319 | 115.4676 | 116.1632 | 116.892 | 117.5397 | 118.2081 | 118.9583
Northwest | Small Office | Peak | December | Air Conditioning | MW | 57.5624 | 56.2432 | 53.5315 | 51.0817 | 76.8372 | 64.8798 | 71.3996 | 48.4554 | 76.4508 | 66.1468 | 70.7594 | 71.8903 | 102.3549 | 60.4757 | 67.5975 | 67.1142 | 74.5437 | 99.9688 | 83.815 | 84.8947 | 92.9823 | 89.2645 | 88.3207 | 115.6911 | 78.6779 | 77.4403 | 81.5065 | 80.9092 | 83.9238 | 86.24 | 87.1675 | 87.9958 | 89.0171 | 90.2496 | 91.5959 | 92.8321 | 94.4136 | 96.0064 | 97.6427 | 99.4502 | 101.3509 | 103.402 | 105.6212 | 107.8588 | 110.3097 | 112.7355 | 115.2686 | 117.786 | 120.3817 | 123.1169
Northwest | Small Office | Peak | December | Other Non-Substitutables | MW | 98.6488 | 101.1868 | 105.8228 | 107.1454 | 107.858 | 106.7319 | 109.6217 | 117.6733 | 111.7894 | 118.4905 | 119.61 | 112.8278 | 130.831 | 125.4841 | 137.0048 | 128.0268 | 128.9195 | 129.2524 | 127.1069 | 150.3172 | 147.8853 | 153.522 | 181.4527 | 177.6734 | 157.9421 | 160.7893 | 147.7537 | 148.4533 | 154.5589 | 159.3553 | 160.8895 | 161.888 | 163.0011 | 164.4175 | 165.7763 | 166.727 | 168.2391 | 169.5405 | 170.7509 | 172.2115 | 173.6707 | 175.2271 | 176.9103 | 178.5148 | 180.3493 | 182.0237 | 183.8236 | 185.314 | 186.8143 | 188.4825
Northwest | Big Box-Retail | Peak | January | Space Heating | MW | 10.9629 | 17.4053 | 19.4617 | 20.8313 | 20.3178 | 19.8511 | 18.0666 | 23.3499 | 20.5478 | 20.8074 | 25.6004 | 21.9172 | 19.5305 | 21.8375 | 23.6798 | 24.4737 | 23.3502 | 19.0281 | 23.3418 | 23.5557 | 22.8888 | 28.1719 | 29.7398 | 26.6229 | 25.1604 | 28.1791 | 25.6811 | 25.7641 | 26.4018 | 26.7033 | 26.6624 | 26.5953 | 26.4573 | 26.342 | 26.2309 | 26.1126 | 26.0098 | 25.9171 | 25.8739 | 25.8707 | 25.8866 | 25.9897 | 26.1334 | 26.2547 | 26.3805 | 26.5029 | 26.5939 | 26.692 | 26.7839 | 26.8946
Northwest | Big Box-Retail | Peak | January | Water Heating | MW | 0.7296 | 1.207 | 1.2695 | 1.2983 | 1.2918 | 1.2771 | 1.3055 | 1.4212 | 1.3632 | 1.4448 | 1.5919 | 1.4594 | 1.3304 | 1.4017 | 1.4934 | 1.5596 | 1.4857 | 1.3208 | 1.5942 | 1.5369 | 1.475 | 1.7774 | 1.8862 | 1.6999 | 1.6669 | 1.7651 | 1.6393 | 1.657 | 1.7243 | 1.7677 | 1.7887 | 1.8058 | 1.8155 | 1.8252 | 1.8345 | 1.842 | 1.8493 | 1.8562 | 1.8656 | 1.8768 | 1.8887 | 1.9066 | 1.9268 | 1.9445 | 1.9618 | 1.9783 | 1.9919 | 2.0056 | 2.0184 | 2.0325
Northwest | Big Box-Retail | Peak | January | Other Substitutables | MW | 2.9579 | 4.848 | 5.1037 | 5.2359 | 5.1903 | 5.1181 | 5.2154 | 5.7403 | 5.4875 | 5.8245 | 6.383 | 5.8491 | 5.3355 | 5.6039 | 5.9512 | 6.2098 | 5.9161 | 5.2724 | 6.3688 | 6.1362 | 6.4608 | 7.4136 | 6.8237 | 7.6427 | 5.9766 | 6.4168 | 6.5636 | 6.6179 | 6.8688 | 7.0257 | 7.0962 | 7.053 | 6.9717 | 6.9061 | 6.8439 | 6.787 | 6.7404 | 6.7028 | 6.6837 | 6.679 | 6.6842 | 6.7167 | 6.7633 | 6.8054 | 6.8505 | 6.8966 | 6.9356 | 6.9778 | 7.019 | 7.0673
Northwest | Big Box-Retail | Peak | January | Refrigeration | MW | 109.66 | 181.0233 | 191.0966 | 195.0836 | 194.1029 | 191.2001 | 195.8351 | 212.8308 | 204.5368 | 216.9886 | 238.7344 | 219.1201 | 199.6146 | 210.3183 | 223.7244 | 233.9968 | 223.0224 | 197.6899 | 239.0139 | 230.2792 | 219.515 | 272.013 | 299.0036 | 263.7614 | 248.9131 | 281.0149 | 249.8218 | 242.9001 | 243.8002 | 241.9854 | 237.1631 | 228.5134 | 219.8412 | 212.0197 | 204.9097 | 198.3788 | 192.4895 | 187.1702 | 182.5723 | 178.6024 | 175.1364 | 172.5158 | 170.446 | 168.5439 | 166.9277 | 165.5379 | 164.1898 | 163.0813 | 162.1157 | 161.4247
Northwest | Big Box-Retail | Peak | January | Lighting | MW | 48.3194 | 79.6043 | 84.0799 | 85.5932 | 85.1929 | 83.8933 | 86.0873 | 93.3503 | 89.6304 | 95.1406 | 104.8108 | 96.0919 | 87.6094 | 92.385 | 98.3974 | 102.8781 | 98.1573 | 84.0314 | 101.708 | 98.0944 | 94.9581 | 118.5863 | 127.9502 | 112.3121 | 105.3587 | 120.7739 | 108.5939 | 109.6232 | 113.8742 | 116.4441 | 117.4851 | 118.2125 | 118.4231 | 118.6087 | 118.7225 | 118.807 | 118.9435 | 119.1182 | 119.4804 | 119.9842 | 120.574 | 121.584 | 122.7795 | 123.8304 | 124.8735 | 125.8849 | 126.7246 | 127.5878 | 128.398 | 129.2998
Northwest | Big Box-Retail | Peak | January | Air Conditioning | MW | 22.8071 | 36.0891 | 34.8817 | 33.1767 | 48.5664 | 41.5241 | 46.2155 | 32.638 | 48.8939 | 43.7898 | 51.0868 | 49.6587 | 53.9547 | 37.1293 | 40.1893 | 44.4138 | 46.6347 | 53.5482 | 56.8288 | 47.3012 | 48.5507 | 52.3754 | 53.6974 | 54.8127 | 43.7953 | 48.3009 | 48.4317 | 47.8667 | 49.3202 | 50.2542 | 50.5675 | 50.8944 | 51.1417 | 51.4651 | 51.8328 | 52.2182 | 52.6621 | 53.1567 | 53.777 | 54.494 | 55.2834 | 56.2812 | 57.3981 | 58.505 | 59.649 | 60.8236 | 61.9632 | 63.152 | 64.3591 | 65.6475
Northwest | Big Box-Retail | Peak | January | Other Non-Substitutables | MW | 35.7998 | 59.0945 | 62.3833 | 63.6892 | 63.3685 | 62.4241 | 63.9306 | 69.4865 | 66.7775 | 70.845 | 77.9369 | 71.5399 | 65.1682 | 68.6578 | 73.0385 | 76.3919 | 72.8092 | 64.5386 | 78.031 | 75.1726 | 79.9918 | 91.2819 | 82.7341 | 94.8488 | 72.401 | 77.231 | 79.7739 | 80.4489 | 83.558 | 85.6884 | 86.4889 | 87.137 | 87.4629 | 87.8168 | 88.1486 | 88.4091 | 88.6807 | 88.9501 | 89.3535 | 89.856 | 90.4001 | 91.2402 | 92.2014 | 93.0493 | 93.886 | 94.6905 | 95.3564 | 96.0332 | 96.6705 | 97.3697
Northwest | Big Box-Retail | Peak | February | Space Heating | MW | 12.4415 | 19.7497 | 22.0858 | 23.6524 | 23.0783 | 22.5434 | 20.5067 | 26.5004 | 23.3425 | 23.6203 | 29.3792 | 23.3871 | 20.0806 | 25.2193 | 25.7508 | 27.6835 | 25.5954 | 23.1291 | 23.0316 | 25.7228 | 29.792 | 30.797 | 30.8295 | 28.8527 | 29.0238 | 32.6473 | 28.4569 | 28.5478 | 29.2545 | 29.5885 | 29.5429 | 29.4684 | 29.3155 | 29.1878 | 29.0646 | 28.9337 | 28.82 | 28.7174 | 28.6695 | 28.666 | 28.6836 | 28.7977 | 28.9568 | 29.0912 | 29.2305 | 29.366 | 29.4667 | 29.5752 | 29.6769 | 29.7994
Northwest | Big Box-Retail | Peak | February | Water Heating | MW | 0.4999 | 0.8269 | 0.8698 | 0.89 | 0.8859 | 0.8756 | 0.8947 | 0.9738 | 0.935 | 0.9903 | 1.103 | 0.9403 | 0.8258 | 0.9773 | 0.9805 | 1.0651 | 0.9832 | 0.9693 | 0.9497 | 1.0133 | 1.1589 | 1.1732 | 1.1812 | 1.1127 | 1.1613 | 1.2351 | 1.0967 | 1.1085 | 1.1536 | 1.1826 | 1.1967 | 1.2081 | 1.2146 | 1.221 | 1.2273 | 1.2323 | 1.2372 | 1.2418 | 1.2481 | 1.2556 | 1.2636 | 1.2755 | 1.289 | 1.3008 | 1.3124 | 1.3235 | 1.3325 | 1.3417 | 1.3503 | 1.3597
Northwest | Big Box-Retail | Peak | February | Other Substitutables | MW | 2.6611 | 4.3611 | 4.5922 | 4.7133 | 4.6742 | 4.6081 | 4.6928 | 5.163 | 4.9403 | 5.2405 | 5.8049 | 4.9472 | 4.3491 | 5.1308 | 5.1289 | 5.5649 | 5.137 | 5.0787 | 4.9799 | 5.3102 | 6.661 | 6.4161 | 5.5925 | 6.5628 | 5.4569 | 5.8872 | 5.7609 | 5.8085 | 6.0287 | 6.1664 | 6.2282 | 6.1901 | 6.1187 | 6.0611 | 6.0065 | 5.9565 | 5.9156 | 5.8826 | 5.8658 | 5.8616 | 5.8662 | 5.8947 | 5.9356 | 5.9724 | 6.012 | 6.0524 | 6.0865 | 6.1236 | 6.1597 | 6.202
Northwest | Big Box-Retail | Peak | February | Refrigeration | MW | 75.1376 | 124.0139 | 130.9303 | 133.7342 | 133.1112 | 131.0935 | 134.2123 | 145.8371 | 140.2882 | 148.7251 | 165.4097 | 141.171 | 123.9121 | 146.6409 | 146.8888 | 159.8022 | 147.5983 | 145.0814 | 142.388 | 151.8239 | 172.4571 | 179.5742 | 187.3384 | 172.6806 | 173.407 | 196.6832 | 167.1403 | 162.5101 | 163.1133 | 161.8991 | 158.6722 | 152.8849 | 147.0829 | 141.85 | 137.093 | 132.7238 | 128.7838 | 125.2251 | 122.1487 | 119.4924 | 117.173 | 115.4192 | 114.0337 | 112.7606 | 111.6787 | 110.7483 | 109.8457 | 109.1033 | 108.4566 | 107.9935
Northwest | Big Box-Retail | Peak | February | Lighting | MW | 41.9062 | 69.0318 | 72.9171 | 74.2749 | 73.951 | 72.8095 | 74.6873 | 80.9818 | 77.8316 | 82.5582 | 91.9504 | 78.3836 | 68.8425 | 81.5367 | 81.7939 | 88.9698 | 82.2664 | 78.1072 | 76.7367 | 81.9037 | 94.5065 | 99.1131 | 101.5807 | 93.1407 | 92.973 | 107.0478 | 91.9905 | 92.8635 | 96.466 | 98.6433 | 99.5249 | 100.1408 | 100.3192 | 100.4764 | 100.5728 | 100.6445 | 100.7605 | 100.9087 | 101.2153 | 101.6416 | 102.1406 | 102.9956 | 104.0076 | 104.8972 | 105.78 | 106.636 | 107.3466 | 108.077 | 108.7625 | 109.5255
Northwest | Big Box-Retail | Peak | February | Air Conditioning | MW | 16.9312 | 26.7875 | 25.8896 | 24.6364 | 36.0863 | 30.8457 | 34.3229 | 24.2348 | 36.3338 | 32.5204 | 38.349 | 34.6663 | 36.2881 | 28.0473 | 28.5849 | 32.8548 | 33.435 | 42.5796 | 36.6846 | 33.7863 | 41.2718 | 37.4579 | 36.4592 | 38.8482 | 33.0889 | 36.6383 | 35.1046 | 34.6958 | 35.7486 | 36.4246 | 36.6505 | 36.8864 | 37.0647 | 37.2983 | 37.5639 | 37.8425 | 38.1636 | 38.5213 | 38.9701 | 39.4889 | 40.0601 | 40.7823 | 41.5908 | 42.3921 | 43.2203 | 44.0706 | 44.8956 | 45.7562 | 46.6301 | 47.5628
Northwest | Big Box-Retail | Peak | February | Other Non-Substitutables | MW | 33.3936 | 55.1133 | 58.1874 | 59.4375 | 59.1601 | 58.2665 | 59.6464 | 64.8197 | 62.3524 | 66.1043 | 73.5127 | 62.7459 | 55.072 | 65.169 | 65.2831 | 71.0221 | 65.5983 | 64.4793 | 63.2836 | 67.4712 | 85.6673 | 82.0581 | 70.4478 | 84.575 | 68.6221 | 73.5367 | 72.6541 | 73.2691 | 76.1011 | 78.0412 | 78.7697 | 79.3596 | 79.6562 | 79.9784 | 80.2805 | 80.5179 | 80.7655 | 81.011 | 81.3782 | 81.8355 | 82.3306 | 83.0953 | 83.9701 | 84.7419 | 85.5034 | 86.2355 | 86.8413 | 87.457 | 88.0369 | 88.6729
Northwest | Big Box-Retail | Peak | March | Space Heating | MW | 9.8033 | 15.5496 | 17.3888 | 18.64 | 18.1573 | 17.761 | 16.1398 | 20.9171 | 18.3939 | 18.6142 | 21.2843 | 18.8654 | 17.7016 | 20.9571 | 21.4319 | 21.23 | 21.8998 | 17.7829 | 18.358 | 18.8555 | 23.0295 | 24.2525 | 25.0292 | 25.3865 | 24.3441 | 24.4937 | 24.2707 | 24.3469 | 24.9498 | 25.2345 | 25.1955 | 25.1318 | 25.0013 | 24.8923 | 24.7871 | 24.6754 | 24.5784 | 24.4909 | 24.4499 | 24.4467 | 24.4615 | 24.5586 | 24.6942 | 24.8086 | 24.9273 | 25.0427 | 25.1284 | 25.2209 | 25.3075 | 25.4117
Northwest | Big Box-Retail | Peak | March | Water Heating | MW | 0.5086 | 0.8406 | 0.8842 | 0.9056 | 0.8999 | 0.8907 | 0.9092 | 0.9924 | 0.9513 | 1.0076 | 1.0318 | 0.9793 | 0.9399 | 1.0486 | 1.0536 | 1.0546 | 1.0862 | 0.9622 | 0.9774 | 0.959 | 1.1567 | 1.193 | 1.2383 | 1.2642 | 1.2576 | 1.1968 | 1.2078 | 1.2208 | 1.2705 | 1.3025 | 1.3179 | 1.3305 | 1.3376 | 1.3448 | 1.3517 | 1.3572 | 1.3625 | 1.3676 | 1.3746 | 1.3828 | 1.3916 | 1.4047 | 1.4195 | 1.4326 | 1.4453 | 1.4575 | 1.4675 | 1.4775 | 1.487 | 1.4973
Northwest | Big Box-Retail | Peak | March | Other Substitutables | MW | 2.2299 | 3.6517 | 3.845 | 3.9502 | 3.9106 | 3.8608 | 3.9285 | 4.3345 | 4.1408 | 4.3923 | 4.4732 | 4.2442 | 4.077 | 4.5341 | 4.5403 | 4.5394 | 4.6755 | 4.1527 | 4.2212 | 4.1397 | 5.4749 | 5.3736 | 4.8266 | 6.1426 | 4.8632 | 4.6924 | 5.2223 | 5.2655 | 5.4652 | 5.5899 | 5.6459 | 5.6114 | 5.5466 | 5.4943 | 5.4448 | 5.3995 | 5.3624 | 5.3325 | 5.3172 | 5.3134 | 5.3175 | 5.3432 | 5.3803 | 5.4137 | 5.4495 | 5.4861 | 5.517 | 5.5506 | 5.5833 | 5.6216
Northwest | Big Box-Retail | Peak | March | Refrigeration | MW | 76.4429 | 126.069 | 133.0991 | 136.0783 | 135.2204 | 133.3548 | 136.3885 | 148.623 | 142.7306 | 151.3273 | 154.7297 | 147.0308 | 141.0318 | 157.3383 | 157.8467 | 158.2307 | 163.0579 | 144.0235 | 146.539 | 143.694 | 172.1184 | 182.6132 | 196.4129 | 196.222 | 187.79 | 190.6435 | 184.0909 | 178.9919 | 179.6578 | 178.3204 | 174.7658 | 168.3911 | 162.0003 | 156.2363 | 150.9965 | 146.1843 | 141.8448 | 137.9254 | 134.5364 | 131.6097 | 129.0542 | 127.1217 | 125.5951 | 124.1921 | 122.9996 | 121.974 | 120.9791 | 120.1607 | 119.4477 | 118.9368
Northwest | Big Box-Retail | Peak | March | Lighting | MW | 38.9897 | 64.1778 | 67.7904 | 69.1161 | 68.706 | 67.7352 | 69.4064 | 75.467 | 72.4114 | 76.8163 | 78.6503 | 74.6485 | 71.6522 | 80.006 | 80.3741 | 80.5587 | 83.1065 | 70.8995 | 72.2152 | 70.8832 | 86.2707 | 92.2256 | 97.426 | 96.8388 | 92.1109 | 94.943 | 92.7073 | 93.5888 | 97.2214 | 99.4162 | 100.305 | 100.9257 | 101.1055 | 101.2639 | 101.361 | 101.4337 | 101.5509 | 101.7005 | 102.0091 | 102.4379 | 102.9399 | 103.8009 | 104.8202 | 105.7161 | 106.6051 | 107.467 | 108.1824 | 108.9179 | 109.608 | 110.3762
Northwest | Big Box-Retail | Peak | March | Air Conditioning | MW | 21.2146 | 33.5372 | 32.4146 | 30.8738 | 45.1482 | 38.6449 | 42.9567 | 30.4144 | 45.526 | 40.751 | 44.1821 | 44.464 | 50.8612 | 37.0627 | 37.8319 | 40.0668 | 45.4929 | 52.0565 | 46.4937 | 39.3832 | 50.7233 | 46.9118 | 47.0773 | 54.3356 | 44.1573 | 43.7479 | 47.6143 | 47.0613 | 48.4879 | 49.403 | 49.7075 | 50.0255 | 50.2656 | 50.5807 | 50.9394 | 51.3159 | 51.75 | 52.234 | 52.841 | 53.5429 | 54.3157 | 55.2935 | 56.3882 | 57.4732 | 58.5946 | 59.7461 | 60.8633 | 62.0288 | 63.2124 | 64.4756
Northwest | Big Box-Retail | Peak | March | Other Non-Substitutables | MW | 34.5512 | 56.9791 | 60.1568 | 61.5075 | 61.1192 | 60.2792 | 61.644 | 67.181 | 64.5164 | 68.4043 | 69.9352 | 66.4613 | 63.7463 | 71.1118 | 71.3458 | 71.5192 | 73.7011 | 65.0973 | 66.2356 | 64.9439 | 86.9552 | 84.8701 | 75.0862 | 97.777 | 75.5458 | 72.4213 | 81.3741 | 82.0634 | 85.2364 | 87.4092 | 88.2248 | 88.885 | 89.2169 | 89.5774 | 89.9154 | 90.1814 | 90.4588 | 90.7339 | 91.1446 | 91.656 | 92.2095 | 93.0653 | 94.0445 | 94.9083 | 95.7603 | 96.5796 | 97.2574 | 97.9464 | 98.5951 | 99.3067
Northwest | Big Box-Retail | Peak | April | Space Heating | MW | 7.1689 | 11.3174 | 12.6377 | 13.5854 | 13.1902 | 12.9426 | 11.7108 | 15.3573 | 13.4336 | 13.6056 | 14.3884 | 14.0925 | 12.8301 | 15.8787 | 16.2175 | 16.474 | 15.7759 | 13.877 | 13.844 | 15.4795 | 16.0497 | 17.5601 | 19.6916 | 16.8197 | 17.5937 | 17.909 | 16.5087 | 16.5601 | 16.9701 | 17.1634 | 17.1365 | 17.0928 | 17.0034 | 16.9287 | 16.8568 | 16.7805 | 16.7142 | 16.6544 | 16.6261 | 16.6233 | 16.6328 | 16.6986 | 16.7904 | 16.8679 | 16.9482 | 17.0263 | 17.0844 | 17.147 | 17.2056 | 17.2764
Northwest | Big Box-Retail | Peak | April | Water Heating | MW | 0.4907 | 0.8071 | 0.8478 | 0.8708 | 0.8624 | 0.8564 | 0.8706 | 0.9613 | 0.9165 | 0.9718 | 0.9203 | 0.9651 | 0.8987 | 1.0481 | 1.0518 | 1.0795 | 1.0324 | 0.9906 | 0.9725 | 1.0386 | 1.0639 | 1.1399 | 1.285 | 1.1049 | 1.1988 | 1.1546 | 1.0841 | 1.0958 | 1.1404 | 1.1691 | 1.183 | 1.1943 | 1.2007 | 1.2071 | 1.2133 | 1.2182 | 1.223 | 1.2276 | 1.2338 | 1.2412 | 1.249 | 1.2608 | 1.2741 | 1.2858 | 1.2972 | 1.3081 | 1.3171 | 1.3261 | 1.3345 | 1.3438
Northwest | Big Box-Retail | Peak | April | Other Substitutables | MW | 2.1354 | 3.4807 | 3.6594 | 3.7702 | 3.7197 | 3.683 | 3.7357 | 4.1635 | 3.9585 | 4.2001 | 3.9559 | 4.1478 | 3.8646 | 4.4921 | 4.4939 | 4.608 | 4.4069 | 4.238 | 4.1625 | 4.4424 | 4.9911 | 5.0884 | 4.9599 | 5.3209 | 4.5889 | 4.4799 | 4.644 | 4.6824 | 4.86 | 4.9709 | 5.0207 | 4.9899 | 4.9322 | 4.8857 | 4.8416 | 4.8013 | 4.7683 | 4.7417 | 4.7281 | 4.7246 | 4.7281 | 4.751 | 4.7839 | 4.8135 | 4.8453 | 4.8778 | 4.9053 | 4.9351 | 4.9641 | 4.9982
Northwest | Big Box-Retail | Peak | April | Refrigeration | MW | 73.7504 | 121.0467 | 127.6058 | 130.8434 | 129.5781 | 128.2043 | 130.5984 | 143.9627 | 137.5105 | 145.9403 | 138.0073 | 144.9028 | 134.843 | 157.2575 | 157.5672 | 161.9664 | 154.9788 | 148.2683 | 145.7969 | 155.6307 | 158.3026 | 174.4956 | 203.8633 | 171.5281 | 178.9935 | 183.9735 | 165.2583 | 160.6812 | 161.2803 | 160.0789 | 156.8873 | 151.1638 | 145.4252 | 140.2493 | 135.5446 | 131.2241 | 127.3279 | 123.8091 | 120.7657 | 118.1365 | 115.841 | 114.1052 | 112.734 | 111.4737 | 110.4022 | 109.4806 | 108.5867 | 107.8515 | 107.2107 | 106.7518
Northwest | Big Box-Retail | Peak | April | Lighting | MW | 45.6102 | 74.7337 | 78.8228 | 80.5999 | 79.8613 | 78.9915 | 80.6012 | 88.6742 | 84.6264 | 89.873 | 85.1048 | 89.2432 | 83.1072 | 97.0222 | 97.3327 | 100.0827 | 95.864 | 88.6614 | 87.2806 | 93.2221 | 96.3382 | 106.9933 | 122.8113 | 102.8141 | 106.6286 | 111.284 | 101.083 | 102.048 | 106.013 | 108.4081 | 109.3785 | 110.0562 | 110.2523 | 110.4245 | 110.5303 | 110.6099 | 110.7377 | 110.9011 | 111.2369 | 111.7028 | 112.249 | 113.187 | 114.2978 | 115.2739 | 116.2422 | 117.1811 | 117.9603 | 118.7616 | 119.5134 | 120.3506
Northwest | Big Box-Retail | Peak | April | Air Conditioning | MW | 24.3136 | 38.2527 | 36.8961 | 35.2244 | 51.4237 | 44.1409 | 48.9239 | 34.9906 | 52.1148 | 46.6921 | 46.823 | 52.0627 | 57.7591 | 43.9955 | 44.837 | 48.6825 | 51.3658 | 63.6883 | 54.977 | 50.6686 | 55.4175 | 53.2402 | 58.0195 | 56.3945 | 50.0111 | 50.1443 | 50.7642 | 50.1751 | 51.6956 | 52.6702 | 52.9938 | 53.3317 | 53.5864 | 53.9209 | 54.3022 | 54.7026 | 55.1644 | 55.6794 | 56.3253 | 57.0719 | 57.8943 | 58.9353 | 60.1011 | 61.2565 | 62.4505 | 63.6767 | 64.8663 | 66.1076 | 67.368 | 68.7136
Northwest | Big Box-Retail | Peak | April | Other Non-Substitutables | MW | 32.3914 | 53.1619 | 56.0428 | 57.4687 | 56.9124 | 56.3119 | 57.3575 | 63.2338 | 60.3988 | 64.1034 | 60.6127 | 63.6468 | 59.2251 | 69.065 | 69.2051 | 71.1371 | 68.0682 | 65.1203 | 64.0363 | 68.3494 | 77.7508 | 78.8107 | 75.6761 | 83.0843 | 69.9338 | 67.8435 | 70.9758 | 71.5777 | 74.3465 | 76.2414 | 76.9526 | 77.5279 | 77.8164 | 78.1295 | 78.4236 | 78.6552 | 78.8966 | 79.1362 | 79.4935 | 79.9378 | 80.4193 | 81.1649 | 82.0182 | 82.7708 | 83.513 | 84.2267 | 84.8172 | 85.4176 | 85.9828 | 86.6032
Northwest | Big Box-Retail | Peak | May | Space Heating | MW | 4.3886 | 6.8821 | 7.7268 | 8.3524 | 8.0419 | 7.9157 | 7.0631 | 9.4177 | 8.1057 | 8.2336 | 9.8699 | 8.9158 | 7.9623 | 10.2936 | 10.6284 | 10.263 | 11.1349 | 8.6421 | 8.578 | 9.9423 | 10.8136 | 10.9775 | 11.8686 | 10.842 | 11.5124 | 11.0742 | 10.4731 | 10.5068 | 10.7665 | 10.8883 | 10.8705 | 10.8419 | 10.7838 | 10.7349 | 10.6882 | 10.6387 | 10.5955 | 10.5566 | 10.5375 | 10.5343 | 10.5393 | 10.5801 | 10.6377 | 10.686 | 10.7361 | 10.785 | 10.8213 | 10.8605 | 10.8973 | 10.942
Northwest | Big Box-Retail | Peak | May | Water Heating | MW | 0.5093 | 0.8324 | 0.879 | 0.9083 | 0.8915 | 0.8885 | 0.8905 | 1.0001 | 0.9379 | 0.9973 | 1.0696 | 1.0358 | 0.9461 | 1.152 | 1.1683 | 1.14 | 1.2358 | 1.0458 | 1.0218 | 1.1312 | 1.2176 | 1.2101 | 1.3114 | 1.2065 | 1.3267 | 1.2084 | 1.1675 | 1.1802 | 1.2282 | 1.2592 | 1.2742 | 1.2863 | 1.2932 | 1.3 | 1.3066 | 1.3118 | 1.317 | 1.3219 | 1.3285 | 1.3364 | 1.3448 | 1.3574 | 1.3718 | 1.3843 | 1.3966 | 1.4084 | 1.418 | 1.4277 | 1.4369 | 1.4469
Northwest | Big Box-Retail | Peak | May | Other Substitutables | MW | 1.9365 | 3.1377 | 3.3158 | 3.4365 | 3.3622 | 3.3381 | 3.3411 | 3.7747 | 3.5355 | 3.7563 | 4.0048 | 3.8797 | 3.5462 | 4.3043 | 4.3513 | 4.2434 | 4.5974 | 3.8993 | 3.8099 | 4.2118 | 4.9893 | 4.718 | 4.4125 | 5.0755 | 4.4325 | 4.095 | 4.3717 | 4.408 | 4.5754 | 4.6799 | 4.7268 | 4.6979 | 4.6436 | 4.5997 | 4.5581 | 4.5201 | 4.4889 | 4.4638 | 4.4509 | 4.4475 | 4.4507 | 4.4722 | 4.5032 | 4.5311 | 4.561 | 4.5916 | 4.6174 | 4.6455 | 4.6729 | 4.705
Northwest | Big Box-Retail | Peak | May | Refrigeration | MW | 76.5582 | 124.8295 | 132.2728 | 136.4538 | 133.9283 | 132.9966 | 133.5948 | 149.7851 | 140.7171 | 149.7892 | 160.4012 | 155.4873 | 141.9446 | 172.8318 | 175.0353 | 171.0518 | 185.5007 | 156.54 | 153.1826 | 169.5067 | 181.1512 | 185.2928 | 208.1828 | 187.3683 | 198.094 | 192.6013 | 177.9916 | 173.0597 | 173.7047 | 172.4072 | 168.9695 | 162.8021 | 156.6152 | 151.0336 | 145.9627 | 141.3058 | 137.1054 | 133.3129 | 130.0315 | 127.1938 | 124.7183 | 122.8475 | 121.3705 | 120.0119 | 118.8563 | 117.8634 | 116.9006 | 116.1097 | 115.4202 | 114.929
Northwest | Big Box-Retail | Peak | May | Lighting | MW | 40.5629 | 66.0267 | 69.9955 | 72.0119 | 70.7119 | 70.2165 | 70.6733 | 79.0966 | 74.2305 | 79.0979 | 84.8558 | 82.1246 | 74.9928 | 91.4071 | 92.6904 | 90.6333 | 98.4074 | 80.4914 | 78.8492 | 87.2419 | 94.6728 | 97.5456 | 107.6942 | 96.3877 | 101.2614 | 99.9466 | 93.4203 | 94.3212 | 97.9945 | 100.2135 | 101.1167 | 101.7469 | 101.9281 | 102.0858 | 102.1838 | 102.257 | 102.3738 | 102.5243 | 102.8333 | 103.2606 | 103.7642 | 104.6312 | 105.6587 | 106.5607 | 107.4553 | 108.3236 | 109.0443 | 109.786 | 110.4818 | 111.2584
Northwest | Big Box-Retail | Peak | May | Air Conditioning | MW | 29.9672 | 46.835 | 45.2978 | 43.5099 | 63.2315 | 54.3762 | 59.5122 | 43.1782 | 63.4072 | 56.9025 | 64.5832 | 66.3895 | 72.3108 | 57.323 | 58.9988 | 60.8963 | 72.9378 | 79.9056 | 68.5811 | 65.4405 | 75.2657 | 67.0485 | 70.1586 | 73.0748 | 65.5522 | 62.1468 | 64.8557 | 64.0973 | 66.0457 | 67.2954 | 67.715 | 68.1519 | 68.4798 | 68.9089 | 69.399 | 69.9132 | 70.5051 | 71.1658 | 71.9929 | 72.9471 | 73.9996 | 75.3327 | 76.8259 | 78.3048 | 79.8325 | 81.402 | 82.9246 | 84.5138 | 86.1271 | 87.8509
Northwest | Big Box-Retail | Peak | May | Other Non-Substitutables | MW | 33.5263 | 54.663 | 57.9227 | 59.758 | 58.6514 | 58.2458 | 58.5022 | 65.5987 | 61.6265 | 65.6015 | 70.2419 | 68.096 | 62.1619 | 75.6831 | 76.6524 | 74.9076 | 81.2353 | 68.552 | 67.0834 | 74.2258 | 88.8665 | 83.4728 | 76.8771 | 90.5498 | 77.1113 | 70.7629 | 76.2148 | 76.863 | 79.8388 | 81.8735 | 82.6387 | 83.2563 | 83.562 | 83.8933 | 84.2066 | 84.4526 | 84.7084 | 84.9635 | 85.3439 | 85.8156 | 86.3298 | 87.129 | 88.0451 | 88.8519 | 89.6474 | 90.4133 | 91.0472 | 91.6925 | 92.2998 | 92.9686
Northwest | Big Box-Retail | Peak | June | Space Heating | MW | 0.3701 | 0.5788 | 0.6571 | 0.7184 | 0.6639 | 0.6643 | 0.5806 | 0.8117 | 0.6625 | 0.6846 | 0.7489 | 0.6593 | 0.6233 | 0.8169 | 0.8939 | 0.8051 | 0.8925 | 0.7151 | 0.746 | 0.8122 | 0.8888 | 0.8229 | 0.9797 | 0.787 | 0.8653 | 0.8375 | 0.7972 | 0.7996 | 0.8194 | 0.8286 | 0.8271 | 0.8249 | 0.8204 | 0.8165 | 0.8129 | 0.8091 | 0.8057 | 0.8027 | 0.8012 | 0.8008 | 0.8011 | 0.8042 | 0.8085 | 0.8121 | 0.8158 | 0.8195 | 0.8222 | 0.8251 | 0.8279 | 0.8312
Northwest | Big Box-Retail | Peak | June | Water Heating | MW | 0.7187 | 1.1718 | 1.2511 | 1.3082 | 1.2316 | 1.2487 | 1.2243 | 1.4434 | 1.2833 | 1.3877 | 1.3565 | 1.2824 | 1.2403 | 1.53 | 1.6434 | 1.4961 | 1.6576 | 1.4478 | 1.4866 | 1.5462 | 1.6772 | 1.5201 | 1.811 | 1.4654 | 1.6668 | 1.5293 | 1.4887 | 1.5049 | 1.5663 | 1.6057 | 1.6249 | 1.6403 | 1.649 | 1.6576 | 1.6659 | 1.6726 | 1.6792 | 1.6854 | 1.6938 | 1.7037 | 1.7142 | 1.7303 | 1.7486 | 1.7645 | 1.7801 | 1.795 | 1.8072 | 1.8195 | 1.8311 | 1.8438
Northwest | Big Box-Retail | Peak | June | Other Substitutables | MW | 3.1846 | 5.1534 | 5.5034 | 5.7777 | 5.4188 | 5.4681 | 5.3567 | 6.3473 | 5.6423 | 6.0874 | 5.914 | 5.5952 | 5.4163 | 6.6605 | 7.1365 | 6.4943 | 7.1902 | 6.2868 | 6.4507 | 6.6989 | 8.0291 | 6.9193 | 7.0915 | 7.2006 | 6.4751 | 6.0207 | 6.4948 | 6.5488 | 6.7978 | 6.9528 | 7.0223 | 6.979 | 6.8979 | 6.8322 | 6.7702 | 6.7136 | 6.6672 | 6.6298 | 6.6103 | 6.6048 | 6.6092 | 6.6409 | 6.6867 | 6.7278 | 6.7719 | 6.8171 | 6.8552 | 6.8966 | 6.9371 | 6.9846
Northwest | Big Box-Retail | Peak | June | Refrigeration | MW | 108.0293 | 175.7213 | 188.2305 | 196.5077 | 185.0041 | 186.876 | 183.7025 | 216.1957 | 192.5437 | 208.4398 | 203.4432 | 192.4691 | 186.0765 | 229.5233 | 246.2297 | 224.4798 | 248.8225 | 216.7319 | 222.8679 | 231.7302 | 249.4729 | 232.8447 | 287.7437 | 227.7113 | 248.8517 | 244.1 | 227.0468 | 220.7581 | 221.5887 | 219.9294 | 215.5403 | 207.6675 | 199.7681 | 192.6399 | 186.1664 | 180.2234 | 174.8622 | 170.0228 | 165.8311 | 162.2013 | 159.0357 | 156.6436 | 154.7548 | 153.0163 | 151.5359 | 150.2641 | 149.0311 | 148.0182 | 147.1346 | 146.5053
Northwest | Big Box-Retail | Peak | June | Lighting | MW | 83.5877 | 135.7085 | 145.4387 | 151.3531 | 142.6512 | 144.126 | 142.054 | 166.7501 | 148.3302 | 160.8133 | 157.299 | 148.522 | 143.5887 | 177.3332 | 190.4079 | 173.6534 | 192.7756 | 163.1113 | 167.973 | 174.5735 | 190.6544 | 179.2106 | 217.5287 | 171.1664 | 185.8772 | 185.168 | 174.1444 | 175.8502 | 182.7275 | 186.8767 | 188.5689 | 189.7484 | 190.0862 | 190.3776 | 190.56 | 190.6986 | 190.9174 | 191.1997 | 191.7707 | 192.5563 | 193.4861 | 195.0963 | 197.0063 | 198.6817 | 200.3414 | 201.9532 | 203.2898 | 204.6667 | 205.9578 | 207.4011
Northwest | Big Box-Retail | Peak | June | Air Conditioning | MW | 84.0515 | 131.0264 | 127.757 | 124.3573 | 173.8791 | 151.8142 | 162.5444 | 123.7132 | 172.7481 | 157.3438 | 162.6385 | 163.4747 | 188.8587 | 151.0382 | 164.4991 | 158.3772 | 194.235 | 219.9521 | 198.0333 | 177.4581 | 205.6505 | 167.26 | 192.3864 | 176.0393 | 163.7697 | 156.3445 | 164.2125 | 162.3018 | 167.226 | 170.373 | 171.4177 | 172.505 | 173.3152 | 174.3805 | 175.6035 | 176.8904 | 178.3736 | 180.0322 | 182.1069 | 184.4974 | 187.1393 | 190.4928 | 194.2525 | 197.9749 | 201.8194 | 205.7707 | 209.6039 | 213.6066 | 217.6696 | 222.0143
Northwest | Big Box-Retail | Peak | June | Other Non-Substitutables | MW | 42.1025 | 68.4818 | 73.3573 | 76.5889 | 72.1048 | 72.8366 | 71.5933 | 84.2647 | 75.0452 | 81.2433 | 79.2874 | 75.0169 | 72.5222 | 89.4492 | 95.9652 | 87.488 | 96.9755 | 84.4676 | 86.8613 | 90.3077 | 109.1861 | 93.398 | 94.2804 | 98.0827 | 86.0261 | 79.4837 | 86.4832 | 87.2222 | 90.6053 | 92.9128 | 93.7796 | 94.4775 | 94.8195 | 95.1896 | 95.5416 | 95.819 | 96.107 | 96.3952 | 96.8221 | 97.3492 | 97.9263 | 98.8287 | 99.8643 | 100.7755 | 101.6729 | 102.5377 | 103.253 | 103.9819 | 104.6675 | 105.4242
Northwest | Big Box-Retail | Peak | July | Space Heating | MW | 0 | 0 | 0 | 0 | 0 | 0 | 0 | 0 | 0 | 0 | 0 | 0 | 0 | 0 | 0 | 0 | 0 | 0 | 0 | 0 | 0 | 0 | 0 | 0 | 0 | 0 | 0 | 0 | 0 | 0 | 0 | 0 | 0 | 0 | 0 | 0 | 0 | 0 | 0 | 0 | 0 | 0 | 0 | 0 | 0 | 0 | 0 | 0 | 0 | 0
Northwest | Big Box-Retail | Peak | July | Water Heating | MW | 0.72 | 1.1844 | 1.2757 | 1.3437 | 1.2278 | 1.2527 | 1.2223 | 1.494 | 1.2743 | 1.4029 | 1.4462 | 1.3051 | 1.349 | 1.5793 | 1.6493 | 1.4433 | 1.6281 | 1.485 | 1.5153 | 1.6828 | 1.7049 | 1.6908 | 1.7913 | 1.7058 | 1.8301 | 1.6644 | 1.6709 | 1.6892 | 1.7583 | 1.8026 | 1.8241 | 1.8414 | 1.8511 | 1.8606 | 1.87 | 1.8775 | 1.8848 | 1.8918 | 1.9012 | 1.9121 | 1.9239 | 1.9418 | 1.9623 | 1.9801 | 1.9975 | 2.0141 | 2.0277 | 2.0416 | 2.0545 | 2.0687
Northwest | Big Box-Retail | Peak | July | Other Substitutables | MW | 3.4087 | 5.5665 | 5.9974 | 6.3502 | 5.7746 | 5.8625 | 5.7147 | 7.025 | 5.9977 | 6.5808 | 6.7442 | 6.0911 | 6.306 | 7.3542 | 7.6719 | 6.7118 | 7.5642 | 6.9054 | 7.0352 | 7.8049 | 8.7615 | 8.2533 | 7.4923 | 8.9953 | 7.5928 | 6.992 | 7.7962 | 7.8613 | 8.1607 | 8.3467 | 8.4299 | 8.3777 | 8.2801 | 8.2009 | 8.1263 | 8.0582 | 8.0023 | 7.9574 | 7.9337 | 7.9266 | 7.9316 | 7.9693 | 8.024 | 8.0731 | 8.1257 | 8.1797 | 8.2252 | 8.2748 | 8.3231 | 8.38
Northwest | Big Box-Retail | Peak | July | Refrigeration | MW | 108.2169 | 177.6084 | 191.9213 | 201.829 | 184.4375 | 187.4609 | 183.4071 | 223.7756 | 191.1905 | 210.7185 | 216.901 | 195.8539 | 202.388 | 236.8948 | 247.1359 | 216.5624 | 244.3809 | 222.3218 | 227.177 | 252.2112 | 253.5294 | 259.0966 | 284.8961 | 265.3003 | 273.2089 | 266.0389 | 254.9643 | 247.9061 | 248.8479 | 246.9816 | 242.0503 | 233.2047 | 224.3275 | 216.316 | 209.0423 | 202.367 | 196.3446 | 190.9093 | 186.1967 | 182.111 | 178.5485 | 175.8568 | 173.7313 | 171.7739 | 170.1054 | 168.672 | 167.2826 | 166.1414 | 165.1447 | 164.435
Northwest | Big Box-Retail | Peak | July | Lighting | MW | 83.6037 | 136.8894 | 147.9707 | 155.003 | 141.9518 | 144.3106 | 141.608 | 172.1264 | 146.9168 | 162.1799 | 167.2993 | 150.7435 | 155.8125 | 182.5676 | 190.5547 | 167.0288 | 188.8112 | 167.2705 | 171.152 | 189.8548 | 193.7678 | 199.2458 | 215.0698 | 199.1956 | 203.6835 | 201.5791 | 195.3133 | 197.2495 | 204.9897 | 209.6538 | 211.5598 | 212.8863 | 213.2652 | 213.59 | 213.7946 | 213.953 | 214.2001 | 214.519 | 215.1545 | 216.0251 | 217.0592 | 218.8593 | 220.9969 | 222.8701 | 224.7243 | 226.5254 | 228.0184 | 229.5577 | 230.9998 | 232.6139
Northwest | Big Box-Retail | Peak | July | Air Conditioning | MW | 88.9594 | 139.9017 | 137.4393 | 134.9253 | 183.2642 | 160.8486 | 171.1561 | 135.1761 | 181.4424 | 167.9935 | 183.0656 | 175.8192 | 217.5378 | 164.5311 | 174.1702 | 161.1663 | 201.4151 | 238.6024 | 213.0058 | 203.7997 | 220.4043 | 196.4644 | 200.9772 | 215.9593 | 190.2017 | 179.878 | 194.6374 | 192.3907 | 198.2104 | 201.9148 | 203.1266 | 204.3879 | 205.3206 | 206.5551 | 207.9797 | 209.4841 | 211.2206 | 213.1665 | 215.5991 | 218.4003 | 221.5013 | 225.447 | 229.8749 | 234.2581 | 238.7845 | 243.4383 | 247.9535 | 252.6705 | 257.4581 | 262.5807
Northwest | Big Box-Retail | Peak | July | Other Non-Substitutables | MW | 38.5347 | 63.2418 | 68.3388 | 71.8722 | 65.6786 | 66.7569 | 65.3076 | 79.6895 | 68.0847 | 75.0412 | 77.2347 | 69.746 | 72.07 | 84.3521 | 88.0033 | 77.1159 | 87.0221 | 79.166 | 80.8972 | 89.8043 | 101.673 | 95.0072 | 84.9971 | 104.6285 | 86.1103 | 78.8131 | 88.6898 | 89.4511 | 92.9266 | 95.2922 | 96.1803 | 96.8935 | 97.2405 | 97.6156 | 97.9738 | 98.2575 | 98.5515 | 98.8464 | 99.2801 | 99.8137 | 100.3999 | 101.3212 | 102.3799 | 103.3105 | 104.2263 | 105.1093 | 105.8392 | 106.5839 | 107.2837 | 108.0573
Northwest | Big Box-Retail | Peak | August | Space Heating | MW | 0 | 0 | 0 | 0 | 0 | 0 | 0 | 0 | 0 | 0 | 0 | 0 | 0 | 0 | 0 | 0 | 0 | 0 | 0 | 0 | 0 | 0 | 0 | 0 | 0 | 0 | 0 | 0 | 0 | 0 | 0 | 0 | 0 | 0 | 0 | 0 | 0 | 0 | 0 | 0 | 0 | 0 | 0 | 0 | 0 | 0 | 0 | 0 | 0 | 0
Northwest | Big Box-Retail | Peak | August | Water Heating | MW | 0.7095 | 1.1686 | 1.2606 | 1.3283 | 1.2092 | 1.2339 | 1.2041 | 1.4762 | 1.2527 | 1.3823 | 1.4296 | 1.3486 | 1.32 | 1.5872 | 1.6209 | 1.466 | 1.6186 | 1.3959 | 1.5432 | 1.6837 | 1.546 | 1.5997 | 1.8317 | 1.619 | 1.8742 | 1.7358 | 1.7252 | 1.7441 | 1.8154 | 1.8611 | 1.8833 | 1.9012 | 1.9112 | 1.9211 | 1.9308 | 1.9385 | 1.9461 | 1.9533 | 1.9629 | 1.9743 | 1.9864 | 2.0049 | 2.026 | 2.0444 | 2.0623 | 2.0795 | 2.0936 | 2.1079 | 2.1212 | 2.1359
Northwest | Big Box-Retail | Peak | August | Other Substitutables | MW | 3.0287 | 4.9517 | 5.3434 | 5.6611 | 5.1286 | 5.2079 | 5.0759 | 6.2594 | 5.3179 | 5.8474 | 6.0111 | 5.6761 | 5.5657 | 6.6669 | 6.7999 | 6.1481 | 6.7809 | 5.8545 | 6.4617 | 7.0433 | 7.1697 | 7.0437 | 6.9044 | 7.7048 | 7.0073 | 6.5722 | 7.2584 | 7.3192 | 7.598 | 7.7712 | 7.8488 | 7.8003 | 7.7094 | 7.6358 | 7.5663 | 7.503 | 7.4509 | 7.4091 | 7.387 | 7.3804 | 7.385 | 7.4201 | 7.471 | 7.5167 | 7.5657 | 7.6159 | 7.6583 | 7.7045 | 7.7494 | 7.8024
Northwest | Big Box-Retail | Peak | August | Refrigeration | MW | 106.6453 | 175.2407 | 189.642 | 199.5212 | 181.6477 | 184.6584 | 180.6787 | 221.1126 | 187.9637 | 207.6344 | 214.4013 | 202.3819 | 198.039 | 238.0914 | 242.8814 | 219.9604 | 242.9562 | 208.992 | 231.3647 | 252.3551 | 229.8885 | 245.1675 | 291.3962 | 251.8598 | 279.7863 | 277.5161 | 263.2628 | 255.9766 | 256.9514 | 255.0252 | 249.9341 | 240.8009 | 231.6356 | 223.3644 | 215.8544 | 208.9631 | 202.7458 | 197.1343 | 192.2683 | 188.0496 | 184.3707 | 181.5908 | 179.3957 | 177.3742 | 175.6509 | 174.1701 | 172.735 | 171.5559 | 170.526 | 169.7919
Northwest | Big Box-Retail | Peak | August | Lighting | MW | 79.5392 | 130.3823 | 141.1347 | 147.8962 | 134.9416 | 137.2021 | 134.6616 | 164.1576 | 139.404 | 154.247 | 159.6318 | 150.3527 | 147.1488 | 177.0853 | 180.7568 | 163.7446 | 181.1862 | 151.7661 | 168.2313 | 183.347 | 169.624 | 182.028 | 212.3071 | 182.5209 | 201.2922 | 202.9492 | 194.6911 | 196.6203 | 204.3358 | 208.9839 | 210.8832 | 212.2044 | 212.582 | 212.9064 | 213.1103 | 213.2693 | 213.5166 | 213.8351 | 214.4683 | 215.3357 | 216.3657 | 218.1592 | 220.2895 | 222.1562 | 224.0038 | 225.7983 | 227.2861 | 228.8197 | 230.2563 | 231.8637
Northwest | Big Box-Retail | Peak | August | Air Conditioning | MW | 89.6133 | 141.1016 | 138.7958 | 136.3902 | 184.4798 | 161.9331 | 172.2529 | 136.5464 | 182.3517 | 169.188 | 184.9126 | 185.7028 | 217.6227 | 169.0197 | 174.9506 | 167.3072 | 204.632 | 229.2374 | 221.6345 | 208.3685 | 204.1176 | 190.0065 | 210.1767 | 209.3561 | 199.3389 | 191.9051 | 205.4025 | 203.0419 | 209.1736 | 213.0722 | 214.3395 | 215.6592 | 216.634 | 217.9279 | 219.4222 | 221.0022 | 222.8272 | 224.8732 | 227.4316 | 230.3789 | 233.6422 | 237.7962 | 242.4593 | 247.0755 | 251.8429 | 256.7447 | 261.5009 | 266.47 | 271.5135 | 276.9095
Northwest | Big Box-Retail | Peak | August | Other Non-Substitutables | MW | 34.3765 | 56.4857 | 61.1282 | 64.3175 | 58.5555 | 59.5274 | 58.2395 | 71.2795 | 60.5926 | 66.9359 | 69.11 | 65.2411 | 63.8386 | 76.7444 | 78.2924 | 70.9035 | 78.3164 | 67.3673 | 74.5811 | 81.3406 | 83.4963 | 81.3928 | 78.6331 | 89.9627 | 79.7824 | 74.3634 | 82.8887 | 83.6006 | 86.8495 | 89.0604 | 89.8905 | 90.557 | 90.8815 | 91.2327 | 91.5677 | 91.8336 | 92.1091 | 92.3852 | 92.7905 | 93.2891 | 93.8367 | 94.6974 | 95.6866 | 96.5561 | 97.4117 | 98.2364 | 98.9183 | 99.6138 | 100.2674 | 100.9895
Northwest | Big Box-Retail | Peak | September | Space Heating | MW | 0.9024 | 1.4136 | 1.5949 | 1.7377 | 1.6271 | 1.6192 | 1.4305 | 1.9675 | 1.6386 | 1.6794 | 1.9432 | 1.6994 | 1.7276 | 2.0523 | 2.0863 | 1.9162 | 2.0863 | 1.8971 | 1.7878 | 2.0537 | 2.156 | 2.1795 | 2.3132 | 2.2018 | 2.2643 | 2.4607 | 2.1934 | 2.2002 | 2.2546 | 2.2801 | 2.2763 | 2.2703 | 2.2581 | 2.2479 | 2.2381 | 2.2277 | 2.2187 | 2.2106 | 2.2066 | 2.2059 | 2.207 | 2.2155 | 2.2275 | 2.2376 | 2.2481 | 2.2583 | 2.2659 | 2.274 | 2.2817 | 2.291
Northwest | Big Box-Retail | Peak | September | Water Heating | MW | 0.6155 | 1.0049 | 1.0663 | 1.1106 | 1.0601 | 1.0683 | 1.0595 | 1.228 | 1.1145 | 1.1955 | 1.2371 | 1.1604 | 1.2067 | 1.3499 | 1.3476 | 1.2508 | 1.3606 | 1.349 | 1.2511 | 1.3731 | 1.4266 | 1.4121 | 1.5034 | 1.4409 | 1.535 | 1.5795 | 1.437 | 1.4525 | 1.5117 | 1.5498 | 1.5683 | 1.5832 | 1.5916 | 1.6 | 1.6081 | 1.6146 | 1.6209 | 1.627 | 1.6351 | 1.6448 | 1.6551 | 1.6706 | 1.6882 | 1.7037 | 1.7187 | 1.7332 | 1.745 | 1.7569 | 1.7681 | 1.7804
Northwest | Big Box-Retail | Peak | September | Other Substitutables | MW | 2.7731 | 4.4896 | 4.7683 | 4.9845 | 4.7377 | 4.7557 | 4.7086 | 5.491 | 4.9794 | 5.3321 | 5.4852 | 5.148 | 5.3596 | 5.9754 | 5.949 | 5.5159 | 5.9935 | 5.9548 | 5.519 | 6.0519 | 6.9386 | 6.5307 | 5.986 | 7.1903 | 6.0708 | 6.3324 | 6.3735 | 6.4263 | 6.6704 | 6.8225 | 6.8906 | 6.8482 | 6.7687 | 6.7044 | 6.6438 | 6.5883 | 6.5429 | 6.5063 | 6.4874 | 6.4822 | 6.4868 | 6.518 | 6.563 | 6.6035 | 6.6469 | 6.6914 | 6.7288 | 6.7696 | 6.8093 | 6.856
Northwest | Big Box-Retail | Peak | September | Refrigeration | MW | 92.5118 | 150.6968 | 160.4618 | 166.8554 | 159.2653 | 159.9045 | 158.9588 | 183.916 | 167.2124 | 179.5476 | 185.5297 | 174.19 | 181.0479 | 202.5255 | 201.9009 | 187.6705 | 204.2358 | 201.9426 | 187.558 | 205.7674 | 212.2193 | 216.264 | 238.7818 | 223.8137 | 229.1815 | 251.9117 | 219.1054 | 213.037 | 213.8352 | 212.2378 | 208.0035 | 200.4101 | 192.794 | 185.9229 | 179.6803 | 173.9483 | 168.7785 | 164.1106 | 160.0703 | 156.5756 | 153.5259 | 151.2207 | 149.3998 | 147.7251 | 146.2999 | 145.0749 | 143.8868 | 142.9102 | 142.0587 | 141.4504
Northwest | Big Box-Retail | Peak | September | Lighting | MW | 68.4579 | 111.3364 | 118.592 | 122.9432 | 117.4848 | 117.9459 | 117.5242 | 135.6581 | 123.2185 | 132.4844 | 137.1743 | 128.5497 | 133.6316 | 149.6566 | 149.3736 | 138.9868 | 151.4647 | 145.1753 | 135.0006 | 148.0735 | 155.0007 | 158.9626 | 172.4946 | 160.7576 | 163.5382 | 182.5517 | 160.5248 | 162.0791 | 168.3993 | 172.2142 | 173.7646 | 174.8464 | 175.1578 | 175.4287 | 175.5967 | 175.7237 | 175.9263 | 176.1862 | 176.7157 | 177.4471 | 178.3087 | 179.7952 | 181.5567 | 183.1032 | 184.6363 | 186.124 | 187.3578 | 188.6278 | 189.8191 | 191.1484
Northwest | Big Box-Retail | Peak | September | Air Conditioning | MW | 63.1966 | 98.6706 | 95.8244 | 92.8611 | 131.2205 | 114.051 | 123.4282 | 92.5526 | 131.5406 | 118.9992 | 130.2641 | 129.7872 | 161.0291 | 117.1933 | 118.6804 | 116.4888 | 140.0422 | 179.8131 | 146.2893 | 138.4705 | 153.5773 | 136.5346 | 140.4904 | 152.1137 | 132.5806 | 141.953 | 139.2821 | 137.6636 | 141.8378 | 144.5091 | 145.3954 | 146.3195 | 147.012 | 147.9221 | 148.9634 | 150.058 | 151.3203 | 152.7299 | 154.4954 | 156.5327 | 158.7805 | 161.6301 | 164.823 | 167.9858 | 171.2533 | 174.6103 | 177.8668 | 181.2662 | 184.7174 | 188.4049
Northwest | Big Box-Retail | Peak | September | Other Non-Substitutables | MW | 38.3252 | 62.4273 | 66.4729 | 69.1265 | 65.9815 | 66.249 | 65.8508 | 76.1974 | 69.276 | 74.3887 | 76.8593 | 72.1679 | 75.0056 | 83.8975 | 83.6435 | 77.7478 | 84.6109 | 83.6599 | 77.7026 | 85.2391 | 98.6622 | 92.1849 | 83.2884 | 102.3904 | 84.3347 | 87.3941 | 88.7369 | 89.4923 | 92.959 | 95.3272 | 96.216 | 96.9333 | 97.2888 | 97.6741 | 98.0383 | 98.3252 | 98.6237 | 98.9212 | 99.3634 | 99.9112 | 100.5079 | 101.4366 | 102.5009 | 103.4385 | 104.3624 | 105.2519 | 105.9875 | 106.7364 | 107.4411 | 108.2168
Northwest | Big Box-Retail | Peak | October | Space Heating | MW | 6.4183 | 10.1527 | 11.357 | 12.1929 | 11.8451 | 11.6035 | 10.5077 | 13.6784 | 11.9829 | 12.1282 | 12.7059 | 11.6215 | 10.9651 | 12.989 | 13.5003 | 12.6831 | 15.0641 | 12.0668 | 11.68 | 12.3873 | 16.6687 | 15.8429 | 16.3023 | 15.2776 | 15.1821 | 15.9313 | 14.8962 | 14.9426 | 15.3124 | 15.4867 | 15.462 | 15.4224 | 15.3416 | 15.274 | 15.2092 | 15.1403 | 15.0806 | 15.0267 | 15.0012 | 14.9987 | 15.0073 | 15.0665 | 15.1493 | 15.2191 | 15.2914 | 15.3618 | 15.414 | 15.4703 | 15.523 | 15.5866
Northwest | Big Box-Retail | Peak | October | Water Heating | MW | 0.6207 | 1.0231 | 1.0766 | 1.1043 | 1.0944 | 1.0849 | 1.1034 | 1.2099 | 1.1553 | 1.2238 | 1.148 | 1.1246 | 1.0854 | 1.2115 | 1.2371 | 1.1744 | 1.3928 | 1.2171 | 1.1592 | 1.1744 | 1.5605 | 1.453 | 1.5038 | 1.4185 | 1.4622 | 1.4511 | 1.382 | 1.3969 | 1.4537 | 1.4903 | 1.508 | 1.5224 | 1.5305 | 1.5387 | 1.5465 | 1.5528 | 1.559 | 1.5648 | 1.5727 | 1.5821 | 1.5921 | 1.6071 | 1.6241 | 1.6389 | 1.6535 | 1.6674 | 1.6788 | 1.6903 | 1.701 | 1.7128
Northwest | Big Box-Retail | Peak | October | Other Substitutables | MW | 2.2048 | 3.6017 | 3.7933 | 3.9032 | 3.8537 | 3.8094 | 3.8637 | 4.2807 | 4.0755 | 4.3219 | 4.0327 | 3.9493 | 3.8148 | 4.2448 | 4.3206 | 4.098 | 4.8601 | 4.2567 | 4.057 | 4.1076 | 5.9812 | 5.2981 | 4.7372 | 5.5801 | 4.5748 | 4.6037 | 4.8381 | 4.8779 | 5.0629 | 5.1783 | 5.2299 | 5.1977 | 5.1375 | 5.0888 | 5.0429 | 5.0009 | 4.9665 | 4.9388 | 4.9246 | 4.9209 | 4.9246 | 4.9484 | 4.9826 | 5.0134 | 5.0465 | 5.0803 | 5.1088 | 5.1398 | 5.17 | 5.2053
Northwest | Big Box-Retail | Peak | October | Refrigeration | MW | 93.2938 | 153.4448 | 162.0451 | 165.938 | 164.4328 | 162.413 | 165.5211 | 181.1842 | 173.3362 | 183.7965 | 172.1597 | 168.8429 | 162.8584 | 181.7787 | 185.3362 | 176.2075 | 209.0845 | 182.1703 | 173.7978 | 175.9743 | 232.1864 | 222.4595 | 238.632 | 220.2057 | 218.3243 | 231.1837 | 210.6549 | 204.8205 | 205.584 | 204.0523 | 199.982 | 192.6857 | 185.3708 | 178.773 | 172.7757 | 167.2681 | 162.3017 | 157.8161 | 153.9368 | 150.5855 | 147.6592 | 145.4462 | 143.6973 | 142.0902 | 140.7236 | 139.5482 | 138.4078 | 137.4695 | 136.6521 | 136.066
Northwest | Big Box-Retail | Peak | October | Lighting | MW | 47.9606 | 78.736 | 83.1899 | 84.9538 | 84.2154 | 83.1589 | 84.9107 | 92.7348 | 88.6366 | 94.0466 | 88.2109 | 86.4087 | 83.399 | 93.1675 | 95.1121 | 90.4111 | 107.3968 | 90.4091 | 86.3456 | 87.5023 | 117.3853 | 113.2216 | 119.3838 | 109.5834 | 107.9688 | 116.0467 | 106.8827 | 107.9045 | 112.0988 | 114.6318 | 115.6568 | 116.3731 | 116.5805 | 116.7625 | 116.8742 | 116.958 | 117.0935 | 117.2662 | 117.6212 | 118.1136 | 118.6906 | 119.6819 | 120.8551 | 121.8863 | 122.9092 | 123.901 | 124.7236 | 125.5694 | 126.3633 | 127.2473
Northwest | Big Box-Retail | Peak | October | Air Conditioning | MW | 27.2693 | 42.9926 | 41.5527 | 39.6458 | 57.8396 | 49.57 | 54.9129 | 39.0429 | 58.2467 | 52.1266 | 51.7723 | 53.7836 | 61.8775 | 45.0894 | 46.7715 | 46.9846 | 61.437 | 69.3596 | 58.0756 | 50.7917 | 71.9504 | 60.1757 | 60.2333 | 64.1781 | 54.0833 | 55.8605 | 57.3745 | 56.7082 | 58.4271 | 59.529 | 59.8946 | 60.2766 | 60.5648 | 60.9432 | 61.3743 | 61.827 | 62.3493 | 62.9317 | 63.662 | 64.5061 | 65.4358 | 66.6124 | 67.9298 | 69.2356 | 70.585 | 71.9707 | 73.3149 | 74.7174 | 76.1417 | 77.6621
Northwest | Big Box-Retail | Peak | October | Other Non-Substitutables | MW | 37.3165 | 61.3735 | 64.8138 | 66.3754 | 65.7728 | 64.9682 | 66.2046 | 72.4773 | 69.3368 | 73.5233 | 68.8613 | 67.5406 | 65.1433 | 72.7062 | 74.1335 | 70.4819 | 83.6326 | 72.8666 | 69.5191 | 70.3834 | 104.0022 | 91.5176 | 80.6146 | 97.1434 | 77.692 | 77.6687 | 82.3992 | 83.0976 | 86.3117 | 88.5112 | 89.3355 | 90.0028 | 90.3374 | 90.7009 | 91.0421 | 91.3106 | 91.591 | 91.8691 | 92.2839 | 92.7998 | 93.3587 | 94.2239 | 95.2138 | 96.087 | 96.9482 | 97.7762 | 98.461 | 99.1572 | 99.8128 | 100.5322
Northwest | Big Box-Retail | Peak | November | Space Heating | MW | 10.8567 | 17.1876 | 19.2453 | 20.6629 | 20.0514 | 19.6485 | 17.7989 | 23.1856 | 20.2955 | 20.5442 | 22.0825 | 19.4598 | 18.4468 | 22.1703 | 25.4751 | 23.5012 | 24.311 | 21.1707 | 22.3922 | 24.7554 | 28.0871 | 27.288 | 25.8915 | 23.6773 | 31.118 | 26.0482 | 24.6227 | 24.7009 | 25.3121 | 25.6004 | 25.5601 | 25.4949 | 25.3617 | 25.2502 | 25.143 | 25.0292 | 24.9304 | 24.8412 | 24.7992 | 24.7953 | 24.8098 | 24.9079 | 25.045 | 25.1606 | 25.2804 | 25.397 | 25.4836 | 25.577 | 25.6645 | 25.77
Northwest | Big Box-Retail | Peak | November | Water Heating | MW | 0.5574 | 0.9195 | 0.9685 | 0.9935 | 0.9835 | 0.9752 | 0.9922 | 1.0887 | 1.0388 | 1.1006 | 1.0592 | 0.9997 | 0.9694 | 1.0977 | 1.2394 | 1.1552 | 1.1932 | 1.1336 | 1.1797 | 1.2459 | 1.3962 | 1.3285 | 1.2672 | 1.1666 | 1.5903 | 1.2589 | 1.2127 | 1.2258 | 1.2756 | 1.3077 | 1.3233 | 1.3359 | 1.343 | 1.3502 | 1.3571 | 1.3626 | 1.368 | 1.3731 | 1.3801 | 1.3883 | 1.3971 | 1.4103 | 1.4252 | 1.4383 | 1.451 | 1.4633 | 1.4733 | 1.4834 | 1.4928 | 1.5032
Northwest | Big Box-Retail | Peak | November | Other Substitutables | MW | 2.2285 | 3.6426 | 3.8404 | 3.952 | 3.897 | 3.8537 | 3.9086 | 4.3324 | 4.1203 | 4.3709 | 4.1833 | 3.948 | 3.8319 | 4.3257 | 4.866 | 4.5298 | 4.6773 | 4.4567 | 4.6406 | 4.899 | 6.0286 | 5.4601 | 4.5058 | 5.1708 | 5.6115 | 4.5042 | 4.7848 | 4.8243 | 5.0072 | 5.1214 | 5.1726 | 5.1409 | 5.0815 | 5.0335 | 4.9881 | 4.9465 | 4.9125 | 4.8851 | 4.8711 | 4.8676 | 4.8713 | 4.8949 | 4.9288 | 4.9593 | 4.9921 | 5.0256 | 5.0539 | 5.0846 | 5.1145 | 5.1496
Northwest | Big Box-Retail | Peak | November | Refrigeration | MW | 83.7757 | 137.901 | 145.773 | 149.2835 | 147.7705 | 145.9948 | 148.8406 | 163.037 | 155.8596 | 165.2841 | 158.8436 | 150.0922 | 145.4507 | 164.7112 | 185.67 | 173.3272 | 179.1211 | 169.6763 | 176.8641 | 186.6912 | 207.7613 | 203.366 | 201.0112 | 181.0666 | 237.459 | 200.5224 | 184.8332 | 179.713 | 180.3811 | 179.0374 | 175.4674 | 169.0662 | 162.6484 | 156.8598 | 151.5981 | 146.7655 | 142.4077 | 138.4718 | 135.0686 | 132.1291 | 129.5626 | 127.622 | 126.0888 | 124.6798 | 123.482 | 122.4519 | 121.4526 | 120.6307 | 119.9147 | 119.402
Northwest | Big Box-Retail | Peak | November | Lighting | MW | 40.4315 | 66.4326 | 70.2576 | 71.752 | 71.0538 | 70.1812 | 71.6902 | 78.362 | 74.8453 | 79.4239 | 76.4438 | 72.1373 | 69.9413 | 79.2754 | 89.4937 | 83.5588 | 86.4483 | 79.1063 | 82.5488 | 87.2119 | 98.5473 | 97.1625 | 94.3685 | 84.5645 | 110.2314 | 94.4868 | 88.0455 | 88.8849 | 92.3371 | 94.4228 | 95.2674 | 95.8576 | 96.0284 | 96.1784 | 96.2705 | 96.3393 | 96.4504 | 96.5924 | 96.8852 | 97.2919 | 97.7683 | 98.5858 | 99.5535 | 100.404 | 101.2479 | 102.0662 | 102.7451 | 103.4432 | 104.0985 | 104.8281
Northwest | Big Box-Retail | Peak | November | Air Conditioning | MW | 24.9369 | 39.3489 | 38.0607 | 36.3203 | 52.9256 | 45.3732 | 50.2843 | 35.7947 | 53.3282 | 47.7394 | 48.6354 | 48.6865 | 56.2635 | 41.6098 | 47.7124 | 47.0526 | 53.5839 | 65.771 | 60.169 | 54.8585 | 65.661 | 56.0278 | 51.6536 | 53.7898 | 59.8422 | 49.3214 | 51.2721 | 50.675 | 52.2127 | 53.1995 | 53.5287 | 53.8725 | 54.1321 | 54.4723 | 54.8595 | 55.2658 | 55.7341 | 56.256 | 56.9106 | 57.6671 | 58.5001 | 59.5539 | 60.7337 | 61.9029 | 63.1112 | 64.352 | 65.5556 | 66.8114 | 68.0867 | 69.4479
Northwest | Big Box-Retail | Peak | November | Other Non-Substitutables | MW | 31.2539 | 51.444 | 54.3809 | 55.6943 | 55.1294 | 54.4698 | 55.5258 | 60.8284 | 58.1495 | 61.6676 | 59.2587 | 55.9988 | 54.2643 | 61.4455 | 69.2683 | 64.6634 | 66.8251 | 63.301 | 65.9839 | 69.6439 | 86.6726 | 78.0136 | 63.4125 | 74.4641 | 78.851 | 62.8799 | 67.439 | 68.0103 | 70.64 | 72.4405 | 73.116 | 73.6629 | 73.9372 | 74.2351 | 74.5146 | 74.7344 | 74.9637 | 75.1912 | 75.5312 | 75.9542 | 76.4125 | 77.1214 | 77.9326 | 78.6481 | 79.3538 | 80.0325 | 80.594 | 81.1647 | 81.7023 | 82.2922
Northwest | Big Box-Retail | Peak | December | Space Heating | MW | 14.919 | 23.6393 | 26.3296 | 28.1728 | 27.5992 | 26.9523 | 24.5946 | 31.7529 | 28.097 | 28.3681 | 31.6223 | 27.6878 | 30.936 | 31.066 | 33.8673 | 31.0717 | 31.2256 | 28.6879 | 28.4554 | 35.3751 | 34.8048 | 36.4777 | 42.6975 | 41.9652 | 37.0279 | 38.0759 | 34.8302 | 34.9423 | 35.8073 | 36.2164 | 36.1608 | 36.07 | 35.8832 | 35.7273 | 35.5769 | 35.4169 | 35.2779 | 35.1526 | 35.0944 | 35.0906 | 35.1124 | 35.2525 | 35.4475 | 35.6122 | 35.7831 | 35.9492 | 36.0727 | 36.2058 | 36.3305 | 36.4805
Northwest | Big Box-Retail | Peak | December | Water Heating | MW | 0.5274 | 0.8707 | 0.9123 | 0.9325 | 0.9321 | 0.9209 | 0.9442 | 1.0264 | 0.99 | 1.0464 | 1.0449 | 0.9792 | 1.1192 | 1.0592 | 1.1346 | 1.0518 | 1.0553 | 1.0578 | 1.0324 | 1.226 | 1.1912 | 1.2221 | 1.4385 | 1.4234 | 1.3036 | 1.2672 | 1.1808 | 1.1935 | 1.242 | 1.2733 | 1.2884 | 1.3007 | 1.3077 | 1.3147 | 1.3214 | 1.3268 | 1.332 | 1.337 | 1.3438 | 1.3519 | 1.3605 | 1.3733 | 1.3879 | 1.4006 | 1.4131 | 1.425 | 1.4348 | 1.4447 | 1.4539 | 1.464
Northwest | Big Box-Retail | Peak | December | Other Substitutables | MW | 3.0038 | 4.9119 | 5.1509 | 5.2814 | 5.2584 | 5.1828 | 5.2993 | 5.824 | 5.5985 | 5.9257 | 5.8862 | 5.5134 | 6.3036 | 5.9447 | 6.3502 | 5.8819 | 5.9036 | 5.9312 | 5.7928 | 6.8754 | 7.3257 | 7.1583 | 7.3111 | 8.9841 | 6.5647 | 6.4659 | 6.6362 | 6.691 | 6.9446 | 7.1032 | 7.1744 | 7.1306 | 7.0484 | 6.982 | 6.9192 | 6.8616 | 6.8145 | 6.7765 | 6.7572 | 6.7524 | 6.7577 | 6.7905 | 6.8377 | 6.8802 | 6.9258 | 6.9724 | 7.0117 | 7.0544 | 7.096 | 7.1448
Northwest | Big Box-Retail | Peak | December | Refrigeration | MW | 79.2694 | 130.5864 | 137.3269 | 140.129 | 140.0541 | 137.8806 | 141.6336 | 153.7125 | 148.5464 | 157.1446 | 156.6935 | 147.029 | 167.9257 | 158.9285 | 169.9779 | 157.8039 | 158.424 | 158.3213 | 154.7751 | 183.6928 | 177.2765 | 187.015 | 227.9937 | 220.8484 | 194.6601 | 201.7465 | 179.9449 | 174.9595 | 175.608 | 174.3011 | 170.8272 | 164.597 | 158.3512 | 152.7181 | 147.5971 | 142.8932 | 138.6517 | 134.8205 | 131.5089 | 128.6501 | 126.1537 | 124.2661 | 122.775 | 121.4048 | 120.2407 | 119.2394 | 118.2681 | 117.4693 | 116.7735 | 116.2752
Northwest | Big Box-Retail | Peak | December | Lighting | MW | 57.087 | 93.8765 | 98.7817 | 100.5196 | 100.507 | 98.916 | 101.7528 | 110.2158 | 106.4163 | 112.6302 | 112.4319 | 105.3828 | 120.4902 | 114.1585 | 122.225 | 113.4759 | 114.0193 | 110.0342 | 107.6964 | 127.9443 | 125.3699 | 133.2565 | 159.4919 | 153.7639 | 134.7147 | 141.7937 | 127.8957 | 129.1074 | 134.1135 | 137.1396 | 138.3644 | 139.2204 | 139.4685 | 139.6872 | 139.8212 | 139.9207 | 140.0818 | 140.2876 | 140.7143 | 141.308 | 142.0026 | 143.1918 | 144.5992 | 145.8366 | 147.0647 | 148.2554 | 149.2438 | 150.2598 | 151.2134 | 152.2747
Northwest | Big Box-Retail | Peak | December | Air Conditioning | MW | 10.5742 | 16.6987 | 16.0847 | 15.2866 | 22.4701 | 19.2067 | 21.4476 | 15.1242 | 22.7692 | 20.3427 | 21.5129 | 21.3677 | 29.0937 | 18.0019 | 19.592 | 19.2158 | 21.2526 | 27.5081 | 23.6102 | 24.2079 | 25.1549 | 23.1021 | 26.2717 | 29.4466 | 21.9703 | 22.2518 | 22.3795 | 22.1186 | 22.79 | 23.2214 | 23.3659 | 23.5167 | 23.6308 | 23.7802 | 23.9499 | 24.1279 | 24.3329 | 24.5613 | 24.8479 | 25.1792 | 25.5438 | 26.0047 | 26.5206 | 27.0319 | 27.5603 | 28.1029 | 28.6293 | 29.1784 | 29.736 | 30.331
Northwest | Big Box-Retail | Peak | December | Other Non-Substitutables | MW | 38.3654 | 63.1992 | 66.4617 | 67.8224 | 67.7857 | 66.7374 | 68.5466 | 74.4006 | 71.8989 | 76.0628 | 75.8368 | 71.1658 | 81.2759 | 76.9158 | 82.2683 | 76.3759 | 76.6761 | 76.626 | 74.9112 | 88.8993 | 95.7531 | 93.0279 | 93.588 | 117.7165 | 83.9688 | 82.2006 | 85.1877 | 85.9083 | 89.228 | 91.5029 | 92.3571 | 93.0491 | 93.3975 | 93.7759 | 94.1304 | 94.4089 | 94.6994 | 94.9873 | 95.4184 | 95.9556 | 96.5368 | 97.434 | 98.4601 | 99.3656 | 100.2591 | 101.118 | 101.8289 | 102.5512 | 103.2315 | 103.9775
Northwest | Small Box-Retail | Peak | January | Space Heating | MW | 50.064 | 45.8888 | 51.3646 | 54.9315 | 53.5694 | 52.358 | 47.6553 | 61.5517 | 54.1844 | 54.8626 | 67.5127 | 57.7993 | 51.5042 | 57.5968 | 62.4709 | 64.5664 | 61.5873 | 50.1807 | 61.589 | 62.1324 | 60.3711 | 74.3295 | 78.409 | 70.2466 | 66.3889 | 74.3783 | 67.7716 | 67.3431 | 68.3452 | 68.6426 | 67.7585 | 66.9006 | 66.0404 | 65.2326 | 64.4356 | 63.6666 | 62.9391 | 62.247 | 61.6171 | 61.0425 | 60.5042 | 60.0414 | 59.6261 | 59.2204 | 58.8392 | 58.4752 | 58.1105 | 57.7675 | 57.4372 | 57.1326
Northwest | Small Box-Retail | Peak | January | Water Heating | MW | 2.3412 | 2.2273 | 2.3513 | 2.4036 | 2.394 | 2.3539 | 2.4093 | 2.6193 | 2.5219 | 2.6716 | 2.9416 | 2.6981 | 2.4554 | 2.5898 | 2.757 | 2.8819 | 2.7472 | 2.4348 | 2.9407 | 2.836 | 2.702 | 3.3493 | 3.6821 | 3.2504 | 3.0642 | 3.4597 | 3.0729 | 3.093 | 3.2057 | 3.284 | 3.3052 | 3.3239 | 3.3386 | 3.3528 | 3.3589 | 3.3635 | 3.3675 | 3.3709 | 3.3753 | 3.3804 | 3.3855 | 3.3933 | 3.4019 | 3.4091 | 3.416 | 3.4222 | 3.4268 | 3.4313 | 3.4352 | 3.4395
Northwest | Small Box-Retail | Peak | January | Other Substitutables | MW | 0.1196 | 0.1157 | 0.1234 | 0.1268 | 0.1258 | 0.1242 | 0.126 | 0.1391 | 0.1322 | 0.1393 | 0.1581 | 0.1429 | 0.1324 | 0.1401 | 0.1437 | 0.1545 | 0.1439 | 0.1259 | 0.1569 | 0.1493 | 0.1558 | 0.1647 | 0.1666 | 0.1748 | 0.1328 | 0.1459 | 0.1512 | 0.1527 | 0.1587 | 0.163 | 0.1644 | 0.1657 | 0.1669 | 0.168 | 0.1677 | 0.1674 | 0.1671 | 0.1668 | 0.1666 | 0.1665 | 0.1664 | 0.1664 | 0.1666 | 0.1667 | 0.1668 | 0.1668 | 0.1669 | 0.1669 | 0.1669 | 0.167
Northwest | Small Box-Retail | Peak | January | Refrigeration | MW | 4.6762 | 4.4601 | 4.7101 | 4.8038 | 4.7788 | 4.7084 | 4.8243 | 5.2419 | 5.0344 | 5.3448 | 5.8808 | 5.3996 | 4.9163 | 5.1814 | 5.5093 | 5.7658 | 5.4928 | 4.8704 | 5.8848 | 5.672 | 5.4521 | 6.5719 | 6.9799 | 6.2693 | 6.1557 | 6.5144 | 6.0427 | 5.8823 | 5.9092 | 5.8816 | 5.7605 | 5.6494 | 5.5448 | 5.4507 | 5.3651 | 5.2868 | 5.2161 | 5.1521 | 5.0965 | 5.048 | 5.0051 | 4.971 | 4.9426 | 4.9165 | 4.8937 | 4.8736 | 4.8542 | 4.8374 | 4.8224 | 4.8102
Northwest | Small Box-Retail | Peak | January | Lighting | MW | 69.8364 | 66.4008 | 70.1383 | 71.4013 | 71.0617 | 69.9787 | 71.8118 | 77.8709 | 74.7657 | 79.3653 | 87.4272 | 80.1519 | 73.0784 | 77.0596 | 82.0742 | 85.812 | 81.8741 | 70.0989 | 84.8477 | 81.8333 | 79.2121 | 98.9274 | 106.7389 | 93.6951 | 87.8918 | 100.7548 | 90.5924 | 90.6498 | 93.3622 | 95.0115 | 94.9666 | 94.8333 | 94.574 | 94.2971 | 93.9905 | 93.7222 | 93.5027 | 93.322 | 93.211 | 93.1552 | 93.1347 | 93.2165 | 93.3492 | 93.4622 | 93.5828 | 93.7034 | 93.7925 | 93.8911 | 93.9822 | 94.0956
Northwest | Small Box-Retail | Peak | January | Air Conditioning | MW | 69.6363 | 63.5269 | 61.6183 | 58.5688 | 85.5663 | 73.1632 | 81.2472 | 57.2578 | 86.2457 | 76.9268 | 89.8676 | 87.3095 | 95.0529 | 65.3213 | 70.9272 | 78.5143 | 82.1658 | 94.5248 | 100.0691 | 83.3906 | 85.6065 | 92.3195 | 94.611 | 96.6204 | 77.1799 | 85.1113 | 85.4005 | 84.0701 | 86.2468 | 87.7005 | 87.7618 | 87.9342 | 88.1618 | 88.5116 | 88.9427 | 89.4507 | 90.0502 | 90.7316 | 91.5321 | 92.4141 | 93.3726 | 94.4691 | 95.6569 | 96.8735 | 98.1243 | 99.4176 | 100.72 | 102.0694 | 103.4491 | 104.8887
Northwest | Small Box-Retail | Peak | January | Other Non-Substitutables | MW | 114.5636 | 109.1559 | 115.2353 | 117.6306 | 117.0431 | 115.2921 | 118.0844 | 128.3316 | 123.3317 | 130.8406 | 143.9582 | 132.1305 | 120.3665 | 126.8259 | 134.9061 | 141.0951 | 134.4809 | 119.2023 | 144.1236 | 138.8606 | 147.741 | 168.605 | 152.8086 | 175.1767 | 133.722 | 142.6509 | 147.3472 | 147.3316 | 151.7677 | 154.8971 | 154.9045 | 154.8874 | 154.7584 | 154.6776 | 154.6054 | 154.5185 | 154.4556 | 154.4043 | 154.4361 | 154.5326 | 154.6546 | 154.9208 | 155.2487 | 155.5293 | 155.8102 | 156.078 | 156.2805 | 156.4896 | 156.6818 | 156.903
Northwest | Small Box-Retail | Peak | February | Space Heating | MW | 56.8156 | 52.0697 | 58.2904 | 62.3704 | 60.8477 | 59.4589 | 54.0918 | 69.8564 | 61.5541 | 62.2793 | 77.4778 | 61.6755 | 52.9551 | 66.5166 | 67.9347 | 73.0344 | 67.5092 | 60.996 | 60.7702 | 67.8485 | 78.5787 | 81.2556 | 81.2816 | 76.1301 | 76.5831 | 86.1722 | 75.0969 | 74.6189 | 75.7291 | 76.0583 | 75.0783 | 74.1274 | 73.1741 | 72.2788 | 71.3957 | 70.5437 | 69.7379 | 68.9711 | 68.2732 | 67.6366 | 67.0402 | 66.5274 | 66.0672 | 65.6176 | 65.1952 | 64.7919 | 64.3877 | 64.0075 | 63.6414 | 63.3038
Northwest | Small Box-Retail | Peak | February | Water Heating | MW | 1.6041 | 1.5259 | 1.611 | 1.6477 | 1.6417 | 1.6139 | 1.6511 | 1.7948 | 1.7297 | 1.8311 | 2.0381 | 1.7383 | 1.5242 | 1.8057 | 1.8101 | 1.9681 | 1.8181 | 1.7868 | 1.7519 | 1.8698 | 2.1227 | 2.2111 | 2.307 | 2.128 | 2.1347 | 2.4215 | 2.0559 | 2.0693 | 2.1447 | 2.197 | 2.2112 | 2.2236 | 2.2334 | 2.2429 | 2.2469 | 2.25 | 2.2527 | 2.255 | 2.2579 | 2.2613 | 2.2648 | 2.2699 | 2.2757 | 2.2805 | 2.2851 | 2.2893 | 2.2923 | 2.2953 | 2.2979 | 2.3008
Northwest | Small Box-Retail | Peak | February | Other Substitutables | MW | 0.082 | 0.0793 | 0.0846 | 0.087 | 0.0863 | 0.0852 | 0.0864 | 0.0953 | 0.0907 | 0.0955 | 0.1095 | 0.0921 | 0.0822 | 0.0977 | 0.0943 | 0.1054 | 0.0952 | 0.0924 | 0.0934 | 0.0984 | 0.1221 | 0.1086 | 0.1042 | 0.1142 | 0.0925 | 0.1021 | 0.1011 | 0.1021 | 0.1061 | 0.109 | 0.1099 | 0.1108 | 0.1115 | 0.1123 | 0.1121 | 0.1119 | 0.1117 | 0.1115 | 0.1114 | 0.1113 | 0.1112 | 0.1113 | 0.1114 | 0.1114 | 0.1115 | 0.1115 | 0.1116 | 0.1116 | 0.1116 | 0.1116
Northwest | Small Box-Retail | Peak | February | Refrigeration | MW | 3.2041 | 3.0555 | 3.2272 | 3.2931 | 3.2772 | 3.2283 | 3.3063 | 3.5919 | 3.453 | 3.6633 | 4.0746 | 3.4788 | 3.0518 | 3.6126 | 3.6172 | 3.9376 | 3.6352 | 3.5743 | 3.5058 | 3.7395 | 4.2837 | 4.3378 | 4.3711 | 4.1035 | 4.2885 | 4.5585 | 4.0426 | 3.9353 | 3.9532 | 3.9348 | 3.8538 | 3.7794 | 3.7095 | 3.6465 | 3.5893 | 3.5369 | 3.4896 | 3.4468 | 3.4095 | 3.3771 | 3.3484 | 3.3256 | 3.3066 | 3.2891 | 3.2739 | 3.2604 | 3.2474 | 3.2362 | 3.2261 | 3.218
Northwest | Small Box-Retail | Peak | February | Lighting | MW | 44.0793 | 41.9066 | 44.2679 | 45.0926 | 44.8924 | 44.2001 | 45.3419 | 49.1635 | 47.2497 | 50.1212 | 55.8202 | 47.5826 | 41.7919 | 49.4966 | 49.6524 | 54.0087 | 49.9393 | 47.4196 | 46.5891 | 49.7263 | 57.3743 | 60.174 | 61.6721 | 56.549 | 56.4456 | 64.993 | 55.8502 | 55.8862 | 57.5589 | 58.576 | 58.5484 | 58.4663 | 58.3066 | 58.136 | 57.947 | 57.7817 | 57.6465 | 57.5352 | 57.4667 | 57.4323 | 57.4196 | 57.4699 | 57.5515 | 57.6211 | 57.6953 | 57.7695 | 57.8243 | 57.8849 | 57.9409 | 58.0106
Northwest | Small Box-Retail | Peak | February | Air Conditioning | MW | 51.6961 | 47.154 | 45.7342 | 43.4928 | 63.5786 | 54.3488 | 60.34 | 42.5139 | 64.0903 | 57.1294 | 67.4614 | 60.9509 | 63.9297 | 49.3443 | 50.4474 | 58.0806 | 58.9091 | 75.1622 | 64.5985 | 59.5655 | 72.7719 | 66.0236 | 64.2367 | 68.4761 | 58.3108 | 64.5589 | 61.8993 | 60.9359 | 62.5117 | 63.5632 | 63.6056 | 63.7286 | 63.8918 | 64.1435 | 64.4543 | 64.8209 | 65.2538 | 65.7462 | 66.3249 | 66.9627 | 67.6559 | 68.449 | 69.3084 | 70.1887 | 71.0938 | 72.0298 | 72.9723 | 73.949 | 74.9476 | 75.9896
Northwest | Small Box-Retail | Peak | February | Other Non-Substitutables | MW | 106.8635 | 101.8021 | 107.4846 | 109.778 | 109.2702 | 107.6133 | 110.1712 | 119.7128 | 115.1591 | 122.0853 | 135.7862 | 115.8884 | 101.7186 | 120.3813 | 120.5814 | 131.1772 | 121.1621 | 119.0928 | 116.885 | 124.6344 | 158.2234 | 151.568 | 130.116 | 156.2021 | 126.7423 | 135.8272 | 134.1965 | 134.1824 | 138.2227 | 141.0727 | 141.0791 | 141.0632 | 140.9457 | 140.8721 | 140.8062 | 140.7271 | 140.67 | 140.6233 | 140.6522 | 140.7399 | 140.8508 | 141.093 | 141.3913 | 141.6466 | 141.9021 | 142.1457 | 142.3297 | 142.5199 | 142.6946 | 142.8956
Northwest | Small Box-Retail | Peak | March | Space Heating | MW | 44.7682 | 40.9963 | 45.8936 | 49.153 | 47.8732 | 46.8453 | 42.5729 | 55.1385 | 48.5046 | 49.0799 | 56.1303 | 49.7511 | 46.6813 | 55.2749 | 56.5406 | 56.0089 | 57.762 | 46.8969 | 48.4389 | 49.7348 | 60.7419 | 63.9882 | 65.9893 | 66.9842 | 64.235 | 64.6508 | 64.0494 | 63.6384 | 64.5852 | 64.8658 | 64.0298 | 63.2186 | 62.4054 | 61.6417 | 60.8883 | 60.1615 | 59.474 | 58.8199 | 58.2244 | 57.6812 | 57.1723 | 56.7346 | 56.3419 | 55.9582 | 55.5978 | 55.2536 | 54.9087 | 54.5843 | 54.2718 | 53.9838
Northwest | Small Box-Retail | Peak | March | Water Heating | MW | 1.632 | 1.5512 | 1.6377 | 1.6766 | 1.6678 | 1.6417 | 1.6779 | 1.8291 | 1.7598 | 1.8632 | 1.9065 | 1.8104 | 1.7348 | 1.9375 | 1.9452 | 1.9488 | 2.0085 | 1.7738 | 1.8029 | 1.7696 | 2.1186 | 2.2485 | 2.4187 | 2.418 | 2.3118 | 2.3471 | 2.2644 | 2.2792 | 2.3622 | 2.4199 | 2.4354 | 2.4492 | 2.4599 | 2.4704 | 2.4749 | 2.4782 | 2.4812 | 2.4837 | 2.487 | 2.4907 | 2.4945 | 2.5002 | 2.5065 | 2.5118 | 2.5169 | 2.5214 | 2.5248 | 2.5281 | 2.531 | 2.5342
Northwest | Small Box-Retail | Peak | March | Other Substitutables | MW | 0.0834 | 0.0806 | 0.086 | 0.0885 | 0.0877 | 0.0866 | 0.0878 | 0.0972 | 0.0923 | 0.0972 | 0.1025 | 0.0959 | 0.0936 | 0.1048 | 0.1014 | 0.1044 | 0.1052 | 0.0917 | 0.0962 | 0.0932 | 0.1218 | 0.1104 | 0.1092 | 0.1296 | 0.1002 | 0.0989 | 0.1113 | 0.1123 | 0.1168 | 0.1199 | 0.121 | 0.1219 | 0.1228 | 0.1236 | 0.1234 | 0.1232 | 0.1229 | 0.1227 | 0.1226 | 0.1225 | 0.1224 | 0.1224 | 0.1225 | 0.1226 | 0.1227 | 0.1227 | 0.1228 | 0.1228 | 0.1228 | 0.1229
Northwest | Small Box-Retail | Peak | March | Refrigeration | MW | 3.2598 | 3.1061 | 3.2806 | 3.3509 | 3.3291 | 3.284 | 3.3599 | 3.6605 | 3.5131 | 3.7274 | 3.8115 | 3.6232 | 3.4735 | 3.8762 | 3.8871 | 3.8989 | 4.0159 | 3.5483 | 3.608 | 3.5393 | 4.2753 | 4.411 | 4.5822 | 4.6623 | 4.6442 | 4.4171 | 4.4522 | 4.334 | 4.3538 | 4.3335 | 4.2442 | 4.1624 | 4.0853 | 4.016 | 3.9529 | 3.8952 | 3.8431 | 3.796 | 3.755 | 3.7193 | 3.6877 | 3.6625 | 3.6416 | 3.6223 | 3.6055 | 3.5907 | 3.5763 | 3.564 | 3.5529 | 3.5439
Northwest | Small Box-Retail | Peak | March | Lighting | MW | 46.8184 | 44.4762 | 46.9826 | 47.9018 | 47.6138 | 46.9417 | 48.1019 | 52.3023 | 50.1834 | 53.2382 | 54.5063 | 51.7313 | 49.6562 | 55.4439 | 55.6986 | 55.8268 | 57.5923 | 49.1381 | 50.0517 | 49.1287 | 59.7899 | 63.9203 | 67.5246 | 67.1189 | 63.8401 | 65.8052 | 64.2548 | 64.297 | 66.2223 | 67.393 | 67.3616 | 67.2675 | 67.0839 | 66.8878 | 66.6705 | 66.4805 | 66.3251 | 66.1971 | 66.1184 | 66.0786 | 66.0638 | 66.1215 | 66.2153 | 66.2952 | 66.3804 | 66.4656 | 66.5284 | 66.5981 | 66.6623 | 66.7423
Northwest | Small Box-Retail | Peak | March | Air Conditioning | MW | 64.775 | 59.0362 | 57.2609 | 54.5044 | 79.5444 | 68.0909 | 75.5191 | 53.3549 | 80.3049 | 71.5882 | 77.7224 | 78.1767 | 89.6032 | 65.205 | 66.7672 | 70.8305 | 80.1551 | 91.8913 | 81.871 | 69.4324 | 89.4368 | 82.6886 | 82.946 | 95.7774 | 77.8171 | 77.0877 | 83.9586 | 82.6535 | 84.7872 | 86.2097 | 86.2634 | 86.4266 | 86.6445 | 86.9827 | 87.401 | 87.8954 | 88.4797 | 89.1448 | 89.9268 | 90.7889 | 91.7263 | 92.7992 | 93.962 | 95.1533 | 96.3782 | 97.645 | 98.9209 | 100.243 | 101.5949 | 103.0058
Northwest | Small Box-Retail | Peak | March | Other Non-Substitutables | MW | 110.5681 | 105.2484 | 111.1224 | 113.6012 | 112.8887 | 111.3306 | 113.8608 | 124.0736 | 119.1558 | 126.3331 | 129.1782 | 122.7506 | 117.7402 | 131.3589 | 131.7796 | 132.0952 | 136.1283 | 120.2342 | 122.3374 | 119.9658 | 160.6021 | 156.7619 | 138.683 | 180.585 | 139.5301 | 133.7669 | 150.3029 | 150.2872 | 154.8127 | 158.0047 | 158.0115 | 157.9933 | 157.8615 | 157.7787 | 157.7047 | 157.6161 | 157.552 | 157.4997 | 157.5317 | 157.6295 | 157.7531 | 158.0239 | 158.3575 | 158.6429 | 158.9285 | 159.2007 | 159.4064 | 159.619 | 159.8141 | 160.0388
Northwest | Small Box-Retail | Peak | April | Space Heating | MW | 32.7379 | 29.839 | 33.3539 | 35.8246 | 34.7774 | 34.1366 | 30.8907 | 40.483 | 35.4246 | 35.8737 | 37.9445 | 37.1641 | 33.8347 | 41.8805 | 42.7847 | 43.4616 | 41.6097 | 36.5965 | 36.528 | 40.8299 | 42.3323 | 46.3309 | 51.9167 | 44.3799 | 46.4233 | 47.2705 | 43.5656 | 43.2844 | 43.9275 | 44.1173 | 43.5476 | 42.9948 | 42.4406 | 41.92 | 41.4067 | 40.9115 | 40.4431 | 39.9975 | 39.5917 | 39.2213 | 38.8743 | 38.5758 | 38.308 | 38.0463 | 37.8004 | 37.5656 | 37.3304 | 37.1092 | 36.8962 | 36.6998
Northwest | Small Box-Retail | Peak | April | Water Heating | MW | 1.5744 | 1.4894 | 1.5701 | 1.6121 | 1.5981 | 1.5783 | 1.6067 | 1.7718 | 1.6954 | 1.7968 | 1.7004 | 1.7842 | 1.6587 | 1.9365 | 1.9417 | 1.9948 | 1.909 | 1.8261 | 1.7938 | 1.9167 | 1.9485 | 2.1486 | 2.5105 | 2.1137 | 2.2035 | 2.265 | 2.0327 | 2.0461 | 2.1206 | 2.1723 | 2.1863 | 2.1986 | 2.2083 | 2.2176 | 2.2216 | 2.2247 | 2.2273 | 2.2296 | 2.2325 | 2.2359 | 2.2392 | 2.2443 | 2.25 | 2.2547 | 2.2592 | 2.2634 | 2.2664 | 2.2693 | 2.2719 | 2.2747
Northwest | Small Box-Retail | Peak | April | Other Substitutables | MW | 0.0808 | 0.0777 | 0.0828 | 0.0854 | 0.0843 | 0.0835 | 0.0844 | 0.0943 | 0.0892 | 0.0939 | 0.0915 | 0.0947 | 0.0896 | 0.1049 | 0.1014 | 0.1071 | 0.1002 | 0.0946 | 0.0958 | 0.101 | 0.1121 | 0.1056 | 0.1134 | 0.1133 | 0.0956 | 0.0954 | 0.0999 | 0.1009 | 0.1048 | 0.1077 | 0.1086 | 0.1095 | 0.1102 | 0.1109 | 0.1108 | 0.1106 | 0.1104 | 0.1102 | 0.11 | 0.1099 | 0.1099 | 0.1099 | 0.11 | 0.1101 | 0.1101 | 0.1102 | 0.1102 | 0.1102 | 0.1102 | 0.1103
Northwest | Small Box-Retail | Peak | April | Refrigeration | MW | 3.145 | 2.9823 | 3.1452 | 3.222 | 3.1902 | 3.1572 | 3.2172 | 3.5457 | 3.3847 | 3.5948 | 3.3996 | 3.5707 | 3.3211 | 3.8742 | 3.8802 | 3.9909 | 3.8169 | 3.6529 | 3.5897 | 3.8333 | 3.9323 | 4.2146 | 4.7551 | 4.0749 | 4.4268 | 4.2612 | 3.9963 | 3.8902 | 3.908 | 3.8898 | 3.8097 | 3.7362 | 3.667 | 3.6047 | 3.5482 | 3.4963 | 3.4496 | 3.4073 | 3.3705 | 3.3384 | 3.31 | 3.2874 | 3.2686 | 3.2513 | 3.2362 | 3.2228 | 3.21 | 3.1989 | 3.1889 | 3.1808
Northwest | Small Box-Retail | Peak | April | Lighting | MW | 54.9139 | 51.9297 | 54.7742 | 56.0095 | 55.492 | 54.8883 | 56.0095 | 61.6189 | 58.8049 | 62.4529 | 59.1361 | 62.0098 | 57.7476 | 67.4147 | 67.6302 | 69.5419 | 66.6104 | 61.6118 | 60.6543 | 64.7833 | 66.9446 | 74.3525 | 85.3449 | 71.4497 | 74.0982 | 77.336 | 70.246 | 70.2946 | 72.4018 | 73.6833 | 73.6502 | 73.5482 | 73.3481 | 73.1341 | 72.897 | 72.6897 | 72.52 | 72.3803 | 72.2942 | 72.2505 | 72.2341 | 72.297 | 72.3994 | 72.4865 | 72.5793 | 72.6722 | 72.7407 | 72.8166 | 72.8866 | 72.9739
Northwest | Small Box-Retail | Peak | April | Air Conditioning | MW | 74.2501 | 67.3548 | 65.1886 | 62.1994 | 90.6071 | 77.7842 | 86.0279 | 61.3997 | 91.9313 | 82.0369 | 82.3759 | 91.5445 | 101.7567 | 77.4111 | 79.1381 | 86.0708 | 90.5179 | 112.4197 | 96.8177 | 89.3348 | 97.7205 | 93.8506 | 102.2332 | 99.4129 | 88.1381 | 88.364 | 89.5201 | 88.1287 | 90.4018 | 91.9164 | 91.9715 | 92.1434 | 92.3737 | 92.7322 | 93.1763 | 93.7017 | 94.3231 | 95.0306 | 95.8625 | 96.7798 | 97.7773 | 98.9194 | 100.1574 | 101.4257 | 102.7299 | 104.0787 | 105.4374 | 106.8454 | 108.2851 | 109.7879
Northwest | Small Box-Retail | Peak | April | Other Non-Substitutables | MW | 103.6566 | 98.1974 | 103.5229 | 106.1415 | 105.1186 | 104.0033 | 105.9433 | 116.7839 | 111.5509 | 118.3899 | 111.9585 | 117.5523 | 109.3895 | 127.578 | 127.8255 | 131.3896 | 125.7242 | 120.2769 | 118.2752 | 126.2564 | 143.6022 | 145.5697 | 139.7726 | 153.449 | 129.1652 | 125.3115 | 131.0964 | 131.0828 | 135.0305 | 137.8143 | 137.8199 | 137.8035 | 137.6876 | 137.6145 | 137.5494 | 137.4717 | 137.4153 | 137.3694 | 137.3965 | 137.4806 | 137.5874 | 137.8228 | 138.113 | 138.3611 | 138.6093 | 138.846 | 139.0247 | 139.2095 | 139.3792 | 139.5748
Northwest | Small Box-Retail | Peak | May | Space Heating | MW | 20.0418 | 18.1464 | 20.3919 | 22.0262 | 21.2038 | 20.8787 | 18.6318 | 24.8262 | 21.3751 | 21.7093 | 26.028 | 23.5125 | 20.998 | 27.15 | 28.04 | 27.0759 | 29.3686 | 22.7915 | 22.6328 | 26.225 | 28.5214 | 28.9632 | 31.2921 | 28.6073 | 30.377 | 29.2294 | 27.6373 | 27.4607 | 27.8664 | 27.9843 | 27.6204 | 27.2672 | 26.9128 | 26.5798 | 26.2518 | 25.9354 | 25.636 | 25.3512 | 25.0916 | 24.8541 | 24.6319 | 24.4406 | 24.2689 | 24.101 | 23.9432 | 23.7926 | 23.6419 | 23.5003 | 23.3638 | 23.2382
Northwest | Small Box-Retail | Peak | May | Water Heating | MW | 1.6342 | 1.5358 | 1.6277 | 1.6812 | 1.6516 | 1.6371 | 1.6437 | 1.8435 | 1.7348 | 1.8442 | 1.9762 | 1.9145 | 1.7462 | 2.1282 | 2.157 | 2.1068 | 2.2849 | 1.9278 | 1.8847 | 2.0876 | 2.2297 | 2.2817 | 2.5639 | 2.3089 | 2.4386 | 2.3713 | 2.1894 | 2.2039 | 2.2842 | 2.3401 | 2.3552 | 2.3685 | 2.3789 | 2.3891 | 2.3934 | 2.3966 | 2.3995 | 2.4019 | 2.405 | 2.4086 | 2.4122 | 2.4176 | 2.4238 | 2.4288 | 2.4337 | 2.4381 | 2.4413 | 2.4445 | 2.4472 | 2.4503
Northwest | Small Box-Retail | Peak | May | Other Substitutables | MW | 0.0843 | 0.0806 | 0.0864 | 0.0896 | 0.0878 | 0.0872 | 0.087 | 0.0984 | 0.0918 | 0.0966 | 0.1064 | 0.1017 | 0.0944 | 0.1156 | 0.1129 | 0.1134 | 0.1202 | 0.1003 | 0.1007 | 0.11 | 0.1286 | 0.1125 | 0.1161 | 0.1242 | 0.106 | 0.1001 | 0.108 | 0.1091 | 0.1134 | 0.1164 | 0.1175 | 0.1184 | 0.1192 | 0.12 | 0.1198 | 0.1196 | 0.1194 | 0.1192 | 0.119 | 0.1189 | 0.1188 | 0.1189 | 0.119 | 0.119 | 0.1191 | 0.1192 | 0.1192 | 0.1192 | 0.1192 | 0.1193
Northwest | Small Box-Retail | Peak | May | Refrigeration | MW | 3.2648 | 3.0754 | 3.2601 | 3.3601 | 3.2973 | 3.2754 | 3.2909 | 3.6892 | 3.4637 | 3.6895 | 3.9511 | 3.8315 | 3.4959 | 4.2578 | 4.3103 | 4.2146 | 4.5684 | 3.8567 | 3.7717 | 4.1751 | 4.5005 | 4.4742 | 4.8525 | 4.4499 | 4.8993 | 4.4598 | 4.3038 | 4.1896 | 4.2088 | 4.1892 | 4.1029 | 4.0237 | 3.9492 | 3.8821 | 3.8211 | 3.7653 | 3.7149 | 3.6693 | 3.6296 | 3.595 | 3.5644 | 3.54 | 3.5197 | 3.5011 | 3.4848 | 3.4704 | 3.4565 | 3.4445 | 3.4338 | 3.4251
Northwest | Small Box-Retail | Peak | May | Lighting | MW | 72.4013 | 68.0174 | 72.1102 | 74.1876 | 72.8435 | 72.3336 | 72.808 | 81.4832 | 76.4695 | 81.4856 | 87.4128 | 84.5967 | 77.2519 | 94.1581 | 95.4801 | 93.3627 | 101.3705 | 82.9223 | 81.2329 | 89.8789 | 97.529 | 100.4935 | 110.9487 | 99.3023 | 104.3204 | 102.9691 | 96.2444 | 96.3206 | 99.2163 | 100.9789 | 100.9393 | 100.8037 | 100.532 | 100.2403 | 99.9171 | 99.6342 | 99.4023 | 99.2116 | 99.0936 | 99.0329 | 99.0102 | 99.0963 | 99.2366 | 99.3556 | 99.4824 | 99.6094 | 99.7031 | 99.8072 | 99.9031 | 100.0233
Northwest | Small Box-Retail | Peak | May | Air Conditioning | MW | 91.5721 | 82.5438 | 80.0844 | 76.8995 | 111.4407 | 95.8702 | 104.7225 | 75.8683 | 111.867 | 100.0483 | 113.6823 | 116.7927 | 127.4009 | 100.9373 | 104.1822 | 107.6945 | 128.5869 | 141.0297 | 120.8096 | 115.4119 | 132.7649 | 118.2413 | 123.678 | 128.8628 | 115.5706 | 109.5582 | 114.4155 | 112.6275 | 115.5433 | 117.4891 | 117.5702 | 117.7997 | 118.1022 | 118.568 | 119.1438 | 119.823 | 120.6243 | 121.536 | 122.606 | 123.7837 | 125.0648 | 126.5309 | 128.1197 | 129.7466 | 131.4187 | 133.1483 | 134.8904 | 136.6955 | 138.541 | 140.4679
Northwest | Small Box-Retail | Peak | May | Other Non-Substitutables | MW | 107.2883 | 100.9698 | 106.9949 | 110.3689 | 108.3301 | 107.5749 | 108.0569 | 121.152 | 113.8182 | 121.1565 | 129.7447 | 125.7697 | 114.8139 | 139.8026 | 141.5809 | 138.3541 | 150.0446 | 126.6156 | 123.9032 | 137.1109 | 164.1325 | 154.1803 | 141.9911 | 167.2371 | 142.4225 | 130.7038 | 140.7726 | 140.7585 | 144.9986 | 147.9872 | 147.9931 | 147.9743 | 147.8469 | 147.7646 | 147.6926 | 147.6071 | 147.5438 | 147.4927 | 147.5191 | 147.6051 | 147.7171 | 147.9677 | 148.2777 | 148.542 | 148.8063 | 149.0589 | 149.2497 | 149.4474 | 149.6289 | 149.8394
Northwest | Small Box-Retail | Peak | June | Space Heating | MW | 1.69 | 1.5261 | 1.7341 | 1.8947 | 1.7504 | 1.7524 | 1.5316 | 2.1398 | 1.747 | 1.805 | 1.9749 | 1.7387 | 1.6438 | 2.1547 | 2.3583 | 2.124 | 2.354 | 1.886 | 1.9681 | 2.1423 | 2.3443 | 2.1712 | 2.5831 | 2.0764 | 2.2833 | 2.2104 | 2.1035 | 2.0897 | 2.1204 | 2.1292 | 2.1013 | 2.0742 | 2.047 | 2.0215 | 1.9964 | 1.9721 | 1.9492 | 1.9274 | 1.9075 | 1.8893 | 1.8722 | 1.8575 | 1.8443 | 1.8314 | 1.8193 | 1.8077 | 1.7961 | 1.7852 | 1.7747 | 1.7651
Northwest | Small Box-Retail | Peak | June | Water Heating | MW | 2.3058 | 2.1618 | 2.3166 | 2.4212 | 2.2812 | 2.3002 | 2.2604 | 2.6608 | 2.3735 | 2.5663 | 2.5064 | 2.3699 | 2.2892 | 2.8263 | 3.0343 | 2.7651 | 3.0648 | 2.6689 | 2.7421 | 2.8539 | 3.0706 | 2.8674 | 3.5438 | 2.806 | 3.0634 | 3.0055 | 2.7929 | 2.8113 | 2.9138 | 2.9849 | 3.0041 | 3.021 | 3.0341 | 3.0468 | 3.0523 | 3.0564 | 3.0601 | 3.0631 | 3.0671 | 3.0716 | 3.0761 | 3.083 | 3.0907 | 3.0971 | 3.1032 | 3.1087 | 3.1128 | 3.1168 | 3.1202 | 3.1241
Northwest | Small Box-Retail | Peak | June | Other Substitutables | MW | 0.1191 | 0.1137 | 0.1231 | 0.1295 | 0.1216 | 0.1226 | 0.1198 | 0.142 | 0.1261 | 0.1345 | 0.1347 | 0.1257 | 0.1235 | 0.1534 | 0.1589 | 0.1489 | 0.1614 | 0.139 | 0.1461 | 0.1502 | 0.177 | 0.1415 | 0.1605 | 0.1508 | 0.1334 | 0.1269 | 0.1378 | 0.1391 | 0.1446 | 0.1485 | 0.1498 | 0.151 | 0.152 | 0.153 | 0.1527 | 0.1524 | 0.1522 | 0.1519 | 0.1517 | 0.1516 | 0.1515 | 0.1515 | 0.1516 | 0.1517 | 0.1518 | 0.1519 | 0.1519 | 0.1519 | 0.1519 | 0.152
Northwest | Small Box-Retail | Peak | June | Refrigeration | MW | 4.607 | 4.329 | 4.6391 | 4.8387 | 4.5548 | 4.6025 | 4.5249 | 5.325 | 4.7395 | 5.1341 | 5.0111 | 4.7427 | 4.5827 | 5.6545 | 6.0635 | 5.531 | 6.1277 | 5.3398 | 5.4877 | 5.7078 | 6.1991 | 5.6205 | 6.7008 | 5.4048 | 6.1551 | 5.6446 | 5.4877 | 5.342 | 5.3666 | 5.3415 | 5.2315 | 5.1305 | 5.0354 | 4.9498 | 4.872 | 4.8008 | 4.7366 | 4.6785 | 4.6277 | 4.5835 | 4.5444 | 4.5132 | 4.4873 | 4.4634 | 4.4426 | 4.4241 | 4.4063 | 4.391 | 4.3773 | 4.3661
Northwest | Small Box-Retail | Peak | June | Lighting | MW | 130.2524 | 122.0495 | 130.809 | 136.1283 | 128.2936 | 129.6207 | 127.7638 | 149.9693 | 133.4028 | 144.6314 | 141.464 | 133.5667 | 129.1327 | 159.4764 | 171.236 | 156.171 | 173.3667 | 146.6994 | 151.0758 | 157.0117 | 171.4661 | 161.1813 | 195.6438 | 153.9486 | 167.1748 | 166.5421 | 156.626 | 156.7715 | 161.5045 | 164.3876 | 164.3334 | 164.1205 | 163.6839 | 163.2128 | 162.6902 | 162.2332 | 161.8581 | 161.55 | 161.3579 | 161.2569 | 161.218 | 161.3564 | 161.5827 | 161.7742 | 161.9777 | 162.1819 | 162.3321 | 162.4992 | 162.6531 | 162.8468
Northwest | Small Box-Retail | Peak | June | Air Conditioning | MW | 256.9659 | 231.0941 | 225.9927 | 219.9598 | 306.5091 | 267.7812 | 286.1892 | 217.6699 | 304.811 | 276.8374 | 286.4356 | 287.7166 | 332.7592 | 266.1788 | 290.6454 | 280.1721 | 342.5775 | 388.1718 | 348.9254 | 313.0531 | 362.8622 | 295.0604 | 339.2465 | 310.5086 | 288.8005 | 275.6973 | 289.7777 | 285.2545 | 292.6071 | 297.4999 | 297.6702 | 298.2173 | 298.9503 | 300.0969 | 301.525 | 303.2175 | 305.2192 | 307.5023 | 310.1834 | 313.1346 | 316.3491 | 320.0328 | 324.0275 | 328.1186 | 332.324 | 336.6758 | 341.0602 | 345.6049 | 350.2521 | 355.1061
Northwest | Small Box-Retail | Peak | June | Other Non-Substitutables | MW | 134.7334 | 126.4945 | 135.5048 | 141.4535 | 133.1781 | 134.5228 | 132.2362 | 155.6264 | 138.6013 | 150.0441 | 146.4526 | 138.5524 | 133.9494 | 165.2309 | 177.2525 | 161.5905 | 179.1176 | 156.012 | 160.4329 | 166.8171 | 201.6624 | 172.5123 | 174.1348 | 181.1499 | 158.8883 | 146.8119 | 159.7384 | 159.7231 | 164.5365 | 167.9265 | 167.9309 | 167.9067 | 167.7585 | 167.6609 | 167.5765 | 167.4776 | 167.4037 | 167.3442 | 167.3706 | 167.4626 | 167.585 | 167.8652 | 168.2131 | 168.5091 | 168.8045 | 169.0872 | 169.3004 | 169.5217 | 169.7246 | 169.9612
Northwest | Small Box-Retail | Peak | July | Space Heating | MW | 0 | 0 | 0 | 0 | 0 | 0 | 0 | 0 | 0 | 0 | 0 | 0 | 0 | 0 | 0 | 0 | 0 | 0 | 0 | 0 | 0 | 0 | 0 | 0 | 0 | 0 | 0 | 0 | 0 | 0 | 0 | 0 | 0 | 0 | 0 | 0 | 0 | 0 | 0 | 0 | 0 | 0 | 0 | 0 | 0 | 0 | 0 | 0 | 0 | 0
Northwest | Small Box-Retail | Peak | July | Water Heating | MW | 2.3097 | 2.185 | 2.3621 | 2.4867 | 2.2742 | 2.3074 | 2.2569 | 2.754 | 2.3567 | 2.5944 | 2.6721 | 2.4115 | 2.4899 | 2.9171 | 3.0455 | 2.6676 | 3.01 | 2.7376 | 2.7952 | 3.1062 | 3.1205 | 3.1908 | 3.5088 | 3.2691 | 3.3633 | 3.2757 | 3.1364 | 3.1571 | 3.2723 | 3.3523 | 3.3739 | 3.3929 | 3.4076 | 3.4219 | 3.4281 | 3.4327 | 3.4368 | 3.4403 | 3.4447 | 3.4496 | 3.4546 | 3.4623 | 3.471 | 3.4781 | 3.4849 | 3.4911 | 3.4956 | 3.5 | 3.5038 | 3.5081
Northwest | Small Box-Retail | Peak | July | Other Substitutables | MW | 0.1188 | 0.1146 | 0.1253 | 0.1329 | 0.1209 | 0.1228 | 0.1192 | 0.1467 | 0.1253 | 0.1358 | 0.1434 | 0.1277 | 0.1341 | 0.1582 | 0.1596 | 0.1438 | 0.1585 | 0.1428 | 0.1486 | 0.1633 | 0.1796 | 0.1576 | 0.1589 | 0.175 | 0.1467 | 0.1383 | 0.1546 | 0.156 | 0.1621 | 0.1665 | 0.1679 | 0.1693 | 0.1704 | 0.1715 | 0.1712 | 0.1709 | 0.1706 | 0.1703 | 0.17 | 0.1699 | 0.1698 | 0.1698 | 0.17 | 0.17 | 0.1701 | 0.1702 | 0.1702 | 0.1703 | 0.1703 | 0.1703
Northwest | Small Box-Retail | Peak | July | Refrigeration | MW | 4.615 | 4.3756 | 4.73 | 4.9697 | 4.5409 | 4.617 | 4.5175 | 5.5117 | 4.7062 | 5.1901 | 5.3425 | 4.826 | 4.9844 | 5.8361 | 6.0857 | 5.3358 | 6.0182 | 5.4776 | 5.5939 | 6.2124 | 6.3014 | 6.2517 | 6.6276 | 6.2919 | 6.758 | 6.1434 | 6.1597 | 5.9963 | 6.0239 | 5.9958 | 5.8724 | 5.759 | 5.6522 | 5.556 | 5.4687 | 5.3888 | 5.3166 | 5.2514 | 5.1944 | 5.1446 | 5.1006 | 5.0655 | 5.0364 | 5.0095 | 4.986 | 4.9652 | 4.9452 | 4.928 | 4.9125 | 4.8999
Northwest | Small Box-Retail | Peak | July | Lighting | MW | 113.2481 | 107.0189 | 115.6905 | 121.1883 | 110.9775 | 112.8223 | 110.7146 | 134.5687 | 114.861 | 126.7942 | 130.7909 | 117.8446 | 121.8109 | 142.7234 | 148.97 | 130.5803 | 147.6077 | 130.7766 | 133.8136 | 148.436 | 151.4884 | 155.7773 | 168.1479 | 155.7399 | 159.2437 | 157.6035 | 152.703 | 152.8606 | 157.4901 | 160.3114 | 160.2661 | 160.0641 | 159.6424 | 159.1857 | 158.6787 | 158.2357 | 157.8719 | 157.5731 | 157.3856 | 157.2852 | 157.2456 | 157.3789 | 157.5981 | 157.783 | 157.9791 | 158.1761 | 158.3207 | 158.4819 | 158.6301 | 158.8174
Northwest | Small Box-Retail | Peak | July | Air Conditioning | MW | 272.0264 | 246.8089 | 243.178 | 238.7266 | 323.08 | 283.7793 | 301.4147 | 237.9249 | 320.1751 | 295.6747 | 322.5038 | 309.5202 | 383.3092 | 290.0977 | 307.8549 | 285.1669 | 355.3448 | 421.046 | 375.3847 | 359.6261 | 389.0273 | 346.6996 | 354.5004 | 381.0216 | 335.4916 | 317.293 | 343.5449 | 338.1986 | 346.8647 | 352.6115 | 352.7603 | 353.3571 | 354.1764 | 355.4871 | 357.1346 | 359.0988 | 361.4303 | 364.0972 | 367.2332 | 370.687 | 374.4546 | 378.7791 | 383.4728 | 388.2814 | 393.2253 | 398.3439 | 403.5027 | 408.8525 | 414.3238 | 420.0411
Northwest | Small Box-Retail | Peak | July | Other Non-Substitutables | MW | 123.3157 | 116.8155 | 126.2343 | 132.7419 | 121.3085 | 123.294 | 120.626 | 147.1767 | 125.7459 | 138.5895 | 142.6608 | 128.8174 | 133.1143 | 155.8153 | 162.5464 | 142.4335 | 160.7334 | 146.2202 | 149.417 | 165.8868 | 187.7863 | 175.4839 | 156.9888 | 193.2398 | 159.0445 | 145.5732 | 163.8136 | 163.7986 | 168.7369 | 172.2123 | 172.2152 | 172.188 | 172.0331 | 171.9298 | 171.841 | 171.7385 | 171.6611 | 171.5991 | 171.6231 | 171.7126 | 171.8342 | 172.1181 | 172.4715 | 172.7716 | 173.0708 | 173.3573 | 173.573 | 173.7974 | 174.0027 | 174.2433
Northwest | Small Box-Retail | Peak | August | Space Heating | MW | 0 | 0 | 0 | 0 | 0 | 0 | 0 | 0 | 0 | 0 | 0 | 0 | 0 | 0 | 0 | 0 | 0 | 0 | 0 | 0 | 0 | 0 | 0 | 0 | 0 | 0 | 0 | 0 | 0 | 0 | 0 | 0 | 0 | 0 | 0 | 0 | 0 | 0 | 0 | 0 | 0 | 0 | 0 | 0 | 0 | 0 | 0 | 0 | 0 | 0
Northwest | Small Box-Retail | Peak | August | Water Heating | MW | 2.2762 | 2.1558 | 2.3341 | 2.4583 | 2.2399 | 2.2729 | 2.2234 | 2.7213 | 2.317 | 2.5564 | 2.6413 | 2.4919 | 2.4364 | 2.9318 | 2.993 | 2.7095 | 2.9924 | 2.5734 | 2.8467 | 3.108 | 2.8295 | 3.0193 | 3.5889 | 3.1035 | 3.4442 | 3.417 | 3.2385 | 3.26 | 3.3791 | 3.4618 | 3.4841 | 3.5039 | 3.5192 | 3.534 | 3.5404 | 3.5453 | 3.5495 | 3.5531 | 3.5576 | 3.5628 | 3.5679 | 3.5759 | 3.5848 | 3.5922 | 3.5992 | 3.6055 | 3.6102 | 3.6148 | 3.6187 | 3.6231
Northwest | Small Box-Retail | Peak | August | Other Substitutables | MW | 0.1169 | 0.1129 | 0.1236 | 0.1312 | 0.1189 | 0.1208 | 0.1172 | 0.1447 | 0.1231 | 0.1336 | 0.1415 | 0.1318 | 0.1311 | 0.1588 | 0.1567 | 0.1459 | 0.1574 | 0.1341 | 0.1511 | 0.1632 | 0.1626 | 0.1489 | 0.1623 | 0.1658 | 0.1503 | 0.1442 | 0.1594 | 0.1609 | 0.1672 | 0.1717 | 0.1731 | 0.1745 | 0.1756 | 0.1768 | 0.1765 | 0.1762 | 0.1758 | 0.1755 | 0.1753 | 0.1752 | 0.175 | 0.1751 | 0.1752 | 0.1753 | 0.1754 | 0.1755 | 0.1755 | 0.1755 | 0.1756 | 0.1756
Northwest | Small Box-Retail | Peak | August | Refrigeration | MW | 4.548 | 4.3173 | 4.6739 | 4.9129 | 4.4722 | 4.548 | 4.4503 | 5.4461 | 4.6268 | 5.1141 | 5.281 | 4.9869 | 4.8773 | 5.8656 | 5.9809 | 5.4195 | 5.9832 | 5.1492 | 5.6971 | 6.2159 | 5.7141 | 5.915 | 6.7771 | 5.9719 | 6.9208 | 6.4066 | 6.3596 | 6.1909 | 6.2195 | 6.1905 | 6.063 | 5.9459 | 5.8357 | 5.7364 | 5.6462 | 5.5637 | 5.4892 | 5.4219 | 5.3631 | 5.3117 | 5.2662 | 5.23 | 5.1999 | 5.1722 | 5.1479 | 5.1264 | 5.1058 | 5.088 | 5.072 | 5.059
Northwest | Small Box-Retail | Peak | August | Lighting | MW | 117.0532 | 110.7403 | 119.8817 | 125.6245 | 114.6137 | 116.5345 | 114.3819 | 139.4293 | 118.4059 | 131.0135 | 135.5814 | 127.6966 | 124.9794 | 150.4011 | 153.5222 | 139.0754 | 153.8874 | 128.9089 | 142.8968 | 155.7359 | 144.073 | 154.6146 | 180.3323 | 155.0349 | 170.974 | 172.3871 | 165.3709 | 165.54 | 170.5523 | 173.6064 | 173.5566 | 173.337 | 172.8799 | 172.385 | 171.8357 | 171.3559 | 170.962 | 170.6384 | 170.4351 | 170.3262 | 170.2831 | 170.4273 | 170.6645 | 170.8646 | 171.0769 | 171.2901 | 171.4465 | 171.621 | 171.7812 | 171.9837
Northwest | Small Box-Retail | Peak | August | Air Conditioning | MW | 274.0172 | 248.9126 | 245.5728 | 241.3087 | 325.219 | 285.687 | 303.3352 | 240.3005 | 321.7766 | 297.7602 | 325.7507 | 326.9113 | 383.4571 | 298.0032 | 309.2314 | 296.0301 | 361.0116 | 404.5218 | 390.5868 | 367.6847 | 360.2784 | 335.2985 | 370.7164 | 369.3626 | 351.5979 | 338.4984 | 362.5357 | 356.9074 | 366.0294 | 372.0704 | 372.2044 | 372.812 | 373.6559 | 375.0193 | 376.7386 | 378.7934 | 381.2362 | 384.0333 | 387.3253 | 390.9532 | 394.9123 | 399.459 | 404.3956 | 409.4541 | 414.6558 | 420.042 | 425.4712 | 431.1023 | 436.8615 | 442.8803
Northwest | Small Box-Retail | Peak | August | Other Non-Substitutables | MW | 110.0087 | 104.3361 | 112.9149 | 118.7889 | 108.1521 | 109.9419 | 107.5708 | 131.6444 | 111.9088 | 123.6203 | 127.6536 | 120.4971 | 117.9107 | 141.7624 | 144.61 | 130.9592 | 144.6537 | 124.4278 | 137.7512 | 150.2527 | 154.2147 | 150.3372 | 145.2344 | 166.1532 | 147.3569 | 137.3541 | 153.0987 | 153.0848 | 157.7003 | 160.9485 | 160.9512 | 160.9257 | 160.7813 | 160.6851 | 160.6022 | 160.5069 | 160.4349 | 160.3772 | 160.3997 | 160.4835 | 160.597 | 160.8622 | 161.1925 | 161.4728 | 161.7524 | 162.02 | 162.2215 | 162.431 | 162.6227 | 162.8471
Northwest | Small Box-Retail | Peak | September | Space Heating | MW | 4.121 | 3.7272 | 4.2092 | 4.5825 | 4.2902 | 4.271 | 3.7736 | 5.1867 | 4.321 | 4.4282 | 5.1245 | 4.4817 | 4.5559 | 5.4132 | 5.504 | 5.0553 | 5.5027 | 5.0032 | 4.7171 | 5.4171 | 5.6865 | 5.7505 | 6.0989 | 5.8096 | 5.9746 | 6.4949 | 5.7882 | 5.7504 | 5.8353 | 5.8599 | 5.7836 | 5.7095 | 5.6353 | 5.5655 | 5.4968 | 5.4306 | 5.3679 | 5.3083 | 5.2539 | 5.2042 | 5.1577 | 5.1176 | 5.0816 | 5.0465 | 5.0134 | 4.9819 | 4.9503 | 4.9206 | 4.892 | 4.8657
Northwest | Small Box-Retail | Peak | September | Water Heating | MW | 1.9747 | 1.8541 | 1.9746 | 2.0558 | 1.964 | 1.9684 | 1.9558 | 2.2635 | 2.0614 | 2.2106 | 2.2858 | 2.1448 | 2.2272 | 2.4939 | 2.488 | 2.3115 | 2.5157 | 2.487 | 2.3076 | 2.5342 | 2.6121 | 2.663 | 2.9407 | 2.758 | 2.8213 | 3.1016 | 2.6951 | 2.7128 | 2.8115 | 2.8801 | 2.8986 | 2.9148 | 2.9275 | 2.9397 | 2.945 | 2.9491 | 2.9526 | 2.9555 | 2.9594 | 2.9638 | 2.9682 | 2.9749 | 2.9824 | 2.9886 | 2.9945 | 2.9999 | 3.0038 | 3.0077 | 3.011 | 3.0148
Northwest | Small Box-Retail | Peak | September | Other Substitutables | MW | 0.1017 | 0.0971 | 0.1046 | 0.1095 | 0.1041 | 0.1045 | 0.1031 | 0.1204 | 0.1089 | 0.1154 | 0.1227 | 0.1136 | 0.1201 | 0.135 | 0.1299 | 0.124 | 0.1319 | 0.1289 | 0.1227 | 0.1331 | 0.1501 | 0.1311 | 0.1329 | 0.1478 | 0.1226 | 0.1308 | 0.1327 | 0.134 | 0.1393 | 0.143 | 0.1443 | 0.1454 | 0.1464 | 0.1473 | 0.1471 | 0.1468 | 0.1466 | 0.1463 | 0.1461 | 0.146 | 0.1459 | 0.146 | 0.1461 | 0.1462 | 0.1462 | 0.1463 | 0.1463 | 0.1464 | 0.1464 | 0.1465
Northwest | Small Box-Retail | Peak | September | Refrigeration | MW | 3.9451 | 3.7127 | 3.9549 | 4.1087 | 3.9211 | 3.9381 | 3.9156 | 4.5298 | 4.1159 | 4.4225 | 4.5701 | 4.2924 | 4.459 | 4.9894 | 4.9719 | 4.6241 | 5.0298 | 4.9753 | 4.6181 | 5.0683 | 5.2731 | 5.2213 | 5.5632 | 5.3142 | 5.6683 | 5.8298 | 5.297 | 5.1564 | 5.1801 | 5.1559 | 5.0497 | 4.9523 | 4.8605 | 4.7779 | 4.7029 | 4.6342 | 4.5722 | 4.5161 | 4.4672 | 4.4246 | 4.3869 | 4.3568 | 4.3319 | 4.3089 | 4.2888 | 4.271 | 4.2539 | 4.2392 | 4.2259 | 4.2152
Northwest | Small Box-Retail | Peak | September | Lighting | MW | 103.2458 | 96.9099 | 103.232 | 107.0197 | 102.2613 | 102.6635 | 102.3013 | 118.0824 | 107.2541 | 115.3216 | 119.3981 | 111.8875 | 116.3134 | 130.2584 | 130.0129 | 120.9745 | 131.8343 | 126.3708 | 117.5171 | 128.8967 | 134.9196 | 138.3747 | 150.1536 | 139.9392 | 142.3554 | 158.9115 | 139.7356 | 139.8504 | 144.059 | 146.6207 | 146.5643 | 146.3683 | 145.975 | 145.5523 | 145.0836 | 144.6737 | 144.3378 | 144.0616 | 143.8903 | 143.8017 | 143.7679 | 143.8921 | 144.0947 | 144.2666 | 144.4494 | 144.6327 | 144.7675 | 144.9173 | 145.0554 | 145.2284
Northwest | Small Box-Retail | Peak | September | Air Conditioning | MW | 193.1083 | 173.8899 | 169.4154 | 164.123 | 231.2633 | 201.0813 | 217.1843 | 162.5618 | 232.0704 | 209.1975 | 229.2893 | 228.3058 | 283.706 | 206.3551 | 209.5845 | 206.0201 | 246.8975 | 317.3641 | 257.6898 | 244.2064 | 270.9102 | 240.7782 | 247.6417 | 268.222 | 233.7192 | 250.2318 | 245.7005 | 241.8729 | 248.1091 | 252.2614 | 252.4085 | 252.8758 | 253.502 | 254.4796 | 255.694 | 257.132 | 258.8329 | 260.7714 | 263.0493 | 265.5586 | 268.2897 | 271.4181 | 274.8098 | 278.2841 | 281.8559 | 285.5512 | 289.2736 | 293.1318 | 297.077 | 301.1964
Northwest | Small Box-Retail | Peak | September | Other Non-Substitutables | MW | 122.6456 | 115.3115 | 122.7887 | 127.6719 | 121.8688 | 122.3561 | 121.6302 | 140.7264 | 127.9463 | 137.3852 | 141.9677 | 133.2903 | 138.5363 | 154.9764 | 154.4939 | 143.6002 | 156.2792 | 154.5199 | 143.5168 | 157.4549 | 182.2249 | 170.2722 | 153.8326 | 189.1057 | 155.7637 | 161.4229 | 163.9016 | 163.8853 | 168.8225 | 172.3018 | 172.3072 | 172.2843 | 172.1357 | 172.0397 | 171.9555 | 171.8561 | 171.7828 | 171.7235 | 171.7539 | 171.8534 | 171.9827 | 172.2734 | 172.633 | 172.9397 | 173.2461 | 173.5389 | 173.7597 | 173.9885 | 174.1984 | 174.4418
Northwest | Small Box-Retail | Peak | October | Space Heating | MW | 29.3101 | 26.7676 | 29.9741 | 32.1526 | 31.2306 | 30.6047 | 27.7171 | 36.0572 | 31.599 | 31.9781 | 33.5075 | 30.6477 | 28.9164 | 34.2587 | 35.6159 | 33.4603 | 39.7322 | 31.8226 | 30.8183 | 32.6737 | 43.9646 | 41.8003 | 42.9806 | 40.3111 | 40.0599 | 42.0503 | 39.3104 | 39.0562 | 39.6356 | 39.806 | 39.2909 | 38.7911 | 38.2902 | 37.8196 | 37.3566 | 36.9099 | 36.4874 | 36.0854 | 35.7193 | 35.3852 | 35.0721 | 34.8027 | 34.561 | 34.3248 | 34.1028 | 33.8908 | 33.6785 | 33.4787 | 33.2864 | 33.109
Northwest | Small Box-Retail | Peak | October | Water Heating | MW | 1.9917 | 1.888 | 1.9939 | 2.0445 | 2.028 | 1.9995 | 2.0364 | 2.2298 | 2.1371 | 2.2629 | 2.1212 | 2.079 | 2.0033 | 2.2384 | 2.2839 | 2.1702 | 2.5755 | 2.2436 | 2.1383 | 2.1672 | 2.8579 | 2.7391 | 2.9387 | 2.7136 | 2.6876 | 2.8462 | 2.5911 | 2.6079 | 2.7026 | 2.7685 | 2.786 | 2.8016 | 2.8136 | 2.8254 | 2.8305 | 2.8343 | 2.8377 | 2.8406 | 2.8443 | 2.8486 | 2.8528 | 2.8593 | 2.8666 | 2.8726 | 2.8783 | 2.8835 | 2.8873 | 2.8911 | 2.8943 | 2.8979
Northwest | Small Box-Retail | Peak | October | Other Substitutables | MW | 0.1018 | 0.0982 | 0.1048 | 0.1079 | 0.1067 | 0.1055 | 0.1066 | 0.1185 | 0.1122 | 0.1181 | 0.114 | 0.1102 | 0.1081 | 0.1212 | 0.1191 | 0.1164 | 0.135 | 0.1161 | 0.1141 | 0.1141 | 0.1638 | 0.1344 | 0.1326 | 0.1453 | 0.1165 | 0.1199 | 0.1274 | 0.1286 | 0.1336 | 0.1372 | 0.1384 | 0.1395 | 0.1405 | 0.1414 | 0.1412 | 0.1409 | 0.1407 | 0.1404 | 0.1403 | 0.1401 | 0.1401 | 0.1401 | 0.1402 | 0.1403 | 0.1404 | 0.1405 | 0.1405 | 0.1405 | 0.1405 | 0.1406
Northwest | Small Box-Retail | Peak | October | Refrigeration | MW | 3.9783 | 3.7806 | 3.9941 | 4.0861 | 4.0483 | 3.9996 | 4.0775 | 4.4624 | 4.2665 | 4.5272 | 4.2408 | 4.1607 | 4.011 | 4.4783 | 4.564 | 4.3418 | 5.1495 | 4.4881 | 4.2792 | 4.3344 | 5.7683 | 5.3725 | 5.5649 | 5.2312 | 5.3994 | 5.3554 | 5.0942 | 4.959 | 4.9817 | 4.9584 | 4.8563 | 4.7626 | 4.6744 | 4.595 | 4.5229 | 4.4569 | 4.3973 | 4.3434 | 4.2964 | 4.2555 | 4.2193 | 4.1905 | 4.1665 | 4.1445 | 4.1252 | 4.1082 | 4.0918 | 4.0776 | 4.0649 | 4.0546
Northwest | Small Box-Retail | Peak | October | Lighting | MW | 82.8859 | 78.5321 | 82.9794 | 84.7394 | 83.9964 | 82.9437 | 84.6948 | 92.499 | 88.4092 | 93.8088 | 87.983 | 86.1827 | 83.1831 | 92.9236 | 94.8627 | 90.1746 | 107.1155 | 90.1815 | 86.1311 | 87.2851 | 117.0866 | 112.9394 | 119.0861 | 109.3121 | 107.6984 | 115.7601 | 106.6174 | 106.6927 | 109.8923 | 111.8383 | 111.7884 | 111.634 | 111.3308 | 111.0062 | 110.6466 | 110.332 | 110.0748 | 109.863 | 109.7324 | 109.6661 | 109.6411 | 109.7365 | 109.8915 | 110.0235 | 110.1641 | 110.3048 | 110.4083 | 110.5231 | 110.6291 | 110.7612
Northwest | Small Box-Retail | Peak | October | Air Conditioning | MW | 83.2678 | 75.6901 | 73.4095 | 69.9979 | 101.9081 | 87.3452 | 96.549 | 68.5023 | 102.7459 | 91.5808 | 91.0818 | 94.5697 | 109.012 | 79.3364 | 82.5512 | 83.0638 | 108.2558 | 122.4331 | 102.2694 | 89.548 | 126.8692 | 106.072 | 106.1269 | 113.1252 | 95.3092 | 98.4323 | 101.172 | 99.5986 | 102.1686 | 103.8813 | 103.9443 | 104.1393 | 104.4004 | 104.8064 | 105.3091 | 105.9035 | 106.6065 | 107.4069 | 108.3478 | 109.3852 | 110.5132 | 111.8045 | 113.204 | 114.6379 | 116.1122 | 117.637 | 119.1728 | 120.7643 | 122.3917 | 124.0902
Northwest | Small Box-Retail | Peak | October | Other Non-Substitutables | MW | 119.4173 | 113.3655 | 119.7248 | 122.5918 | 121.4838 | 119.9907 | 122.2844 | 133.8552 | 128.0586 | 135.7871 | 127.1945 | 124.7439 | 120.3205 | 134.3042 | 136.9286 | 130.1795 | 154.4721 | 134.5841 | 128.4021 | 130.0138 | 192.0873 | 169.0404 | 148.8938 | 179.4147 | 143.494 | 143.4594 | 152.1962 | 152.1803 | 156.7632 | 159.9948 | 160.0006 | 159.9812 | 159.8468 | 159.7619 | 159.6862 | 159.5959 | 159.5305 | 159.4772 | 159.5088 | 159.6066 | 159.7306 | 160.0037 | 160.3403 | 160.6281 | 160.9161 | 161.1907 | 161.3978 | 161.6119 | 161.8086 | 162.0353
Northwest | Small Box-Retail | Peak | November | Space Heating | MW | 49.5783 | 45.315 | 50.7932 | 54.4873 | 52.8673 | 51.8234 | 46.9495 | 61.1184 | 53.5194 | 54.1687 | 58.2352 | 51.3185 | 48.6464 | 58.4748 | 67.2076 | 62.0007 | 64.1216 | 55.8313 | 59.0831 | 65.297 | 74.0816 | 71.9973 | 68.2625 | 62.4745 | 82.1089 | 68.7535 | 64.9781 | 64.5624 | 65.5209 | 65.8034 | 64.953 | 64.1278 | 63.3007 | 62.5236 | 61.7583 | 61.0201 | 60.3217 | 59.6572 | 59.0522 | 58.5001 | 57.9828 | 57.5379 | 57.1386 | 56.7484 | 56.3818 | 56.0317 | 55.681 | 55.3511 | 55.0334 | 54.7405
Northwest | Small Box-Retail | Peak | November | Water Heating | MW | 1.7885 | 1.6968 | 1.7937 | 1.8393 | 1.8225 | 1.7973 | 1.8311 | 2.0065 | 1.9217 | 2.035 | 1.9572 | 1.8481 | 1.7892 | 2.0283 | 2.288 | 2.1347 | 2.2064 | 2.0898 | 2.176 | 2.2992 | 2.5573 | 2.5041 | 2.4754 | 2.2313 | 2.9232 | 2.4688 | 2.2735 | 2.2883 | 2.3715 | 2.4294 | 2.4449 | 2.4586 | 2.4693 | 2.4797 | 2.4841 | 2.4875 | 2.4905 | 2.493 | 2.4962 | 2.5 | 2.5038 | 2.5095 | 2.5159 | 2.5212 | 2.5262 | 2.5308 | 2.5341 | 2.5375 | 2.5403 | 2.5435
Northwest | Small Box-Retail | Peak | November | Other Substitutables | MW | 0.0915 | 0.0882 | 0.0943 | 0.0971 | 0.0958 | 0.0948 | 0.0958 | 0.1065 | 0.1007 | 0.106 | 0.1051 | 0.0978 | 0.0964 | 0.1097 | 0.1191 | 0.1142 | 0.1154 | 0.108 | 0.1159 | 0.1209 | 0.147 | 0.1231 | 0.1119 | 0.1198 | 0.1267 | 0.1041 | 0.1118 | 0.1129 | 0.1174 | 0.1205 | 0.1216 | 0.1226 | 0.1234 | 0.1242 | 0.124 | 0.1238 | 0.1236 | 0.1233 | 0.1232 | 0.1231 | 0.123 | 0.1231 | 0.1232 | 0.1232 | 0.1233 | 0.1234 | 0.1234 | 0.1234 | 0.1234 | 0.1235
Northwest | Small Box-Retail | Peak | November | Refrigeration | MW | 3.5725 | 3.3976 | 3.593 | 3.676 | 3.6381 | 3.5953 | 3.6666 | 4.0155 | 3.8363 | 4.0712 | 3.9128 | 3.6986 | 3.5823 | 4.0578 | 4.5722 | 4.2708 | 4.4115 | 4.1803 | 4.3546 | 4.5984 | 5.1609 | 4.9122 | 4.6893 | 4.3023 | 5.8726 | 4.6462 | 4.4702 | 4.3515 | 4.3714 | 4.351 | 4.2614 | 4.1792 | 4.1018 | 4.0322 | 3.9689 | 3.9109 | 3.8586 | 3.8113 | 3.7701 | 3.7342 | 3.7025 | 3.6772 | 3.6562 | 3.6369 | 3.62 | 3.605 | 3.5907 | 3.5783 | 3.5671 | 3.5581
Northwest | Small Box-Retail | Peak | November | Lighting | MW | 59.5395 | 56.4604 | 59.7149 | 60.9855 | 60.3873 | 59.6465 | 60.9316 | 66.6021 | 63.6116 | 67.5056 | 64.9692 | 61.3071 | 59.4423 | 67.3733 | 76.0572 | 71.0138 | 73.4692 | 67.2367 | 70.165 | 74.1288 | 83.7585 | 82.5859 | 80.211 | 71.8792 | 93.6932 | 80.3136 | 74.8374 | 74.8886 | 77.1328 | 78.4977 | 78.4621 | 78.3533 | 78.14 | 77.9119 | 77.6593 | 77.4382 | 77.2573 | 77.1084 | 77.0167 | 76.9703 | 76.9531 | 77.0203 | 77.1294 | 77.2223 | 77.3214 | 77.4205 | 77.4935 | 77.5745 | 77.6492 | 77.7423
Northwest | Small Box-Retail | Peak | November | Air Conditioning | MW | 76.1432 | 69.2704 | 67.2378 | 64.1232 | 93.248 | 79.9475 | 88.4045 | 62.7882 | 94.0671 | 83.8622 | 85.5563 | 85.6001 | 99.1202 | 73.2046 | 84.205 | 83.1814 | 94.4113 | 116.0998 | 105.9531 | 96.716 | 115.7794 | 98.7621 | 91.0144 | 94.8192 | 105.4628 | 86.9132 | 90.4126 | 89.0048 | 91.3057 | 92.8406 | 92.9014 | 93.08 | 93.3173 | 93.684 | 94.1369 | 94.6716 | 95.3031 | 96.0216 | 96.8658 | 97.7962 | 98.8077 | 99.9651 | 101.2192 | 102.5039 | 103.8247 | 105.1907 | 106.5663 | 107.9917 | 109.4492 | 110.9702
Northwest | Small Box-Retail | Peak | November | Other Non-Substitutables | MW | 100.0164 | 95.0243 | 100.4532 | 102.8645 | 101.8254 | 100.6011 | 102.5599 | 112.3413 | 107.3968 | 113.8914 | 109.4575 | 103.4268 | 100.2267 | 113.5032 | 127.9423 | 119.4327 | 123.4279 | 116.9165 | 121.8725 | 128.6479 | 160.0801 | 144.0974 | 117.122 | 137.5281 | 145.6348 | 116.1435 | 124.5638 | 124.5508 | 128.3013 | 130.9465 | 130.9518 | 130.9364 | 130.8266 | 130.7574 | 130.6957 | 130.6218 | 130.5683 | 130.5247 | 130.5508 | 130.6312 | 130.7332 | 130.9573 | 131.2334 | 131.4695 | 131.7058 | 131.9311 | 132.1013 | 132.2771 | 132.4387 | 132.6248
Northwest | Small Box-Retail | Peak | December | Space Heating | MW | 68.1293 | 62.3241 | 69.4915 | 74.2899 | 72.7671 | 71.087 | 64.8743 | 83.702 | 74.0914 | 74.7978 | 83.3936 | 73.0171 | 81.5817 | 81.937 | 89.347 | 81.9732 | 82.3592 | 75.6553 | 75.0815 | 93.3078 | 91.8009 | 96.2438 | 112.5717 | 110.7287 | 97.7028 | 100.5011 | 91.9161 | 91.3337 | 92.693 | 93.0966 | 91.8978 | 90.7345 | 89.5683 | 88.4732 | 87.3931 | 86.3509 | 85.3652 | 84.4272 | 83.5737 | 82.7953 | 82.0659 | 81.4389 | 80.8762 | 80.3265 | 79.8101 | 79.3169 | 78.8227 | 78.3578 | 77.9101 | 77.4973
Northwest | Small Box-Retail | Peak | December | Water Heating | MW | 1.6924 | 1.6068 | 1.6897 | 1.7265 | 1.7274 | 1.6975 | 1.7424 | 1.8917 | 1.8315 | 1.9348 | 1.9307 | 1.8104 | 2.0656 | 1.957 | 2.0947 | 1.9435 | 1.9515 | 1.9499 | 1.9043 | 2.2622 | 2.1821 | 2.3027 | 2.8076 | 2.7216 | 2.3963 | 2.4838 | 2.2133 | 2.2278 | 2.3089 | 2.3653 | 2.3805 | 2.3939 | 2.4044 | 2.4147 | 2.419 | 2.4223 | 2.4252 | 2.4276 | 2.4308 | 2.4345 | 2.4382 | 2.4438 | 2.45 | 2.4552 | 2.4601 | 2.4646 | 2.4679 | 2.4712 | 2.474 | 2.4771
Northwest | Small Box-Retail | Peak | December | Other Substitutables | MW | 0.0865 | 0.0835 | 0.0887 | 0.0911 | 0.0907 | 0.0895 | 0.0912 | 0.1005 | 0.096 | 0.1009 | 0.1038 | 0.096 | 0.1114 | 0.1058 | 0.1092 | 0.1042 | 0.1023 | 0.1009 | 0.1016 | 0.1191 | 0.1259 | 0.1133 | 0.127 | 0.1463 | 0.1038 | 0.1047 | 0.1089 | 0.1099 | 0.1142 | 0.1173 | 0.1184 | 0.1193 | 0.1201 | 0.1209 | 0.1207 | 0.1205 | 0.1203 | 0.1201 | 0.1199 | 0.1199 | 0.1198 | 0.1198 | 0.1199 | 0.12 | 0.1201 | 0.1201 | 0.1201 | 0.1202 | 0.1202 | 0.1202
Northwest | Small Box-Retail | Peak | December | Refrigeration | MW | 3.3803 | 3.2174 | 3.3848 | 3.4506 | 3.4481 | 3.3954 | 3.4891 | 3.7858 | 3.6563 | 3.8708 | 3.8599 | 3.6232 | 4.1359 | 3.9154 | 4.1858 | 3.8884 | 3.9018 | 3.9005 | 3.8108 | 4.5245 | 4.4029 | 4.5188 | 5.3234 | 5.2497 | 4.8139 | 4.6769 | 4.3526 | 4.237 | 4.2564 | 4.2365 | 4.1493 | 4.0692 | 3.9939 | 3.9261 | 3.8645 | 3.8081 | 3.7572 | 3.7111 | 3.671 | 3.6361 | 3.6052 | 3.5806 | 3.5602 | 3.5414 | 3.525 | 3.5105 | 3.4965 | 3.4844 | 3.4736 | 3.4648
Northwest | Small Box-Retail | Peak | December | Lighting | MW | 55.2163 | 52.4038 | 55.1452 | 56.1159 | 56.1044 | 55.2171 | 56.8031 | 61.528 | 59.4053 | 62.8767 | 62.7623 | 58.8254 | 67.2602 | 63.7238 | 68.2263 | 63.3432 | 63.6464 | 61.4283 | 60.1253 | 71.4296 | 69.988 | 74.3946 | 89.0412 | 85.8451 | 75.2078 | 79.1627 | 71.4024 | 71.4473 | 73.5848 | 74.8844 | 74.8487 | 74.7434 | 74.5389 | 74.3206 | 74.0789 | 73.8674 | 73.6944 | 73.552 | 73.4645 | 73.4205 | 73.4044 | 73.4688 | 73.5733 | 73.6624 | 73.7574 | 73.8524 | 73.9225 | 74.0002 | 74.0719 | 74.1611
Northwest | Small Box-Retail | Peak | December | Air Conditioning | MW | 32.283 | 29.3901 | 28.4102 | 26.9822 | 39.5872 | 33.8383 | 37.7011 | 26.5257 | 40.1627 | 35.7312 | 37.8389 | 37.5643 | 51.2541 | 31.6644 | 34.5731 | 33.9692 | 37.4446 | 48.5584 | 41.5743 | 42.6766 | 44.3526 | 40.7185 | 46.2857 | 51.904 | 38.7153 | 39.2076 | 39.46 | 38.8456 | 39.851 | 40.5222 | 40.5501 | 40.6294 | 40.7342 | 40.8955 | 41.0943 | 41.3288 | 41.6055 | 41.92 | 42.2896 | 42.6969 | 43.1396 | 43.6459 | 44.1944 | 44.7563 | 45.334 | 45.9313 | 46.5328 | 47.156 | 47.7933 | 48.4582
Northwest | Small Box-Retail | Peak | December | Other Non-Substitutables | MW | 122.7738 | 116.738 | 122.7693 | 125.2647 | 125.2019 | 123.2583 | 126.6105 | 137.4071 | 132.7905 | 140.4774 | 140.0793 | 131.4394 | 150.1176 | 142.0804 | 151.954 | 141.0656 | 141.6232 | 141.5275 | 138.3612 | 164.2169 | 176.8512 | 171.8301 | 172.8556 | 217.4111 | 155.0871 | 151.83 | 157.3469 | 157.3303 | 162.0672 | 165.4091 | 165.4168 | 165.3985 | 165.2611 | 165.1752 | 165.0983 | 165.0057 | 164.9389 | 164.8843 | 164.9186 | 165.0222 | 165.1527 | 165.4372 | 165.7874 | 166.0872 | 166.3873 | 166.6733 | 166.8895 | 167.1128 | 167.318 | 167.554
Northwest | High End-Retail | Peak | January | Space Heating | MW | 9.9487 | 9.1351 | 10.2147 | 10.9321 | 10.6445 | 10.4139 | 9.4737 | 12.2426 | 10.7711 | 10.906 | 13.4151 | 11.4861 | 10.2383 | 11.4557 | 12.4309 | 12.8293 | 12.253 | 9.9868 | 12.2346 | 12.3501 | 13.1445 | 14.9967 | 13.5828 | 15.5875 | 11.8902 | 12.6875 | 13.1068 | 13.2154 | 13.6012 | 13.775 | 13.8368 | 13.8563 | 13.7934 | 13.7399 | 13.6852 | 13.6136 | 13.5468 | 13.4836 | 13.462 | 13.4731 | 13.5002 | 13.6059 | 13.7488 | 13.8666 | 13.9877 | 14.1043 | 14.1916 | 14.285 | 14.3704 | 14.4751
Northwest | High End-Retail | Peak | January | Water Heating | MW | 0.5824 | 0.5588 | 0.587 | 0.5986 | 0.6003 | 0.5915 | 0.6017 | 0.6566 | 0.627 | 0.6696 | 0.7332 | 0.6742 | 0.6126 | 0.6483 | 0.6859 | 0.7199 | 0.686 | 0.6096 | 0.7354 | 0.7086 | 0.6816 | 0.822 | 0.87 | 0.7844 | 0.7679 | 0.8177 | 0.7556 | 0.7741 | 0.8158 | 0.8431 | 0.8666 | 0.886 | 0.8978 | 0.91 | 0.92 | 0.928 | 0.9357 | 0.9432 | 0.9536 | 0.9661 | 0.9795 | 0.9991 | 1.0214 | 1.041 | 1.0604 | 1.0791 | 1.0948 | 1.1107 | 1.1256 | 1.1419
Northwest | High End-Retail | Peak | January | Other Substitutables | MW | 0.0068 | 0.0069 | 0.0067 | 0.0067 | 0.0066 | 0.0066 | 0.0067 | 0.0066 | 0.0067 | 0.0067 | 0.0073 | 0.0067 | 0.0064 | 0.0058 | 0.0089 | 0.0065 | 0.0063 | 0.0061 | 0.0071 | 0.0066 | 0.0099 | 0.0078 | 0.0083 | 0.0076 | 0.0078 | 0.0081 | 0.0075 | 0.0078 | 0.0083 | 0.0086 | 0.0089 | 0.0092 | 0.0094 | 0.0096 | 0.0096 | 0.0097 | 0.0097 | 0.0098 | 0.0099 | 0.01 | 0.0101 | 0.0103 | 0.0105 | 0.0107 | 0.0109 | 0.0111 | 0.0112 | 0.0114 | 0.0115 | 0.0117
Northwest | High End-Retail | Peak | January | Refrigeration | MW | 0.0124 | 0.0127 | 0.0126 | 0.0125 | 0.0164 | 0.0162 | 0.017 | 0.0149 | 0.0162 | 0.0153 | 0.021 | 0.0194 | 0.0181 | 0.0165 | 0.0204 | 0.0195 | 0.0223 | 0.0144 | 0.0206 | 0.0188 | 0.0183 | 0.0211 | 0.0222 | 0.0211 | 0.0203 | 0.0207 | 0.0188 | 0.0186 | 0.0189 | 0.019 | 0.019 | 0.0189 | 0.0189 | 0.019 | 0.019 | 0.019 | 0.019 | 0.019 | 0.0191 | 0.0193 | 0.0195 | 0.0197 | 0.0199 | 0.0202 | 0.0204 | 0.0206 | 0.0208 | 0.0209 | 0.0211 | 0.0212
Northwest | High End-Retail | Peak | January | Lighting | MW | 19.8062 | 18.8312 | 19.8924 | 20.2511 | 20.1615 | 19.8511 | 20.376 | 22.083 | 21.2127 | 22.511 | 24.8011 | 22.7415 | 20.7361 | 21.8635 | 23.2913 | 24.348 | 23.2381 | 19.8734 | 24.0541 | 23.1998 | 22.4687 | 27.621 | 29.3364 | 26.2351 | 24.9904 | 27.7621 | 25.2412 | 25.9011 | 27.3089 | 28.185 | 28.9013 | 29.456 | 29.7418 | 30.0169 | 30.2549 | 30.4478 | 30.6466 | 30.849 | 31.1442 | 31.5076 | 31.9073 | 32.5178 | 33.2191 | 33.8382 | 34.4516 | 35.0437 | 35.5432 | 36.0521 | 36.53 | 37.0563
Northwest | High End-Retail | Peak | January | Air Conditioning | MW | 19.5442 | 17.8238 | 17.2775 | 16.3939 | 24.1647 | 20.584 | 22.9365 | 15.9097 | 24.3653 | 21.5739 | 25.2998 | 24.6074 | 26.8912 | 18.337 | 19.9696 | 22.145 | 23.2214 | 26.7477 | 28.2261 | 23.4679 | 22.7243 | 28.2272 | 30.2588 | 26.6919 | 25.1162 | 28.534 | 25.8148 | 25.8031 | 26.8511 | 27.5588 | 28.0966 | 28.5844 | 28.9162 | 29.2875 | 29.6692 | 30.0208 | 30.3964 | 30.7984 | 31.3258 | 31.9428 | 32.6226 | 33.5188 | 34.5342 | 35.5083 | 36.508 | 37.5231 | 38.4799 | 39.4753 | 40.4696 | 41.5484
Northwest | High End-Retail | Peak | January | Other Non-Substitutables | MW | 28.6404 | 27.2889 | 28.8114 | 29.4052 | 29.2603 | 28.8232 | 29.5246 | 32.0874 | 30.8345 | 32.7095 | 35.9933 | 33.0312 | 30.0946 | 31.7078 | 33.7238 | 35.2695 | 33.6129 | 29.8054 | 36.0279 | 34.7081 | 35.4975 | 38.5355 | 39.6645 | 40.1625 | 32.5012 | 35.7307 | 35.6069 | 36.3928 | 38.2732 | 39.5445 | 40.5113 | 41.2955 | 41.7408 | 42.2027 | 42.6323 | 42.9807 | 43.3267 | 43.6665 | 44.1384 | 44.7083 | 45.3211 | 46.2255 | 47.2548 | 48.1641 | 49.0645 | 49.9304 | 50.6626 | 51.4047 | 52.1014 | 52.8633
Northwest | High End-Retail | Peak | February | Space Heating | MW | 11.2904 | 10.3655 | 11.592 | 12.4125 | 12.0907 | 11.8263 | 10.7532 | 13.8945 | 12.236 | 12.3803 | 15.3953 | 12.2564 | 10.5267 | 13.2298 | 13.518 | 14.5118 | 13.4312 | 12.1392 | 12.0719 | 13.4863 | 17.1273 | 16.4024 | 14.0716 | 16.9104 | 13.7113 | 14.6978 | 14.5232 | 14.6429 | 15.0705 | 15.2629 | 15.331 | 15.3523 | 15.2824 | 15.2231 | 15.1623 | 15.0829 | 15.0089 | 14.9389 | 14.9148 | 14.9269 | 14.9566 | 15.0735 | 15.2314 | 15.3617 | 15.4955 | 15.6244 | 15.7208 | 15.8239 | 15.9183 | 16.0338
Northwest | High End-Retail | Peak | February | Water Heating | MW | 0.399 | 0.3828 | 0.4022 | 0.4104 | 0.4117 | 0.4056 | 0.4124 | 0.4499 | 0.4301 | 0.4589 | 0.508 | 0.4344 | 0.3803 | 0.452 | 0.4503 | 0.4916 | 0.454 | 0.4474 | 0.4381 | 0.4672 | 0.5356 | 0.5426 | 0.5448 | 0.5134 | 0.535 | 0.5722 | 0.5055 | 0.5179 | 0.5458 | 0.564 | 0.5797 | 0.5926 | 0.6006 | 0.6087 | 0.6153 | 0.6207 | 0.6259 | 0.6309 | 0.6378 | 0.6462 | 0.6551 | 0.6682 | 0.6831 | 0.6962 | 0.7092 | 0.7216 | 0.7321 | 0.7428 | 0.7527 | 0.7636
Northwest | High End-Retail | Peak | February | Other Substitutables | MW | 0.0046 | 0.0047 | 0.0046 | 0.0046 | 0.0045 | 0.0046 | 0.0046 | 0.0045 | 0.0046 | 0.0046 | 0.005 | 0.0044 | 0.004 | 0.004 | 0.0059 | 0.0045 | 0.0042 | 0.0045 | 0.0042 | 0.0043 | 0.0077 | 0.0052 | 0.0052 | 0.0049 | 0.0054 | 0.0056 | 0.005 | 0.0052 | 0.0055 | 0.0058 | 0.006 | 0.0061 | 0.0063 | 0.0064 | 0.0064 | 0.0065 | 0.0065 | 0.0065 | 0.0066 | 0.0067 | 0.0067 | 0.0069 | 0.007 | 0.0071 | 0.0073 | 0.0074 | 0.0075 | 0.0076 | 0.0077 | 0.0078
Northwest | High End-Retail | Peak | February | Refrigeration | MW | 0.0085 | 0.0087 | 0.0086 | 0.0085 | 0.0112 | 0.0111 | 0.0116 | 0.0103 | 0.0111 | 0.0105 | 0.0145 | 0.0125 | 0.0112 | 0.0115 | 0.0134 | 0.0133 | 0.0147 | 0.0105 | 0.0122 | 0.0123 | 0.0144 | 0.014 | 0.0141 | 0.014 | 0.0142 | 0.0146 | 0.0127 | 0.0125 | 0.0127 | 0.0128 | 0.0128 | 0.0127 | 0.0127 | 0.0128 | 0.0128 | 0.0128 | 0.0128 | 0.0128 | 0.0128 | 0.013 | 0.0131 | 0.0133 | 0.0134 | 0.0136 | 0.0137 | 0.0139 | 0.014 | 0.0141 | 0.0142 | 0.0143
Northwest | High End-Retail | Peak | February | Lighting | MW | 12.5013 | 11.8846 | 12.5551 | 12.7893 | 12.7367 | 12.5384 | 12.8654 | 13.9421 | 13.4059 | 14.2163 | 15.8348 | 13.5005 | 11.8584 | 14.0432 | 14.0905 | 15.3242 | 14.1742 | 13.4436 | 13.2077 | 14.0973 | 16.2858 | 16.8087 | 16.931 | 15.8238 | 16.0441 | 17.8985 | 15.5627 | 15.9695 | 16.8377 | 17.3776 | 17.8187 | 18.1603 | 18.3363 | 18.5057 | 18.6522 | 18.7711 | 18.8936 | 19.0184 | 19.2001 | 19.4238 | 19.6699 | 20.0458 | 20.4777 | 20.8589 | 21.2366 | 21.6011 | 21.9086 | 22.2218 | 22.516 | 22.8399
Northwest | High End-Retail | Peak | February | Air Conditioning | MW | 14.5087 | 13.2296 | 12.8232 | 12.1734 | 17.9547 | 15.2903 | 17.034 | 11.8137 | 18.107 | 16.0219 | 18.9909 | 17.1776 | 18.0852 | 13.8512 | 14.2035 | 16.3815 | 16.6488 | 21.2664 | 18.2193 | 16.7614 | 19.3253 | 20.1706 | 20.5354 | 18.9321 | 18.9559 | 21.6348 | 18.7083 | 18.6996 | 19.4581 | 19.9697 | 20.3578 | 20.7099 | 20.9491 | 21.217 | 21.4925 | 21.7462 | 22.0176 | 22.3079 | 22.6889 | 23.1347 | 23.6259 | 24.2737 | 25.0077 | 25.7119 | 26.4346 | 27.1685 | 27.8602 | 28.5798 | 29.2986 | 30.0786
Northwest | High End-Retail | Peak | February | Other Non-Substitutables | MW | 26.7154 | 25.4504 | 26.8735 | 27.4422 | 27.3172 | 26.9035 | 27.5461 | 29.9324 | 28.7912 | 30.5207 | 33.9501 | 28.9709 | 25.4321 | 30.0966 | 30.1429 | 32.7903 | 30.2839 | 29.778 | 29.2188 | 31.1523 | 37.9366 | 34.6432 | 33.8536 | 35.7787 | 30.862 | 34.0618 | 32.4345 | 33.1501 | 34.8631 | 36.0206 | 36.9001 | 37.6135 | 38.0185 | 38.4388 | 38.8296 | 39.1468 | 39.4619 | 39.7713 | 40.2007 | 40.719 | 41.2763 | 42.0992 | 43.0355 | 43.8627 | 44.6817 | 45.4694 | 46.1352 | 46.8101 | 47.4436 | 48.1365
Northwest | High End-Retail | Peak | March | Space Heating | MW | 8.8963 | 8.1611 | 9.1267 | 9.782 | 9.5127 | 9.3175 | 8.4633 | 10.9671 | 9.642 | 9.7565 | 11.1534 | 9.8867 | 9.2796 | 10.9939 | 11.2508 | 11.1289 | 11.4919 | 9.3333 | 9.6223 | 9.8858 | 13.2395 | 12.9195 | 11.4219 | 14.8885 | 11.4956 | 11.0235 | 12.3878 | 12.4892 | 12.8541 | 13.0181 | 13.076 | 13.094 | 13.0342 | 12.9835 | 12.9315 | 12.8637 | 12.8006 | 12.7408 | 12.7202 | 12.7302 | 12.7553 | 12.8548 | 12.9893 | 13.1002 | 13.2141 | 13.3238 | 13.4058 | 13.4936 | 13.5739 | 13.6722
Northwest | High End-Retail | Peak | March | Water Heating | MW | 0.406 | 0.3892 | 0.4089 | 0.4176 | 0.4182 | 0.4125 | 0.4191 | 0.4585 | 0.4375 | 0.467 | 0.4752 | 0.4524 | 0.4328 | 0.485 | 0.4839 | 0.4868 | 0.5015 | 0.4441 | 0.4508 | 0.4422 | 0.5345 | 0.5518 | 0.5711 | 0.5833 | 0.5793 | 0.5544 | 0.5567 | 0.5704 | 0.6011 | 0.6211 | 0.6384 | 0.6527 | 0.6614 | 0.6703 | 0.6777 | 0.6836 | 0.6893 | 0.6948 | 0.7024 | 0.7116 | 0.7215 | 0.7359 | 0.7523 | 0.7667 | 0.7809 | 0.7946 | 0.8062 | 0.8179 | 0.8288 | 0.8408
Northwest | High End-Retail | Peak | March | Other Substitutables | MW | 0.0047 | 0.0048 | 0.0047 | 0.0047 | 0.0046 | 0.0046 | 0.0047 | 0.0046 | 0.0047 | 0.0047 | 0.0047 | 0.0045 | 0.0045 | 0.0043 | 0.0063 | 0.0044 | 0.0046 | 0.0045 | 0.0043 | 0.0041 | 0.0077 | 0.0052 | 0.0054 | 0.0056 | 0.0059 | 0.0055 | 0.0055 | 0.0057 | 0.0061 | 0.0063 | 0.0066 | 0.0068 | 0.0069 | 0.007 | 0.0071 | 0.0071 | 0.0072 | 0.0072 | 0.0073 | 0.0073 | 0.0074 | 0.0076 | 0.0077 | 0.0079 | 0.008 | 0.0081 | 0.0082 | 0.0084 | 0.0085 | 0.0086
Northwest | High End-Retail | Peak | March | Refrigeration | MW | 0.0086 | 0.0088 | 0.0087 | 0.0087 | 0.0114 | 0.0113 | 0.0118 | 0.0105 | 0.0113 | 0.0107 | 0.0136 | 0.013 | 0.0128 | 0.0123 | 0.0144 | 0.0131 | 0.0162 | 0.0105 | 0.0126 | 0.0117 | 0.0144 | 0.0142 | 0.0147 | 0.0158 | 0.0154 | 0.0141 | 0.0139 | 0.0137 | 0.014 | 0.0141 | 0.014 | 0.014 | 0.014 | 0.014 | 0.014 | 0.014 | 0.014 | 0.014 | 0.0141 | 0.0143 | 0.0144 | 0.0146 | 0.0147 | 0.0149 | 0.0151 | 0.0152 | 0.0154 | 0.0155 | 0.0156 | 0.0157
Northwest | High End-Retail | Peak | March | Lighting | MW | 13.278 | 12.6133 | 13.3249 | 13.586 | 13.5088 | 13.3161 | 13.6484 | 14.8322 | 14.2381 | 15.1004 | 15.4621 | 14.6777 | 14.09 | 15.7306 | 15.8063 | 15.84 | 16.3462 | 13.9308 | 14.1894 | 13.9279 | 16.9704 | 17.8482 | 18.5344 | 18.7773 | 18.1465 | 18.1109 | 17.9012 | 18.3694 | 19.3685 | 19.9895 | 20.4967 | 20.8894 | 21.0916 | 21.2863 | 21.4547 | 21.5914 | 21.7325 | 21.876 | 22.0848 | 22.3416 | 22.6242 | 23.0562 | 23.5525 | 23.9906 | 24.4245 | 24.8434 | 25.1967 | 25.5565 | 25.8945 | 26.2666
Northwest | High End-Retail | Peak | March | Air Conditioning | MW | 18.1787 | 16.5628 | 16.0547 | 15.2553 | 22.4629 | 19.1563 | 21.3183 | 14.826 | 22.687 | 20.0768 | 21.8798 | 22.033 | 25.3489 | 18.3037 | 18.7977 | 19.976 | 22.6516 | 26.0008 | 23.0918 | 19.5386 | 23.7551 | 25.2634 | 26.5106 | 26.4864 | 25.2764 | 25.8196 | 25.3709 | 25.3591 | 26.3863 | 27.0785 | 27.6027 | 28.0781 | 28.4009 | 28.7624 | 29.1344 | 29.4772 | 29.8439 | 30.2364 | 30.7513 | 31.3538 | 32.0179 | 32.8942 | 33.8872 | 34.84 | 35.8178 | 36.8107 | 37.7466 | 38.7203 | 39.6929 | 40.7483
Northwest | High End-Retail | Peak | March | Other Non-Substitutables | MW | 27.6415 | 26.312 | 27.7831 | 28.3979 | 28.2218 | 27.8328 | 28.4686 | 31.0227 | 29.7904 | 31.5826 | 32.2979 | 30.6864 | 29.4379 | 32.8411 | 32.9422 | 33.0198 | 34.0246 | 30.0634 | 30.5818 | 29.9854 | 38.5028 | 35.8314 | 36.1008 | 41.3317 | 34.0145 | 33.5927 | 36.336 | 37.1381 | 39.0578 | 40.3543 | 41.339 | 42.1375 | 42.5908 | 43.0611 | 43.4986 | 43.8539 | 44.207 | 44.5536 | 45.034 | 45.6137 | 46.237 | 47.1579 | 48.206 | 49.1318 | 50.0484 | 50.9298 | 51.6748 | 52.43 | 53.1389 | 53.9141
Northwest | High End-Retail | Peak | April | Space Heating | MW | 6.5059 | 5.9399 | 6.6331 | 7.1294 | 6.9105 | 6.7899 | 6.1409 | 8.0522 | 7.0419 | 7.1313 | 7.5398 | 7.3854 | 6.7259 | 8.3298 | 8.5135 | 8.6358 | 8.2783 | 7.2832 | 7.2563 | 8.1158 | 9.2343 | 9.3584 | 8.9797 | 9.8686 | 8.3011 | 8.0553 | 8.4283 | 8.4972 | 8.7454 | 8.8569 | 8.8961 | 8.9081 | 8.8671 | 8.8323 | 8.7966 | 8.7504 | 8.7072 | 8.6664 | 8.6521 | 8.6585 | 8.6752 | 8.7426 | 8.8339 | 8.9091 | 8.9863 | 9.0606 | 9.1162 | 9.1757 | 9.2302 | 9.297
Northwest | High End-Retail | Peak | April | Water Heating | MW | 0.3917 | 0.3737 | 0.392 | 0.4015 | 0.4007 | 0.3966 | 0.4013 | 0.4441 | 0.4215 | 0.4503 | 0.4239 | 0.4459 | 0.4138 | 0.4847 | 0.483 | 0.4982 | 0.4767 | 0.4572 | 0.4486 | 0.4789 | 0.4917 | 0.5272 | 0.5927 | 0.5098 | 0.5522 | 0.5348 | 0.4997 | 0.512 | 0.5395 | 0.5575 | 0.5731 | 0.5858 | 0.5937 | 0.6016 | 0.6082 | 0.6135 | 0.6186 | 0.6236 | 0.6304 | 0.6387 | 0.6475 | 0.6604 | 0.6751 | 0.688 | 0.7008 | 0.7131 | 0.7234 | 0.7339 | 0.7437 | 0.7545
Northwest | High End-Retail | Peak | April | Other Substitutables | MW | 0.0046 | 0.0046 | 0.0045 | 0.0045 | 0.0044 | 0.0045 | 0.0045 | 0.0045 | 0.0045 | 0.0046 | 0.0042 | 0.0045 | 0.0043 | 0.0043 | 0.0063 | 0.0045 | 0.0044 | 0.0046 | 0.0043 | 0.0045 | 0.0071 | 0.005 | 0.0057 | 0.0049 | 0.0056 | 0.0053 | 0.005 | 0.0051 | 0.0055 | 0.0057 | 0.0059 | 0.0061 | 0.0062 | 0.0063 | 0.0064 | 0.0064 | 0.0064 | 0.0065 | 0.0065 | 0.0066 | 0.0067 | 0.0068 | 0.0069 | 0.0071 | 0.0072 | 0.0073 | 0.0074 | 0.0075 | 0.0076 | 0.0077
Northwest | High End-Retail | Peak | April | Refrigeration | MW | 0.008 | 0.0081 | 0.008 | 0.008 | 0.0104 | 0.0105 | 0.0108 | 0.0099 | 0.0105 | 0.0101 | 0.0119 | 0.0126 | 0.0121 | 0.0121 | 0.0141 | 0.0129 | 0.0148 | 0.0104 | 0.0121 | 0.0124 | 0.013 | 0.0133 | 0.015 | 0.0136 | 0.0145 | 0.0135 | 0.0122 | 0.0121 | 0.0123 | 0.0124 | 0.0123 | 0.0123 | 0.0123 | 0.0123 | 0.0123 | 0.0123 | 0.0123 | 0.0123 | 0.0124 | 0.0125 | 0.0126 | 0.0128 | 0.0129 | 0.0131 | 0.0133 | 0.0134 | 0.0135 | 0.0136 | 0.0137 | 0.0138
Northwest | High End-Retail | Peak | April | Lighting | MW | 15.5727 | 14.7257 | 15.5333 | 15.8842 | 15.7424 | 15.5691 | 15.8902 | 17.4736 | 16.6827 | 17.7133 | 16.7748 | 17.5933 | 16.3855 | 19.1263 | 19.1913 | 19.7293 | 18.9036 | 17.4661 | 17.1943 | 18.3654 | 19.001 | 20.7599 | 23.4232 | 19.9856 | 21.0669 | 21.2747 | 19.5647 | 20.0772 | 21.1703 | 21.8492 | 22.4037 | 22.8328 | 23.0535 | 23.2659 | 23.4496 | 23.599 | 23.753 | 23.9098 | 24.1376 | 24.4176 | 24.7258 | 25.1975 | 25.7395 | 26.218 | 26.6917 | 27.1491 | 27.5348 | 27.9277 | 28.2968 | 28.7033
Northwest | High End-Retail | Peak | April | Air Conditioning | MW | 20.824 | 18.8823 | 18.2622 | 17.395 | 25.5697 | 21.8706 | 24.2651 | 17.0554 | 25.954 | 23.0003 | 23.1825 | 25.7932 | 28.7822 | 21.7235 | 22.2703 | 24.2503 | 25.5573 | 31.7926 | 27.2938 | 25.1306 | 25.9372 | 28.6601 | 32.6755 | 27.4929 | 28.6085 | 29.5848 | 27.0404 | 27.0283 | 28.1234 | 28.8607 | 29.419 | 29.9252 | 30.2686 | 30.6532 | 31.0492 | 31.4143 | 31.8048 | 32.2229 | 32.7711 | 33.4123 | 34.1192 | 35.0525 | 36.1102 | 37.1249 | 38.1663 | 39.2238 | 40.2204 | 41.2576 | 42.2935 | 43.4177
Northwest | High End-Retail | Peak | April | Other Non-Substitutables | MW | 25.9136 | 24.5493 | 25.8831 | 26.5332 | 26.2792 | 26.0011 | 26.489 | 29.2 | 27.8891 | 29.5969 | 27.9925 | 29.3869 | 27.35 | 31.8958 | 31.9539 | 32.8435 | 31.4242 | 30.074 | 29.5663 | 31.5577 | 34.414 | 33.2672 | 36.3993 | 35.0971 | 31.5193 | 31.5053 | 31.6959 | 32.3961 | 34.072 | 35.2027 | 36.0613 | 36.7573 | 37.1518 | 37.5609 | 37.9418 | 38.2514 | 38.5589 | 38.861 | 39.2791 | 39.7832 | 40.3258 | 41.1282 | 42.0417 | 42.8485 | 43.647 | 44.4151 | 45.0642 | 45.7224 | 46.3401 | 47.016
Northwest | High End-Retail | Peak | May | Space Heating | MW | 3.9833 | 3.6119 | 4.0556 | 4.3831 | 4.2137 | 4.153 | 3.7037 | 4.9381 | 4.2492 | 4.3156 | 5.1722 | 4.6726 | 4.1743 | 5.3998 | 5.5795 | 5.3801 | 5.8428 | 4.5356 | 4.4962 | 5.2129 | 6.2426 | 5.8624 | 5.3951 | 6.361 | 5.4135 | 4.9691 | 5.3526 | 5.3971 | 5.5548 | 5.6254 | 5.6503 | 5.6578 | 5.6312 | 5.6083 | 5.5853 | 5.5555 | 5.5275 | 5.5012 | 5.4916 | 5.495 | 5.5052 | 5.5478 | 5.6056 | 5.6532 | 5.702 | 5.749 | 5.7842 | 5.822 | 5.8565 | 5.8991
Northwest | High End-Retail | Peak | May | Water Heating | MW | 0.4068 | 0.3855 | 0.4063 | 0.4188 | 0.414 | 0.4113 | 0.4107 | 0.462 | 0.4313 | 0.4622 | 0.4927 | 0.4786 | 0.4357 | 0.5327 | 0.5366 | 0.526 | 0.5705 | 0.4826 | 0.4714 | 0.5216 | 0.5628 | 0.5596 | 0.6049 | 0.5567 | 0.6112 | 0.5597 | 0.5381 | 0.5513 | 0.5811 | 0.6005 | 0.6173 | 0.6311 | 0.6395 | 0.6481 | 0.6552 | 0.6608 | 0.6663 | 0.6717 | 0.679 | 0.6878 | 0.6973 | 0.7112 | 0.7271 | 0.7411 | 0.7548 | 0.7681 | 0.7793 | 0.7906 | 0.8012 | 0.8128
Northwest | High End-Retail | Peak | May | Other Substitutables | MW | 0.0048 | 0.0048 | 0.0047 | 0.0048 | 0.0046 | 0.0047 | 0.0047 | 0.0047 | 0.0047 | 0.0047 | 0.0049 | 0.0048 | 0.0046 | 0.0048 | 0.0071 | 0.0048 | 0.0053 | 0.0049 | 0.0046 | 0.0049 | 0.0082 | 0.0054 | 0.0058 | 0.0054 | 0.0063 | 0.0056 | 0.0054 | 0.0056 | 0.006 | 0.0062 | 0.0064 | 0.0066 | 0.0067 | 0.0069 | 0.0069 | 0.007 | 0.007 | 0.007 | 0.0071 | 0.0072 | 0.0073 | 0.0074 | 0.0076 | 0.0077 | 0.0078 | 0.008 | 0.0081 | 0.0082 | 0.0083 | 0.0084
Northwest | High End-Retail | Peak | May | Refrigeration | MW | 0.0069 | 0.0069 | 0.0069 | 0.007 | 0.009 | 0.0093 | 0.0092 | 0.0093 | 0.0093 | 0.0094 | 0.0125 | 0.0122 | 0.0117 | 0.0121 | 0.0142 | 0.0121 | 0.0159 | 0.0098 | 0.0115 | 0.0125 | 0.0135 | 0.0126 | 0.0138 | 0.0135 | 0.0146 | 0.0128 | 0.0117 | 0.0116 | 0.0117 | 0.0118 | 0.0118 | 0.0118 | 0.0118 | 0.0118 | 0.0118 | 0.0118 | 0.0118 | 0.0118 | 0.0119 | 0.012 | 0.0121 | 0.0123 | 0.0124 | 0.0125 | 0.0127 | 0.0128 | 0.0129 | 0.013 | 0.0131 | 0.0132
Northwest | High End-Retail | Peak | May | Lighting | MW | 20.5256 | 19.2811 | 20.4423 | 21.0322 | 20.6571 | 20.5107 | 20.6476 | 23.1023 | 21.6872 | 23.1066 | 24.79 | 23.9958 | 21.9151 | 26.7077 | 27.0879 | 26.4799 | 28.76 | 23.5031 | 23.024 | 25.4766 | 27.649 | 28.022 | 30.4615 | 27.7848 | 29.7149 | 28.3595 | 26.7743 | 27.4803 | 28.9809 | 29.9126 | 30.6755 | 31.2653 | 31.5672 | 31.8568 | 32.1085 | 32.3127 | 32.5227 | 32.7371 | 33.0484 | 33.4301 | 33.8518 | 34.4986 | 35.2424 | 35.8984 | 36.5477 | 37.1753 | 37.7045 | 38.2442 | 38.7509 | 39.3101
Northwest | High End-Retail | Peak | May | Air Conditioning | MW | 25.6205 | 23.0782 | 22.3639 | 21.437 | 31.3706 | 26.8915 | 29.4572 | 21.0386 | 31.5125 | 28.0082 | 31.9369 | 32.8534 | 35.9891 | 28.2702 | 29.2542 | 30.2658 | 36.2251 | 39.819 | 34.0038 | 32.4228 | 35.1567 | 36.05 | 39.5384 | 35.5962 | 37.5321 | 36.7152 | 34.5244 | 34.5131 | 35.9222 | 36.873 | 37.5988 | 38.2567 | 38.7033 | 39.2022 | 39.7164 | 40.1902 | 40.696 | 41.2376 | 41.946 | 42.7728 | 43.6849 | 44.8883 | 46.2519 | 47.5595 | 48.901 | 50.2635 | 51.5477 | 52.8842 | 54.2187 | 55.668
Northwest | High End-Retail | Peak | May | Other Non-Substitutables | MW | 26.8215 | 25.2426 | 26.7515 | 27.5902 | 27.0818 | 26.8945 | 27.0175 | 30.2919 | 28.4559 | 30.2885 | 32.4395 | 31.4412 | 28.7061 | 34.952 | 35.3926 | 34.5846 | 37.5031 | 31.6585 | 30.9733 | 34.271 | 39.2832 | 35.2056 | 36.9867 | 38.2082 | 34.7115 | 32.8037 | 34.015 | 34.7698 | 36.5722 | 37.7868 | 38.712 | 39.4607 | 39.882 | 40.3181 | 40.726 | 41.057 | 41.3849 | 41.7081 | 42.1554 | 42.6933 | 43.2747 | 44.1369 | 45.1194 | 45.9864 | 46.8442 | 47.6702 | 48.3684 | 49.0771 | 49.742 | 50.4714
Northwest | High End-Retail | Peak | June | Space Heating | MW | 0.3359 | 0.3037 | 0.3449 | 0.377 | 0.3479 | 0.3486 | 0.3044 | 0.4256 | 0.3473 | 0.3588 | 0.3925 | 0.3455 | 0.3268 | 0.4285 | 0.4693 | 0.422 | 0.4683 | 0.3753 | 0.391 | 0.4258 | 0.515 | 0.4404 | 0.4442 | 0.4626 | 0.4055 | 0.3747 | 0.4078 | 0.4111 | 0.4232 | 0.4285 | 0.4304 | 0.4309 | 0.4288 | 0.427 | 0.4252 | 0.4229 | 0.4207 | 0.4187 | 0.4179 | 0.4181 | 0.4188 | 0.422 | 0.4263 | 0.4299 | 0.4335 | 0.4371 | 0.4397 | 0.4425 | 0.4451 | 0.4483
Northwest | High End-Retail | Peak | June | Water Heating | MW | 0.5742 | 0.5428 | 0.578 | 0.6033 | 0.5718 | 0.5778 | 0.5649 | 0.6669 | 0.5901 | 0.6431 | 0.6251 | 0.5926 | 0.5712 | 0.7073 | 0.7549 | 0.6901 | 0.7653 | 0.668 | 0.686 | 0.7131 | 0.7753 | 0.7028 | 0.8354 | 0.6762 | 0.768 | 0.7083 | 0.6859 | 0.7029 | 0.7409 | 0.7657 | 0.787 | 0.8045 | 0.8151 | 0.8259 | 0.8349 | 0.8421 | 0.8491 | 0.8559 | 0.8652 | 0.8763 | 0.8883 | 0.9059 | 0.9261 | 0.9438 | 0.9612 | 0.978 | 0.9922 | 1.0066 | 1.02 | 1.0348
Northwest | High End-Retail | Peak | June | Other Substitutables | MW | 0.0069 | 0.0068 | 0.0068 | 0.007 | 0.0064 | 0.0067 | 0.0065 | 0.0068 | 0.0065 | 0.0066 | 0.0063 | 0.006 | 0.006 | 0.0064 | 0.0099 | 0.0064 | 0.0072 | 0.0068 | 0.0067 | 0.0067 | 0.0113 | 0.0068 | 0.0081 | 0.0066 | 0.0079 | 0.0071 | 0.0069 | 0.0072 | 0.0076 | 0.0079 | 0.0082 | 0.0085 | 0.0086 | 0.0088 | 0.0089 | 0.0089 | 0.009 | 0.009 | 0.0091 | 0.0092 | 0.0093 | 0.0095 | 0.0097 | 0.0098 | 0.01 | 0.0102 | 0.0103 | 0.0105 | 0.0106 | 0.0108
Northwest | High End-Retail | Peak | June | Refrigeration | MW | 0.0083 | 0.0082 | 0.0081 | 0.0084 | 0.0106 | 0.0111 | 0.0107 | 0.012 | 0.0109 | 0.0117 | 0.0141 | 0.0136 | 0.0139 | 0.0144 | 0.0175 | 0.0137 | 0.0188 | 0.0124 | 0.0153 | 0.0159 | 0.017 | 0.0145 | 0.0177 | 0.0153 | 0.0174 | 0.0151 | 0.0137 | 0.0135 | 0.0137 | 0.0138 | 0.0138 | 0.0138 | 0.0138 | 0.0138 | 0.0138 | 0.0138 | 0.0138 | 0.0138 | 0.0139 | 0.014 | 0.0142 | 0.0143 | 0.0145 | 0.0146 | 0.0148 | 0.015 | 0.0151 | 0.0152 | 0.0153 | 0.0154
Northwest | High End-Retail | Peak | June | Lighting | MW | 36.9173 | 34.5884 | 37.0713 | 38.5808 | 36.3708 | 36.7445 | 36.2211 | 42.5112 | 37.8224 | 41.0044 | 40.1094 | 37.8774 | 36.625 | 45.2237 | 48.5658 | 44.2807 | 49.1718 | 41.5738 | 42.8142 | 44.5004 | 48.5648 | 44.8674 | 53.6773 | 43.05 | 47.6629 | 45.7942 | 43.5305 | 44.6854 | 47.1348 | 48.6508 | 49.8904 | 50.8476 | 51.3351 | 51.8017 | 52.2084 | 52.5397 | 52.8799 | 53.2281 | 53.7301 | 54.3432 | 55.0226 | 56.0693 | 57.274 | 58.3357 | 59.3857 | 60.401 | 61.2565 | 62.1297 | 62.9493 | 63.855
Northwest | High End-Retail | Peak | June | Air Conditioning | MW | 71.7584 | 64.4764 | 62.9389 | 61.1467 | 86.1129 | 74.9588 | 80.3309 | 60.257 | 85.6846 | 77.3902 | 80.3299 | 80.8099 | 93.8781 | 74.3885 | 81.3934 | 78.5243 | 96.2914 | 109.4609 | 98.0926 | 87.8347 | 95.9781 | 89.8489 | 108.3681 | 85.7888 | 93.519 | 92.2692 | 87.2933 | 87.2692 | 90.8301 | 93.2244 | 95.0464 | 96.697 | 97.8134 | 99.061 | 100.35 | 101.5399 | 102.8105 | 104.1728 | 105.951 | 108.0237 | 110.3129 | 113.3394 | 116.7705 | 120.0601 | 123.4335 | 126.861 | 130.0908 | 133.4534 | 136.811 | 140.4592
Northwest | High End-Retail | Peak | June | Other Non-Substitutables | MW | 33.6828 | 31.6242 | 33.8799 | 35.3611 | 33.2934 | 33.6321 | 33.063 | 38.9113 | 34.6519 | 37.5103 | 36.6168 | 34.6367 | 33.4903 | 41.3092 | 44.31 | 40.3931 | 44.77 | 39.0084 | 40.105 | 41.6963 | 48.1291 | 39.3733 | 45.4737 | 41.2687 | 38.8807 | 37.0057 | 38.6177 | 39.4774 | 41.5292 | 42.9065 | 43.9539 | 44.8004 | 45.2737 | 45.763 | 46.2224 | 46.5961 | 46.9662 | 47.3319 | 47.8348 | 48.4377 | 49.0911 | 50.0648 | 51.1755 | 52.1547 | 53.1227 | 54.0555 | 54.8433 | 55.6437 | 56.3944 | 57.2192
Northwest | High End-Retail | Peak | July | Space Heating | MW | 0 | 0 | 0 | 0 | 0 | 0 | 0 | 0 | 0 | 0 | 0 | 0 | 0 | 0 | 0 | 0 | 0 | 0 | 0 | 0 | 0 | 0 | 0 | 0 | 0 | 0 | 0 | 0 | 0 | 0 | 0 | 0 | 0 | 0 | 0 | 0 | 0 | 0 | 0 | 0 | 0 | 0 | 0 | 0 | 0 | 0 | 0 | 0 | 0 | 0
Northwest | High End-Retail | Peak | July | Water Heating | MW | 0.5752 | 0.5486 | 0.5892 | 0.6196 | 0.5699 | 0.5796 | 0.5641 | 0.6903 | 0.5859 | 0.6501 | 0.6665 | 0.6032 | 0.6214 | 0.73 | 0.7578 | 0.6656 | 0.7517 | 0.6851 | 0.6995 | 0.7761 | 0.7883 | 0.7817 | 0.8264 | 0.7871 | 0.8433 | 0.7708 | 0.7699 | 0.7889 | 0.8318 | 0.8595 | 0.8834 | 0.9031 | 0.915 | 0.927 | 0.9371 | 0.9452 | 0.953 | 0.9606 | 0.971 | 0.9833 | 0.9967 | 1.0164 | 1.039 | 1.0588 | 1.0783 | 1.0971 | 1.1129 | 1.129 | 1.144 | 1.1605
Northwest | High End-Retail | Peak | July | Other Substitutables | MW | 0.0069 | 0.0069 | 0.0069 | 0.0072 | 0.0064 | 0.0067 | 0.0065 | 0.007 | 0.0065 | 0.0066 | 0.0067 | 0.0061 | 0.0066 | 0.0066 | 0.01 | 0.0062 | 0.0071 | 0.007 | 0.0068 | 0.0073 | 0.0114 | 0.0076 | 0.008 | 0.0077 | 0.0087 | 0.0077 | 0.0078 | 0.0081 | 0.0086 | 0.0089 | 0.0092 | 0.0095 | 0.0097 | 0.0099 | 0.01 | 0.01 | 0.0101 | 0.0101 | 0.0102 | 0.0103 | 0.0104 | 0.0106 | 0.0108 | 0.011 | 0.0112 | 0.0114 | 0.0116 | 0.0117 | 0.0119 | 0.0121
Northwest | High End-Retail | Peak | July | Refrigeration | MW | 0.0077 | 0.0078 | 0.0075 | 0.0079 | 0.0097 | 0.0101 | 0.01 | 0.012 | 0.0098 | 0.0112 | 0.014 | 0.0129 | 0.0137 | 0.0138 | 0.0159 | 0.0118 | 0.0168 | 0.0113 | 0.0143 | 0.0158 | 0.0154 | 0.0145 | 0.0162 | 0.0165 | 0.0179 | 0.0152 | 0.0142 | 0.0141 | 0.0143 | 0.0144 | 0.0144 | 0.0143 | 0.0143 | 0.0144 | 0.0144 | 0.0144 | 0.0144 | 0.0144 | 0.0144 | 0.0146 | 0.0147 | 0.0149 | 0.0151 | 0.0153 | 0.0155 | 0.0156 | 0.0157 | 0.0159 | 0.016 | 0.0161
Northwest | High End-Retail | Peak | July | Lighting | MW | 32.0944 | 30.326 | 32.7824 | 34.3423 | 31.4576 | 31.9781 | 31.3842 | 38.1436 | 32.5596 | 35.9438 | 37.0786 | 33.4146 | 34.5417 | 40.4671 | 42.2422 | 37.0167 | 41.8575 | 37.0557 | 37.9178 | 42.0646 | 42.8424 | 43.2777 | 46.0891 | 43.5124 | 45.4519 | 43.2605 | 42.3866 | 43.517 | 45.9102 | 47.3875 | 48.5951 | 49.526 | 49.9985 | 50.4501 | 50.8446 | 51.1674 | 51.4985 | 51.8377 | 52.3233 | 52.9144 | 53.571 | 54.5863 | 55.7562 | 56.7864 | 57.8044 | 58.7892 | 59.6187 | 60.4659 | 61.2605 | 62.1395
Northwest | High End-Retail | Peak | July | Air Conditioning | MW | 75.9027 | 68.8122 | 67.6457 | 66.2881 | 90.6918 | 79.3565 | 84.5409 | 65.8332 | 89.8929 | 82.5984 | 90.3604 | 86.8608 | 108.0138 | 80.9713 | 86.0515 | 79.7657 | 99.7271 | 118.5718 | 105.4136 | 100.7642 | 102.8187 | 105.4391 | 113.1202 | 105.3328 | 108.2612 | 106.022 | 103.3598 | 103.3365 | 107.5423 | 110.3593 | 112.4959 | 114.4288 | 115.731 | 117.1882 | 118.6965 | 120.0919 | 121.5822 | 123.1821 | 125.2675 | 127.6964 | 130.3823 | 133.9409 | 137.9787 | 141.849 | 145.8171 | 149.8497 | 153.6499 | 157.6078 | 161.559 | 165.854
Northwest | High End-Retail | Peak | July | Other Non-Substitutables | MW | 30.8286 | 29.2047 | 31.5622 | 33.1834 | 30.326 | 30.8251 | 30.1601 | 36.7986 | 31.4379 | 34.6468 | 35.6687 | 32.203 | 33.2815 | 38.9552 | 40.6337 | 35.6045 | 40.175 | 36.5598 | 37.3514 | 41.4639 | 44.6635 | 40.0323 | 41.1265 | 43.8417 | 39.0901 | 36.8626 | 39.6338 | 40.5191 | 42.6303 | 44.0428 | 45.1167 | 45.983 | 46.4652 | 46.9635 | 47.4325 | 47.8154 | 48.1941 | 48.5689 | 49.0813 | 49.6936 | 50.3589 | 51.3541 | 52.4905 | 53.4918 | 54.4807 | 55.4341 | 56.2391 | 57.0575 | 57.8246 | 58.6684
Northwest | High End-Retail | Peak | August | Space Heating | MW | 0 | 0 | 0 | 0 | 0 | 0 | 0 | 0 | 0 | 0 | 0 | 0 | 0 | 0 | 0 | 0 | 0 | 0 | 0 | 0 | 0 | 0 | 0 | 0 | 0 | 0 | 0 | 0 | 0 | 0 | 0 | 0 | 0 | 0 | 0 | 0 | 0 | 0 | 0 | 0 | 0 | 0 | 0 | 0 | 0 | 0 | 0 | 0 | 0 | 0
Northwest | High End-Retail | Peak | August | Water Heating | MW | 0.5669 | 0.5413 | 0.5822 | 0.6125 | 0.5613 | 0.5709 | 0.5557 | 0.6821 | 0.5761 | 0.6406 | 0.6589 | 0.6233 | 0.608 | 0.7337 | 0.7447 | 0.676 | 0.7473 | 0.644 | 0.7124 | 0.7766 | 0.7148 | 0.7396 | 0.845 | 0.7471 | 0.8637 | 0.8038 | 0.7949 | 0.8146 | 0.8588 | 0.8875 | 0.9122 | 0.9325 | 0.9448 | 0.9573 | 0.9677 | 0.9761 | 0.9841 | 0.992 | 1.0027 | 1.0155 | 1.0293 | 1.0497 | 1.073 | 1.0934 | 1.1136 | 1.133 | 1.1493 | 1.1659 | 1.1814 | 1.1985
Northwest | High End-Retail | Peak | August | Other Substitutables | MW | 0.0067 | 0.0068 | 0.0069 | 0.0071 | 0.0063 | 0.0066 | 0.0064 | 0.0069 | 0.0064 | 0.0065 | 0.0066 | 0.0063 | 0.0065 | 0.0067 | 0.0098 | 0.0063 | 0.0071 | 0.0066 | 0.0069 | 0.0073 | 0.0103 | 0.0072 | 0.0082 | 0.0073 | 0.0089 | 0.008 | 0.008 | 0.0083 | 0.0088 | 0.0092 | 0.0095 | 0.0098 | 0.01 | 0.0102 | 0.0102 | 0.0103 | 0.0103 | 0.0104 | 0.0105 | 0.0106 | 0.0107 | 0.0109 | 0.0112 | 0.0114 | 0.0116 | 0.0118 | 0.0119 | 0.0121 | 0.0122 | 0.0124
Northwest | High End-Retail | Peak | August | Refrigeration | MW | 0.0076 | 0.0078 | 0.0075 | 0.0079 | 0.0097 | 0.0101 | 0.01 | 0.012 | 0.0097 | 0.0111 | 0.0139 | 0.0135 | 0.0135 | 0.0139 | 0.0156 | 0.012 | 0.0168 | 0.0107 | 0.0147 | 0.0159 | 0.014 | 0.0138 | 0.0167 | 0.0158 | 0.0186 | 0.016 | 0.0149 | 0.0147 | 0.0149 | 0.0151 | 0.015 | 0.015 | 0.015 | 0.015 | 0.015 | 0.015 | 0.015 | 0.015 | 0.0151 | 0.0153 | 0.0154 | 0.0156 | 0.0158 | 0.0159 | 0.0161 | 0.0163 | 0.0165 | 0.0166 | 0.0167 | 0.0168
Northwest | High End-Retail | Peak | August | Lighting | MW | 33.1732 | 31.3811 | 33.9705 | 35.5999 | 32.4888 | 33.0307 | 32.4245 | 39.5221 | 33.5649 | 37.1405 | 38.437 | 36.2085 | 35.4404 | 42.6443 | 43.5332 | 39.4252 | 43.639 | 36.5267 | 40.4919 | 44.1335 | 40.7418 | 42.9359 | 49.3975 | 43.2964 | 48.7926 | 47.2801 | 45.8876 | 47.1114 | 49.7025 | 51.3016 | 52.6089 | 53.6164 | 54.1281 | 54.6175 | 55.0447 | 55.395 | 55.754 | 56.1217 | 56.6472 | 57.2869 | 57.9973 | 59.096 | 60.3621 | 61.477 | 62.5787 | 63.6442 | 64.5419 | 65.4587 | 66.3183 | 67.269
Northwest | High End-Retail | Peak | August | Air Conditioning | MW | 76.4671 | 69.4091 | 68.3196 | 67.0142 | 91.3026 | 79.8974 | 85.092 | 66.5035 | 90.3524 | 83.1907 | 91.2768 | 91.7491 | 108.0595 | 83.1842 | 86.4404 | 82.8114 | 101.331 | 113.9239 | 109.6911 | 103.028 | 95.2881 | 101.9724 | 118.2268 | 102.1722 | 113.2832 | 113.0178 | 109.0828 | 109.0579 | 113.4851 | 116.4469 | 118.6892 | 120.7163 | 122.0805 | 123.6089 | 125.1908 | 126.6552 | 128.2195 | 129.8993 | 132.0896 | 134.6419 | 137.4649 | 141.2072 | 145.4552 | 149.5268 | 153.7017 | 157.9443 | 161.9431 | 166.1082 | 170.2656 | 174.7845
Northwest | High End-Retail | Peak | August | Other Non-Substitutables | MW | 27.5019 | 26.0847 | 28.2319 | 29.6954 | 27.0371 | 27.4868 | 26.8959 | 32.9151 | 27.9784 | 30.9045 | 31.9166 | 30.123 | 29.4802 | 35.4418 | 36.15 | 32.7363 | 36.1559 | 31.111 | 34.4352 | 37.5561 | 36.6443 | 34.3008 | 38.1033 | 37.6559 | 36.2935 | 34.8407 | 37.0558 | 37.8838 | 39.8581 | 41.1789 | 42.1833 | 42.9932 | 43.4445 | 43.911 | 44.3499 | 44.7087 | 45.0633 | 45.4142 | 45.8933 | 46.4658 | 47.0877 | 48.0179 | 49.0803 | 50.0162 | 50.9407 | 51.8317 | 52.5842 | 53.3492 | 54.066 | 54.8542
Northwest | High End-Retail | Peak | September | Space Heating | MW | 0.819 | 0.7419 | 0.8371 | 0.9119 | 0.8526 | 0.8496 | 0.7501 | 1.0317 | 0.859 | 0.8803 | 1.0183 | 0.8907 | 0.9057 | 1.0766 | 1.0952 | 1.0045 | 1.0947 | 0.9957 | 0.9371 | 1.0768 | 1.2466 | 1.1645 | 1.0513 | 1.2938 | 1.0649 | 1.1039 | 1.121 | 1.1301 | 1.1632 | 1.1779 | 1.183 | 1.1845 | 1.1789 | 1.1741 | 1.1692 | 1.163 | 1.1571 | 1.1516 | 1.1496 | 1.1502 | 1.1523 | 1.1611 | 1.1731 | 1.183 | 1.1932 | 1.2029 | 1.2102 | 1.218 | 1.2252 | 1.234
Northwest | High End-Retail | Peak | September | Water Heating | MW | 0.4915 | 0.4654 | 0.4928 | 0.5121 | 0.4924 | 0.4945 | 0.4886 | 0.5674 | 0.5126 | 0.554 | 0.57 | 0.5361 | 0.5557 | 0.6242 | 0.619 | 0.5771 | 0.6282 | 0.6225 | 0.5772 | 0.6332 | 0.6594 | 0.653 | 0.6935 | 0.6648 | 0.7072 | 0.7316 | 0.6622 | 0.6785 | 0.7151 | 0.739 | 0.7595 | 0.7764 | 0.7867 | 0.7972 | 0.8059 | 0.8129 | 0.8196 | 0.8262 | 0.8352 | 0.846 | 0.8576 | 0.8747 | 0.8941 | 0.9112 | 0.9281 | 0.9443 | 0.958 | 0.9719 | 0.9848 | 0.999
Northwest | High End-Retail | Peak | September | Other Substitutables | MW | 0.0058 | 0.0058 | 0.0057 | 0.0058 | 0.0055 | 0.0056 | 0.0056 | 0.0057 | 0.0056 | 0.0056 | 0.0057 | 0.0054 | 0.0058 | 0.0056 | 0.0081 | 0.0053 | 0.0059 | 0.0063 | 0.0056 | 0.0059 | 0.0095 | 0.0063 | 0.0066 | 0.0064 | 0.0072 | 0.0073 | 0.0066 | 0.0069 | 0.0073 | 0.0076 | 0.0079 | 0.0081 | 0.0083 | 0.0084 | 0.0085 | 0.0085 | 0.0086 | 0.0086 | 0.0087 | 0.0088 | 0.0089 | 0.0091 | 0.0093 | 0.0094 | 0.0096 | 0.0098 | 0.0099 | 0.01 | 0.0102 | 0.0103
Northwest | High End-Retail | Peak | September | Refrigeration | MW | 0.0084 | 0.0085 | 0.0083 | 0.0085 | 0.0108 | 0.0112 | 0.0111 | 0.0118 | 0.0111 | 0.0115 | 0.0145 | 0.0139 | 0.015 | 0.0143 | 0.0162 | 0.013 | 0.0173 | 0.0128 | 0.0143 | 0.0153 | 0.0157 | 0.0148 | 0.0161 | 0.0165 | 0.0174 | 0.017 | 0.0147 | 0.0145 | 0.0148 | 0.0149 | 0.0148 | 0.0148 | 0.0148 | 0.0148 | 0.0148 | 0.0148 | 0.0148 | 0.0148 | 0.0149 | 0.0151 | 0.0152 | 0.0154 | 0.0156 | 0.0157 | 0.0159 | 0.0161 | 0.0162 | 0.0164 | 0.0165 | 0.0166
Northwest | High End-Retail | Peak | September | Lighting | MW | 29.2702 | 27.4719 | 29.2648 | 30.3401 | 28.9998 | 29.1111 | 29.0124 | 33.4806 | 30.4179 | 32.7028 | 33.8614 | 31.7378 | 32.9966 | 36.9477 | 36.8836 | 34.3096 | 37.4021 | 35.8181 | 33.3089 | 36.5367 | 38.2637 | 38.5815 | 41.1743 | 39.1272 | 40.5212 | 43.703 | 38.8837 | 39.9089 | 42.0893 | 43.4408 | 44.5446 | 45.3978 | 45.8345 | 46.2533 | 46.6171 | 46.9132 | 47.218 | 47.5291 | 47.9793 | 48.5307 | 49.1397 | 50.0752 | 51.1511 | 52.1 | 53.0389 | 53.9461 | 54.7106 | 55.4903 | 56.2224 | 57.0302
Northwest | High End-Retail | Peak | September | Air Conditioning | MW | 54.0336 | 48.6263 | 47.3079 | 45.7515 | 65.1068 | 56.4048 | 61.103 | 45.1013 | 65.3746 | 58.5827 | 64.4222 | 64.2371 | 80.1507 | 57.7988 | 58.833 | 57.874 | 69.5448 | 89.6118 | 72.5464 | 68.6112 | 71.7932 | 73.38 | 79.1059 | 74.1684 | 75.7563 | 83.7641 | 74.1051 | 74.0778 | 77.0897 | 79.1156 | 80.6523 | 82.0452 | 82.9886 | 84.044 | 85.1328 | 86.1372 | 87.2109 | 88.3614 | 89.8664 | 91.6235 | 93.5623 | 96.1241 | 99.0278 | 101.8128 | 104.6697 | 107.5715 | 110.3061 | 113.1524 | 115.9951 | 119.0821
Northwest | High End-Retail | Peak | September | Other Non-Substitutables | MW | 30.6608 | 28.8281 | 30.7003 | 31.9157 | 30.4664 | 30.5898 | 30.4112 | 35.1862 | 31.988 | 34.3456 | 35.4956 | 33.3212 | 34.6372 | 38.7456 | 38.6206 | 35.8959 | 39.0615 | 38.6356 | 35.8764 | 39.3559 | 43.4907 | 38.884 | 40.1773 | 43.1457 | 38.0785 | 40.6432 | 39.6254 | 40.5039 | 42.6041 | 44.017 | 45.0899 | 45.9584 | 46.4472 | 46.9533 | 47.4265 | 47.8113 | 48.1931 | 48.5692 | 49.0881 | 49.7118 | 50.3854 | 51.3857 | 52.5255 | 53.5314 | 54.5262 | 55.484 | 56.293 | 57.1141 | 57.8847 | 58.7295
Northwest | High End-Retail | Peak | October | Space Heating | MW | 5.8246 | 5.3285 | 5.9609 | 6.3987 | 6.2058 | 6.0873 | 5.51 | 7.1718 | 6.2815 | 6.3569 | 6.6582 | 6.0905 | 5.7482 | 6.8139 | 7.0871 | 6.6486 | 7.9048 | 6.3332 | 6.122 | 6.4946 | 9.5993 | 8.4453 | 7.4338 | 8.9668 | 7.1666 | 7.1665 | 7.6041 | 7.6661 | 7.8901 | 7.9904 | 8.0253 | 8.0358 | 7.9987 | 7.967 | 7.9347 | 7.8928 | 7.8538 | 7.8169 | 7.8038 | 7.8094 | 7.8243 | 7.8848 | 7.9667 | 8.0342 | 8.1035 | 8.1703 | 8.2201 | 8.2733 | 8.3222 | 8.382
Northwest | High End-Retail | Peak | October | Water Heating | MW | 0.4955 | 0.4737 | 0.4978 | 0.5092 | 0.5086 | 0.5024 | 0.5086 | 0.559 | 0.5314 | 0.5671 | 0.5287 | 0.5196 | 0.4998 | 0.5603 | 0.5682 | 0.5421 | 0.6431 | 0.5617 | 0.5347 | 0.5415 | 0.7212 | 0.6721 | 0.6936 | 0.6545 | 0.6735 | 0.6722 | 0.637 | 0.6526 | 0.6877 | 0.7106 | 0.7303 | 0.7465 | 0.7564 | 0.7665 | 0.7749 | 0.7816 | 0.7881 | 0.7944 | 0.8031 | 0.8136 | 0.8248 | 0.8412 | 0.8599 | 0.8763 | 0.8925 | 0.9081 | 0.9213 | 0.9346 | 0.9471 | 0.9607
Northwest | High End-Retail | Peak | October | Other Substitutables | MW | 0.0058 | 0.0058 | 0.0057 | 0.0057 | 0.0056 | 0.0057 | 0.0057 | 0.0056 | 0.0057 | 0.0057 | 0.0052 | 0.0052 | 0.0052 | 0.005 | 0.0074 | 0.0049 | 0.0059 | 0.0056 | 0.0052 | 0.005 | 0.0103 | 0.0064 | 0.0066 | 0.0063 | 0.0068 | 0.0066 | 0.0063 | 0.0066 | 0.007 | 0.0073 | 0.0075 | 0.0078 | 0.0079 | 0.0081 | 0.0081 | 0.0082 | 0.0082 | 0.0082 | 0.0083 | 0.0084 | 0.0085 | 0.0087 | 0.0088 | 0.009 | 0.0092 | 0.0093 | 0.0095 | 0.0096 | 0.0097 | 0.0099
Northwest | High End-Retail | Peak | October | Refrigeration | MW | 0.0103 | 0.0105 | 0.0104 | 0.0104 | 0.0135 | 0.0136 | 0.014 | 0.0126 | 0.0134 | 0.0128 | 0.0149 | 0.0147 | 0.0146 | 0.014 | 0.0166 | 0.0143 | 0.0204 | 0.0131 | 0.0148 | 0.0142 | 0.0193 | 0.0172 | 0.0178 | 0.0177 | 0.0179 | 0.0171 | 0.0158 | 0.0156 | 0.0158 | 0.016 | 0.0159 | 0.0159 | 0.0159 | 0.0159 | 0.0159 | 0.0159 | 0.0159 | 0.0159 | 0.016 | 0.0162 | 0.0163 | 0.0165 | 0.0167 | 0.0169 | 0.0171 | 0.0173 | 0.0174 | 0.0176 | 0.0177 | 0.0178
Northwest | High End-Retail | Peak | October | Lighting | MW | 23.5062 | 22.2705 | 23.5331 | 24.0329 | 23.8299 | 23.528 | 24.0298 | 26.2308 | 25.0822 | 26.607 | 24.9577 | 24.4516 | 23.6025 | 26.3633 | 26.9192 | 25.5843 | 30.4005 | 25.5662 | 24.4173 | 24.745 | 33.2622 | 31.5503 | 32.6615 | 30.5653 | 30.6055 | 31.8544 | 29.7159 | 30.4937 | 32.1534 | 33.1838 | 34.0235 | 34.6738 | 35.0082 | 35.3298 | 35.608 | 35.8342 | 36.0677 | 36.3054 | 36.6508 | 37.0751 | 37.5422 | 38.2573 | 39.0789 | 39.8041 | 40.5221 | 41.2153 | 41.7995 | 42.3947 | 42.954 | 43.5698
Northwest | High End-Retail | Peak | October | Air Conditioning | MW | 23.3625 | 21.2275 | 20.5739 | 19.5843 | 28.7689 | 24.5668 | 27.2438 | 19.0312 | 29.0155 | 25.6786 | 25.634 | 26.6461 | 30.8331 | 22.2633 | 23.2324 | 23.4157 | 30.5802 | 34.6353 | 28.8394 | 25.1957 | 33.7009 | 32.3735 | 33.9131 | 31.3019 | 30.9506 | 32.9708 | 30.5534 | 30.5386 | 31.7758 | 32.6083 | 33.2372 | 33.8079 | 34.195 | 34.6286 | 35.0751 | 35.4867 | 35.9273 | 36.3991 | 37.0177 | 37.7412 | 38.5386 | 39.5915 | 40.7845 | 41.9293 | 43.104 | 44.2968 | 45.4208 | 46.5904 | 47.7589 | 49.027
Northwest | High End-Retail | Peak | October | Other Non-Substitutables | MW | 29.8538 | 28.3413 | 29.9339 | 30.6454 | 30.3705 | 29.9979 | 30.5748 | 33.4685 | 32.0162 | 33.9461 | 31.8019 | 31.1847 | 30.0831 | 33.5774 | 34.2294 | 32.541 | 38.6096 | 33.6514 | 32.0979 | 32.4969 | 45.9248 | 38.6335 | 38.8238 | 41.032 | 35.011 | 36.0447 | 36.7936 | 37.6052 | 39.5497 | 40.8609 | 41.8543 | 42.6602 | 43.1168 | 43.5903 | 44.0313 | 44.3895 | 44.746 | 45.0959 | 45.5804 | 46.1645 | 46.7928 | 47.7224 | 48.7803 | 49.7149 | 50.6397 | 51.5292 | 52.2804 | 53.0422 | 53.7574 | 54.5398
Northwest | High End-Retail | Peak | November | Space Heating | MW | 9.8523 | 9.0208 | 10.1011 | 10.8436 | 10.505 | 10.3077 | 9.3333 | 12.1565 | 10.6388 | 10.768 | 11.5717 | 10.1983 | 9.6702 | 11.6304 | 13.3733 | 12.3195 | 12.7572 | 11.1113 | 11.7368 | 12.9791 | 16.1562 | 14.5392 | 11.8095 | 13.8816 | 14.6895 | 11.7176 | 12.5689 | 12.6723 | 13.0424 | 13.2085 | 13.2668 | 13.2847 | 13.2236 | 13.1716 | 13.1185 | 13.0494 | 12.985 | 12.9241 | 12.9028 | 12.9125 | 12.9376 | 13.0381 | 13.1741 | 13.2862 | 13.4014 | 13.5122 | 13.5951 | 13.6837 | 13.7649 | 13.8644
Northwest | High End-Retail | Peak | November | Water Heating | MW | 0.4449 | 0.4257 | 0.4478 | 0.4581 | 0.457 | 0.4517 | 0.4573 | 0.503 | 0.4778 | 0.5101 | 0.4879 | 0.4618 | 0.4464 | 0.5077 | 0.5692 | 0.5332 | 0.551 | 0.5232 | 0.5442 | 0.5745 | 0.6453 | 0.6145 | 0.5845 | 0.5383 | 0.7326 | 0.5832 | 0.559 | 0.5726 | 0.6035 | 0.6236 | 0.6409 | 0.6552 | 0.6639 | 0.6728 | 0.6802 | 0.6861 | 0.6918 | 0.6973 | 0.705 | 0.7142 | 0.7241 | 0.7385 | 0.755 | 0.7694 | 0.7837 | 0.7974 | 0.809 | 0.8207 | 0.8317 | 0.8437
Northwest | High End-Retail | Peak | November | Other Substitutables | MW | 0.0052 | 0.0052 | 0.0051 | 0.0051 | 0.005 | 0.0051 | 0.0051 | 0.005 | 0.0051 | 0.0051 | 0.0048 | 0.0046 | 0.0047 | 0.0045 | 0.0074 | 0.0048 | 0.0051 | 0.0052 | 0.0052 | 0.0053 | 0.0093 | 0.0059 | 0.0056 | 0.0052 | 0.0075 | 0.0058 | 0.0056 | 0.0058 | 0.0061 | 0.0064 | 0.0066 | 0.0068 | 0.0069 | 0.0071 | 0.0071 | 0.0072 | 0.0072 | 0.0072 | 0.0073 | 0.0074 | 0.0075 | 0.0076 | 0.0078 | 0.0079 | 0.0081 | 0.0082 | 0.0083 | 0.0084 | 0.0085 | 0.0087
Northwest | High End-Retail | Peak | November | Refrigeration | MW | 0.0094 | 0.0095 | 0.0095 | 0.0094 | 0.0123 | 0.0123 | 0.0128 | 0.0115 | 0.0123 | 0.0117 | 0.014 | 0.0133 | 0.0132 | 0.0129 | 0.0169 | 0.0143 | 0.0178 | 0.0123 | 0.0152 | 0.0151 | 0.0172 | 0.0156 | 0.0148 | 0.0144 | 0.0192 | 0.0147 | 0.0138 | 0.0136 | 0.0138 | 0.0139 | 0.0139 | 0.0139 | 0.0139 | 0.0139 | 0.0139 | 0.0139 | 0.0139 | 0.0139 | 0.014 | 0.0141 | 0.0143 | 0.0144 | 0.0146 | 0.0148 | 0.0149 | 0.0151 | 0.0152 | 0.0153 | 0.0155 | 0.0155
Northwest | High End-Retail | Peak | November | Lighting | MW | 16.8855 | 16.0117 | 16.9356 | 17.2965 | 17.1325 | 16.9199 | 17.2884 | 18.8876 | 18.048 | 19.1474 | 18.4301 | 17.3947 | 16.8669 | 19.1152 | 21.5837 | 20.1487 | 20.8523 | 19.0617 | 19.8913 | 21.0154 | 23.7785 | 23.066 | 22.0195 | 20.1106 | 26.6347 | 22.1149 | 20.8549 | 21.4007 | 22.5651 | 23.2886 | 23.8791 | 24.3364 | 24.5717 | 24.7979 | 24.9937 | 25.1527 | 25.3167 | 25.4836 | 25.7266 | 26.0253 | 26.3541 | 26.8571 | 27.4349 | 27.945 | 28.4501 | 28.9378 | 29.3489 | 29.7679 | 30.1614 | 30.5948
Northwest | High End-Retail | Peak | November | Air Conditioning | MW | 21.3663 | 19.4309 | 18.8481 | 17.944 | 26.3296 | 22.4897 | 24.9524 | 17.4492 | 26.5754 | 23.5206 | 24.0851 | 24.1257 | 28.0427 | 20.5494 | 23.7071 | 23.4566 | 26.6796 | 32.8484 | 29.8825 | 27.2155 | 30.7385 | 30.161 | 29.0981 | 26.2155 | 34.2857 | 29.1271 | 27.3126 | 27.3 | 28.4078 | 29.1545 | 29.7204 | 30.2338 | 30.5824 | 30.9727 | 31.3744 | 31.7445 | 32.1403 | 32.5641 | 33.1197 | 33.7695 | 34.4856 | 35.4305 | 36.501 | 37.5282 | 38.5822 | 39.6524 | 40.661 | 41.7105 | 42.7589 | 43.8966
Northwest | High End-Retail | Peak | November | Other Non-Substitutables | MW | 25.0036 | 23.756 | 25.1155 | 25.714 | 25.456 | 25.1504 | 25.643 | 28.0893 | 26.8505 | 28.4723 | 27.3672 | 25.8557 | 25.0591 | 28.377 | 31.983 | 29.8546 | 30.8502 | 29.2338 | 30.4656 | 32.1554 | 38.3604 | 32.9306 | 30.4804 | 31.484 | 35.4705 | 29.1407 | 30.1063 | 30.7708 | 32.3615 | 33.4353 | 34.2501 | 34.9111 | 35.2857 | 35.6743 | 36.0359 | 36.3295 | 36.6214 | 36.908 | 37.3054 | 37.7848 | 38.3005 | 39.0629 | 39.9305 | 40.6969 | 41.4555 | 42.1852 | 42.8017 | 43.4268 | 44.0138 | 44.6558
Northwest | High End-Retail | Peak | December | Space Heating | MW | 13.5384 | 12.4071 | 13.8193 | 14.7847 | 14.4589 | 14.139 | 12.8969 | 16.6483 | 14.7282 | 14.8688 | 16.5706 | 14.5102 | 16.2172 | 16.297 | 17.7788 | 16.288 | 16.3856 | 15.0567 | 14.9148 | 18.5468 | 19.9808 | 19.4081 | 19.5113 | 24.5666 | 17.5115 | 17.1484 | 17.7738 | 17.9207 | 18.4438 | 18.6794 | 18.7629 | 18.7892 | 18.7039 | 18.6316 | 18.5573 | 18.4603 | 18.3699 | 18.2843 | 18.2551 | 18.2702 | 18.3069 | 18.4502 | 18.6437 | 18.8033 | 18.9674 | 19.1253 | 19.2435 | 19.3698 | 19.4855 | 19.6271
Northwest | High End-Retail | Peak | December | Water Heating | MW | 0.4209 | 0.4031 | 0.4219 | 0.43 | 0.4332 | 0.4266 | 0.4351 | 0.4742 | 0.4554 | 0.4849 | 0.4812 | 0.4524 | 0.5154 | 0.4899 | 0.5211 | 0.4855 | 0.4873 | 0.4882 | 0.4762 | 0.5652 | 0.5505 | 0.5652 | 0.6635 | 0.6568 | 0.6005 | 0.5871 | 0.5443 | 0.5576 | 0.5876 | 0.6072 | 0.6241 | 0.6381 | 0.6466 | 0.6553 | 0.6625 | 0.6683 | 0.6739 | 0.6793 | 0.6868 | 0.6958 | 0.7054 | 0.7195 | 0.7356 | 0.7497 | 0.7636 | 0.777 | 0.7883 | 0.7998 | 0.8105 | 0.8222
Northwest | High End-Retail | Peak | December | Other Substitutables | MW | 0.0049 | 0.0049 | 0.0048 | 0.0048 | 0.0047 | 0.0048 | 0.0049 | 0.0048 | 0.0049 | 0.0049 | 0.0048 | 0.0045 | 0.0054 | 0.0044 | 0.0068 | 0.0044 | 0.0045 | 0.0049 | 0.0046 | 0.0053 | 0.008 | 0.0054 | 0.0063 | 0.0063 | 0.0061 | 0.0058 | 0.0054 | 0.0056 | 0.006 | 0.0062 | 0.0064 | 0.0066 | 0.0067 | 0.0069 | 0.0069 | 0.007 | 0.007 | 0.007 | 0.0071 | 0.0072 | 0.0073 | 0.0074 | 0.0076 | 0.0077 | 0.0078 | 0.008 | 0.0081 | 0.0082 | 0.0083 | 0.0084
Northwest | High End-Retail | Peak | December | Refrigeration | MW | 0.0092 | 0.0094 | 0.0093 | 0.0092 | 0.0121 | 0.012 | 0.0125 | 0.011 | 0.0119 | 0.0113 | 0.0141 | 0.0133 | 0.0156 | 0.0128 | 0.0158 | 0.0132 | 0.0158 | 0.0116 | 0.0134 | 0.0151 | 0.015 | 0.0147 | 0.0172 | 0.0179 | 0.0161 | 0.0151 | 0.0137 | 0.0136 | 0.0138 | 0.0139 | 0.0139 | 0.0138 | 0.0138 | 0.0139 | 0.0139 | 0.0139 | 0.0139 | 0.0139 | 0.0139 | 0.0141 | 0.0142 | 0.0144 | 0.0146 | 0.0147 | 0.0149 | 0.0151 | 0.0152 | 0.0153 | 0.0154 | 0.0155
Northwest | High End-Retail | Peak | December | Lighting | MW | 15.6606 | 14.8625 | 15.6411 | 15.9168 | 15.9188 | 15.6645 | 16.1183 | 17.4491 | 16.8553 | 17.835 | 17.8052 | 16.6915 | 19.0863 | 18.0809 | 19.3625 | 17.973 | 18.0647 | 17.4155 | 17.0455 | 20.2506 | 19.8582 | 20.7803 | 24.476 | 24.0375 | 21.3769 | 21.8082 | 19.9002 | 20.42 | 21.5296 | 22.2199 | 22.7839 | 23.2207 | 23.4459 | 23.6627 | 23.8501 | 24.0021 | 24.1589 | 24.3183 | 24.551 | 24.8374 | 25.1524 | 25.6333 | 26.1857 | 26.6735 | 27.1566 | 27.6231 | 28.0165 | 28.4171 | 28.7936 | 29.2079
Northwest | High End-Retail | Peak | December | Air Conditioning | MW | 9.0638 | 8.2494 | 7.9705 | 7.5568 | 11.1842 | 9.524 | 10.6472 | 7.373 | 11.3496 | 10.0238 | 10.6568 | 10.5912 | 14.5051 | 8.8933 | 9.7386 | 9.5819 | 10.583 | 13.7418 | 11.7276 | 12.0116 | 11.7734 | 12.4532 | 14.8067 | 14.3401 | 12.6038 | 13.1431 | 11.9284 | 11.9227 | 12.4065 | 12.7331 | 12.9808 | 13.2056 | 13.3585 | 13.5296 | 13.7055 | 13.8676 | 14.0408 | 14.2261 | 14.4694 | 14.754 | 15.0676 | 15.481 | 15.9494 | 16.3988 | 16.8601 | 17.3284 | 17.7698 | 18.229 | 18.6877 | 19.1854
Northwest | High End-Retail | Peak | December | Other Non-Substitutables | MW | 30.6929 | 29.1843 | 30.695 | 31.3135 | 31.3001 | 30.8146 | 31.6564 | 34.3567 | 33.1993 | 35.1186 | 35.0235 | 32.8585 | 37.5331 | 35.5216 | 37.9854 | 35.2621 | 35.398 | 35.3876 | 34.5874 | 41.0459 | 42.5011 | 39.275 | 44.8421 | 49.8624 | 37.6783 | 38.0428 | 38.0255 | 38.8641 | 40.8716 | 42.2287 | 43.2599 | 44.0965 | 44.5719 | 45.0651 | 45.5236 | 45.8955 | 46.2651 | 46.6279 | 47.1318 | 47.7403 | 48.3944 | 49.3596 | 50.4578 | 51.4281 | 52.3888 | 53.3128 | 54.0938 | 54.8854 | 55.6286 | 56.4412
Northwest | Anchor-Retail | Peak | January | Space Heating | MW | 39.4441 | 33.5314 | 37.525 | 40.1354 | 39.1308 | 38.237 | 34.8029 | 44.9742 | 39.5816 | 40.0833 | 49.3203 | 42.2225 | 37.6279 | 42.0789 | 45.6416 | 47.1666 | 44.9894 | 36.6635 | 44.9932 | 45.384 | 48.2991 | 55.0973 | 49.9295 | 57.2748 | 43.7029 | 46.607 | 48.1594 | 47.9588 | 48.7687 | 49.0364 | 48.5479 | 48.0448 | 47.4872 | 46.9677 | 46.4707 | 45.9768 | 45.5102 | 45.0676 | 44.6947 | 44.3803 | 44.0988 | 43.9125 | 43.7797 | 43.6364 | 43.5108 | 43.3919 | 43.2546 | 43.133 | 43.0131 | 42.9218
Northwest | Anchor-Retail | Peak | January | Water Heating | MW | 1.219 | 1.078 | 1.1364 | 1.1618 | 1.1514 | 1.1391 | 1.1646 | 1.2665 | 1.2165 | 1.2917 | 1.4153 | 1.3048 | 1.1884 | 1.2496 | 1.3312 | 1.3901 | 1.3272 | 1.174 | 1.4234 | 1.3692 | 1.3034 | 1.6109 | 1.7544 | 1.5581 | 1.5047 | 1.6637 | 1.4762 | 1.4892 | 1.5466 | 1.5859 | 1.6013 | 1.6144 | 1.6233 | 1.6321 | 1.6381 | 1.6427 | 1.647 | 1.651 | 1.6566 | 1.6634 | 1.6704 | 1.6804 | 1.6917 | 1.7016 | 1.7112 | 1.7203 | 1.7278 | 1.7353 | 1.7422 | 1.7498
Northwest | Anchor-Retail | Peak | January | Other Substitutables | MW | 0.0135 | 0.0137 | 0.0134 | 0.0134 | 0.0131 | 0.0133 | 0.0135 | 0.0165 | 0.0134 | 0.0169 | 0.0183 | 0.0169 | 0.0128 | 0.0145 | 0.0178 | 0.0164 | 0.0159 | 0.0122 | 0.0178 | 0.0166 | 0.0165 | 0.0196 | 0.0249 | 0.0188 | 0.0156 | 0.0201 | 0.0151 | 0.0157 | 0.0167 | 0.0177 | 0.0183 | 0.0189 | 0.0195 | 0.0201 | 0.0201 | 0.0201 | 0.0201 | 0.0201 | 0.0201 | 0.0201 | 0.0202 | 0.0202 | 0.0203 | 0.0204 | 0.0205 | 0.0205 | 0.0206 | 0.0206 | 0.0207 | 0.0208
Northwest | Anchor-Retail | Peak | January | Refrigeration | MW | 0.0248 | 0.0254 | 0.0251 | 0.0291 | 0.0287 | 0.0284 | 0.0339 | 0.0261 | 0.0323 | 0.0306 | 0.0379 | 0.0349 | 0.0326 | 0.033 | 0.0374 | 0.0389 | 0.0408 | 0.0289 | 0.0371 | 0.0338 | 0.033 | 0.0421 | 0.04 | 0.0379 | 0.0365 | 0.0373 | 0.0339 | 0.033 | 0.0332 | 0.0332 | 0.0326 | 0.0321 | 0.0316 | 0.0313 | 0.0309 | 0.0306 | 0.0303 | 0.03 | 0.0298 | 0.0297 | 0.0297 | 0.0296 | 0.0296 | 0.0296 | 0.0296 | 0.0296 | 0.0296 | 0.0296 | 0.0296 | 0.0296
Northwest | Anchor-Retail | Peak | January | Lighting | MW | 37.7131 | 33.2272 | 35.0989 | 35.7309 | 35.5572 | 35.0172 | 35.9283 | 38.9729 | 37.4084 | 39.7164 | 43.7457 | 40.104 | 36.5626 | 38.5578 | 41.0622 | 42.9331 | 40.9579 | 35.0827 | 42.4666 | 40.9602 | 39.641 | 48.7455 | 51.8085 | 46.3232 | 44.1592 | 49.0415 | 44.557 | 44.7784 | 46.3011 | 47.244 | 47.4449 | 47.5609 | 47.5476 | 47.5231 | 47.4731 | 47.4215 | 47.3909 | 47.3763 | 47.423 | 47.5163 | 47.6338 | 47.8515 | 48.1157 | 48.3486 | 48.5839 | 48.8122 | 49.0014 | 49.1959 | 49.3784 | 49.5843
Northwest | Anchor-Retail | Peak | January | Air Conditioning | MW | 59.2041 | 49.7285 | 47.6772 | 44.7617 | 69.0339 | 58 | 65.0409 | 42.7408 | 69.2596 | 60.2592 | 71.0564 | 69.5384 | 77.3331 | 50.178 | 54.7529 | 61.2005 | 64.8572 | 76.9837 | 80.2317 | 65.6347 | 63.5211 | 78.9811 | 84.7019 | 74.6562 | 70.2939 | 79.9429 | 72.3294 | 71.5613 | 73.7949 | 75.3629 | 75.9003 | 76.4744 | 76.9962 | 77.6236 | 78.3068 | 79.0195 | 79.803 | 80.6545 | 81.6645 | 82.7891 | 84.0005 | 85.4256 | 86.9836 | 88.5353 | 90.1268 | 91.7537 | 93.3558 | 95.0095 | 96.6797 | 98.44
Northwest | Anchor-Retail | Peak | January | Other Non-Substitutables | MW | 59.668 | 52.6815 | 55.6232 | 56.7779 | 56.4899 | 55.6538 | 56.994 | 61.9468 | 59.5326 | 63.1492 | 69.487 | 63.7742 | 58.1016 | 61.2157 | 65.1131 | 68.1039 | 64.9081 | 57.5428 | 69.5584 | 67.019 | 68.5328 | 74.4018 | 76.5797 | 77.5632 | 62.745 | 68.994 | 68.7573 | 68.9949 | 71.3081 | 72.9375 | 73.2648 | 73.5205 | 73.6259 | 73.7563 | 73.8761 | 73.9589 | 74.0486 | 74.1399 | 74.3156 | 74.5554 | 74.8183 | 75.2276 | 75.7015 | 76.1187 | 76.5347 | 76.9329 | 77.2642 | 77.599 | 77.9117 | 78.257
Northwest | Anchor-Retail | Peak | February | Space Heating | MW | 44.7635 | 38.0479 | 42.5847 | 45.5707 | 44.4475 | 43.4228 | 39.5036 | 51.0423 | 44.9651 | 45.502 | 56.6003 | 45.054 | 38.6879 | 48.5955 | 49.6334 | 53.3525 | 49.3153 | 44.5655 | 44.3951 | 49.5593 | 62.9335 | 60.2615 | 51.7265 | 62.1361 | 50.3962 | 53.9921 | 53.3639 | 53.1393 | 54.0365 | 54.3327 | 53.7907 | 53.2328 | 52.6146 | 52.0387 | 51.4878 | 50.9405 | 50.4234 | 49.9329 | 49.5195 | 49.1709 | 48.8587 | 48.6518 | 48.5042 | 48.345 | 48.2054 | 48.0733 | 47.9207 | 47.7855 | 47.6523 | 47.5507
Northwest | Anchor-Retail | Peak | February | Water Heating | MW | 0.8353 | 0.7385 | 0.7786 | 0.7964 | 0.7896 | 0.781 | 0.7981 | 0.8679 | 0.8344 | 0.8853 | 0.9806 | 0.8406 | 0.7377 | 0.8713 | 0.874 | 0.9493 | 0.8783 | 0.8616 | 0.8479 | 0.9027 | 1.0242 | 1.0631 | 1.0981 | 1.0196 | 1.0482 | 1.1638 | 0.9875 | 0.9962 | 1.0346 | 1.0609 | 1.0712 | 1.08 | 1.0859 | 1.0919 | 1.0959 | 1.0989 | 1.1018 | 1.1045 | 1.1082 | 1.1127 | 1.1174 | 1.1241 | 1.1317 | 1.1382 | 1.1447 | 1.1508 | 1.1558 | 1.1608 | 1.1654 | 1.1704
Northwest | Anchor-Retail | Peak | February | Other Substitutables | MW | 0.0093 | 0.0094 | 0.0092 | 0.0092 | 0.009 | 0.0091 | 0.0092 | 0.0113 | 0.0092 | 0.0116 | 0.0127 | 0.0109 | 0.0079 | 0.0101 | 0.0117 | 0.0112 | 0.0105 | 0.009 | 0.0106 | 0.0109 | 0.0129 | 0.0129 | 0.0156 | 0.0123 | 0.0109 | 0.014 | 0.0101 | 0.0105 | 0.0112 | 0.0118 | 0.0122 | 0.0127 | 0.0131 | 0.0134 | 0.0134 | 0.0134 | 0.0134 | 0.0134 | 0.0134 | 0.0135 | 0.0135 | 0.0135 | 0.0136 | 0.0136 | 0.0137 | 0.0137 | 0.0138 | 0.0138 | 0.0138 | 0.0139
Northwest | Anchor-Retail | Peak | February | Refrigeration | MW | 0.017 | 0.0173 | 0.0172 | 0.0199 | 0.0196 | 0.0195 | 0.0232 | 0.018 | 0.0222 | 0.021 | 0.0262 | 0.0224 | 0.0202 | 0.023 | 0.0246 | 0.0266 | 0.027 | 0.021 | 0.022 | 0.0222 | 0.026 | 0.028 | 0.0253 | 0.0251 | 0.0256 | 0.0263 | 0.0228 | 0.0222 | 0.0224 | 0.0223 | 0.0219 | 0.0216 | 0.0213 | 0.0211 | 0.0208 | 0.0206 | 0.0204 | 0.0202 | 0.0201 | 0.02 | 0.02 | 0.0199 | 0.0199 | 0.0199 | 0.0199 | 0.0199 | 0.0199 | 0.0199 | 0.0199 | 0.0199
Northwest | Anchor-Retail | Peak | February | Lighting | MW | 23.8038 | 20.9703 | 22.1527 | 22.5654 | 22.4629 | 22.1177 | 22.6851 | 24.6053 | 23.6409 | 25.0819 | 27.9307 | 23.808 | 20.9094 | 24.7663 | 24.8414 | 27.0214 | 24.9824 | 23.7324 | 23.3181 | 24.8897 | 28.7326 | 29.6634 | 29.9 | 27.9392 | 28.3504 | 31.6172 | 27.4716 | 27.6081 | 28.547 | 29.1283 | 29.2519 | 29.3232 | 29.315 | 29.2998 | 29.2688 | 29.237 | 29.2181 | 29.2091 | 29.2377 | 29.2951 | 29.3673 | 29.5013 | 29.6638 | 29.8071 | 29.9519 | 30.0924 | 30.2087 | 30.3283 | 30.4406 | 30.5672
Northwest | Anchor-Retail | Peak | February | Air Conditioning | MW | 43.9516 | 36.912 | 35.386 | 33.2386 | 51.2945 | 43.0848 | 48.3052 | 31.7357 | 51.4681 | 44.7517 | 53.3401 | 48.5454 | 52.0116 | 37.9048 | 38.9426 | 45.2713 | 46.499 | 61.2133 | 51.793 | 46.8818 | 54.0144 | 56.4283 | 57.4729 | 52.9398 | 53.0447 | 60.6063 | 52.4121 | 51.8562 | 53.4731 | 54.6075 | 54.9946 | 55.4086 | 55.785 | 56.238 | 56.7314 | 57.2464 | 57.8128 | 58.4285 | 59.1588 | 59.9721 | 60.8481 | 61.8789 | 63.0058 | 64.1283 | 65.2796 | 66.4565 | 67.6155 | 68.8119 | 70.0203 | 71.2938
Northwest | Anchor-Retail | Peak | February | Other Non-Substitutables | MW | 55.6575 | 49.1323 | 51.882 | 52.9876 | 52.7384 | 51.947 | 53.1746 | 57.7865 | 55.5876 | 58.9235 | 65.5425 | 55.9348 | 49.1001 | 58.1051 | 58.1993 | 63.3167 | 58.4797 | 57.4898 | 56.4122 | 60.1529 | 73.2418 | 66.8869 | 65.3607 | 69.097 | 59.5803 | 65.7714 | 62.6314 | 62.8475 | 64.9545 | 66.4384 | 66.7357 | 66.968 | 67.0637 | 67.1821 | 67.2909 | 67.3662 | 67.4479 | 67.531 | 67.6906 | 67.9087 | 68.1476 | 68.5197 | 68.9506 | 69.33 | 69.7082 | 70.0701 | 70.3712 | 70.6755 | 70.9596 | 71.2734
Northwest | Anchor-Retail | Peak | March | Space Heating | MW | 35.2717 | 29.9564 | 33.5281 | 35.9134 | 34.97 | 34.2111 | 31.0913 | 40.2883 | 35.4324 | 35.8584 | 41.0052 | 36.3432 | 34.1044 | 40.3826 | 41.3089 | 40.9152 | 42.195 | 34.2643 | 35.3865 | 36.3283 | 48.6479 | 47.4651 | 41.9863 | 54.7069 | 42.2521 | 40.4947 | 45.5176 | 45.3234 | 46.0885 | 46.3408 | 45.878 | 45.4016 | 44.874 | 44.3824 | 43.9121 | 43.4451 | 43.0038 | 42.5852 | 42.2323 | 41.9346 | 41.6678 | 41.4909 | 41.3646 | 41.2284 | 41.1089 | 40.9958 | 40.8653 | 40.7497 | 40.6358 | 40.5487
Northwest | Anchor-Retail | Peak | March | Water Heating | MW | 0.8498 | 0.7507 | 0.7915 | 0.8104 | 0.8021 | 0.7945 | 0.8111 | 0.8845 | 0.8489 | 0.9008 | 0.9173 | 0.8755 | 0.8396 | 0.9348 | 0.9392 | 0.94 | 0.9703 | 0.8553 | 0.8726 | 0.8543 | 1.0222 | 1.081 | 1.1511 | 1.1582 | 1.1351 | 1.1273 | 1.0875 | 1.0971 | 1.1394 | 1.1683 | 1.1797 | 1.1893 | 1.1958 | 1.2023 | 1.2067 | 1.2101 | 1.2133 | 1.2162 | 1.2203 | 1.2253 | 1.2304 | 1.2378 | 1.2461 | 1.2533 | 1.2604 | 1.2671 | 1.2726 | 1.2781 | 1.2832 | 1.2887
Northwest | Anchor-Retail | Peak | March | Other Substitutables | MW | 0.0095 | 0.0096 | 0.0094 | 0.0094 | 0.0091 | 0.0093 | 0.0094 | 0.0115 | 0.0094 | 0.0118 | 0.0118 | 0.0114 | 0.009 | 0.0108 | 0.0125 | 0.0111 | 0.0116 | 0.0089 | 0.0109 | 0.0103 | 0.0129 | 0.0131 | 0.0163 | 0.014 | 0.0118 | 0.0136 | 0.0111 | 0.0115 | 0.0123 | 0.013 | 0.0135 | 0.0139 | 0.0144 | 0.0148 | 0.0148 | 0.0148 | 0.0148 | 0.0148 | 0.0148 | 0.0148 | 0.0148 | 0.0149 | 0.015 | 0.015 | 0.0151 | 0.0151 | 0.0152 | 0.0152 | 0.0152 | 0.0153
Northwest | Anchor-Retail | Peak | March | Refrigeration | MW | 0.0172 | 0.0176 | 0.0175 | 0.0202 | 0.0199 | 0.0198 | 0.0236 | 0.0183 | 0.0226 | 0.0213 | 0.0245 | 0.0234 | 0.023 | 0.0247 | 0.0264 | 0.0262 | 0.0297 | 0.0209 | 0.0227 | 0.021 | 0.026 | 0.0284 | 0.0264 | 0.0284 | 0.0277 | 0.0254 | 0.025 | 0.0244 | 0.0246 | 0.0245 | 0.0241 | 0.0237 | 0.0234 | 0.0231 | 0.0229 | 0.0226 | 0.0224 | 0.0222 | 0.022 | 0.022 | 0.0219 | 0.0219 | 0.0219 | 0.0219 | 0.0219 | 0.0219 | 0.0219 | 0.0219 | 0.0219 | 0.0219
Northwest | Anchor-Retail | Peak | March | Lighting | MW | 25.283 | 22.2561 | 23.5113 | 23.9712 | 23.8246 | 23.4896 | 24.066 | 26.1762 | 25.1088 | 26.6418 | 27.2733 | 25.8838 | 24.844 | 27.7421 | 27.8664 | 27.9312 | 28.811 | 24.5925 | 25.0512 | 24.5906 | 29.9403 | 31.4983 | 32.7319 | 33.1545 | 32.0656 | 31.9925 | 31.5998 | 31.7571 | 32.8375 | 33.5063 | 33.6484 | 33.7303 | 33.7208 | 33.7032 | 33.6676 | 33.631 | 33.6092 | 33.5989 | 33.6317 | 33.6974 | 33.7802 | 33.9339 | 34.1206 | 34.2851 | 34.4513 | 34.6125 | 34.7461 | 34.8834 | 35.0122 | 35.1575
Northwest | Anchor-Retail | Peak | March | Air Conditioning | MW | 55.0711 | 46.2133 | 44.3048 | 41.6541 | 64.1755 | 53.9789 | 60.4566 | 39.8277 | 64.4888 | 56.0776 | 61.4536 | 62.2648 | 72.8985 | 50.0886 | 51.5407 | 55.209 | 63.2692 | 74.8381 | 65.6413 | 54.648 | 66.3943 | 70.6799 | 74.1998 | 74.0696 | 70.7324 | 72.3299 | 71.0787 | 70.3265 | 72.5166 | 74.052 | 74.5738 | 75.1321 | 75.6399 | 76.2515 | 76.9181 | 77.6142 | 78.3801 | 79.2129 | 80.2008 | 81.3011 | 82.4864 | 83.8815 | 85.4068 | 86.9263 | 88.4848 | 90.0781 | 91.6472 | 93.267 | 94.9031 | 96.6274
Northwest | Anchor-Retail | Peak | March | Other Non-Substitutables | MW | 57.587 | 50.7956 | 53.6379 | 54.8329 | 54.4848 | 53.7415 | 54.9555 | 59.8915 | 57.5168 | 60.9737 | 62.3529 | 59.2469 | 56.8338 | 63.4037 | 63.6041 | 63.7599 | 65.7032 | 58.0409 | 59.0437 | 57.8997 | 74.335 | 69.181 | 69.6993 | 79.8212 | 65.6665 | 64.8657 | 70.1653 | 70.4073 | 72.7678 | 74.4299 | 74.7623 | 75.0219 | 75.1287 | 75.261 | 75.3825 | 75.4668 | 75.558 | 75.651 | 75.8294 | 76.073 | 76.3399 | 76.756 | 77.2379 | 77.6621 | 78.085 | 78.4896 | 78.8262 | 79.1664 | 79.4841 | 79.8348
Northwest | Anchor-Retail | Peak | April | Space Heating | MW | 25.7934 | 21.8036 | 24.3671 | 26.1748 | 25.404 | 24.9301 | 22.5599 | 29.5798 | 25.8775 | 26.2097 | 27.7199 | 27.1485 | 24.719 | 30.5969 | 31.2586 | 31.7493 | 30.3958 | 26.7384 | 26.6852 | 29.8238 | 33.9311 | 34.3817 | 33.0088 | 36.2616 | 30.5104 | 29.5913 | 30.9688 | 30.8356 | 31.3557 | 31.5266 | 31.211 | 30.8861 | 30.5263 | 30.191 | 29.8703 | 29.5519 | 29.2511 | 28.9658 | 28.725 | 28.5216 | 28.3393 | 28.2183 | 28.1316 | 28.0383 | 27.9563 | 27.8787 | 27.7893 | 27.7101 | 27.6321 | 27.5725
Northwest | Anchor-Retail | Peak | April | Water Heating | MW | 0.8198 | 0.7208 | 0.7588 | 0.7792 | 0.7687 | 0.7638 | 0.7766 | 0.8567 | 0.8178 | 0.8687 | 0.8182 | 0.8629 | 0.8028 | 0.9343 | 0.9376 | 0.9622 | 0.9222 | 0.8805 | 0.8682 | 0.9253 | 0.9402 | 1.0329 | 1.1944 | 1.0122 | 1.0819 | 1.0873 | 0.9761 | 0.9847 | 1.0226 | 1.0486 | 1.0588 | 1.0673 | 1.0732 | 1.079 | 1.0829 | 1.086 | 1.0888 | 1.0914 | 1.0951 | 1.0995 | 1.1041 | 1.1108 | 1.1182 | 1.1246 | 1.131 | 1.137 | 1.1419 | 1.1468 | 1.1513 | 1.1563
Northwest | Anchor-Retail | Peak | April | Other Substitutables | MW | 0.0092 | 0.0092 | 0.009 | 0.0091 | 0.0088 | 0.009 | 0.009 | 0.0112 | 0.0091 | 0.0114 | 0.0106 | 0.0113 | 0.0086 | 0.0109 | 0.0126 | 0.0114 | 0.0111 | 0.0092 | 0.0109 | 0.0112 | 0.0119 | 0.0126 | 0.017 | 0.0122 | 0.0112 | 0.0131 | 0.01 | 0.0104 | 0.0111 | 0.0117 | 0.0121 | 0.0125 | 0.0129 | 0.0133 | 0.0133 | 0.0133 | 0.0133 | 0.0133 | 0.0133 | 0.0133 | 0.0133 | 0.0134 | 0.0135 | 0.0135 | 0.0135 | 0.0136 | 0.0136 | 0.0137 | 0.0137 | 0.0137
Northwest | Anchor-Retail | Peak | April | Refrigeration | MW | 0.0159 | 0.0161 | 0.016 | 0.0187 | 0.0183 | 0.0183 | 0.0215 | 0.0174 | 0.0209 | 0.0202 | 0.0215 | 0.0227 | 0.0217 | 0.0243 | 0.0258 | 0.0257 | 0.0271 | 0.0208 | 0.0219 | 0.0223 | 0.0234 | 0.0266 | 0.027 | 0.0244 | 0.0261 | 0.0242 | 0.022 | 0.0215 | 0.0216 | 0.0215 | 0.0212 | 0.0208 | 0.0205 | 0.0203 | 0.0201 | 0.0198 | 0.0197 | 0.0195 | 0.0194 | 0.0193 | 0.0193 | 0.0192 | 0.0192 | 0.0192 | 0.0192 | 0.0192 | 0.0192 | 0.0192 | 0.0192 | 0.0192
Northwest | Anchor-Retail | Peak | April | Lighting | MW | 29.6558 | 25.987 | 27.4115 | 28.0296 | 27.7679 | 27.467 | 28.0238 | 30.8395 | 29.4237 | 31.2535 | 29.5904 | 31.0272 | 28.8926 | 33.7323 | 33.8366 | 34.7947 | 33.324 | 30.8361 | 30.3586 | 32.4267 | 33.5249 | 36.6388 | 41.3669 | 35.2894 | 37.2266 | 37.5821 | 34.5382 | 34.7112 | 35.8932 | 36.6248 | 36.7805 | 36.8703 | 36.8599 | 36.8406 | 36.8017 | 36.7617 | 36.738 | 36.7266 | 36.7622 | 36.8336 | 36.9237 | 37.0914 | 37.295 | 37.4745 | 37.6557 | 37.8315 | 37.9771 | 38.1269 | 38.2673 | 38.4259
Northwest | Anchor-Retail | Peak | April | Air Conditioning | MW | 63.1254 | 52.7255 | 50.432 | 47.5252 | 73.1 | 61.6626 | 68.8775 | 45.8361 | 73.8212 | 64.2658 | 65.1352 | 72.9133 | 82.7839 | 59.4643 | 61.084 | 67.0734 | 71.4448 | 91.5523 | 77.6266 | 70.3114 | 72.5173 | 80.2085 | 91.4793 | 76.9043 | 80.0715 | 82.8915 | 75.7802 | 74.9784 | 77.3119 | 78.9471 | 79.5013 | 80.0945 | 80.6339 | 81.2839 | 81.9928 | 82.7334 | 83.5484 | 84.4349 | 85.4863 | 86.657 | 87.9186 | 89.4037 | 91.0278 | 92.6455 | 94.3048 | 96.0012 | 97.672 | 99.3968 | 101.1391 | 102.9754
Northwest | Anchor-Retail | Peak | April | Other Non-Substitutables | MW | 53.9872 | 47.3927 | 49.9696 | 51.2323 | 50.7347 | 50.2044 | 51.1341 | 56.3726 | 53.8459 | 57.14 | 54.0412 | 56.7379 | 52.8028 | 61.5787 | 61.6957 | 63.4193 | 60.6816 | 58.0614 | 57.0832 | 60.9359 | 66.441 | 64.2301 | 70.2758 | 67.7806 | 60.8494 | 60.835 | 61.2049 | 61.416 | 63.4753 | 64.9248 | 65.2141 | 65.4398 | 65.5321 | 65.6465 | 65.7519 | 65.8249 | 65.904 | 65.9847 | 66.1395 | 66.3507 | 66.5825 | 66.9445 | 67.3639 | 67.733 | 68.1009 | 68.4529 | 68.7458 | 69.0418 | 69.3182 | 69.6236
Northwest | Anchor-Retail | Peak | May | Space Heating | MW | 15.7905 | 13.2597 | 14.8976 | 16.0928 | 15.4891 | 15.2483 | 13.6075 | 18.1396 | 15.6143 | 15.8607 | 19.0148 | 17.1758 | 15.3405 | 19.8351 | 20.4859 | 19.7795 | 21.4538 | 16.652 | 16.5343 | 19.1557 | 22.9373 | 21.5373 | 19.8324 | 23.3731 | 19.8962 | 18.2538 | 19.6671 | 19.5843 | 19.9137 | 20.021 | 19.8195 | 19.6119 | 19.3817 | 19.167 | 18.9619 | 18.7584 | 18.5659 | 18.3834 | 18.2291 | 18.0981 | 17.981 | 17.903 | 17.8469 | 17.7865 | 17.7332 | 17.683 | 17.6254 | 17.5743 | 17.5241 | 17.4857
Northwest | Anchor-Retail | Peak | May | Water Heating | MW | 0.8508 | 0.7432 | 0.7865 | 0.8125 | 0.7946 | 0.7921 | 0.7943 | 0.8913 | 0.8368 | 0.8915 | 0.951 | 0.9259 | 0.845 | 1.0269 | 1.0415 | 1.0162 | 1.1038 | 0.9297 | 0.912 | 1.0078 | 1.0762 | 1.0967 | 1.219 | 1.1057 | 1.1977 | 1.1388 | 1.0515 | 1.0607 | 1.1014 | 1.1292 | 1.1401 | 1.1492 | 1.1553 | 1.1613 | 1.1656 | 1.1688 | 1.1719 | 1.1747 | 1.1786 | 1.1833 | 1.1883 | 1.1954 | 1.2034 | 1.2103 | 1.2171 | 1.2236 | 1.2289 | 1.2342 | 1.239 | 1.2444
Northwest | Anchor-Retail | Peak | May | Other Substitutables | MW | 0.0096 | 0.0096 | 0.0095 | 0.0096 | 0.0092 | 0.0094 | 0.0094 | 0.0117 | 0.0094 | 0.0118 | 0.0124 | 0.0121 | 0.0092 | 0.012 | 0.0141 | 0.0121 | 0.0134 | 0.0098 | 0.0115 | 0.0122 | 0.0137 | 0.0135 | 0.0175 | 0.0135 | 0.0125 | 0.0139 | 0.0108 | 0.0113 | 0.0121 | 0.0127 | 0.0132 | 0.0136 | 0.0141 | 0.0145 | 0.0145 | 0.0145 | 0.0145 | 0.0145 | 0.0145 | 0.0145 | 0.0145 | 0.0146 | 0.0146 | 0.0147 | 0.0147 | 0.0148 | 0.0148 | 0.0149 | 0.0149 | 0.0149
Northwest | Anchor-Retail | Peak | May | Refrigeration | MW | 0.0139 | 0.0138 | 0.0138 | 0.0163 | 0.0158 | 0.0162 | 0.0184 | 0.0163 | 0.0186 | 0.0187 | 0.0224 | 0.022 | 0.021 | 0.0243 | 0.0261 | 0.0242 | 0.0291 | 0.0197 | 0.0207 | 0.0226 | 0.0243 | 0.0253 | 0.0248 | 0.0243 | 0.0263 | 0.023 | 0.0211 | 0.0206 | 0.0207 | 0.0206 | 0.0203 | 0.02 | 0.0197 | 0.0195 | 0.0192 | 0.019 | 0.0188 | 0.0187 | 0.0185 | 0.0185 | 0.0184 | 0.0184 | 0.0184 | 0.0184 | 0.0184 | 0.0184 | 0.0184 | 0.0184 | 0.0184 | 0.0184
Northwest | Anchor-Retail | Peak | May | Lighting | MW | 39.1049 | 34.0429 | 36.0926 | 37.1322 | 36.4565 | 36.2021 | 36.4352 | 40.7847 | 38.2677 | 40.7819 | 43.7442 | 42.3331 | 38.6547 | 47.1185 | 47.7753 | 46.7189 | 50.7202 | 41.5053 | 40.6617 | 44.9905 | 48.7974 | 49.4707 | 53.8079 | 49.0708 | 52.5156 | 50.1061 | 47.279 | 47.5216 | 49.145 | 50.1504 | 50.3674 | 50.4929 | 50.4796 | 50.4534 | 50.4007 | 50.3464 | 50.3138 | 50.2985 | 50.3469 | 50.4435 | 50.5666 | 50.7963 | 51.0756 | 51.3212 | 51.5692 | 51.8102 | 52.0098 | 52.2153 | 52.4079 | 52.6262
Northwest | Anchor-Retail | Peak | May | Air Conditioning | MW | 77.8502 | 64.6204 | 61.9241 | 58.734 | 89.9074 | 75.9953 | 83.8559 | 56.6579 | 89.8237 | 78.3911 | 89.8881 | 93.0363 | 103.6526 | 77.5294 | 80.3819 | 83.8776 | 101.4727 | 114.8342 | 96.8576 | 90.8204 | 98.4525 | 101.066 | 110.872 | 99.7242 | 105.2044 | 103.0186 | 96.9217 | 95.8886 | 98.8825 | 100.9824 | 101.7014 | 102.469 | 103.165 | 104.0017 | 104.9149 | 105.8679 | 106.9155 | 108.055 | 109.405 | 110.9063 | 112.525 | 114.4311 | 116.5155 | 118.5907 | 120.7188 | 122.8949 | 125.0381 | 127.251 | 129.4857 | 131.8426
Northwest | Anchor-Retail | Peak | May | Other Non-Substitutables | MW | 55.8787 | 48.731 | 51.6455 | 53.273 | 52.2849 | 51.9282 | 52.1545 | 58.4809 | 54.9404 | 58.4755 | 62.6263 | 60.7041 | 55.421 | 67.479 | 68.3351 | 66.7809 | 72.4201 | 61.1209 | 59.7996 | 66.1749 | 75.8419 | 67.9723 | 71.4103 | 73.7884 | 67.0124 | 63.3422 | 65.6823 | 65.9098 | 68.1213 | 69.6768 | 69.9882 | 70.2303 | 70.327 | 70.4469 | 70.5585 | 70.6352 | 70.718 | 70.8033 | 70.9675 | 71.1909 | 71.4379 | 71.8255 | 72.2754 | 72.6706 | 73.0644 | 73.4419 | 73.756 | 74.074 | 74.3708 | 74.7
Northwest | Anchor-Retail | Peak | June | Space Heating | MW | 1.3315 | 1.1152 | 1.2669 | 1.3842 | 1.2787 | 1.2799 | 1.1186 | 1.5634 | 1.2762 | 1.3187 | 1.4428 | 1.2701 | 1.2009 | 1.5742 | 1.7229 | 1.5516 | 1.7196 | 1.378 | 1.4378 | 1.5648 | 1.8922 | 1.618 | 1.633 | 1.6998 | 1.4903 | 1.3766 | 1.4984 | 1.4918 | 1.5168 | 1.5248 | 1.5093 | 1.4934 | 1.4757 | 1.4591 | 1.4434 | 1.4278 | 1.413 | 1.399 | 1.3871 | 1.377 | 1.3679 | 1.3618 | 1.3574 | 1.3527 | 1.3485 | 1.3445 | 1.34 | 1.336 | 1.3321 | 1.3291
Northwest | Anchor-Retail | Peak | June | Water Heating | MW | 1.2004 | 1.046 | 1.1193 | 1.1699 | 1.0979 | 1.1128 | 1.0921 | 1.2863 | 1.1449 | 1.2404 | 1.2063 | 1.146 | 1.1075 | 1.3639 | 1.4652 | 1.3335 | 1.4805 | 1.2873 | 1.3269 | 1.3776 | 1.4826 | 1.3774 | 1.6825 | 1.3425 | 1.5046 | 1.4402 | 1.3405 | 1.3521 | 1.4039 | 1.4393 | 1.4529 | 1.4643 | 1.472 | 1.4795 | 1.4848 | 1.489 | 1.4928 | 1.4964 | 1.5013 | 1.5073 | 1.5134 | 1.5224 | 1.5325 | 1.5413 | 1.5499 | 1.558 | 1.5647 | 1.5713 | 1.5775 | 1.5843
Northwest | Anchor-Retail | Peak | June | Other Substitutables | MW | 0.0137 | 0.0137 | 0.0136 | 0.0139 | 0.0129 | 0.0133 | 0.013 | 0.0169 | 0.013 | 0.0164 | 0.0156 | 0.015 | 0.0121 | 0.016 | 0.02 | 0.016 | 0.018 | 0.0136 | 0.0166 | 0.0167 | 0.0189 | 0.0169 | 0.0242 | 0.0165 | 0.0158 | 0.0177 | 0.0139 | 0.0144 | 0.0154 | 0.0163 | 0.0169 | 0.0175 | 0.018 | 0.0186 | 0.0186 | 0.0186 | 0.0186 | 0.0186 | 0.0186 | 0.0186 | 0.0186 | 0.0187 | 0.0188 | 0.0188 | 0.0189 | 0.019 | 0.019 | 0.0191 | 0.0191 | 0.0192
Northwest | Anchor-Retail | Peak | June | Refrigeration | MW | 0.0166 | 0.0164 | 0.0162 | 0.0195 | 0.0185 | 0.0194 | 0.0214 | 0.021 | 0.0219 | 0.0234 | 0.0253 | 0.0244 | 0.025 | 0.0287 | 0.0321 | 0.0275 | 0.0344 | 0.0248 | 0.0276 | 0.0286 | 0.0306 | 0.029 | 0.0318 | 0.0276 | 0.0312 | 0.0272 | 0.0246 | 0.024 | 0.0242 | 0.0241 | 0.0237 | 0.0233 | 0.023 | 0.0227 | 0.0225 | 0.0222 | 0.022 | 0.0218 | 0.0217 | 0.0216 | 0.0216 | 0.0215 | 0.0215 | 0.0215 | 0.0215 | 0.0215 | 0.0215 | 0.0215 | 0.0215 | 0.0215
Northwest | Anchor-Retail | Peak | June | Lighting | MW | 70.3586 | 61.0934 | 65.4811 | 68.1435 | 64.2166 | 64.8814 | 63.9454 | 75.0702 | 66.7678 | 72.3915 | 70.8006 | 66.8449 | 64.6205 | 79.8135 | 85.6922 | 78.1584 | 86.7544 | 73.4326 | 75.6266 | 78.5992 | 85.7327 | 79.228 | 94.8291 | 76.0413 | 84.2426 | 80.9193 | 76.8827 | 77.2865 | 79.9359 | 81.5763 | 81.9312 | 82.1364 | 82.1149 | 82.0715 | 81.9855 | 81.8975 | 81.8442 | 81.8193 | 81.8957 | 82.0485 | 82.2448 | 82.6144 | 83.0645 | 83.4599 | 83.8586 | 84.2463 | 84.5671 | 84.8978 | 85.2077 | 85.5595
Northwest | Anchor-Retail | Peak | June | Air Conditioning | MW | 218.4651 | 180.9307 | 174.655 | 167.9663 | 247.2889 | 212.2499 | 229.1455 | 162.6107 | 244.7494 | 216.9474 | 226.4664 | 229.2279 | 270.767 | 204.4274 | 224.1347 | 218.0715 | 270.2797 | 316.0304 | 279.6982 | 246.2877 | 269.1306 | 252.2054 | 304.1793 | 240.5687 | 262.347 | 259.1202 | 245.3239 | 242.7136 | 250.2676 | 255.5526 | 257.3371 | 259.2466 | 260.9761 | 263.061 | 265.3435 | 267.7305 | 270.3569 | 273.2179 | 276.6052 | 280.3695 | 284.4327 | 289.222 | 294.4617 | 299.6784 | 305.0275 | 310.4994 | 315.8893 | 321.4562 | 327.0785 | 333.0108
Northwest | Anchor-Retail | Peak | June | Other Non-Substitutables | MW | 70.173 | 61.0502 | 65.407 | 68.2773 | 64.2779 | 64.9363 | 63.8252 | 75.1216 | 66.9033 | 72.4182 | 70.691 | 66.8738 | 64.6576 | 79.7523 | 85.5528 | 77.9966 | 86.4523 | 75.311 | 77.43 | 80.5125 | 92.9204 | 76.0188 | 87.7964 | 79.6988 | 75.0614 | 71.4562 | 74.5693 | 74.8271 | 77.3389 | 79.1027 | 79.4523 | 79.7232 | 79.8287 | 79.9599 | 80.0832 | 80.168 | 80.2595 | 80.3544 | 80.5366 | 80.7841 | 81.0591 | 81.4939 | 81.9995 | 82.443 | 82.8845 | 83.3082 | 83.6603 | 84.0174 | 84.3503 | 84.7207
Northwest | Anchor-Retail | Peak | July | Space Heating | MW | 0 | 0 | 0 | 0 | 0 | 0 | 0 | 0 | 0 | 0 | 0 | 0 | 0 | 0 | 0 | 0 | 0 | 0 | 0 | 0 | 0 | 0 | 0 | 0 | 0 | 0 | 0 | 0 | 0 | 0 | 0 | 0 | 0 | 0 | 0 | 0 | 0 | 0 | 0 | 0 | 0 | 0 | 0 | 0 | 0 | 0 | 0 | 0 | 0 | 0
Northwest | Anchor-Retail | Peak | July | Water Heating | MW | 1.2023 | 1.0571 | 1.1412 | 1.2015 | 1.0947 | 1.1161 | 1.0904 | 1.3314 | 1.1368 | 1.2538 | 1.2862 | 1.1661 | 1.2045 | 1.4078 | 1.4706 | 1.2865 | 1.4539 | 1.3205 | 1.3525 | 1.4994 | 1.5074 | 1.5319 | 1.6629 | 1.5618 | 1.6518 | 1.566 | 1.5043 | 1.5172 | 1.5754 | 1.6149 | 1.6301 | 1.6427 | 1.6511 | 1.6594 | 1.6654 | 1.67 | 1.6743 | 1.6783 | 1.6838 | 1.6903 | 1.6972 | 1.7072 | 1.7184 | 1.7282 | 1.7377 | 1.7468 | 1.7542 | 1.7616 | 1.7684 | 1.776
Northwest | Anchor-Retail | Peak | July | Other Substitutables | MW | 0.0137 | 0.0138 | 0.0139 | 0.0143 | 0.0128 | 0.0134 | 0.013 | 0.0174 | 0.013 | 0.0165 | 0.0166 | 0.0152 | 0.0132 | 0.0164 | 0.0202 | 0.0154 | 0.0177 | 0.014 | 0.0169 | 0.0181 | 0.0192 | 0.0189 | 0.024 | 0.0193 | 0.0173 | 0.0194 | 0.0156 | 0.0162 | 0.0174 | 0.0183 | 0.019 | 0.0197 | 0.0203 | 0.0209 | 0.0209 | 0.0209 | 0.0209 | 0.0209 | 0.0209 | 0.0209 | 0.021 | 0.021 | 0.0211 | 0.0212 | 0.0213 | 0.0213 | 0.0214 | 0.0215 | 0.0215 | 0.0216
Northwest | Anchor-Retail | Peak | July | Refrigeration | MW | 0.0153 | 0.0155 | 0.015 | 0.0184 | 0.017 | 0.0177 | 0.0201 | 0.021 | 0.0196 | 0.0224 | 0.0252 | 0.0233 | 0.0247 | 0.0275 | 0.0291 | 0.0236 | 0.0308 | 0.0227 | 0.0258 | 0.0285 | 0.0277 | 0.029 | 0.0291 | 0.0298 | 0.0323 | 0.0273 | 0.0256 | 0.025 | 0.0252 | 0.0251 | 0.0247 | 0.0243 | 0.024 | 0.0237 | 0.0234 | 0.0231 | 0.0229 | 0.0227 | 0.0226 | 0.0225 | 0.0225 | 0.0224 | 0.0224 | 0.0224 | 0.0224 | 0.0224 | 0.0224 | 0.0224 | 0.0224 | 0.0224
Northwest | Anchor-Retail | Peak | July | Lighting | MW | 61.1762 | 53.5719 | 57.9162 | 60.6681 | 55.5524 | 56.4764 | 55.415 | 67.3626 | 57.4921 | 63.4664 | 65.4626 | 58.9798 | 60.9617 | 71.4335 | 74.5562 | 65.3572 | 73.8707 | 65.4667 | 66.989 | 74.3104 | 75.6526 | 76.4397 | 81.4338 | 76.8694 | 80.341 | 76.4515 | 74.8737 | 75.2739 | 77.8614 | 79.463 | 79.8104 | 80.0109 | 79.9902 | 79.9473 | 79.8635 | 79.7783 | 79.7264 | 79.7022 | 79.7748 | 79.9201 | 80.1081 | 80.4648 | 80.9 | 81.2817 | 81.6664 | 82.0407 | 82.3502 | 82.6695 | 82.9685 | 83.3084
Northwest | Anchor-Retail | Peak | July | Air Conditioning | MW | 231.2757 | 193.2434 | 187.8945 | 182.3009 | 260.6639 | 224.9193 | 241.2924 | 177.7514 | 257.0904 | 231.7232 | 254.9689 | 246.6182 | 311.9352 | 222.7828 | 237.3347 | 221.8678 | 280.3105 | 342.7541 | 300.8524 | 282.8692 | 288.7554 | 296.3665 | 317.8188 | 295.6624 | 303.9343 | 298.0154 | 290.7105 | 287.6364 | 296.5515 | 302.7726 | 304.8425 | 307.0611 | 309.0694 | 311.499 | 314.1663 | 316.9621 | 320.0414 | 323.4005 | 327.3766 | 331.7943 | 336.5676 | 342.2001 | 348.3664 | 354.5055 | 360.8006 | 367.2423 | 373.5894 | 380.1468 | 386.7694 | 393.7595
Northwest | Anchor-Retail | Peak | July | Other Non-Substitutables | MW | 64.2266 | 56.3788 | 60.9324 | 64.0724 | 58.5492 | 59.5161 | 58.2217 | 71.0428 | 60.6981 | 66.8898 | 68.8608 | 62.1751 | 64.2543 | 75.2074 | 78.4551 | 68.7499 | 77.579 | 70.584 | 72.1133 | 80.0637 | 86.2301 | 77.2911 | 79.4036 | 84.6674 | 75.4658 | 71.1797 | 76.5307 | 76.7951 | 79.374 | 81.1826 | 81.5388 | 81.8136 | 81.9186 | 82.0498 | 82.1737 | 82.2593 | 82.3515 | 82.4476 | 82.6311 | 82.8801 | 83.1579 | 83.5998 | 84.1146 | 84.5655 | 85.0141 | 85.4448 | 85.8027 | 86.166 | 86.5043 | 86.8816
Northwest | Anchor-Retail | Peak | August | Space Heating | MW | 0 | 0 | 0 | 0 | 0 | 0 | 0 | 0 | 0 | 0 | 0 | 0 | 0 | 0 | 0 | 0 | 0 | 0 | 0 | 0 | 0 | 0 | 0 | 0 | 0 | 0 | 0 | 0 | 0 | 0 | 0 | 0 | 0 | 0 | 0 | 0 | 0 | 0 | 0 | 0 | 0 | 0 | 0 | 0 | 0 | 0 | 0 | 0 | 0 | 0
Northwest | Anchor-Retail | Peak | August | Water Heating | MW | 1.1849 | 1.043 | 1.1276 | 1.1878 | 1.0781 | 1.0994 | 1.0742 | 1.3155 | 1.1176 | 1.2354 | 1.2713 | 1.205 | 1.1786 | 1.415 | 1.4453 | 1.3066 | 1.4455 | 1.2413 | 1.3774 | 1.5002 | 1.367 | 1.4492 | 1.6998 | 1.4819 | 1.6913 | 1.6323 | 1.5529 | 1.5663 | 1.6263 | 1.6671 | 1.6828 | 1.6959 | 1.7046 | 1.7132 | 1.7193 | 1.7241 | 1.7286 | 1.7327 | 1.7383 | 1.7451 | 1.7522 | 1.7625 | 1.7741 | 1.7842 | 1.794 | 1.8034 | 1.811 | 1.8187 | 1.8257 | 1.8335
Northwest | Anchor-Retail | Peak | August | Other Substitutables | MW | 0.0135 | 0.0136 | 0.0137 | 0.0142 | 0.0126 | 0.0132 | 0.0127 | 0.0172 | 0.0127 | 0.0162 | 0.0164 | 0.0157 | 0.0129 | 0.0165 | 0.0198 | 0.0156 | 0.0175 | 0.0132 | 0.0171 | 0.0181 | 0.0174 | 0.0178 | 0.0245 | 0.0183 | 0.0177 | 0.0202 | 0.0161 | 0.0167 | 0.0179 | 0.0189 | 0.0196 | 0.0203 | 0.0209 | 0.0215 | 0.0216 | 0.0216 | 0.0215 | 0.0215 | 0.0216 | 0.0216 | 0.0216 | 0.0217 | 0.0218 | 0.0219 | 0.0219 | 0.022 | 0.0221 | 0.0221 | 0.0222 | 0.0222
Northwest | Anchor-Retail | Peak | August | Refrigeration | MW | 0.0153 | 0.0155 | 0.015 | 0.0183 | 0.0169 | 0.0176 | 0.0201 | 0.021 | 0.0194 | 0.0223 | 0.025 | 0.0242 | 0.0243 | 0.0278 | 0.0287 | 0.0241 | 0.0309 | 0.0214 | 0.0265 | 0.0286 | 0.0251 | 0.0276 | 0.0301 | 0.0285 | 0.0334 | 0.0288 | 0.0268 | 0.0261 | 0.0263 | 0.0262 | 0.0258 | 0.0254 | 0.025 | 0.0247 | 0.0245 | 0.0242 | 0.024 | 0.0237 | 0.0236 | 0.0235 | 0.0235 | 0.0234 | 0.0234 | 0.0234 | 0.0234 | 0.0234 | 0.0234 | 0.0234 | 0.0234 | 0.0234
Northwest | Anchor-Retail | Peak | August | Lighting | MW | 63.2313 | 55.4343 | 60.0141 | 62.8886 | 57.3722 | 58.3343 | 57.25 | 69.7951 | 59.2661 | 65.5779 | 67.86 | 63.9102 | 62.5473 | 75.2759 | 76.8343 | 69.6089 | 77.0129 | 64.5316 | 71.5359 | 77.9648 | 71.9429 | 75.835 | 87.2781 | 76.4868 | 86.245 | 83.5536 | 81.0562 | 81.4888 | 84.2894 | 86.0226 | 86.3982 | 86.6148 | 86.5922 | 86.5459 | 86.455 | 86.363 | 86.307 | 86.2809 | 86.3593 | 86.5164 | 86.7196 | 87.1054 | 87.5761 | 87.9891 | 88.4052 | 88.8099 | 89.1447 | 89.4901 | 89.8133 | 90.1808
Northwest | Anchor-Retail | Peak | August | Air Conditioning | MW | 232.9717 | 194.8929 | 189.7431 | 184.2865 | 262.3924 | 226.4299 | 242.8174 | 179.5238 | 258.3841 | 233.3544 | 257.5279 | 260.4764 | 312.0641 | 228.8533 | 238.3948 | 230.3202 | 284.7766 | 329.3024 | 313.0226 | 289.1979 | 267.5874 | 286.5882 | 332.1114 | 286.7446 | 317.9727 | 317.6291 | 306.7535 | 303.5252 | 312.9158 | 319.4642 | 321.6327 | 323.9579 | 326.0636 | 328.6147 | 331.4164 | 334.3552 | 337.5931 | 341.1263 | 345.3098 | 349.9596 | 354.9843 | 360.9149 | 367.4094 | 373.8753 | 380.5063 | 387.2917 | 393.9785 | 400.8872 | 407.8642 | 415.2282
Northwest | Anchor-Retail | Peak | August | Other Non-Substitutables | MW | 57.296 | 50.3559 | 54.5032 | 57.3376 | 52.1992 | 53.0708 | 51.9204 | 63.5454 | 54.0188 | 59.6649 | 61.617 | 58.1592 | 56.9155 | 68.4245 | 69.7979 | 63.2115 | 69.818 | 60.0643 | 66.483 | 72.518 | 70.7477 | 66.2253 | 73.5666 | 72.7214 | 70.0668 | 67.2755 | 71.5528 | 71.8 | 74.2111 | 75.9021 | 76.2352 | 76.4921 | 76.5905 | 76.7136 | 76.8297 | 76.9101 | 76.9966 | 77.0867 | 77.2583 | 77.4911 | 77.7508 | 78.1638 | 78.6449 | 79.0664 | 79.4857 | 79.8881 | 80.2226 | 80.5621 | 80.8782 | 81.2305
Northwest | Anchor-Retail | Peak | September | Space Heating | MW | 3.2468 | 2.7235 | 3.0751 | 3.3481 | 3.1339 | 3.1192 | 2.756 | 3.7897 | 3.1565 | 3.2352 | 3.7437 | 3.2738 | 3.3284 | 3.9547 | 4.0212 | 3.693 | 4.0197 | 3.6555 | 3.446 | 3.9568 | 4.5805 | 4.2782 | 3.8647 | 4.7538 | 3.914 | 4.055 | 4.1188 | 4.1008 | 4.1698 | 4.1922 | 4.1498 | 4.1062 | 4.0579 | 4.0129 | 3.9699 | 3.9272 | 3.8869 | 3.8486 | 3.8163 | 3.7888 | 3.7642 | 3.7477 | 3.7359 | 3.7231 | 3.7118 | 3.7012 | 3.689 | 3.6782 | 3.6676 | 3.6595
Northwest | Anchor-Retail | Peak | September | Water Heating | MW | 1.0281 | 0.8972 | 0.9542 | 0.9935 | 0.945 | 0.9524 | 0.9451 | 1.0944 | 0.9944 | 1.0686 | 1.1 | 1.0372 | 1.0777 | 1.2034 | 1.2014 | 1.1149 | 1.2153 | 1.1994 | 1.1168 | 1.2233 | 1.2612 | 1.2795 | 1.3967 | 1.3198 | 1.3854 | 1.4874 | 1.2939 | 1.3052 | 1.3553 | 1.3896 | 1.4029 | 1.4141 | 1.4216 | 1.4291 | 1.4343 | 1.4383 | 1.442 | 1.4455 | 1.4503 | 1.4561 | 1.4621 | 1.4708 | 1.4806 | 1.4891 | 1.4975 | 1.5054 | 1.5118 | 1.5183 | 1.5242 | 1.5308
Northwest | Anchor-Retail | Peak | September | Other Substitutables | MW | 0.0116 | 0.0116 | 0.0115 | 0.0117 | 0.011 | 0.0113 | 0.0111 | 0.0143 | 0.0112 | 0.014 | 0.0142 | 0.0135 | 0.0117 | 0.014 | 0.0162 | 0.0132 | 0.0146 | 0.0126 | 0.0139 | 0.0147 | 0.0159 | 0.0156 | 0.0199 | 0.0161 | 0.0144 | 0.0181 | 0.0133 | 0.0138 | 0.0148 | 0.0156 | 0.0162 | 0.0168 | 0.0173 | 0.0178 | 0.0178 | 0.0178 | 0.0178 | 0.0178 | 0.0178 | 0.0178 | 0.0178 | 0.0179 | 0.018 | 0.018 | 0.0181 | 0.0182 | 0.0182 | 0.0183 | 0.0183 | 0.0184
Northwest | Anchor-Retail | Peak | September | Refrigeration | MW | 0.0169 | 0.0169 | 0.0167 | 0.0199 | 0.0189 | 0.0195 | 0.0222 | 0.0206 | 0.0221 | 0.023 | 0.0261 | 0.025 | 0.0269 | 0.0286 | 0.0296 | 0.026 | 0.0318 | 0.0255 | 0.0258 | 0.0276 | 0.0283 | 0.0297 | 0.029 | 0.0297 | 0.0314 | 0.0307 | 0.0265 | 0.0258 | 0.026 | 0.0259 | 0.0255 | 0.0251 | 0.0247 | 0.0244 | 0.0242 | 0.0239 | 0.0237 | 0.0234 | 0.0233 | 0.0232 | 0.0232 | 0.0231 | 0.0231 | 0.0231 | 0.0231 | 0.0231 | 0.0231 | 0.0231 | 0.0231 | 0.0231
Northwest | Anchor-Retail | Peak | September | Lighting | MW | 55.7642 | 48.5032 | 51.6699 | 53.5653 | 51.1792 | 51.3817 | 51.1939 | 59.1023 | 53.6733 | 57.7151 | 59.7503 | 55.989 | 58.1997 | 65.1836 | 65.0555 | 60.5372 | 65.9634 | 63.2525 | 58.8235 | 64.5215 | 67.5329 | 68.112 | 72.7284 | 69.0993 | 71.6107 | 77.2128 | 68.6592 | 69.0119 | 71.3702 | 72.83 | 73.1429 | 73.3236 | 73.3035 | 73.2648 | 73.1876 | 73.1085 | 73.061 | 73.0385 | 73.1078 | 73.2467 | 73.4236 | 73.7549 | 74.1578 | 74.5122 | 74.8699 | 75.2174 | 75.5049 | 75.8009 | 76.0785 | 76.3929
Northwest | Anchor-Retail | Peak | September | Air Conditioning | MW | 164.1763 | 136.135 | 130.9853 | 125.3593 | 186.5819 | 159.3911 | 173.8899 | 121.397 | 186.3529 | 163.9077 | 181.2845 | 181.8708 | 230.8381 | 158.4973 | 161.6874 | 160.4315 | 194.8191 | 258.4115 | 206.5669 | 192.147 | 201.0546 | 205.6942 | 221.7399 | 207.7018 | 212.241 | 234.9566 | 207.9686 | 205.7603 | 212.1632 | 216.6456 | 218.1596 | 219.7809 | 221.2522 | 223.0258 | 224.9643 | 226.9907 | 229.221 | 231.6487 | 234.5255 | 237.7253 | 241.1763 | 245.2416 | 249.688 | 254.1161 | 258.6573 | 263.3014 | 267.8754 | 272.5987 | 277.3695 | 282.4007
Northwest | Anchor-Retail | Peak | September | Other Non-Substitutables | MW | 63.8773 | 55.6527 | 59.269 | 61.6249 | 58.8193 | 59.0634 | 58.7058 | 67.9297 | 61.76 | 66.3082 | 68.5262 | 64.334 | 66.8719 | 74.803 | 74.5678 | 69.3131 | 75.4291 | 74.591 | 69.2657 | 75.9936 | 83.9651 | 75.0744 | 77.5702 | 83.324 | 73.5125 | 78.4799 | 76.5159 | 76.7799 | 79.3557 | 81.1663 | 81.5258 | 81.8053 | 81.9167 | 82.0551 | 82.1838 | 82.2727 | 82.3689 | 82.4678 | 82.6577 | 82.9162 | 83.2017 | 83.6505 | 84.1714 | 84.6291 | 85.085 | 85.5218 | 85.8849 | 86.2526 | 86.5956 | 86.9761
Northwest | Anchor-Retail | Peak | October | Space Heating | MW | 23.0927 | 19.5594 | 21.8979 | 23.4921 | 22.8131 | 22.3507 | 20.2421 | 26.346 | 23.0829 | 23.3636 | 24.4784 | 22.3882 | 21.1256 | 25.0286 | 26.0212 | 24.4432 | 29.0243 | 23.2505 | 22.514 | 23.8662 | 35.2723 | 31.027 | 27.3261 | 32.9482 | 26.3406 | 26.3263 | 27.94 | 27.8198 | 28.2888 | 28.4426 | 28.1571 | 27.8634 | 27.5384 | 27.2354 | 26.9459 | 26.6586 | 26.3871 | 26.1296 | 25.9123 | 25.7285 | 25.5638 | 25.4542 | 25.3755 | 25.2909 | 25.2165 | 25.1461 | 25.065 | 24.993 | 24.9222 | 24.8679
Northwest | Anchor-Retail | Peak | October | Water Heating | MW | 1.0371 | 0.9137 | 0.9636 | 0.9882 | 0.9754 | 0.9676 | 0.9843 | 1.0782 | 1.0309 | 1.0941 | 1.0206 | 1.0054 | 0.9695 | 1.08 | 1.1028 | 1.0468 | 1.2442 | 1.0818 | 1.035 | 1.0463 | 1.3794 | 1.3165 | 1.3975 | 1.2993 | 1.3196 | 1.3668 | 1.2443 | 1.2553 | 1.3036 | 1.3367 | 1.3497 | 1.3606 | 1.3681 | 1.3755 | 1.3805 | 1.3844 | 1.388 | 1.3913 | 1.396 | 1.4016 | 1.4075 | 1.4159 | 1.4253 | 1.4336 | 1.4417 | 1.4493 | 1.4555 | 1.4618 | 1.4675 | 1.4738
Northwest | Anchor-Retail | Peak | October | Other Substitutables | MW | 0.0116 | 0.0116 | 0.0114 | 0.0114 | 0.0111 | 0.0113 | 0.0114 | 0.0141 | 0.0114 | 0.0144 | 0.0132 | 0.0131 | 0.0104 | 0.0125 | 0.0147 | 0.0124 | 0.015 | 0.0113 | 0.013 | 0.0127 | 0.0173 | 0.016 | 0.0198 | 0.0157 | 0.0137 | 0.0165 | 0.0127 | 0.0132 | 0.0141 | 0.0149 | 0.0155 | 0.016 | 0.0165 | 0.017 | 0.017 | 0.017 | 0.017 | 0.017 | 0.017 | 0.017 | 0.017 | 0.0171 | 0.0172 | 0.0172 | 0.0173 | 0.0173 | 0.0174 | 0.0174 | 0.0175 | 0.0175
Northwest | Anchor-Retail | Peak | October | Refrigeration | MW | 0.0207 | 0.021 | 0.0208 | 0.0242 | 0.0237 | 0.0237 | 0.0279 | 0.022 | 0.0268 | 0.0256 | 0.0269 | 0.0265 | 0.0262 | 0.0281 | 0.0304 | 0.0287 | 0.0374 | 0.0261 | 0.0266 | 0.0255 | 0.0347 | 0.0343 | 0.032 | 0.0319 | 0.0323 | 0.0307 | 0.0284 | 0.0277 | 0.0279 | 0.0278 | 0.0273 | 0.0269 | 0.0265 | 0.0262 | 0.0259 | 0.0256 | 0.0254 | 0.0252 | 0.025 | 0.025 | 0.0249 | 0.0248 | 0.0248 | 0.0248 | 0.0248 | 0.0249 | 0.0248 | 0.0248 | 0.0248 | 0.0248
Northwest | Anchor-Retail | Peak | October | Lighting | MW | 44.7608 | 39.2987 | 41.5258 | 42.4065 | 42.0304 | 41.5056 | 42.3751 | 46.2943 | 44.2358 | 46.9449 | 44.0247 | 43.1223 | 41.6188 | 46.4963 | 47.4614 | 45.1169 | 53.5865 | 45.1342 | 43.1095 | 43.6894 | 58.6853 | 55.6808 | 57.6805 | 53.9678 | 54.0809 | 56.2702 | 52.4566 | 52.7194 | 54.5145 | 55.6254 | 55.8609 | 55.9966 | 55.9805 | 55.9509 | 55.8913 | 55.8303 | 55.7941 | 55.7767 | 55.8305 | 55.9385 | 56.075 | 56.329 | 56.6375 | 56.9093 | 57.1838 | 57.4501 | 57.6705 | 57.8971 | 58.1098 | 58.3499
Northwest | Anchor-Retail | Peak | October | Air Conditioning | MW | 70.7936 | 59.2506 | 56.7961 | 53.4934 | 82.2183 | 69.2421 | 77.2923 | 51.1361 | 82.509 | 71.74 | 72.0164 | 75.3224 | 88.6898 | 60.9432 | 63.7214 | 64.7398 | 85.4479 | 99.7104 | 81.9952 | 70.4796 | 94.1973 | 90.58 | 94.9176 | 87.5295 | 86.6083 | 92.3662 | 85.6084 | 84.7001 | 87.3361 | 89.1827 | 89.8065 | 90.4753 | 91.0836 | 91.8167 | 92.6165 | 93.4522 | 94.3723 | 95.373 | 96.5598 | 97.8812 | 99.3048 | 100.9808 | 102.8129 | 104.6383 | 106.5105 | 108.4245 | 110.3093 | 112.2551 | 114.221 | 116.2928
Northwest | Anchor-Retail | Peak | October | Other Non-Substitutables | MW | 62.1959 | 54.7132 | 57.7902 | 59.1725 | 58.6332 | 57.9219 | 59.0212 | 64.6131 | 61.8142 | 65.5367 | 61.3954 | 60.209 | 58.0793 | 64.8253 | 66.0894 | 62.8351 | 74.557 | 64.968 | 61.9707 | 62.7492 | 88.6642 | 74.591 | 74.9567 | 79.2423 | 67.5903 | 69.6005 | 71.0486 | 71.293 | 73.6832 | 75.3649 | 75.6989 | 75.9599 | 76.0663 | 76.1985 | 76.3201 | 76.4043 | 76.4959 | 76.5892 | 76.7685 | 77.0131 | 77.2814 | 77.7007 | 78.1862 | 78.6136 | 79.0395 | 79.4471 | 79.7857 | 80.1281 | 80.4479 | 80.8013
Northwest | Anchor-Retail | Peak | November | Space Heating | MW | 39.0616 | 33.1122 | 37.1076 | 39.8108 | 38.618 | 37.8466 | 34.2876 | 44.6577 | 39.0957 | 39.5762 | 42.5429 | 37.4883 | 35.5401 | 42.7202 | 49.1021 | 45.2923 | 46.8407 | 40.7921 | 43.1626 | 47.6954 | 59.3651 | 53.4156 | 43.4112 | 51.0069 | 53.9909 | 43.0447 | 46.1827 | 45.9871 | 46.7627 | 47.0177 | 46.547 | 46.0625 | 45.526 | 45.026 | 44.5481 | 44.0734 | 43.625 | 43.1996 | 42.8408 | 42.5377 | 42.2662 | 42.0859 | 41.9567 | 41.8176 | 41.6955 | 41.5799 | 41.4466 | 41.3285 | 41.2122 | 41.1232
Northwest | Anchor-Retail | Peak | November | Water Heating | MW | 0.9313 | 0.8212 | 0.8669 | 0.889 | 0.8765 | 0.8698 | 0.8851 | 0.9702 | 0.927 | 0.9839 | 0.9417 | 0.8938 | 0.8659 | 0.9786 | 1.1048 | 1.0297 | 1.0659 | 1.0076 | 1.0532 | 1.11 | 1.234 | 1.2039 | 1.1781 | 1.0689 | 1.4354 | 1.1862 | 1.092 | 1.1016 | 1.144 | 1.1731 | 1.1845 | 1.1941 | 1.2006 | 1.2071 | 1.2115 | 1.2149 | 1.2181 | 1.221 | 1.2251 | 1.2301 | 1.2353 | 1.2427 | 1.251 | 1.2582 | 1.2653 | 1.2721 | 1.2776 | 1.2831 | 1.2881 | 1.2937
Northwest | Anchor-Retail | Peak | November | Other Substitutables | MW | 0.0104 | 0.0105 | 0.0103 | 0.0103 | 0.01 | 0.0102 | 0.0103 | 0.0126 | 0.0102 | 0.0129 | 0.0121 | 0.0116 | 0.0093 | 0.0113 | 0.0147 | 0.0121 | 0.0128 | 0.0105 | 0.0132 | 0.0134 | 0.0156 | 0.0146 | 0.0167 | 0.0129 | 0.0149 | 0.0143 | 0.0111 | 0.0116 | 0.0124 | 0.0131 | 0.0136 | 0.014 | 0.0145 | 0.0149 | 0.0149 | 0.0149 | 0.0149 | 0.0149 | 0.0149 | 0.0149 | 0.0149 | 0.015 | 0.0151 | 0.0151 | 0.0152 | 0.0152 | 0.0153 | 0.0153 | 0.0153 | 0.0154
Northwest | Anchor-Retail | Peak | November | Refrigeration | MW | 0.0187 | 0.0191 | 0.0189 | 0.022 | 0.0216 | 0.0215 | 0.0255 | 0.0202 | 0.0247 | 0.0234 | 0.0252 | 0.0239 | 0.0238 | 0.0258 | 0.031 | 0.0286 | 0.0326 | 0.0246 | 0.0273 | 0.0273 | 0.031 | 0.0312 | 0.0267 | 0.0259 | 0.0346 | 0.0264 | 0.0248 | 0.0242 | 0.0243 | 0.0243 | 0.0239 | 0.0235 | 0.0232 | 0.0229 | 0.0226 | 0.0224 | 0.0222 | 0.022 | 0.0218 | 0.0218 | 0.0217 | 0.0217 | 0.0217 | 0.0217 | 0.0217 | 0.0217 | 0.0217 | 0.0217 | 0.0217 | 0.0217
Northwest | Anchor-Retail | Peak | November | Lighting | MW | 32.1529 | 28.2534 | 29.8831 | 30.5189 | 30.2164 | 29.8473 | 30.4852 | 33.3328 | 31.8275 | 33.7814 | 32.5086 | 30.675 | 29.7401 | 33.7112 | 38.052 | 35.5297 | 36.7536 | 33.6505 | 35.1181 | 37.104 | 41.9529 | 40.7083 | 38.8876 | 35.5096 | 47.0653 | 39.0664 | 36.8151 | 36.9991 | 38.2586 | 39.0382 | 39.2039 | 39.2996 | 39.2884 | 39.2679 | 39.2263 | 39.1836 | 39.1582 | 39.1461 | 39.1841 | 39.2604 | 39.3567 | 39.5357 | 39.7529 | 39.9444 | 40.1377 | 40.3254 | 40.4807 | 40.6405 | 40.7904 | 40.9596
Northwest | Anchor-Retail | Peak | November | Air Conditioning | MW | 64.7365 | 54.2255 | 52.0205 | 49.0037 | 75.232 | 63.3774 | 70.7727 | 46.8712 | 75.5424 | 65.6928 | 67.6461 | 68.1785 | 80.6428 | 56.2331 | 64.9987 | 64.8314 | 74.5196 | 94.5524 | 84.9468 | 76.1186 | 85.9254 | 84.4021 | 81.4605 | 73.3263 | 95.9642 | 81.6137 | 76.536 | 75.723 | 78.0832 | 79.7382 | 80.3011 | 80.9036 | 81.4514 | 82.1108 | 82.8297 | 83.5801 | 84.4058 | 85.3036 | 86.3683 | 87.5536 | 88.8305 | 90.3333 | 91.9762 | 93.6127 | 95.2912 | 97.0071 | 98.6968 | 100.4411 | 102.2031 | 104.0602
Northwest | Anchor-Retail | Peak | November | Other Non-Substitutables | MW | 52.0914 | 45.8612 | 48.4879 | 49.6506 | 49.1452 | 48.5621 | 49.5011 | 54.2282 | 51.8407 | 54.9688 | 52.8339 | 49.9201 | 48.38 | 54.7852 | 61.752 | 57.6479 | 59.5733 | 56.4392 | 58.8194 | 62.09 | 74.06 | 63.5802 | 58.8482 | 60.8029 | 68.4774 | 56.2692 | 58.1356 | 58.3359 | 60.2918 | 61.6685 | 61.9432 | 62.1578 | 62.2456 | 62.3544 | 62.4546 | 62.5238 | 62.5989 | 62.6756 | 62.8229 | 63.024 | 63.2445 | 63.5888 | 63.9874 | 64.3383 | 64.6881 | 65.0228 | 65.3012 | 65.5825 | 65.8453 | 66.1357
Northwest | Anchor-Retail | Peak | December | Space Heating | MW | 53.6772 | 45.5408 | 50.7676 | 54.2798 | 53.154 | 51.9144 | 47.3779 | 61.159 | 54.1236 | 54.6484 | 60.9217 | 53.3393 | 59.6022 | 59.8613 | 65.2775 | 59.8824 | 60.1631 | 55.276 | 54.85 | 68.1558 | 73.419 | 71.3049 | 71.7225 | 90.2676 | 64.3648 | 62.9942 | 65.3076 | 65.0347 | 66.1331 | 66.4962 | 65.8336 | 65.1514 | 64.3956 | 63.6915 | 63.0177 | 62.3484 | 61.7161 | 61.1162 | 60.611 | 60.1851 | 59.8036 | 59.5511 | 59.371 | 59.1768 | 59.0066 | 58.8454 | 58.6591 | 58.4941 | 58.3316 | 58.2075
Northwest | Anchor-Retail | Peak | December | Water Heating | MW | 0.8812 | 0.7776 | 0.8166 | 0.8345 | 0.8307 | 0.8215 | 0.8423 | 0.9148 | 0.8835 | 0.9355 | 0.9289 | 0.8755 | 0.9997 | 0.9442 | 1.0114 | 0.9375 | 0.9428 | 0.9402 | 0.9217 | 1.0922 | 1.0526 | 1.1077 | 1.3382 | 1.3047 | 1.1767 | 1.1943 | 1.0633 | 1.0727 | 1.114 | 1.1423 | 1.1535 | 1.1629 | 1.1693 | 1.1757 | 1.18 | 1.1833 | 1.1864 | 1.1893 | 1.1933 | 1.1982 | 1.2032 | 1.2105 | 1.2186 | 1.2257 | 1.2326 | 1.2392 | 1.2446 | 1.25 | 1.2549 | 1.2604
Northwest | Anchor-Retail | Peak | December | Other Substitutables | MW | 0.0098 | 0.0099 | 0.0096 | 0.0096 | 0.0094 | 0.0096 | 0.0097 | 0.0119 | 0.0098 | 0.0123 | 0.012 | 0.0114 | 0.0107 | 0.0109 | 0.0135 | 0.0111 | 0.0113 | 0.0098 | 0.0115 | 0.0132 | 0.0133 | 0.0135 | 0.019 | 0.0157 | 0.0122 | 0.0144 | 0.0108 | 0.0113 | 0.0121 | 0.0127 | 0.0132 | 0.0136 | 0.014 | 0.0145 | 0.0145 | 0.0145 | 0.0145 | 0.0145 | 0.0145 | 0.0145 | 0.0145 | 0.0146 | 0.0146 | 0.0147 | 0.0147 | 0.0148 | 0.0148 | 0.0149 | 0.0149 | 0.0149
Northwest | Anchor-Retail | Peak | December | Refrigeration | MW | 0.0183 | 0.0187 | 0.0186 | 0.0215 | 0.0212 | 0.021 | 0.0251 | 0.0192 | 0.0239 | 0.0226 | 0.0254 | 0.024 | 0.028 | 0.0255 | 0.029 | 0.0264 | 0.029 | 0.0232 | 0.0241 | 0.0271 | 0.0269 | 0.0294 | 0.031 | 0.0322 | 0.029 | 0.0272 | 0.0247 | 0.0241 | 0.0243 | 0.0242 | 0.0238 | 0.0234 | 0.0231 | 0.0229 | 0.0226 | 0.0223 | 0.0221 | 0.0219 | 0.0218 | 0.0217 | 0.0217 | 0.0216 | 0.0216 | 0.0216 | 0.0216 | 0.0216 | 0.0216 | 0.0216 | 0.0216 | 0.0216
Northwest | Anchor-Retail | Peak | December | Lighting | MW | 29.8173 | 26.2224 | 27.5952 | 28.081 | 28.0723 | 27.6299 | 28.4186 | 30.793 | 29.7224 | 31.4645 | 31.4035 | 29.4326 | 33.6508 | 31.8842 | 34.1333 | 31.6915 | 31.8393 | 30.7432 | 30.0928 | 35.7527 | 35.0344 | 36.6716 | 43.2237 | 42.4414 | 37.7731 | 38.523 | 35.1275 | 35.3016 | 36.5016 | 37.2447 | 37.4026 | 37.4937 | 37.4831 | 37.4637 | 37.4242 | 37.3834 | 37.3592 | 37.3477 | 37.3845 | 37.458 | 37.5506 | 37.7221 | 37.9302 | 38.1136 | 38.299 | 38.4788 | 38.6278 | 38.7809 | 38.9246 | 39.0867
Northwest | Anchor-Retail | Peak | December | Air Conditioning | MW | 27.4466 | 23.006 | 21.9843 | 20.6216 | 31.9385 | 26.8255 | 30.1824 | 19.7994 | 32.2523 | 27.9886 | 29.9192 | 29.9175 | 41.6979 | 24.3242 | 26.6908 | 26.479 | 29.5571 | 39.5476 | 33.3334 | 33.5905 | 32.9046 | 34.8369 | 41.4383 | 40.0999 | 35.2664 | 36.8142 | 33.414 | 33.0592 | 34.0907 | 34.8145 | 35.062 | 35.3267 | 35.5673 | 35.8568 | 36.172 | 36.5008 | 36.8624 | 37.2554 | 37.7216 | 38.2408 | 38.8 | 39.4578 | 40.177 | 40.8932 | 41.628 | 42.3789 | 43.1185 | 43.8818 | 44.6528 | 45.4653
Northwest | Anchor-Retail | Peak | December | Other Non-Substitutables | MW | 63.944 | 56.3408 | 59.2598 | 60.4626 | 60.4277 | 59.4992 | 61.1091 | 66.3278 | 64.0983 | 67.8003 | 67.6147 | 63.4407 | 72.4626 | 68.5787 | 73.3413 | 68.0897 | 68.3554 | 68.3198 | 66.7773 | 79.2568 | 82.054 | 75.8297 | 86.5761 | 96.2959 | 72.7395 | 73.4586 | 73.4278 | 73.6812 | 76.1512 | 77.8911 | 78.24 | 78.5127 | 78.6253 | 78.7647 | 78.8926 | 78.981 | 79.077 | 79.1746 | 79.3622 | 79.6186 | 79.8993 | 80.3361 | 80.8418 | 81.2871 | 81.7312 | 82.156 | 82.5094 | 82.8666 | 83.2001 | 83.5683
Northwest | K-12 | Peak | January | Space Heating | MW | 86.6224 | 83.0462 | 91.7029 | 96.8083 | 96.118 | 94.7868 | 90.4922 | 111.8958 | 98.2319 | 100.113 | 125.2993 | 106.2941 | 93.9555 | 104.1796 | 114.1989 | 117.6011 | 116.2331 | 94.6501 | 117.2797 | 117.5323 | 115.6851 | 132.5508 | 142.8234 | 135.6113 | 119.1742 | 129.7067 | 123.1015 | 122.7626 | 125.5212 | 127.0208 | 126.0881 | 125.4347 | 124.7213 | 123.9076 | 123.3959 | 122.9379 | 122.5511 | 122.3922 | 122.401 | 122.322 | 122.2657 | 122.2704 | 122.3172 | 122.3268 | 122.3644 | 122.3413 | 122.4126 | 122.4113 | 122.4809 | 122.5226
Northwest | K-12 | Peak | January | Water Heating | MW | 1.7956 | 1.8139 | 1.8942 | 1.901 | 1.9362 | 1.917 | 2.0364 | 2.1167 | 2.0664 | 2.1611 | 2.423 | 2.2238 | 2.0207 | 2.1123 | 2.2578 | 2.3585 | 2.3113 | 2.037 | 2.4715 | 2.3751 | 2.266 | 2.7419 | 2.9796 | 2.6546 | 2.597 | 2.7373 | 2.5185 | 2.535 | 2.6276 | 2.6522 | 2.6287 | 2.614 | 2.6003 | 2.5868 | 2.562 | 2.5408 | 2.5232 | 2.5128 | 2.5079 | 2.5026 | 2.4991 | 2.4983 | 2.4993 | 2.5004 | 2.5031 | 2.5048 | 2.5094 | 2.5131 | 2.5191 | 2.5248
Northwest | K-12 | Peak | January | Other Substitutables | MW | 1.5388 | 1.5827 | 1.6555 | 1.6534 | 1.6882 | 1.6631 | 1.7745 | 1.8214 | 1.7875 | 1.8656 | 2.096 | 1.9258 | 1.7396 | 1.8181 | 1.9378 | 2.0338 | 1.9808 | 1.7401 | 2.1056 | 2.0146 | 1.9359 | 2.4333 | 2.6943 | 2.353 | 2.1777 | 2.4868 | 2.198 | 2.2161 | 2.3006 | 2.3631 | 2.3807 | 2.3737 | 2.3608 | 2.3501 | 2.326 | 2.306 | 2.2897 | 2.2797 | 2.2745 | 2.2699 | 2.2671 | 2.2668 | 2.2679 | 2.2694 | 2.2723 | 2.2745 | 2.2789 | 2.2831 | 2.2889 | 2.2945
Northwest | K-12 | Peak | January | Refrigeration | MW | 8.9732 | 9.0714 | 9.4612 | 9.4915 | 9.6867 | 9.574 | 10.1844 | 10.5828 | 10.337 | 10.802 | 12.1263 | 11.1349 | 10.1056 | 10.5481 | 11.2838 | 11.7842 | 11.5517 | 10.1922 | 12.3638 | 11.8689 | 11.2989 | 13.7097 | 14.9785 | 13.3438 | 13.0161 | 13.7751 | 12.5739 | 12.174 | 12.1602 | 12.0414 | 11.7154 | 11.2741 | 10.8505 | 10.4566 | 10.0968 | 9.7707 | 9.4768 | 9.2233 | 9.0041 | 8.8008 | 8.6187 | 8.4586 | 8.3176 | 8.1893 | 8.0764 | 7.9719 | 7.885 | 7.8037 | 7.7366 | 7.6762
Northwest | K-12 | Peak | January | Lighting | MW | 44.9516 | 45.3039 | 47.2406 | 47.3285 | 48.2821 | 47.708 | 50.7863 | 52.704 | 51.3562 | 53.7029 | 60.2588 | 55.2341 | 50.1673 | 52.3221 | 55.9848 | 58.3609 | 57.1959 | 47.5613 | 57.8218 | 55.6179 | 60.1943 | 68.1397 | 60.8862 | 73.2689 | 52.5062 | 56.054 | 58.8886 | 59.4958 | 61.8447 | 63.5504 | 63.9902 | 64.5458 | 65.0127 | 65.3543 | 65.6565 | 65.9666 | 66.3042 | 66.7682 | 67.3233 | 67.7969 | 68.2669 | 68.7595 | 69.2708 | 69.7419 | 70.2151 | 70.6421 | 71.1195 | 71.528 | 71.9711 | 72.3885
Northwest | K-12 | Peak | January | Air Conditioning | MW | 42.6908 | 41.8405 | 42.0643 | 40.9848 | 51.551 | 46.6386 | 50.661 | 41.8365 | 53.9589 | 50.0603 | 57.9705 | 55.5849 | 57.7617 | 45.5081 | 49.6042 | 53.5807 | 54.9189 | 58.4424 | 63.8066 | 56.2709 | 54.9114 | 67.1311 | 71.0243 | 63.3594 | 59.6162 | 66.0082 | 61.4469 | 60.7301 | 62.3203 | 63.3723 | 63.2875 | 63.4704 | 63.6966 | 63.8951 | 64.1632 | 64.5125 | 64.9749 | 65.672 | 66.5688 | 67.4316 | 68.365 | 69.4031 | 70.5525 | 71.7241 | 72.9631 | 74.2159 | 75.6166 | 76.9696 | 78.4446 | 79.954
Northwest | K-12 | Peak | January | Other Non-Substitutables | MW | 43.0677 | 43.5428 | 45.4203 | 45.557 | 46.5023 | 45.9553 | 48.8997 | 50.7978 | 49.6096 | 51.874 | 58.212 | 53.4441 | 48.5236 | 50.6358 | 54.1624 | 56.5603 | 55.4322 | 48.9208 | 59.3645 | 56.967 | 55.4425 | 69.8249 | 75.5332 | 65.747 | 60.945 | 70.5582 | 63.6588 | 63.615 | 65.4822 | 66.8417 | 66.7553 | 66.8692 | 66.9581 | 66.9948 | 67.0532 | 67.1534 | 67.3037 | 67.6096 | 68.0282 | 68.3864 | 68.7572 | 69.166 | 69.5977 | 69.9999 | 70.4158 | 70.7829 | 71.2088 | 71.5809 | 71.9959 | 72.3848
Northwest | K-12 | Peak | February | Space Heating | MW | 87.006 | 83.4469 | 92.1422 | 97.3482 | 96.6685 | 95.3264 | 90.9989 | 112.5733 | 98.9389 | 100.7347 | 127.4947 | 100.561 | 85.5583 | 106.5703 | 110.1008 | 118.017 | 113.0382 | 102.0081 | 102.5795 | 113.765 | 133.7787 | 128.7737 | 131.7357 | 130.5829 | 122.2361 | 133.5351 | 121.094 | 120.7569 | 123.4697 | 124.944 | 124.0259 | 123.3815 | 122.678 | 121.8767 | 121.3729 | 120.9221 | 120.5411 | 120.3837 | 120.3906 | 120.3119 | 120.2554 | 120.2587 | 120.3032 | 120.3111 | 120.3466 | 120.3224 | 120.3907 | 120.3883 | 120.4553 | 120.495
Northwest | K-12 | Peak | February | Water Heating | MW | 1.4847 | 1.5002 | 1.5665 | 1.5734 | 1.6028 | 1.5868 | 1.6856 | 1.7532 | 1.7134 | 1.7901 | 2.0291 | 1.7314 | 1.5145 | 1.7783 | 1.7917 | 1.948 | 1.8503 | 1.8066 | 1.7791 | 1.8921 | 2.1585 | 2.193 | 2.2616 | 2.1055 | 2.1913 | 2.319 | 2.0393 | 2.0527 | 2.1277 | 2.1476 | 2.1285 | 2.1166 | 2.1055 | 2.0946 | 2.0745 | 2.0573 | 2.0431 | 2.0346 | 2.0306 | 2.0263 | 2.0235 | 2.0228 | 2.0235 | 2.0244 | 2.0265 | 2.0279 | 2.0316 | 2.0346 | 2.0394 | 2.044
Northwest | K-12 | Peak | February | Other Substitutables | MW | 1.2729 | 1.3093 | 1.3692 | 1.3686 | 1.3977 | 1.3769 | 1.4693 | 1.5094 | 1.483 | 1.546 | 1.756 | 1.4997 | 1.304 | 1.5308 | 1.5385 | 1.6811 | 1.5873 | 1.5441 | 1.5166 | 1.606 | 1.8474 | 1.9497 | 2.0508 | 1.8703 | 1.8402 | 2.1091 | 1.7812 | 1.7959 | 1.8642 | 1.9148 | 1.9289 | 1.9232 | 1.9127 | 1.9039 | 1.8843 | 1.8682 | 1.855 | 1.8468 | 1.8426 | 1.8388 | 1.8366 | 1.8363 | 1.8372 | 1.8383 | 1.8407 | 1.8425 | 1.846 | 1.8493 | 1.8541 | 1.8586
Northwest | K-12 | Peak | February | Refrigeration | MW | 7.4196 | 7.5026 | 7.8244 | 7.8558 | 8.0185 | 7.9251 | 8.4303 | 8.7655 | 8.5713 | 8.9478 | 10.1549 | 8.6694 | 7.5739 | 8.8803 | 8.9545 | 9.7333 | 9.2479 | 9.0395 | 8.9001 | 9.4554 | 10.764 | 10.9656 | 11.3672 | 10.5822 | 10.9825 | 11.6691 | 10.1817 | 9.8579 | 9.8467 | 9.7505 | 9.4865 | 9.1291 | 8.786 | 8.467 | 8.1757 | 7.9115 | 7.6735 | 7.4682 | 7.2906 | 7.1259 | 6.9784 | 6.8486 | 6.7344 | 6.6304 | 6.5389 | 6.4542 | 6.3837 | 6.3178 | 6.2634 | 6.2144
Northwest | K-12 | Peak | February | Lighting | MW | 43.3026 | 43.655 | 45.5168 | 45.6401 | 46.5649 | 46.0109 | 48.9816 | 50.8635 | 49.618 | 51.8323 | 58.8032 | 50.1113 | 43.8069 | 51.3205 | 51.7683 | 56.175 | 53.3617 | 49.1769 | 48.5213 | 51.6475 | 66.9426 | 63.5543 | 53.8086 | 67.7452 | 51.6061 | 55.3149 | 55.5661 | 56.1388 | 58.3548 | 59.964 | 60.3786 | 60.9019 | 61.3414 | 61.6631 | 61.9478 | 62.2399 | 62.5578 | 62.9944 | 63.5166 | 63.9624 | 64.4048 | 64.8684 | 65.3494 | 65.7925 | 66.2378 | 66.6394 | 67.0883 | 67.4726 | 67.8895 | 68.2821
Northwest | K-12 | Peak | February | Air Conditioning | MW | 45.3512 | 44.4622 | 44.6832 | 43.5773 | 54.8284 | 49.5966 | 53.8884 | 44.5188 | 57.4715 | 53.2763 | 62.3819 | 55.616 | 55.6272 | 49.2231 | 50.5648 | 56.8455 | 56.4818 | 66.6148 | 59.0389 | 57.604 | 67.1914 | 68.9515 | 69.1919 | 64.5019 | 64.5834 | 71.7959 | 63.907 | 63.1619 | 64.8137 | 65.9057 | 65.8153 | 66.0025 | 66.2348 | 66.4386 | 66.7148 | 67.0755 | 67.5534 | 68.2748 | 69.2031 | 70.0965 | 71.0632 | 72.1387 | 73.3294 | 74.5434 | 75.8273 | 77.1255 | 78.577 | 79.9796 | 81.5086 | 83.0734
Northwest | K-12 | Peak | February | Other Non-Substitutables | MW | 44.8508 | 45.3566 | 47.3088 | 47.4897 | 48.4823 | 47.911 | 50.9804 | 52.9918 | 51.809 | 54.1184 | 61.3973 | 52.4073 | 45.8036 | 53.6903 | 54.1343 | 58.8385 | 55.8916 | 54.6457 | 53.8215 | 57.1582 | 66.4532 | 70.2566 | 72.2493 | 65.7022 | 64.782 | 75.2939 | 64.9065 | 64.8617 | 66.7653 | 68.1513 | 68.0631 | 68.1784 | 68.2682 | 68.3052 | 68.3644 | 68.4663 | 68.6191 | 68.9302 | 69.3558 | 69.7203 | 70.0975 | 70.5135 | 70.9526 | 71.3617 | 71.7847 | 72.1579 | 72.591 | 72.9696 | 73.3919 | 73.7874
Northwest | K-12 | Peak | March | Space Heating | MW | 97.951 | 93.8906 | 103.6786 | 109.6379 | 108.7212 | 107.3376 | 102.3215 | 126.9358 | 111.3605 | 113.4233 | 131.9395 | 115.8628 | 107.7811 | 126.5609 | 130.8932 | 129.2888 | 138.1523 | 112.075 | 116.8683 | 119.1828 | 147.831 | 145.0763 | 152.9901 | 164.3772 | 146.7251 | 143.4804 | 147.8214 | 147.406 | 150.7187 | 152.5197 | 151.4001 | 150.6125 | 149.7531 | 148.7752 | 148.1593 | 147.6078 | 147.1408 | 146.9451 | 146.9487 | 146.8485 | 146.7754 | 146.7749 | 146.8243 | 146.8293 | 146.868 | 146.8342 | 146.9126 | 146.9055 | 146.9827 | 147.0267
Northwest | K-12 | Peak | March | Water Heating | MW | 0.9576 | 0.967 | 1.0098 | 1.0152 | 1.0326 | 1.0236 | 1.0857 | 1.1325 | 1.1048 | 1.1547 | 1.2031 | 1.1431 | 1.0931 | 1.21 | 1.2203 | 1.2225 | 1.2954 | 1.1373 | 1.1613 | 1.1357 | 1.3666 | 1.415 | 1.5042 | 1.5183 | 1.5062 | 1.4268 | 1.4259 | 1.4352 | 1.4876 | 1.5015 | 1.4882 | 1.4798 | 1.472 | 1.4643 | 1.4503 | 1.4382 | 1.4282 | 1.4223 | 1.4195 | 1.4164 | 1.4143 | 1.4138 | 1.4143 | 1.4149 | 1.4163 | 1.4172 | 1.4198 | 1.4218 | 1.4251 | 1.4283
Northwest | K-12 | Peak | March | Other Substitutables | MW | 0.8208 | 0.8437 | 0.8825 | 0.8829 | 0.9004 | 0.888 | 0.9461 | 0.9747 | 0.9558 | 0.997 | 1.0409 | 0.99 | 0.941 | 1.0415 | 1.0475 | 1.0546 | 1.1108 | 0.9719 | 0.9898 | 0.9637 | 1.1697 | 1.2581 | 1.3641 | 1.349 | 1.2652 | 1.2988 | 1.2462 | 1.2565 | 1.3043 | 1.3397 | 1.3495 | 1.3455 | 1.3381 | 1.3319 | 1.3183 | 1.3069 | 1.2977 | 1.292 | 1.289 | 1.2863 | 1.2847 | 1.2844 | 1.285 | 1.2858 | 1.2874 | 1.2886 | 1.291 | 1.2934 | 1.2966 | 1.2997
Northwest | K-12 | Peak | March | Refrigeration | MW | 4.7852 | 4.8358 | 5.0437 | 5.0687 | 5.1662 | 5.1123 | 5.4301 | 5.6623 | 5.5264 | 5.7718 | 6.0212 | 5.7236 | 5.4668 | 6.0425 | 6.0989 | 6.1082 | 6.4744 | 5.6906 | 5.8096 | 5.6754 | 6.8151 | 7.0751 | 7.5609 | 7.6311 | 7.5487 | 7.1796 | 7.1192 | 6.8928 | 6.8849 | 6.8176 | 6.633 | 6.3831 | 6.1431 | 5.9201 | 5.7163 | 5.5316 | 5.3651 | 5.2214 | 5.0971 | 4.9818 | 4.8785 | 4.7877 | 4.7077 | 4.6348 | 4.5707 | 4.5113 | 4.4619 | 4.4158 | 4.3776 | 4.3432
Northwest | K-12 | Peak | March | Lighting | MW | 38.1984 | 38.4863 | 40.1316 | 40.2774 | 41.0362 | 40.5967 | 43.152 | 44.9376 | 43.7552 | 45.7294 | 47.6855 | 45.2464 | 43.2462 | 47.7624 | 48.2231 | 48.2158 | 51.0944 | 42.3349 | 43.3137 | 42.3945 | 57.9707 | 56.1092 | 48.9598 | 66.8845 | 48.5161 | 46.5475 | 53.1662 | 53.7142 | 55.8347 | 57.3745 | 57.7713 | 58.2709 | 58.6905 | 58.9979 | 59.2698 | 59.5487 | 59.852 | 60.268 | 60.7652 | 61.1898 | 61.611 | 62.0523 | 62.5101 | 62.9318 | 63.3555 | 63.7377 | 64.1647 | 64.5304 | 64.9271 | 65.3005
Northwest | K-12 | Peak | March | Air Conditioning | MW | 37.5927 | 36.832 | 37.0204 | 36.1348 | 45.4018 | 41.1181 | 44.6088 | 36.9536 | 47.6253 | 44.1614 | 47.5304 | 47.1768 | 51.5867 | 43.0406 | 44.2616 | 45.853 | 50.8261 | 53.8835 | 49.5145 | 44.429 | 54.6693 | 57.1733 | 59.1502 | 59.785 | 57.0545 | 56.7602 | 57.4213 | 56.7519 | 58.2333 | 59.2117 | 59.1278 | 59.292 | 59.4967 | 59.6766 | 59.9215 | 60.2421 | 60.6676 | 61.3107 | 62.1388 | 62.9361 | 63.7991 | 64.7595 | 65.8228 | 66.9072 | 68.0543 | 69.2144 | 70.5115 | 71.7652 | 73.132 | 74.5309
Northwest | K-12 | Peak | March | Other Non-Substitutables | MW | 51.8608 | 52.4135 | 54.6748 | 54.9353 | 56.0029 | 55.4113 | 58.873 | 61.372 | 59.8893 | 62.5885 | 65.269 | 62.0327 | 59.2733 | 65.4986 | 66.1041 | 66.2005 | 70.1536 | 61.676 | 62.988 | 61.5098 | 75.4459 | 81.3069 | 86.1608 | 84.9478 | 79.8269 | 83.0781 | 81.371 | 81.3146 | 83.7009 | 85.4383 | 85.3275 | 85.4704 | 85.5816 | 85.6272 | 85.7005 | 85.8273 | 86.0175 | 86.4049 | 86.9349 | 87.3889 | 87.859 | 88.3773 | 88.9243 | 89.4339 | 89.961 | 90.426 | 90.9655 | 91.4372 | 91.9635 | 92.4562
Northwest | K-12 | Peak | April | Space Heating | MW | 68.9024 | 65.8234 | 72.6196 | 77.0446 | 76.175 | 75.4975 | 71.5164 | 90.0853 | 78.4795 | 80.1762 | 86.2765 | 83.6918 | 75.5873 | 92.8559 | 95.8218 | 97.1506 | 96.3108 | 84.7118 | 85.4125 | 94.8435 | 100.0055 | 101.9399 | 116.7755 | 105.7368 | 103.0274 | 102.0048 | 97.6761 | 97.3982 | 99.5854 | 100.7736 | 100.032 | 99.5085 | 98.9383 | 98.2897 | 97.8829 | 97.518 | 97.2087 | 97.0773 | 97.0769 | 97.0079 | 96.9565 | 96.9528 | 96.9822 | 96.9824 | 97.0047 | 96.9798 | 97.0287 | 97.0209 | 97.0684 | 97.0944
Northwest | K-12 | Peak | April | Water Heating | MW | 0.9824 | 0.9882 | 1.031 | 1.0404 | 1.0545 | 1.05 | 1.1061 | 1.1734 | 1.1352 | 1.1918 | 1.1485 | 1.2055 | 1.1195 | 1.296 | 1.304 | 1.3391 | 1.317 | 1.2541 | 1.2385 | 1.3195 | 1.3493 | 1.4513 | 1.6764 | 1.4258 | 1.5435 | 1.4805 | 1.375 | 1.3838 | 1.4342 | 1.4475 | 1.4345 | 1.4263 | 1.4186 | 1.4111 | 1.3976 | 1.386 | 1.3763 | 1.3705 | 1.3678 | 1.3648 | 1.3627 | 1.3622 | 1.3626 | 1.3631 | 1.3644 | 1.3653 | 1.3677 | 1.3696 | 1.3727 | 1.3757
Northwest | K-12 | Peak | April | Other Substitutables | MW | 0.8407 | 0.8605 | 0.8992 | 0.903 | 0.9176 | 0.9095 | 0.9617 | 1.0091 | 0.9806 | 1.0282 | 0.993 | 1.0433 | 0.9633 | 1.1151 | 1.1188 | 1.1541 | 1.1284 | 1.0712 | 1.0553 | 1.1198 | 1.1546 | 1.29 | 1.5207 | 1.267 | 1.2966 | 1.3485 | 1.2017 | 1.2115 | 1.2576 | 1.2918 | 1.3013 | 1.2974 | 1.2902 | 1.2843 | 1.2711 | 1.2602 | 1.2512 | 1.2457 | 1.2427 | 1.2401 | 1.2385 | 1.2382 | 1.2387 | 1.2394 | 1.2409 | 1.242 | 1.2443 | 1.2465 | 1.2496 | 1.2526
Northwest | K-12 | Peak | April | Refrigeration | MW | 4.9092 | 4.9419 | 5.1498 | 5.1944 | 5.2757 | 5.2444 | 5.5323 | 5.8667 | 5.6788 | 5.9568 | 5.7477 | 6.036 | 5.5985 | 6.4718 | 6.5171 | 6.6908 | 6.5826 | 6.2751 | 6.1958 | 6.5938 | 6.7292 | 7.2565 | 8.4257 | 7.1662 | 7.7359 | 7.4496 | 6.865 | 6.6466 | 6.6391 | 6.5742 | 6.3963 | 6.1552 | 5.9238 | 5.7087 | 5.5122 | 5.3341 | 5.1735 | 5.0348 | 4.9148 | 4.8036 | 4.7038 | 4.6161 | 4.5388 | 4.4684 | 4.4064 | 4.3491 | 4.3013 | 4.2567 | 4.2197 | 4.1864
Northwest | K-12 | Peak | April | Lighting | MW | 45.1466 | 45.3181 | 47.2131 | 47.5577 | 48.2874 | 47.9872 | 50.6557 | 53.6461 | 51.8064 | 54.3792 | 52.4496 | 54.9767 | 51.0264 | 58.9463 | 59.372 | 60.8735 | 59.8707 | 53.8885 | 53.3197 | 56.8152 | 66.0764 | 66.4037 | 62.8961 | 72.5016 | 57.3149 | 55.6762 | 59.1547 | 59.7674 | 62.1301 | 63.8465 | 64.2908 | 64.8483 | 65.3171 | 65.6609 | 65.9649 | 66.2762 | 66.6143 | 67.0769 | 67.6291 | 68.1006 | 68.5681 | 69.0577 | 69.5656 | 70.0333 | 70.5032 | 70.9273 | 71.401 | 71.8063 | 72.2458 | 72.6597
Northwest | K-12 | Peak | April | Air Conditioning | MW | 37.8739 | 36.9783 | 37.0953 | 36.3316 | 45.5673 | 41.4131 | 44.7025 | 37.5524 | 48.0734 | 44.7095 | 44.5054 | 48.8029 | 51.7898 | 45.1934 | 46.362 | 49.2838 | 50.7482 | 58.3318 | 51.8449 | 50.6193 | 52.9075 | 57.4842 | 64.6573 | 55.0564 | 57.3449 | 57.7375 | 54.2796 | 53.646 | 55.0453 | 55.969 | 55.8885 | 56.0421 | 56.2342 | 56.403 | 56.6331 | 56.9345 | 57.335 | 57.9405 | 58.7204 | 59.4712 | 60.284 | 61.1886 | 62.1905 | 63.2123 | 64.2932 | 65.3868 | 66.6095 | 67.7911 | 69.0793 | 70.398
Northwest | K-12 | Peak | April | Other Non-Substitutables | MW | 45.6231 | 45.931 | 47.8696 | 48.2743 | 49.0395 | 48.7424 | 51.4327 | 54.5264 | 52.7707 | 55.3891 | 53.4259 | 56.0962 | 52.0505 | 60.1558 | 60.5714 | 62.181 | 61.1612 | 58.3187 | 57.6023 | 61.2798 | 63.8449 | 71.4907 | 82.3673 | 68.4208 | 70.1496 | 73.9438 | 67.286 | 67.2387 | 69.2122 | 70.6491 | 70.5576 | 70.675 | 70.7668 | 70.8043 | 70.8645 | 70.9684 | 71.1246 | 71.4428 | 71.8784 | 72.2511 | 72.6369 | 73.0623 | 73.5118 | 73.9304 | 74.3633 | 74.7456 | 75.1892 | 75.5766 | 76.0087 | 76.4136
Northwest | K-12 | Peak | May | Space Heating | MW | 51.4276 | 48.7768 | 54.1143 | 57.8017 | 56.6452 | 56.4428 | 52.7117 | 68.0015 | 58.0063 | 59.7639 | 73.0103 | 65.2511 | 57.7718 | 74.1698 | 77.3704 | 74.5956 | 83.7603 | 65.0621 | 65.3303 | 75.2615 | 83.2118 | 78.5063 | 86.3321 | 83.6767 | 82.5517 | 77.2588 | 76.1497 | 75.9327 | 77.6319 | 78.5519 | 77.9673 | 77.5526 | 77.1037 | 76.591 | 76.2764 | 75.9921 | 75.7513 | 75.6479 | 75.6463 | 75.5891 | 75.5451 | 75.5375 | 75.558 | 75.5551 | 75.5687 | 75.548 | 75.5849 | 75.5746 | 75.6072 | 75.6243
Northwest | K-12 | Peak | May | Water Heating | MW | 1.7038 | 1.7004 | 1.7839 | 1.8145 | 1.8198 | 1.8252 | 1.892 | 2.0674 | 1.9522 | 2.0718 | 2.2621 | 2.1904 | 1.9965 | 2.4131 | 2.4542 | 2.3948 | 2.6699 | 2.2456 | 2.2103 | 2.4456 | 2.6184 | 2.6072 | 2.8963 | 2.6347 | 2.8914 | 2.6219 | 2.5009 | 2.516 | 2.6068 | 2.6299 | 2.6054 | 2.5896 | 2.5749 | 2.5603 | 2.5359 | 2.5148 | 2.4973 | 2.4867 | 2.4817 | 2.476 | 2.4722 | 2.4709 | 2.4716 | 2.4724 | 2.4746 | 2.4761 | 2.4804 | 2.4837 | 2.4892 | 2.4945
Northwest | K-12 | Peak | May | Other Substitutables | MW | 1.4491 | 1.4714 | 1.5467 | 1.5658 | 1.5734 | 1.5724 | 1.6348 | 1.7742 | 1.6796 | 1.784 | 1.9528 | 1.8912 | 1.7146 | 2.0725 | 2.1031 | 2.06 | 2.285 | 1.9156 | 1.8817 | 2.0764 | 2.2347 | 2.312 | 2.6247 | 2.336 | 2.4212 | 2.3819 | 2.1769 | 2.195 | 2.2789 | 2.3412 | 2.3587 | 2.352 | 2.3394 | 2.3289 | 2.3051 | 2.2853 | 2.2691 | 2.259 | 2.2535 | 2.2485 | 2.2454 | 2.2446 | 2.2454 | 2.2465 | 2.249 | 2.2508 | 2.2549 | 2.2586 | 2.2639 | 2.269
Northwest | K-12 | Peak | May | Refrigeration | MW | 8.5133 | 8.5047 | 8.91 | 9.06 | 9.1041 | 9.1165 | 9.464 | 10.3355 | 9.7651 | 10.3551 | 11.3205 | 10.9672 | 9.9837 | 12.0502 | 12.2656 | 11.9652 | 13.3451 | 11.2354 | 11.0564 | 12.2219 | 13.0577 | 13.0365 | 14.557 | 13.2418 | 14.4919 | 13.1943 | 12.4864 | 12.0892 | 12.0759 | 11.9584 | 11.6351 | 11.1969 | 10.7766 | 10.3856 | 10.0284 | 9.7043 | 9.4123 | 9.16 | 8.9416 | 8.7389 | 8.5572 | 8.3971 | 8.2563 | 8.128 | 8.015 | 7.9107 | 7.8238 | 7.7422 | 7.6746 | 7.6138
Northwest | K-12 | Peak | May | Lighting | MW | 52.3956 | 52.1944 | 54.6676 | 55.5104 | 55.7655 | 55.8287 | 58.0132 | 63.2555 | 59.6248 | 63.2772 | 69.1693 | 66.8734 | 60.8974 | 73.4548 | 74.7832 | 72.8727 | 81.2573 | 64.9193 | 63.9981 | 70.7383 | 86.3431 | 80.2479 | 72.8102 | 90.1111 | 71.927 | 66.0794 | 72.2431 | 73.0081 | 75.913 | 78.0276 | 78.5866 | 79.2839 | 79.8739 | 80.3069 | 80.69 | 81.0791 | 81.5008 | 82.0738 | 82.7564 | 83.3371 | 83.9121 | 84.5132 | 85.1387 | 85.7141 | 86.291 | 86.814 | 87.3978 | 87.8944 | 88.4324 | 88.9402
Northwest | K-12 | Peak | May | Air Conditioning | MW | 35.59 | 34.5137 | 34.6965 | 34.255 | 42.7366 | 39.0025 | 41.5799 | 35.6958 | 44.8032 | 41.9849 | 47.36 | 47.9559 | 49.9179 | 45.3584 | 46.986 | 47.4924 | 55.5397 | 56.4111 | 49.9357 | 50.5081 | 55.1937 | 55.5702 | 60.3409 | 54.883 | 58.0759 | 55.2125 | 53.145 | 52.5201 | 53.8956 | 54.8058 | 54.733 | 54.8917 | 55.0894 | 55.262 | 55.4945 | 55.7961 | 56.1955 | 56.7971 | 57.5711 | 58.3144 | 59.1183 | 60.0122 | 61.0037 | 62.0141 | 63.0821 | 64.1639 | 65.3735 | 66.5398 | 67.811 | 69.1131
Northwest | K-12 | Peak | May | Other Non-Substitutables | MW | 43.0785 | 43.0388 | 45.0971 | 45.8453 | 46.0787 | 46.1349 | 47.9067 | 52.3041 | 49.4103 | 52.4269 | 57.2957 | 55.4974 | 50.5402 | 60.988 | 62.0716 | 60.5473 | 67.5151 | 56.8546 | 55.968 | 61.8467 | 67.4282 | 69.9596 | 77.5889 | 68.8891 | 71.5498 | 71.3679 | 66.6929 | 66.6444 | 68.6022 | 70.0282 | 69.9392 | 70.0574 | 70.153 | 70.1917 | 70.2524 | 70.3537 | 70.5074 | 70.8205 | 71.2501 | 71.6147 | 71.9918 | 72.4076 | 72.8499 | 73.2612 | 73.6859 | 74.0634 | 74.502 | 74.8813 | 75.3046 | 75.7025
Northwest | K-12 | Peak | June | Space Heating | MW | 6.7238 | 6.3622 | 7.1247 | 7.6897 | 7.2638 | 7.365 | 6.7597 | 9.1403 | 7.3569 | 7.7578 | 8.6529 | 7.5294 | 7.0545 | 9.1843 | 10.1231 | 9.0902 | 10.4454 | 8.3919 | 8.885 | 9.6045 | 10.6604 | 9.1704 | 11.0937 | 9.451 | 9.6612 | 9.1073 | 9.0283 | 9.0011 | 9.2018 | 9.3102 | 9.2402 | 9.1898 | 9.1357 | 9.0739 | 9.0367 | 9.0028 | 8.974 | 8.9609 | 8.9597 | 8.9518 | 8.9455 | 8.9433 | 8.9446 | 8.943 | 8.9434 | 8.94 | 8.9432 | 8.9409 | 8.9434 | 8.9443
Northwest | K-12 | Peak | June | Water Heating | MW | 2.2268 | 2.2156 | 2.3456 | 2.4127 | 2.3295 | 2.3806 | 2.4205 | 2.7847 | 2.4747 | 2.6931 | 2.6789 | 2.5301 | 2.443 | 2.9899 | 3.2111 | 2.9195 | 3.3326 | 2.9038 | 3.0138 | 3.1314 | 3.3644 | 3.0531 | 3.7346 | 2.9886 | 3.3945 | 3.1016 | 2.9751 | 2.9919 | 3.0988 | 3.1253 | 3.0951 | 3.0752 | 3.0567 | 3.0384 | 3.0093 | 2.9842 | 2.9632 | 2.9504 | 2.944 | 2.9369 | 2.9319 | 2.9299 | 2.9302 | 2.9307 | 2.9329 | 2.9342 | 2.939 | 2.9424 | 2.9485 | 2.9543
Northwest | K-12 | Peak | June | Other Substitutables | MW | 1.8891 | 1.9097 | 2.0281 | 2.0741 | 2.0067 | 2.0456 | 2.0841 | 2.386 | 2.1233 | 2.3165 | 2.3109 | 2.1816 | 2.0961 | 2.5661 | 2.75 | 2.5096 | 2.8498 | 2.4784 | 2.5678 | 2.6637 | 2.8684 | 2.7056 | 3.3856 | 2.6491 | 2.8425 | 2.8245 | 2.5914 | 2.6128 | 2.7125 | 2.7865 | 2.8073 | 2.7989 | 2.7837 | 2.771 | 2.7427 | 2.719 | 2.6996 | 2.6873 | 2.6804 | 2.674 | 2.6699 | 2.6685 | 2.669 | 2.6698 | 2.6723 | 2.6742 | 2.6786 | 2.6826 | 2.6885 | 2.6941
Northwest | K-12 | Peak | June | Refrigeration | MW | 11.1259 | 11.0819 | 11.7153 | 12.0478 | 11.6534 | 11.8916 | 12.1088 | 13.921 | 12.3779 | 13.4601 | 13.4056 | 12.6676 | 12.2155 | 14.9307 | 16.0486 | 14.5863 | 16.6581 | 14.5272 | 15.0747 | 15.6506 | 16.7775 | 15.2661 | 18.7726 | 15.0208 | 17.0132 | 15.6067 | 14.8545 | 14.3819 | 14.3664 | 14.2269 | 13.8425 | 13.3209 | 12.8209 | 12.3557 | 11.9306 | 11.5447 | 11.1969 | 10.8959 | 10.635 | 10.3927 | 10.1753 | 9.9836 | 9.8149 | 9.6611 | 9.5255 | 9.4004 | 9.2959 | 9.1977 | 9.116 | 9.0426
Northwest | K-12 | Peak | June | Lighting | MW | 70.1847 | 69.713 | 73.6716 | 75.6403 | 73.1773 | 74.6609 | 76.1378 | 87.3372 | 77.4736 | 84.3296 | 83.998 | 79.1972 | 76.381 | 93.3126 | 100.2894 | 91.0398 | 103.9734 | 86.4008 | 89.8186 | 93.1911 | 114.3809 | 96.6964 | 96.2431 | 105.2255 | 86.4958 | 80.0609 | 88.3338 | 89.2847 | 92.8549 | 95.4577 | 96.1563 | 97.0167 | 97.7473 | 98.2859 | 98.7618 | 99.2422 | 99.7606 | 100.4578 | 101.285 | 101.9879 | 102.6829 | 103.4079 | 104.1627 | 104.8563 | 105.5511 | 106.1823 | 106.8857 | 107.4827 | 108.1284 | 108.7385
Northwest | K-12 | Peak | June | Air Conditioning | MW | 75.1033 | 72.6454 | 73.4881 | 73.4413 | 88.5468 | 82.1642 | 86.0342 | 77.4031 | 91.8602 | 87.9454 | 90.4069 | 89.3698 | 98.5818 | 90.4533 | 98.8717 | 93.0851 | 111.6778 | 117.3826 | 109.4394 | 103.8424 | 113.7087 | 104.3666 | 125.034 | 99.9707 | 109.6166 | 104.8857 | 101.3835 | 100.1864 | 102.7992 | 104.5243 | 104.3745 | 104.6609 | 105.0238 | 105.3399 | 105.7701 | 106.3301 | 107.0754 | 108.2006 | 109.6502 | 111.0423 | 112.5489 | 114.2251 | 116.0867 | 117.9844 | 119.9909 | 122.026 | 124.3018 | 126.4954 | 128.8864 | 131.3372
Northwest | K-12 | Peak | June | Other Non-Substitutables | MW | 23.5901 | 23.499 | 24.846 | 25.5441 | 24.7146 | 25.2158 | 25.6832 | 29.519 | 26.2442 | 28.5546 | 28.4302 | 26.8598 | 25.9113 | 31.6643 | 34.0306 | 30.9278 | 35.3135 | 30.8027 | 31.9745 | 33.185 | 36.2915 | 34.3621 | 41.9654 | 32.7601 | 35.1967 | 35.4293 | 33.2412 | 33.2157 | 34.1919 | 34.9029 | 34.8589 | 34.9159 | 34.9629 | 34.9816 | 35.0109 | 35.0596 | 35.1339 | 35.2856 | 35.4942 | 35.6705 | 35.8527 | 36.0537 | 36.2684 | 36.4677 | 36.6735 | 36.8571 | 37.0705 | 37.2541 | 37.4592 | 37.6522
Northwest | K-12 | Peak | July | Space Heating | MW | 0 | 0 | 0 | 0 | 0 | 0 | 0 | 0 | 0 | 0 | 0 | 0 | 0 | 0 | 0 | 0 | 0 | 0 | 0 | 0 | 0 | 0 | 0 | 0 | 0 | 0 | 0 | 0 | 0 | 0 | 0 | 0 | 0 | 0 | 0 | 0 | 0 | 0 | 0 | 0 | 0 | 0 | 0 | 0 | 0 | 0 | 0 | 0 | 0 | 0
Northwest | K-12 | Peak | July | Water Heating | MW | 0.6427 | 0.6444 | 0.6859 | 0.709 | 0.6677 | 0.6859 | 0.6968 | 0.829 | 0.7023 | 0.7821 | 0.8191 | 0.738 | 0.7607 | 0.8846 | 0.9206 | 0.8036 | 0.9358 | 0.8523 | 0.8822 | 0.9766 | 0.9782 | 0.97 | 1.0581 | 0.9983 | 1.0683 | 0.9674 | 0.9576 | 0.9628 | 0.9969 | 1.0052 | 0.9953 | 0.9886 | 0.9824 | 0.9762 | 0.9668 | 0.9587 | 0.9519 | 0.9477 | 0.9454 | 0.943 | 0.9412 | 0.9404 | 0.9404 | 0.9404 | 0.9409 | 0.9412 | 0.9426 | 0.9435 | 0.9453 | 0.947
Northwest | K-12 | Peak | July | Other Substitutables | MW | 0.5444 | 0.555 | 0.5928 | 0.6086 | 0.5746 | 0.589 | 0.5994 | 0.7099 | 0.6012 | 0.6722 | 0.7059 | 0.6357 | 0.6515 | 0.7589 | 0.7872 | 0.6897 | 0.7987 | 0.7263 | 0.7509 | 0.8299 | 0.8328 | 0.859 | 0.9597 | 0.8846 | 0.894 | 0.8826 | 0.835 | 0.8419 | 0.8741 | 0.8979 | 0.9047 | 0.9019 | 0.897 | 0.8929 | 0.8838 | 0.8761 | 0.8698 | 0.8658 | 0.8634 | 0.8612 | 0.8598 | 0.8592 | 0.8591 | 0.8593 | 0.8599 | 0.8604 | 0.8617 | 0.8628 | 0.8646 | 0.8663
Northwest | K-12 | Peak | July | Refrigeration | MW | 3.2111 | 3.2234 | 3.4256 | 3.5405 | 3.3404 | 3.4264 | 3.4861 | 4.1445 | 3.5127 | 3.9087 | 4.0988 | 3.6948 | 3.8036 | 4.4176 | 4.601 | 4.015 | 4.6779 | 4.2638 | 4.4124 | 4.881 | 4.8773 | 4.8502 | 5.3195 | 5.0184 | 5.3548 | 4.8681 | 4.7815 | 4.6293 | 4.6243 | 4.5795 | 4.4558 | 4.2877 | 4.1267 | 3.9769 | 3.84 | 3.7157 | 3.6036 | 3.5063 | 3.4219 | 3.3435 | 3.2731 | 3.211 | 3.1562 | 3.1063 | 3.0622 | 3.0215 | 2.9875 | 2.9555 | 2.9288 | 2.9047
Northwest | K-12 | Peak | July | Lighting | MW | 46.3135 | 46.3473 | 49.2313 | 50.7826 | 47.9522 | 49.1766 | 50.1184 | 59.4063 | 50.2464 | 55.9631 | 58.6921 | 52.7847 | 54.3602 | 63.0922 | 65.6921 | 57.2525 | 66.7197 | 58.2032 | 60.2959 | 66.6413 | 76.5293 | 70.5203 | 62.332 | 80.7846 | 62.1953 | 57.0556 | 65.1374 | 65.8458 | 68.4868 | 70.4139 | 70.9359 | 71.5711 | 72.1116 | 72.5117 | 72.8647 | 73.2194 | 73.6005 | 74.1084 | 74.7086 | 75.2185 | 75.7221 | 76.2462 | 76.792 | 77.293 | 77.7945 | 78.2509 | 78.7587 | 79.1889 | 79.6538 | 80.0932
Northwest | K-12 | Peak | July | Air Conditioning | MW | 69.8649 | 68.0575 | 69.1906 | 69.516 | 81.8951 | 76.352 | 79.7432 | 74.0702 | 84.2064 | 82.2411 | 89.0637 | 84.0319 | 99.2537 | 86.181 | 91.3194 | 82.5503 | 101.1003 | 111.2384 | 103.1652 | 104.2916 | 106.3082 | 106.6451 | 114.1182 | 107.5182 | 111.1985 | 105.3566 | 104.8741 | 103.6326 | 106.3186 | 108.086 | 107.9146 | 108.1863 | 108.5389 | 108.8461 | 109.2707 | 109.8279 | 110.5745 | 111.706 | 113.1671 | 114.5709 | 116.092 | 117.7857 | 119.6691 | 121.5903 | 123.6227 | 125.6867 | 127.9954 | 130.2209 | 132.647 | 135.1355
Northwest | K-12 | Peak | July | Other Non-Substitutables | MW | 13.357 | 13.4093 | 14.2527 | 14.7266 | 13.8981 | 14.2536 | 14.5058 | 17.2409 | 14.6114 | 16.2673 | 17.0533 | 15.3695 | 15.8281 | 18.3799 | 19.14 | 16.7013 | 19.4548 | 17.7359 | 18.3605 | 20.3043 | 20.7072 | 21.4447 | 23.3502 | 21.4763 | 21.7228 | 21.7135 | 21.0016 | 20.985 | 21.6017 | 22.051 | 22.0232 | 22.0576 | 22.0863 | 22.0975 | 22.1152 | 22.1446 | 22.1899 | 22.2825 | 22.4101 | 22.5176 | 22.6288 | 22.7515 | 22.8828 | 23.0047 | 23.1305 | 23.243 | 23.3739 | 23.4861 | 23.6114 | 23.7296
Northwest | K-12 | Peak | August | Space Heating | MW | 0 | 0 | 0 | 0 | 0 | 0 | 0 | 0 | 0 | 0 | 0 | 0 | 0 | 0 | 0 | 0 | 0 | 0 | 0 | 0 | 0 | 0 | 0 | 0 | 0 | 0 | 0 | 0 | 0 | 0 | 0 | 0 | 0 | 0 | 0 | 0 | 0 | 0 | 0 | 0 | 0 | 0 | 0 | 0 | 0 | 0 | 0 | 0 | 0 | 0
Northwest | K-12 | Peak | August | Water Heating | MW | 0.27 | 0.271 | 0.2886 | 0.2984 | 0.2801 | 0.2876 | 0.2926 | 0.3489 | 0.2939 | 0.3281 | 0.3447 | 0.3246 | 0.3166 | 0.3781 | 0.3849 | 0.3473 | 0.3959 | 0.3408 | 0.3823 | 0.4156 | 0.3774 | 0.3907 | 0.4606 | 0.4035 | 0.4658 | 0.4296 | 0.421 | 0.4233 | 0.4384 | 0.442 | 0.4377 | 0.4347 | 0.432 | 0.4293 | 0.4252 | 0.4216 | 0.4186 | 0.4167 | 0.4157 | 0.4146 | 0.4138 | 0.4135 | 0.4134 | 0.4134 | 0.4136 | 0.4137 | 0.4143 | 0.4147 | 0.4155 | 0.4162
Northwest | K-12 | Peak | August | Other Substitutables | MW | 0.229 | 0.2337 | 0.2498 | 0.2564 | 0.2412 | 0.2472 | 0.2519 | 0.2991 | 0.2518 | 0.2823 | 0.2974 | 0.2799 | 0.2713 | 0.3246 | 0.3294 | 0.2983 | 0.3383 | 0.2907 | 0.3256 | 0.3535 | 0.3215 | 0.3463 | 0.4181 | 0.3578 | 0.3901 | 0.3922 | 0.3675 | 0.3705 | 0.3847 | 0.3952 | 0.3982 | 0.397 | 0.3948 | 0.393 | 0.389 | 0.3856 | 0.3829 | 0.381 | 0.38 | 0.379 | 0.3784 | 0.3781 | 0.3781 | 0.3781 | 0.3784 | 0.3786 | 0.3792 | 0.3797 | 0.3804 | 0.3811
Northwest | K-12 | Peak | August | Refrigeration | MW | 1.3492 | 1.3557 | 1.4416 | 1.4902 | 1.4012 | 1.4368 | 1.4637 | 1.7442 | 1.47 | 1.6399 | 1.7249 | 1.6253 | 1.583 | 1.8882 | 1.9235 | 1.7349 | 1.9792 | 1.705 | 1.912 | 2.0774 | 1.8816 | 1.9534 | 2.3159 | 2.0284 | 2.3347 | 2.1616 | 2.1022 | 2.0353 | 2.0331 | 2.0134 | 1.959 | 1.885 | 1.8142 | 1.7483 | 1.6881 | 1.6334 | 1.5841 | 1.5413 | 1.5042 | 1.4697 | 1.4387 | 1.4113 | 1.3872 | 1.3652 | 1.3457 | 1.3278 | 1.3128 | 1.2987 | 1.2869 | 1.2763
Northwest | K-12 | Peak | August | Lighting | MW | 27.5779 | 27.6256 | 29.3614 | 30.2898 | 28.5042 | 29.222 | 29.822 | 35.4294 | 29.7981 | 33.2734 | 35.0053 | 32.9056 | 32.0613 | 38.2153 | 38.9205 | 35.0612 | 40.0081 | 32.9832 | 37.0251 | 40.1947 | 41.8526 | 40.2574 | 38.4443 | 46.2866 | 38.4155 | 35.893 | 40.5799 | 41.0196 | 42.6629 | 43.8616 | 44.1851 | 44.5781 | 44.9122 | 45.1596 | 45.3778 | 45.5972 | 45.8327 | 46.1465 | 46.5171 | 46.8322 | 47.1433 | 47.4672 | 47.8041 | 48.1135 | 48.4232 | 48.7049 | 49.0182 | 49.284 | 49.5711 | 49.8424
Northwest | K-12 | Peak | August | Air Conditioning | MW | 70.8048 | 69.0365 | 70.2318 | 70.5885 | 82.8511 | 77.225 | 80.7241 | 75.1818 | 85.0027 | 83.2208 | 90.4131 | 89.1678 | 99.677 | 88.8678 | 92.1064 | 86.0557 | 103.174 | 107.3109 | 107.8193 | 107.0745 | 98.9497 | 103.5967 | 119.7658 | 104.7784 | 116.8808 | 112.7683 | 111.2072 | 109.8924 | 112.7324 | 114.5979 | 114.4077 | 114.6836 | 115.0453 | 115.3609 | 115.8008 | 116.3813 | 117.1613 | 118.3462 | 119.8776 | 121.3504 | 122.9471 | 124.7258 | 126.704 | 128.7225 | 130.8587 | 133.0283 | 135.4551 | 137.7962 | 140.3484 | 142.9665
Northwest | K-12 | Peak | August | Other Non-Substitutables | MW | 10.547 | 10.5992 | 11.2728 | 11.6492 | 10.9562 | 11.2329 | 11.4463 | 13.6364 | 11.4916 | 12.8264 | 13.4876 | 12.7057 | 12.3803 | 14.7645 | 15.038 | 13.5632 | 15.4699 | 13.3287 | 14.9525 | 16.2406 | 15.0186 | 16.2383 | 19.1047 | 16.3127 | 17.7964 | 18.1212 | 17.3598 | 17.3462 | 17.8559 | 18.2271 | 18.204 | 18.2319 | 18.2551 | 18.264 | 18.2783 | 18.3024 | 18.3394 | 18.4153 | 18.5197 | 18.6079 | 18.6991 | 18.7997 | 18.9074 | 19.0072 | 19.1104 | 19.2025 | 19.3098 | 19.4018 | 19.5046 | 19.6014
Northwest | K-12 | Peak | September | Space Heating | MW | 17.7522 | 16.8558 | 18.7486 | 20.163 | 19.2963 | 19.4208 | 18.0132 | 23.9206 | 19.709 | 20.545 | 24.2122 | 20.9413 | 21.0803 | 24.8684 | 25.501 | 23.4213 | 26.4125 | 24.0491 | 22.9836 | 26.187 | 27.8634 | 26.168 | 28.339 | 28.5837 | 27.3533 | 28.8897 | 26.779 | 26.7 | 27.297 | 27.62 | 27.4139 | 27.2669 | 27.1079 | 26.9269 | 26.816 | 26.7158 | 26.6307 | 26.5935 | 26.5917 | 26.5707 | 26.5544 | 26.5508 | 26.5568 | 26.5547 | 26.5584 | 26.55 | 26.5616 | 26.5571 | 26.5675 | 26.5725
Northwest | K-12 | Peak | September | Water Heating | MW | 2.4904 | 2.4878 | 2.6157 | 2.6788 | 2.6237 | 2.658 | 2.7359 | 3.0807 | 2.8073 | 3.0161 | 3.1748 | 2.9767 | 3.0839 | 3.424 | 3.4209 | 3.1786 | 3.5613 | 3.5131 | 3.2903 | 3.6011 | 3.7119 | 3.677 | 4.0212 | 3.8114 | 4.0516 | 4.1472 | 3.724 | 3.7465 | 3.8816 | 3.9161 | 3.8795 | 3.8559 | 3.834 | 3.8122 | 3.7757 | 3.7443 | 3.7181 | 3.7023 | 3.6945 | 3.686 | 3.6802 | 3.6782 | 3.679 | 3.6799 | 3.6831 | 3.6851 | 3.6914 | 3.6962 | 3.7042 | 3.7119
Northwest | K-12 | Peak | September | Other Substitutables | MW | 2.1235 | 2.1565 | 2.2721 | 2.3144 | 2.2725 | 2.2947 | 2.3685 | 2.6503 | 2.4196 | 2.6039 | 2.748 | 2.5763 | 2.6541 | 2.9478 | 2.9374 | 2.7403 | 3.0565 | 3.0062 | 2.8108 | 3.0676 | 3.1738 | 3.2652 | 3.6529 | 3.3854 | 3.3999 | 3.7789 | 3.2502 | 3.2767 | 3.4014 | 3.4938 | 3.5196 | 3.5089 | 3.4895 | 3.4733 | 3.4378 | 3.4082 | 3.3839 | 3.3687 | 3.3604 | 3.3528 | 3.3481 | 3.3469 | 3.3479 | 3.3493 | 3.353 | 3.3556 | 3.3615 | 3.367 | 3.3749 | 3.3824
Northwest | K-12 | Peak | September | Refrigeration | MW | 12.4439 | 12.4428 | 13.0643 | 13.3761 | 13.1256 | 13.2763 | 13.6851 | 15.4018 | 14.0421 | 15.075 | 15.8881 | 14.9041 | 15.4216 | 17.0987 | 17.097 | 15.8813 | 17.8003 | 17.5763 | 16.4587 | 17.9973 | 18.5119 | 18.3856 | 20.2101 | 19.1562 | 20.3061 | 20.867 | 18.5941 | 18.0025 | 17.9827 | 17.8075 | 17.326 | 16.6731 | 16.0469 | 15.4644 | 14.9323 | 14.4495 | 14.0144 | 13.6382 | 13.3124 | 13.0101 | 12.739 | 12.5003 | 12.2899 | 12.0984 | 11.9296 | 11.7737 | 11.6437 | 11.5218 | 11.4206 | 11.3296
Northwest | K-12 | Peak | September | Lighting | MW | 75.6721 | 75.4628 | 79.204 | 80.9715 | 79.4647 | 80.3546 | 82.9296 | 93.1508 | 84.7389 | 91.0577 | 95.9695 | 89.8297 | 92.9768 | 103.0275 | 103.0354 | 95.6366 | 107.1782 | 100.4586 | 94.2252 | 103.0385 | 121.2566 | 111.8755 | 99.7973 | 128.8025 | 99.4938 | 103.1489 | 106.2791 | 107.4025 | 111.6742 | 114.7832 | 115.6038 | 116.6235 | 117.4852 | 118.119 | 118.6793 | 119.2488 | 119.8652 | 120.7009 | 121.6955 | 122.5426 | 123.3815 | 124.258 | 125.1691 | 126.0071 | 126.8478 | 127.609 | 128.4583 | 129.182 | 129.9658 | 130.7051
Northwest | K-12 | Peak | September | Air Conditioning | MW | 62.9452 | 61.0775 | 61.526 | 61.2025 | 74.5581 | 68.7264 | 72.69 | 64.3003 | 77.9974 | 73.8916 | 80.4023 | 78.818 | 93.3262 | 77.8772 | 79.2713 | 76.3106 | 89.6772 | 106.7718 | 89.8481 | 89.9551 | 94.6769 | 94.7931 | 101.1836 | 95.9181 | 98.232 | 105.4912 | 95.6843 | 94.5608 | 97.0272 | 98.6556 | 98.5142 | 98.785 | 99.1258 | 99.424 | 99.83 | 100.3602 | 101.0651 | 102.1301 | 103.502 | 104.8211 | 106.2489 | 107.8376 | 109.5997 | 111.3963 | 113.2963 | 115.221 | 117.3732 | 119.4503 | 121.7145 | 124.0339
Northwest | K-12 | Peak | September | Other Non-Substitutables | MW | 37.5878 | 37.5877 | 39.4712 | 40.4037 | 39.656 | 40.1055 | 41.352 | 46.5263 | 42.4131 | 45.5599 | 48.0011 | 45.0201 | 46.6017 | 51.658 | 51.6472 | 47.9715 | 53.7564 | 53.0923 | 49.7331 | 54.3636 | 57.028 | 58.8793 | 64.32 | 59.4893 | 59.8502 | 67.4085 | 59.238 | 59.1943 | 60.9328 | 62.199 | 62.1195 | 62.2221 | 62.3046 | 62.3377 | 62.3905 | 62.4797 | 62.6149 | 62.8904 | 63.2682 | 63.5896 | 63.9222 | 64.2889 | 64.6783 | 65.0405 | 65.4147 | 65.7468 | 66.1326 | 66.467 | 66.8402 | 67.1908
Northwest | K-12 | Peak | October | Space Heating | MW | 63.418 | 60.6392 | 66.9851 | 70.9708 | 70.1739 | 69.434 | 65.9106 | 82.2074 | 71.7509 | 73.1936 | 77.9998 | 70.6749 | 66.0992 | 77.6609 | 81.5938 | 76.4247 | 94.0172 | 75.2796 | 73.6145 | 77.5338 | 106.1259 | 93.8838 | 98.7705 | 97.9915 | 90.6122 | 92.278 | 89.6839 | 89.4241 | 91.4268 | 92.5121 | 91.8259 | 91.341 | 90.8127 | 90.2125 | 89.8399 | 89.5063 | 89.2238 | 89.1057 | 89.1084 | 89.0479 | 89.0037 | 89.0035 | 89.0336 | 89.0368 | 89.0602 | 89.0399 | 89.0875 | 89.083 | 89.1296 | 89.1561
Northwest | K-12 | Peak | October | Water Heating | MW | 1.1645 | 1.1726 | 1.225 | 1.2341 | 1.2513 | 1.2436 | 1.3128 | 1.378 | 1.3364 | 1.3997 | 1.3355 | 1.3094 | 1.2593 | 1.3946 | 1.4286 | 1.3569 | 1.6554 | 1.4349 | 1.3742 | 1.3882 | 1.8457 | 1.7213 | 1.8256 | 1.7024 | 1.7487 | 1.7258 | 1.6268 | 1.6372 | 1.6969 | 1.7126 | 1.6972 | 1.6875 | 1.6785 | 1.6696 | 1.6536 | 1.6399 | 1.6285 | 1.6217 | 1.6185 | 1.6149 | 1.6126 | 1.612 | 1.6126 | 1.6132 | 1.6148 | 1.6159 | 1.6188 | 1.6211 | 1.6249 | 1.6285
Northwest | K-12 | Peak | October | Other Substitutables | MW | 0.9979 | 1.0224 | 1.0698 | 1.0725 | 1.0902 | 1.0784 | 1.143 | 1.1855 | 1.1552 | 1.2079 | 1.1547 | 1.1333 | 1.0835 | 1.1996 | 1.2255 | 1.1694 | 1.4181 | 1.2254 | 1.1706 | 1.1775 | 1.583 | 1.5322 | 1.6591 | 1.5154 | 1.4706 | 1.5731 | 1.423 | 1.4344 | 1.4888 | 1.529 | 1.54 | 1.5352 | 1.5266 | 1.5193 | 1.5037 | 1.4908 | 1.4802 | 1.4737 | 1.4702 | 1.4671 | 1.4653 | 1.465 | 1.4657 | 1.4665 | 1.4684 | 1.4697 | 1.4725 | 1.4751 | 1.4788 | 1.4824
Northwest | K-12 | Peak | October | Refrigeration | MW | 5.8195 | 5.8642 | 6.1185 | 6.1617 | 6.2603 | 6.2113 | 6.5659 | 6.8896 | 6.6851 | 6.9962 | 6.6837 | 6.5565 | 6.2976 | 6.9639 | 7.1397 | 6.7799 | 8.2739 | 7.1797 | 6.8747 | 6.9375 | 9.2055 | 8.607 | 9.1744 | 8.5555 | 8.7637 | 8.6827 | 8.1227 | 7.8643 | 7.8554 | 7.7787 | 7.5682 | 7.283 | 7.0093 | 6.7548 | 6.5223 | 6.3116 | 6.1217 | 5.9577 | 5.8158 | 5.6843 | 5.5664 | 5.4627 | 5.3714 | 5.2882 | 5.2151 | 5.1473 | 5.0909 | 5.0382 | 4.9946 | 4.9553
Northwest | K-12 | Peak | October | Lighting | MW | 41.8058 | 42.0042 | 43.815 | 44.0665 | 44.7545 | 44.3923 | 46.9633 | 49.2091 | 47.6358 | 49.8876 | 47.64 | 46.6488 | 44.8356 | 49.5403 | 50.8035 | 48.1618 | 58.7604 | 48.0951 | 46.1488 | 46.6489 | 70.6738 | 61.5026 | 53.4343 | 67.5343 | 50.667 | 50.6326 | 54.6081 | 55.174 | 57.3558 | 58.9409 | 59.3516 | 59.8675 | 60.3012 | 60.6193 | 60.9007 | 61.189 | 61.5021 | 61.9308 | 62.4426 | 62.8797 | 63.3133 | 63.7672 | 64.2382 | 64.6718 | 65.1076 | 65.5007 | 65.9398 | 66.3157 | 66.7234 | 67.1072
Northwest | K-12 | Peak | October | Air Conditioning | MW | 43.9806 | 42.9823 | 43.2012 | 42.2537 | 52.9589 | 48.0592 | 51.9316 | 43.2323 | 55.4575 | 51.4837 | 50.7513 | 51.9939 | 57.1752 | 47.705 | 49.8302 | 48.9548 | 62.4865 | 65.3876 | 56.3409 | 52.2069 | 70.955 | 66.8394 | 68.9717 | 64.3975 | 63.648 | 65.983 | 62.9664 | 62.2316 | 63.8561 | 64.929 | 64.837 | 65.017 | 65.2416 | 65.4389 | 65.7073 | 66.0587 | 66.5253 | 67.2303 | 68.1381 | 69.0121 | 69.9582 | 71.011 | 72.1768 | 73.3656 | 74.6231 | 75.8951 | 77.3172 | 78.6916 | 80.19 | 81.7237
Northwest | K-12 | Peak | October | Other Non-Substitutables | MW | 66.2467 | 66.762 | 69.6668 | 70.1451 | 71.2812 | 70.7133 | 74.7728 | 78.4352 | 76.0957 | 79.6861 | 76.0994 | 74.6388 | 71.7204 | 79.2891 | 81.2834 | 77.1812 | 94.1679 | 81.7345 | 78.2895 | 78.9753 | 106.8712 | 103.7587 | 109.8987 | 100.0938 | 97.3866 | 105.5716 | 97.4234 | 97.3542 | 100.2116 | 102.2921 | 102.1598 | 102.3313 | 102.4651 | 102.52 | 102.6081 | 102.76 | 102.9878 | 103.4516 | 104.0863 | 104.6298 | 105.1923 | 105.8126 | 106.4674 | 107.0775 | 107.7085 | 108.2653 | 108.9114 | 109.476 | 110.1058 | 110.6958
Northwest | K-12 | Peak | November | Space Heating | MW | 86.584 | 82.8972 | 91.6422 | 97.0838 | 95.9419 | 94.9235 | 90.2253 | 112.6403 | 98.3206 | 100.2328 | 109.6295 | 95.7012 | 89.8534 | 107.1196 | 124.5019 | 114.6635 | 122.8357 | 106.8338 | 114.1722 | 125.2874 | 144.1246 | 130.302 | 126.2262 | 122.3278 | 149.5046 | 121.5491 | 119.6099 | 119.2703 | 121.9439 | 123.3941 | 122.4813 | 121.8384 | 121.1377 | 120.34 | 119.8435 | 119.3987 | 119.0226 | 118.8666 | 118.8727 | 118.7938 | 118.7366 | 118.7383 | 118.7809 | 118.7874 | 118.8209 | 118.796 | 118.8623 | 118.8582 | 118.9226 | 118.9603
Northwest | K-12 | Peak | November | Water Heating | MW | 2.2741 | 2.2932 | 2.3972 | 2.4148 | 2.4477 | 2.4319 | 2.5716 | 2.7016 | 2.6216 | 2.7431 | 2.6864 | 2.5373 | 2.4497 | 2.752 | 3.1194 | 2.9124 | 3.0953 | 2.913 | 3.0483 | 3.2082 | 3.5792 | 3.4139 | 3.3352 | 3.0352 | 4.1255 | 3.2493 | 3.1 | 3.12 | 3.2337 | 3.2637 | 3.2345 | 3.2161 | 3.199 | 3.182 | 3.1516 | 3.1255 | 3.1038 | 3.0909 | 3.0848 | 3.0782 | 3.0738 | 3.0727 | 3.0739 | 3.0752 | 3.0783 | 3.0804 | 3.086 | 3.0905 | 3.0977 | 3.1046
Northwest | K-12 | Peak | November | Other Substitutables | MW | 1.9502 | 2.0014 | 2.0955 | 2.1005 | 2.1348 | 2.1109 | 2.2417 | 2.3282 | 2.2707 | 2.3713 | 2.3273 | 2.1996 | 2.1112 | 2.3712 | 2.6813 | 2.5156 | 2.6588 | 2.4929 | 2.6021 | 2.727 | 3.064 | 3.0342 | 3.0252 | 2.6969 | 3.4653 | 2.9578 | 2.7083 | 2.7304 | 2.8341 | 2.9108 | 2.9321 | 2.9232 | 2.907 | 2.8934 | 2.8637 | 2.8391 | 2.819 | 2.8066 | 2.8001 | 2.7943 | 2.7908 | 2.7903 | 2.7916 | 2.7934 | 2.7969 | 2.7995 | 2.8048 | 2.8099 | 2.817 | 2.8237
Northwest | K-12 | Peak | November | Refrigeration | MW | 11.3641 | 11.4684 | 11.9738 | 12.0567 | 12.2458 | 12.146 | 12.8613 | 13.5075 | 13.1142 | 13.7109 | 13.4445 | 12.7046 | 12.2507 | 13.7428 | 15.59 | 14.5517 | 15.47 | 14.5753 | 15.2493 | 16.0327 | 17.85 | 17.0704 | 16.7622 | 15.2542 | 20.675 | 16.3488 | 15.4781 | 14.9858 | 14.9689 | 14.8227 | 14.4215 | 13.8781 | 13.3568 | 12.8719 | 12.429 | 12.0274 | 11.6656 | 11.3533 | 11.0832 | 10.8328 | 10.6083 | 10.411 | 10.2371 | 10.0789 | 9.9397 | 9.8108 | 9.7035 | 9.6033 | 9.5204 | 9.4458
Northwest | K-12 | Peak | November | Lighting | MW | 56.845 | 57.1991 | 59.7052 | 60.0399 | 60.9584 | 60.446 | 64.0577 | 67.186 | 65.0749 | 68.0862 | 66.7418 | 62.9518 | 60.7358 | 68.0825 | 77.2611 | 72.0116 | 76.5369 | 68.007 | 71.3051 | 75.1017 | 95.2492 | 84.8883 | 68.0205 | 83.8237 | 83.2708 | 66.4206 | 72.4558 | 73.2064 | 76.1008 | 78.2035 | 78.7481 | 79.4337 | 80.0101 | 80.4325 | 80.8062 | 81.1892 | 81.6055 | 82.176 | 82.8577 | 83.4395 | 84.0167 | 84.6212 | 85.2486 | 85.8264 | 86.4069 | 86.9308 | 87.5161 | 88.017 | 88.5601 | 89.0717
Northwest | K-12 | Peak | November | Air Conditioning | MW | 42.5096 | 41.5994 | 41.8304 | 40.9194 | 51.2511 | 46.506 | 50.3274 | 41.956 | 53.7922 | 49.9238 | 50.5105 | 49.8444 | 55.0109 | 46.5854 | 53.83 | 51.9854 | 57.8004 | 65.6978 | 61.8721 | 59.731 | 68.1518 | 65.6769 | 62.4737 | 56.9188 | 74.4436 | 61.5827 | 59.4376 | 58.7438 | 60.2799 | 61.2954 | 61.2113 | 61.3852 | 61.6013 | 61.7908 | 62.0476 | 62.3828 | 62.8269 | 63.4974 | 64.3602 | 65.1904 | 66.0887 | 67.0881 | 68.1948 | 69.3231 | 70.5164 | 71.7233 | 73.0726 | 74.3762 | 75.7972 | 77.2517
Northwest | K-12 | Peak | November | Other Non-Substitutables | MW | 37.336 | 37.6818 | 39.3481 | 39.6128 | 40.2416 | 39.9082 | 42.2713 | 44.3819 | 43.0825 | 45.071 | 44.1793 | 41.7413 | 40.2661 | 45.1593 | 51.2245 | 47.8095 | 50.8152 | 47.8883 | 50.12 | 52.6751 | 59.8657 | 59.4368 | 57.9286 | 51.4928 | 66.3036 | 57.3606 | 53.6039 | 53.5662 | 55.1386 | 56.2835 | 56.2108 | 56.306 | 56.3805 | 56.4112 | 56.4601 | 56.544 | 56.6699 | 56.9262 | 57.2769 | 57.577 | 57.8876 | 58.23 | 58.5918 | 58.9288 | 59.2772 | 59.5849 | 59.9419 | 60.2536 | 60.6014 | 60.9272
Northwest | K-12 | Peak | December | Space Heating | MW | 87.3158 | 83.6638 | 92.1033 | 97.1975 | 96.927 | 95.5378 | 91.247 | 112.7948 | 99.5989 | 101.1631 | 114.6632 | 99.4792 | 110.3792 | 110.0267 | 121.1365 | 110.8704 | 115.2824 | 105.8746 | 106.0858 | 130.9831 | 130.5548 | 127.3086 | 152.1887 | 158.8269 | 130.3052 | 130.2776 | 124.0108 | 123.6676 | 126.4457 | 127.9555 | 127.0152 | 126.3565 | 125.6368 | 124.8167 | 124.301 | 123.84 | 123.4507 | 123.2915 | 123.3013 | 123.2231 | 123.1679 | 123.1741 | 123.2225 | 123.2334 | 123.2727 | 123.2502 | 123.3229 | 123.323 | 123.3946 | 123.4378
Northwest | K-12 | Peak | December | Water Heating | MW | 0.8017 | 0.8093 | 0.8427 | 0.8453 | 0.8648 | 0.8556 | 0.9096 | 0.9445 | 0.9275 | 0.9669 | 0.9824 | 0.9218 | 1.0511 | 0.9878 | 1.0604 | 0.9834 | 1.0141 | 1.008 | 0.9889 | 1.1709 | 1.1314 | 1.1654 | 1.405 | 1.3754 | 1.2564 | 1.2162 | 1.1226 | 1.13 | 1.1714 | 1.1824 | 1.1719 | 1.1654 | 1.1594 | 1.1534 | 1.1423 | 1.1329 | 1.125 | 1.1204 | 1.1182 | 1.1159 | 1.1143 | 1.114 | 1.1144 | 1.1149 | 1.1161 | 1.1169 | 1.119 | 1.1207 | 1.1233 | 1.1259
Northwest | K-12 | Peak | December | Other Substitutables | MW | 0.6877 | 0.7068 | 0.7371 | 0.7358 | 0.7548 | 0.7429 | 0.7931 | 0.8131 | 0.8027 | 0.8351 | 0.8501 | 0.7987 | 0.9054 | 0.851 | 0.9105 | 0.8481 | 0.8692 | 0.8612 | 0.8427 | 0.9933 | 0.9669 | 1.0342 | 1.2706 | 1.2194 | 1.054 | 1.1057 | 0.9804 | 0.9885 | 1.0261 | 1.054 | 1.0617 | 1.0586 | 1.0528 | 1.0479 | 1.0372 | 1.0283 | 1.021 | 1.0165 | 1.0142 | 1.0122 | 1.011 | 1.0108 | 1.0114 | 1.012 | 1.0134 | 1.0143 | 1.0163 | 1.0182 | 1.0208 | 1.0233
Northwest | K-12 | Peak | December | Refrigeration | MW | 4.0064 | 4.0475 | 4.2091 | 4.2203 | 4.3266 | 4.2731 | 4.5492 | 4.7221 | 4.6398 | 4.8331 | 4.9167 | 4.6156 | 5.2564 | 4.9329 | 5.2997 | 4.9138 | 5.0683 | 5.0437 | 4.9473 | 5.8513 | 5.6419 | 5.8273 | 7.0625 | 6.9137 | 6.2971 | 6.1202 | 5.605 | 5.4268 | 5.4206 | 5.3676 | 5.2223 | 5.0256 | 4.8367 | 4.6611 | 4.5007 | 4.3554 | 4.2244 | 4.1114 | 4.0137 | 3.9231 | 3.842 | 3.7706 | 3.7078 | 3.6506 | 3.6003 | 3.5537 | 3.515 | 3.4788 | 3.4489 | 3.422
Northwest | K-12 | Peak | December | Lighting | MW | 24.6834 | 24.863 | 25.851 | 25.8861 | 26.528 | 26.193 | 27.8985 | 28.9257 | 28.3541 | 29.553 | 30.0473 | 28.1568 | 32.0964 | 30.1011 | 32.3441 | 29.9436 | 30.8728 | 28.9476 | 28.4597 | 33.7237 | 36.9582 | 35.5969 | 35.3129 | 46.6672 | 31.2492 | 30.6331 | 32.2848 | 32.617 | 33.904 | 34.8384 | 35.0788 | 35.3828 | 35.638 | 35.8247 | 35.99 | 36.1597 | 36.3445 | 36.5986 | 36.9027 | 37.1624 | 37.4201 | 37.6902 | 37.9705 | 38.2287 | 38.4882 | 38.7222 | 38.9838 | 39.2078 | 39.4509 | 39.6798
Northwest | K-12 | Peak | December | Air Conditioning | MW | 32.5612 | 31.8893 | 31.9724 | 31.134 | 39.3177 | 35.5566 | 38.6567 | 31.9096 | 41.3804 | 38.2727 | 40.1531 | 39.3503 | 51.3019 | 36.3715 | 39.826 | 38.2239 | 41.223 | 49.4652 | 43.6798 | 47.4544 | 46.9062 | 48.8112 | 57.2564 | 56.13 | 49.2911 | 50.1359 | 46.8493 | 46.3032 | 47.5152 | 48.3168 | 48.2517 | 48.3905 | 48.5622 | 48.7129 | 48.9167 | 49.1826 | 49.5345 | 50.0654 | 50.7484 | 51.4057 | 52.1168 | 52.9079 | 53.7834 | 54.6761 | 55.6201 | 56.5745 | 57.6415 | 58.6726 | 59.7965 | 60.9466
Northwest | K-12 | Peak | December | Other Non-Substitutables | MW | 42.9452 | 43.3894 | 45.1277 | 45.2398 | 46.3879 | 45.8078 | 48.782 | 50.6211 | 49.7309 | 51.835 | 52.7126 | 49.4763 | 56.3679 | 52.8855 | 56.8134 | 52.672 | 54.3164 | 54.0663 | 53.0513 | 62.7213 | 61.8091 | 66.2656 | 79.5284 | 76.0707 | 65.854 | 70.0082 | 63.3538 | 63.3102 | 65.1683 | 66.5211 | 66.435 | 66.5483 | 66.6364 | 66.6728 | 66.7309 | 66.831 | 66.9809 | 67.2859 | 67.7032 | 68.0606 | 68.4306 | 68.8385 | 69.2689 | 69.67 | 70.0848 | 70.4506 | 70.8751 | 71.2462 | 71.6603 | 72.048
Northwest | University | Peak | January | Space Heating | MW | 19.5034 | 18.935 | 20.9051 | 22.074 | 21.9606 | 21.6624 | 20.7665 | 25.3747 | 22.5015 | 22.771 | 28.5339 | 24.3627 | 21.4761 | 23.7861 | 26.0087 | 26.8925 | 26.5267 | 21.4231 | 26.4646 | 26.2002 | 25.6438 | 29.4446 | 31.8427 | 30.3697 | 26.8686 | 28.8783 | 27.2771 | 27.3313 | 28.06 | 28.4886 | 28.3151 | 28.1444 | 28.018 | 27.93 | 27.8758 | 27.8371 | 27.7899 | 27.8106 | 27.8758 | 27.9467 | 28.036 | 28.1263 | 28.2367 | 28.3518 | 28.4357 | 28.4985 | 28.5938 | 28.6739 | 28.7614 | 28.8524
Northwest | University | Peak | January | Water Heating | MW | 18.6295 | 19.0202 | 19.8866 | 19.9407 | 20.3237 | 20.1122 | 21.3805 | 22.2067 | 21.7245 | 22.7282 | 25.5097 | 23.475 | 21.2785 | 22.2371 | 23.7625 | 24.8957 | 24.2867 | 21.4461 | 25.9057 | 24.6162 | 23.3196 | 28.3232 | 30.8918 | 27.7034 | 27.3491 | 28.4748 | 26.0021 | 26.0991 | 26.9629 | 27.0864 | 26.67 | 26.2901 | 25.9833 | 25.7418 | 25.535 | 25.3652 | 25.2072 | 25.1305 | 25.1114 | 25.1124 | 25.1464 | 25.196 | 25.2785 | 25.3761 | 25.4541 | 25.5232 | 25.6299 | 25.7282 | 25.8401 | 25.9624
Northwest | University | Peak | January | Other Substitutables | MW | 2.9088 | 3.0389 | 3.1891 | 3.1765 | 3.2271 | 3.1937 | 3.3989 | 3.4619 | 3.4043 | 3.5439 | 3.9938 | 3.6697 | 3.3083 | 3.4581 | 3.6875 | 3.8793 | 3.7439 | 3.268 | 3.9407 | 3.7214 | 3.7016 | 4.4707 | 4.5311 | 4.1377 | 3.8448 | 4.1306 | 4.0005 | 4.029 | 4.1778 | 4.282 | 4.2926 | 4.2513 | 4.2108 | 4.1843 | 4.1506 | 4.1255 | 4.1038 | 4.099 | 4.107 | 4.1199 | 4.1387 | 4.1595 | 4.1842 | 4.212 | 4.2367 | 4.2568 | 4.2852 | 4.3125 | 4.3418 | 4.3708
Northwest | University | Peak | January | Refrigeration | MW | 16.3417 | 16.6844 | 17.4444 | 17.4919 | 17.8278 | 17.6423 | 18.7548 | 19.4796 | 19.0566 | 19.937 | 22.3769 | 20.5921 | 18.6653 | 19.5062 | 20.8443 | 21.8383 | 21.3041 | 18.8124 | 22.7243 | 21.5932 | 20.5178 | 24.8532 | 26.9851 | 24.2098 | 23.9262 | 24.8583 | 22.8461 | 22.1772 | 22.2057 | 22.0316 | 21.4441 | 20.6121 | 19.8412 | 19.1546 | 18.5171 | 17.9422 | 17.4139 | 16.9635 | 16.5764 | 16.2312 | 15.9319 | 15.6674 | 15.4438 | 15.2504 | 15.0681 | 14.9002 | 14.7683 | 14.648 | 14.5488 | 14.4682
Northwest | University | Peak | January | Lighting | MW | 53.6861 | 54.6884 | 57.1344 | 57.2505 | 58.3466 | 57.6986 | 61.3838 | 63.6409 | 62.1675 | 65.0215 | 73.0088 | 67.0588 | 60.8134 | 63.5102 | 67.8956 | 71.0056 | 69.2964 | 57.5571 | 69.6511 | 66.3262 | 71.6053 | 81.0428 | 72.2012 | 87.5881 | 63.4174 | 66.5107 | 70.0438 | 70.7785 | 73.5453 | 75.4921 | 75.7535 | 75.9786 | 76.322 | 76.7661 | 77.08 | 77.4283 | 77.7192 | 78.1874 | 78.7623 | 79.3284 | 79.9599 | 80.6085 | 81.3208 | 82.0382 | 82.669 | 83.2458 | 83.9057 | 84.4942 | 85.0979 | 85.7318
Northwest | University | Peak | January | Air Conditioning | MW | 55.9937 | 54.3962 | 53.3787 | 50.9852 | 73.4668 | 62.8096 | 69.8743 | 47.3082 | 76.5065 | 64.6093 | 77.1181 | 76.0874 | 84.7144 | 56.2793 | 62.5658 | 69.6622 | 73.1563 | 85.271 | 87.489 | 72.4602 | 70.8602 | 86.6161 | 90.4069 | 81.5426 | 76.7681 | 84.1025 | 79.0663 | 78.4959 | 80.8955 | 82.5982 | 82.7293 | 82.973 | 83.416 | 84.0468 | 84.7138 | 85.5125 | 86.3838 | 87.5478 | 88.9284 | 90.4108 | 92.038 | 93.7529 | 95.6603 | 97.6635 | 99.6065 | 101.5918 | 103.7505 | 105.9309 | 108.2196 | 110.606
Northwest | University | Peak | January | Other Non-Substitutables | MW | 107.8469 | 110.1416 | 115.1009 | 115.4778 | 117.6773 | 116.4414 | 123.7583 | 128.5801 | 125.7708 | 131.5837 | 147.7136 | 135.8752 | 123.1972 | 128.7417 | 137.5932 | 144.1103 | 140.6074 | 124.1456 | 149.9981 | 142.5051 | 137.1636 | 172.7695 | 188.4907 | 165.1684 | 155.2186 | 176.1506 | 157.8015 | 158.3418 | 163.5485 | 167.3698 | 167.1867 | 167.0782 | 167.3229 | 167.8757 | 168.2841 | 168.8155 | 169.2941 | 170.2334 | 171.4703 | 172.741 | 174.1488 | 175.576 | 177.1497 | 178.751 | 180.1407 | 181.3942 | 182.8589 | 184.2025 | 185.5903 | 187.0119
Northwest | University | Peak | February | Space Heating | MW | 19.5974 | 19.0305 | 21.0092 | 22.2008 | 22.0909 | 21.7901 | 20.8877 | 25.5395 | 22.6721 | 22.9188 | 29.0364 | 23.0483 | 19.5587 | 24.3346 | 25.0804 | 26.9921 | 25.8044 | 23.0866 | 23.1468 | 25.3613 | 29.6603 | 28.6214 | 29.3893 | 29.2641 | 27.5683 | 29.7412 | 26.8408 | 26.8933 | 27.6103 | 28.0319 | 27.861 | 27.6928 | 27.5683 | 27.4818 | 27.4286 | 27.3906 | 27.3444 | 27.3652 | 27.4299 | 27.5003 | 27.5888 | 27.6781 | 27.7872 | 27.9009 | 27.984 | 28.0461 | 28.1402 | 28.2195 | 28.306 | 28.3958
Northwest | University | Peak | February | Water Heating | MW | 18.9241 | 19.3231 | 20.201 | 20.2724 | 20.6652 | 20.4494 | 21.7392 | 22.594 | 22.127 | 23.1254 | 26.2403 | 22.4483 | 19.5889 | 22.9947 | 23.1624 | 25.2583 | 23.8836 | 23.3629 | 22.9062 | 24.0888 | 27.289 | 27.8305 | 28.8027 | 26.9892 | 28.3419 | 29.6271 | 25.8607 | 25.9572 | 26.8165 | 26.9395 | 26.5253 | 26.1475 | 25.8424 | 25.6024 | 25.3968 | 25.2282 | 25.0712 | 24.9953 | 24.9768 | 24.9782 | 25.0126 | 25.0624 | 25.1448 | 25.2423 | 25.3203 | 25.3893 | 25.4958 | 25.5939 | 25.7056 | 25.8275
Northwest | University | Peak | February | Other Substitutables | MW | 2.8621 | 2.9897 | 3.1364 | 3.1269 | 3.1772 | 3.1442 | 3.3473 | 3.413 | 3.3598 | 3.4934 | 3.9807 | 3.3989 | 2.9491 | 3.4623 | 3.4825 | 3.8157 | 3.5706 | 3.4503 | 3.3773 | 3.5299 | 4.2115 | 4.2714 | 4.1081 | 3.9161 | 3.8659 | 4.1685 | 3.8593 | 3.8868 | 4.0302 | 4.1307 | 4.1409 | 4.1011 | 4.062 | 4.0365 | 4.0039 | 3.9797 | 3.9588 | 3.9542 | 3.962 | 3.9745 | 3.9926 | 4.0128 | 4.0366 | 4.0635 | 4.0874 | 4.1068 | 4.1342 | 4.1606 | 4.1889 | 4.2169
Northwest | University | Peak | February | Refrigeration | MW | 16.8965 | 17.2528 | 18.0366 | 18.1003 | 18.4511 | 18.2584 | 19.41 | 20.1732 | 19.7563 | 20.6477 | 23.4289 | 20.0432 | 17.4901 | 20.531 | 20.6807 | 22.552 | 21.3247 | 20.8597 | 20.452 | 21.5079 | 24.4367 | 24.8566 | 25.6129 | 24.0092 | 25.2383 | 26.3273 | 23.1272 | 22.4502 | 22.479 | 22.3029 | 21.7081 | 20.8659 | 20.0855 | 19.3906 | 18.7453 | 18.1634 | 17.6287 | 17.1729 | 16.7813 | 16.4322 | 16.1294 | 15.8619 | 15.6358 | 15.4402 | 15.2558 | 15.086 | 14.9527 | 14.8311 | 14.7309 | 14.6494
Northwest | University | Peak | February | Lighting | MW | 53.9136 | 54.9291 | 57.3778 | 57.5427 | 58.6527 | 57.9997 | 61.7077 | 64.0205 | 62.6062 | 65.4123 | 74.2583 | 63.4062 | 55.349 | 64.9277 | 65.4368 | 71.2373 | 67.3886 | 62.0264 | 60.9195 | 64.1972 | 82.9988 | 78.7948 | 66.5228 | 84.4157 | 64.9601 | 68.4062 | 68.882 | 69.6043 | 72.3253 | 74.2399 | 74.4967 | 74.7178 | 75.0556 | 75.4926 | 75.8015 | 76.1444 | 76.4308 | 76.8918 | 77.4582 | 78.0161 | 78.6381 | 79.2771 | 79.9783 | 80.6847 | 81.306 | 81.8737 | 82.5235 | 83.103 | 83.6975 | 84.3214
Northwest | University | Peak | February | Air Conditioning | MW | 59.5057 | 57.8177 | 56.7103 | 54.2155 | 78.1539 | 66.8062 | 74.3448 | 50.3625 | 81.5164 | 68.7783 | 82.9945 | 76.1336 | 81.5949 | 60.8808 | 63.7871 | 73.9134 | 75.2551 | 97.1895 | 80.9569 | 74.1791 | 86.7118 | 89.0055 | 88.1161 | 83.06 | 83.1767 | 91.498 | 82.2558 | 81.664 | 84.1591 | 85.9291 | 86.0639 | 86.3158 | 86.7752 | 87.4304 | 88.123 | 88.9528 | 89.8582 | 91.0686 | 92.5049 | 94.0474 | 95.7405 | 97.5248 | 99.5086 | 101.5924 | 103.6138 | 105.6784 | 107.9238 | 110.1922 | 112.5731 | 115.0551
Northwest | University | Peak | February | Other Non-Substitutables | MW | 112.5221 | 114.9295 | 120.0904 | 120.581 | 122.8987 | 121.6031 | 129.2464 | 134.3693 | 131.5739 | 137.5128 | 156.0637 | 133.4553 | 116.4895 | 136.7371 | 137.7548 | 150.173 | 142.0223 | 138.9074 | 136.2264 | 143.2322 | 164.7185 | 174.2016 | 180.6272 | 165.342 | 165.2447 | 188.28 | 161.1665 | 161.7184 | 167.0373 | 170.9411 | 170.7542 | 170.6437 | 170.8945 | 171.4604 | 171.8786 | 172.4228 | 172.9131 | 173.875 | 175.142 | 176.4438 | 177.8858 | 179.3472 | 180.9575 | 182.5963 | 184.019 | 185.3012 | 186.8 | 188.1754 | 189.5959 | 191.05
Northwest | University | Peak | March | Space Heating | MW | 22.0594 | 21.4077 | 23.636 | 25.0002 | 24.8406 | 24.5325 | 23.4815 | 28.7943 | 25.5132 | 25.8034 | 30.0481 | 26.5584 | 24.6397 | 28.8988 | 29.8139 | 29.564 | 31.5299 | 25.3661 | 26.3716 | 26.5689 | 32.7746 | 32.2344 | 34.1213 | 36.8227 | 33.084 | 31.9502 | 32.7592 | 32.8227 | 33.6983 | 34.2133 | 34.0048 | 33.7997 | 33.6481 | 33.5429 | 33.4783 | 33.4323 | 33.376 | 33.4013 | 33.4801 | 33.5658 | 33.6736 | 33.7825 | 33.9153 | 34.0538 | 34.155 | 34.2306 | 34.3452 | 34.4417 | 34.547 | 34.6563
Northwest | University | Peak | March | Water Heating | MW | 20.7251 | 21.1477 | 22.1114 | 22.2099 | 22.6077 | 22.3994 | 23.776 | 24.7821 | 24.2246 | 25.3297 | 26.4195 | 25.1675 | 24.0086 | 26.5687 | 26.7883 | 26.9154 | 28.3921 | 24.9742 | 25.3892 | 24.5511 | 29.3383 | 30.489 | 32.5307 | 33.0467 | 33.078 | 30.9545 | 30.7058 | 30.8209 | 31.8415 | 31.9878 | 31.496 | 31.0473 | 30.6853 | 30.4006 | 30.1569 | 29.9569 | 29.7707 | 29.6805 | 29.6585 | 29.6602 | 29.7009 | 29.7601 | 29.8578 | 29.9733 | 30.066 | 30.1478 | 30.2742 | 30.3906 | 30.523 | 30.6676
Northwest | University | Peak | March | Other Substitutables | MW | 3.0671 | 3.2012 | 3.3592 | 3.3518 | 3.4012 | 3.3698 | 3.581 | 3.6617 | 3.5978 | 3.7432 | 3.9205 | 3.7284 | 3.5365 | 3.9146 | 3.9398 | 3.9771 | 4.1514 | 3.6085 | 3.6625 | 3.5194 | 4.4316 | 4.5784 | 4.5419 | 4.6954 | 4.4202 | 4.2685 | 4.4894 | 4.5215 | 4.6884 | 4.8054 | 4.8173 | 4.771 | 4.7256 | 4.6959 | 4.6581 | 4.63 | 4.6057 | 4.6003 | 4.6093 | 4.6237 | 4.6447 | 4.6682 | 4.6958 | 4.727 | 4.7547 | 4.7773 | 4.8091 | 4.8397 | 4.8726 | 4.905
Northwest | University | Peak | March | Refrigeration | MW | 15.7758 | 16.0975 | 16.831 | 16.9061 | 17.2089 | 17.0503 | 18.0981 | 18.864 | 18.4396 | 19.2808 | 20.1104 | 19.1574 | 18.2752 | 20.224 | 20.3911 | 20.4878 | 21.6119 | 19.0102 | 19.3261 | 18.6882 | 22.3981 | 23.2155 | 24.6615 | 25.0621 | 25.1121 | 23.4508 | 23.4108 | 22.7257 | 22.7551 | 22.577 | 21.975 | 21.1224 | 20.3326 | 19.6293 | 18.9762 | 18.3873 | 17.8461 | 17.3847 | 16.9883 | 16.6349 | 16.3284 | 16.0575 | 15.8286 | 15.6306 | 15.444 | 15.272 | 15.137 | 15.0139 | 14.9124 | 14.8298
Northwest | University | Peak | March | Lighting | MW | 57.576 | 58.6216 | 61.243 | 61.475 | 62.5729 | 61.9512 | 65.8094 | 68.4714 | 66.8338 | 69.8634 | 72.9014 | 69.3135 | 66.1487 | 73.1538 | 73.794 | 74.0202 | 78.1131 | 64.6438 | 65.8339 | 63.7932 | 87.0134 | 84.2096 | 73.2726 | 100.8905 | 73.9289 | 69.6891 | 79.7897 | 80.6281 | 83.7816 | 86.0007 | 86.2985 | 86.555 | 86.9473 | 87.4551 | 87.814 | 88.2124 | 88.5447 | 89.0791 | 89.7354 | 90.3816 | 91.1024 | 91.8428 | 92.6548 | 93.4728 | 94.1928 | 94.8503 | 95.603 | 96.2741 | 96.9625 | 97.6851
Northwest | University | Peak | March | Air Conditioning | MW | 49.3193 | 47.8864 | 46.9775 | 44.9506 | 64.7066 | 55.3792 | 61.5314 | 41.7978 | 67.5372 | 57.0057 | 63.2346 | 64.5849 | 75.6667 | 53.2331 | 55.8305 | 59.6064 | 67.7046 | 78.6175 | 67.8953 | 57.213 | 70.5481 | 73.7745 | 75.3081 | 76.9527 | 73.4633 | 72.321 | 73.8892 | 73.3594 | 75.5989 | 77.187 | 77.3057 | 77.5297 | 77.9407 | 78.5277 | 79.1482 | 79.892 | 80.7034 | 81.7882 | 83.0759 | 84.4587 | 85.9769 | 87.577 | 89.3558 | 91.2243 | 93.0374 | 94.8889 | 96.9028 | 98.9372 | 101.0725 | 103.2986
Northwest | University | Peak | March | Other Non-Substitutables | MW | 119.7012 | 122.1793 | 127.6822 | 128.3224 | 130.6005 | 129.3839 | 137.3069 | 143.161 | 139.9211 | 146.3066 | 152.6294 | 145.3357 | 138.6833 | 153.465 | 154.756 | 155.4422 | 163.9962 | 144.235 | 146.6686 | 141.8004 | 172.04 | 185.4452 | 198.1721 | 196.6638 | 187.3259 | 191.1328 | 185.8915 | 186.531 | 192.6686 | 197.1734 | 196.9582 | 196.8311 | 197.122 | 197.7777 | 198.2622 | 198.8918 | 199.4583 | 200.5678 | 202.0287 | 203.5293 | 205.1919 | 206.8774 | 208.7333 | 210.6223 | 212.2632 | 213.7415 | 215.4697 | 217.055 | 218.6922 | 220.3683
Northwest | University | Peak | April | Space Heating | MW | 15.4973 | 14.9806 | 16.5267 | 17.5407 | 17.3728 | 17.2307 | 16.3764 | 20.4254 | 17.9522 | 18.2316 | 19.6407 | 19.1766 | 17.2784 | 21.1971 | 21.8175 | 22.1785 | 21.9452 | 19.1528 | 19.2534 | 21.1347 | 22.1616 | 22.6365 | 26.0296 | 23.6718 | 23.2184 | 22.7016 | 21.6288 | 21.6711 | 22.2494 | 22.5896 | 22.4518 | 22.3162 | 22.2161 | 22.1469 | 22.1047 | 22.0745 | 22.0373 | 22.0534 | 22.1044 | 22.1597 | 22.2296 | 22.3005 | 22.3871 | 22.4773 | 22.5433 | 22.5925 | 22.6673 | 22.7299 | 22.7982 | 22.8695
Northwest | University | Peak | April | Water Heating | MW | 16.4989 | 16.7663 | 17.5138 | 17.6562 | 17.9093 | 17.8258 | 18.7913 | 19.9217 | 19.313 | 20.2825 | 19.5676 | 20.5929 | 19.0769 | 22.0795 | 22.2122 | 22.8743 | 22.3972 | 21.3669 | 21.0073 | 22.1324 | 22.4764 | 24.2602 | 28.1245 | 24.0731 | 26.2938 | 24.9133 | 22.9674 | 23.0541 | 23.8181 | 23.9278 | 23.56 | 23.2244 | 22.9538 | 22.7414 | 22.5595 | 22.4102 | 22.2708 | 22.2029 | 22.1856 | 22.1857 | 22.2151 | 22.2585 | 22.3306 | 22.4161 | 22.4847 | 22.5454 | 22.6393 | 22.7254 | 22.8235 | 22.931
Northwest | University | Peak | April | Other Substitutables | MW | 2.4645 | 2.561 | 2.6849 | 2.689 | 2.7191 | 2.7079 | 2.8545 | 2.9753 | 2.8963 | 3.0304 | 2.9361 | 3.084 | 2.8419 | 3.291 | 3.3039 | 3.4175 | 3.3117 | 3.1234 | 3.067 | 3.2128 | 3.435 | 3.685 | 3.9787 | 3.464 | 3.5618 | 3.4819 | 3.3976 | 3.422 | 3.5485 | 3.6372 | 3.6463 | 3.6113 | 3.5771 | 3.5548 | 3.5263 | 3.505 | 3.4866 | 3.4824 | 3.4889 | 3.4996 | 3.5152 | 3.5327 | 3.5534 | 3.5768 | 3.5976 | 3.6145 | 3.6384 | 3.6613 | 3.686 | 3.7104
Northwest | University | Peak | April | Refrigeration | MW | 14.328 | 14.5602 | 15.2093 | 15.3331 | 15.5528 | 15.4803 | 16.3188 | 17.3004 | 16.7718 | 17.6137 | 16.9929 | 17.8833 | 16.5667 | 19.1743 | 19.2895 | 19.8645 | 19.4502 | 18.5555 | 18.2432 | 19.2203 | 19.5757 | 21.0748 | 24.3256 | 20.8287 | 22.7737 | 21.5329 | 19.9775 | 19.3932 | 19.4187 | 19.267 | 18.7534 | 18.0259 | 17.3521 | 16.7522 | 16.195 | 15.6926 | 15.2308 | 14.8368 | 14.4981 | 14.1959 | 13.9338 | 13.7023 | 13.5065 | 13.337 | 13.1774 | 13.0304 | 12.9149 | 12.8093 | 12.7223 | 12.6515
Northwest | University | Peak | April | Lighting | MW | 49.772 | 50.4742 | 52.6825 | 53.0751 | 53.8366 | 53.5475 | 56.4854 | 59.7823 | 57.8686 | 60.7613 | 58.6461 | 61.5973 | 57.0868 | 66.0339 | 66.4563 | 68.3394 | 66.9376 | 60.1794 | 59.2677 | 62.5307 | 72.5353 | 72.8804 | 68.8385 | 79.9693 | 63.8579 | 60.9479 | 64.9127 | 65.5999 | 68.1701 | 69.9797 | 70.2247 | 70.436 | 70.7583 | 71.1751 | 71.47 | 71.7966 | 72.0685 | 72.5036 | 73.0369 | 73.5613 | 74.1465 | 74.7481 | 75.4077 | 76.072 | 76.6572 | 77.1918 | 77.8035 | 78.3482 | 78.9067 | 79.4937
Northwest | University | Peak | April | Air Conditioning | MW | 49.6374 | 48.0112 | 46.9678 | 45.1051 | 64.8596 | 55.7134 | 61.588 | 42.47 | 68.0865 | 57.7069 | 59.197 | 66.8023 | 75.9651 | 55.8818 | 58.4402 | 63.9139 | 67.4972 | 85.0347 | 71.0457 | 65.1615 | 68.2358 | 74.1279 | 82.2869 | 70.8267 | 73.8082 | 73.5316 | 69.7837 | 69.2831 | 71.3975 | 72.8964 | 73.007 | 73.2172 | 73.6044 | 74.1586 | 74.7441 | 75.4455 | 76.2099 | 77.231 | 78.4421 | 79.742 | 81.1699 | 82.6758 | 84.3501 | 86.1088 | 87.8161 | 89.5604 | 91.4571 | 93.3723 | 95.3823 | 97.4792
Northwest | University | Peak | April | Other Non-Substitutables | MW | 97.2489 | 98.8549 | 103.2109 | 104.1074 | 105.584 | 105.0802 | 110.7493 | 117.4471 | 113.8417 | 119.5589 | 115.366 | 121.3605 | 112.4584 | 130.1535 | 130.9547 | 134.8165 | 132.0255 | 125.9353 | 123.8472 | 130.4554 | 134.4485 | 150.5613 | 174.9165 | 146.2373 | 151.9642 | 157.0456 | 141.9074 | 142.3992 | 147.0878 | 150.5293 | 150.3651 | 150.2684 | 150.4924 | 150.9964 | 151.3687 | 151.8508 | 152.2824 | 153.1252 | 154.2335 | 155.3701 | 156.6312 | 157.9113 | 159.3213 | 160.756 | 162.0034 | 163.128 | 164.442 | 165.6455 | 166.8882 | 168.1627
Northwest | University | Peak | May | Space Heating | MW | 11.4764 | 11.0076 | 12.2158 | 13.0563 | 12.8118 | 12.784 | 11.9577 | 15.3514 | 13.1829 | 13.5289 | 16.5415 | 14.8748 | 13.1538 | 16.8638 | 17.5506 | 16.9477 | 18.9941 | 14.6489 | 14.6658 | 16.7265 | 18.3868 | 17.3664 | 19.1691 | 18.6693 | 18.5399 | 17.126 | 16.7909 | 16.8269 | 17.2765 | 17.541 | 17.4336 | 17.3279 | 17.2501 | 17.1965 | 17.1646 | 17.1414 | 17.1117 | 17.1214 | 17.1565 | 17.194 | 17.243 | 17.2935 | 17.3564 | 17.4219 | 17.4692 | 17.5047 | 17.5589 | 17.6032 | 17.6516 | 17.7036
Northwest | University | Peak | May | Water Heating | MW | 15.6364 | 15.7702 | 16.5644 | 16.8341 | 16.8921 | 16.937 | 17.567 | 19.1918 | 18.1608 | 19.2794 | 21.0753 | 20.4565 | 18.6033 | 22.4825 | 22.8672 | 22.3724 | 24.8342 | 20.9204 | 20.4966 | 22.4369 | 23.8627 | 23.8382 | 26.5769 | 24.3259 | 26.9355 | 24.1198 | 22.8338 | 22.9221 | 23.6832 | 23.7931 | 23.4275 | 23.0939 | 22.8255 | 22.6152 | 22.4354 | 22.2873 | 22.1478 | 22.0771 | 22.0547 | 22.0483 | 22.0715 | 22.1095 | 22.1764 | 22.2562 | 22.3202 | 22.3778 | 22.467 | 22.5478 | 22.6402 | 22.7435
Northwest | University | Peak | May | Other Substitutables | MW | 2.0525 | 2.117 | 2.2328 | 2.2546 | 2.253 | 2.2634 | 2.3453 | 2.5351 | 2.402 | 2.5477 | 2.7996 | 2.7084 | 2.451 | 2.9637 | 3.0115 | 2.9573 | 3.2522 | 2.7084 | 2.6521 | 2.8912 | 3.2117 | 3.1846 | 3.3315 | 3.0928 | 3.237 | 2.9778 | 2.9616 | 2.9836 | 3.0946 | 3.1725 | 3.1807 | 3.1505 | 3.1211 | 3.1022 | 3.0776 | 3.0592 | 3.043 | 3.0388 | 3.0436 | 3.0517 | 3.0642 | 3.0786 | 3.0957 | 3.1151 | 3.1325 | 3.1467 | 3.1668 | 3.1858 | 3.2064 | 3.227
Northwest | University | Peak | May | Refrigeration | MW | 13.3103 | 13.4243 | 14.1003 | 14.3298 | 14.3792 | 14.4175 | 14.9537 | 16.3369 | 15.4592 | 16.4114 | 17.9402 | 17.4134 | 15.8359 | 19.138 | 19.4655 | 19.0443 | 21.1398 | 17.8083 | 17.4475 | 19.0992 | 20.3716 | 20.2985 | 22.533 | 20.6313 | 22.8679 | 20.4334 | 19.4689 | 18.9009 | 18.9268 | 18.7799 | 18.2796 | 17.5709 | 16.9146 | 16.3307 | 15.7882 | 15.2986 | 14.8481 | 14.4626 | 14.1299 | 13.8322 | 13.5738 | 13.3456 | 13.1524 | 12.9847 | 12.8271 | 12.6824 | 12.5678 | 12.4625 | 12.3752 | 12.3045
Northwest | University | Peak | May | Lighting | MW | 46.455 | 46.7536 | 49.0687 | 49.8331 | 50.0053 | 50.1093 | 52.0166 | 56.7384 | 53.5978 | 56.905 | 62.2475 | 60.2919 | 54.8406 | 66.2376 | 67.3965 | 65.8534 | 73.1308 | 58.3607 | 57.2592 | 62.6873 | 76.3328 | 70.9129 | 64.163 | 80.0212 | 64.5154 | 58.2112 | 63.7952 | 64.4901 | 67.0342 | 68.829 | 69.0823 | 69.3014 | 69.6302 | 70.0523 | 70.3529 | 70.6822 | 70.9541 | 71.3809 | 71.8992 | 72.4052 | 72.9716 | 73.556 | 74.1983 | 74.8438 | 75.4134 | 75.9364 | 76.532 | 77.0595 | 77.5998 | 78.1718
Northwest | University | Peak | May | Air Conditioning | MW | 46.343 | 44.5263 | 43.4804 | 42.1374 | 60.4687 | 52.1435 | 56.9486 | 40.2831 | 63.1264 | 54.0622 | 62.7602 | 65.4486 | 73.0559 | 55.8605 | 58.9168 | 61.1733 | 73.5261 | 81.946 | 68.2213 | 64.8405 | 70.9331 | 71.3675 | 76.5773 | 70.4026 | 74.6014 | 70.1191 | 68.0247 | 67.5283 | 69.593 | 71.0575 | 71.1672 | 71.374 | 71.7549 | 72.2998 | 72.8747 | 73.5602 | 74.3034 | 75.2892 | 76.4528 | 77.6981 | 79.0687 | 80.518 | 82.1329 | 83.8279 | 85.4752 | 87.1644 | 88.9965 | 90.8428 | 92.78 | 94.8079
Northwest | University | Peak | May | Other Non-Substitutables | MW | 97.6871 | 98.552 | 103.4675 | 105.2067 | 105.5565 | 105.8236 | 109.74 | 119.9248 | 113.4623 | 120.4538 | 131.6989 | 127.7794 | 116.2376 | 140.4692 | 142.8932 | 139.7579 | 155.1624 | 130.6904 | 128.0761 | 140.1739 | 151.2358 | 156.8693 | 175.4268 | 156.737 | 164.9907 | 161.2931 | 149.6465 | 150.1767 | 155.1287 | 158.7634 | 158.5902 | 158.4881 | 158.7283 | 159.2671 | 159.6647 | 160.1723 | 160.6175 | 161.4789 | 162.6046 | 163.7511 | 165.0317 | 166.3398 | 167.7877 | 169.2586 | 170.5398 | 171.7027 | 173.0555 | 174.2857 | 175.5556 | 176.871
Northwest | University | Peak | June | Space Heating | MW | 1.4909 | 1.4252 | 1.5972 | 1.7244 | 1.6308 | 1.6565 | 1.5204 | 2.0527 | 1.6606 | 1.7473 | 1.95 | 1.7071 | 1.5987 | 2.0778 | 2.285 | 2.0549 | 2.3561 | 1.883 | 1.9871 | 2.1284 | 2.3492 | 2.0221 | 2.456 | 2.1028 | 2.1646 | 2.0135 | 1.9854 | 1.9897 | 2.0429 | 2.0742 | 2.0615 | 2.0489 | 2.0397 | 2.0334 | 2.0298 | 2.0272 | 2.0236 | 2.0246 | 2.0285 | 2.0325 | 2.0379 | 2.0436 | 2.0507 | 2.058 | 2.0634 | 2.0673 | 2.0735 | 2.0784 | 2.0837 | 2.0896
Northwest | University | Peak | June | Water Heating | MW | 16.7854 | 16.87 | 17.8937 | 18.3851 | 17.7525 | 18.1429 | 18.4442 | 21.2257 | 18.9083 | 20.5788 | 20.4973 | 19.4018 | 18.6943 | 22.8818 | 24.5869 | 22.4153 | 25.4649 | 22.2217 | 22.9465 | 23.6029 | 25.1976 | 22.9314 | 28.1532 | 22.6626 | 25.9732 | 23.4383 | 22.3186 | 22.4074 | 23.1536 | 23.2623 | 22.905 | 22.579 | 22.3175 | 22.1137 | 21.9397 | 21.796 | 21.6598 | 21.5891 | 21.5643 | 21.5544 | 21.5736 | 21.608 | 21.6705 | 21.7454 | 21.8058 | 21.8604 | 21.9454 | 22.0214 | 22.1086 | 22.2074
Northwest | University | Peak | June | Other Substitutables | MW | 2.4737 | 2.5373 | 2.7073 | 2.7585 | 2.6541 | 2.7222 | 2.7616 | 3.1524 | 2.8071 | 3.0601 | 3.0663 | 2.8896 | 2.7715 | 3.3958 | 3.6456 | 3.3355 | 3.753 | 3.2452 | 3.3515 | 3.4376 | 3.8033 | 3.4317 | 3.9766 | 3.2429 | 3.5294 | 3.2701 | 3.2547 | 3.2797 | 3.4023 | 3.4885 | 3.4978 | 3.4649 | 3.4329 | 3.4127 | 3.386 | 3.3659 | 3.348 | 3.3429 | 3.3474 | 3.3553 | 3.3681 | 3.3831 | 3.4011 | 3.4217 | 3.4401 | 3.4553 | 3.4767 | 3.4969 | 3.5186 | 3.5406
Northwest | University | Peak | June | Refrigeration | MW | 13.9654 | 14.0359 | 14.8875 | 15.2964 | 14.77 | 15.0949 | 15.3456 | 17.6598 | 15.7317 | 17.1216 | 17.0538 | 16.1423 | 15.5537 | 19.0377 | 20.4563 | 18.6495 | 21.1868 | 18.4884 | 19.0915 | 19.6376 | 21.0249 | 19.0851 | 23.3282 | 18.785 | 21.5528 | 19.4085 | 18.5988 | 18.0577 | 18.0838 | 17.9445 | 17.467 | 16.7901 | 16.1638 | 15.6069 | 15.0893 | 14.6222 | 14.1917 | 13.8227 | 13.5035 | 13.2173 | 12.9689 | 12.7495 | 12.5635 | 12.4018 | 12.2502 | 12.1112 | 12.0006 | 11.8987 | 11.8137 | 11.7452
Northwest | University | Peak | June | Lighting | MW | 48.307 | 48.4466 | 51.3412 | 52.7048 | 50.9115 | 52.0069 | 52.9378 | 60.8009 | 54.0574 | 58.861 | 58.6758 | 55.4149 | 53.3966 | 65.325 | 70.1977 | 63.9068 | 72.6506 | 60.3231 | 62.3816 | 64.1393 | 78.5573 | 66.3602 | 65.861 | 72.5619 | 60.2472 | 54.7802 | 60.5929 | 61.2701 | 63.7032 | 65.4227 | 65.6727 | 65.8896 | 66.2129 | 66.6267 | 66.9228 | 67.2446 | 67.5085 | 67.9157 | 68.4067 | 68.8836 | 69.4185 | 69.9721 | 70.5794 | 71.1892 | 71.7293 | 72.2255 | 72.7894 | 73.2867 | 73.7955 | 74.3362
Northwest | University | Peak | June | Air Conditioning | MW | 97.2971 | 93.2006 | 91.2507 | 89.5968 | 124.6313 | 109.2148 | 117.1511 | 87.0972 | 128.7411 | 112.9221 | 119.2917 | 121.5766 | 143.9003 | 110.8354 | 123.1228 | 119.0277 | 147.0744 | 170.0241 | 149.0405 | 132.892 | 145.6351 | 133.559 | 158.3093 | 127.9114 | 140.5702 | 132.9292 | 129.3732 | 128.4303 | 132.35 | 135.1266 | 135.3221 | 135.7029 | 136.4193 | 137.4521 | 138.5396 | 139.8352 | 141.2339 | 143.0831 | 145.261 | 147.5877 | 150.1537 | 152.873 | 155.9048 | 159.0863 | 162.1841 | 165.3649 | 168.8117 | 172.2798 | 175.9182 | 179.735
Northwest | University | Peak | June | Other Non-Substitutables | MW | 87.8145 | 88.2812 | 93.5978 | 96.217 | 92.8964 | 94.9261 | 96.4874 | 111.0687 | 98.9222 | 107.6642 | 107.2584 | 101.4854 | 97.8133 | 119.7171 | 128.6556 | 117.2568 | 133.2324 | 116.2462 | 120.0698 | 123.4809 | 133.6903 | 126.4788 | 155.7688 | 122.3444 | 133.2236 | 131.4632 | 122.4855 | 122.9311 | 126.9958 | 129.9799 | 129.8387 | 129.7561 | 129.9597 | 130.413 | 130.7471 | 131.1684 | 131.5312 | 132.2246 | 133.1263 | 134.0392 | 135.0643 | 136.1167 | 137.2821 | 138.465 | 139.4995 | 140.4404 | 141.5327 | 142.5204 | 143.539 | 144.6011
Northwest | University | Peak | July | Space Heating | MW | 0 | 0 | 0 | 0 | 0 | 0 | 0 | 0 | 0 | 0 | 0 | 0 | 0 | 0 | 0 | 0 | 0 | 0 | 0 | 0 | 0 | 0 | 0 | 0 | 0 | 0 | 0 | 0 | 0 | 0 | 0 | 0 | 0 | 0 | 0 | 0 | 0 | 0 | 0 | 0 | 0 | 0 | 0 | 0 | 0 | 0 | 0 | 0 | 0 | 0
Northwest | University | Peak | July | Water Heating | MW | 16.3209 | 16.5379 | 17.6452 | 18.2165 | 17.1503 | 17.6236 | 17.8907 | 21.3009 | 18.0871 | 20.1445 | 21.1279 | 19.0792 | 19.6213 | 22.8292 | 23.7702 | 20.8095 | 24.1055 | 21.9851 | 22.6334 | 24.8152 | 24.7137 | 24.5739 | 26.9054 | 25.5219 | 27.562 | 24.6541 | 24.2281 | 24.3271 | 25.1393 | 25.2585 | 24.8704 | 24.5165 | 24.2335 | 24.0139 | 23.8265 | 23.6718 | 23.524 | 23.446 | 23.4167 | 23.4026 | 23.4206 | 23.4557 | 23.5209 | 23.5992 | 23.663 | 23.7208 | 23.811 | 23.891 | 23.9828 | 24.088
Northwest | University | Peak | July | Other Substitutables | MW | 2.4402 | 2.525 | 2.7123 | 2.7708 | 2.6024 | 2.6853 | 2.7193 | 3.211 | 2.7195 | 3.0404 | 3.2071 | 2.8832 | 2.9483 | 3.4396 | 3.5724 | 3.1385 | 3.5987 | 3.2554 | 3.355 | 3.6663 | 3.7685 | 3.7142 | 3.8643 | 3.7086 | 3.8172 | 3.5031 | 3.5863 | 3.6145 | 3.7502 | 3.8457 | 3.8562 | 3.8202 | 3.7853 | 3.7636 | 3.7344 | 3.7124 | 3.6927 | 3.6866 | 3.6908 | 3.6986 | 3.7119 | 3.7278 | 3.7469 | 3.7687 | 3.7885 | 3.8048 | 3.8279 | 3.8494 | 3.8726 | 3.8962
Northwest | University | Peak | July | Refrigeration | MW | 13.4936 | 13.6731 | 14.5885 | 15.0609 | 14.1794 | 14.5707 | 14.7915 | 17.611 | 14.9539 | 16.6549 | 17.4679 | 15.7741 | 16.2223 | 18.8745 | 19.6526 | 17.2047 | 19.9297 | 18.1767 | 18.7126 | 20.5165 | 20.493 | 20.3237 | 22.1517 | 21.0182 | 22.7262 | 20.2865 | 20.0633 | 19.481 | 19.5105 | 19.3613 | 18.8464 | 18.1164 | 17.4413 | 16.8414 | 16.2838 | 15.7804 | 15.3161 | 14.9174 | 14.5719 | 14.2617 | 13.9923 | 13.7545 | 13.5526 | 13.3768 | 13.2123 | 13.0617 | 12.9414 | 12.8302 | 12.7373 | 12.6624
Northwest | University | Peak | July | Lighting | MW | 49.5131 | 50.0511 | 53.3468 | 55.008 | 51.8395 | 53.243 | 54.1325 | 64.2845 | 54.4816 | 60.7138 | 63.7272 | 57.4139 | 59.0574 | 68.6705 | 71.4885 | 62.4906 | 72.4538 | 63.162 | 65.0746 | 71.2985 | 81.7605 | 75.2697 | 66.331 | 86.6022 | 67.3477 | 60.7046 | 69.4888 | 70.2808 | 73.0854 | 75.0698 | 75.3639 | 75.6196 | 75.9998 | 76.4859 | 76.8346 | 77.2117 | 77.519 | 77.987 | 78.5484 | 79.0914 | 79.7016 | 80.3347 | 81.0277 | 81.723 | 82.3412 | 82.909 | 83.5535 | 84.1197 | 84.6985 | 85.3157
Northwest | University | Peak | July | Air Conditioning | MW | 90.18 | 87.0776 | 85.525 | 84.484 | 114.9194 | 101.1379 | 108.2333 | 83.2173 | 117.5582 | 105.3888 | 117.1863 | 114.0772 | 144.4674 | 105.2569 | 113.1203 | 104.9472 | 132.5836 | 160.5135 | 139.9995 | 132.9566 | 135.5601 | 135.9356 | 144.1333 | 137.1048 | 142.306 | 133.1856 | 133.4372 | 132.4712 | 136.5033 | 139.3548 | 139.5399 | 139.9167 | 140.644 | 141.7017 | 142.8139 | 144.1387 | 145.5643 | 147.4447 | 149.6565 | 152.0163 | 154.6235 | 157.3919 | 160.4784 | 163.7175 | 166.8774 | 170.1243 | 173.641 | 177.1753 | 180.8824 | 184.7781
Northwest | University | Peak | July | Other Non-Substitutables | MW | 85.582 | 86.7428 | 92.5116 | 95.5547 | 89.9535 | 92.4224 | 93.8098 | 111.7206 | 94.8444 | 105.6348 | 110.8128 | 100.0283 | 102.9011 | 119.7175 | 124.6692 | 109.1075 | 126.4116 | 115.274 | 118.7052 | 130.1228 | 131.4708 | 136.0038 | 149.3575 | 138.1488 | 141.6447 | 138.8212 | 133.3393 | 133.8378 | 138.274 | 141.5314 | 141.3785 | 141.2898 | 141.5184 | 142.0239 | 142.3961 | 142.8608 | 143.255 | 143.9998 | 144.9642 | 145.9356 | 147.0313 | 148.1608 | 149.4109 | 150.6791 | 151.7925 | 152.8062 | 153.9815 | 155.039 | 156.1288 | 157.2713
Northwest | University | Peak | August | Space Heating | MW | 0 | 0 | 0 | 0 | 0 | 0 | 0 | 0 | 0 | 0 | 0 | 0 | 0 | 0 | 0 | 0 | 0 | 0 | 0 | 0 | 0 | 0 | 0 | 0 | 0 | 0 | 0 | 0 | 0 | 0 | 0 | 0 | 0 | 0 | 0 | 0 | 0 | 0 | 0 | 0 | 0 | 0 | 0 | 0 | 0 | 0 | 0 | 0 | 0 | 0
Northwest | University | Peak | August | Water Heating | MW | 14.1116 | 14.315 | 15.2841 | 15.7807 | 14.8054 | 15.2098 | 15.4584 | 18.4492 | 15.5774 | 17.3934 | 18.2992 | 17.2711 | 16.8062 | 20.0823 | 20.4516 | 18.5054 | 20.9902 | 18.0916 | 20.1824 | 21.7338 | 19.6176 | 20.365 | 24.1027 | 21.2252 | 24.7251 | 22.5246 | 21.9172 | 22.0069 | 22.7417 | 22.8495 | 22.4984 | 22.1781 | 21.9221 | 21.7235 | 21.554 | 21.4142 | 21.2807 | 21.2105 | 21.1844 | 21.1722 | 21.189 | 21.2212 | 21.2804 | 21.3516 | 21.4097 | 21.4621 | 21.544 | 21.6167 | 21.7 | 21.7954
Northwest | University | Peak | August | Other Substitutables | MW | 2.3519 | 2.4365 | 2.619 | 2.6752 | 2.5039 | 2.5828 | 2.6188 | 3.0998 | 2.6099 | 2.926 | 3.0964 | 2.9086 | 2.8135 | 3.3713 | 3.4254 | 3.1103 | 3.4933 | 2.9855 | 3.3339 | 3.5783 | 3.3322 | 3.4306 | 3.8567 | 3.4369 | 3.8147 | 3.5649 | 3.6159 | 3.6443 | 3.7811 | 3.8774 | 3.888 | 3.8516 | 3.8165 | 3.7945 | 3.765 | 3.7429 | 3.723 | 3.7169 | 3.7213 | 3.7293 | 3.7428 | 3.7588 | 3.7782 | 3.8003 | 3.8203 | 3.8368 | 3.8601 | 3.8818 | 3.9053 | 3.9292
Northwest | University | Peak | August | Refrigeration | MW | 12.7618 | 12.9457 | 13.8221 | 14.2712 | 13.3892 | 13.755 | 13.9797 | 16.6845 | 14.0874 | 15.7297 | 16.5488 | 15.6191 | 15.1986 | 18.1614 | 18.4953 | 16.7353 | 18.9824 | 16.3611 | 18.2519 | 19.655 | 17.7943 | 18.4232 | 21.7051 | 19.1189 | 22.2994 | 20.2724 | 19.853 | 19.2769 | 19.3061 | 19.1584 | 18.649 | 17.9265 | 17.2585 | 16.665 | 16.1133 | 15.6153 | 15.1559 | 14.7615 | 14.4199 | 14.1132 | 13.8469 | 13.6119 | 13.4123 | 13.2384 | 13.0759 | 12.9269 | 12.8081 | 12.6982 | 12.6064 | 12.5324
Northwest | University | Peak | August | Lighting | MW | 44.9875 | 45.5249 | 48.5543 | 50.0704 | 47.0232 | 48.2817 | 49.1497 | 58.5045 | 49.303 | 55.0844 | 57.9999 | 54.6134 | 53.1507 | 63.4715 | 64.6312 | 58.3945 | 66.2971 | 54.615 | 60.969 | 65.6156 | 68.218 | 65.5566 | 62.4156 | 75.7022 | 63.4566 | 58.2571 | 66.0436 | 66.7949 | 69.4587 | 71.3429 | 71.6205 | 71.8619 | 72.2219 | 72.683 | 73.0135 | 73.3712 | 73.6628 | 74.1073 | 74.6411 | 75.1577 | 75.7381 | 76.3402 | 76.9985 | 77.6593 | 78.2472 | 78.7864 | 79.399 | 79.9375 | 80.4878 | 81.0743
Northwest | University | Peak | August | Air Conditioning | MW | 91.4107 | 88.3578 | 86.8413 | 85.8257 | 116.2904 | 102.3187 | 109.5783 | 84.4905 | 118.7009 | 106.6626 | 118.9716 | 121.0612 | 145.0976 | 108.5529 | 114.0998 | 109.4162 | 135.3298 | 154.8487 | 146.304 | 136.4951 | 126.1459 | 132.0339 | 151.26 | 133.5919 | 149.5493 | 142.5357 | 141.4891 | 140.4718 | 144.7418 | 147.7598 | 147.9501 | 148.3436 | 149.1093 | 150.2257 | 151.3997 | 152.7996 | 154.3067 | 156.2967 | 158.6393 | 161.1396 | 163.902 | 166.835 | 170.1031 | 173.5334 | 176.881 | 180.3181 | 184.0428 | 187.7869 | 191.7139 | 195.8395
Northwest | University | Peak | August | Other Non-Substitutables | MW | 76.5652 | 77.6889 | 82.9137 | 85.6503 | 80.3495 | 82.5323 | 83.8689 | 100.1219 | 84.5189 | 94.374 | 99.3075 | 93.6915 | 91.1962 | 108.9675 | 110.9861 | 100.3942 | 113.8946 | 98.1512 | 109.5241 | 117.9205 | 108.013 | 116.6614 | 138.4448 | 118.8744 | 131.4533 | 131.242 | 124.8468 | 125.3156 | 129.4702 | 132.5208 | 132.3779 | 132.2951 | 132.5098 | 132.9841 | 133.3333 | 133.7695 | 134.1399 | 134.8392 | 135.7451 | 136.6582 | 137.6874 | 138.7478 | 139.9198 | 141.109 | 142.1539 | 143.1037 | 144.2058 | 145.198 | 146.2204 | 147.2912
Northwest | University | Peak | September | Space Heating | MW | 3.9653 | 3.8061 | 4.2339 | 4.5555 | 4.3653 | 4.3999 | 4.0872 | 5.4072 | 4.4797 | 4.655 | 5.4877 | 4.7771 | 4.801 | 5.6555 | 5.7827 | 5.3171 | 5.9879 | 5.4154 | 5.1602 | 5.8202 | 6.1549 | 5.7896 | 6.2972 | 6.3809 | 6.1488 | 6.41 | 5.9105 | 5.9225 | 6.0808 | 6.1738 | 6.1358 | 6.0985 | 6.0711 | 6.0522 | 6.0411 | 6.033 | 6.0227 | 6.0264 | 6.0391 | 6.0527 | 6.0704 | 6.0885 | 6.111 | 6.1343 | 6.1513 | 6.164 | 6.1834 | 6.1992 | 6.2166 | 6.2351
Northwest | University | Peak | September | Water Heating | MW | 14.426 | 14.5544 | 15.3263 | 15.68 | 15.3621 | 15.5617 | 16.0195 | 18.0413 | 16.4746 | 17.7046 | 18.66 | 17.5363 | 18.1272 | 20.126 | 20.1108 | 18.7334 | 20.8974 | 20.6438 | 19.2401 | 20.8388 | 21.3383 | 21.2046 | 23.2726 | 22.1911 | 23.8008 | 24.0666 | 21.454 | 21.5372 | 22.2528 | 22.3563 | 22.0128 | 21.6995 | 21.4475 | 21.2504 | 21.0818 | 20.9431 | 20.8126 | 20.747 | 20.7271 | 20.7224 | 20.7455 | 20.7825 | 20.8464 | 20.9224 | 20.9836 | 21.0383 | 21.123 | 21.1999 | 21.2877 | 21.3855
Northwest | University | Peak | September | Other Substitutables | MW | 2.2973 | 2.3673 | 2.5037 | 2.5419 | 2.4836 | 2.5217 | 2.5931 | 2.8906 | 2.641 | 2.8397 | 3.0091 | 2.8173 | 2.8961 | 3.2191 | 3.2119 | 3.0051 | 3.3244 | 3.2486 | 3.028 | 3.2646 | 3.4827 | 3.4318 | 3.5366 | 3.4184 | 3.463 | 3.6059 | 3.3808 | 3.4059 | 3.5326 | 3.6215 | 3.6308 | 3.5963 | 3.5627 | 3.5411 | 3.513 | 3.492 | 3.4735 | 3.4688 | 3.4744 | 3.4838 | 3.4983 | 3.5148 | 3.5344 | 3.5567 | 3.5767 | 3.593 | 3.616 | 3.6379 | 3.6614 | 3.685
Northwest | University | Peak | September | Refrigeration | MW | 13.6462 | 13.7676 | 14.4978 | 14.8324 | 14.5317 | 14.7205 | 15.1536 | 17.0661 | 15.5841 | 16.7476 | 17.6514 | 16.5884 | 17.1474 | 19.0381 | 19.0238 | 17.7207 | 19.7678 | 19.5279 | 18.2001 | 19.7123 | 20.2422 | 20.0648 | 21.9274 | 20.9141 | 22.455 | 22.6592 | 20.3266 | 19.7336 | 19.7609 | 19.6077 | 19.0854 | 18.3455 | 17.6604 | 17.051 | 16.4847 | 15.9739 | 15.5037 | 15.1017 | 14.755 | 14.445 | 14.1759 | 13.9383 | 13.7372 | 13.5626 | 13.3986 | 13.248 | 13.1288 | 13.0195 | 12.9288 | 12.8554
Northwest | University | Peak | September | Lighting | MW | 49.5787 | 49.9212 | 52.5206 | 53.6893 | 52.6208 | 53.2712 | 54.898 | 61.7117 | 56.2566 | 60.4756 | 63.7855 | 59.8118 | 61.8345 | 68.6164 | 68.585 | 63.8234 | 71.2356 | 66.6876 | 62.2338 | 67.4217 | 79.1538 | 72.9995 | 64.9414 | 84.4444 | 65.8874 | 67.1197 | 69.3245 | 70.0794 | 72.8445 | 74.7952 | 75.0697 | 75.3071 | 75.6647 | 76.1247 | 76.4521 | 76.8111 | 77.1077 | 77.5735 | 78.1398 | 78.6931 | 79.3122 | 79.9507 | 80.651 | 81.3551 | 81.9771 | 82.5469 | 83.1966 | 83.7723 | 84.3621 | 84.9852
Northwest | University | Peak | September | Air Conditioning | MW | 82.0423 | 78.8373 | 77.1102 | 75.3038 | 105.5204 | 91.9041 | 99.5521 | 72.6316 | 109.9243 | 95.2019 | 106.5687 | 107.6279 | 136.6403 | 95.9278 | 99.3285 | 98.1623 | 118.6696 | 155.1145 | 122.7117 | 115.4535 | 121.6047 | 121.7479 | 128.4678 | 123.0765 | 126.2272 | 134.0522 | 122.5816 | 121.6949 | 125.409 | 128.0411 | 128.2309 | 128.5958 | 129.2755 | 130.2517 | 131.2813 | 132.5115 | 133.8457 | 135.619 | 137.7151 | 139.9599 | 142.4304 | 145.0421 | 147.9497 | 151.0025 | 153.9704 | 157.01 | 160.3096 | 163.6356 | 167.1256 | 170.7762
Northwest | University | Peak | September | Other Non-Substitutables | MW | 93.567 | 94.4264 | 99.3889 | 101.7355 | 99.6608 | 100.943 | 103.8943 | 117.0394 | 106.8577 | 114.8385 | 121.0578 | 113.7212 | 117.5876 | 130.5472 | 130.4672 | 121.4936 | 135.5505 | 133.8864 | 124.8156 | 135.1604 | 140.3274 | 144.8359 | 159.5262 | 148.4449 | 151.364 | 167.1575 | 145.8823 | 146.3998 | 151.2308 | 154.7771 | 154.6087 | 154.5098 | 154.7466 | 155.2761 | 155.6668 | 156.166 | 156.6043 | 157.4513 | 158.559 | 159.6879 | 160.9478 | 162.2336 | 163.6536 | 165.0968 | 166.3551 | 167.4944 | 168.8214 | 170.0292 | 171.2757 | 172.5641
Northwest | University | Peak | October | Space Heating | MW | 14.2718 | 13.8097 | 15.2535 | 16.1657 | 16.0141 | 15.8546 | 15.1035 | 18.6354 | 16.4178 | 16.6381 | 17.7472 | 16.1837 | 15.0987 | 17.7184 | 18.5694 | 17.4575 | 21.434 | 17.0265 | 16.6004 | 17.2771 | 23.5287 | 20.8619 | 22.0353 | 21.9613 | 20.4384 | 20.5567 | 19.8802 | 19.9178 | 20.4484 | 20.7602 | 20.6326 | 20.5071 | 20.4143 | 20.3498 | 20.311 | 20.2834 | 20.2495 | 20.2649 | 20.3128 | 20.3647 | 20.43 | 20.4961 | 20.5767 | 20.6607 | 20.7222 | 20.7681 | 20.8377 | 20.8961 | 20.9599 | 21.0261
Northwest | University | Peak | October | Water Heating | MW | 16.7461 | 17.036 | 17.8188 | 17.9352 | 18.1984 | 18.0784 | 19.0974 | 20.0306 | 19.4667 | 20.3952 | 19.4801 | 19.1501 | 18.3726 | 20.3406 | 20.833 | 19.8448 | 24.1018 | 20.9313 | 19.9574 | 19.936 | 26.34 | 24.6531 | 26.2365 | 24.6243 | 25.5205 | 24.8829 | 23.2877 | 23.3752 | 24.1499 | 24.2612 | 23.8884 | 23.5483 | 23.274 | 23.0586 | 22.8741 | 22.7228 | 22.5817 | 22.5134 | 22.4966 | 22.4977 | 22.5285 | 22.5733 | 22.6474 | 22.735 | 22.8053 | 22.8674 | 22.9632 | 23.0514 | 23.1517 | 23.2613
Northwest | University | Peak | October | Other Substitutables | MW | 3.137 | 3.2626 | 3.425 | 3.4246 | 3.4637 | 3.4423 | 3.6387 | 3.7461 | 3.6571 | 3.8147 | 3.6577 | 3.5893 | 3.4248 | 3.792 | 3.8764 | 3.7077 | 4.4562 | 3.8261 | 3.6424 | 3.6165 | 5.062 | 4.701 | 4.6548 | 4.4429 | 4.3263 | 4.3543 | 4.3193 | 4.3502 | 4.511 | 4.6236 | 4.6351 | 4.5906 | 4.5469 | 4.5185 | 4.4822 | 4.4551 | 4.4317 | 4.4264 | 4.435 | 4.4487 | 4.4688 | 4.4912 | 4.5176 | 4.5475 | 4.5741 | 4.5957 | 4.6262 | 4.6555 | 4.687 | 4.7181
Northwest | University | Peak | October | Refrigeration | MW | 15.6995 | 15.9713 | 16.7051 | 16.8143 | 17.061 | 16.9485 | 17.9038 | 18.7787 | 18.25 | 19.1205 | 18.2626 | 17.9532 | 17.2244 | 19.0694 | 19.5309 | 18.6045 | 22.5954 | 19.6231 | 18.7101 | 18.69 | 24.7633 | 23.1194 | 24.5002 | 23.0027 | 23.8636 | 23.2204 | 21.8663 | 21.2265 | 21.2543 | 21.0882 | 20.526 | 19.7298 | 18.9922 | 18.3355 | 17.7257 | 17.1758 | 16.6704 | 16.2395 | 15.8692 | 15.5389 | 15.2526 | 14.9996 | 14.7858 | 14.6008 | 14.4265 | 14.2659 | 14.1398 | 14.0247 | 13.9299 | 13.8528
Northwest | University | Peak | October | Lighting | MW | 64.0806 | 65.0503 | 67.9838 | 68.3832 | 69.3834 | 68.8785 | 72.817 | 76.237 | 73.9792 | 77.4918 | 74.0472 | 72.6532 | 69.7297 | 77.1473 | 79.0483 | 75.1714 | 91.3334 | 74.6725 | 71.3201 | 71.3753 | 107.9139 | 93.9043 | 81.3627 | 103.631 | 78.5406 | 77.1323 | 83.385 | 84.2661 | 87.5677 | 89.8922 | 90.2071 | 90.4786 | 90.8926 | 91.4279 | 91.8068 | 92.2266 | 92.5766 | 93.1373 | 93.8251 | 94.5018 | 95.2566 | 96.0322 | 96.8826 | 97.7389 | 98.4932 | 99.1819 | 99.9701 | 100.6725 | 101.3927 | 102.1489
Northwest | University | Peak | October | Air Conditioning | MW | 57.6662 | 55.8315 | 54.7435 | 52.4993 | 75.4105 | 64.6769 | 71.5624 | 48.8781 | 78.5626 | 66.4246 | 67.4686 | 71.131 | 83.8206 | 58.9528 | 62.7881 | 63.5543 | 83.1522 | 95.3462 | 77.215 | 67.2009 | 91.5445 | 86.2467 | 87.8361 | 82.9224 | 81.9758 | 84.1059 | 81.0428 | 80.4606 | 82.917 | 84.6588 | 84.7884 | 85.0334 | 85.4841 | 86.1285 | 86.8093 | 87.6251 | 88.5146 | 89.7036 | 91.1145 | 92.6292 | 94.2927 | 96.0464 | 97.996 | 100.044 | 102.0315 | 104.0614 | 106.2691 | 108.4989 | 110.8391 | 113.2792
Northwest | University | Peak | October | Other Non-Substitutables | MW | 131.8653 | 134.1888 | 140.2839 | 141.2787 | 143.3302 | 142.37 | 150.3641 | 157.7595 | 153.2962 | 160.6107 | 153.4324 | 150.7706 | 144.6916 | 160.1834 | 164.0847 | 156.2532 | 189.802 | 164.8123 | 157.1832 | 156.9848 | 210.3037 | 204.2243 | 218.055 | 199.889 | 197.1113 | 209.5406 | 192.0674 | 192.7274 | 199.0729 | 203.7305 | 203.5083 | 203.3772 | 203.6804 | 204.3624 | 204.8661 | 205.5196 | 206.1061 | 207.253 | 208.7623 | 210.3114 | 212.0288 | 213.7709 | 215.6893 | 217.6416 | 219.3383 | 220.8671 | 222.6539 | 224.292 | 225.9834 | 227.7157
Northwest | University | Peak | November | Space Heating | MW | 19.5012 | 18.8981 | 20.8882 | 22.1337 | 21.9181 | 21.6946 | 20.7011 | 25.5672 | 22.5348 | 22.8139 | 24.9745 | 21.9414 | 20.5512 | 24.4666 | 28.368 | 26.2175 | 28.0414 | 24.1807 | 25.7632 | 27.9341 | 31.9493 | 28.9439 | 28.1451 | 27.4 | 33.7083 | 27.0632 | 26.5034 | 26.5549 | 27.2626 | 27.6784 | 27.5089 | 27.342 | 27.2185 | 27.1327 | 27.0807 | 27.0436 | 26.998 | 27.0181 | 27.0813 | 27.1498 | 27.2363 | 27.3238 | 27.4308 | 27.5423 | 27.6237 | 27.6846 | 27.7769 | 27.8544 | 27.9389 | 28.027
Northwest | University | Peak | November | Water Heating | MW | 14.8086 | 15.0876 | 15.7915 | 15.8923 | 16.1203 | 16.009 | 16.9399 | 17.7862 | 17.2949 | 18.1017 | 17.7472 | 16.8043 | 16.1862 | 18.1791 | 20.602 | 19.2888 | 20.4107 | 19.2427 | 20.0467 | 20.8644 | 23.1157 | 22.1289 | 21.6956 | 19.8723 | 27.2553 | 21.2058 | 20.0828 | 20.1581 | 20.8259 | 20.9217 | 20.6001 | 20.3068 | 20.0701 | 19.8841 | 19.7248 | 19.594 | 19.4721 | 19.4129 | 19.3981 | 19.3985 | 19.4246 | 19.4629 | 19.5264 | 19.6016 | 19.6619 | 19.7152 | 19.7975 | 19.8733 | 19.9594 | 20.0538
Northwest | University | Peak | November | Other Substitutables | MW | 2.5693 | 2.6769 | 2.8117 | 2.8109 | 2.8427 | 2.824 | 2.9914 | 3.0854 | 3.015 | 3.1408 | 3.0927 | 2.9216 | 2.7984 | 3.1436 | 3.558 | 3.3473 | 3.5077 | 3.2664 | 3.398 | 3.5149 | 4.0926 | 3.8904 | 3.5506 | 3.3078 | 4.2684 | 3.4263 | 3.4372 | 3.4618 | 3.5897 | 3.6793 | 3.6885 | 3.6531 | 3.6183 | 3.5957 | 3.5668 | 3.5452 | 3.5266 | 3.5224 | 3.5292 | 3.5401 | 3.556 | 3.5738 | 3.5948 | 3.6186 | 3.6397 | 3.6569 | 3.6812 | 3.7045 | 3.7296 | 3.7543
Northwest | University | Peak | November | Refrigeration | MW | 16.2731 | 16.5798 | 17.3533 | 17.4641 | 17.7146 | 17.5923 | 18.6153 | 19.5453 | 19.0054 | 19.892 | 19.5025 | 18.4663 | 17.787 | 19.977 | 22.6396 | 21.1965 | 22.4294 | 21.1458 | 22.0294 | 22.9279 | 25.4754 | 24.3252 | 23.7464 | 21.7587 | 29.8731 | 23.1948 | 22.104 | 21.4572 | 21.4851 | 21.3171 | 20.7488 | 19.9438 | 19.1981 | 18.5342 | 17.9176 | 17.3616 | 16.8506 | 16.4148 | 16.0402 | 15.7061 | 15.4164 | 15.1603 | 14.944 | 14.7567 | 14.5803 | 14.4179 | 14.2902 | 14.1736 | 14.0776 | 13.9995
Northwest | University | Peak | November | Lighting | MW | 48.8656 | 49.6807 | 51.9555 | 52.253 | 53.0011 | 52.5988 | 55.7029 | 58.3833 | 56.6873 | 59.3195 | 58.1872 | 54.9878 | 52.98 | 59.4655 | 67.4269 | 63.0362 | 66.7295 | 59.2133 | 61.796 | 64.4415 | 81.5188 | 72.6437 | 58.0503 | 72.0991 | 72.3629 | 56.7118 | 62.0067 | 62.6611 | 65.115 | 66.8426 | 67.0765 | 67.2781 | 67.5852 | 67.982 | 68.2629 | 68.574 | 68.8335 | 69.2494 | 69.7596 | 70.2614 | 70.8213 | 71.3965 | 72.0279 | 72.6636 | 73.2232 | 73.7346 | 74.3197 | 74.841 | 75.3756 | 75.9372
Northwest | University | Peak | November | Air Conditioning | MW | 55.7786 | 54.083 | 53.0604 | 50.8878 | 73.043 | 62.6365 | 69.4161 | 47.4859 | 76.3162 | 64.4723 | 67.2151 | 68.253 | 80.7276 | 57.6339 | 67.915 | 67.558 | 77.0083 | 95.8587 | 84.8402 | 76.9233 | 87.9315 | 84.7243 | 79.5321 | 73.2633 | 95.8666 | 78.4699 | 76.4747 | 75.9236 | 78.2432 | 79.8886 | 80.0132 | 80.2466 | 80.6737 | 81.2832 | 81.9272 | 82.6985 | 83.5393 | 84.6625 | 85.9946 | 87.4245 | 88.9947 | 90.6501 | 92.491 | 94.4246 | 96.3007 | 98.2177 | 100.3021 | 102.4071 | 104.6163 | 106.9205
Northwest | University | Peak | November | Other Non-Substitutables | MW | 101.5366 | 103.481 | 108.2543 | 109.0055 | 110.5524 | 109.7785 | 116.1377 | 121.9765 | 118.5912 | 124.1256 | 121.7169 | 115.2018 | 110.996 | 124.6574 | 141.2924 | 132.2458 | 139.9591 | 131.9325 | 137.4796 | 143.0603 | 160.8346 | 159.7149 | 156.9559 | 140.4324 | 183.2923 | 155.4702 | 144.2788 | 144.7742 | 149.5387 | 153.0357 | 152.8685 | 152.7697 | 152.996 | 153.5058 | 153.8824 | 154.3711 | 154.8098 | 155.6686 | 156.7986 | 157.9583 | 159.2443 | 160.5488 | 161.9868 | 163.4499 | 164.7208 | 165.867 | 167.206 | 168.4334 | 169.701 | 171
Northwest | University | Peak | December | Space Heating | MW | 19.6943 | 19.108 | 21.0315 | 22.1998 | 22.181 | 21.8677 | 20.977 | 25.611 | 22.8418 | 23.0407 | 26.152 | 22.8394 | 25.2655 | 25.1544 | 27.62 | 25.3579 | 26.3186 | 23.9728 | 23.9471 | 29.2095 | 28.9527 | 28.2985 | 33.9562 | 35.5884 | 29.3982 | 29.027 | 27.4977 | 27.5514 | 28.2856 | 28.7173 | 28.5422 | 28.3698 | 28.2421 | 28.1532 | 28.0984 | 28.0594 | 28.0121 | 28.0336 | 28.1004 | 28.1732 | 28.2645 | 28.3566 | 28.469 | 28.5861 | 28.6716 | 28.7357 | 28.8326 | 28.9145 | 29.0037 | 29.0962
Northwest | University | Peak | December | Water Heating | MW | 22.6444 | 23.1 | 24.0781 | 24.1312 | 24.7079 | 24.4315 | 25.9962 | 26.9692 | 26.5392 | 27.6781 | 28.1515 | 26.4874 | 30.1234 | 28.3036 | 30.3742 | 28.2469 | 28.9995 | 28.8811 | 28.2101 | 33.0244 | 31.6862 | 32.7588 | 39.6374 | 39.0575 | 36.005 | 34.4302 | 31.5447 | 31.6619 | 32.7096 | 32.8595 | 32.3543 | 31.8935 | 31.5212 | 31.2282 | 30.9771 | 30.7711 | 30.5796 | 30.4873 | 30.4652 | 30.4676 | 30.5101 | 30.5713 | 30.6723 | 30.7918 | 30.8873 | 30.9717 | 31.102 | 31.2222 | 31.3589 | 31.508
Northwest | University | Peak | December | Other Substitutables | MW | 3.0701 | 3.2049 | 3.3526 | 3.338 | 3.4078 | 3.3692 | 3.5868 | 3.6487 | 3.6092 | 3.7453 | 3.8238 | 3.5937 | 4.0657 | 3.8235 | 4.0907 | 3.819 | 3.8788 | 3.8183 | 3.7237 | 4.3318 | 4.3683 | 4.4884 | 5.044 | 5.063 | 4.3892 | 4.3379 | 4.2187 | 4.2487 | 4.4054 | 4.5152 | 4.5263 | 4.4827 | 4.4399 | 4.4119 | 4.3763 | 4.3498 | 4.327 | 4.322 | 4.3306 | 4.3444 | 4.3644 | 4.3866 | 4.4127 | 4.4423 | 4.4684 | 4.4897 | 4.5198 | 4.5487 | 4.5798 | 4.6105
Northwest | University | Peak | December | Refrigeration | MW | 16.2204 | 16.5468 | 17.2474 | 17.2855 | 17.6986 | 17.5006 | 18.6214 | 19.3183 | 19.0103 | 19.8262 | 20.1653 | 18.9732 | 21.5778 | 20.2742 | 21.7574 | 20.2336 | 20.7727 | 20.6879 | 20.2072 | 23.6558 | 22.7653 | 23.4733 | 28.2756 | 27.8723 | 25.7219 | 24.5458 | 22.6323 | 21.9695 | 21.9975 | 21.825 | 21.2429 | 20.4187 | 19.655 | 18.9747 | 18.3431 | 17.7736 | 17.2503 | 16.8044 | 16.4214 | 16.08 | 15.7839 | 15.5223 | 15.3013 | 15.1101 | 14.9298 | 14.7638 | 14.6334 | 14.5146 | 14.4168 | 14.3372
Northwest | University | Peak | December | Lighting | MW | 65.798 | 66.9791 | 69.7629 | 69.8703 | 71.537 | 70.6865 | 75.2531 | 77.9387 | 76.5851 | 79.8449 | 81.2368 | 76.2899 | 86.8174 | 81.5286 | 87.5204 | 81.2637 | 83.4495 | 78.1508 | 76.4805 | 89.7165 | 98.0743 | 94.4447 | 93.4211 | 124.4437 | 84.1984 | 81.094 | 85.672 | 86.5677 | 89.9493 | 92.3284 | 92.6464 | 92.9202 | 93.3386 | 93.8801 | 94.2627 | 94.6878 | 95.0431 | 95.6164 | 96.3212 | 97.0158 | 97.7901 | 98.5851 | 99.458 | 100.3373 | 101.1103 | 101.8166 | 102.6253 | 103.3468 | 104.0871 | 104.8637
Northwest | University | Peak | December | Air Conditioning | MW | 42.7721 | 41.5141 | 40.6561 | 38.8012 | 56.1009 | 47.9474 | 53.388 | 36.1127 | 58.7287 | 49.4382 | 53.4843 | 53.925 | 75.3069 | 45.0406 | 50.304 | 49.709 | 54.9309 | 72.1971 | 59.9122 | 61.1316 | 60.5622 | 63.0252 | 72.9267 | 72.2737 | 63.5017 | 63.9151 | 60.3266 | 59.8921 | 61.7227 | 63.0216 | 63.1215 | 63.3073 | 63.645 | 64.126 | 64.6346 | 65.2439 | 65.909 | 66.7985 | 67.8541 | 68.9879 | 70.2323 | 71.5432 | 73.0008 | 74.5318 | 76.0166 | 77.533 | 79.1823 | 80.8487 | 82.5978 | 84.4208
Northwest | University | Peak | December | Other Non-Substitutables | MW | 126.2206 | 128.7994 | 134.1844 | 134.5554 | 137.7491 | 136.1953 | 144.8866 | 150.3557 | 147.9388 | 154.2906 | 156.9578 | 147.6176 | 167.9301 | 157.7786 | 169.346 | 157.4366 | 161.657 | 160.9754 | 157.2749 | 184.0804 | 179.4095 | 192.3598 | 232.833 | 224.1912 | 196.7685 | 205.0674 | 184.2769 | 184.9051 | 190.9845 | 195.4464 | 195.2325 | 195.1059 | 195.3913 | 196.036 | 196.5125 | 197.1335 | 197.6944 | 198.7963 | 200.2485 | 201.7415 | 203.3944 | 205.0687 | 206.9137 | 208.7916 | 210.4208 | 211.8891 | 213.6057 | 215.1819 | 216.81 | 218.4755
Northwest | Warehouse | Peak | January | Space Heating | MW | 15.9179 | 16.1075 | 18.041 | 19.7326 | 19.5827 | 19.3728 | 17.8405 | 22.8373 | 20.368 | 20.6406 | 26.0155 | 23.1359 | 21.117 | 23.6679 | 25.8414 | 27.0614 | 26.0473 | 21.1052 | 25.8905 | 26.2764 | 25.4723 | 31.6501 | 33.658 | 29.7342 | 27.9197 | 32.0407 | 29.1405 | 28.815 | 29.0513 | 29.0646 | 28.5205 | 28.0009 | 27.4185 | 26.7871 | 26.7109 | 26.6226 | 26.6038 | 26.6366 | 26.6905 | 26.7514 | 26.827 | 26.8965 | 26.9392 | 27.0041 | 27.071 | 27.1732 | 27.2755 | 27.3698 | 27.4764 | 27.5591
Northwest | Warehouse | Peak | January | Water Heating | MW | 4.1387 | 4.3347 | 4.5991 | 4.7766 | 4.8568 | 4.8279 | 5.029 | 5.3687 | 5.2392 | 5.5844 | 6.3343 | 5.9889 | 5.5673 | 5.9148 | 6.3453 | 6.7228 | 6.4583 | 5.6969 | 6.8873 | 6.6629 | 6.3985 | 7.7404 | 8.2058 | 7.3784 | 7.1741 | 7.7382 | 7.1584 | 7.299 | 7.6541 | 7.9613 | 8.112 | 8.2614 | 8.3777 | 8.4735 | 8.5431 | 8.6017 | 8.6818 | 8.7732 | 8.868 | 8.9577 | 9.0509 | 9.136 | 9.2085 | 9.2845 | 9.3593 | 9.4451 | 9.5259 | 9.6019 | 9.6788 | 9.7448
Northwest | Warehouse | Peak | January | Other Substitutables | MW | 0 | 0 | 0 | 0 | 0 | 0 | 0 | 0 | 0 | 0 | 0 | 0 | 0 | 0 | 0 | 0 | 0 | 0 | 0 | 0 | 0 | 0 | 0 | 0 | 0 | 0 | 0 | 0 | 0 | 0 | 0 | 0 | 0 | 0 | 0 | 0 | 0 | 0 | 0 | 0 | 0 | 0 | 0 | 0 | 0 | 0 | 0 | 0 | 0 | 0
Northwest | Warehouse | Peak | January | Refrigeration | MW | 0.157 | 0.1659 | 0.17 | 0.1686 | 0.1875 | 0.1753 | 0.2055 | 0.171 | 0.201 | 0.1801 | 0.2204 | 0.198 | 0.1848 | 0.1944 | 0.2137 | 0.2242 | 0.233 | 0.1699 | 0.1997 | 0.1866 | 0.1728 | 0.2151 | 0.2504 | 0.2261 | 0.1966 | 0.2225 | 0.1871 | 0.1818 | 0.1835 | 0.1853 | 0.1843 | 0.1793 | 0.1741 | 0.1697 | 0.1647 | 0.1603 | 0.1573 | 0.1552 | 0.1527 | 0.1498 | 0.1483 | 0.1461 | 0.1443 | 0.1434 | 0.1419 | 0.1419 | 0.1416 | 0.1409 | 0.1408 | 0.1402
Northwest | Warehouse | Peak | January | Lighting | MW | 84.4189 | 88.321 | 93.5248 | 96.9637 | 98.9321 | 98.3154 | 102.7452 | 109.2996 | 106.8339 | 113.5663 | 129.2522 | 121.9207 | 113.5119 | 120.6284 | 129.6845 | 137.268 | 132.1942 | 111.3407 | 134.8758 | 130.7585 | 134.6024 | 144.7135 | 148.3488 | 152.3677 | 119.274 | 134.4436 | 134.8637 | 137.6747 | 144.5551 | 150.444 | 153.3051 | 156.0869 | 158.1015 | 159.6745 | 160.7453 | 161.6452 | 162.8955 | 164.3434 | 165.9212 | 167.4615 | 169.0368 | 170.4949 | 171.7189 | 172.9836 | 174.2731 | 175.7159 | 177.0992 | 178.4223 | 179.7583 | 180.9296
Northwest | Warehouse | Peak | January | Air Conditioning | MW | 42.869 | 44.5502 | 47.0412 | 48.3857 | 51.6968 | 50.4875 | 52.722 | 53.992 | 55.4861 | 57.9638 | 66.3204 | 63.2163 | 60.5704 | 60.5664 | 65.1288 | 69.5606 | 67.3489 | 62.5963 | 74.1042 | 70.3138 | 73.3754 | 84.9232 | 79.2371 | 86.8084 | 68.8552 | 74.8645 | 75.5729 | 74.0279 | 75.8336 | 77.221 | 77.2948 | 77.6235 | 77.9773 | 78.3528 | 78.7165 | 79.134 | 79.8461 | 80.7788 | 81.8935 | 83.1092 | 84.4496 | 85.8827 | 87.3117 | 88.8541 | 90.5288 | 92.3563 | 94.2521 | 96.2234 | 98.278 | 100.3316
Northwest | Warehouse | Peak | January | Other Non-Substitutables | MW | 61.3254 | 64.296 | 68.0981 | 70.7616 | 72.0276 | 71.5618 | 74.5337 | 79.5931 | 77.7401 | 82.6756 | 93.8959 | 88.7772 | 82.5723 | 87.6751 | 94.0606 | 99.5747 | 95.7333 | 84.4404 | 102.1074 | 98.8017 | 96.0877 | 119.2822 | 125.498 | 112.324 | 104.1562 | 120.5598 | 109.3257 | 111.1989 | 116.3778 | 121.0943 | 123.0953 | 125.1061 | 126.659 | 127.9413 | 128.8456 | 129.6095 | 130.7415 | 132.0691 | 133.4508 | 134.7556 | 136.1451 | 137.4103 | 138.5019 | 139.6674 | 140.806 | 142.1431 | 143.402 | 144.5838 | 145.7917 | 146.8288
Northwest | Warehouse | Peak | February | Space Heating | MW | 17.1294 | 17.3303 | 19.4195 | 21.2452 | 21.0948 | 20.8638 | 19.1987 | 24.5742 | 21.9366 | 22.211 | 28.2857 | 23.3968 | 20.5865 | 25.9208 | 26.6373 | 29.0001 | 27.0467 | 24.3026 | 24.2031 | 27.1888 | 31.3388 | 32.7311 | 33.0567 | 30.5369 | 30.5172 | 35.1912 | 30.5942 | 30.2518 | 30.501 | 30.5165 | 29.947 | 29.4028 | 28.7922 | 28.1305 | 28.0502 | 27.9573 | 27.9374 | 27.9715 | 28.0279 | 28.0914 | 28.1707 | 28.2432 | 28.2878 | 28.3557 | 28.4256 | 28.5329 | 28.64 | 28.7389 | 28.8506 | 28.9373
Northwest | Warehouse | Peak | February | Water Heating | MW | 4.4537 | 4.6637 | 4.9503 | 5.1428 | 5.2317 | 5.1994 | 5.4121 | 5.777 | 5.6427 | 6.0096 | 6.887 | 6.0566 | 5.4273 | 6.4774 | 6.5407 | 7.2041 | 6.7061 | 6.56 | 6.4385 | 6.8942 | 7.8759 | 8.0087 | 8.0544 | 7.5749 | 7.8407 | 8.4973 | 7.516 | 7.6633 | 8.036 | 8.3585 | 8.5168 | 8.6736 | 8.7956 | 8.896 | 8.969 | 9.0304 | 9.1145 | 9.2104 | 9.3098 | 9.4038 | 9.5015 | 9.5908 | 9.6668 | 9.7465 | 9.8249 | 9.9149 | 9.9997 | 10.0793 | 10.16 | 10.2292
Northwest | Warehouse | Peak | February | Other Substitutables | MW | 0 | 0 | 0 | 0 | 0 | 0 | 0 | 0 | 0 | 0 | 0 | 0 | 0 | 0 | 0 | 0 | 0 | 0 | 0 | 0 | 0 | 0 | 0 | 0 | 0 | 0 | 0 | 0 | 0 | 0 | 0 | 0 | 0 | 0 | 0 | 0 | 0 | 0 | 0 | 0 | 0 | 0 | 0 | 0 | 0 | 0 | 0 | 0 | 0 | 0
Northwest | Warehouse | Peak | February | Refrigeration | MW | 0.1623 | 0.1714 | 0.1757 | 0.1743 | 0.194 | 0.1814 | 0.2126 | 0.1776 | 0.2089 | 0.1866 | 0.23 | 0.1922 | 0.1728 | 0.2043 | 0.212 | 0.2313 | 0.2332 | 0.1872 | 0.1787 | 0.185 | 0.2055 | 0.2161 | 0.239 | 0.2263 | 0.2085 | 0.2369 | 0.1903 | 0.1849 | 0.1866 | 0.1884 | 0.1875 | 0.1823 | 0.1771 | 0.1726 | 0.1675 | 0.163 | 0.16 | 0.1578 | 0.1553 | 0.1524 | 0.1508 | 0.1485 | 0.1468 | 0.1459 | 0.1443 | 0.1443 | 0.144 | 0.1433 | 0.1432 | 0.1426
Northwest | Warehouse | Peak | February | Lighting | MW | 74.4415 | 77.8735 | 82.4942 | 85.5561 | 87.3314 | 86.7704 | 90.6238 | 96.4027 | 94.3153 | 100.1734 | 115.1991 | 101.0694 | 90.6883 | 108.2619 | 109.576 | 120.5995 | 112.5437 | 105.132 | 103.3849 | 110.9327 | 135.8271 | 122.8697 | 119.5779 | 128.232 | 107.0263 | 121.1313 | 116.1115 | 118.5264 | 124.4485 | 129.5181 | 131.9822 | 134.3764 | 136.1077 | 137.4604 | 138.3804 | 139.1541 | 140.2291 | 141.4738 | 142.8304 | 144.1543 | 145.5092 | 146.7622 | 147.8142 | 148.9013 | 150.0093 | 151.2501 | 152.4392 | 153.5762 | 154.7247 | 155.7316
Northwest | Warehouse | Peak | February | Air Conditioning | MW | 46.1378 | 47.9385 | 50.6397 | 52.1009 | 55.6955 | 54.3781 | 56.7449 | 58.088 | 59.7495 | 62.3751 | 72.117 | 63.9414 | 59.0587 | 66.3378 | 67.1322 | 74.5381 | 69.9248 | 72.0997 | 69.2943 | 72.7705 | 90.4066 | 87.8613 | 77.6333 | 89.1253 | 75.1701 | 82.138 | 79.3223 | 77.6997 | 79.5916 | 81.0448 | 81.1196 | 81.4615 | 81.8288 | 82.2196 | 82.5981 | 83.0334 | 83.7776 | 84.7531 | 85.9196 | 87.192 | 88.5955 | 90.0959 | 91.5922 | 93.2076 | 94.9616 | 96.8761 | 98.8622 | 100.9274 | 103.0801 | 105.2319
Northwest | Warehouse | Peak | February | Other Non-Substitutables | MW | 61.9907 | 64.9803 | 68.8536 | 71.5654 | 72.8816 | 72.3943 | 75.3475 | 80.4524 | 78.6498 | 83.5737 | 95.8965 | 84.3354 | 75.6142 | 90.1923 | 91.0766 | 100.2338 | 93.3766 | 91.336 | 89.6639 | 96.0317 | 111.125 | 115.9292 | 115.6337 | 108.2789 | 106.8879 | 124.3046 | 107.8305 | 109.6732 | 114.7797 | 119.4316 | 121.4064 | 123.3891 | 124.9179 | 126.1814 | 127.0716 | 127.8239 | 128.9394 | 130.2477 | 131.6089 | 132.8937 | 134.2633 | 135.5089 | 136.584 | 137.7325 | 138.8533 | 140.1714 | 141.4117 | 142.5756 | 143.7656 | 144.7872
Northwest | Warehouse | Peak | March | Space Heating | MW | 14.6462 | 14.8076 | 16.5918 | 18.1726 | 18.0086 | 17.84 | 16.4014 | 21.0586 | 18.7635 | 19.0027 | 22.2511 | 20.4928 | 19.7021 | 23.3797 | 24.0669 | 24.1391 | 25.1186 | 20.2852 | 20.9424 | 21.6357 | 26.2903 | 27.9709 | 29.1144 | 29.1365 | 27.7567 | 28.6398 | 28.295 | 27.9786 | 28.2117 | 28.2287 | 27.7047 | 27.2042 | 26.6417 | 26.032 | 25.9576 | 25.8716 | 25.853 | 25.8844 | 25.9363 | 25.995 | 26.0683 | 26.1352 | 26.1764 | 26.239 | 26.3034 | 26.4024 | 26.5013 | 26.5925 | 26.6957 | 26.7757
Northwest | Warehouse | Peak | March | Water Heating | MW | 3.8081 | 3.9848 | 4.2295 | 4.399 | 4.4663 | 4.4458 | 4.6236 | 4.9505 | 4.8264 | 5.1414 | 5.4178 | 5.3048 | 5.1941 | 5.8425 | 5.9095 | 5.9966 | 6.2281 | 5.4756 | 5.571 | 5.4861 | 6.6065 | 6.8419 | 7.0932 | 7.2269 | 7.1319 | 6.9132 | 6.9503 | 7.0862 | 7.4308 | 7.729 | 7.8753 | 8.0203 | 8.1329 | 8.2256 | 8.293 | 8.3497 | 8.4273 | 8.5158 | 8.6076 | 8.6944 | 8.7847 | 8.867 | 8.9372 | 9.0108 | 9.0831 | 9.1662 | 9.2444 | 9.3179 | 9.3923 | 9.4562
Northwest | Warehouse | Peak | March | Other Substitutables | MW | 0 | 0 | 0 | 0 | 0 | 0 | 0 | 0 | 0 | 0 | 0 | 0 | 0 | 0 | 0 | 0 | 0 | 0 | 0 | 0 | 0 | 0 | 0 | 0 | 0 | 0 | 0 | 0 | 0 | 0 | 0 | 0 | 0 | 0 | 0 | 0 | 0 | 0 | 0 | 0 | 0 | 0 | 0 | 0 | 0 | 0 | 0 | 0 | 0 | 0
Northwest | Warehouse | Peak | March | Refrigeration | MW | 0.1616 | 0.1706 | 0.175 | 0.1739 | 0.193 | 0.1809 | 0.2115 | 0.1774 | 0.2079 | 0.1863 | 0.2112 | 0.1967 | 0.1933 | 0.2152 | 0.2232 | 0.2239 | 0.2518 | 0.1827 | 0.1808 | 0.1721 | 0.2014 | 0.2147 | 0.2449 | 0.2508 | 0.221 | 0.2246 | 0.205 | 0.1992 | 0.2011 | 0.203 | 0.202 | 0.1965 | 0.1908 | 0.1859 | 0.1805 | 0.1756 | 0.1724 | 0.1701 | 0.1674 | 0.1642 | 0.1625 | 0.16 | 0.1581 | 0.1572 | 0.1555 | 0.1555 | 0.1552 | 0.1544 | 0.1542 | 0.1536
Northwest | Warehouse | Peak | March | Lighting | MW | 83.9525 | 87.7637 | 92.9679 | 96.5269 | 98.344 | 97.8646 | 102.1108 | 108.953 | 106.3948 | 113.0339 | 119.5189 | 116.7478 | 114.4721 | 128.8001 | 130.5691 | 132.3952 | 137.8487 | 115.7291 | 117.9797 | 116.4221 | 150.275 | 138.515 | 138.9807 | 161.4145 | 128.5487 | 130.1619 | 141.7287 | 144.6702 | 151.898 | 158.086 | 161.0943 | 164.0165 | 166.1266 | 167.7752 | 168.8962 | 169.8395 | 171.149 | 172.6651 | 174.3185 | 175.9325 | 177.5841 | 179.1109 | 180.3924 | 181.7165 | 183.0659 | 184.577 | 186.0253 | 187.41 | 188.8088 | 190.0353
Northwest | Warehouse | Peak | March | Air Conditioning | MW | 39.455 | 40.9657 | 43.2703 | 44.5678 | 47.5512 | 46.4996 | 48.4853 | 49.7799 | 51.1146 | 53.3651 | 56.7322 | 55.9997 | 56.5138 | 59.833 | 60.6599 | 62.056 | 64.9562 | 60.1749 | 59.9506 | 57.9029 | 75.833 | 75.0793 | 68.3608 | 85.094 | 68.3482 | 66.7857 | 73.3539 | 71.8525 | 73.5978 | 74.9373 | 75.0026 | 75.3146 | 75.6495 | 76.0064 | 76.3522 | 76.751 | 77.4349 | 78.3324 | 79.4065 | 80.5789 | 81.8724 | 83.2552 | 84.6344 | 86.1236 | 87.7408 | 89.5063 | 91.338 | 93.2427 | 95.2284 | 97.2134
Northwest | Warehouse | Peak | March | Other Non-Substitutables | MW | 72.9008 | 76.363 | 80.9109 | 84.1937 | 85.575 | 85.1395 | 88.5329 | 94.8214 | 92.5245 | 98.3409 | 103.7584 | 101.5954 | 99.5285 | 111.8894 | 113.1771 | 114.7514 | 119.2746 | 104.8554 | 106.707 | 105.1041 | 128.2106 | 136.2019 | 140.0506 | 142.0664 | 133.7189 | 139.0485 | 137.1327 | 139.4697 | 145.962 | 151.8767 | 154.3877 | 156.908 | 158.8487 | 160.4524 | 161.5821 | 162.5371 | 163.9528 | 165.6131 | 167.3414 | 168.9733 | 170.7125 | 172.2937 | 173.6583 | 175.1159 | 176.5383 | 178.211 | 179.7853 | 181.2623 | 182.7727 | 184.0693
Northwest | Warehouse | Peak | April | Space Heating | MW | 13.8413 | 13.919 | 15.5824 | 17.1218 | 16.8967 | 16.7964 | 15.3629 | 20.0018 | 17.6988 | 17.9638 | 19.4541 | 19.8078 | 18.483 | 22.9149 | 23.5577 | 24.1782 | 23.3537 | 20.4485 | 20.3986 | 22.9587 | 23.6796 | 26.1794 | 29.6016 | 24.9462 | 25.9124 | 27.0629 | 24.8708 | 24.5935 | 24.7993 | 24.815 | 24.355 | 23.9158 | 23.422 | 22.8866 | 22.8214 | 22.746 | 22.7295 | 22.7566 | 22.8021 | 22.8539 | 22.9181 | 22.9769 | 23.013 | 23.0676 | 23.1242 | 23.2106 | 23.2971 | 23.3771 | 23.4674 | 23.5376
Northwest | Warehouse | Peak | April | Water Heating | MW | 3.5989 | 3.7455 | 3.9716 | 4.1447 | 4.1899 | 4.1859 | 4.3326 | 4.7024 | 4.5519 | 4.861 | 4.7372 | 5.1276 | 4.8721 | 5.7256 | 5.7838 | 6.0054 | 5.7913 | 5.5194 | 5.4269 | 5.8216 | 5.9522 | 6.4049 | 7.2102 | 6.1866 | 6.6581 | 6.5305 | 6.1089 | 6.2284 | 6.5312 | 6.7932 | 6.9217 | 7.0491 | 7.1479 | 7.2293 | 7.2885 | 7.3384 | 7.4064 | 7.4839 | 7.5645 | 7.6408 | 7.72 | 7.7924 | 7.854 | 7.9184 | 7.982 | 8.0547 | 8.1233 | 8.1878 | 8.253 | 8.3091
Northwest | Warehouse | Peak | April | Other Substitutables | MW | 0 | 0 | 0 | 0 | 0 | 0 | 0 | 0 | 0 | 0 | 0 | 0 | 0 | 0 | 0 | 0 | 0 | 0 | 0 | 0 | 0 | 0 | 0 | 0 | 0 | 0 | 0 | 0 | 0 | 0 | 0 | 0 | 0 | 0 | 0 | 0 | 0 | 0 | 0 | 0 | 0 | 0 | 0 | 0 | 0 | 0 | 0 | 0 | 0 | 0
Northwest | Warehouse | Peak | April | Refrigeration | MW | 0.1494 | 0.1565 | 0.1606 | 0.1608 | 0.1773 | 0.1679 | 0.1931 | 0.1686 | 0.1928 | 0.1764 | 0.1851 | 0.1907 | 0.1829 | 0.2122 | 0.2187 | 0.2198 | 0.2299 | 0.182 | 0.1745 | 0.1831 | 0.1819 | 0.2014 | 0.25 | 0.2159 | 0.2083 | 0.2143 | 0.1802 | 0.1751 | 0.1767 | 0.1784 | 0.1775 | 0.1727 | 0.1677 | 0.1634 | 0.1587 | 0.1544 | 0.1516 | 0.1495 | 0.1471 | 0.1443 | 0.1428 | 0.1407 | 0.139 | 0.1382 | 0.1366 | 0.1367 | 0.1364 | 0.1357 | 0.1356 | 0.135
Northwest | Warehouse | Peak | April | Lighting | MW | 70.8322 | 73.6631 | 77.961 | 81.2247 | 82.3994 | 82.3088 | 85.4457 | 92.4614 | 89.6343 | 95.4887 | 93.3754 | 100.8246 | 95.9424 | 112.7979 | 114.1805 | 118.5085 | 114.5578 | 104.3862 | 102.8416 | 110.5031 | 121.1353 | 115.9889 | 126.3676 | 123.6014 | 107.4111 | 110.0639 | 111.4726 | 113.789 | 119.4775 | 124.3467 | 126.7145 | 129.0156 | 130.6762 | 131.9734 | 132.8568 | 133.6004 | 134.6296 | 135.8201 | 137.1202 | 138.3908 | 139.689 | 140.8902 | 141.8977 | 142.9371 | 143.9982 | 145.1838 | 146.3208 | 147.4088 | 148.5071 | 149.471
Northwest | Warehouse | Peak | April | Air Conditioning | MW | 37.3941 | 38.626 | 40.7432 | 42.092 | 44.7339 | 43.8807 | 45.601 | 47.3445 | 48.3259 | 50.5161 | 49.664 | 54.189 | 53.0452 | 58.6848 | 59.4354 | 62.2864 | 60.5482 | 60.7546 | 58.4917 | 61.4991 | 68.4113 | 70.3546 | 69.5125 | 72.9302 | 63.8087 | 63.0802 | 64.5321 | 63.2107 | 64.7442 | 65.9202 | 65.9754 | 66.2479 | 66.5403 | 66.852 | 67.1545 | 67.5037 | 68.1029 | 68.8896 | 69.8322 | 70.8616 | 71.9971 | 73.2114 | 74.4225 | 75.7298 | 77.1503 | 78.7002 | 80.3086 | 81.9816 | 83.7256 | 85.4693
Northwest | Warehouse | Peak | April | Other Non-Substitutables | MW | 61.9192 | 64.5069 | 68.2844 | 71.2946 | 72.147 | 72.0435 | 74.5607 | 80.9484 | 78.4259 | 83.5634 | 81.5361 | 88.2582 | 83.9058 | 98.5468 | 99.5531 | 103.2836 | 99.6769 | 94.9914 | 93.4194 | 100.2367 | 103.771 | 114.5547 | 127.9814 | 109.3116 | 112.2346 | 118.0438 | 108.2915 | 110.1367 | 115.2627 | 119.9302 | 121.9094 | 123.8984 | 125.429 | 126.693 | 127.5846 | 128.3384 | 129.4528 | 130.7591 | 132.1216 | 133.41 | 134.7804 | 136.0282 | 137.1039 | 138.2512 | 139.3733 | 140.6892 | 141.9287 | 143.093 | 144.2825 | 145.3049
Northwest | Warehouse | Peak | May | Space Heating | MW | 12.7127 | 12.6951 | 14.3005 | 15.8202 | 15.4821 | 15.4461 | 13.8853 | 18.5042 | 16.068 | 16.397 | 20.1008 | 18.9099 | 17.3455 | 22.4598 | 23.3335 | 22.7382 | 24.8641 | 19.245 | 19.1021 | 22.3165 | 24.2189 | 24.8566 | 27.0342 | 24.3972 | 25.6816 | 25.38 | 23.9995 | 23.7361 | 23.9316 | 23.9411 | 23.4906 | 23.0622 | 22.5819 | 22.0603 | 21.9994 | 21.9283 | 21.9121 | 21.9375 | 21.9818 | 22.0334 | 22.0949 | 22.1529 | 22.1881 | 22.2399 | 22.2953 | 22.3769 | 22.4594 | 22.5365 | 22.6228 | 22.6905
Northwest | Warehouse | Peak | May | Water Heating | MW | 3.3058 | 3.4163 | 3.6434 | 3.8307 | 3.8373 | 3.8505 | 3.9177 | 4.3532 | 4.1324 | 4.4383 | 4.8907 | 4.8959 | 4.5731 | 5.6099 | 5.7257 | 5.6456 | 6.1668 | 5.193 | 5.0824 | 5.6586 | 6.0895 | 6.0813 | 6.5804 | 6.0489 | 6.5987 | 6.1229 | 5.8943 | 6.011 | 6.3035 | 6.5558 | 6.679 | 6.8019 | 6.8977 | 6.9763 | 7.0339 | 7.0823 | 7.1477 | 7.222 | 7.2997 | 7.3739 | 7.4501 | 7.5203 | 7.5799 | 7.6417 | 7.7034 | 7.7729 | 7.8388 | 7.9011 | 7.9639 | 8.0181
Northwest | Warehouse | Peak | May | Other Substitutables | MW | 0 | 0 | 0 | 0 | 0 | 0 | 0 | 0 | 0 | 0 | 0 | 0 | 0 | 0 | 0 | 0 | 0 | 0 | 0 | 0 | 0 | 0 | 0 | 0 | 0 | 0 | 0 | 0 | 0 | 0 | 0 | 0 | 0 | 0 | 0 | 0 | 0 | 0 | 0 | 0 | 0 | 0 | 0 | 0 | 0 | 0 | 0 | 0 | 0 | 0
Northwest | Warehouse | Peak | May | Refrigeration | MW | 0.1179 | 0.1215 | 0.1251 | 0.1272 | 0.139 | 0.1343 | 0.1494 | 0.1434 | 0.1556 | 0.1482 | 0.1752 | 0.1673 | 0.16 | 0.1923 | 0.2 | 0.187 | 0.2233 | 0.1558 | 0.1497 | 0.1676 | 0.1711 | 0.1735 | 0.2082 | 0.1947 | 0.1905 | 0.1845 | 0.1564 | 0.152 | 0.1534 | 0.1549 | 0.1541 | 0.1499 | 0.1455 | 0.1418 | 0.1377 | 0.134 | 0.1315 | 0.1297 | 0.1277 | 0.1253 | 0.124 | 0.1221 | 0.1206 | 0.1199 | 0.1186 | 0.1186 | 0.1184 | 0.1178 | 0.1177 | 0.1172
Northwest | Warehouse | Peak | May | Lighting | MW | 53.6212 | 55.3708 | 58.948 | 61.8837 | 62.1974 | 62.4316 | 63.7225 | 70.6489 | 67.128 | 71.9785 | 79.6172 | 79.4917 | 74.3335 | 91.2253 | 93.3023 | 91.9801 | 100.724 | 81.3769 | 79.7938 | 88.9227 | 102.6093 | 91.1064 | 95.2866 | 99.9198 | 87.8122 | 85.1039 | 88.8661 | 90.7431 | 95.2961 | 99.1871 | 101.078 | 102.9244 | 104.263 | 105.3063 | 106.0237 | 106.6269 | 107.4513 | 108.4019 | 109.4451 | 110.4698 | 111.508 | 112.4756 | 113.285 | 114.1143 | 114.9686 | 115.9113 | 116.8187 | 117.6909 | 118.568 | 119.3409
Northwest | Warehouse | Peak | May | Air Conditioning | MW | 34.6824 | 35.6089 | 37.7505 | 39.2689 | 41.3882 | 40.7277 | 41.7074 | 44.0726 | 44.2176 | 46.3757 | 51.5666 | 52.0342 | 50.0238 | 57.7871 | 59.1274 | 58.887 | 64.8558 | 57.442 | 55.0338 | 59.9732 | 70.3905 | 67.1569 | 63.6624 | 71.6528 | 63.4801 | 59.3902 | 62.573 | 61.2929 | 62.7874 | 63.933 | 63.99 | 64.2608 | 64.5525 | 64.8612 | 65.1624 | 65.5078 | 66.0938 | 66.861 | 67.7815 | 68.7881 | 69.8945 | 71.0803 | 72.2615 | 73.5339 | 74.9194 | 76.426 | 77.9908 | 79.6202 | 81.3169 | 83.0147
Northwest | Warehouse | Peak | May | Other Non-Substitutables | MW | 45.5374 | 47.1096 | 50.1644 | 52.7659 | 52.9056 | 53.0649 | 53.9901 | 60.0037 | 57.01 | 61.0936 | 67.4026 | 67.4804 | 63.0636 | 77.3168 | 78.9149 | 77.7496 | 84.9872 | 71.565 | 70.0533 | 78.0172 | 84.834 | 86.9478 | 93.7189 | 85.6859 | 89.3681 | 88.8364 | 83.5484 | 84.9909 | 88.9488 | 92.5406 | 94.0526 | 95.5858 | 96.7714 | 97.7449 | 98.4389 | 99.0239 | 99.8776 | 100.8763 | 101.9265 | 102.9277 | 103.9801 | 104.9486 | 105.7796 | 106.6581 | 107.5288 | 108.5332 | 109.4841 | 110.3833 | 111.2972 | 112.0871
Northwest | Warehouse | Peak | June | Space Heating | MW | 12.8406 | 12.8134 | 14.5724 | 16.3567 | 15.3536 | 15.5641 | 13.6772 | 19.2339 | 15.7972 | 16.4413 | 18.3669 | 16.8728 | 16.408 | 21.514 | 23.6885 | 21.5415 | 24.061 | 19.2749 | 20.0916 | 22.0663 | 24.1873 | 22.679 | 27.1189 | 21.5217 | 23.4191 | 23.3259 | 22.1923 | 21.9506 | 22.1354 | 22.1475 | 21.7338 | 21.3413 | 20.8995 | 20.4196 | 20.3639 | 20.2987 | 20.2828 | 20.3046 | 20.345 | 20.3929 | 20.4489 | 20.5023 | 20.5343 | 20.5806 | 20.6314 | 20.7049 | 20.7797 | 20.8501 | 20.9285 | 20.9905
Northwest | Warehouse | Peak | June | Water Heating | MW | 3.3391 | 3.4488 | 3.7116 | 3.962 | 3.8045 | 3.8814 | 3.8581 | 4.5283 | 4.0635 | 4.4506 | 4.4634 | 4.3691 | 4.328 | 5.3723 | 5.8088 | 5.346 | 5.968 | 5.1995 | 5.3445 | 5.595 | 6.0826 | 5.5451 | 6.5954 | 5.3336 | 6.0178 | 5.6198 | 5.4501 | 5.5577 | 5.8281 | 6.061 | 6.1743 | 6.2879 | 6.376 | 6.4482 | 6.5013 | 6.546 | 6.6058 | 6.6737 | 6.7451 | 6.8136 | 6.8835 | 6.9481 | 7.0028 | 7.0593 | 7.116 | 7.1794 | 7.2396 | 7.2968 | 7.3542 | 7.404
Northwest | Warehouse | Peak | June | Other Substitutables | MW | 0 | 0 | 0 | 0 | 0 | 0 | 0 | 0 | 0 | 0 | 0 | 0 | 0 | 0 | 0 | 0 | 0 | 0 | 0 | 0 | 0 | 0 | 0 | 0 | 0 | 0 | 0 | 0 | 0 | 0 | 0 | 0 | 0 | 0 | 0 | 0 | 0 | 0 | 0 | 0 | 0 | 0 | 0 | 0 | 0 | 0 | 0 | 0 | 0 | 0
Northwest | Warehouse | Peak | June | Refrigeration | MW | 0.1161 | 0.1187 | 0.1213 | 0.1253 | 0.1338 | 0.1322 | 0.1436 | 0.1519 | 0.1505 | 0.1528 | 0.1629 | 0.1532 | 0.1569 | 0.1873 | 0.2031 | 0.1753 | 0.2177 | 0.1615 | 0.1645 | 0.175 | 0.1773 | 0.164 | 0.2201 | 0.1823 | 0.186 | 0.1795 | 0.1505 | 0.1462 | 0.1476 | 0.149 | 0.1483 | 0.1442 | 0.1401 | 0.1365 | 0.1325 | 0.129 | 0.1266 | 0.1248 | 0.1229 | 0.1206 | 0.1193 | 0.1175 | 0.1161 | 0.1154 | 0.1141 | 0.1142 | 0.1139 | 0.1134 | 0.1132 | 0.1128
Northwest | Warehouse | Peak | June | Lighting | MW | 56.1448 | 57.9377 | 62.2432 | 66.3163 | 63.9347 | 65.2715 | 65.1339 | 76.2418 | 68.4445 | 74.9098 | 75.4313 | 73.6256 | 72.9955 | 90.6583 | 98.178 | 90.3216 | 101.1156 | 84.7726 | 87.3315 | 91.4765 | 106.49 | 86.3469 | 99.2622 | 91.4449 | 83.3209 | 81.2875 | 85.4255 | 87.2342 | 91.6203 | 95.3668 | 97.1899 | 98.9722 | 100.2591 | 101.2626 | 101.9557 | 102.5398 | 103.329 | 104.2357 | 105.2365 | 106.2231 | 107.2179 | 108.147 | 108.9226 | 109.713 | 110.5318 | 111.4286 | 112.2937 | 113.1274 | 113.9638 | 114.7036
Northwest | Warehouse | Peak | June | Air Conditioning | MW | 35.2963 | 36.2423 | 38.7734 | 40.9493 | 41.3599 | 41.3607 | 41.4138 | 46.0977 | 43.8081 | 46.7398 | 47.3197 | 46.6807 | 47.569 | 55.6395 | 60.3465 | 56.0962 | 63.1378 | 57.7265 | 58.0566 | 59.4682 | 70.7096 | 61.4943 | 63.8729 | 63.4675 | 57.9062 | 54.5119 | 58.0326 | 56.8429 | 58.2202 | 59.2727 | 59.3161 | 59.5585 | 59.8184 | 60.095 | 60.366 | 60.679 | 61.2121 | 61.9117 | 62.755 | 63.6796 | 64.695 | 65.7849 | 66.8703 | 68.0386 | 69.3133 | 70.6973 | 72.136 | 73.6355 | 75.1965 | 76.7602
Northwest | Warehouse | Peak | June | Other Non-Substitutables | MW | 49.7532 | 51.4432 | 55.2868 | 59.0408 | 56.7392 | 57.8641 | 57.5186 | 67.5203 | 60.6433 | 66.2748 | 66.5436 | 65.1476 | 64.5661 | 80.0997 | 86.609 | 79.6473 | 88.9698 | 77.5143 | 79.6872 | 83.4481 | 91.518 | 85.642 | 101.6829 | 81.7514 | 88.3078 | 88.2244 | 83.4712 | 84.9078 | 88.8583 | 92.4374 | 93.9381 | 95.4658 | 96.6425 | 97.6069 | 98.2977 | 98.8802 | 99.7221 | 100.7049 | 101.7461 | 102.7439 | 103.786 | 104.7492 | 105.5731 | 106.4388 | 107.3037 | 108.2921 | 109.2306 | 110.1214 | 111.0242 | 111.8078
Northwest | Warehouse | Peak | July | Space Heating | MW | 11.9623 | 12.0693 | 13.8242 | 15.6863 | 14.2597 | 14.5322 | 12.7369 | 18.651 | 14.6326 | 15.5463 | 18.3188 | 16.059 | 16.6585 | 20.7651 | 22.2427 | 19.4377 | 22.1062 | 18.4934 | 19.1576 | 22.4833 | 23.0139 | 23.663 | 25.1591 | 23.4699 | 24.1025 | 23.8095 | 23.3451 | 23.0936 | 23.2958 | 23.3159 | 22.8876 | 22.4822 | 22.0238 | 21.525 | 21.4667 | 21.3986 | 21.3811 | 21.4027 | 21.4449 | 21.4958 | 21.5541 | 21.6103 | 21.6435 | 21.6912 | 21.7443 | 21.8199 | 21.8974 | 21.9708 | 22.0523 | 22.117
Northwest | Warehouse | Peak | July | Water Heating | MW | 3.1106 | 3.2492 | 3.5209 | 3.8004 | 3.5335 | 3.625 | 3.591 | 4.3922 | 3.7646 | 4.208 | 4.4482 | 4.1587 | 4.3959 | 5.1849 | 5.4517 | 4.8225 | 5.4831 | 4.9868 | 5.0951 | 5.7006 | 5.7861 | 5.7812 | 6.1129 | 5.8136 | 6.1954 | 5.7282 | 5.7302 | 5.8427 | 6.1268 | 6.3713 | 6.4901 | 6.6093 | 6.7015 | 6.7768 | 6.8325 | 6.8793 | 6.9415 | 7.012 | 7.0866 | 7.1584 | 7.2313 | 7.299 | 7.3561 | 7.4147 | 7.4739 | 7.5397 | 7.6023 | 7.6619 | 7.7216 | 7.7735
Northwest | Warehouse | Peak | July | Other Substitutables | MW | 0 | 0 | 0 | 0 | 0 | 0 | 0 | 0 | 0 | 0 | 0 | 0 | 0 | 0 | 0 | 0 | 0 | 0 | 0 | 0 | 0 | 0 | 0 | 0 | 0 | 0 | 0 | 0 | 0 | 0 | 0 | 0 | 0 | 0 | 0 | 0 | 0 | 0 | 0 | 0 | 0 | 0 | 0 | 0 | 0 | 0 | 0 | 0 | 0 | 0
Northwest | Warehouse | Peak | July | Refrigeration | MW | 0.0976 | 0.1021 | 0.1023 | 0.1071 | 0.1118 | 0.1101 | 0.1224 | 0.1383 | 0.1225 | 0.1327 | 0.1474 | 0.1329 | 0.1411 | 0.1633 | 0.1672 | 0.1366 | 0.1768 | 0.1344 | 0.1398 | 0.1584 | 0.1457 | 0.1489 | 0.1831 | 0.1787 | 0.1748 | 0.164 | 0.1426 | 0.1385 | 0.1398 | 0.1412 | 0.1404 | 0.1366 | 0.1326 | 0.1293 | 0.1255 | 0.1221 | 0.1199 | 0.1182 | 0.1164 | 0.1142 | 0.113 | 0.1113 | 0.11 | 0.1093 | 0.1081 | 0.1081 | 0.1079 | 0.1074 | 0.1073 | 0.1068
Northwest | Warehouse | Peak | July | Lighting | MW | 57.8437 | 60.34 | 65.2505 | 70.2465 | 65.645 | 67.391 | 67.0549 | 81.7049 | 70.0468 | 78.2692 | 83.068 | 77.4289 | 81.9277 | 96.6759 | 101.7568 | 89.9691 | 102.6096 | 90.0835 | 92.2288 | 103.2112 | 112.1426 | 99.6869 | 101.9078 | 110.2261 | 95.1045 | 91.878 | 99.473 | 101.5752 | 106.6888 | 111.0554 | 113.182 | 115.2627 | 116.7586 | 117.9239 | 118.7314 | 119.413 | 120.3259 | 121.3727 | 122.5335 | 123.6821 | 124.8352 | 125.9137 | 126.812 | 127.7239 | 128.6722 | 129.7047 | 130.7026 | 131.6662 | 132.6315 | 133.4873
Northwest | Warehouse | Peak | July | Air Conditioning | MW | 32.9822 | 34.2347 | 36.9088 | 39.4142 | 38.5401 | 38.7689 | 38.64 | 44.7728 | 40.7693 | 44.2988 | 47.2979 | 44.5608 | 48.5262 | 53.8664 | 56.8803 | 50.8307 | 58.2435 | 55.5922 | 55.5119 | 60.7906 | 67.7091 | 64.407 | 59.2394 | 69.5652 | 59.6262 | 55.5729 | 61.1532 | 59.8966 | 61.3356 | 62.4314 | 62.4647 | 62.7078 | 62.9678 | 63.2456 | 63.5196 | 63.8385 | 64.3867 | 65.109 | 65.984 | 66.946 | 68.0022 | 69.1374 | 70.2676 | 71.4839 | 72.8131 | 74.2548 | 75.7551 | 77.3199 | 78.949 | 80.5822
Northwest | Warehouse | Peak | July | Other Non-Substitutables | MW | 50.2454 | 52.5422 | 56.8603 | 61.3976 | 57.1283 | 58.5897 | 58.0394 | 70.9992 | 60.9103 | 67.933 | 71.8944 | 67.2282 | 71.0986 | 83.811 | 88.1246 | 77.895 | 88.6144 | 80.5975 | 82.357 | 92.1782 | 94.2026 | 96.646 | 102.2221 | 96.6003 | 98.7136 | 97.5066 | 95.0461 | 96.6715 | 101.1656 | 105.2321 | 106.9319 | 108.6672 | 109.9984 | 111.0862 | 111.8683 | 112.528 | 113.4743 | 114.5782 | 115.7546 | 116.8876 | 118.0639 | 119.1549 | 120.0852 | 121.0584 | 122.0363 | 123.1455 | 124.2017 | 125.2067 | 126.2235 | 127.1084
Northwest | Warehouse | Peak | August | Space Heating | MW | 11.8147 | 11.9385 | 13.6915 | 15.5492 | 14.0846 | 14.3571 | 12.5884 | 18.4899 | 14.4307 | 15.3663 | 18.1578 | 16.6412 | 16.3466 | 20.9337 | 21.9203 | 19.8007 | 22.0434 | 17.4358 | 19.5715 | 22.5631 | 20.9354 | 22.4598 | 25.8072 | 22.3401 | 24.7541 | 24.913 | 24.184 | 23.9242 | 24.1378 | 24.1633 | 23.7243 | 23.3087 | 22.8381 | 22.3253 | 22.2647 | 22.1939 | 22.1757 | 22.1983 | 22.242 | 22.2948 | 22.3554 | 22.4136 | 22.448 | 22.4975 | 22.5525 | 22.6309 | 22.7114 | 22.7874 | 22.8719 | 22.939
Northwest | Warehouse | Peak | August | Water Heating | MW | 3.0722 | 3.2142 | 3.4872 | 3.7673 | 3.4902 | 3.5814 | 3.5484 | 4.3542 | 3.713 | 4.159 | 4.4084 | 4.3095 | 4.314 | 5.2273 | 5.3727 | 4.9126 | 5.4671 | 4.7015 | 5.2046 | 5.7208 | 5.2624 | 5.485 | 6.269 | 5.5331 | 6.3638 | 5.9919 | 5.9339 | 6.0499 | 6.344 | 6.5972 | 6.7203 | 6.8437 | 6.939 | 7.0169 | 7.0743 | 7.1227 | 7.187 | 7.2599 | 7.3371 | 7.4112 | 7.4867 | 7.5566 | 7.6156 | 7.6762 | 7.7374 | 7.8054 | 7.8701 | 7.9316 | 7.9933 | 8.0469
Northwest | Warehouse | Peak | August | Other Substitutables | MW | 0 | 0 | 0 | 0 | 0 | 0 | 0 | 0 | 0 | 0 | 0 | 0 | 0 | 0 | 0 | 0 | 0 | 0 | 0 | 0 | 0 | 0 | 0 | 0 | 0 | 0 | 0 | 0 | 0 | 0 | 0 | 0 | 0 | 0 | 0 | 0 | 0 | 0 | 0 | 0 | 0 | 0 | 0 | 0 | 0 | 0 | 0 | 0 | 0 | 0
Northwest | Warehouse | Peak | August | Refrigeration | MW | 0.0965 | 0.1013 | 0.1012 | 0.1061 | 0.1104 | 0.1085 | 0.1212 | 0.1374 | 0.1206 | 0.1309 | 0.1453 | 0.137 | 0.1373 | 0.1635 | 0.1634 | 0.1383 | 0.1758 | 0.1258 | 0.1421 | 0.1578 | 0.1314 | 0.1406 | 0.1875 | 0.1696 | 0.1795 | 0.1713 | 0.1477 | 0.1435 | 0.1448 | 0.1462 | 0.1455 | 0.1415 | 0.1374 | 0.1339 | 0.13 | 0.1265 | 0.1242 | 0.1225 | 0.1205 | 0.1183 | 0.117 | 0.1153 | 0.1139 | 0.1132 | 0.112 | 0.112 | 0.1118 | 0.1112 | 0.1111 | 0.1106
Northwest | Warehouse | Peak | August | Lighting | MW | 52.6125 | 54.9664 | 59.506 | 64.1118 | 59.7025 | 61.2984 | 61.0153 | 74.5769 | 63.6048 | 71.2254 | 75.805 | 73.8771 | 74.02 | 89.7251 | 92.3279 | 84.381 | 94.2038 | 78.1887 | 86.7304 | 95.3555 | 93.8532 | 87.119 | 96.3101 | 96.5543 | 90.0806 | 88.5904 | 94.8697 | 96.8651 | 101.7386 | 105.901 | 107.9283 | 109.9104 | 111.3334 | 112.4406 | 113.2072 | 113.8544 | 114.7221 | 115.7179 | 116.8221 | 117.915 | 119.0123 | 120.0379 | 120.8918 | 121.7592 | 122.6602 | 123.6423 | 124.5917 | 125.5075 | 126.4257 | 127.2392
Northwest | Warehouse | Peak | August | Air Conditioning | MW | 32.5553 | 33.8417 | 36.538 | 39.055 | 38.0481 | 38.2851 | 38.1503 | 44.3542 | 40.1931 | 43.7601 | 46.8574 | 46.1599 | 47.6162 | 54.2919 | 56.0456 | 51.7663 | 58.0464 | 52.4006 | 56.6834 | 60.9906 | 61.5984 | 61.104 | 60.6856 | 66.2325 | 61.1772 | 58.0715 | 63.294 | 61.9925 | 63.4764 | 64.6053 | 64.6349 | 64.8813 | 65.1447 | 65.4264 | 65.7046 | 66.0297 | 66.5918 | 67.3342 | 68.2343 | 69.2247 | 70.3125 | 71.4818 | 72.6461 | 73.8996 | 75.2693 | 76.7558 | 78.3029 | 79.9164 | 81.5966 | 83.281
Northwest | Warehouse | Peak | August | Other Non-Substitutables | MW | 45.15 | 47.2892 | 51.2385 | 55.3752 | 51.3416 | 52.6653 | 52.1797 | 64.0389 | 54.658 | 61.0882 | 64.8278 | 63.3846 | 63.4834 | 76.8763 | 79.0165 | 72.195 | 80.3895 | 69.1348 | 76.5413 | 84.1637 | 77.962 | 83.4215 | 95.3253 | 83.6143 | 92.2092 | 92.7344 | 89.5528 | 91.0769 | 95.3101 | 99.1419 | 100.7448 | 102.3793 | 103.6315 | 104.6539 | 105.3884 | 106.0081 | 106.8981 | 107.9373 | 109.044 | 110.1097 | 111.2169 | 112.2426 | 113.1171 | 114.0329 | 114.9516 | 115.9954 | 116.9891 | 117.9337 | 118.8902 | 119.7219
Northwest | Warehouse | Peak | September | Space Heating | MW | 12.4303 | 12.4151 | 14.0353 | 15.6749 | 14.9 | 15.0252 | 13.3802 | 18.4309 | 15.4554 | 15.9229 | 18.8139 | 17.1544 | 17.9092 | 21.2984 | 21.7715 | 20.1564 | 22.1205 | 20.0769 | 18.9138 | 21.9071 | 22.9607 | 23.5187 | 25.1368 | 23.629 | 24.1029 | 26.9084 | 23.9371 | 23.6727 | 23.8707 | 23.8841 | 23.439 | 23.0153 | 22.5384 | 22.0214 | 21.9599 | 21.8884 | 21.8718 | 21.8964 | 21.9399 | 21.9904 | 22.0514 | 22.1082 | 22.1427 | 22.1938 | 22.2483 | 22.3294 | 22.4112 | 22.4875 | 22.5732 | 22.6403
Northwest | Warehouse | Peak | September | Water Heating | MW | 3.2322 | 3.3412 | 3.5758 | 3.7957 | 3.6934 | 3.7458 | 3.7737 | 4.3357 | 3.9755 | 4.3094 | 4.5761 | 4.4416 | 4.723 | 5.3201 | 5.3418 | 5.0039 | 5.4856 | 5.4172 | 5.0302 | 5.5546 | 5.7746 | 5.7538 | 6.1156 | 5.8571 | 6.1932 | 6.4879 | 5.8801 | 5.9956 | 6.2872 | 6.5388 | 6.6618 | 6.7844 | 6.8795 | 6.9576 | 7.0147 | 7.0628 | 7.1278 | 7.2017 | 7.279 | 7.3526 | 7.4284 | 7.498 | 7.5572 | 7.6186 | 7.6798 | 7.749 | 7.8144 | 7.8763 | 7.9387 | 7.9925
Northwest | Warehouse | Peak | September | Other Substitutables | MW | 0 | 0 | 0 | 0 | 0 | 0 | 0 | 0 | 0 | 0 | 0 | 0 | 0 | 0 | 0 | 0 | 0 | 0 | 0 | 0 | 0 | 0 | 0 | 0 | 0 | 0 | 0 | 0 | 0 | 0 | 0 | 0 | 0 | 0 | 0 | 0 | 0 | 0 | 0 | 0 | 0 | 0 | 0 | 0 | 0 | 0 | 0 | 0 | 0 | 0
Northwest | Warehouse | Peak | September | Refrigeration | MW | 0.141 | 0.1462 | 0.1489 | 0.1527 | 0.1636 | 0.1591 | 0.1773 | 0.1784 | 0.1819 | 0.1786 | 0.2009 | 0.1871 | 0.2018 | 0.2222 | 0.2236 | 0.1975 | 0.2399 | 0.1985 | 0.183 | 0.2012 | 0.1956 | 0.2001 | 0.2399 | 0.2336 | 0.2231 | 0.2416 | 0.1931 | 0.1876 | 0.1893 | 0.1912 | 0.1902 | 0.185 | 0.1796 | 0.1751 | 0.17 | 0.1654 | 0.1624 | 0.1601 | 0.1576 | 0.1546 | 0.153 | 0.1507 | 0.1489 | 0.148 | 0.1464 | 0.1464 | 0.1461 | 0.1454 | 0.1452 | 0.1446
Northwest | Warehouse | Peak | September | Lighting | MW | 57.7091 | 59.6227 | 63.6795 | 67.4749 | 65.9228 | 66.8743 | 67.6185 | 77.4804 | 71.1011 | 76.9801 | 82.064 | 79.425 | 84.536 | 95.2725 | 95.8453 | 89.8062 | 98.7204 | 93.5362 | 87.0337 | 96.186 | 107.0718 | 94.925 | 97.6265 | 106.4268 | 90.8965 | 99.4472 | 97.6238 | 99.6721 | 104.6695 | 108.943 | 111.0223 | 113.0488 | 114.5107 | 115.6527 | 116.4358 | 117.0956 | 117.9974 | 119.0365 | 120.1775 | 121.2973 | 122.4342 | 123.4907 | 124.375 | 125.2815 | 126.2139 | 127.2454 | 128.2372 | 129.1898 | 130.1485 | 130.9932
Northwest | Warehouse | Peak | September | Air Conditioning | MW | 33.8915 | 34.7945 | 37.0433 | 38.9099 | 39.8127 | 39.605 | 40.1223 | 43.8194 | 42.533 | 44.9656 | 48.2118 | 47.1584 | 51.6442 | 54.7807 | 55.1894 | 52.2299 | 57.6921 | 59.8941 | 54.4035 | 58.8338 | 66.8664 | 63.5422 | 59.0295 | 69.3758 | 59.4429 | 62.786 | 62.3619 | 61.0841 | 62.5649 | 63.6986 | 63.7487 | 64.0105 | 64.291 | 64.5902 | 64.8819 | 65.2188 | 65.7947 | 66.5504 | 67.4587 | 68.4526 | 69.5466 | 70.7187 | 71.8868 | 73.146 | 74.5169 | 76.0092 | 77.5591 | 79.173 | 80.854 | 82.5366
Northwest | Warehouse | Peak | September | Other Non-Substitutables | MW | 51.2974 | 53.0828 | 56.723 | 60.2387 | 58.6669 | 59.4748 | 59.9152 | 68.8546 | 63.1894 | 68.343 | 72.6602 | 70.5315 | 75.0386 | 84.4763 | 84.8245 | 79.3968 | 87.0975 | 86.0099 | 79.8807 | 88.2322 | 92.6919 | 94.7728 | 100.2422 | 95.5248 | 96.5163 | 108.3271 | 96.0376 | 97.6818 | 102.2269 | 106.3553 | 108.0963 | 109.8569 | 111.2114 | 112.3267 | 113.1191 | 113.7885 | 114.7668 | 115.9108 | 117.1135 | 118.2581 | 119.465 | 120.5717 | 121.5224 | 122.5287 | 123.5235 | 124.6753 | 125.7645 | 126.7928 | 127.8393 | 128.7432
Northwest | Warehouse | Peak | October | Space Heating | MW | 14.301 | 14.4152 | 16.1592 | 17.7315 | 17.5208 | 17.386 | 15.9153 | 20.5577 | 18.2327 | 18.4803 | 19.826 | 18.843 | 18.2205 | 21.6342 | 22.6365 | 21.5348 | 25.7988 | 20.5603 | 19.9025 | 21.2358 | 28.318 | 27.2448 | 28.3158 | 26.1891 | 25.8604 | 27.8275 | 25.9198 | 25.6283 | 25.8395 | 25.8529 | 25.371 | 24.9103 | 24.3919 | 23.8315 | 23.763 | 23.6843 | 23.6669 | 23.6946 | 23.7416 | 23.7945 | 23.8611 | 23.9216 | 23.9588 | 24.0154 | 24.0739 | 24.164 | 24.2538 | 24.3368 | 24.4306 | 24.5035
Northwest | Warehouse | Peak | October | Water Heating | MW | 3.7183 | 3.8793 | 4.1191 | 4.2924 | 4.3452 | 4.3329 | 4.4867 | 4.8331 | 4.6899 | 5.0001 | 4.8266 | 4.8777 | 4.8036 | 5.4062 | 5.5578 | 5.3494 | 6.397 | 5.5496 | 5.2945 | 5.3847 | 7.1215 | 6.6686 | 6.895 | 6.4935 | 6.6432 | 6.7162 | 6.3702 | 6.4947 | 6.8104 | 7.0836 | 7.2177 | 7.3505 | 7.4534 | 7.5384 | 7.6001 | 7.6521 | 7.7231 | 7.804 | 7.888 | 7.9674 | 8.05 | 8.1254 | 8.1896 | 8.2568 | 8.3231 | 8.3991 | 8.4706 | 8.5378 | 8.6059 | 8.6644
Northwest | Warehouse | Peak | October | Other Substitutables | MW | 0 | 0 | 0 | 0 | 0 | 0 | 0 | 0 | 0 | 0 | 0 | 0 | 0 | 0 | 0 | 0 | 0 | 0 | 0 | 0 | 0 | 0 | 0 | 0 | 0 | 0 | 0 | 0 | 0 | 0 | 0 | 0 | 0 | 0 | 0 | 0 | 0 | 0 | 0 | 0 | 0 | 0 | 0 | 0 | 0 | 0 | 0 | 0 | 0 | 0
Northwest | Warehouse | Peak | October | Refrigeration | MW | 0.1745 | 0.1829 | 0.1877 | 0.1872 | 0.2069 | 0.1952 | 0.2256 | 0.1925 | 0.2223 | 0.201 | 0.2084 | 0.2002 | 0.1982 | 0.2204 | 0.232 | 0.2202 | 0.2852 | 0.2053 | 0.1907 | 0.1883 | 0.2427 | 0.2336 | 0.2673 | 0.2541 | 0.2315 | 0.2446 | 0.2094 | 0.2034 | 0.2053 | 0.2073 | 0.2063 | 0.2006 | 0.1948 | 0.1899 | 0.1844 | 0.1794 | 0.1761 | 0.1737 | 0.1709 | 0.1677 | 0.1659 | 0.1634 | 0.1615 | 0.1605 | 0.1588 | 0.1588 | 0.1585 | 0.1577 | 0.1575 | 0.1569
Northwest | Warehouse | Peak | October | Lighting | MW | 108.833 | 113.4395 | 120.2146 | 125.0615 | 127.0336 | 126.6551 | 131.5724 | 141.2478 | 137.2652 | 145.977 | 141.3928 | 142.5509 | 140.5762 | 158.2518 | 163.0378 | 156.8023 | 187.9713 | 155.7955 | 148.9271 | 151.7574 | 215.1917 | 179.4501 | 179.6036 | 192.6016 | 159.0797 | 167.9167 | 172.5242 | 176.1095 | 184.9122 | 192.4495 | 196.1174 | 199.6791 | 202.2453 | 204.2558 | 205.6227 | 206.7746 | 208.3696 | 210.2122 | 212.2242 | 214.1879 | 216.1981 | 218.0549 | 219.6145 | 221.2237 | 222.8653 | 224.7027 | 226.463 | 228.147 | 229.8472 | 231.3396
Northwest | Warehouse | Peak | October | Air Conditioning | MW | 38.5642 | 39.9353 | 42.1937 | 43.5364 | 46.3208 | 45.3597 | 47.1249 | 48.63 | 49.7366 | 51.9354 | 50.5849 | 51.5381 | 52.3061 | 55.4108 | 57.1023 | 55.4178 | 66.7936 | 61.0283 | 57.0093 | 56.853 | 81.9 | 73.2261 | 66.3789 | 76.4869 | 63.6308 | 64.8588 | 67.2565 | 65.8791 | 67.4782 | 68.7053 | 68.7646 | 69.0497 | 69.3546 | 69.6811 | 69.9972 | 70.3623 | 70.9881 | 71.8089 | 72.7922 | 73.8653 | 75.0498 | 76.3158 | 77.5789 | 78.9424 | 80.4235 | 82.0404 | 83.7177 | 85.4623 | 87.2808 | 89.0993
Northwest | Warehouse | Peak | October | Other Non-Substitutables | MW | 79.3908 | 82.9133 | 87.8864 | 91.6281 | 92.8529 | 92.5451 | 95.819 | 103.2479 | 100.2749 | 106.6665 | 103.096 | 104.19 | 102.6621 | 115.4726 | 118.7157 | 114.1726 | 136.6355 | 118.5274 | 113.105 | 115.0578 | 154.148 | 148.028 | 151.7924 | 142.3408 | 138.906 | 150.668 | 140.1651 | 142.5518 | 149.1849 | 155.2272 | 157.792 | 160.3662 | 162.3436 | 163.9818 | 165.1348 | 166.1109 | 167.5553 | 169.2466 | 171.0098 | 172.6745 | 174.4492 | 176.062 | 177.4544 | 178.9401 | 180.3916 | 182.0976 | 183.7026 | 185.2096 | 186.7499 | 188.0735
Northwest | Warehouse | Peak | November | Space Heating | MW | 15.8817 | 16.023 | 17.9785 | 19.7249 | 19.4745 | 19.3241 | 17.703 | 22.863 | 20.2731 | 20.5365 | 22.591 | 20.6976 | 20.1132 | 24.2231 | 28.0081 | 26.1401 | 27.2761 | 23.6302 | 24.9933 | 27.7992 | 31.4069 | 30.844 | 29.5164 | 26.6431 | 34.7847 | 29.8499 | 28.1406 | 27.8251 | 28.0533 | 28.0663 | 27.5412 | 27.0396 | 26.4762 | 25.8665 | 25.7926 | 25.7074 | 25.6888 | 25.7194 | 25.7708 | 25.829 | 25.9015 | 25.9678 | 26.0086 | 26.0705 | 26.1344 | 26.2325 | 26.3304 | 26.4209 | 26.5231 | 26.6026
Northwest | Warehouse | Peak | November | Water Heating | MW | 4.1293 | 4.3119 | 4.5827 | 4.7749 | 4.8298 | 4.8157 | 4.9905 | 5.3748 | 5.215 | 5.5565 | 5.5001 | 5.358 | 5.3028 | 6.0531 | 6.8771 | 6.4933 | 6.7628 | 6.3785 | 6.6479 | 7.0488 | 7.8949 | 7.5477 | 7.1903 | 6.6078 | 8.9357 | 7.2059 | 6.9149 | 7.0505 | 7.3934 | 7.69 | 7.8354 | 7.9797 | 8.0917 | 8.1841 | 8.2512 | 8.3077 | 8.385 | 8.4729 | 8.5643 | 8.6507 | 8.7405 | 8.8225 | 8.8924 | 8.9655 | 9.0376 | 9.1202 | 9.198 | 9.2712 | 9.3453 | 9.4089
Northwest | Warehouse | Peak | November | Other Substitutables | MW | 0 | 0 | 0 | 0 | 0 | 0 | 0 | 0 | 0 | 0 | 0 | 0 | 0 | 0 | 0 | 0 | 0 | 0 | 0 | 0 | 0 | 0 | 0 | 0 | 0 | 0 | 0 | 0 | 0 | 0 | 0 | 0 | 0 | 0 | 0 | 0 | 0 | 0 | 0 | 0 | 0 | 0 | 0 | 0 | 0 | 0 | 0 | 0 | 0 | 0
Northwest | Warehouse | Peak | November | Refrigeration | MW | 0.1636 | 0.1722 | 0.1767 | 0.176 | 0.1951 | 0.1834 | 0.2134 | 0.1824 | 0.2118 | 0.1903 | 0.2021 | 0.1873 | 0.1863 | 0.21 | 0.2446 | 0.2275 | 0.2574 | 0.1998 | 0.2028 | 0.2081 | 0.2245 | 0.2198 | 0.2304 | 0.2134 | 0.2575 | 0.2173 | 0.1893 | 0.1839 | 0.1856 | 0.1874 | 0.1864 | 0.1814 | 0.1761 | 0.1716 | 0.1666 | 0.1621 | 0.1592 | 0.157 | 0.1545 | 0.1516 | 0.15 | 0.1477 | 0.146 | 0.1451 | 0.1435 | 0.1436 | 0.1433 | 0.1426 | 0.1424 | 0.1418
Northwest | Warehouse | Peak | November | Lighting | MW | 63.3951 | 66.1423 | 70.1559 | 72.9745 | 74.0713 | 73.842 | 76.7777 | 82.4188 | 80.0935 | 85.1202 | 84.554 | 82.1661 | 81.4185 | 92.968 | 105.8718 | 99.9198 | 104.3282 | 93.9746 | 98.1436 | 104.2654 | 125.1281 | 106.43 | 98.0966 | 102.81 | 112.0741 | 94.4049 | 98.1871 | 100.2329 | 105.244 | 109.5335 | 111.6195 | 113.6468 | 115.1111 | 116.2567 | 117.0364 | 117.6928 | 118.6021 | 119.6533 | 120.8006 | 121.9207 | 123.0663 | 124.126 | 125.0157 | 125.9337 | 126.8707 | 127.9184 | 128.9227 | 129.8837 | 130.8537 | 131.705
Northwest | Warehouse | Peak | November | Air Conditioning | MW | 42.8046 | 44.3544 | 46.9101 | 48.4021 | 51.4432 | 50.384 | 52.3585 | 54.0257 | 55.2234 | 57.6557 | 57.5848 | 56.5539 | 57.6849 | 61.9838 | 70.5839 | 67.2036 | 70.525 | 70.1032 | 71.5409 | 74.3921 | 90.6937 | 82.8808 | 69.3343 | 77.8333 | 85.6945 | 69.6659 | 73.0295 | 71.5351 | 73.276 | 74.6128 | 74.6807 | 74.9946 | 75.3312 | 75.6901 | 76.0378 | 76.438 | 77.122 | 78.0182 | 79.0907 | 80.261 | 81.5518 | 82.9317 | 84.3081 | 85.7935 | 87.4071 | 89.1678 | 90.9943 | 92.8941 | 94.8741 | 96.8538
Northwest | Warehouse | Peak | November | Other Non-Substitutables | MW | 52.4451 | 54.8205 | 58.1631 | 60.6313 | 61.393 | 61.1848 | 63.3971 | 68.3005 | 66.3265 | 70.5108 | 69.8823 | 68.0785 | 67.4132 | 76.9069 | 87.3805 | 82.4375 | 85.9244 | 81.0355 | 84.4788 | 89.5927 | 101.6288 | 99.6655 | 94.2252 | 86.2016 | 111.2091 | 96.2145 | 90.5043 | 92.0511 | 96.3361 | 100.2382 | 101.8934 | 103.5565 | 104.8374 | 105.8968 | 106.6436 | 107.2751 | 108.2093 | 109.3037 | 110.4445 | 111.5221 | 112.6696 | 113.7139 | 114.6151 | 115.5764 | 116.5163 | 117.6195 | 118.658 | 119.6335 | 120.6301 | 121.4866
Northwest | Warehouse | Peak | December | Space Heating | MW | 15.7126 | 15.8604 | 17.7007 | 19.3442 | 19.2708 | 19.0545 | 17.6126 | 22.4908 | 20.1686 | 20.3814 | 23.29 | 21.1767 | 24.2181 | 24.3623 | 26.7517 | 24.8282 | 25.1782 | 23.0024 | 22.8123 | 28.5244 | 27.9852 | 29.6246 | 34.939 | 33.8769 | 29.716 | 31.2885 | 28.5463 | 28.2263 | 28.4574 | 28.4706 | 27.9379 | 27.4289 | 26.8579 | 26.2395 | 26.1644 | 26.0777 | 26.0592 | 26.0913 | 26.1439 | 26.2031 | 26.2771 | 26.3448 | 26.3865 | 26.45 | 26.5153 | 26.6156 | 26.7158 | 26.8081 | 26.9126 | 26.9935
Northwest | Warehouse | Peak | December | Water Heating | MW | 4.0854 | 4.2679 | 4.5124 | 4.6823 | 4.7797 | 4.7482 | 4.9655 | 5.2865 | 5.1876 | 5.5145 | 5.6727 | 5.4817 | 6.3842 | 6.0885 | 6.5695 | 6.1681 | 6.2431 | 6.2093 | 6.0686 | 7.2329 | 7.0308 | 7.2465 | 8.5195 | 8.4069 | 7.6353 | 7.5567 | 7.0135 | 7.1511 | 7.4989 | 7.7999 | 7.9476 | 8.094 | 8.2079 | 8.3017 | 8.3698 | 8.4272 | 8.5058 | 8.5954 | 8.6883 | 8.776 | 8.8673 | 8.9506 | 9.0216 | 9.0961 | 9.1694 | 9.2535 | 9.3327 | 9.4071 | 9.4825 | 9.5472
Northwest | Warehouse | Peak | December | Other Substitutables | MW | 0 | 0 | 0 | 0 | 0 | 0 | 0 | 0 | 0 | 0 | 0 | 0 | 0 | 0 | 0 | 0 | 0 | 0 | 0 | 0 | 0 | 0 | 0 | 0 | 0 | 0 | 0 | 0 | 0 | 0 | 0 | 0 | 0 | 0 | 0 | 0 | 0 | 0 | 0 | 0 | 0 | 0 | 0 | 0 | 0 | 0 | 0 | 0 | 0 | 0
Northwest | Warehouse | Peak | December | Refrigeration | MW | 0.1632 | 0.1723 | 0.1767 | 0.175 | 0.1949 | 0.182 | 0.2133 | 0.1769 | 0.2086 | 0.1869 | 0.208 | 0.191 | 0.2232 | 0.2112 | 0.2326 | 0.2134 | 0.2332 | 0.1924 | 0.1826 | 0.2107 | 0.1981 | 0.2109 | 0.2724 | 0.2696 | 0.2193 | 0.2278 | 0.1922 | 0.1867 | 0.1885 | 0.1903 | 0.1893 | 0.1842 | 0.1788 | 0.1743 | 0.1692 | 0.1647 | 0.1616 | 0.1594 | 0.1569 | 0.1539 | 0.1523 | 0.15 | 0.1482 | 0.1474 | 0.1457 | 0.1458 | 0.1455 | 0.1448 | 0.1446 | 0.144
Northwest | Warehouse | Peak | December | Lighting | MW | 122.3486 | 127.7118 | 134.7753 | 139.6056 | 143.0079 | 142.0236 | 148.9388 | 158.0459 | 155.3413 | 164.6695 | 169.9427 | 163.8394 | 191.1555 | 182.3972 | 197.1852 | 185.0195 | 187.6882 | 178.2167 | 174.543 | 208.4592 | 217.2212 | 198.865 | 226.1045 | 254.9759 | 186.3975 | 192.9032 | 194.0873 | 198.1251 | 208.0225 | 216.4956 | 220.6134 | 224.614 | 227.5086 | 229.7708 | 231.3085 | 232.6014 | 234.4001 | 236.4832 | 238.7521 | 240.9651 | 243.2314 | 245.3267 | 247.0866 | 248.9062 | 250.7596 | 252.8369 | 254.8273 | 256.7299 | 258.652 | 260.3367
Northwest | Warehouse | Peak | December | Air Conditioning | MW | 42.2629 | 43.7993 | 46.079 | 47.3526 | 50.7987 | 49.5832 | 51.9901 | 53.1105 | 54.8861 | 57.1783 | 59.3213 | 57.7903 | 69.3729 | 62.2651 | 67.3613 | 63.808 | 65.0979 | 68.209 | 65.2833 | 76.3082 | 80.5788 | 79.4381 | 82.2451 | 98.8269 | 73.2528 | 73.0547 | 73.9949 | 72.4819 | 74.2488 | 75.6067 | 75.6787 | 75.9997 | 76.3448 | 76.7118 | 77.0668 | 77.4748 | 78.1714 | 79.0839 | 80.1745 | 81.3635 | 82.6752 | 84.0771 | 85.4752 | 86.9847 | 88.6234 | 90.4122 | 92.2677 | 94.1968 | 96.2077 | 98.2174
Northwest | Warehouse | Peak | December | Other Non-Substitutables | MW | 73.5077 | 76.872 | 81.1317 | 84.2259 | 86.0731 | 85.4621 | 89.3614 | 95.1687 | 93.468 | 99.1337 | 102.1077 | 98.6694 | 114.9762 | 109.589 | 118.2522 | 110.9354 | 112.3728 | 111.7562 | 109.2489 | 130.2373 | 128.2337 | 135.6404 | 158.1947 | 155.3842 | 134.537 | 142.9071 | 130.09 | 132.3151 | 138.4766 | 144.0905 | 146.4746 | 148.8674 | 150.7133 | 152.2397 | 153.3145 | 154.2228 | 155.571 | 157.1522 | 158.7961 | 160.3468 | 162.001 | 163.5047 | 164.8033 | 166.1913 | 167.5448 | 169.138 | 170.6368 | 172.0428 | 173.4806 | 174.7144
Northwest | Supermarket | Peak | January | Space Heating | MW | 22.6381 | 19.9317 | 22.2529 | 23.7715 | 23.4927 | 22.7849 | 21.6801 | 26.5886 | 23.8419 | 23.9783 | 29.9009 | 25.5735 | 22.8279 | 25.4333 | 28.0359 | 28.8918 | 28.2652 | 22.0158 | 27.0862 | 26.7695 | 25.6169 | 32.0953 | 34.1756 | 30.2187 | 28.1749 | 32.7069 | 29.8187 | 30.1371 | 31.2318 | 31.7546 | 31.7205 | 31.6595 | 31.5716 | 31.4798 | 31.3905 | 31.2959 | 31.1987 | 31.0967 | 30.9924 | 30.886 | 30.7769 | 30.667 | 30.556 | 30.4405 | 30.3304 | 30.2203 | 30.1097 | 29.9998 | 29.89 | 29.7811
Northwest | Supermarket | Peak | January | Water Heating | MW | 5.7777 | 5.3014 | 5.5932 | 5.6701 | 5.7593 | 5.6023 | 5.931 | 6.1547 | 6.0878 | 6.3318 | 7.1035 | 6.5099 | 5.978 | 6.2979 | 6.8026 | 7.0751 | 6.8474 | 5.843 | 7.0241 | 6.6701 | 6.1969 | 7.5197 | 8.2861 | 7.4724 | 7.2164 | 7.7852 | 7.0529 | 7.1571 | 7.4787 | 7.4935 | 7.3904 | 7.2965 | 7.2104 | 7.1357 | 7.0721 | 7.0172 | 6.9705 | 6.9305 | 6.897 | 6.8692 | 6.8462 | 6.8279 | 6.8134 | 6.8016 | 6.7943 | 6.7899 | 6.7877 | 6.7879 | 6.7899 | 6.7938
Northwest | Supermarket | Peak | January | Other Substitutables | MW | 19.3351 | 17.7822 | 18.7751 | 19.0395 | 19.3476 | 18.7942 | 19.9435 | 20.6153 | 20.4427 | 21.2325 | 23.8624 | 21.881 | 20.0796 | 21.1764 | 22.873 | 23.8077 | 23.0312 | 19.6166 | 23.5533 | 22.3571 | 23.1569 | 26.4651 | 24.3256 | 28.196 | 21.3254 | 22.9092 | 23.4551 | 23.7624 | 24.7868 | 25.3405 | 25.4532 | 25.1616 | 24.8099 | 24.5187 | 24.284 | 24.0928 | 23.9405 | 23.8194 | 23.7264 | 23.6572 | 23.6075 | 23.5753 | 23.5574 | 23.5488 | 23.5552 | 23.5708 | 23.5931 | 23.6221 | 23.6562 | 23.695
Northwest | Supermarket | Peak | January | Refrigeration | MW | 150.2778 | 137.8268 | 145.4019 | 147.4983 | 149.7651 | 145.5907 | 154.2816 | 159.9891 | 158.2676 | 164.5897 | 184.7302 | 169.2645 | 155.4171 | 163.7847 | 176.8731 | 183.9264 | 178.0182 | 151.9654 | 182.6102 | 173.4575 | 162.237 | 195.725 | 211.0083 | 190.8919 | 186.6926 | 198.939 | 183.3414 | 179.2954 | 181.1709 | 180.3563 | 176.7861 | 169.7839 | 163.1286 | 157.2265 | 152.003 | 147.381 | 143.3058 | 139.71 | 136.5494 | 133.7761 | 131.3442 | 129.2208 | 127.3695 | 125.7459 | 124.3595 | 123.1652 | 122.1369 | 121.2609 | 120.517 | 119.8926
Northwest | Supermarket | Peak | January | Lighting | MW | 37.8229 | 34.5877 | 36.4903 | 36.9545 | 37.5464 | 36.487 | 38.7301 | 40.1022 | 39.647 | 41.2397 | 46.3247 | 42.4028 | 38.9723 | 41.0784 | 44.4163 | 46.1445 | 44.7132 | 35.3278 | 42.561 | 40.5424 | 38.9963 | 44.8117 | 48.312 | 46.1668 | 40.9501 | 44.7629 | 42.2312 | 44.0023 | 46.889 | 48.6644 | 49.4411 | 50.0428 | 50.4955 | 50.8547 | 51.1372 | 51.3993 | 51.6466 | 51.8773 | 52.0968 | 52.3063 | 52.506 | 52.6989 | 52.8852 | 53.057 | 53.237 | 53.4129 | 53.5842 | 53.7531 | 53.919 | 54.0826
Northwest | Supermarket | Peak | January | Air Conditioning | MW | 41.7812 | 36.2558 | 36.0438 | 34.1388 | 50.4888 | 42.3322 | 46.8552 | 30.2738 | 51.701 | 42.9313 | 51.7139 | 50.5921 | 57.4644 | 37.8431 | 43.0414 | 47.8358 | 49.4738 | 56.6338 | 56.9394 | 47.1214 | 48.7114 | 55.7536 | 51.4072 | 59.2686 | 45.0715 | 48.5463 | 49.6136 | 49.2924 | 50.8909 | 51.7472 | 51.8311 | 51.9846 | 52.1952 | 52.495 | 52.8692 | 53.3154 | 53.8305 | 54.4048 | 55.0381 | 55.7149 | 56.4381 | 57.2071 | 58.017 | 58.8604 | 59.7418 | 60.6591 | 61.6085 | 62.5908 | 63.6028 | 64.6456
Northwest | Supermarket | Peak | January | Other Non-Substitutables | MW | 20.6323 | 18.9219 | 19.9577 | 20.2507 | 20.5562 | 19.9832 | 21.1808 | 21.9594 | 21.7291 | 22.5939 | 25.3612 | 23.2323 | 21.3339 | 22.4875 | 24.2806 | 25.2495 | 24.4433 | 20.8614 | 25.0664 | 23.8129 | 23.2122 | 28.1534 | 28.5785 | 26.1326 | 23.9606 | 27.2192 | 26.1195 | 26.4278 | 27.5466 | 28.2141 | 28.3071 | 28.3867 | 28.4517 | 28.5227 | 28.5991 | 28.6776 | 28.7595 | 28.8414 | 28.9249 | 29.0092 | 29.0928 | 29.1771 | 29.2611 | 29.3411 | 29.4264 | 29.5118 | 29.5957 | 29.6798 | 29.763 | 29.8463
Northwest | Supermarket | Peak | February | Space Heating | MW | 24.1167 | 21.2365 | 23.7104 | 25.3445 | 25.0536 | 24.2973 | 23.1137 | 28.3656 | 25.4615 | 25.5777 | 32.2372 | 25.6361 | 22.0326 | 27.5769 | 28.6499 | 30.7237 | 29.1321 | 25.1289 | 25.0937 | 27.4493 | 31.3646 | 33.003 | 33.4177 | 30.8814 | 30.6246 | 35.6889 | 31.0883 | 31.419 | 32.5597 | 33.1045 | 33.0684 | 33.0045 | 32.9126 | 32.8166 | 32.7233 | 32.6245 | 32.5229 | 32.4163 | 32.3073 | 32.1962 | 32.0823 | 31.9675 | 31.8516 | 31.7309 | 31.6159 | 31.501 | 31.3855 | 31.2707 | 31.1561 | 31.0424
Northwest | Supermarket | Peak | February | Water Heating | MW | 6.1578 | 5.6509 | 5.9621 | 6.0481 | 6.1446 | 5.9768 | 6.3264 | 6.569 | 6.5043 | 6.7577 | 7.662 | 6.529 | 5.7724 | 6.8314 | 6.9546 | 7.5267 | 7.0607 | 6.6722 | 6.5105 | 6.8425 | 7.5981 | 7.7456 | 8.1021 | 7.6378 | 7.8457 | 8.4985 | 7.3583 | 7.467 | 7.8023 | 7.8177 | 7.71 | 7.612 | 7.5222 | 7.4442 | 7.3778 | 7.3204 | 7.2716 | 7.2299 | 7.195 | 7.1659 | 7.1419 | 7.1227 | 7.1076 | 7.0952 | 7.0876 | 7.0829 | 7.0806 | 7.0807 | 7.0828 | 7.0868
Northwest | Supermarket | Peak | February | Other Substitutables | MW | 20.6083 | 18.9549 | 20.0132 | 20.309 | 20.6421 | 20.0508 | 21.2736 | 22.0052 | 21.8434 | 22.662 | 25.7395 | 21.9453 | 19.3889 | 22.9702 | 23.3858 | 25.3298 | 23.7518 | 22.4012 | 21.8321 | 22.9365 | 28.4326 | 27.2793 | 23.7668 | 28.8335 | 23.1794 | 25.0023 | 24.4752 | 24.7955 | 25.8639 | 26.4415 | 26.5587 | 26.2542 | 25.887 | 25.583 | 25.338 | 25.1383 | 24.9792 | 24.8528 | 24.7556 | 24.6833 | 24.6313 | 24.5975 | 24.5787 | 24.5695 | 24.5761 | 24.5923 | 24.6153 | 24.6455 | 24.6809 | 24.7213
Northwest | Supermarket | Peak | February | Refrigeration | MW | 160.1654 | 146.9134 | 154.9901 | 157.3319 | 159.7836 | 155.3226 | 164.5646 | 170.758 | 169.0957 | 175.6581 | 199.2532 | 169.7608 | 150.0697 | 177.6569 | 180.8264 | 195.6666 | 183.5649 | 173.5323 | 169.2571 | 177.9411 | 198.9214 | 201.6059 | 206.2948 | 195.0833 | 202.9665 | 217.1468 | 191.2822 | 187.0586 | 189.0124 | 188.1613 | 184.4339 | 177.127 | 170.1828 | 164.0243 | 158.574 | 153.7512 | 149.4987 | 145.7466 | 142.4485 | 139.5546 | 137.0168 | 134.8008 | 132.8687 | 131.1741 | 129.727 | 128.4804 | 127.4069 | 126.4924 | 125.7156 | 125.0635
Northwest | Supermarket | Peak | February | Lighting | MW | 38.2676 | 35.0009 | 36.9255 | 37.4223 | 38.0284 | 36.9542 | 39.221 | 40.6372 | 40.2185 | 41.7882 | 47.4446 | 40.3798 | 35.7258 | 42.301 | 43.1146 | 46.6147 | 43.7824 | 38.3248 | 37.4734 | 39.5045 | 45.4109 | 43.8518 | 44.8914 | 44.7887 | 42.304 | 46.4134 | 41.8384 | 43.5927 | 46.4522 | 48.211 | 48.9799 | 49.5756 | 50.024 | 50.3796 | 50.6593 | 50.9187 | 51.1635 | 51.3918 | 51.609 | 51.8164 | 52.014 | 52.2049 | 52.3892 | 52.5592 | 52.7372 | 52.9113 | 53.0808 | 53.2479 | 53.4119 | 53.5738
Northwest | Supermarket | Peak | February | Air Conditioning | MW | 41.7634 | 36.2474 | 36.0191 | 34.1422 | 50.5222 | 42.3513 | 46.888 | 30.3122 | 51.8006 | 42.9753 | 52.3165 | 47.5981 | 52.0442 | 38.4947 | 41.2555 | 47.7035 | 47.8382 | 60.6605 | 49.5205 | 45.3351 | 56.0545 | 53.8578 | 47.0629 | 56.804 | 45.919 | 49.6659 | 48.5353 | 48.2213 | 49.7835 | 50.6202 | 50.7008 | 50.8497 | 51.0548 | 51.3472 | 51.7122 | 52.1479 | 52.6509 | 53.2119 | 53.8305 | 54.4918 | 55.1985 | 55.9499 | 56.7414 | 57.5656 | 58.427 | 59.3235 | 60.2514 | 61.2116 | 62.2007 | 63.22
Northwest | Supermarket | Peak | February | Other Non-Substitutables | MW | 20.7817 | 19.0612 | 20.105 | 20.414 | 20.7264 | 20.1477 | 21.3512 | 22.1498 | 21.9402 | 22.7885 | 25.8521 | 22.0202 | 19.4681 | 23.052 | 23.4595 | 25.3854 | 23.8202 | 22.5133 | 21.9569 | 23.0863 | 26.8989 | 27.4083 | 26.3904 | 25.2297 | 24.6061 | 28.0672 | 25.7564 | 26.0599 | 27.1627 | 27.8207 | 27.9119 | 27.99 | 28.054 | 28.1238 | 28.199 | 28.2761 | 28.3567 | 28.4374 | 28.5195 | 28.6024 | 28.6847 | 28.7676 | 28.8503 | 28.9289 | 29.0129 | 29.097 | 29.1795 | 29.2622 | 29.3441 | 29.426
Northwest | Supermarket | Peak | March | Space Heating | MW | 21.2968 | 18.741 | 20.9259 | 22.3908 | 22.0987 | 21.4604 | 20.386 | 25.0936 | 22.4798 | 22.5951 | 26.1784 | 23.1809 | 21.7804 | 25.6948 | 26.72 | 26.3968 | 27.922 | 21.6661 | 22.4347 | 22.565 | 27.1975 | 29.1635 | 30.4279 | 30.4776 | 28.8111 | 30.0601 | 29.752 | 30.0674 | 31.1588 | 31.6799 | 31.645 | 31.5834 | 31.4954 | 31.4034 | 31.314 | 31.2193 | 31.1219 | 31.0199 | 30.9154 | 30.809 | 30.6998 | 30.5899 | 30.4788 | 30.3632 | 30.2531 | 30.143 | 30.0324 | 29.9224 | 29.8126 | 29.7037
Northwest | Supermarket | Peak | March | Water Heating | MW | 5.6368 | 5.1694 | 5.4544 | 5.5387 | 5.6181 | 5.4721 | 5.7839 | 6.0237 | 5.9527 | 6.1879 | 6.4497 | 6.1196 | 5.9149 | 6.5981 | 6.7234 | 6.7033 | 7.015 | 5.9633 | 6.0335 | 5.8308 | 6.8285 | 7.0915 | 7.646 | 7.8125 | 7.6515 | 7.4177 | 7.2992 | 7.4069 | 7.7395 | 7.7548 | 7.6479 | 7.5506 | 7.4615 | 7.3841 | 7.3182 | 7.2613 | 7.2129 | 7.1715 | 7.1368 | 7.108 | 7.0842 | 7.0651 | 7.0501 | 7.0379 | 7.0302 | 7.0256 | 7.0233 | 7.0234 | 7.0255 | 7.0294
Northwest | Supermarket | Peak | March | Other Substitutables | MW | 18.8638 | 17.3388 | 18.3087 | 18.5979 | 18.873 | 18.3572 | 19.4484 | 20.1777 | 19.9894 | 20.7506 | 21.6665 | 20.5695 | 19.8677 | 22.1858 | 22.6073 | 22.5571 | 23.5962 | 20.0208 | 20.2323 | 19.5446 | 25.5519 | 24.9755 | 22.4249 | 29.5095 | 22.5979 | 21.8126 | 24.2789 | 24.5966 | 25.6563 | 26.2292 | 26.3451 | 26.0428 | 25.6785 | 25.3769 | 25.1338 | 24.9357 | 24.7778 | 24.6523 | 24.5559 | 24.4841 | 24.4325 | 24.3989 | 24.3803 | 24.3711 | 24.3776 | 24.3936 | 24.4164 | 24.4463 | 24.4813 | 24.5213
Northwest | Supermarket | Peak | March | Refrigeration | MW | 146.612 | 134.3939 | 141.7939 | 144.0803 | 146.0947 | 142.2076 | 150.4549 | 156.5847 | 154.7536 | 160.8479 | 167.7279 | 159.1167 | 153.7761 | 171.5914 | 174.8147 | 174.2611 | 182.3769 | 155.0935 | 156.8566 | 151.6308 | 178.7747 | 184.5791 | 194.7 | 199.5665 | 197.945 | 189.5396 | 189.7444 | 185.5544 | 187.4919 | 186.6472 | 182.9478 | 175.6988 | 168.8102 | 162.7011 | 157.2943 | 152.5101 | 148.2917 | 144.5696 | 141.2978 | 138.4269 | 135.9093 | 133.711 | 131.7942 | 130.1129 | 128.6772 | 127.4403 | 126.3753 | 125.4678 | 124.697 | 124.0498
Northwest | Supermarket | Peak | March | Lighting | MW | 36.5526 | 33.4112 | 35.2514 | 35.7609 | 36.2844 | 35.3058 | 37.4168 | 38.8829 | 38.4063 | 39.9275 | 41.6716 | 39.4902 | 38.1993 | 42.6336 | 43.4914 | 43.3191 | 45.3886 | 35.7348 | 36.232 | 35.1217 | 42.5843 | 41.9144 | 44.2321 | 47.8313 | 43.0848 | 42.313 | 43.3348 | 45.1534 | 48.1162 | 49.9389 | 50.7354 | 51.3527 | 51.8176 | 52.1862 | 52.4762 | 52.7451 | 52.9987 | 53.2353 | 53.4603 | 53.6751 | 53.8798 | 54.0775 | 54.2683 | 54.4442 | 54.6285 | 54.8087 | 54.9842 | 55.1571 | 55.327 | 55.4945
Northwest | Supermarket | Peak | March | Air Conditioning | MW | 39.5497 | 34.3023 | 34.0922 | 32.346 | 47.7898 | 40.1146 | 44.3451 | 28.7494 | 49.0435 | 40.7056 | 45.5571 | 46.1452 | 55.1576 | 38.4629 | 41.2622 | 43.9533 | 49.1722 | 56.0803 | 47.4641 | 39.9635 | 52.1102 | 51.0111 | 45.9374 | 60.139 | 46.3058 | 44.8147 | 49.7976 | 49.4765 | 51.078 | 51.9354 | 52.0166 | 52.1682 | 52.3777 | 52.6769 | 53.0507 | 53.4969 | 54.0123 | 54.5871 | 55.2211 | 55.8989 | 56.6233 | 57.3936 | 58.205 | 59.0499 | 59.9331 | 60.8522 | 61.8036 | 62.7881 | 63.8023 | 64.8474
Northwest | Supermarket | Peak | March | Other Non-Substitutables | MW | 19.1914 | 17.5912 | 18.5559 | 18.86 | 19.1184 | 18.6097 | 19.6933 | 20.4911 | 20.257 | 21.0518 | 21.9544 | 20.8222 | 20.1255 | 22.462 | 22.8803 | 22.8084 | 23.8754 | 20.2991 | 20.5284 | 19.8468 | 24.3893 | 25.3108 | 25.1293 | 26.0386 | 24.2139 | 24.7127 | 25.7716 | 26.0753 | 27.1787 | 27.837 | 27.9279 | 28.0059 | 28.0698 | 28.1396 | 28.2148 | 28.2919 | 28.3725 | 28.4531 | 28.5352 | 28.6181 | 28.7004 | 28.7833 | 28.8659 | 28.9445 | 29.0285 | 29.1125 | 29.195 | 29.2777 | 29.3596 | 29.4415
Northwest | Supermarket | Peak | April | Space Heating | MW | 18.4888 | 16.1963 | 18.0667 | 19.3948 | 19.0709 | 18.6038 | 17.5379 | 21.9722 | 19.51 | 19.7007 | 21.1122 | 20.6529 | 18.8486 | 23.246 | 24.106 | 24.3584 | 23.9074 | 20.1454 | 20.1728 | 22.1254 | 22.6524 | 25.2408 | 28.6346 | 24.1659 | 24.9285 | 26.3422 | 24.2119 | 24.4701 | 25.3598 | 25.7844 | 25.7563 | 25.7066 | 25.6353 | 25.5607 | 25.4882 | 25.4114 | 25.3323 | 25.2495 | 25.1647 | 25.0782 | 24.9895 | 24.9002 | 24.81 | 24.716 | 24.6265 | 24.537 | 24.4471 | 24.3577 | 24.2685 | 24.18
Northwest | Supermarket | Peak | April | Water Heating | MW | 5.1223 | 4.6761 | 4.9286 | 5.0224 | 5.0738 | 4.9658 | 5.2101 | 5.5219 | 5.4073 | 5.6485 | 5.4446 | 5.7075 | 5.3577 | 6.2473 | 6.3481 | 6.4732 | 6.2883 | 5.8033 | 5.6794 | 5.9844 | 5.9568 | 6.4261 | 7.5265 | 6.481 | 6.9295 | 6.8003 | 6.2171 | 6.3094 | 6.5932 | 6.6063 | 6.5153 | 6.4326 | 6.3568 | 6.2909 | 6.2349 | 6.1865 | 6.1453 | 6.1102 | 6.0807 | 6.0562 | 6.0359 | 6.0197 | 6.007 | 5.9966 | 5.9902 | 5.9863 | 5.9844 | 5.9846 | 5.9864 | 5.9898
Northwest | Supermarket | Peak | April | Other Substitutables | MW | 17.1339 | 15.6755 | 16.5347 | 16.8555 | 17.0351 | 16.6513 | 17.5074 | 18.4925 | 18.1495 | 18.9378 | 18.2864 | 19.1806 | 17.9943 | 21.0035 | 21.3416 | 21.7728 | 21.1427 | 19.478 | 19.0406 | 20.058 | 22.3024 | 22.6352 | 22.0598 | 24.5015 | 20.4509 | 19.9839 | 20.6756 | 20.9475 | 21.8513 | 22.3395 | 22.4385 | 22.1813 | 21.8713 | 21.6146 | 21.4078 | 21.2393 | 21.1052 | 20.9985 | 20.9166 | 20.8557 | 20.812 | 20.7836 | 20.768 | 20.7603 | 20.7661 | 20.7799 | 20.7996 | 20.8253 | 20.8553 | 20.8896
Northwest | Supermarket | Peak | April | Refrigeration | MW | 133.2298 | 121.5695 | 128.1247 | 130.6488 | 131.9407 | 129.0494 | 135.5279 | 143.5381 | 140.5761 | 146.8255 | 141.5884 | 148.4008 | 139.2906 | 162.4665 | 165.0558 | 168.2792 | 163.4818 | 150.9315 | 147.6525 | 155.6259 | 155.9356 | 167.2589 | 191.714 | 165.5948 | 179.278 | 173.7963 | 161.6156 | 158.055 | 159.7133 | 158.9967 | 155.8482 | 149.6752 | 143.8091 | 138.6069 | 134.0028 | 129.929 | 126.337 | 123.1676 | 120.3819 | 117.9376 | 115.7941 | 113.9226 | 112.2909 | 110.8596 | 109.6377 | 108.5851 | 107.6789 | 106.9069 | 106.2513 | 105.701
Northwest | Supermarket | Peak | April | Lighting | MW | 33.4989 | 30.4857 | 32.1303 | 32.7091 | 33.0572 | 32.3215 | 33.9978 | 35.957 | 35.1948 | 36.7698 | 35.4898 | 37.1556 | 34.9069 | 40.7277 | 41.4269 | 42.2152 | 41.0566 | 35.1614 | 34.4811 | 36.4145 | 37.535 | 38.3712 | 43.9883 | 40.0894 | 39.4236 | 39.1993 | 37.3016 | 38.8746 | 41.4318 | 43.005 | 43.694 | 44.2281 | 44.6306 | 44.9499 | 45.2012 | 45.4341 | 45.6537 | 45.8584 | 46.0531 | 46.2389 | 46.4158 | 46.5867 | 46.7516 | 46.9036 | 47.0629 | 47.2185 | 47.3701 | 47.5194 | 47.6661 | 47.8107
Northwest | Supermarket | Peak | April | Air Conditioning | MW | 35.2275 | 30.4222 | 30.143 | 28.6916 | 42.3532 | 35.682 | 39.241 | 25.8238 | 43.686 | 36.4213 | 37.6886 | 42.1842 | 48.9428 | 35.6611 | 38.1187 | 41.5095 | 43.1951 | 53.5118 | 43.8254 | 40.1766 | 44.5522 | 45.288 | 44.2658 | 48.9063 | 41.0426 | 40.2088 | 41.5406 | 41.2745 | 42.6123 | 43.3281 | 43.3964 | 43.5234 | 43.6987 | 43.9488 | 44.2612 | 44.634 | 45.0645 | 45.5445 | 46.074 | 46.64 | 47.2448 | 47.888 | 48.5655 | 49.2708 | 50.0082 | 50.7756 | 51.5699 | 52.3919 | 53.2386 | 54.1111
Northwest | Supermarket | Peak | April | Other Non-Substitutables | MW | 18.4494 | 16.8338 | 17.7378 | 18.0919 | 18.2658 | 17.8656 | 18.7666 | 19.8712 | 19.4665 | 20.3291 | 19.6059 | 20.5442 | 19.2851 | 22.4988 | 22.8537 | 23.3004 | 22.6408 | 20.898 | 20.4426 | 21.549 | 22.4885 | 24.2502 | 26.1912 | 22.8632 | 23.219 | 23.9783 | 23.2086 | 23.4838 | 24.4789 | 25.0722 | 25.1545 | 25.225 | 25.2829 | 25.3462 | 25.4142 | 25.484 | 25.5569 | 25.6298 | 25.704 | 25.779 | 25.8534 | 25.9284 | 26.0031 | 26.0742 | 26.1501 | 26.2261 | 26.3007 | 26.3755 | 26.4495 | 26.5235
Northwest | Supermarket | Peak | May | Space Heating | MW | 15.956 | 13.851 | 15.5296 | 16.7697 | 16.3309 | 16.0374 | 14.842 | 19.1784 | 16.6253 | 16.9722 | 20.6153 | 18.579 | 16.6458 | 21.4288 | 22.4457 | 21.5086 | 23.9212 | 17.8413 | 17.8024 | 20.3204 | 21.7748 | 22.4723 | 24.5425 | 22.1527 | 23.1472 | 23.1586 | 21.8451 | 22.0891 | 22.8997 | 23.2858 | 23.264 | 23.2219 | 23.1596 | 23.0942 | 23.0306 | 22.9629 | 22.8932 | 22.8199 | 22.7447 | 22.668 | 22.5892 | 22.5097 | 22.4294 | 22.3458 | 22.2661 | 22.1864 | 22.1064 | 22.0267 | 21.9472 | 21.8683
Northwest | Supermarket | Peak | May | Water Heating | MW | 4.5708 | 4.1353 | 4.3789 | 4.4935 | 4.4891 | 4.4285 | 4.5615 | 4.9894 | 4.7647 | 5.0341 | 5.4901 | 5.3109 | 4.8943 | 5.9515 | 6.1063 | 5.9066 | 6.5079 | 5.3115 | 5.1836 | 5.6832 | 5.926 | 5.9129 | 6.6495 | 6.1307 | 6.6524 | 6.1671 | 5.7945 | 5.8829 | 6.1498 | 6.1627 | 6.0788 | 6.0023 | 5.9322 | 5.8713 | 5.8195 | 5.7749 | 5.7369 | 5.7046 | 5.6774 | 5.655 | 5.6365 | 5.6217 | 5.6102 | 5.6009 | 5.5953 | 5.592 | 5.5905 | 5.591 | 5.5931 | 5.5966
Northwest | Supermarket | Peak | May | Other Substitutables | MW | 15.2607 | 13.8359 | 14.6623 | 15.052 | 15.0411 | 14.8236 | 15.2949 | 16.6931 | 15.9685 | 16.8619 | 18.4197 | 17.8275 | 16.4226 | 19.9887 | 20.5087 | 19.843 | 21.8569 | 17.8096 | 17.3636 | 19.0391 | 22.2197 | 20.8314 | 19.4346 | 23.2504 | 19.5679 | 18.0862 | 19.2414 | 19.5016 | 20.3498 | 20.8062 | 20.9013 | 20.6638 | 20.3765 | 20.139 | 19.9478 | 19.7925 | 19.6689 | 19.5711 | 19.4962 | 19.4409 | 19.4015 | 19.3765 | 19.3633 | 19.3576 | 19.3644 | 19.3786 | 19.3983 | 19.4236 | 19.453 | 19.4863
Northwest | Supermarket | Peak | May | Refrigeration | MW | 118.8779 | 107.5102 | 113.8348 | 116.8882 | 116.7355 | 115.0889 | 118.6572 | 129.6933 | 123.8708 | 130.8584 | 142.7689 | 138.0874 | 127.2427 | 154.7722 | 158.7654 | 153.5502 | 169.1882 | 138.1387 | 134.7648 | 147.7948 | 155.0441 | 153.8891 | 169.668 | 156.8545 | 172.1725 | 157.8265 | 150.6268 | 147.3498 | 148.9377 | 148.2856 | 145.3713 | 139.6289 | 134.1692 | 129.328 | 125.0438 | 121.2537 | 117.9122 | 114.9645 | 112.3741 | 110.1017 | 108.1098 | 106.3713 | 104.8562 | 103.5281 | 102.3952 | 101.4198 | 100.5813 | 99.8676 | 99.2626 | 98.7555
Northwest | Supermarket | Peak | May | Lighting | MW | 29.8894 | 26.9583 | 28.5435 | 29.2603 | 29.2436 | 28.8259 | 29.7746 | 32.5001 | 31.0176 | 32.7868 | 35.8124 | 34.5931 | 31.8957 | 38.8089 | 39.8575 | 38.5368 | 42.511 | 32.4004 | 31.6731 | 34.7476 | 37.5406 | 35.4878 | 39.0487 | 38.1135 | 37.947 | 35.658 | 34.9125 | 36.4152 | 38.8366 | 40.3261 | 40.9862 | 41.4985 | 41.885 | 42.1923 | 42.4346 | 42.6591 | 42.8702 | 43.067 | 43.2538 | 43.432 | 43.6015 | 43.7652 | 43.9229 | 44.0685 | 44.2208 | 44.3695 | 44.5144 | 44.657 | 44.7972 | 44.9353
Northwest | Supermarket | Peak | May | Air Conditioning | MW | 31.5622 | 27.0348 | 26.7162 | 25.6137 | 37.7971 | 31.9671 | 34.6683 | 23.3919 | 38.7199 | 32.6114 | 38.1407 | 39.4835 | 44.9897 | 33.9783 | 36.5732 | 37.7616 | 44.7813 | 49.1996 | 40.1653 | 38.1751 | 44.465 | 41.7759 | 39.0999 | 46.4996 | 39.3734 | 36.4929 | 38.775 | 38.5322 | 39.7949 | 40.4698 | 40.5419 | 40.6677 | 40.8375 | 41.077 | 41.3745 | 41.7283 | 42.136 | 42.5898 | 43.0897 | 43.6237 | 44.194 | 44.8 | 45.4381 | 46.1024 | 46.7966 | 47.5187 | 48.2662 | 49.0395 | 49.836 | 50.6567
Northwest | Supermarket | Peak | May | Other Non-Substitutables | MW | 18.2912 | 16.541 | 17.5103 | 17.9846 | 17.9563 | 17.7036 | 18.2564 | 19.9496 | 19.0589 | 20.1312 | 21.966 | 21.2406 | 19.5744 | 23.8145 | 24.4254 | 23.623 | 26.0344 | 21.2517 | 20.7315 | 22.7385 | 24.7533 | 24.7145 | 25.8453 | 24.1076 | 24.9237 | 24.2797 | 23.9707 | 24.2639 | 25.301 | 25.9165 | 26.0054 | 26.0813 | 26.1434 | 26.2111 | 26.2835 | 26.3579 | 26.4354 | 26.5129 | 26.5918 | 26.6713 | 26.7503 | 26.8299 | 26.9091 | 26.9847 | 27.0652 | 27.1457 | 27.2249 | 27.3042 | 27.3828 | 27.4613
Northwest | Supermarket | Peak | June | Space Heating | MW | 2.2477 | 1.9433 | 2.1977 | 2.3966 | 2.2473 | 2.2468 | 2.0367 | 2.7737 | 2.2638 | 2.371 | 2.6254 | 2.3045 | 2.1862 | 2.8477 | 3.1467 | 2.8074 | 3.1981 | 2.4797 | 2.6094 | 2.7985 | 3.0104 | 2.8367 | 3.4137 | 2.7093 | 2.9285 | 2.955 | 2.7966 | 2.8284 | 2.9328 | 2.9824 | 2.9798 | 2.9745 | 2.9667 | 2.9584 | 2.9504 | 2.9418 | 2.9329 | 2.9236 | 2.914 | 2.9043 | 2.8942 | 2.8841 | 2.8739 | 2.8632 | 2.853 | 2.8429 | 2.8326 | 2.8225 | 2.8123 | 2.8023
Northwest | Supermarket | Peak | June | Water Heating | MW | 2.8392 | 2.559 | 2.7319 | 2.8341 | 2.7226 | 2.7376 | 2.7605 | 3.1862 | 2.8617 | 3.1024 | 3.0782 | 2.9061 | 2.8364 | 3.486 | 3.7707 | 3.3972 | 3.8378 | 3.2541 | 3.3506 | 3.4517 | 3.6156 | 3.2878 | 4.0696 | 3.3015 | 3.7111 | 3.4611 | 3.2714 | 3.3222 | 3.4737 | 3.4812 | 3.434 | 3.391 | 3.3516 | 3.3174 | 3.2883 | 3.2632 | 3.2419 | 3.2238 | 3.2086 | 3.196 | 3.1856 | 3.1774 | 3.171 | 3.1658 | 3.1627 | 3.161 | 3.1603 | 3.1606 | 3.1619 | 3.164
Northwest | Supermarket | Peak | June | Other Substitutables | MW | 9.4678 | 8.5495 | 9.1346 | 9.4786 | 9.1084 | 9.1515 | 9.241 | 10.6499 | 9.5772 | 10.3824 | 10.3169 | 9.745 | 9.5087 | 11.6955 | 12.6491 | 11.3997 | 12.8744 | 10.9038 | 11.2168 | 11.559 | 13.5839 | 11.5876 | 11.8661 | 12.5619 | 10.8819 | 10.1189 | 10.8565 | 11.006 | 11.4871 | 11.7452 | 11.7993 | 11.6656 | 11.5038 | 11.3702 | 11.2627 | 11.1755 | 11.1062 | 11.0513 | 11.0095 | 10.9787 | 10.9569 | 10.9432 | 10.9361 | 10.9332 | 10.9375 | 10.9459 | 10.9574 | 10.972 | 10.989 | 11.0082
Northwest | Supermarket | Peak | June | Refrigeration | MW | 73.8391 | 66.5287 | 71.0173 | 73.7213 | 70.799 | 71.1454 | 71.8083 | 82.8218 | 74.3973 | 80.6461 | 80.0453 | 75.5614 | 73.7417 | 90.6547 | 98.0356 | 88.318 | 99.7725 | 84.6282 | 87.1098 | 89.7627 | 94.5478 | 85.5621 | 103.9643 | 84.5519 | 96.072 | 88.6614 | 85.0362 | 83.2018 | 84.1134 | 83.7504 | 82.109 | 78.8695 | 75.7895 | 73.0586 | 70.6419 | 68.5043 | 66.6197 | 64.9573 | 63.4966 | 62.2154 | 61.0926 | 60.1127 | 59.2589 | 58.5105 | 57.8726 | 57.3235 | 56.8517 | 56.4504 | 56.1105 | 55.8257
Northwest | Supermarket | Peak | June | Lighting | MW | 19.7725 | 17.7662 | 18.9623 | 19.6459 | 18.8904 | 18.9823 | 19.2054 | 22.108 | 19.8399 | 21.5276 | 21.3957 | 20.1669 | 19.6887 | 24.2144 | 26.2075 | 23.5987 | 26.6985 | 21.2507 | 21.9176 | 22.5777 | 24.4854 | 21.0971 | 25.5475 | 21.9241 | 22.6209 | 21.4015 | 21.0714 | 21.9946 | 23.4704 | 24.3787 | 24.7839 | 25.0989 | 25.3371 | 25.5268 | 25.6765 | 25.815 | 25.9451 | 26.0661 | 26.1808 | 26.2901 | 26.394 | 26.4941 | 26.5906 | 26.6796 | 26.7726 | 26.8634 | 26.9518 | 27.0389 | 27.1244 | 27.2086
Northwest | Supermarket | Peak | June | Air Conditioning | MW | 125.439 | 107.0796 | 105.9122 | 102.8349 | 147.2245 | 126.4671 | 134.5015 | 95.417 | 149.18 | 128.6654 | 136.7684 | 138.5228 | 167.4212 | 126.8844 | 143.4998 | 137.9016 | 168.6231 | 192.8278 | 165.8385 | 147.7876 | 173.4612 | 148.3307 | 152.3621 | 160.2727 | 139.6832 | 130.2465 | 139.5929 | 138.7432 | 143.3083 | 145.7426 | 146.0049 | 146.461 | 147.0766 | 147.9435 | 149.0187 | 150.2975 | 151.7697 | 153.4084 | 155.213 | 157.1403 | 159.1987 | 161.3859 | 163.6885 | 166.085 | 168.5901 | 171.1959 | 173.8934 | 176.6835 | 179.5578 | 182.5189
Northwest | Supermarket | Peak | June | Other Non-Substitutables | MW | 19.955 | 17.978 | 19.1869 | 19.9226 | 19.1278 | 19.2226 | 19.4055 | 22.3765 | 20.1051 | 21.7908 | 21.6311 | 20.4147 | 19.9247 | 24.4996 | 26.4909 | 23.8644 | 26.9657 | 22.8674 | 23.537 | 24.2562 | 26.4272 | 24.0729 | 27.8711 | 22.8469 | 24.5151 | 23.9949 | 23.7192 | 24.0155 | 25.0474 | 25.658 | 25.747 | 25.8233 | 25.8859 | 25.9541 | 26.0269 | 26.1017 | 26.1795 | 26.2573 | 26.3364 | 26.4162 | 26.4954 | 26.5752 | 26.6546 | 26.7303 | 26.8111 | 26.8917 | 26.9712 | 27.0507 | 27.1295 | 27.2081
Northwest | Supermarket | Peak | July | Space Heating | MW | 0 | 0 | 0 | 0 | 0 | 0 | 0 | 0 | 0 | 0 | 0 | 0 | 0 | 0 | 0 | 0 | 0 | 0 | 0 | 0 | 0 | 0 | 0 | 0 | 0 | 0 | 0 | 0 | 0 | 0 | 0 | 0 | 0 | 0 | 0 | 0 | 0 | 0 | 0 | 0 | 0 | 0 | 0 | 0 | 0 | 0 | 0 | 0 | 0 | 0
Northwest | Supermarket | Peak | July | Water Heating | MW | 2.1525 | 1.9561 | 2.0986 | 2.1896 | 2.0483 | 2.0705 | 2.0862 | 2.4963 | 2.1331 | 2.3686 | 2.4729 | 2.2276 | 2.3157 | 2.7067 | 2.8318 | 2.4481 | 2.826 | 2.5037 | 2.5746 | 2.8262 | 2.759 | 2.7422 | 3.0267 | 2.8945 | 3.0704 | 2.8324 | 2.7666 | 2.8101 | 2.9387 | 2.9452 | 2.9053 | 2.869 | 2.8357 | 2.8068 | 2.7823 | 2.7612 | 2.7432 | 2.7279 | 2.7151 | 2.7046 | 2.6959 | 2.689 | 2.6836 | 2.6793 | 2.6767 | 2.6753 | 2.6747 | 2.6751 | 2.6762 | 2.678
Northwest | Supermarket | Peak | July | Other Substitutables | MW | 7.1736 | 6.5321 | 7.0134 | 7.3184 | 6.8483 | 6.9174 | 6.9795 | 8.3411 | 7.1318 | 7.9225 | 8.2826 | 7.465 | 7.7552 | 9.0745 | 9.4897 | 8.2061 | 9.4701 | 8.3804 | 8.6121 | 9.4564 | 10.387 | 9.6689 | 8.8033 | 11.0565 | 8.9761 | 8.2548 | 9.1764 | 9.3042 | 9.7121 | 9.9306 | 9.9763 | 9.8634 | 9.7268 | 9.614 | 9.5234 | 9.4499 | 9.3915 | 9.3454 | 9.3102 | 9.2844 | 9.2662 | 9.2548 | 9.249 | 9.2468 | 9.2506 | 9.2579 | 9.2679 | 9.2804 | 9.295 | 9.3114
Northwest | Supermarket | Peak | July | Refrigeration | MW | 55.9799 | 50.8536 | 54.5539 | 56.9565 | 53.266 | 53.8105 | 54.2677 | 64.8875 | 55.456 | 61.5708 | 64.3033 | 57.9191 | 60.2035 | 70.3863 | 73.6232 | 63.6443 | 73.4663 | 65.1111 | 66.9372 | 73.4954 | 72.1046 | 71.3583 | 77.4178 | 74.2093 | 79.5056 | 72.6314 | 71.9147 | 70.3717 | 71.1504 | 70.8462 | 69.4589 | 66.7201 | 64.1166 | 61.8083 | 59.7656 | 57.9589 | 56.3661 | 54.9613 | 53.7269 | 52.6443 | 51.6955 | 50.8677 | 50.1465 | 49.5142 | 48.9755 | 48.5119 | 48.1138 | 47.7751 | 47.4885 | 47.2484
Northwest | Supermarket | Peak | July | Lighting | MW | 16.3752 | 14.8296 | 15.9034 | 16.5636 | 15.5214 | 15.679 | 15.8551 | 18.9051 | 16.1433 | 17.9425 | 18.763 | 16.8727 | 17.5483 | 20.5211 | 21.4769 | 18.5558 | 21.4563 | 17.9444 | 18.4669 | 20.2638 | 20.4903 | 19.2923 | 20.8282 | 21.0569 | 20.505 | 19.2075 | 19.5207 | 20.3863 | 21.7625 | 22.6101 | 22.9895 | 23.2848 | 23.5088 | 23.6872 | 23.8281 | 23.9583 | 24.0804 | 24.1939 | 24.3014 | 24.4036 | 24.5008 | 24.5944 | 24.6846 | 24.7675 | 24.8543 | 24.9389 | 25.0214 | 25.1025 | 25.1822 | 25.2606
Northwest | Supermarket | Peak | July | Air Conditioning | MW | 150.6385 | 129.614 | 128.507 | 125.6374 | 175.7495 | 151.5747 | 160.7923 | 118.1855 | 176.5167 | 155.6161 | 174.0361 | 168.4182 | 217.5638 | 155.8 | 170.1491 | 156.8161 | 196.5792 | 235.6184 | 201.7412 | 191.3885 | 210.0002 | 196.0013 | 178.9332 | 223.2112 | 182.3359 | 168.1663 | 186.6678 | 185.5594 | 191.6725 | 194.9255 | 195.2688 | 195.8743 | 196.6959 | 197.8541 | 199.2909 | 201.0006 | 202.9689 | 205.1603 | 207.5735 | 210.1511 | 212.9043 | 215.8299 | 218.91 | 222.1149 | 225.4664 | 228.9522 | 232.5614 | 236.2944 | 240.1403 | 244.1019
Northwest | Supermarket | Peak | July | Other Non-Substitutables | MW | 18.8937 | 17.1621 | 18.4071 | 19.2228 | 17.9725 | 18.1577 | 18.3154 | 21.8944 | 18.7161 | 20.7771 | 21.702 | 19.5428 | 20.3151 | 23.7561 | 24.8455 | 21.4772 | 24.7976 | 21.9722 | 22.5879 | 24.8033 | 25.0725 | 25.0013 | 25.9686 | 25.0649 | 25.428 | 24.5902 | 25.0065 | 25.323 | 26.4147 | 27.0595 | 27.1535 | 27.2345 | 27.3013 | 27.374 | 27.4515 | 27.5312 | 27.6139 | 27.6967 | 27.7808 | 27.8656 | 27.9498 | 28.0346 | 28.119 | 28.1993 | 28.2852 | 28.3708 | 28.4553 | 28.5398 | 28.6235 | 28.707
Northwest | Supermarket | Peak | August | Space Heating | MW | 0 | 0 | 0 | 0 | 0 | 0 | 0 | 0 | 0 | 0 | 0 | 0 | 0 | 0 | 0 | 0 | 0 | 0 | 0 | 0 | 0 | 0 | 0 | 0 | 0 | 0 | 0 | 0 | 0 | 0 | 0 | 0 | 0 | 0 | 0 | 0 | 0 | 0 | 0 | 0 | 0 | 0 | 0 | 0 | 0 | 0 | 0 | 0 | 0 | 0
Northwest | Supermarket | Peak | August | Water Heating | MW | 1.9869 | 1.8078 | 1.9409 | 2.0257 | 1.8886 | 1.9085 | 1.9254 | 2.3098 | 1.9626 | 2.1848 | 2.2876 | 2.1543 | 2.1189 | 2.544 | 2.6028 | 2.3264 | 2.6301 | 2.2016 | 2.4538 | 2.6452 | 2.3408 | 2.429 | 2.899 | 2.5735 | 2.9451 | 2.7669 | 2.676 | 2.7178 | 2.842 | 2.8482 | 2.8095 | 2.7743 | 2.7421 | 2.7141 | 2.6904 | 2.6699 | 2.6525 | 2.6377 | 2.6253 | 2.615 | 2.6066 | 2.5999 | 2.5947 | 2.5905 | 2.588 | 2.5865 | 2.586 | 2.5863 | 2.5874 | 2.5891
Northwest | Supermarket | Peak | August | Other Substitutables | MW | 6.623 | 6.0383 | 6.4876 | 6.7716 | 6.3153 | 6.377 | 6.4429 | 7.7194 | 6.5627 | 7.3088 | 7.6632 | 7.2204 | 7.0968 | 8.5301 | 8.7232 | 7.799 | 8.815 | 7.3701 | 8.2089 | 8.8516 | 8.8147 | 8.5664 | 8.431 | 9.8336 | 8.6096 | 8.0632 | 8.8764 | 8.9995 | 9.3935 | 9.6047 | 9.6485 | 9.539 | 9.4069 | 9.2976 | 9.2099 | 9.1387 | 9.0821 | 9.0374 | 9.0033 | 8.9782 | 8.9605 | 8.9494 | 8.9437 | 8.9414 | 8.945 | 8.9519 | 8.9615 | 8.9736 | 8.9876 | 9.0033
Northwest | Supermarket | Peak | August | Refrigeration | MW | 51.6746 | 46.9998 | 50.4552 | 52.692 | 49.1121 | 49.599 | 50.0859 | 60.0399 | 51.0233 | 56.7923 | 59.486 | 56.0138 | 55.0873 | 66.1566 | 67.6695 | 60.4797 | 68.3733 | 57.2556 | 63.7968 | 68.7879 | 61.1757 | 63.2077 | 74.1443 | 65.974 | 76.2589 | 70.9435 | 69.5584 | 68.0626 | 68.8122 | 68.5168 | 67.1727 | 64.5225 | 62.0037 | 59.7705 | 57.7943 | 56.0463 | 54.5053 | 53.146 | 51.9516 | 50.904 | 49.986 | 49.1848 | 48.4868 | 47.8747 | 47.3532 | 46.9043 | 46.5188 | 46.1908 | 45.913 | 45.6803
Northwest | Supermarket | Peak | August | Lighting | MW | 15.0262 | 13.6239 | 14.6198 | 15.2303 | 14.2242 | 14.3637 | 14.5455 | 17.3864 | 14.7623 | 16.4496 | 17.2528 | 16.219 | 15.9587 | 19.1692 | 19.6199 | 17.5259 | 19.8479 | 15.6825 | 17.4907 | 18.8494 | 17.2734 | 16.9889 | 19.8346 | 18.6005 | 19.5615 | 18.6576 | 18.7665 | 19.5963 | 20.9171 | 21.7307 | 22.094 | 22.3768 | 22.5914 | 22.7623 | 22.8972 | 23.0219 | 23.1387 | 23.2474 | 23.3504 | 23.4483 | 23.5414 | 23.631 | 23.7174 | 23.7967 | 23.8799 | 23.9609 | 24.04 | 24.1177 | 24.194 | 24.2691
Northwest | Supermarket | Peak | August | Air Conditioning | MW | 148.9197 | 128.2839 | 127.2707 | 124.5296 | 173.5094 | 149.6028 | 158.8165 | 117.115 | 173.9364 | 153.694 | 172.3857 | 174.424 | 213.2485 | 156.8346 | 167.4861 | 159.6031 | 195.9019 | 221.8842 | 205.8273 | 191.8064 | 190.8204 | 185.9103 | 183.4411 | 212.5365 | 187.2124 | 175.843 | 193.2965 | 192.1485 | 198.4618 | 201.821 | 202.1634 | 202.7798 | 203.6223 | 204.8136 | 206.2937 | 208.0565 | 210.0872 | 212.3492 | 214.8409 | 217.503 | 220.3469 | 223.3694 | 226.552 | 229.8633 | 233.3268 | 236.9294 | 240.6597 | 244.5181 | 248.4934 | 252.5885
Northwest | Supermarket | Peak | August | Other Non-Substitutables | MW | 17.8895 | 16.2697 | 17.4623 | 18.2412 | 16.9974 | 17.1673 | 17.339 | 20.7801 | 17.6632 | 19.6578 | 20.5928 | 19.3864 | 19.0671 | 22.9031 | 23.4241 | 20.9345 | 23.6725 | 19.8185 | 22.0822 | 23.812 | 21.8213 | 22.7153 | 25.4981 | 22.8496 | 25.0029 | 24.6226 | 24.8122 | 25.1248 | 26.2064 | 26.8457 | 26.938 | 27.0176 | 27.0836 | 27.1553 | 27.2318 | 27.3105 | 27.3922 | 27.474 | 27.557 | 27.6408 | 27.724 | 27.8078 | 27.8912 | 27.9705 | 28.0553 | 28.1399 | 28.2233 | 28.3067 | 28.3895 | 28.472
Northwest | Supermarket | Peak | September | Space Heating | MW | 5.8832 | 5.1109 | 5.7433 | 6.2468 | 5.9358 | 5.8876 | 5.4119 | 7.215 | 6.0283 | 6.2342 | 7.2963 | 6.3707 | 6.4854 | 7.6696 | 7.8838 | 7.189 | 8.0417 | 7.0402 | 6.6902 | 7.5484 | 7.7794 | 7.9988 | 8.612 | 8.0985 | 8.2005 | 9.2543 | 8.208 | 8.2987 | 8.6028 | 8.7476 | 8.739 | 8.7228 | 8.6992 | 8.6745 | 8.6504 | 8.6247 | 8.5984 | 8.5706 | 8.5422 | 8.5132 | 8.4834 | 8.4534 | 8.4231 | 8.3914 | 8.3614 | 8.3313 | 8.301 | 8.271 | 8.2409 | 8.2111
Northwest | Supermarket | Peak | September | Water Heating | MW | 3.3172 | 3.0036 | 3.1875 | 3.295 | 3.2118 | 3.2003 | 3.273 | 3.6941 | 3.4012 | 3.6395 | 3.824 | 3.5847 | 3.7542 | 4.1927 | 4.2209 | 3.8851 | 4.3062 | 4.1256 | 3.8334 | 4.1554 | 4.1699 | 4.144 | 4.5931 | 4.4126 | 4.6389 | 4.8503 | 4.289 | 4.3542 | 4.5514 | 4.5609 | 4.4986 | 4.4419 | 4.3899 | 4.3448 | 4.3064 | 4.2732 | 4.2451 | 4.221 | 4.2009 | 4.1842 | 4.1704 | 4.1595 | 4.1509 | 4.1439 | 4.1396 | 4.1371 | 4.136 | 4.1363 | 4.1377 | 4.1403
Northwest | Supermarket | Peak | September | Other Substitutables | MW | 11.0793 | 10.0524 | 10.6753 | 11.0389 | 10.7643 | 10.7153 | 10.978 | 12.3656 | 11.4011 | 12.196 | 12.8344 | 12.0378 | 12.6003 | 14.0855 | 14.1777 | 13.0528 | 14.4657 | 13.8379 | 12.8461 | 13.926 | 15.6597 | 14.6061 | 13.4199 | 16.7383 | 13.6505 | 14.2158 | 14.25 | 14.4419 | 15.0692 | 15.4068 | 15.4764 | 15.3001 | 15.0871 | 14.9109 | 14.7691 | 14.6538 | 14.5621 | 14.4893 | 14.4337 | 14.3924 | 14.363 | 14.3442 | 14.3342 | 14.3297 | 14.3345 | 14.3447 | 14.3591 | 14.3775 | 14.399 | 14.4234
Northwest | Supermarket | Peak | September | Refrigeration | MW | 86.2747 | 78.0888 | 82.8613 | 85.7125 | 83.521 | 83.1701 | 85.1407 | 96.0252 | 88.422 | 94.6061 | 99.4422 | 93.2062 | 97.6013 | 109.0327 | 109.743 | 101 | 111.9501 | 107.2939 | 99.6608 | 108.0631 | 109.0914 | 107.8501 | 117.1611 | 112.8677 | 120.0486 | 124.0981 | 111.4912 | 109.0613 | 110.2315 | 109.7465 | 107.5845 | 103.3317 | 99.2892 | 95.7046 | 92.5322 | 89.7257 | 87.2512 | 85.0683 | 83.1498 | 81.4667 | 79.9913 | 78.7034 | 77.5809 | 76.5966 | 75.7568 | 75.0338 | 74.4119 | 73.8825 | 73.4336 | 73.0571
Northwest | Supermarket | Peak | September | Lighting | MW | 22.9882 | 20.7544 | 22.0192 | 22.735 | 22.1807 | 22.0822 | 22.6538 | 25.5055 | 23.4688 | 25.1308 | 26.4479 | 24.7536 | 25.9341 | 28.982 | 29.2027 | 26.8765 | 29.8284 | 26.6946 | 24.841 | 26.9499 | 28.0056 | 26.3648 | 28.592 | 29.0402 | 28.0522 | 29.7365 | 27.3819 | 28.5602 | 30.4586 | 31.6268 | 32.1434 | 32.5444 | 32.8473 | 33.088 | 33.2777 | 33.4533 | 33.6185 | 33.7724 | 33.9185 | 34.0578 | 34.1903 | 34.3182 | 34.4415 | 34.5551 | 34.674 | 34.7902 | 34.9033 | 35.0147 | 35.1241 | 35.232
Northwest | Supermarket | Peak | September | Air Conditioning | MW | 97.274 | 83.373 | 82.472 | 79.7545 | 114.8327 | 98.064 | 105.4916 | 73.5375 | 117.4237 | 100.0452 | 112.7378 | 113.1307 | 146.5904 | 101.6201 | 107.2298 | 105.3239 | 125.7829 | 162.2164 | 125.9296 | 118.4196 | 132.9796 | 124.3036 | 114.5031 | 142.0167 | 116.4786 | 121.6496 | 121.7974 | 121.0371 | 124.9906 | 127.1021 | 127.3167 | 127.7018 | 128.2274 | 128.9723 | 129.8992 | 131.0036 | 132.2769 | 133.6956 | 135.259 | 136.9296 | 138.7142 | 140.6113 | 142.609 | 144.6885 | 146.8624 | 149.1242 | 151.4654 | 153.8876 | 156.3828 | 158.9537
Northwest | Supermarket | Peak | September | Other Non-Substitutables | MW | 19.0647 | 17.2546 | 18.3053 | 18.9401 | 18.4508 | 18.3739 | 18.8132 | 21.2133 | 19.5386 | 20.9024 | 21.9732 | 20.5904 | 21.5634 | 24.0941 | 24.2476 | 22.3156 | 24.7405 | 23.7061 | 22.0184 | 23.8773 | 25.0061 | 24.8748 | 25.6048 | 24.8973 | 24.9131 | 27.3891 | 25.4897 | 25.8002 | 26.9013 | 27.5551 | 27.6481 | 27.7279 | 27.7933 | 27.8646 | 27.9411 | 28.0196 | 28.1014 | 28.1833 | 28.2665 | 28.3506 | 28.434 | 28.518 | 28.6017 | 28.6814 | 28.7665 | 28.8515 | 28.9352 | 29.019 | 29.1019 | 29.1848
Northwest | Supermarket | Peak | October | Space Heating | MW | 16.8168 | 14.7516 | 16.4767 | 17.6628 | 17.3781 | 16.9197 | 15.9897 | 19.8155 | 17.6445 | 17.7747 | 18.8614 | 17.23 | 16.2796 | 19.2128 | 20.2932 | 19.0039 | 23.1425 | 17.7411 | 17.2292 | 17.9072 | 23.7754 | 22.9817 | 23.9812 | 22.1975 | 21.7283 | 23.6072 | 22.0029 | 22.2382 | 23.0469 | 23.4328 | 23.4074 | 23.3623 | 23.2975 | 23.2297 | 23.1637 | 23.0937 | 23.0218 | 22.9463 | 22.8691 | 22.7904 | 22.7097 | 22.6283 | 22.5462 | 22.4606 | 22.3791 | 22.2977 | 22.2158 | 22.1345 | 22.0533 | 21.9727
Northwest | Supermarket | Peak | October | Water Heating | MW | 5.6101 | 5.1287 | 5.4129 | 5.5074 | 5.568 | 5.4382 | 5.7183 | 5.9962 | 5.8891 | 6.1356 | 5.8557 | 5.7333 | 5.5727 | 6.2181 | 6.4351 | 6.0823 | 7.3286 | 6.154 | 5.8404 | 5.8323 | 7.5355 | 7.0533 | 7.5902 | 7.1685 | 7.2702 | 7.3405 | 6.8102 | 6.9113 | 7.2222 | 7.2365 | 7.137 | 7.0463 | 6.9632 | 6.8911 | 6.8297 | 6.7766 | 6.7315 | 6.6929 | 6.6606 | 6.6337 | 6.6115 | 6.5937 | 6.5797 | 6.5683 | 6.5612 | 6.5569 | 6.5548 | 6.5549 | 6.5569 | 6.5606
Northwest | Supermarket | Peak | October | Other Substitutables | MW | 18.7716 | 17.1982 | 18.165 | 18.4887 | 18.6999 | 18.24 | 19.2217 | 20.0826 | 19.7702 | 20.5717 | 19.6669 | 19.2665 | 18.7147 | 20.9035 | 21.6326 | 20.4612 | 24.6437 | 20.657 | 19.5812 | 19.5472 | 28.2535 | 24.8578 | 22.2425 | 27.0944 | 21.4646 | 21.5745 | 22.657 | 22.9549 | 23.9452 | 24.48 | 24.5885 | 24.3066 | 23.9667 | 23.6854 | 23.4586 | 23.2739 | 23.1267 | 23.0097 | 22.9199 | 22.853 | 22.8049 | 22.7737 | 22.7565 | 22.748 | 22.7542 | 22.7692 | 22.7906 | 22.8186 | 22.8514 | 22.8889
Northwest | Supermarket | Peak | October | Refrigeration | MW | 145.9175 | 133.3362 | 140.7153 | 143.2667 | 144.7919 | 141.3253 | 148.7466 | 155.868 | 153.1006 | 159.4876 | 152.2811 | 149.0717 | 144.8792 | 161.7089 | 167.3163 | 158.1175 | 190.5291 | 160.0537 | 151.8361 | 151.6693 | 197.2714 | 183.5853 | 193.2849 | 183.1077 | 188.0797 | 187.5716 | 177.0332 | 173.1329 | 174.949 | 174.1633 | 170.714 | 163.9517 | 157.5255 | 151.8263 | 146.7824 | 142.3194 | 138.3841 | 134.9118 | 131.8597 | 129.1817 | 126.8332 | 124.7826 | 122.9948 | 121.4266 | 120.0876 | 118.9341 | 117.9409 | 117.0948 | 116.3762 | 115.7729
Northwest | Supermarket | Peak | October | Lighting | MW | 37.5344 | 34.2028 | 36.096 | 36.6903 | 37.1051 | 36.2051 | 38.1712 | 39.9371 | 39.2039 | 40.8514 | 39.0394 | 38.176 | 37.134 | 41.4562 | 42.9472 | 40.5534 | 48.922 | 38.0763 | 36.2099 | 36.26 | 48.5257 | 43.0544 | 45.3398 | 45.2807 | 42.2473 | 43.2042 | 41.7312 | 43.4922 | 46.3539 | 48.1143 | 48.8855 | 49.4834 | 49.9338 | 50.2911 | 50.5722 | 50.8328 | 51.0784 | 51.3074 | 51.5251 | 51.733 | 51.9308 | 52.1219 | 52.3063 | 52.4763 | 52.6544 | 52.8284 | 52.9979 | 53.1649 | 53.3288 | 53.4906
Northwest | Supermarket | Peak | October | Air Conditioning | MW | 38.8768 | 33.6176 | 33.3931 | 31.7482 | 46.8096 | 39.3754 | 43.3305 | 28.2541 | 47.9456 | 39.865 | 40.8531 | 42.7129 | 51.3538 | 35.7859 | 38.9782 | 39.3665 | 50.7318 | 57.1708 | 45.3725 | 39.4648 | 56.8485 | 50.1073 | 44.9608 | 54.4898 | 43.41 | 43.7521 | 45.8747 | 45.5805 | 47.0579 | 47.8484 | 47.9238 | 48.0638 | 48.2573 | 48.5334 | 48.8781 | 49.2895 | 49.7647 | 50.2947 | 50.8791 | 51.5039 | 52.1717 | 52.8817 | 53.6296 | 54.4083 | 55.2224 | 56.0696 | 56.9465 | 57.8538 | 58.7886 | 59.7518
Northwest | Supermarket | Peak | October | Other Non-Substitutables | MW | 19.6857 | 17.9875 | 18.979 | 19.3281 | 19.5285 | 19.061 | 20.0663 | 21.0222 | 20.6546 | 21.5133 | 20.5433 | 20.1054 | 19.542 | 21.8169 | 22.5698 | 21.3294 | 25.7068 | 21.5902 | 20.4802 | 20.4601 | 27.7287 | 25.9381 | 25.7078 | 24.6193 | 23.7092 | 25.2069 | 24.7777 | 25.0713 | 26.1336 | 26.7667 | 26.8545 | 26.9296 | 26.9913 | 27.0586 | 27.1311 | 27.2054 | 27.2831 | 27.3607 | 27.4399 | 27.5197 | 27.599 | 27.6789 | 27.7585 | 27.8343 | 27.9152 | 27.9961 | 28.0756 | 28.1553 | 28.2342 | 28.3131
Northwest | Supermarket | Peak | November | Space Heating | MW | 20.2146 | 17.7594 | 19.8511 | 21.2773 | 20.9285 | 20.3683 | 19.2837 | 23.9144 | 21.3088 | 21.4397 | 23.3433 | 20.5528 | 19.5014 | 23.3479 | 27.2814 | 25.1059 | 26.6392 | 22.1561 | 23.5134 | 25.4553 | 28.4272 | 28.0824 | 26.9482 | 24.3416 | 31.5286 | 27.3435 | 25.8199 | 26.0969 | 27.0462 | 27.4993 | 27.47 | 27.4173 | 27.3414 | 27.2621 | 27.1848 | 27.1029 | 27.0187 | 26.9304 | 26.84 | 26.7479 | 26.6533 | 26.5581 | 26.4619 | 26.3618 | 26.2664 | 26.171 | 26.0751 | 25.9799 | 25.8847 | 25.7904
Northwest | Supermarket | Peak | November | Water Heating | MW | 5.7517 | 5.2661 | 5.5621 | 5.6585 | 5.7195 | 5.5834 | 5.8818 | 6.1716 | 6.0662 | 6.3124 | 6.1825 | 5.8332 | 5.6937 | 6.4448 | 7.3795 | 6.8532 | 7.1951 | 6.5558 | 6.7978 | 7.071 | 7.6778 | 7.3453 | 7.2758 | 6.7051 | 8.9981 | 7.2515 | 6.813 | 6.9142 | 7.2252 | 7.2397 | 7.1401 | 7.0495 | 6.9664 | 6.8943 | 6.8329 | 6.7798 | 6.7348 | 6.6962 | 6.6639 | 6.637 | 6.6148 | 6.5971 | 6.5832 | 6.5718 | 6.5647 | 6.5605 | 6.5584 | 6.5585 | 6.5605 | 6.5643
Northwest | Supermarket | Peak | November | Other Substitutables | MW | 19.2487 | 17.6628 | 18.6695 | 18.9996 | 19.2133 | 18.731 | 19.7773 | 20.6772 | 20.3739 | 21.1722 | 20.7722 | 19.6092 | 19.1279 | 21.6732 | 24.8176 | 23.0637 | 24.2066 | 22.0131 | 22.7989 | 23.7065 | 28.7457 | 25.8716 | 21.3293 | 25.3343 | 26.5645 | 21.3167 | 22.6608 | 22.9589 | 23.9497 | 24.4848 | 24.5937 | 24.312 | 23.9723 | 23.691 | 23.4643 | 23.2797 | 23.1326 | 23.0158 | 22.926 | 22.8593 | 22.8113 | 22.7802 | 22.7631 | 22.7548 | 22.7611 | 22.7762 | 22.7978 | 22.8259 | 22.8589 | 22.8965
Northwest | Supermarket | Peak | November | Refrigeration | MW | 149.6018 | 136.909 | 144.5941 | 147.1981 | 148.7312 | 145.0996 | 153.0009 | 160.4271 | 157.7048 | 164.0852 | 160.7782 | 151.6694 | 148.0244 | 167.6029 | 191.8723 | 178.1574 | 187.0575 | 170.5026 | 176.7259 | 183.8829 | 200.9978 | 191.183 | 185.3096 | 171.3015 | 232.7919 | 185.3241 | 177.1066 | 173.2055 | 175.0238 | 174.2388 | 170.7907 | 164.027 | 157.5987 | 151.8979 | 146.8525 | 142.3882 | 138.4519 | 134.9787 | 131.926 | 129.2474 | 126.8985 | 124.8477 | 123.0597 | 121.4915 | 120.1525 | 118.9992 | 118.0062 | 117.1603 | 116.442 | 115.8391
Northwest | Supermarket | Peak | November | Lighting | MW | 37.6403 | 34.3521 | 36.2801 | 36.8732 | 37.2824 | 36.36 | 38.4073 | 40.2124 | 39.5066 | 41.1172 | 40.3268 | 37.9997 | 37.1142 | 42.0332 | 48.1848 | 44.7148 | 47.0016 | 39.6823 | 41.2337 | 43.0152 | 48.3532 | 43.8354 | 42.493 | 41.4513 | 51.1238 | 41.7406 | 40.831 | 42.5521 | 45.3508 | 47.0722 | 47.8266 | 48.4113 | 48.8516 | 49.2009 | 49.4758 | 49.7306 | 49.9709 | 50.195 | 50.4081 | 50.6115 | 50.8052 | 50.9923 | 51.1729 | 51.3394 | 51.5138 | 51.6843 | 51.8503 | 52.0139 | 52.1745 | 52.333
Northwest | Supermarket | Peak | November | Air Conditioning | MW | 41.6098 | 36.035 | 35.8103 | 34.0539 | 50.1754 | 42.1922 | 46.5168 | 30.378 | 51.528 | 42.8079 | 45.0099 | 45.3491 | 54.7273 | 38.7214 | 46.6535 | 46.2869 | 51.9779 | 63.552 | 55.1361 | 49.9448 | 60.431 | 54.4855 | 45.0536 | 53.2326 | 56.1303 | 45.1631 | 47.9282 | 47.62 | 49.1651 | 49.9922 | 50.0728 | 50.2207 | 50.4239 | 50.7135 | 51.0747 | 51.5056 | 52.0032 | 52.5578 | 53.1695 | 53.8232 | 54.5218 | 55.2646 | 56.047 | 56.8616 | 57.713 | 58.5991 | 59.5162 | 60.4652 | 61.4428 | 62.4502
Northwest | Supermarket | Peak | November | Other Non-Substitutables | MW | 20.0083 | 18.3098 | 19.3335 | 19.6868 | 19.8863 | 19.4008 | 20.4617 | 21.45 | 21.0918 | 21.9422 | 21.502 | 20.2789 | 19.7936 | 22.4166 | 25.6585 | 23.8249 | 25.0203 | 22.8008 | 23.6312 | 24.5912 | 28.0072 | 26.7772 | 24.4496 | 22.8425 | 29.1156 | 24.7035 | 24.5719 | 24.8633 | 25.917 | 26.5451 | 26.6326 | 26.7076 | 26.7689 | 26.8358 | 26.9079 | 26.9818 | 27.059 | 27.1362 | 27.2148 | 27.2942 | 27.373 | 27.4524 | 27.5316 | 27.6069 | 27.6873 | 27.7677 | 27.8468 | 27.926 | 28.0044 | 28.0828
Northwest | Supermarket | Peak | December | Space Heating | MW | 19.8384 | 17.4537 | 19.4295 | 20.7509 | 20.5926 | 19.9592 | 19.0168 | 23.2923 | 21.0023 | 21.0588 | 23.7971 | 20.8175 | 23.3174 | 23.3517 | 25.8516 | 23.621 | 24.3126 | 21.3623 | 21.25 | 25.8788 | 25.0748 | 26.7566 | 31.6069 | 30.7084 | 26.7434 | 28.4978 | 26.0591 | 26.336 | 27.2918 | 27.7483 | 27.7181 | 27.6644 | 27.5874 | 27.5069 | 27.4286 | 27.3457 | 27.2605 | 27.1711 | 27.0797 | 26.9865 | 26.891 | 26.7947 | 26.6976 | 26.5964 | 26.5 | 26.4036 | 26.3068 | 26.2105 | 26.1144 | 26.0191
Northwest | Supermarket | Peak | December | Water Heating | MW | 5.0712 | 4.6494 | 4.8914 | 4.9566 | 5.0567 | 4.9147 | 5.211 | 5.3989 | 5.3709 | 5.5696 | 5.665 | 5.3073 | 6.115 | 5.7919 | 6.2837 | 5.7936 | 5.8993 | 5.6788 | 5.5193 | 6.4582 | 6.0767 | 6.2806 | 7.6789 | 7.6078 | 6.8603 | 6.7962 | 6.1755 | 6.2665 | 6.5478 | 6.5607 | 6.4703 | 6.3881 | 6.3126 | 6.2471 | 6.1914 | 6.1432 | 6.1023 | 6.0673 | 6.0379 | 6.0135 | 5.9933 | 5.9772 | 5.9645 | 5.9541 | 5.9477 | 5.9437 | 5.9418 | 5.9419 | 5.9436 | 5.947
Northwest | Supermarket | Peak | December | Other Substitutables | MW | 16.9757 | 15.5995 | 16.4242 | 16.6491 | 16.9929 | 16.4922 | 17.5272 | 18.0875 | 18.0389 | 18.6807 | 19.0353 | 17.8443 | 20.5454 | 19.4814 | 21.1337 | 19.4962 | 19.8435 | 19.0668 | 18.5089 | 21.6487 | 22.7073 | 22.101 | 22.5537 | 28.6909 | 20.2865 | 20.0032 | 20.5426 | 20.8109 | 21.7073 | 22.192 | 22.2904 | 22.0347 | 21.7265 | 21.4713 | 21.2656 | 21.0979 | 20.9643 | 20.8581 | 20.7765 | 20.7157 | 20.672 | 20.6436 | 20.6278 | 20.62 | 20.6255 | 20.639 | 20.6583 | 20.6835 | 20.7131 | 20.747
Northwest | Supermarket | Peak | December | Refrigeration | MW | 131.9035 | 120.8747 | 127.1572 | 128.9398 | 131.4961 | 127.7208 | 135.5514 | 140.3413 | 139.6288 | 144.775 | 147.3219 | 137.9956 | 158.977 | 150.6249 | 163.3814 | 150.6118 | 153.3695 | 147.6953 | 143.49 | 167.9484 | 159.1011 | 163.475 | 195.4903 | 194.3097 | 177.4667 | 173.6298 | 160.5342 | 156.987 | 158.6244 | 157.9092 | 154.7807 | 148.6482 | 142.8199 | 137.651 | 133.0764 | 129.0285 | 125.4593 | 122.31 | 119.5418 | 117.1128 | 114.9826 | 113.1226 | 111.5008 | 110.0785 | 108.8637 | 107.8172 | 106.9161 | 106.1483 | 105.4961 | 104.9486
Northwest | Supermarket | Peak | December | Lighting | MW | 36.3927 | 33.2579 | 34.9901 | 35.4225 | 36.1488 | 35.0984 | 37.3018 | 38.5683 | 38.3508 | 39.7701 | 40.4992 | 37.8964 | 43.7098 | 41.4278 | 44.9872 | 41.4445 | 42.2443 | 37.6403 | 36.6666 | 43.0337 | 41.9194 | 41.0057 | 49.0508 | 51.5139 | 42.663 | 42.8391 | 40.5345 | 42.2312 | 44.9989 | 46.701 | 47.4448 | 48.0209 | 48.4544 | 48.7981 | 49.0685 | 49.3193 | 49.5559 | 49.7767 | 49.9868 | 50.1875 | 50.3786 | 50.5633 | 50.7417 | 50.9062 | 51.0785 | 51.247 | 51.411 | 51.5727 | 51.7315 | 51.8882
Northwest | Supermarket | Peak | December | Air Conditioning | MW | 38.333 | 33.2349 | 32.978 | 31.2167 | 46.306 | 38.8119 | 43.0331 | 27.7728 | 47.6658 | 39.468 | 43.1069 | 43.087 | 61.3707 | 36.3989 | 41.5946 | 40.9773 | 44.5824 | 57.5547 | 46.7998 | 47.7227 | 49.9525 | 48.6921 | 49.8394 | 63.0658 | 44.8314 | 44.3163 | 45.4317 | 45.1369 | 46.5989 | 47.3821 | 47.4579 | 47.5974 | 47.7894 | 48.0631 | 48.4049 | 48.8127 | 49.2836 | 49.8087 | 50.3878 | 51.0068 | 51.6682 | 52.3716 | 53.1124 | 53.8839 | 54.6902 | 55.5293 | 56.3978 | 57.2965 | 58.2223 | 59.1763
Northwest | Supermarket | Peak | December | Other Non-Substitutables | MW | 21.345 | 19.5594 | 20.5717 | 20.8654 | 21.2732 | 20.6623 | 21.934 | 22.704 | 22.595 | 23.4245 | 23.8389 | 22.3243 | 25.7213 | 24.3755 | 26.4356 | 24.37 | 24.8212 | 23.8976 | 23.2153 | 27.1758 | 26.841 | 27.7296 | 31.1931 | 31.3449 | 26.8187 | 27.9853 | 26.966 | 27.2832 | 28.4372 | 29.1259 | 29.2214 | 29.3031 | 29.3699 | 29.4429 | 29.5215 | 29.6022 | 29.6864 | 29.7707 | 29.8566 | 29.9433 | 30.0294 | 30.1161 | 30.2025 | 30.2848 | 30.3727 | 30.4605 | 30.5469 | 30.6334 | 30.719 | 30.8047
Northwest | MiniMart | Peak | January | Space Heating | MW | 2.7109 | 3.8517 | 4.3053 | 4.6065 | 4.5491 | 4.4203 | 4.1954 | 5.1453 | 4.6161 | 4.6439 | 5.78 | 4.95 | 4.4237 | 4.9153 | 5.4221 | 5.5931 | 5.4738 | 4.2642 | 5.2416 | 5.1857 | 5.079 | 6.1571 | 6.2402 | 5.703 | 5.2252 | 5.9343 | 5.7087 | 5.6851 | 5.8176 | 5.8826 | 5.8479 | 5.8124 | 5.7601 | 5.71 | 5.6925 | 5.6712 | 5.6482 | 5.625 | 5.6065 | 5.5925 | 5.5806 | 5.5779 | 5.577 | 5.5734 | 5.5713 | 5.567 | 5.5584 | 5.5498 | 5.5405 | 5.5322
Northwest | MiniMart | Peak | January | Water Heating | MW | 1.4461 | 2.1435 | 2.2648 | 2.2959 | 2.3304 | 2.2662 | 2.4013 | 2.4896 | 2.4628 | 2.5607 | 2.8732 | 2.6346 | 2.4202 | 2.5492 | 2.7537 | 2.8627 | 2.7724 | 2.3626 | 2.8453 | 2.6984 | 2.5383 | 3.0601 | 3.2991 | 2.9763 | 2.9095 | 3.1025 | 2.8578 | 2.8738 | 2.9825 | 2.9895 | 2.95 | 2.9153 | 2.8775 | 2.8449 | 2.8164 | 2.7897 | 2.7653 | 2.7438 | 2.727 | 2.7145 | 2.7052 | 2.7022 | 2.7016 | 2.7013 | 2.703 | 2.7049 | 2.7057 | 2.7074 | 2.7097 | 2.7132
Northwest | MiniMart | Peak | January | Other Substitutables | MW | 10.8977 | 16.1944 | 17.086 | 17.3299 | 17.601 | 17.1078 | 18.1392 | 18.7869 | 18.605 | 19.3339 | 21.7119 | 19.8946 | 18.2677 | 19.2551 | 20.7958 | 21.6338 | 20.9343 | 17.8567 | 21.4521 | 20.3724 | 21.188 | 24.2309 | 22.2778 | 25.7245 | 19.4923 | 20.9902 | 21.4658 | 21.5858 | 22.3979 | 22.9422 | 23.0904 | 22.8719 | 22.544 | 22.2738 | 22.0425 | 21.8355 | 21.6548 | 21.5021 | 21.391 | 21.3175 | 21.2706 | 21.2742 | 21.2979 | 21.3231 | 21.3641 | 21.4048 | 21.4358 | 21.4733 | 21.5136 | 21.5622
Northwest | MiniMart | Peak | January | Refrigeration | MW | 52.0161 | 77.2267 | 81.4653 | 82.6402 | 83.9127 | 81.5771 | 86.4383 | 89.6393 | 88.6777 | 92.219 | 103.5028 | 94.8365 | 87.0801 | 91.7667 | 99.1008 | 103.05 | 99.7399 | 85.1457 | 102.3148 | 97.1838 | 90.4997 | 112.3876 | 125.3506 | 111.0299 | 104.4224 | 118.9045 | 104.9382 | 101.9617 | 102.478 | 102.0237 | 100.0277 | 96.0999 | 92.2257 | 88.7974 | 85.7356 | 82.9781 | 80.5103 | 78.318 | 76.4242 | 74.8013 | 73.4027 | 72.2856 | 71.347 | 70.5193 | 69.8344 | 69.234 | 68.6813 | 68.2164 | 67.8208 | 67.5042
Northwest | MiniMart | Peak | January | Lighting | MW | 8.2543 | 12.2209 | 12.8911 | 13.0534 | 13.2635 | 12.8882 | 13.6853 | 14.1649 | 14.0069 | 14.5676 | 16.3664 | 14.9793 | 13.7678 | 14.5129 | 15.6919 | 16.3028 | 15.7991 | 12.4773 | 15.0302 | 14.317 | 13.7897 | 17.3583 | 18.5069 | 16.2674 | 15.1478 | 17.7415 | 16.1265 | 16.6393 | 17.6171 | 18.317 | 18.6468 | 18.9135 | 19.0666 | 19.1874 | 19.2701 | 19.331 | 19.3784 | 19.4202 | 19.4732 | 19.5375 | 19.6082 | 19.7125 | 19.8208 | 19.9173 | 20.0193 | 20.111 | 20.1848 | 20.2591 | 20.3293 | 20.403
Northwest | MiniMart | Peak | January | Air Conditioning | MW | 9.3309 | 13.1629 | 13.1997 | 12.5521 | 18.2077 | 15.3356 | 17.0032 | 11.1415 | 18.7261 | 15.5648 | 18.7998 | 18.3362 | 20.6521 | 13.9697 | 15.9375 | 17.6781 | 18.1642 | 20.3263 | 20.5178 | 17.1062 | 16.557 | 18.8992 | 20.3887 | 19.6539 | 17.0366 | 18.762 | 17.6917 | 17.3993 | 17.7928 | 18.038 | 18.0166 | 18.0345 | 18.0449 | 18.0939 | 18.167 | 18.2573 | 18.3674 | 18.5001 | 18.6686 | 18.8683 | 19.0934 | 19.3656 | 19.6616 | 19.966 | 20.2883 | 20.6183 | 20.9474 | 21.2896 | 21.6419 | 22.0102
Northwest | MiniMart | Peak | January | Other Non-Substitutables | MW | 7.7335 | 11.4848 | 12.1212 | 12.295 | 12.4789 | 12.1361 | 12.8564 | 13.3281 | 13.1863 | 13.7134 | 15.4 | 14.1061 | 12.9518 | 13.651 | 14.7373 | 15.3251 | 14.8355 | 12.6579 | 15.2169 | 14.453 | 15.0362 | 17.1877 | 15.8116 | 18.2537 | 13.8308 | 14.9021 | 15.2381 | 15.2956 | 15.8509 | 16.2561 | 16.3326 | 16.4069 | 16.4311 | 16.4619 | 16.4891 | 16.506 | 16.5181 | 16.5305 | 16.5571 | 16.5975 | 16.6449 | 16.7209 | 16.8025 | 16.8762 | 16.955 | 17.0268 | 17.0852 | 17.144 | 17.2009 | 17.2609
Northwest | MiniMart | Peak | February | Space Heating | MW | 2.888 | 4.1038 | 4.5873 | 4.9113 | 4.8514 | 4.7138 | 4.4728 | 5.4891 | 4.9297 | 4.9536 | 6.2316 | 4.9621 | 4.2695 | 5.3296 | 5.5409 | 5.9477 | 5.6418 | 4.8672 | 4.856 | 5.3174 | 6.2252 | 6.3399 | 6.0948 | 5.8235 | 5.6754 | 6.4723 | 5.954 | 5.9289 | 6.067 | 6.1344 | 6.0979 | 6.0607 | 6.0058 | 5.9534 | 5.935 | 5.9128 | 5.8887 | 5.8645 | 5.8451 | 5.8304 | 5.818 | 5.8151 | 5.814 | 5.8102 | 5.808 | 5.8034 | 5.7943 | 5.7852 | 5.7755 | 5.7668
Northwest | MiniMart | Peak | February | Water Heating | MW | 1.5413 | 2.2848 | 2.4142 | 2.4489 | 2.4863 | 2.4177 | 2.5614 | 2.6572 | 2.6313 | 2.7329 | 3.0991 | 2.6424 | 2.3369 | 2.7651 | 2.8153 | 3.0454 | 2.8587 | 2.6979 | 2.6372 | 2.7682 | 3.1122 | 3.1521 | 3.2253 | 3.0416 | 3.1632 | 3.3865 | 2.9816 | 2.9982 | 3.1117 | 3.1189 | 3.0777 | 3.0414 | 3.002 | 2.9679 | 2.9381 | 2.9103 | 2.8848 | 2.8624 | 2.8448 | 2.8318 | 2.8221 | 2.8188 | 2.8182 | 2.8178 | 2.8196 | 2.8215 | 2.8223 | 2.8241 | 2.8264 | 2.83
Northwest | MiniMart | Peak | February | Other Substitutables | MW | 11.6148 | 17.2621 | 18.2127 | 18.4854 | 18.7785 | 18.2515 | 19.3485 | 20.0521 | 19.8785 | 20.6345 | 23.419 | 19.9529 | 17.6392 | 20.8861 | 21.2609 | 23.0152 | 21.5872 | 20.3909 | 19.8836 | 20.8992 | 26.0095 | 24.9697 | 21.7589 | 26.3001 | 21.1833 | 22.905 | 22.3969 | 22.5219 | 23.3691 | 23.9367 | 24.091 | 23.8627 | 23.5204 | 23.2383 | 22.9967 | 22.7805 | 22.5918 | 22.4323 | 22.3162 | 22.2393 | 22.1901 | 22.1936 | 22.218 | 22.244 | 22.2865 | 22.3287 | 22.3608 | 22.3997 | 22.4416 | 22.4919
Northwest | MiniMart | Peak | February | Refrigeration | MW | 55.4385 | 82.3181 | 86.8373 | 88.1498 | 89.5261 | 87.0301 | 92.1995 | 95.673 | 94.7447 | 98.4205 | 111.6399 | 95.1146 | 84.084 | 99.5391 | 101.3158 | 109.6278 | 102.8475 | 97.2295 | 94.8331 | 99.6958 | 110.9519 | 115.7798 | 122.5938 | 113.4822 | 113.5237 | 129.8058 | 109.4876 | 106.3814 | 106.9195 | 106.4447 | 104.3609 | 100.2619 | 96.2191 | 92.6415 | 89.4464 | 86.5687 | 83.9933 | 81.7055 | 79.7291 | 78.0351 | 76.5753 | 75.409 | 74.4289 | 73.5645 | 72.8492 | 72.2219 | 71.6445 | 71.1587 | 70.7453 | 70.4142
Northwest | MiniMart | Peak | February | Lighting | MW | 8.3514 | 12.3669 | 13.0448 | 13.2186 | 13.4338 | 13.0533 | 13.8587 | 14.3539 | 14.2088 | 14.7613 | 16.762 | 14.2646 | 12.6209 | 14.9448 | 15.232 | 16.469 | 15.4702 | 13.5358 | 13.2335 | 13.9504 | 16.0488 | 16.9581 | 17.1948 | 15.79 | 15.6414 | 18.3898 | 15.9705 | 16.4784 | 17.4469 | 18.14 | 18.4666 | 18.7305 | 18.8821 | 19.0017 | 19.0834 | 19.1436 | 19.1905 | 19.2317 | 19.2841 | 19.3476 | 19.4175 | 19.5206 | 19.6277 | 19.7231 | 19.8239 | 19.9145 | 19.9873 | 20.0608 | 20.1302 | 20.2029
Northwest | MiniMart | Peak | February | Air Conditioning | MW | 9.3267 | 13.1591 | 13.1906 | 12.5529 | 18.2191 | 15.3423 | 17.0145 | 11.1571 | 18.7645 | 15.5811 | 19.0163 | 17.2487 | 18.7023 | 14.2093 | 15.2768 | 17.6293 | 17.5641 | 21.7659 | 17.84 | 16.4545 | 19.0204 | 18.2607 | 18.7077 | 18.8376 | 17.3844 | 19.2173 | 17.3132 | 17.0274 | 17.4121 | 17.6518 | 17.6303 | 17.6474 | 17.6573 | 17.7049 | 17.776 | 17.8641 | 17.9716 | 18.1011 | 18.2658 | 18.4608 | 18.6807 | 18.9467 | 19.236 | 19.5334 | 19.8484 | 20.1709 | 20.4925 | 20.8269 | 21.1713 | 21.5313
Northwest | MiniMart | Peak | February | Other Non-Substitutables | MW | 7.7894 | 11.5693 | 12.2106 | 12.3942 | 12.5822 | 12.236 | 12.9599 | 13.4437 | 13.3144 | 13.8315 | 15.698 | 13.3702 | 11.8191 | 13.9937 | 14.239 | 15.4076 | 14.4573 | 13.6602 | 13.3292 | 14.0121 | 17.4426 | 16.7373 | 14.5932 | 17.6353 | 14.204 | 15.3674 | 15.0249 | 15.0815 | 15.6289 | 16.0283 | 16.1034 | 16.1765 | 16.2002 | 16.2304 | 16.257 | 16.2735 | 16.2853 | 16.2974 | 16.3235 | 16.3631 | 16.4097 | 16.4844 | 16.5647 | 16.6371 | 16.7146 | 16.7852 | 16.8426 | 16.9003 | 16.9563 | 17.0152
Northwest | MiniMart | Peak | March | Space Heating | MW | 2.5503 | 3.6216 | 4.0486 | 4.3389 | 4.2792 | 4.1634 | 3.945 | 4.856 | 4.3524 | 4.376 | 5.0604 | 4.4868 | 4.2207 | 4.9659 | 5.1676 | 5.1101 | 5.4074 | 4.1965 | 4.3414 | 4.3713 | 5.3974 | 5.5985 | 5.5496 | 5.7472 | 5.3406 | 5.4495 | 5.6969 | 5.6728 | 5.805 | 5.8696 | 5.8347 | 5.7992 | 5.7467 | 5.6966 | 5.679 | 5.6576 | 5.6345 | 5.6113 | 5.5926 | 5.5785 | 5.5665 | 5.5637 | 5.5626 | 5.5589 | 5.5567 | 5.5522 | 5.5434 | 5.5347 | 5.5253 | 5.5169
Northwest | MiniMart | Peak | March | Water Heating | MW | 1.4109 | 2.0901 | 2.2086 | 2.2427 | 2.2733 | 2.2135 | 2.3418 | 2.4366 | 2.4081 | 2.5025 | 2.6088 | 2.4767 | 2.3946 | 2.6707 | 2.7217 | 2.7123 | 2.8403 | 2.4112 | 2.444 | 2.3589 | 2.797 | 2.8858 | 3.044 | 3.1115 | 3.0849 | 2.9559 | 2.9576 | 2.9741 | 3.0867 | 3.0939 | 3.0529 | 3.0169 | 2.9778 | 2.944 | 2.9144 | 2.8867 | 2.8615 | 2.8392 | 2.8217 | 2.8088 | 2.7991 | 2.7959 | 2.7952 | 2.7948 | 2.7966 | 2.7984 | 2.7992 | 2.8009 | 2.8032 | 2.8068
Northwest | MiniMart | Peak | March | Other Substitutables | MW | 10.6319 | 15.7909 | 16.6619 | 16.9283 | 17.1696 | 16.7102 | 17.6892 | 18.3875 | 18.1921 | 18.8946 | 19.7136 | 18.702 | 18.0749 | 20.1729 | 20.5539 | 20.497 | 21.447 | 18.2243 | 18.4268 | 17.809 | 23.3743 | 22.862 | 20.5311 | 26.9175 | 20.6519 | 19.9822 | 22.2166 | 22.3406 | 23.181 | 23.744 | 23.8968 | 23.6701 | 23.3303 | 23.0503 | 22.8104 | 22.5957 | 22.4084 | 22.25 | 22.1346 | 22.0581 | 22.0091 | 22.0123 | 22.0364 | 22.062 | 22.104 | 22.1457 | 22.1773 | 22.2157 | 22.257 | 22.3068
Northwest | MiniMart | Peak | March | Refrigeration | MW | 50.7473 | 75.3032 | 79.4437 | 80.7252 | 81.8562 | 79.6815 | 84.2944 | 87.7319 | 86.7088 | 90.1225 | 93.9765 | 89.1509 | 86.1607 | 96.1407 | 97.9475 | 97.6348 | 102.1819 | 86.8983 | 87.8852 | 84.9548 | 99.7145 | 106.0047 | 115.7155 | 116.1055 | 110.7141 | 113.3329 | 108.6163 | 105.5344 | 106.0683 | 105.5967 | 103.5286 | 99.4616 | 95.4503 | 91.9007 | 88.7302 | 85.8748 | 83.3194 | 81.0493 | 79.088 | 77.4068 | 75.958 | 74.8004 | 73.8276 | 72.9696 | 72.2594 | 71.6366 | 71.0632 | 70.5808 | 70.1701 | 69.841
Northwest | MiniMart | Peak | March | Lighting | MW | 7.9771 | 11.8052 | 12.4534 | 12.6317 | 12.8177 | 12.471 | 13.2212 | 13.7342 | 13.5685 | 14.104 | 14.7225 | 13.9504 | 13.4947 | 15.0623 | 15.3651 | 15.3046 | 16.0377 | 12.6211 | 12.7951 | 12.4027 | 15.0533 | 16.2157 | 16.9416 | 16.8669 | 15.923 | 16.7627 | 16.5402 | 17.0668 | 18.0703 | 18.7885 | 19.1268 | 19.4002 | 19.5572 | 19.681 | 19.7656 | 19.8278 | 19.8762 | 19.9189 | 19.9729 | 20.0385 | 20.1108 | 20.2174 | 20.3282 | 20.4268 | 20.5311 | 20.6247 | 20.7 | 20.7759 | 20.8476 | 20.9228
Northwest | MiniMart | Peak | March | Air Conditioning | MW | 8.8315 | 12.4519 | 12.4839 | 11.892 | 17.2324 | 14.5315 | 16.0904 | 10.5819 | 17.764 | 14.7584 | 16.5601 | 16.7238 | 19.823 | 14.198 | 15.2783 | 16.2406 | 18.0508 | 20.1244 | 17.101 | 14.506 | 17.6819 | 17.2918 | 18.2615 | 19.9229 | 17.5422 | 17.3545 | 17.7636 | 17.4706 | 17.8651 | 18.1106 | 18.0881 | 18.1053 | 18.115 | 18.1634 | 18.236 | 18.326 | 18.4359 | 18.5684 | 18.737 | 18.9367 | 19.162 | 19.4345 | 19.7309 | 20.0358 | 20.3586 | 20.6891 | 21.0187 | 21.3615 | 21.7145 | 22.0833
Northwest | MiniMart | Peak | March | Other Non-Substitutables | MW | 7.1934 | 10.6771 | 11.2698 | 11.4507 | 11.6061 | 11.302 | 11.9535 | 12.437 | 12.293 | 12.7774 | 13.3313 | 12.6428 | 12.2182 | 13.6355 | 13.8874 | 13.8435 | 14.4908 | 12.3168 | 12.462 | 12.0459 | 15.8142 | 15.4605 | 13.8919 | 18.2095 | 13.9703 | 13.525 | 15.0359 | 15.0925 | 15.6403 | 16.0399 | 16.115 | 16.1879 | 16.2114 | 16.2415 | 16.268 | 16.2843 | 16.296 | 16.3079 | 16.3339 | 16.3734 | 16.4199 | 16.4944 | 16.5746 | 16.647 | 16.7243 | 16.7949 | 16.8521 | 16.9098 | 16.9656 | 17.0245
Northwest | MiniMart | Peak | April | Space Heating | MW | 2.214 | 3.1299 | 3.4954 | 3.7583 | 3.6929 | 3.6092 | 3.3939 | 4.2519 | 3.7773 | 3.8153 | 4.0811 | 3.9975 | 3.6525 | 4.4926 | 4.6622 | 4.7156 | 4.63 | 3.9021 | 3.9036 | 4.2861 | 4.4944 | 4.8439 | 5.2233 | 4.5571 | 4.6248 | 4.7749 | 4.633 | 4.6141 | 4.7224 | 4.7757 | 4.748 | 4.7198 | 4.6777 | 4.6374 | 4.6231 | 4.6057 | 4.5868 | 4.5679 | 4.5528 | 4.5412 | 4.5315 | 4.5292 | 4.5283 | 4.5253 | 4.5235 | 4.5199 | 4.5128 | 4.5057 | 4.498 | 4.4912
Northwest | MiniMart | Peak | April | Water Heating | MW | 1.2821 | 1.8906 | 1.9958 | 2.0336 | 2.053 | 2.0087 | 2.1094 | 2.2336 | 2.1875 | 2.2844 | 2.2022 | 2.3099 | 2.169 | 2.5287 | 2.5698 | 2.6192 | 2.546 | 2.3465 | 2.3006 | 2.4211 | 2.4396 | 2.6151 | 2.9973 | 2.5819 | 2.794 | 2.7104 | 2.5191 | 2.5333 | 2.6293 | 2.6355 | 2.6006 | 2.57 | 2.5367 | 2.5079 | 2.4827 | 2.4592 | 2.4377 | 2.4187 | 2.4038 | 2.3928 | 2.3846 | 2.3818 | 2.3813 | 2.381 | 2.3826 | 2.3842 | 2.3848 | 2.3864 | 2.3883 | 2.3914
Northwest | MiniMart | Peak | April | Other Substitutables | MW | 9.66 | 14.2815 | 15.0531 | 15.3478 | 15.5035 | 15.1619 | 15.9309 | 16.8544 | 16.523 | 17.2463 | 16.6403 | 17.4415 | 16.3718 | 19.0994 | 19.4053 | 19.7902 | 19.2221 | 17.7334 | 17.3439 | 18.2775 | 20.4031 | 20.7219 | 20.1985 | 22.3509 | 18.6911 | 18.3077 | 18.9214 | 19.0274 | 19.7439 | 20.2238 | 20.3543 | 20.1616 | 19.8722 | 19.6338 | 19.4295 | 19.2466 | 19.0871 | 18.9523 | 18.8541 | 18.7889 | 18.7474 | 18.7504 | 18.7712 | 18.7933 | 18.8293 | 18.865 | 18.8922 | 18.9251 | 18.9605 | 19.0031
Northwest | MiniMart | Peak | April | Refrigeration | MW | 46.1153 | 68.1175 | 71.7853 | 73.1999 | 73.9258 | 72.3087 | 75.9314 | 80.4221 | 78.7651 | 82.2657 | 79.3308 | 83.1469 | 78.0445 | 91.0282 | 92.4796 | 94.2833 | 91.5954 | 84.5664 | 82.7283 | 87.1932 | 86.9706 | 96.0703 | 113.9791 | 96.3619 | 100.2721 | 103.9568 | 92.5274 | 89.9032 | 90.3605 | 89.96 | 88.1997 | 84.7361 | 81.3191 | 78.2954 | 75.5946 | 73.1621 | 70.9853 | 69.0516 | 67.3808 | 65.9488 | 64.715 | 63.7296 | 62.9017 | 62.1714 | 61.5672 | 61.0374 | 60.5494 | 60.139 | 59.7897 | 59.5099
Northwest | MiniMart | Peak | April | Lighting | MW | 7.3105 | 10.7712 | 11.3505 | 11.5536 | 11.6774 | 11.4167 | 12.0128 | 12.7007 | 12.4336 | 12.9885 | 12.5383 | 13.1255 | 12.3315 | 14.3889 | 14.6356 | 14.9142 | 14.5066 | 12.4183 | 12.1767 | 12.8592 | 13.259 | 14.8411 | 16.8594 | 14.1432 | 14.5677 | 15.5327 | 14.2376 | 14.693 | 15.5591 | 16.1789 | 16.4715 | 16.708 | 16.8439 | 16.951 | 17.0243 | 17.0781 | 17.1201 | 17.1571 | 17.2038 | 17.2605 | 17.3229 | 17.415 | 17.5106 | 17.5957 | 17.6858 | 17.7666 | 17.8316 | 17.8971 | 17.9589 | 18.0237
Northwest | MiniMart | Peak | April | Air Conditioning | MW | 7.8541 | 11.0232 | 11.0178 | 10.531 | 15.2462 | 12.9076 | 14.2088 | 9.4974 | 15.7982 | 13.1955 | 13.6898 | 15.2784 | 17.5835 | 13.156 | 14.1031 | 15.3062 | 15.8255 | 19.1781 | 15.7701 | 14.5725 | 15.0981 | 15.3343 | 17.5911 | 16.1752 | 15.5521 | 15.5746 | 14.8053 | 14.5609 | 14.8899 | 15.0946 | 15.076 | 15.0904 | 15.0984 | 15.1388 | 15.1992 | 15.2742 | 15.3657 | 15.4762 | 15.6167 | 15.7831 | 15.9709 | 16.1983 | 16.4456 | 16.6999 | 16.9692 | 17.2449 | 17.5198 | 17.8057 | 18.1001 | 18.4078
Northwest | MiniMart | Peak | April | Other Non-Substitutables | MW | 6.9153 | 10.2174 | 10.7729 | 10.9843 | 11.0884 | 10.8499 | 11.391 | 12.0607 | 11.8133 | 12.3388 | 11.9052 | 12.474 | 11.708 | 13.6579 | 13.8713 | 14.1424 | 13.7414 | 12.6802 | 12.4098 | 13.0791 | 14.6038 | 14.8253 | 14.4587 | 15.9963 | 13.3764 | 13.1095 | 13.5481 | 13.5993 | 14.0935 | 14.4538 | 14.5217 | 14.5877 | 14.6089 | 14.6361 | 14.66 | 14.6747 | 14.6853 | 14.696 | 14.7195 | 14.7551 | 14.7971 | 14.8645 | 14.937 | 15.0024 | 15.0723 | 15.1361 | 15.1878 | 15.24 | 15.2904 | 15.3436
Northwest | MiniMart | Peak | May | Space Heating | MW | 1.9106 | 2.677 | 3.0043 | 3.2497 | 3.1623 | 3.111 | 2.8724 | 3.7113 | 3.2187 | 3.2868 | 3.9852 | 3.596 | 3.2258 | 4.1415 | 4.3413 | 4.1641 | 4.6329 | 3.4561 | 3.4447 | 3.9365 | 4.3056 | 4.2965 | 4.4859 | 4.1822 | 4.3208 | 4.2074 | 4.1644 | 4.1516 | 4.2527 | 4.304 | 4.2825 | 4.2602 | 4.2251 | 4.1915 | 4.1788 | 4.1634 | 4.1466 | 4.1296 | 4.1161 | 4.1059 | 4.0974 | 4.0957 | 4.0953 | 4.0929 | 4.0917 | 4.0888 | 4.0827 | 4.0765 | 4.0699 | 4.064
Northwest | MiniMart | Peak | May | Water Heating | MW | 1.1441 | 1.6719 | 1.7734 | 1.8193 | 1.8163 | 1.7914 | 1.8469 | 2.018 | 1.9277 | 2.036 | 2.2207 | 2.1495 | 1.9815 | 2.409 | 2.4718 | 2.3901 | 2.635 | 2.1477 | 2.0997 | 2.2993 | 2.4256 | 2.4061 | 2.6527 | 2.4458 | 2.6834 | 2.4609 | 2.3479 | 2.3614 | 2.4514 | 2.4575 | 2.4254 | 2.3972 | 2.3663 | 2.3396 | 2.3163 | 2.2945 | 2.2745 | 2.2569 | 2.2432 | 2.2331 | 2.2256 | 2.2233 | 2.2231 | 2.2231 | 2.2248 | 2.2265 | 2.2273 | 2.229 | 2.231 | 2.2341
Northwest | MiniMart | Peak | May | Other Substitutables | MW | 8.6142 | 12.6216 | 13.3655 | 13.7227 | 13.7075 | 13.5135 | 13.9375 | 15.2237 | 14.5518 | 15.3654 | 16.7724 | 16.2229 | 14.9508 | 18.1883 | 18.6592 | 18.0499 | 19.8849 | 16.2245 | 15.8247 | 17.3542 | 20.339 | 19.0848 | 17.809 | 21.222 | 17.8987 | 16.5822 | 17.6248 | 17.7257 | 18.3967 | 18.8461 | 18.9708 | 18.7936 | 18.5252 | 18.3042 | 18.1149 | 17.9454 | 17.7977 | 17.6729 | 17.5824 | 17.523 | 17.4857 | 17.4908 | 17.5124 | 17.5349 | 17.5707 | 17.6062 | 17.6333 | 17.6657 | 17.7005 | 17.7421
Northwest | MiniMart | Peak | May | Refrigeration | MW | 41.1478 | 60.2398 | 63.7792 | 65.4902 | 65.4064 | 64.4865 | 66.4795 | 72.6653 | 69.405 | 73.3194 | 79.9922 | 77.3686 | 71.294 | 86.7173 | 88.9551 | 86.0309 | 94.7926 | 77.3988 | 75.5074 | 82.8057 | 86.4528 | 88.4445 | 101.02 | 91.3469 | 96.2941 | 94.4974 | 86.2657 | 83.8261 | 84.2643 | 83.8995 | 82.2691 | 79.0468 | 75.8645 | 73.0488 | 70.5339 | 68.2686 | 66.2413 | 64.4407 | 62.8858 | 61.5541 | 60.4078 | 59.4952 | 58.7294 | 58.0542 | 57.4971 | 57.0091 | 56.5591 | 56.1814 | 55.8606 | 55.6052
Northwest | MiniMart | Peak | May | Lighting | MW | 6.5221 | 9.5238 | 10.0822 | 10.3345 | 10.3292 | 10.1811 | 10.5193 | 11.479 | 10.9569 | 11.5809 | 12.6516 | 12.2195 | 11.2671 | 13.7101 | 14.0802 | 13.6137 | 15.0193 | 11.4425 | 11.1845 | 12.2701 | 13.2457 | 13.7346 | 15.0173 | 13.4647 | 14.0466 | 14.1753 | 13.3442 | 13.7792 | 14.599 | 15.1865 | 15.4665 | 15.693 | 15.8237 | 15.927 | 15.9981 | 16.0505 | 16.0915 | 16.1276 | 16.1729 | 16.2275 | 16.2876 | 16.3759 | 16.4675 | 16.549 | 16.6352 | 16.7127 | 16.775 | 16.8378 | 16.8971 | 16.9594
Northwest | MiniMart | Peak | May | Air Conditioning | MW | 6.9918 | 9.7255 | 9.6899 | 9.3295 | 13.5127 | 11.4897 | 12.4586 | 8.5639 | 13.9205 | 11.7656 | 13.789 | 14.2356 | 16.1054 | 12.4775 | 13.4676 | 13.845 | 16.3199 | 17.5577 | 14.3941 | 13.8032 | 14.9863 | 14.0591 | 15.4762 | 15.2714 | 14.8606 | 14.0598 | 13.7497 | 13.5211 | 13.8288 | 14.0205 | 14.0055 | 14.0211 | 14.03 | 14.0687 | 14.1262 | 14.1971 | 14.2833 | 14.387 | 14.5189 | 14.6751 | 14.8514 | 15.0651 | 15.2974 | 15.5361 | 15.789 | 16.0479 | 16.3057 | 16.5739 | 16.8499 | 17.1386
Northwest | MiniMart | Peak | May | Other Non-Substitutables | MW | 6.8563 | 10.0395 | 10.6347 | 10.919 | 10.9002 | 10.751 | 11.0812 | 12.108 | 11.5662 | 12.2188 | 13.3381 | 12.8968 | 11.8837 | 14.4567 | 14.8254 | 14.3387 | 15.8009 | 12.895 | 12.585 | 13.8014 | 16.1801 | 15.177 | 14.17 | 16.881 | 14.2378 | 13.1985 | 14.0279 | 14.0827 | 14.5971 | 14.9721 | 15.0448 | 15.1153 | 15.1384 | 15.1676 | 15.1934 | 15.2094 | 15.2212 | 15.2331 | 15.2584 | 15.2964 | 15.3413 | 15.4131 | 15.4902 | 15.5597 | 15.6341 | 15.7021 | 15.7573 | 15.8129 | 15.8667 | 15.9236
Northwest | MiniMart | Peak | June | Space Heating | MW | 0.2691 | 0.3756 | 0.4251 | 0.4644 | 0.4351 | 0.4358 | 0.3942 | 0.5367 | 0.4383 | 0.4591 | 0.5075 | 0.446 | 0.4237 | 0.5504 | 0.6087 | 0.5435 | 0.6194 | 0.4804 | 0.5049 | 0.5421 | 0.5934 | 0.5402 | 0.6245 | 0.5117 | 0.5487 | 0.5368 | 0.532 | 0.5306 | 0.5439 | 0.5507 | 0.5483 | 0.5457 | 0.5414 | 0.5373 | 0.5357 | 0.5337 | 0.5316 | 0.5294 | 0.5276 | 0.5263 | 0.5252 | 0.525 | 0.5249 | 0.5246 | 0.5245 | 0.5241 | 0.5233 | 0.5225 | 0.5217 | 0.5209
Northwest | MiniMart | Peak | June | Water Heating | MW | 0.7107 | 1.0345 | 1.1064 | 1.1474 | 1.1015 | 1.1073 | 1.1177 | 1.2886 | 1.1579 | 1.2548 | 1.2451 | 1.1762 | 1.1484 | 1.4111 | 1.5262 | 1.3749 | 1.5539 | 1.3158 | 1.3572 | 1.3965 | 1.4791 | 1.3378 | 1.6254 | 1.3184 | 1.4974 | 1.3824 | 1.3255 | 1.3333 | 1.3843 | 1.3879 | 1.3698 | 1.354 | 1.3366 | 1.3216 | 1.3084 | 1.296 | 1.2848 | 1.2749 | 1.2671 | 1.2614 | 1.2572 | 1.256 | 1.2559 | 1.2559 | 1.2569 | 1.2579 | 1.2584 | 1.2594 | 1.2606 | 1.2623
Northwest | MiniMart | Peak | June | Other Substitutables | MW | 5.3482 | 7.8064 | 8.3339 | 8.6502 | 8.309 | 8.3496 | 8.4296 | 9.7184 | 8.7354 | 9.4662 | 9.3999 | 8.8737 | 8.6615 | 10.649 | 11.5166 | 10.3771 | 11.7212 | 9.9371 | 10.2261 | 10.538 | 12.4391 | 10.6217 | 10.879 | 11.47 | 9.957 | 9.2796 | 9.9474 | 10.005 | 10.3852 | 10.6395 | 10.7105 | 10.611 | 10.4596 | 10.3348 | 10.2279 | 10.1322 | 10.0487 | 9.9783 | 9.9273 | 9.8938 | 9.8729 | 9.8762 | 9.8889 | 9.902 | 9.9227 | 9.9431 | 9.9587 | 9.9773 | 9.9972 | 10.021
Northwest | MiniMart | Peak | June | Refrigeration | MW | 25.5584 | 37.2772 | 39.7896 | 41.3047 | 39.6684 | 39.8641 | 40.2318 | 46.404 | 41.6849 | 45.1856 | 44.8486 | 42.3362 | 41.3174 | 50.7931 | 54.9286 | 49.4827 | 55.9004 | 47.417 | 48.8068 | 50.2918 | 52.7048 | 49.2019 | 61.9768 | 49.2792 | 53.729 | 53.1737 | 48.7295 | 47.3534 | 47.6057 | 47.4019 | 46.4833 | 44.6645 | 42.867 | 41.2765 | 39.8557 | 38.5758 | 37.4305 | 36.4133 | 35.5349 | 34.7827 | 34.1356 | 33.6213 | 33.1899 | 32.8095 | 32.4961 | 32.2215 | 31.9681 | 31.7555 | 31.5751 | 31.4316
Northwest | MiniMart | Peak | June | Lighting | MW | 4.3142 | 6.2758 | 6.6972 | 6.9382 | 6.6718 | 6.7039 | 6.7845 | 7.8081 | 7.0077 | 7.6035 | 7.5581 | 7.1233 | 6.9546 | 8.5537 | 9.2573 | 8.336 | 9.4319 | 7.5044 | 7.7393 | 7.9724 | 8.6357 | 8.1724 | 9.8405 | 7.7567 | 8.3682 | 8.5204 | 8.0508 | 8.3181 | 8.8176 | 9.1756 | 9.3473 | 9.4863 | 9.5668 | 9.6303 | 9.674 | 9.7064 | 9.7317 | 9.754 | 9.7817 | 9.8149 | 9.8515 | 9.9054 | 9.9612 | 10.0107 | 10.0632 | 10.1104 | 10.1482 | 10.1863 | 10.2224 | 10.2601
Northwest | MiniMart | Peak | June | Air Conditioning | MW | 27.6353 | 38.2899 | 38.1447 | 37.185 | 52.3245 | 45.188 | 48.0358 | 34.7637 | 53.3127 | 46.2248 | 49.2044 | 49.7174 | 59.6985 | 46.3377 | 52.5128 | 50.2386 | 61.1042 | 68.5748 | 59.2379 | 53.2708 | 58.1064 | 49.6872 | 60.2249 | 52.2946 | 52.7633 | 50.1958 | 49.351 | 48.5296 | 49.6359 | 50.3238 | 50.2701 | 50.3265 | 50.3567 | 50.4946 | 50.6994 | 50.952 | 51.26 | 51.6314 | 52.1037 | 52.6637 | 53.2967 | 54.0655 | 54.9012 | 55.7593 | 56.6693 | 57.6005 | 58.5274 | 59.4914 | 60.4839 | 61.5219
Northwest | MiniMart | Peak | June | Other Non-Substitutables | MW | 7.4803 | 10.9116 | 11.6529 | 12.0952 | 11.6111 | 11.6728 | 11.7789 | 13.5805 | 12.2015 | 13.2263 | 13.1346 | 12.3953 | 12.0965 | 14.8728 | 16.0792 | 14.4858 | 16.366 | 13.8755 | 14.2878 | 14.7228 | 17.3848 | 14.8405 | 15.2075 | 16.0284 | 13.9141 | 12.9754 | 13.9089 | 13.9642 | 14.4762 | 14.849 | 14.9219 | 14.9927 | 15.0157 | 15.0447 | 15.0702 | 15.086 | 15.0976 | 15.1095 | 15.1345 | 15.1723 | 15.2171 | 15.289 | 15.3661 | 15.4357 | 15.5102 | 15.5782 | 15.6334 | 15.689 | 15.7428 | 15.7997
Northwest | MiniMart | Peak | July | Space Heating | MW | 0 | 0 | 0 | 0 | 0 | 0 | 0 | 0 | 0 | 0 | 0 | 0 | 0 | 0 | 0 | 0 | 0 | 0 | 0 | 0 | 0 | 0 | 0 | 0 | 0 | 0 | 0 | 0 | 0 | 0 | 0 | 0 | 0 | 0 | 0 | 0 | 0 | 0 | 0 | 0 | 0 | 0 | 0 | 0 | 0 | 0 | 0 | 0 | 0 | 0
Northwest | MiniMart | Peak | July | Water Heating | MW | 0.5388 | 0.7908 | 0.85 | 0.8864 | 0.8287 | 0.8375 | 0.8447 | 1.0095 | 0.8631 | 0.958 | 1.0002 | 0.9016 | 0.9375 | 1.0957 | 1.1462 | 0.9908 | 1.1443 | 1.0124 | 1.0428 | 1.1435 | 1.1279 | 1.1157 | 1.2103 | 1.1572 | 1.2393 | 1.1323 | 1.121 | 1.1276 | 1.1709 | 1.174 | 1.1588 | 1.1454 | 1.1307 | 1.118 | 1.1068 | 1.0963 | 1.0868 | 1.0784 | 1.0718 | 1.067 | 1.0634 | 1.0624 | 1.0623 | 1.0624 | 1.0632 | 1.0641 | 1.0645 | 1.0654 | 1.0664 | 1.0679
Northwest | MiniMart | Peak | July | Other Substitutables | MW | 4.0537 | 5.966 | 6.4005 | 6.6815 | 6.2497 | 6.3136 | 6.369 | 7.613 | 6.5091 | 7.2257 | 7.5494 | 6.8002 | 7.0688 | 8.266 | 8.6456 | 7.4751 | 8.6276 | 7.6425 | 7.8555 | 8.6256 | 9.5167 | 8.8681 | 8.075 | 10.0996 | 8.2167 | 7.5729 | 8.4101 | 8.4592 | 8.7815 | 8.9968 | 9.0571 | 8.9731 | 8.8449 | 8.7394 | 8.6488 | 8.5677 | 8.497 | 8.4373 | 8.394 | 8.3656 | 8.3479 | 8.3509 | 8.3617 | 8.3729 | 8.3906 | 8.4079 | 8.4212 | 8.437 | 8.4539 | 8.474
Northwest | MiniMart | Peak | July | Refrigeration | MW | 19.3767 | 28.4942 | 30.5655 | 31.9117 | 29.8447 | 30.151 | 30.4044 | 36.3557 | 31.0721 | 34.4978 | 36.0285 | 32.4515 | 33.732 | 39.4369 | 41.2505 | 35.6586 | 41.1616 | 36.4816 | 37.5043 | 41.1777 | 40.1804 | 41.0588 | 46.2119 | 43.2913 | 44.4617 | 43.633 | 41.2316 | 40.0681 | 40.2842 | 40.1127 | 39.3362 | 37.7977 | 36.2764 | 34.9304 | 33.7276 | 32.644 | 31.6745 | 30.8135 | 30.0698 | 29.4329 | 28.8852 | 28.4504 | 28.0858 | 27.7641 | 27.4993 | 27.2673 | 27.0529 | 26.8733 | 26.7207 | 26.5994
Northwest | MiniMart | Peak | July | Lighting | MW | 3.5728 | 5.2383 | 5.6165 | 5.8495 | 5.4817 | 5.5371 | 5.6007 | 6.6768 | 5.7017 | 6.3371 | 6.6279 | 5.9595 | 6.1982 | 7.2487 | 7.5859 | 6.5542 | 7.5795 | 6.3365 | 6.5205 | 7.1551 | 7.2302 | 7.4818 | 8.0334 | 7.4617 | 7.5751 | 7.6574 | 7.4592 | 7.7098 | 8.1756 | 8.5095 | 8.6702 | 8.8004 | 8.8757 | 8.9353 | 8.9762 | 9.0064 | 9.0301 | 9.0509 | 9.0767 | 9.1075 | 9.1415 | 9.1916 | 9.2435 | 9.2895 | 9.3383 | 9.382 | 9.4171 | 9.4524 | 9.4858 | 9.5208
Northwest | MiniMart | Peak | July | Air Conditioning | MW | 33.1009 | 46.2433 | 46.1297 | 45.2826 | 62.2904 | 53.9904 | 57.2949 | 42.9989 | 62.8494 | 55.7862 | 62.4411 | 60.2927 | 77.3008 | 56.7084 | 61.9779 | 56.8453 | 70.9492 | 83.4713 | 71.8452 | 68.7532 | 69.8391 | 65.3214 | 70.6568 | 72.2545 | 68.937 | 64.8128 | 65.8497 | 64.7548 | 66.2306 | 67.1454 | 67.0712 | 67.1442 | 67.1805 | 67.3608 | 67.6298 | 67.963 | 68.3704 | 68.8628 | 69.4897 | 70.2337 | 71.0761 | 72.1012 | 73.2157 | 74.3599 | 75.5741 | 76.8162 | 78.052 | 79.3376 | 80.6612 | 82.0454
Northwest | MiniMart | Peak | July | Other Non-Substitutables | MW | 7.0826 | 10.4165 | 11.1792 | 11.6701 | 10.9097 | 11.0257 | 11.1173 | 13.2878 | 11.3589 | 12.611 | 13.1775 | 11.8659 | 12.3336 | 14.4216 | 15.0805 | 13.0371 | 15.0501 | 13.3326 | 13.7115 | 15.0551 | 16.6158 | 15.4793 | 14.101 | 17.6304 | 14.3428 | 13.2275 | 14.689 | 14.7479 | 15.2901 | 15.6843 | 15.7617 | 15.8367 | 15.8609 | 15.8914 | 15.9178 | 15.9342 | 15.9462 | 15.9585 | 15.9847 | 16.0243 | 16.0716 | 16.1478 | 16.2295 | 16.3031 | 16.3821 | 16.4542 | 16.5125 | 16.5714 | 16.6283 | 16.6884
Northwest | MiniMart | Peak | August | Space Heating | MW | 0 | 0 | 0 | 0 | 0 | 0 | 0 | 0 | 0 | 0 | 0 | 0 | 0 | 0 | 0 | 0 | 0 | 0 | 0 | 0 | 0 | 0 | 0 | 0 | 0 | 0 | 0 | 0 | 0 | 0 | 0 | 0 | 0 | 0 | 0 | 0 | 0 | 0 | 0 | 0 | 0 | 0 | 0 | 0 | 0 | 0 | 0 | 0 | 0 | 0
Northwest | MiniMart | Peak | August | Water Heating | MW | 0.4973 | 0.7309 | 0.7861 | 0.82 | 0.7641 | 0.772 | 0.7796 | 0.9341 | 0.7941 | 0.8836 | 0.9253 | 0.872 | 0.8579 | 1.0298 | 1.0535 | 0.9416 | 1.0649 | 0.8903 | 0.9939 | 1.0702 | 0.957 | 0.9882 | 1.1591 | 1.0288 | 1.1887 | 1.106 | 1.0843 | 1.0907 | 1.1325 | 1.1354 | 1.1206 | 1.1077 | 1.0934 | 1.0811 | 1.0703 | 1.0602 | 1.0509 | 1.0428 | 1.0364 | 1.0317 | 1.0282 | 1.0272 | 1.0271 | 1.0271 | 1.0279 | 1.0288 | 1.0292 | 1.0299 | 1.0309 | 1.0323
Northwest | MiniMart | Peak | August | Other Substitutables | MW | 3.7421 | 5.5141 | 5.9199 | 6.1815 | 5.7626 | 5.8197 | 5.8786 | 7.0446 | 5.989 | 6.6652 | 6.9841 | 6.5767 | 6.4682 | 7.7695 | 7.9467 | 7.1036 | 8.0299 | 6.7206 | 7.4872 | 8.0733 | 8.0758 | 7.8562 | 7.7326 | 8.9819 | 7.8804 | 7.3966 | 8.1346 | 8.1819 | 8.4934 | 8.7014 | 8.7594 | 8.678 | 8.5538 | 8.4516 | 8.3638 | 8.2852 | 8.2167 | 8.1588 | 8.1168 | 8.0891 | 8.0718 | 8.0745 | 8.0847 | 8.0953 | 8.1122 | 8.1288 | 8.1414 | 8.1565 | 8.1726 | 8.1919
Northwest | MiniMart | Peak | August | Refrigeration | MW | 17.8865 | 26.3348 | 28.2691 | 29.5224 | 27.5173 | 27.7912 | 28.0615 | 33.6396 | 28.5885 | 31.8204 | 33.3294 | 31.384 | 30.8654 | 37.0671 | 37.9147 | 33.8855 | 38.3081 | 32.0802 | 35.7448 | 38.5402 | 34.0889 | 36.3705 | 44.2608 | 38.4899 | 42.6457 | 42.6226 | 39.8818 | 38.7557 | 38.9638 | 38.7971 | 38.0448 | 36.556 | 35.0841 | 33.7816 | 32.6177 | 31.5692 | 30.631 | 29.7978 | 29.0781 | 28.4614 | 27.9311 | 27.5099 | 27.1566 | 26.8449 | 26.5882 | 26.3631 | 26.1552 | 25.9809 | 25.8328 | 25.7148
Northwest | MiniMart | Peak | August | Lighting | MW | 3.2785 | 4.8124 | 5.1632 | 5.3786 | 5.0236 | 5.0726 | 5.1381 | 6.1405 | 5.2139 | 5.8098 | 6.0944 | 5.7286 | 5.6367 | 6.7712 | 6.93 | 6.1905 | 7.0114 | 5.5378 | 6.1758 | 6.6557 | 6.0993 | 6.5895 | 7.6454 | 6.5923 | 7.2182 | 7.433 | 7.1722 | 7.4124 | 7.8596 | 8.18 | 8.334 | 8.4587 | 8.5307 | 8.5876 | 8.6267 | 8.6555 | 8.678 | 8.6978 | 8.7224 | 8.7518 | 8.7842 | 8.8321 | 8.8817 | 8.9258 | 8.9724 | 9.0142 | 9.0477 | 9.0815 | 9.1134 | 9.1468
Northwest | MiniMart | Peak | August | Air Conditioning | MW | 32.7315 | 45.7848 | 45.6985 | 44.8951 | 61.5133 | 53.3002 | 56.6131 | 42.6284 | 61.9454 | 55.1122 | 61.8587 | 62.453 | 75.7703 | 57.0931 | 61.0114 | 57.8647 | 70.7247 | 78.6125 | 73.3138 | 68.9105 | 63.4238 | 61.9775 | 72.5234 | 68.7741 | 70.8965 | 67.8635 | 68.2313 | 67.0995 | 68.6253 | 69.5701 | 69.4895 | 69.5617 | 69.5965 | 69.7805 | 70.0565 | 70.3991 | 70.8187 | 71.3265 | 71.9734 | 72.7413 | 73.611 | 74.6699 | 75.8212 | 77.0034 | 78.258 | 79.5413 | 80.8184 | 82.1472 | 83.515 | 84.9456
Northwest | MiniMart | Peak | August | Other Non-Substitutables | MW | 6.7062 | 9.8748 | 10.6054 | 11.0742 | 10.3178 | 10.4243 | 10.5247 | 12.6115 | 10.7199 | 11.9316 | 12.504 | 11.7709 | 11.5759 | 13.9038 | 14.2177 | 12.7076 | 14.3672 | 12.0258 | 13.4046 | 14.4534 | 14.4629 | 14.0657 | 13.8503 | 16.0825 | 14.1093 | 13.2519 | 14.573 | 14.6312 | 15.1687 | 15.5593 | 15.6356 | 15.7096 | 15.7332 | 15.7631 | 15.789 | 15.805 | 15.8166 | 15.8285 | 15.8542 | 15.8931 | 15.9395 | 16.0147 | 16.0953 | 16.1679 | 16.2458 | 16.3169 | 16.3743 | 16.4323 | 16.4884 | 16.5476
Northwest | MiniMart | Peak | September | Space Heating | MW | 0.7044 | 0.9878 | 1.1111 | 1.2105 | 1.1494 | 1.1421 | 1.0474 | 1.3962 | 1.1671 | 1.2073 | 1.4105 | 1.2331 | 1.2568 | 1.4823 | 1.5249 | 1.3918 | 1.5575 | 1.3638 | 1.2945 | 1.4623 | 1.5386 | 1.5297 | 1.5721 | 1.5279 | 1.5278 | 1.6791 | 1.5665 | 1.5614 | 1.5992 | 1.6183 | 1.61 | 1.6014 | 1.588 | 1.5751 | 1.5703 | 1.5644 | 1.5581 | 1.5517 | 1.5465 | 1.5426 | 1.5393 | 1.5386 | 1.5384 | 1.5374 | 1.5369 | 1.5358 | 1.5334 | 1.531 | 1.5284 | 1.5262
Northwest | MiniMart | Peak | September | Water Heating | MW | 0.8303 | 1.2144 | 1.2908 | 1.3341 | 1.2995 | 1.2945 | 1.3252 | 1.4942 | 1.376 | 1.4719 | 1.5468 | 1.4508 | 1.5199 | 1.6971 | 1.7086 | 1.5722 | 1.7435 | 1.6682 | 1.5528 | 1.6812 | 1.7067 | 1.6862 | 1.8317 | 1.7599 | 1.871 | 1.9351 | 1.7379 | 1.7478 | 1.8144 | 1.8189 | 1.7951 | 1.7741 | 1.7512 | 1.7314 | 1.7141 | 1.6979 | 1.6831 | 1.67 | 1.6598 | 1.6523 | 1.6467 | 1.6449 | 1.6447 | 1.6446 | 1.6458 | 1.647 | 1.6476 | 1.6487 | 1.6502 | 1.6524
Northwest | MiniMart | Peak | September | Other Substitutables | MW | 6.2522 | 9.1682 | 9.7293 | 10.0629 | 9.8079 | 9.7662 | 10.0014 | 11.2732 | 10.3879 | 11.11 | 11.6834 | 10.9512 | 11.4687 | 12.8139 | 12.8977 | 11.8723 | 13.158 | 12.6027 | 11.7038 | 12.6898 | 14.332 | 13.3793 | 12.2931 | 15.2749 | 12.4817 | 13.0291 | 13.0481 | 13.1224 | 13.6189 | 13.9512 | 14.0428 | 13.911 | 13.7119 | 13.5479 | 13.4073 | 13.2815 | 13.1718 | 13.0791 | 13.0117 | 12.9673 | 12.9393 | 12.9425 | 12.958 | 12.9742 | 13.0002 | 13.0259 | 13.0455 | 13.069 | 13.0943 | 13.1246
Northwest | MiniMart | Peak | September | Refrigeration | MW | 29.8627 | 43.7545 | 46.4254 | 48.0231 | 46.7965 | 46.6017 | 47.7013 | 53.8015 | 49.5431 | 53.0073 | 55.7166 | 52.2223 | 54.686 | 61.09 | 61.4882 | 56.5881 | 62.7233 | 60.1165 | 55.839 | 60.5451 | 60.8205 | 61.9906 | 69.7676 | 65.7334 | 67.1414 | 74.3311 | 63.8611 | 62.0538 | 62.3772 | 62.1056 | 60.8962 | 58.5092 | 56.1522 | 54.0665 | 52.2035 | 50.5253 | 49.0236 | 47.6898 | 46.5377 | 45.5506 | 44.7008 | 44.0238 | 43.4554 | 42.9541 | 42.5402 | 42.1775 | 41.843 | 41.5621 | 41.3233 | 41.1327
Northwest | MiniMart | Peak | September | Lighting | MW | 5.0163 | 7.3322 | 7.7777 | 8.0298 | 7.8345 | 7.7993 | 8.0035 | 9.0086 | 8.2903 | 8.8767 | 9.3434 | 8.7439 | 9.1612 | 10.2385 | 10.3161 | 9.4944 | 10.5384 | 9.4274 | 8.7719 | 9.5166 | 9.8818 | 10.197 | 10.9859 | 10.2613 | 10.3691 | 11.8109 | 10.4533 | 10.7944 | 11.437 | 11.8974 | 12.1165 | 12.2938 | 12.396 | 12.4767 | 12.5321 | 12.5729 | 12.6048 | 12.6329 | 12.6681 | 12.7105 | 12.7573 | 12.8261 | 12.8975 | 12.9609 | 13.0281 | 13.0884 | 13.1368 | 13.1856 | 13.2318 | 13.2801
Northwest | MiniMart | Peak | September | Air Conditioning | MW | 21.552 | 30.004 | 29.9103 | 29.0464 | 41.0576 | 35.2463 | 37.9258 | 26.9522 | 42.2108 | 36.1198 | 40.7655 | 40.8073 | 52.4796 | 37.3171 | 39.4565 | 38.5737 | 45.8156 | 57.8901 | 45.148 | 42.8217 | 44.7012 | 41.8402 | 45.4432 | 46.655 | 44.095 | 47.0182 | 43.2361 | 42.5195 | 43.4846 | 44.0848 | 44.0341 | 44.0799 | 44.1049 | 44.2241 | 44.402 | 44.6221 | 44.8907 | 45.2146 | 45.6266 | 46.1149 | 46.6665 | 47.3352 | 48.0623 | 48.8094 | 49.6013 | 50.4117 | 51.219 | 52.0587 | 52.9233 | 53.8272
Northwest | MiniMart | Peak | September | Other Non-Substitutables | MW | 7.1462 | 10.4726 | 11.1175 | 11.499 | 11.2004 | 11.158 | 11.4193 | 12.8751 | 11.8574 | 12.6868 | 13.3425 | 12.502 | 13.0912 | 14.6265 | 14.7175 | 13.5452 | 15.0156 | 14.3843 | 13.3663 | 14.4926 | 16.374 | 15.2799 | 14.0458 | 17.4487 | 14.2575 | 14.8917 | 14.9129 | 14.9708 | 15.5173 | 15.9154 | 15.9919 | 16.0661 | 16.0902 | 16.1207 | 16.1475 | 16.164 | 16.1761 | 16.1884 | 16.2147 | 16.2546 | 16.3017 | 16.3774 | 16.4586 | 16.5319 | 16.6103 | 16.6819 | 16.7399 | 16.7984 | 16.8551 | 16.9148
Northwest | MiniMart | Peak | October | Space Heating | MW | 2.0138 | 2.8507 | 3.1878 | 3.4227 | 3.3651 | 3.2824 | 3.0943 | 3.8346 | 3.4162 | 3.4424 | 3.646 | 3.335 | 3.1547 | 3.7131 | 3.9247 | 3.679 | 4.4818 | 3.4363 | 3.3341 | 3.469 | 4.7241 | 4.4166 | 4.3705 | 4.1832 | 4.0256 | 4.279 | 4.2164 | 4.1989 | 4.2972 | 4.3453 | 4.3198 | 4.2938 | 4.2551 | 4.2182 | 4.2051 | 4.1893 | 4.1722 | 4.1549 | 4.1411 | 4.1306 | 4.1217 | 4.1196 | 4.1188 | 4.116 | 4.1144 | 4.1111 | 4.1045 | 4.098 | 4.091 | 4.0848
Northwest | MiniMart | Peak | October | Water Heating | MW | 1.4042 | 2.0736 | 2.1919 | 2.23 | 2.253 | 2.1998 | 2.3152 | 2.4255 | 2.3824 | 2.4813 | 2.3685 | 2.3203 | 2.2561 | 2.5169 | 2.605 | 2.461 | 2.9672 | 2.4884 | 2.3658 | 2.3595 | 3.0863 | 2.8703 | 3.0218 | 2.8549 | 2.9312 | 2.9253 | 2.7595 | 2.775 | 2.8801 | 2.8869 | 2.8488 | 2.8152 | 2.7787 | 2.7472 | 2.7196 | 2.6938 | 2.6703 | 2.6494 | 2.6332 | 2.6211 | 2.6121 | 2.6091 | 2.6085 | 2.6081 | 2.6098 | 2.6115 | 2.6123 | 2.6139 | 2.6161 | 2.6194
Northwest | MiniMart | Peak | October | Other Substitutables | MW | 10.5809 | 15.6653 | 16.5338 | 16.8314 | 17.015 | 16.6055 | 17.4865 | 18.3025 | 17.996 | 18.7337 | 17.8968 | 17.5199 | 17.028 | 19.0097 | 19.6707 | 18.5963 | 22.4035 | 18.806 | 17.8359 | 17.8128 | 25.8398 | 22.7508 | 20.3596 | 24.7103 | 19.6137 | 19.7612 | 20.7301 | 20.8461 | 21.6311 | 22.1567 | 22.2995 | 22.0882 | 21.7713 | 21.51 | 21.2861 | 21.0858 | 20.911 | 20.7633 | 20.6557 | 20.5844 | 20.5388 | 20.542 | 20.5647 | 20.5887 | 20.6281 | 20.6671 | 20.6968 | 20.7327 | 20.7714 | 20.818
Northwest | MiniMart | Peak | October | Refrigeration | MW | 50.5069 | 74.7106 | 78.8395 | 80.2694 | 81.1263 | 79.1871 | 83.3373 | 87.3303 | 85.7826 | 89.3603 | 85.3218 | 83.5228 | 81.1757 | 90.6036 | 93.7462 | 88.5899 | 106.7495 | 89.6775 | 85.0723 | 84.9764 | 110.0144 | 105.4549 | 114.9197 | 106.5483 | 105.1955 | 112.1857 | 101.3531 | 98.4784 | 98.9795 | 98.5408 | 96.612 | 92.8177 | 89.0748 | 85.7627 | 82.8041 | 80.1396 | 77.7551 | 75.637 | 73.8069 | 72.2384 | 70.8868 | 69.8072 | 68.8999 | 68.0997 | 67.4376 | 66.8569 | 66.3222 | 65.8723 | 65.4895 | 65.1828
Northwest | MiniMart | Peak | October | Lighting | MW | 8.1913 | 12.0847 | 12.7516 | 12.9599 | 13.1075 | 12.7885 | 13.4875 | 14.1065 | 13.8501 | 14.4303 | 13.7924 | 13.486 | 13.1182 | 14.6462 | 15.1727 | 14.3273 | 17.286 | 13.4479 | 12.7873 | 12.8047 | 17.1342 | 16.6285 | 17.3717 | 15.977 | 15.6173 | 17.1208 | 15.9121 | 16.4219 | 17.3906 | 18.0841 | 18.4114 | 18.6761 | 18.8283 | 18.9483 | 19.0303 | 19.0907 | 19.1378 | 19.1793 | 19.2317 | 19.2951 | 19.365 | 19.468 | 19.575 | 19.6702 | 19.7708 | 19.8612 | 19.9338 | 20.007 | 20.0762 | 20.1487
Northwest | MiniMart | Peak | October | Air Conditioning | MW | 8.6753 | 12.1919 | 12.2158 | 11.6614 | 16.8637 | 14.2537 | 15.705 | 10.394 | 17.3487 | 14.4454 | 14.8398 | 15.4687 | 18.4448 | 13.1996 | 14.4202 | 14.531 | 18.6056 | 20.5044 | 16.3391 | 14.3202 | 19.2368 | 16.9745 | 17.8986 | 18.0442 | 16.4584 | 16.9534 | 16.3583 | 16.0883 | 16.4519 | 16.6781 | 16.6575 | 16.6734 | 16.6824 | 16.7269 | 16.7938 | 16.8766 | 16.9778 | 17.0998 | 17.2551 | 17.439 | 17.6466 | 17.8977 | 18.1708 | 18.4516 | 18.7491 | 19.0536 | 19.3572 | 19.6729 | 19.9982 | 20.338
Northwest | MiniMart | Peak | October | Other Non-Substitutables | MW | 7.3787 | 10.9176 | 11.5267 | 11.7348 | 11.855 | 11.5759 | 12.1799 | 12.7593 | 12.5343 | 13.0575 | 12.4744 | 12.2075 | 11.864 | 13.2439 | 13.699 | 12.9459 | 15.6024 | 13.1001 | 12.4327 | 12.4181 | 18.0169 | 15.8561 | 14.1969 | 17.2275 | 13.6739 | 13.7845 | 14.4592 | 14.5138 | 15.0412 | 15.4256 | 15.498 | 15.5683 | 15.591 | 15.62 | 15.6454 | 15.6611 | 15.6724 | 15.6839 | 15.7089 | 15.7469 | 15.7918 | 15.8636 | 15.9409 | 16.0106 | 16.0851 | 16.1531 | 16.2083 | 16.2638 | 16.3176 | 16.3743
Northwest | MiniMart | Peak | November | Space Heating | MW | 2.4207 | 3.4319 | 3.8407 | 4.1231 | 4.0526 | 3.9515 | 3.7317 | 4.6278 | 4.1256 | 4.1522 | 4.5124 | 3.9781 | 3.779 | 4.5123 | 5.2762 | 4.8602 | 5.159 | 4.2914 | 4.5501 | 4.9311 | 5.643 | 5.3923 | 4.9158 | 4.5902 | 5.8466 | 4.9594 | 4.9451 | 4.925 | 5.0403 | 5.097 | 5.0672 | 5.0369 | 4.9917 | 4.9486 | 4.9333 | 4.9149 | 4.8948 | 4.8747 | 4.8586 | 4.8464 | 4.836 | 4.8337 | 4.8328 | 4.8296 | 4.8278 | 4.824 | 4.8164 | 4.8089 | 4.8008 | 4.7935
Northwest | MiniMart | Peak | November | Water Heating | MW | 1.4396 | 2.1292 | 2.2523 | 2.2912 | 2.3143 | 2.2586 | 2.3814 | 2.4964 | 2.454 | 2.5528 | 2.5007 | 2.3608 | 2.305 | 2.6086 | 2.9873 | 2.7729 | 2.9131 | 2.6508 | 2.7536 | 2.8606 | 3.1447 | 2.9891 | 2.8972 | 2.6709 | 3.628 | 2.8902 | 2.7606 | 2.7761 | 2.8813 | 2.8881 | 2.85 | 2.8165 | 2.7799 | 2.7484 | 2.7209 | 2.6951 | 2.6716 | 2.6508 | 2.6345 | 2.6225 | 2.6135 | 2.6105 | 2.61 | 2.6097 | 2.6114 | 2.6131 | 2.6139 | 2.6156 | 2.6178 | 2.6211
Northwest | MiniMart | Peak | November | Other Substitutables | MW | 10.8486 | 16.0861 | 16.9906 | 17.2942 | 17.4792 | 17.05 | 17.9883 | 18.8397 | 18.5397 | 19.2758 | 18.8975 | 17.8271 | 17.3996 | 19.7047 | 22.5603 | 20.9555 | 21.9983 | 20.0355 | 20.7616 | 21.5979 | 26.2956 | 23.6838 | 19.5289 | 23.1096 | 24.278 | 19.5283 | 20.7369 | 20.853 | 21.6383 | 22.1643 | 22.3076 | 22.0965 | 21.7797 | 21.5186 | 21.2949 | 21.0948 | 20.9202 | 20.7726 | 20.6652 | 20.5941 | 20.5488 | 20.5523 | 20.5752 | 20.5996 | 20.6393 | 20.6786 | 20.7086 | 20.7448 | 20.7838 | 20.8306
Northwest | MiniMart | Peak | November | Refrigeration | MW | 51.7821 | 76.7125 | 81.0126 | 82.4721 | 83.3335 | 81.302 | 85.7208 | 89.8847 | 88.3624 | 91.9363 | 90.0827 | 84.9782 | 82.938 | 93.906 | 107.5047 | 99.8178 | 104.8044 | 95.532 | 99.0178 | 103.0249 | 112.105 | 109.8067 | 110.1583 | 99.6699 | 130.2044 | 110.828 | 101.3864 | 98.5113 | 99.0126 | 98.5745 | 96.6464 | 92.8518 | 89.1084 | 85.7959 | 82.8373 | 80.1726 | 77.788 | 75.6697 | 73.8397 | 72.2715 | 70.9201 | 69.841 | 68.9343 | 68.1347 | 67.4731 | 66.8931 | 66.359 | 65.9097 | 65.5276 | 65.2217
Northwest | MiniMart | Peak | November | Lighting | MW | 8.2144 | 12.1375 | 12.8167 | 13.0246 | 13.1702 | 12.8433 | 13.5711 | 14.2039 | 13.9573 | 14.5243 | 14.2473 | 13.4238 | 13.1114 | 14.8502 | 17.0232 | 15.7976 | 16.6076 | 14.0152 | 14.5614 | 15.1902 | 17.0807 | 16.9501 | 16.288 | 14.6207 | 18.9125 | 16.5488 | 15.579 | 16.0773 | 17.0249 | 17.7032 | 18.0234 | 18.2824 | 18.4313 | 18.5487 | 18.6291 | 18.6882 | 18.7344 | 18.775 | 18.8264 | 18.8887 | 18.9572 | 19.0582 | 19.1631 | 19.2565 | 19.3552 | 19.4439 | 19.5152 | 19.587 | 19.6549 | 19.7261
Northwest | MiniMart | Peak | November | Air Conditioning | MW | 9.2886 | 13.0755 | 13.1077 | 12.5146 | 18.0869 | 15.2803 | 16.8718 | 11.1834 | 18.6641 | 15.5225 | 16.3606 | 16.4352 | 19.6706 | 14.2937 | 17.2753 | 17.0982 | 19.0786 | 22.8011 | 19.8614 | 18.1275 | 20.4874 | 18.4542 | 17.9015 | 17.6259 | 21.2465 | 17.4738 | 17.0848 | 16.8025 | 17.1825 | 17.4192 | 17.3983 | 17.4154 | 17.4252 | 17.4722 | 17.5425 | 17.6294 | 17.7355 | 17.8634 | 18.026 | 18.2185 | 18.4357 | 18.6985 | 18.9843 | 19.2781 | 19.5893 | 19.9078 | 20.2254 | 20.5558 | 20.8959 | 21.2514
Northwest | MiniMart | Peak | November | Other Non-Substitutables | MW | 7.4996 | 11.1132 | 11.7421 | 11.9526 | 12.0722 | 11.7823 | 12.4199 | 13.019 | 12.7996 | 13.3178 | 13.0565 | 12.3129 | 12.0167 | 13.608 | 15.5737 | 14.4606 | 15.1857 | 13.8347 | 14.3457 | 14.9255 | 18.1772 | 16.3647 | 13.5011 | 15.9734 | 16.7804 | 13.5053 | 14.3397 | 14.394 | 14.917 | 15.2984 | 15.3704 | 15.4404 | 15.4631 | 15.4921 | 15.5175 | 15.5333 | 15.5446 | 15.5562 | 15.5812 | 15.6191 | 15.6638 | 15.7353 | 15.8122 | 15.8815 | 15.9557 | 16.0233 | 16.0783 | 16.1336 | 16.1871 | 16.2436
Northwest | MiniMart | Peak | December | Space Heating | MW | 2.3757 | 3.3727 | 3.7591 | 4.0211 | 3.9876 | 3.8722 | 3.68 | 4.5074 | 4.0663 | 4.0784 | 4.6001 | 4.0294 | 4.5185 | 4.513 | 4.9996 | 4.5727 | 4.7084 | 4.1376 | 4.1122 | 5.0132 | 4.9751 | 5.1373 | 5.7698 | 5.7946 | 4.9542 | 5.1686 | 4.9926 | 4.9713 | 5.0867 | 5.143 | 5.1122 | 5.0807 | 5.0344 | 4.9903 | 4.9749 | 4.9563 | 4.9361 | 4.9158 | 4.8996 | 4.8873 | 4.8769 | 4.8745 | 4.8736 | 4.8704 | 4.8686 | 4.8648 | 4.8571 | 4.8496 | 4.8414 | 4.8341
Northwest | MiniMart | Peak | December | Water Heating | MW | 1.2693 | 1.8798 | 1.9806 | 2.007 | 2.0461 | 1.9881 | 2.1098 | 2.1839 | 2.1727 | 2.2524 | 2.2914 | 2.1479 | 2.4756 | 2.3444 | 2.5437 | 2.3442 | 2.3885 | 2.2962 | 2.2358 | 2.6127 | 2.4892 | 2.5559 | 3.0565 | 3.0296 | 2.7657 | 2.7078 | 2.5023 | 2.5162 | 2.6114 | 2.6175 | 2.5829 | 2.5524 | 2.5193 | 2.4907 | 2.4657 | 2.4424 | 2.421 | 2.4022 | 2.3874 | 2.3765 | 2.3684 | 2.3656 | 2.3651 | 2.3648 | 2.3663 | 2.3679 | 2.3685 | 2.37 | 2.372 | 2.375
Northwest | MiniMart | Peak | December | Other Substitutables | MW | 9.5662 | 14.204 | 14.9437 | 15.1511 | 15.4557 | 15.0095 | 15.9388 | 16.481 | 16.4152 | 17.0078 | 17.317 | 16.2212 | 18.688 | 17.71 | 19.2113 | 17.7156 | 18.0361 | 17.3554 | 16.8569 | 19.7259 | 20.7748 | 20.2336 | 20.6523 | 26.1738 | 18.5402 | 18.3247 | 18.7974 | 18.9022 | 19.613 | 20.0893 | 20.2188 | 20.0271 | 19.7398 | 19.5031 | 19.3004 | 19.119 | 18.9607 | 18.8269 | 18.7295 | 18.6649 | 18.6237 | 18.6265 | 18.647 | 18.6688 | 18.7044 | 18.7398 | 18.7667 | 18.7993 | 18.8344 | 18.8767
Northwest | MiniMart | Peak | December | Refrigeration | MW | 45.6561 | 67.7282 | 71.2431 | 72.2423 | 73.6767 | 71.5643 | 75.9444 | 78.6309 | 78.2343 | 81.1169 | 82.5433 | 77.3169 | 89.0748 | 84.3934 | 91.5415 | 84.3846 | 85.9297 | 82.7531 | 80.3961 | 94.0972 | 88.7527 | 93.8581 | 116.1018 | 113.0027 | 99.2631 | 103.7666 | 91.8813 | 89.2743 | 89.7251 | 89.3263 | 87.5774 | 84.1374 | 80.7448 | 77.7427 | 75.0615 | 72.6467 | 70.4856 | 68.5659 | 66.9074 | 65.486 | 64.2609 | 63.282 | 62.4594 | 61.734 | 61.1335 | 60.6071 | 60.1225 | 59.7148 | 59.3678 | 59.0899
Northwest | MiniMart | Peak | December | Lighting | MW | 7.9423 | 11.7512 | 12.3614 | 12.5124 | 12.7701 | 12.3979 | 13.1808 | 13.6232 | 13.5491 | 14.0486 | 14.3085 | 13.3875 | 15.4417 | 14.6365 | 15.8938 | 14.6424 | 14.9268 | 13.2941 | 12.9487 | 15.1968 | 14.819 | 15.8812 | 18.7846 | 18.1472 | 15.7816 | 16.9715 | 15.4722 | 15.9635 | 16.9008 | 17.5717 | 17.8876 | 18.1429 | 18.2896 | 18.4052 | 18.4843 | 18.5425 | 18.5879 | 18.6278 | 18.6784 | 18.74 | 18.8077 | 18.9075 | 19.0112 | 19.1036 | 19.2012 | 19.289 | 19.3596 | 19.4307 | 19.4979 | 19.5684
Northwest | MiniMart | Peak | December | Air Conditioning | MW | 8.5697 | 12.0798 | 12.0939 | 11.494 | 16.7178 | 14.0759 | 15.6329 | 10.2307 | 17.2789 | 14.3223 | 15.6889 | 15.6339 | 22.0782 | 13.4529 | 15.4185 | 15.1466 | 16.3711 | 20.6623 | 16.8675 | 17.3297 | 16.9888 | 16.5196 | 19.7742 | 20.9376 | 16.9507 | 17.1438 | 16.211 | 15.9433 | 16.3036 | 16.5281 | 16.5081 | 16.5243 | 16.5336 | 16.5783 | 16.6451 | 16.7277 | 16.8284 | 16.9498 | 17.1041 | 17.2868 | 17.4928 | 17.7419 | 18.0127 | 18.2913 | 18.5862 | 18.8882 | 19.1894 | 19.5026 | 19.8251 | 20.1621
Northwest | MiniMart | Peak | December | Other Non-Substitutables | MW | 8.0005 | 11.8717 | 12.4941 | 12.6683 | 12.9142 | 12.5486 | 13.3136 | 13.7801 | 13.7117 | 14.2175 | 14.4756 | 13.5548 | 15.6154 | 14.7971 | 16.0453 | 14.7913 | 15.0648 | 14.5001 | 14.0932 | 16.4941 | 17.3762 | 16.9155 | 17.2754 | 21.8896 | 15.5046 | 15.3329 | 15.7268 | 15.7859 | 16.3587 | 16.7766 | 16.8552 | 16.9316 | 16.9564 | 16.9881 | 17.016 | 17.0333 | 17.0458 | 17.0584 | 17.0858 | 17.1273 | 17.1761 | 17.2542 | 17.3382 | 17.414 | 17.495 | 17.5689 | 17.629 | 17.6894 | 17.7479 | 17.8097
Northwest | Restaurant | Peak | January | Space Heating | MW | 6.4447 | 6.2659 | 6.8798 | 7.3331 | 7.1546 | 6.9794 | 6.3697 | 8.0911 | 7.0554 | 7.0365 | 8.6179 | 7.4031 | 6.5593 | 7.1942 | 7.769 | 7.9188 | 7.7483 | 6.365 | 7.9199 | 8.2632 | 7.8891 | 9.7446 | 10.3043 | 9.2662 | 8.687 | 9.9549 | 9.1193 | 9.1799 | 9.4596 | 9.6064 | 9.5572 | 9.5089 | 9.4594 | 9.41 | 9.3802 | 9.3507 | 9.322 | 9.294 | 9.2669 | 9.2408 | 9.2159 | 9.203 | 9.1963 | 9.1898 | 9.1858 | 9.1851 | 9.1807 | 9.1775 | 9.171 | 9.1694
Northwest | Restaurant | Peak | January | Water Heating | MW | 6.3403 | 6.3973 | 6.6349 | 6.7333 | 6.719 | 6.5962 | 6.7716 | 7.2266 | 6.8926 | 7.1875 | 7.9039 | 7.2584 | 6.5699 | 6.8147 | 7.217 | 7.443 | 7.2591 | 6.4858 | 7.9556 | 7.9331 | 7.3931 | 9.1706 | 10.1487 | 8.9882 | 8.515 | 9.7105 | 8.656 | 8.7472 | 9.1314 | 9.2048 | 9.1024 | 9.0129 | 8.9346 | 8.8683 | 8.7726 | 8.6882 | 8.6146 | 8.5509 | 8.4961 | 8.4493 | 8.4101 | 8.3868 | 8.3746 | 8.3669 | 8.365 | 8.3698 | 8.3744 | 8.3822 | 8.3889 | 8.4022
Northwest | Restaurant | Peak | January | Other Substitutables | MW | 27.3557 | 28.1082 | 29.2276 | 29.8027 | 29.5415 | 29.1084 | 29.5681 | 31.9979 | 30.4017 | 31.8504 | 34.8144 | 32.0651 | 28.9185 | 30.0701 | 31.6134 | 32.7712 | 31.5997 | 28.4801 | 34.8698 | 34.5991 | 35.1577 | 37.339 | 38.1738 | 40.0936 | 30.761 | 34.5394 | 35.2838 | 35.1136 | 36.0984 | 36.5714 | 36.299 | 35.5263 | 34.7031 | 33.9737 | 33.597 | 33.2859 | 33.0326 | 32.8288 | 32.668 | 32.5438 | 32.4515 | 32.4277 | 32.4433 | 32.4757 | 32.5294 | 32.6043 | 32.6708 | 32.7489 | 32.821 | 32.9138
Northwest | Restaurant | Peak | January | Refrigeration | MW | 69.6881 | 70.3746 | 72.9877 | 74.053 | 73.898 | 72.5345 | 74.502 | 79.5002 | 75.8122 | 79.1013 | 86.9359 | 79.8564 | 72.2807 | 74.9763 | 79.4061 | 81.8343 | 79.8632 | 71.3735 | 87.5599 | 87.2822 | 82.0226 | 99.2263 | 106.4418 | 95.8489 | 94.0429 | 101.2117 | 93.7035 | 90.7773 | 90.9054 | 89.9616 | 87.3928 | 83.4647 | 79.7316 | 76.3584 | 73.3284 | 70.618 | 68.2041 | 66.0611 | 64.1648 | 62.4906 | 61.0173 | 59.7829 | 58.7372 | 57.8294 | 57.0558 | 56.4078 | 55.8324 | 55.3458 | 54.9137 | 54.5735
Northwest | Restaurant | Peak | January | Lighting | MW | 24.3343 | 24.4836 | 25.3945 | 25.6977 | 25.6569 | 25.1856 | 25.919 | 27.598 | 26.2787 | 27.4349 | 30.1889 | 27.701 | 25.0971 | 26.0418 | 27.6269 | 28.4428 | 27.8131 | 23.7891 | 29.2157 | 29.1272 | 27.9276 | 35.0322 | 37.3308 | 32.8587 | 30.8635 | 36.0198 | 32.8813 | 33.9336 | 35.9938 | 37.4134 | 37.9534 | 38.3916 | 38.7362 | 39.0048 | 39.2113 | 39.3991 | 39.5721 | 39.7322 | 39.8817 | 40.0225 | 40.1567 | 40.3332 | 40.5306 | 40.7209 | 40.9136 | 41.1159 | 41.294 | 41.4709 | 41.6262 | 41.8008
Northwest | Restaurant | Peak | January | Air Conditioning | MW | 36.1397 | 34.6301 | 33.3714 | 30.6256 | 47.2916 | 39.8556 | 44.3216 | 28.1036 | 46.2182 | 39.309 | 46.748 | 45.4903 | 50.4676 | 32.2812 | 35.4396 | 39.0977 | 42.1273 | 50.4866 | 52.9168 | 45.0177 | 45.1625 | 48.849 | 50.7298 | 52.0142 | 41.2469 | 46.432 | 46.3687 | 45.8318 | 47.331 | 48.2902 | 48.3544 | 48.4971 | 48.706 | 48.9856 | 49.328 | 49.7361 | 50.2071 | 50.7375 | 51.3258 | 51.9578 | 52.6404 | 53.4337 | 54.3028 | 55.2122 | 56.1649 | 57.1755 | 58.1976 | 59.2599 | 60.3319 | 61.4674
Northwest | Restaurant | Peak | January | Other Non-Substitutables | MW | 17.8603 | 18.0334 | 18.7032 | 18.9783 | 18.9417 | 18.5936 | 19.0941 | 20.3736 | 19.4336 | 20.2735 | 22.2805 | 20.4651 | 18.528 | 19.2163 | 20.3534 | 20.9746 | 20.4664 | 18.2947 | 22.4397 | 22.3669 | 22.9706 | 26.5067 | 24.7941 | 27.6795 | 21.7262 | 23.6066 | 23.9129 | 24.0311 | 24.9524 | 25.5739 | 25.5972 | 25.6301 | 25.6653 | 25.7054 | 25.7503 | 25.7982 | 25.8488 | 25.9013 | 25.9556 | 26.0111 | 26.0682 | 26.1586 | 26.2651 | 26.3698 | 26.4792 | 26.5963 | 26.6995 | 26.8036 | 26.8956 | 27.0004
Northwest | Restaurant | Peak | February | Space Heating | MW | 6.728 | 6.5414 | 7.1843 | 7.661 | 7.4776 | 7.2931 | 6.6519 | 8.4487 | 7.3744 | 7.3487 | 9.0968 | 7.2677 | 6.2046 | 7.6448 | 7.7727 | 8.2392 | 7.8116 | 7.1151 | 7.1864 | 8.2984 | 9.4383 | 9.7938 | 9.8199 | 9.2365 | 9.2185 | 10.6114 | 9.2978 | 9.3592 | 9.6442 | 9.7938 | 9.7435 | 9.6942 | 9.6436 | 9.5931 | 9.5627 | 9.5327 | 9.5034 | 9.4749 | 9.4473 | 9.4207 | 9.3953 | 9.3821 | 9.3753 | 9.3686 | 9.3645 | 9.3639 | 9.3593 | 9.356 | 9.3494 | 9.3477
Northwest | Restaurant | Peak | February | Water Heating | MW | 7.5101 | 7.5776 | 7.861 | 7.9814 | 7.9673 | 7.8204 | 8.024 | 8.562 | 8.1742 | 8.5174 | 9.4662 | 8.0852 | 7.0511 | 8.2158 | 8.1923 | 8.7862 | 8.3037 | 8.2263 | 8.1907 | 9.0394 | 10.0324 | 10.4592 | 10.9855 | 10.1712 | 10.2559 | 11.7513 | 10.0134 | 10.1186 | 10.5626 | 10.6472 | 10.5284 | 10.4245 | 10.3335 | 10.2565 | 10.1457 | 10.0481 | 9.963 | 9.8892 | 9.8258 | 9.7717 | 9.7263 | 9.6994 | 9.6852 | 9.6762 | 9.674 | 9.6795 | 9.6847 | 9.6937 | 9.7014 | 9.7167
Northwest | Restaurant | Peak | February | Other Substitutables | MW | 32.4379 | 33.3193 | 34.656 | 35.3506 | 35.0585 | 34.535 | 35.0578 | 37.925 | 36.0652 | 37.7585 | 41.7093 | 35.7268 | 31.0608 | 36.2792 | 35.8979 | 38.6886 | 36.148 | 36.1387 | 35.9214 | 39.4484 | 47.6326 | 42.5796 | 41.3227 | 45.3175 | 37.0747 | 41.801 | 40.8067 | 40.6115 | 41.7523 | 42.3011 | 41.9876 | 41.0954 | 40.1446 | 39.3023 | 38.8665 | 38.5066 | 38.2136 | 37.9778 | 37.7918 | 37.648 | 37.5412 | 37.5135 | 37.5314 | 37.5688 | 37.6308 | 37.7173 | 37.7941 | 37.8842 | 37.9675 | 38.0748
Northwest | Restaurant | Peak | February | Refrigeration | MW | 82.5458 | 83.3584 | 86.4753 | 87.7795 | 87.6283 | 85.9958 | 88.2814 | 94.1911 | 89.9083 | 93.7377 | 104.1206 | 88.9527 | 77.575 | 90.3915 | 90.1379 | 96.6034 | 91.3557 | 90.5272 | 90.1471 | 99.4538 | 111.3163 | 113.15 | 115.1632 | 108.4414 | 113.2725 | 122.4573 | 108.3924 | 105.0077 | 105.1561 | 104.0646 | 101.0931 | 96.5492 | 92.2309 | 88.3288 | 84.8237 | 81.6882 | 78.8958 | 76.4168 | 74.2231 | 72.2863 | 70.5819 | 69.1538 | 67.944 | 66.8937 | 65.9987 | 65.2489 | 64.583 | 64.0199 | 63.5199 | 63.1262
Northwest | Restaurant | Peak | February | Lighting | MW | 26.5002 | 26.665 | 27.6624 | 28.0082 | 27.9725 | 27.4543 | 28.241 | 30.0682 | 28.6594 | 29.8975 | 33.2537 | 28.378 | 24.7664 | 28.8672 | 28.8405 | 30.8834 | 29.2652 | 27.7599 | 27.6713 | 30.5308 | 34.8598 | 36.7214 | 37.1916 | 34.2118 | 34.2033 | 40.0952 | 34.979 | 36.0988 | 38.2909 | 39.8014 | 40.3761 | 40.8424 | 41.209 | 41.4949 | 41.7146 | 41.9144 | 42.0984 | 42.2687 | 42.4278 | 42.5774 | 42.7202 | 42.9079 | 43.1177 | 43.3201 | 43.525 | 43.7401 | 43.9293 | 44.1174 | 44.2825 | 44.468
Northwest | Restaurant | Peak | February | Air Conditioning | MW | 29.5275 | 28.2954 | 27.2613 | 25.0314 | 38.6832 | 32.5905 | 36.2386 | 22.9757 | 37.8083 | 32.1354 | 38.6178 | 34.9558 | 37.3599 | 26.8422 | 27.7416 | 31.8225 | 33.2355 | 44.1667 | 37.5877 | 35.3783 | 42.22 | 38.4267 | 37.8882 | 40.5746 | 34.3027 | 38.7726 | 36.9989 | 36.5708 | 37.7657 | 38.5298 | 38.5797 | 38.6922 | 38.8577 | 39.0796 | 39.3516 | 39.6761 | 40.0509 | 40.4731 | 40.9416 | 41.445 | 41.9887 | 42.6208 | 43.3134 | 44.0383 | 44.7977 | 45.6032 | 46.4179 | 47.2647 | 48.1194 | 49.0246
Northwest | Restaurant | Peak | February | Other Non-Substitutables | MW | 16.5876 | 16.7483 | 17.3746 | 17.6387 | 17.6112 | 17.2844 | 17.7402 | 18.9263 | 18.0705 | 18.8373 | 20.9228 | 17.874 | 15.5914 | 18.1648 | 18.1154 | 19.4137 | 18.3564 | 18.1939 | 18.1143 | 19.9829 | 24.4739 | 23.7098 | 21.007 | 24.5698 | 20.5053 | 22.3844 | 21.6888 | 21.796 | 22.6317 | 23.1953 | 23.2164 | 23.2463 | 23.2781 | 23.3145 | 23.3551 | 23.3985 | 23.4444 | 23.4919 | 23.5411 | 23.5914 | 23.6432 | 23.7251 | 23.8216 | 23.9165 | 24.0157 | 24.1218 | 24.2153 | 24.3096 | 24.393 | 24.4879
Northwest | Restaurant | Peak | March | Space Heating | MW | 6.1602 | 5.9853 | 6.5731 | 7.0166 | 6.8367 | 6.6776 | 6.0846 | 7.751 | 6.7535 | 6.7311 | 7.6603 | 6.8137 | 6.3573 | 7.383 | 7.5183 | 7.3429 | 7.7674 | 6.3585 | 6.6583 | 7.0707 | 8.4791 | 8.9621 | 9.2635 | 9.4413 | 8.9831 | 9.2475 | 9.2114 | 9.2717 | 9.5541 | 9.7023 | 9.6526 | 9.6037 | 9.5536 | 9.5037 | 9.4736 | 9.4439 | 9.4149 | 9.3867 | 9.3594 | 9.333 | 9.308 | 9.295 | 9.2882 | 9.2817 | 9.2777 | 9.277 | 9.2726 | 9.2693 | 9.2628 | 9.2612
Northwest | Restaurant | Peak | March | Water Heating | MW | 7.3829 | 7.4442 | 7.7224 | 7.8487 | 7.8213 | 7.6881 | 7.8806 | 8.4335 | 8.0375 | 8.3763 | 8.5589 | 8.1385 | 7.7568 | 8.5193 | 8.5081 | 8.4075 | 8.8651 | 7.8933 | 8.148 | 8.2696 | 9.6766 | 10.278 | 11.1286 | 11.1654 | 10.73 | 11.002 | 10.6532 | 10.7652 | 11.2378 | 11.3278 | 11.2015 | 11.091 | 10.9944 | 10.9124 | 10.7946 | 10.6908 | 10.6003 | 10.5218 | 10.4544 | 10.3969 | 10.3486 | 10.3199 | 10.3049 | 10.2953 | 10.293 | 10.2989 | 10.3045 | 10.314 | 10.3222 | 10.3385
Northwest | Restaurant | Peak | March | Other Substitutables | MW | 31.8894 | 32.7295 | 34.0412 | 34.7591 | 34.4086 | 33.9464 | 34.4313 | 37.3564 | 35.4652 | 37.132 | 37.7143 | 35.9677 | 34.1654 | 37.6148 | 37.2859 | 37.0249 | 38.5986 | 34.6711 | 35.7239 | 36.0811 | 45.9237 | 41.8232 | 41.8468 | 49.697 | 38.8 | 39.132 | 43.394 | 43.1888 | 44.4046 | 44.9907 | 44.6597 | 43.7129 | 42.7037 | 41.8098 | 41.3464 | 40.9637 | 40.6521 | 40.4014 | 40.2036 | 40.0506 | 39.9371 | 39.9075 | 39.9265 | 39.9663 | 40.0322 | 40.1242 | 40.2057 | 40.3015 | 40.3901 | 40.5041
Northwest | Restaurant | Peak | March | Refrigeration | MW | 81.148 | 81.8917 | 84.9503 | 86.32 | 86.0218 | 84.5413 | 86.7036 | 92.778 | 88.4045 | 92.185 | 94.1412 | 89.5391 | 85.3395 | 93.7303 | 93.6119 | 92.4396 | 97.5327 | 86.862 | 89.6765 | 90.9848 | 107.3685 | 111.1851 | 116.649 | 119.0246 | 118.5108 | 114.6155 | 115.308 | 111.7077 | 111.8663 | 110.7056 | 107.5448 | 102.7113 | 98.1176 | 93.9667 | 90.2382 | 86.9029 | 83.9325 | 81.2954 | 78.9619 | 76.9018 | 75.0888 | 73.5697 | 72.2827 | 71.1655 | 70.2135 | 69.416 | 68.7076 | 68.1087 | 67.5768 | 67.158
Northwest | Restaurant | Peak | March | Lighting | MW | 25.8815 | 26.0255 | 26.9982 | 27.3629 | 27.2826 | 26.8145 | 27.5542 | 29.4216 | 27.9942 | 29.2086 | 29.8666 | 28.3747 | 27.0663 | 29.7381 | 29.7538 | 29.3577 | 31.0376 | 26.4581 | 27.3441 | 27.7453 | 33.4107 | 35.8767 | 37.4412 | 37.3293 | 35.5629 | 37.3139 | 36.9904 | 38.1753 | 40.4943 | 42.0922 | 42.7004 | 43.1939 | 43.582 | 43.8845 | 44.1171 | 44.3287 | 44.5235 | 44.7038 | 44.8722 | 45.0306 | 45.1817 | 45.3803 | 45.6023 | 45.8164 | 46.0332 | 46.2607 | 46.4609 | 46.6598 | 46.8344 | 47.0307
Northwest | Restaurant | Peak | March | Air Conditioning | MW | 32.4421 | 31.0662 | 29.9336 | 27.5119 | 42.4412 | 35.8096 | 39.7751 | 25.2889 | 41.5472 | 35.3189 | 39.0261 | 39.3238 | 45.9302 | 31.109 | 32.2013 | 34.034 | 39.6572 | 47.3646 | 41.7855 | 36.1747 | 45.5073 | 42.199 | 42.8932 | 49.747 | 40.1308 | 40.5774 | 43.9871 | 43.4792 | 44.8982 | 45.805 | 45.8628 | 45.9952 | 46.1905 | 46.453 | 46.7751 | 47.1598 | 47.6043 | 48.1053 | 48.6612 | 49.2588 | 49.9045 | 50.6551 | 51.4777 | 52.3387 | 53.2408 | 54.1978 | 55.1658 | 56.1719 | 57.1874 | 58.263
Northwest | Restaurant | Peak | March | Other Non-Substitutables | MW | 15.8385 | 15.9812 | 16.5782 | 16.8474 | 16.7919 | 16.5042 | 16.9229 | 18.1071 | 17.2581 | 17.9934 | 18.3743 | 17.4753 | 16.6595 | 18.295 | 18.2735 | 18.0436 | 19.0349 | 16.956 | 17.5023 | 17.7564 | 22.9283 | 22.6311 | 20.6625 | 26.2072 | 20.8294 | 20.3373 | 22.4098 | 22.5206 | 23.3843 | 23.9668 | 23.9887 | 24.0196 | 24.0525 | 24.0901 | 24.1322 | 24.1771 | 24.2246 | 24.2738 | 24.3247 | 24.3767 | 24.4303 | 24.5149 | 24.6147 | 24.7127 | 24.8153 | 24.925 | 25.0215 | 25.1191 | 25.2053 | 25.3033
Northwest | Restaurant | Peak | April | Space Heating | MW | 6.4742 | 6.2623 | 6.8695 | 7.3552 | 7.141 | 6.9981 | 6.3461 | 8.1881 | 7.0916 | 7.0778 | 7.4494 | 7.3224 | 6.6303 | 8.0484 | 8.1826 | 8.1885 | 8.0384 | 7.1319 | 7.217 | 8.3461 | 8.4973 | 9.333 | 10.4831 | 8.9987 | 9.3414 | 9.728 | 9.0107 | 9.0701 | 9.3467 | 9.4921 | 9.4438 | 9.3963 | 9.3476 | 9.2992 | 9.2697 | 9.2406 | 9.2123 | 9.1846 | 9.1579 | 9.1322 | 9.1076 | 9.0949 | 9.0884 | 9.082 | 9.0781 | 9.0775 | 9.0732 | 9.07 | 9.0636 | 9.0621
Northwest | Restaurant | Peak | April | Water Heating | MW | 7.4497 | 7.4776 | 7.7475 | 7.8992 | 7.8421 | 7.7355 | 7.8942 | 8.554 | 8.1022 | 8.4578 | 7.9921 | 8.3975 | 7.7663 | 8.9151 | 8.8895 | 9.0003 | 8.8093 | 8.4998 | 8.4799 | 9.3718 | 9.3142 | 10.2802 | 12.0902 | 10.2177 | 10.7085 | 11.1156 | 10.0097 | 10.1149 | 10.5589 | 10.6434 | 10.5246 | 10.4208 | 10.3299 | 10.2529 | 10.1422 | 10.0448 | 9.9598 | 9.8861 | 9.8227 | 9.7688 | 9.7234 | 9.6965 | 9.6824 | 9.6735 | 9.6713 | 9.6769 | 9.6821 | 9.6911 | 9.6988 | 9.7141
Northwest | Restaurant | Peak | April | Other Substitutables | MW | 32.3145 | 32.99 | 34.2632 | 35.0886 | 34.6076 | 34.2474 | 34.6198 | 37.9714 | 35.8595 | 37.5697 | 35.2905 | 37.194 | 34.2739 | 39.4321 | 39.0516 | 39.7275 | 38.4609 | 37.4158 | 37.249 | 40.9586 | 44.2586 | 41.8715 | 45.4868 | 45.4844 | 38.7458 | 39.5402 | 40.794 | 40.6021 | 41.7462 | 42.2982 | 41.9879 | 41.0986 | 40.1506 | 39.311 | 38.8756 | 38.5159 | 38.2231 | 37.9875 | 37.8016 | 37.6579 | 37.5512 | 37.5235 | 37.5414 | 37.5789 | 37.6409 | 37.7275 | 37.8041 | 37.8942 | 37.9774 | 38.0847
Northwest | Restaurant | Peak | April | Refrigeration | MW | 81.8823 | 82.2584 | 85.2265 | 86.876 | 86.2525 | 85.0643 | 86.8517 | 94.1034 | 89.117 | 93.0814 | 87.9065 | 92.3887 | 85.4438 | 98.0846 | 97.8082 | 98.9574 | 96.9198 | 93.5368 | 93.3289 | 103.1118 | 103.3514 | 111.2008 | 126.7004 | 108.9048 | 118.2744 | 115.7618 | 108.332 | 104.9497 | 105.099 | 104.0087 | 101.0393 | 96.4983 | 92.1828 | 88.2833 | 84.7807 | 81.6475 | 78.8571 | 76.3799 | 74.1879 | 72.2527 | 70.5497 | 69.1227 | 67.9139 | 66.8646 | 65.9705 | 65.2214 | 64.556 | 63.9935 | 63.4939 | 63.1005
Northwest | Restaurant | Peak | April | Lighting | MW | 30.8946 | 30.9346 | 32.052 | 32.5888 | 32.3763 | 31.9332 | 32.6618 | 35.3193 | 33.4 | 34.909 | 33.0108 | 34.652 | 32.0745 | 36.8389 | 36.7957 | 37.2167 | 36.5211 | 33.7739 | 33.7353 | 37.2571 | 38.0955 | 42.5072 | 48.2078 | 40.4871 | 42.0609 | 44.6809 | 41.1932 | 42.516 | 45.1014 | 46.8833 | 47.5624 | 48.1136 | 48.5471 | 48.8851 | 49.1451 | 49.3815 | 49.5991 | 49.8005 | 49.9885 | 50.1654 | 50.334 | 50.5555 | 50.8031 | 51.0418 | 51.2835 | 51.5372 | 51.7602 | 51.9819 | 52.1765 | 52.3951
Northwest | Restaurant | Peak | April | Air Conditioning | MW | 39.7024 | 37.8474 | 36.3764 | 33.5212 | 51.6472 | 43.7059 | 48.4035 | 31.1167 | 50.8041 | 43.2744 | 44.2181 | 49.2348 | 55.7781 | 39.4779 | 40.7688 | 44.1186 | 47.7864 | 61.8837 | 52.7852 | 49.7265 | 53.1351 | 51.1834 | 56.4891 | 55.1907 | 48.5877 | 49.7163 | 50.1158 | 49.5378 | 51.1547 | 52.1879 | 52.2539 | 52.4049 | 52.6277 | 52.927 | 53.2944 | 53.7329 | 54.2396 | 54.8107 | 55.4443 | 56.1255 | 56.8613 | 57.7167 | 58.6542 | 59.6355 | 60.6635 | 61.7541 | 62.857 | 64.0035 | 65.1605 | 66.3861
Northwest | Restaurant | Peak | April | Other Non-Substitutables | MW | 16.1847 | 16.2566 | 16.8433 | 17.1711 | 17.0506 | 16.817 | 17.1669 | 18.599 | 17.6181 | 18.399 | 17.3752 | 18.2603 | 16.8916 | 19.3879 | 19.335 | 19.5609 | 19.1555 | 18.4907 | 18.4465 | 20.3785 | 22.3623 | 22.9256 | 22.7149 | 24.2964 | 21.0403 | 20.7879 | 21.321 | 21.4266 | 22.2484 | 22.8027 | 22.8236 | 22.853 | 22.8845 | 22.9204 | 22.9605 | 23.0032 | 23.0485 | 23.0954 | 23.1439 | 23.1935 | 23.2445 | 23.3252 | 23.4202 | 23.5136 | 23.6112 | 23.7157 | 23.8076 | 23.9005 | 23.9825 | 24.0759
Northwest | Restaurant | Peak | May | Space Heating | MW | 4.4973 | 4.3212 | 4.7668 | 5.1349 | 4.9435 | 4.8629 | 4.3438 | 5.7121 | 4.8606 | 4.8709 | 5.8079 | 5.2677 | 4.6815 | 5.9365 | 6.0966 | 5.7966 | 6.443 | 5.0474 | 5.082 | 6.0946 | 6.5102 | 6.6349 | 7.1906 | 6.6038 | 6.9645 | 6.8543 | 6.5065 | 6.552 | 6.7532 | 6.8595 | 6.8258 | 6.7928 | 6.7589 | 6.7252 | 6.7038 | 6.6827 | 6.6621 | 6.6421 | 6.6228 | 6.6041 | 6.5863 | 6.5771 | 6.5724 | 6.5679 | 6.565 | 6.5647 | 6.5616 | 6.5593 | 6.5547 | 6.5536
Northwest | Restaurant | Peak | May | Water Heating | MW | 7.1307 | 7.1108 | 7.4061 | 7.6018 | 7.4778 | 7.4091 | 7.4482 | 8.228 | 7.6531 | 8.0234 | 8.5791 | 8.3264 | 7.5588 | 9.0587 | 9.1222 | 8.7769 | 9.7309 | 8.2873 | 8.229 | 9.4306 | 9.8542 | 10.0918 | 11.4131 | 10.3243 | 10.9648 | 10.7714 | 9.9757 | 10.0815 | 10.5247 | 10.6096 | 10.4918 | 10.3889 | 10.299 | 10.2229 | 10.1128 | 10.0159 | 9.9314 | 9.8582 | 9.7952 | 9.7416 | 9.6966 | 9.67 | 9.6562 | 9.6475 | 9.6455 | 9.6514 | 9.6568 | 9.6659 | 9.6737 | 9.6892
Northwest | Restaurant | Peak | May | Other Substitutables | MW | 31.1067 | 31.5573 | 32.9553 | 33.961 | 33.2058 | 32.9628 | 32.8404 | 36.6097 | 34.027 | 35.7139 | 37.9556 | 36.9577 | 33.4467 | 40.182 | 40.2152 | 38.8763 | 42.6389 | 36.5933 | 36.2395 | 41.3032 | 47.0079 | 41.26 | 43.0315 | 46.1419 | 39.7519 | 38.3666 | 40.8234 | 40.6262 | 41.7651 | 42.3117 | 41.9957 | 41.1009 | 40.1478 | 39.3034 | 38.8685 | 38.5095 | 38.2172 | 37.9823 | 37.797 | 37.6538 | 37.5477 | 37.5207 | 37.5393 | 37.5777 | 37.6403 | 37.7277 | 37.8049 | 37.8956 | 37.9793 | 38.0871
Northwest | Restaurant | Peak | May | Refrigeration | MW | 78.3777 | 78.2221 | 81.4728 | 83.6081 | 82.2502 | 81.4791 | 81.9426 | 90.5168 | 84.1799 | 88.2984 | 94.3644 | 91.6058 | 83.16 | 99.6632 | 100.3693 | 96.5016 | 107.0615 | 91.1962 | 90.5652 | 103.7606 | 109.3577 | 109.129 | 119.5123 | 110.0022 | 121.106 | 112.1381 | 107.9563 | 104.5849 | 104.7327 | 103.6458 | 100.6869 | 96.1617 | 91.8621 | 87.9774 | 84.4884 | 81.3675 | 78.5883 | 76.1212 | 73.9382 | 72.0111 | 70.3152 | 68.8947 | 67.6917 | 66.6479 | 65.7582 | 65.0135 | 64.3516 | 63.7924 | 63.2956 | 62.9048
Northwest | Restaurant | Peak | May | Lighting | MW | 34.258 | 34.0784 | 35.4938 | 36.3326 | 35.7658 | 35.4422 | 35.72 | 39.3815 | 36.566 | 38.395 | 41.1038 | 39.8424 | 36.1828 | 43.387 | 43.7662 | 42.0796 | 46.7804 | 38.3062 | 38.0795 | 43.575 | 46.8218 | 48.4697 | 52.8759 | 47.504 | 50.0012 | 50.2563 | 47.6741 | 49.2176 | 52.2209 | 54.2926 | 55.086 | 55.7303 | 56.2376 | 56.6336 | 56.9384 | 57.2154 | 57.4702 | 57.7058 | 57.9257 | 58.1323 | 58.3292 | 58.5874 | 58.8758 | 59.154 | 59.4352 | 59.7306 | 59.99 | 60.248 | 60.4742 | 60.7285
Northwest | Restaurant | Peak | May | Air Conditioning | MW | 44.2333 | 41.889 | 40.3039 | 37.386 | 57.4632 | 48.7412 | 53.2702 | 34.8316 | 55.941 | 47.8321 | 55.2556 | 56.9219 | 63.3489 | 46.6215 | 48.5383 | 49.8911 | 61.3852 | 70.3139 | 59.6708 | 58.1947 | 65.4435 | 58.4066 | 61.8568 | 64.8589 | 57.7365 | 55.881 | 58.0771 | 57.4061 | 59.2913 | 60.5003 | 60.588 | 60.7742 | 61.0438 | 61.4017 | 61.8379 | 62.3562 | 62.953 | 63.624 | 64.367 | 65.1646 | 66.025 | 67.0242 | 68.1184 | 69.2633 | 70.4616 | 71.7325 | 73.017 | 74.3519 | 75.6984 | 77.1246
Northwest | Restaurant | Peak | May | Other Non-Substitutables | MW | 18.7733 | 18.7329 | 19.5117 | 20.025 | 19.7026 | 19.5194 | 19.6265 | 21.6789 | 20.1664 | 21.15 | 22.6016 | 21.9401 | 19.9217 | 23.872 | 24.0431 | 23.1151 | 25.6412 | 21.8457 | 21.6913 | 24.8496 | 28.7234 | 27.2823 | 25.9162 | 29.7726 | 26.0804 | 24.3852 | 25.7458 | 25.8738 | 26.8664 | 27.5359 | 27.5612 | 27.597 | 27.6355 | 27.6793 | 27.7282 | 27.7803 | 27.8355 | 27.8926 | 27.9517 | 28.012 | 28.074 | 28.172 | 28.2874 | 28.401 | 28.5194 | 28.6463 | 28.7579 | 28.8706 | 28.9702 | 29.0835
Northwest | Restaurant | Peak | June | Space Heating | MW | 0.5262 | 0.5049 | 0.5624 | 0.6135 | 0.567 | 0.567 | 0.4962 | 0.6852 | 0.5519 | 0.5635 | 0.6127 | 0.5419 | 0.51 | 0.6552 | 0.7123 | 0.6314 | 0.7175 | 0.5809 | 0.615 | 0.6923 | 0.7446 | 0.6927 | 0.8273 | 0.6681 | 0.7297 | 0.7219 | 0.6889 | 0.6938 | 0.7152 | 0.7266 | 0.7231 | 0.7197 | 0.7162 | 0.7127 | 0.7104 | 0.7082 | 0.706 | 0.7039 | 0.7018 | 0.6999 | 0.698 | 0.697 | 0.6965 | 0.696 | 0.6958 | 0.6957 | 0.6954 | 0.6952 | 0.6947 | 0.6946
Northwest | Restaurant | Peak | June | Water Heating | MW | 3.6837 | 3.6692 | 3.8574 | 4.0122 | 3.7864 | 3.8162 | 3.7555 | 4.3615 | 3.8385 | 4.0991 | 3.9915 | 3.783 | 3.6382 | 4.4144 | 4.7029 | 4.2202 | 4.7853 | 4.2104 | 4.396 | 4.7305 | 4.9845 | 4.661 | 5.7997 | 4.6138 | 5.0638 | 5.0145 | 4.6717 | 4.721 | 4.9284 | 4.9678 | 4.9123 | 4.8638 | 4.8214 | 4.7854 | 4.734 | 4.6887 | 4.6492 | 4.6149 | 4.5855 | 4.5605 | 4.5394 | 4.527 | 4.5206 | 4.5166 | 4.5157 | 4.5184 | 4.5209 | 4.5252 | 4.5288 | 4.5361
Northwest | Restaurant | Peak | June | Other Substitutables | MW | 16.0982 | 16.3064 | 17.2145 | 17.9793 | 16.8374 | 16.9933 | 16.5446 | 19.3952 | 17.0977 | 18.2262 | 17.6439 | 16.7807 | 16.0953 | 19.5843 | 20.7832 | 18.7528 | 21.0065 | 18.6034 | 19.3312 | 20.7095 | 23.7989 | 19.0811 | 21.8645 | 20.5984 | 18.4047 | 17.8788 | 19.1515 | 19.0616 | 19.5987 | 19.8577 | 19.7117 | 19.2938 | 18.8486 | 18.4543 | 18.2505 | 18.0823 | 17.9454 | 17.8353 | 17.7484 | 17.6814 | 17.6316 | 17.619 | 17.6278 | 17.6459 | 17.6753 | 17.7163 | 17.7525 | 17.795 | 17.8343 | 17.8848
Northwest | Restaurant | Peak | June | Refrigeration | MW | 40.49 | 40.3618 | 42.436 | 44.1283 | 41.6488 | 41.9681 | 41.3161 | 47.9818 | 42.223 | 45.1107 | 43.9039 | 41.6209 | 40.0266 | 48.5652 | 51.7452 | 46.4014 | 52.65 | 46.332 | 48.3803 | 52.0483 | 55.3272 | 50.3835 | 60.6743 | 49.1285 | 55.933 | 52.1331 | 50.5358 | 48.958 | 49.0277 | 48.5194 | 47.1346 | 45.0165 | 43.0042 | 41.1862 | 39.5534 | 38.093 | 36.7925 | 35.6381 | 34.6167 | 33.715 | 32.9215 | 32.2569 | 31.6942 | 31.206 | 30.7899 | 30.4416 | 30.1319 | 29.8702 | 29.6378 | 29.455
Northwest | Restaurant | Peak | June | Lighting | MW | 30.7085 | 30.5101 | 32.0741 | 33.2563 | 31.4308 | 31.6893 | 31.2887 | 36.2337 | 31.8274 | 34.0562 | 33.2139 | 31.4288 | 30.227 | 36.702 | 39.1505 | 35.099 | 39.9233 | 33.8603 | 35.4068 | 38.0306 | 41.1723 | 38.9175 | 46.6769 | 36.871 | 40.1062 | 40.6522 | 38.7747 | 40.0418 | 42.4952 | 44.1892 | 44.8413 | 45.3709 | 45.7884 | 46.1144 | 46.3657 | 46.5938 | 46.8035 | 46.9971 | 47.1776 | 47.3472 | 47.5085 | 47.7197 | 47.9553 | 48.1826 | 48.4122 | 48.6531 | 48.8644 | 49.0745 | 49.2588 | 49.4658
Northwest | Restaurant | Peak | June | Air Conditioning | MW | 108.8217 | 102.9091 | 99.4993 | 93.6703 | 138.8144 | 119.5178 | 127.7902 | 87.8284 | 133.8416 | 116.4042 | 122.3217 | 123.3204 | 145.6402 | 107.9539 | 118.6416 | 113.677 | 143.528 | 170.21 | 151.6181 | 138.7429 | 157.4061 | 128.2786 | 149.3571 | 137.6705 | 127.0203 | 123.6658 | 129.3407 | 127.8537 | 132.0489 | 134.7381 | 134.93 | 135.3418 | 135.9407 | 136.7363 | 137.7065 | 138.8597 | 140.1879 | 141.6813 | 143.3355 | 145.1109 | 147.0263 | 149.2509 | 151.687 | 154.2367 | 156.9047 | 159.7342 | 162.593 | 165.5643 | 168.5614 | 171.7358
Northwest | Restaurant | Peak | June | Other Non-Substitutables | MW | 29.8349 | 29.7353 | 31.2642 | 32.5137 | 30.6908 | 30.9283 | 30.4421 | 35.3515 | 31.1165 | 33.2399 | 32.3486 | 30.6655 | 29.4969 | 35.7852 | 38.131 | 34.1909 | 38.7909 | 34.1422 | 35.6467 | 38.3457 | 44.8103 | 38.7817 | 40.3918 | 40.993 | 36.9716 | 34.7751 | 37.0738 | 37.2589 | 38.6889 | 39.6535 | 39.6902 | 39.7419 | 39.7979 | 39.8614 | 39.9324 | 40.0079 | 40.0877 | 40.1705 | 40.256 | 40.3433 | 40.4331 | 40.5746 | 40.7412 | 40.9053 | 41.0764 | 41.2596 | 41.4203 | 41.5828 | 41.7263 | 41.8896
Northwest | Restaurant | Peak | July | Space Heating | MW | -0.0455 | -0.044 | -0.0494 | -0.0543 | -0.0488 | -0.049 | -0.0428 | -0.0613 | -0.0473 | -0.0492 | -0.0564 | -0.0476 | -0.0478 | -0.0583 | -0.0617 | -0.0525 | -0.0608 | -0.0514 | -0.0541 | -0.065 | -0.0651 | -0.0663 | -0.0706 | -0.0671 | -0.0693 | -0.0677 | -0.0666 | -0.0671 | -0.0692 | -0.0703 | -0.0699 | -0.0696 | -0.0693 | -0.0689 | -0.0687 | -0.0685 | -0.0683 | -0.0681 | -0.0679 | -0.0677 | -0.0675 | -0.0674 | -0.0674 | -0.0673 | -0.0673 | -0.0673 | -0.0673 | -0.0673 | -0.0672 | -0.0672
Northwest | Restaurant | Peak | July | Water Heating | MW | 2.642 | 2.6557 | 2.8122 | 2.9501 | 2.7019 | 2.739 | 2.6863 | 3.2375 | 2.7281 | 2.9691 | 3.0477 | 2.7569 | 2.8324 | 3.2619 | 3.377 | 2.9117 | 3.3645 | 3.0902 | 3.2089 | 3.6843 | 3.6224 | 3.7108 | 4.1105 | 3.8489 | 3.9814 | 3.9099 | 3.7536 | 3.7935 | 3.9603 | 3.9922 | 3.9478 | 3.909 | 3.875 | 3.8463 | 3.8051 | 3.7688 | 3.7371 | 3.7097 | 3.6861 | 3.6661 | 3.6492 | 3.6393 | 3.6342 | 3.631 | 3.6304 | 3.6326 | 3.6347 | 3.6382 | 3.6411 | 3.647
Northwest | Restaurant | Peak | July | Other Substitutables | MW | 11.4957 | 11.7652 | 12.5334 | 13.2132 | 11.9801 | 12.1683 | 11.7817 | 14.36 | 12.1408 | 13.1701 | 13.4479 | 12.2121 | 12.5153 | 14.4559 | 14.9343 | 12.9556 | 14.7659 | 13.6471 | 14.0764 | 16.1176 | 17.2914 | 15.2095 | 15.487 | 17.1193 | 14.4983 | 13.9455 | 15.3861 | 15.3166 | 15.7513 | 15.9622 | 15.8476 | 15.5142 | 15.1587 | 14.844 | 14.6805 | 14.5455 | 14.4356 | 14.3473 | 14.2776 | 14.2238 | 14.1839 | 14.1738 | 14.1809 | 14.1956 | 14.2193 | 14.2523 | 14.2813 | 14.3155 | 14.347 | 14.3877
Northwest | Restaurant | Peak | July | Refrigeration | MW | 29.0395 | 29.2133 | 30.9375 | 32.4472 | 29.72 | 30.1221 | 29.5533 | 35.6169 | 30.0101 | 32.6744 | 33.523 | 30.3315 | 31.1608 | 35.8862 | 37.1572 | 32.0149 | 37.0184 | 34.0041 | 35.3146 | 40.5381 | 40.2171 | 40.0957 | 42.9576 | 40.9512 | 43.9793 | 40.5922 | 40.5873 | 39.3206 | 39.3775 | 38.9698 | 37.8582 | 36.1573 | 34.5416 | 33.082 | 31.7711 | 30.5987 | 29.5548 | 28.6281 | 27.8082 | 27.0845 | 26.4476 | 25.9142 | 25.4626 | 25.071 | 24.7372 | 24.4578 | 24.2093 | 23.9994 | 23.8129 | 23.6664
Northwest | Restaurant | Peak | July | Lighting | MW | 26.5203 | 26.577 | 28.1352 | 29.4019 | 26.998 | 27.377 | 26.9505 | 32.3468 | 27.2118 | 29.6757 | 30.5095 | 27.5485 | 28.3129 | 32.6217 | 33.8035 | 29.1153 | 33.7586 | 29.973 | 31.1655 | 35.7069 | 36.1135 | 37.3597 | 39.8487 | 37.0561 | 37.9566 | 38.1918 | 37.5331 | 38.7672 | 41.1497 | 42.7954 | 43.4311 | 43.9476 | 44.3552 | 44.6737 | 44.9195 | 45.1425 | 45.3473 | 45.5365 | 45.7127 | 45.8782 | 46.0356 | 46.241 | 46.4701 | 46.6912 | 46.9144 | 47.1484 | 47.3535 | 47.5574 | 47.7364 | 47.9373
Northwest | Restaurant | Peak | July | Air Conditioning | MW | 103.462 | 98.7238 | 95.9901 | 91.2573 | 131.4038 | 113.6912 | 120.8738 | 86.3339 | 126.232 | 111.7358 | 123.7251 | 119.1956 | 150.6899 | 105.6085 | 112.6505 | 103.6662 | 133.6214 | 165.7398 | 146.4486 | 142.9921 | 151.3054 | 135.1606 | 140.019 | 151.6535 | 132.472 | 127.593 | 137.5788 | 136.0095 | 140.4628 | 143.3135 | 143.5081 | 143.9372 | 144.5668 | 145.4063 | 146.4322 | 147.6532 | 149.0609 | 150.6449 | 152.4002 | 154.285 | 156.3188 | 158.6813 | 161.2694 | 163.9791 | 166.8144 | 169.8218 | 172.86 | 176.018 | 179.2035 | 182.5779
Northwest | Restaurant | Peak | July | Other Non-Substitutables | MW | 29.2857 | 29.4554 | 31.195 | 32.7198 | 29.9733 | 30.3811 | 29.8019 | 35.9146 | 30.2685 | 32.9513 | 33.8047 | 30.5855 | 31.4279 | 36.1901 | 37.4741 | 32.2857 | 37.3278 | 34.2942 | 35.6115 | 40.875 | 44.6984 | 42.28 | 39.0499 | 46.9052 | 39.7018 | 36.9537 | 40.7482 | 40.9528 | 42.5261 | 43.5872 | 43.628 | 43.6855 | 43.7479 | 43.8185 | 43.8973 | 43.9811 | 44.0697 | 44.1614 | 44.2562 | 44.3529 | 44.4523 | 44.6085 | 44.7923 | 44.9736 | 45.1623 | 45.3643 | 45.5414 | 45.7205 | 45.8787 | 46.0586
Northwest | Restaurant | Peak | August | Space Heating | MW | 0 | 0 | 0 | 0 | 0 | 0 | 0 | 0 | 0 | 0 | 0 | 0 | 0 | 0 | 0 | 0 | 0 | 0 | 0 | 0 | 0 | 0 | 0 | 0 | 0 | 0 | 0 | 0 | 0 | 0 | 0 | 0 | 0 | 0 | 0 | 0 | 0 | 0 | 0 | 0 | 0 | 0 | 0 | 0 | 0 | 0 | 0 | 0 | 0 | 0
Northwest | Restaurant | Peak | August | Water Heating | MW | 2.9786 | 2.9977 | 3.1781 | 3.3359 | 3.0442 | 3.0863 | 3.0279 | 3.66 | 3.0683 | 3.3468 | 3.4456 | 3.2589 | 3.1703 | 3.7501 | 3.796 | 3.383 | 3.8266 | 3.3229 | 3.739 | 4.2172 | 3.7583 | 4.0175 | 4.811 | 4.1809 | 4.6659 | 4.6676 | 4.4357 | 4.4831 | 4.6807 | 4.7187 | 4.6665 | 4.6209 | 4.5812 | 4.5475 | 4.4988 | 4.4559 | 4.4185 | 4.3861 | 4.3583 | 4.3346 | 4.3147 | 4.303 | 4.297 | 4.2933 | 4.2925 | 4.2952 | 4.2977 | 4.3019 | 4.3054 | 4.3124
Northwest | Restaurant | Peak | August | Other Substitutables | MW | 12.9385 | 13.2605 | 14.1491 | 14.9267 | 13.482 | 13.6982 | 13.2591 | 16.2142 | 13.6407 | 14.8285 | 15.186 | 14.4191 | 13.9966 | 16.6066 | 16.7723 | 15.0372 | 16.7729 | 14.6597 | 16.3808 | 18.4286 | 17.9065 | 16.4459 | 18.1077 | 18.5517 | 16.9912 | 16.6355 | 18.1531 | 18.0727 | 18.5872 | 18.8378 | 18.7039 | 18.3119 | 17.8938 | 17.5237 | 17.3307 | 17.1715 | 17.0419 | 16.9376 | 16.8554 | 16.792 | 16.7449 | 16.7329 | 16.7413 | 16.7585 | 16.7865 | 16.8255 | 16.8598 | 16.9001 | 16.9373 | 16.9852
Northwest | Restaurant | Peak | August | Refrigeration | MW | 32.7396 | 32.9745 | 34.9633 | 36.6905 | 33.4849 | 33.9414 | 33.3113 | 40.2642 | 33.7522 | 36.8309 | 37.8999 | 35.8553 | 34.8778 | 41.2565 | 41.7674 | 37.1966 | 42.102 | 36.5654 | 41.1486 | 46.4011 | 41.7274 | 43.4049 | 50.2663 | 44.4767 | 51.5412 | 48.4469 | 47.9589 | 46.4624 | 46.5303 | 46.0489 | 44.7356 | 42.726 | 40.817 | 39.0924 | 37.5437 | 36.1584 | 34.925 | 33.8301 | 32.8614 | 32.0064 | 31.254 | 30.6237 | 30.0902 | 29.6275 | 29.2331 | 28.903 | 28.6095 | 28.3616 | 28.1413 | 27.9682
Northwest | Restaurant | Peak | August | Lighting | MW | 30.4697 | 30.5685 | 32.3975 | 33.8727 | 30.9919 | 31.4283 | 30.9539 | 37.2561 | 31.1804 | 34.0816 | 35.1461 | 33.1807 | 32.2853 | 38.2061 | 38.7135 | 34.4654 | 39.1199 | 32.8369 | 36.9953 | 41.6391 | 38.1891 | 41.2281 | 47.5113 | 41.0077 | 45.3059 | 46.4486 | 45.2036 | 46.6881 | 49.5562 | 51.5368 | 52.3015 | 52.9227 | 53.413 | 53.7962 | 54.0919 | 54.3603 | 54.6069 | 54.8347 | 55.047 | 55.2465 | 55.4362 | 55.6835 | 55.9595 | 56.2259 | 56.4948 | 56.7768 | 57.0241 | 57.2699 | 57.4856 | 57.7279
Northwest | Restaurant | Peak | August | Air Conditioning | MW | 106.5964 | 101.8371 | 99.1184 | 94.3472 | 135.2795 | 117.0484 | 124.4151 | 89.2008 | 129.7537 | 115.0798 | 127.78 | 128.752 | 154.1556 | 110.9441 | 115.7041 | 110.0606 | 138.8439 | 162.8396 | 155.8414 | 149.5116 | 143.3223 | 133.7036 | 149.8097 | 150.3916 | 142.0517 | 139.2849 | 148.5518 | 146.8633 | 151.6629 | 154.7313 | 154.9322 | 155.3866 | 156.0579 | 156.9563 | 158.0564 | 159.3678 | 160.8812 | 162.5854 | 164.475 | 166.5051 | 168.6965 | 171.2422 | 174.0323 | 176.9537 | 180.0114 | 183.2551 | 186.5327 | 189.9397 | 193.3766 | 197.0178
Northwest | Restaurant | Peak | August | Other Non-Substitutables | MW | 25.912 | 26.093 | 27.6678 | 29.0368 | 26.5032 | 26.8665 | 26.3629 | 31.8637 | 26.7171 | 29.15 | 29.9941 | 28.3751 | 27.6069 | 32.6525 | 33.0589 | 29.4391 | 33.3181 | 28.9417 | 32.5653 | 36.7185 | 36.4107 | 35.9286 | 35.8447 | 40.0077 | 36.4986 | 34.6 | 37.7863 | 37.9763 | 39.4359 | 40.4203 | 40.4584 | 40.5119 | 40.57 | 40.6357 | 40.709 | 40.787 | 40.8694 | 40.9547 | 41.0428 | 41.1327 | 41.2251 | 41.37 | 41.5406 | 41.7088 | 41.884 | 42.0714 | 42.2359 | 42.4022 | 42.549 | 42.716
Northwest | Restaurant | Peak | September | Space Heating | MW | 1.4222 | 1.3664 | 1.5132 | 1.644 | 1.5393 | 1.5303 | 1.3546 | 1.8378 | 1.5117 | 1.5294 | 1.7589 | 1.5454 | 1.563 | 1.8206 | 1.8397 | 1.6632 | 1.8558 | 1.704 | 1.63 | 1.9364 | 1.9963 | 2.028 | 2.1581 | 2.0661 | 2.11 | 2.3441 | 2.0972 | 2.1115 | 2.1763 | 2.2105 | 2.1996 | 2.1889 | 2.1779 | 2.167 | 2.1601 | 2.1533 | 2.1466 | 2.1402 | 2.134 | 2.1279 | 2.1222 | 2.1193 | 2.1177 | 2.1163 | 2.1153 | 2.1152 | 2.1142 | 2.1135 | 2.112 | 2.1116
Northwest | Restaurant | Peak | September | Water Heating | MW | 3.9669 | 3.9561 | 4.1361 | 4.2822 | 4.0967 | 4.1023 | 4.0848 | 4.6574 | 4.1884 | 4.4317 | 4.5693 | 4.2979 | 4.4411 | 4.8878 | 4.8422 | 4.4299 | 4.9303 | 4.9219 | 4.6416 | 5.2712 | 5.3153 | 5.428 | 6.0348 | 5.6877 | 5.8511 | 6.4911 | 5.657 | 5.7163 | 5.967 | 6.0144 | 5.947 | 5.888 | 5.8363 | 5.7925 | 5.7301 | 5.6752 | 5.6272 | 5.5857 | 5.5499 | 5.5195 | 5.4939 | 5.4788 | 5.4709 | 5.4659 | 5.4647 | 5.4679 | 5.4709 | 5.476 | 5.4803 | 5.489
Northwest | Restaurant | Peak | September | Other Substitutables | MW | 17.2949 | 17.5262 | 18.3953 | 19.1245 | 18.1545 | 18.2239 | 17.9521 | 20.6776 | 18.5971 | 19.6735 | 20.167 | 19.0327 | 19.6168 | 21.6452 | 21.332 | 19.5945 | 21.5554 | 21.6762 | 20.3527 | 23.0183 | 25.287 | 22.1747 | 22.729 | 25.3335 | 21.2167 | 23.1237 | 23.1314 | 23.0227 | 23.6714 | 23.9843 | 23.8082 | 23.3037 | 22.7661 | 22.2899 | 22.0433 | 21.8398 | 21.674 | 21.5407 | 21.4356 | 21.3543 | 21.2939 | 21.2784 | 21.2888 | 21.3103 | 21.3456 | 21.3949 | 21.4384 | 21.4896 | 21.5368 | 21.5977
Northwest | Restaurant | Peak | September | Refrigeration | MW | 43.6028 | 43.5192 | 45.5007 | 47.0978 | 45.0597 | 45.1131 | 44.9394 | 51.2364 | 46.0696 | 48.7713 | 50.2597 | 47.2857 | 48.8603 | 53.7752 | 53.2781 | 48.7072 | 54.2446 | 54.1618 | 51.0842 | 57.9964 | 58.9949 | 58.6878 | 63.167 | 60.5872 | 64.6268 | 67.5392 | 61.2079 | 59.2969 | 59.3811 | 58.7652 | 57.0876 | 54.522 | 52.0841 | 49.8815 | 47.9031 | 46.1334 | 44.5575 | 43.1585 | 41.9206 | 40.8277 | 39.866 | 39.0604 | 38.378 | 37.7858 | 37.2812 | 36.8585 | 36.4828 | 36.1653 | 35.8833 | 35.6614
Northwest | Restaurant | Peak | September | Lighting | MW | 26.9993 | 26.8653 | 28.0829 | 28.9876 | 27.7708 | 27.8106 | 27.775 | 31.5864 | 28.3579 | 30.0616 | 31.038 | 29.1501 | 30.1286 | 33.1803 | 32.9245 | 30.114 | 33.6124 | 32.2646 | 30.4659 | 34.5431 | 35.8019 | 36.9211 | 39.6026 | 37.062 | 37.7779 | 42.8974 | 38.2651 | 39.5058 | 41.9179 | 43.5822 | 44.2199 | 44.7377 | 45.1453 | 45.4634 | 45.7083 | 45.9308 | 46.1353 | 46.3244 | 46.5008 | 46.6666 | 46.8245 | 47.0315 | 47.2627 | 47.4856 | 47.7111 | 47.9477 | 48.1553 | 48.3617 | 48.5429 | 48.7464
Northwest | Restaurant | Peak | September | Air Conditioning | MW | 78.1743 | 74.0347 | 71.4082 | 66.8999 | 99.9948 | 85.6846 | 92.6636 | 62.6644 | 97.2888 | 83.9023 | 93.4078 | 93.333 | 118.2864 | 79.8847 | 81.7439 | 79.8651 | 98.7069 | 132.5832 | 106.7042 | 103.1946 | 111.8983 | 99.7622 | 103.9671 | 113.3572 | 98.0747 | 107.0629 | 104.5947 | 103.3896 | 106.7726 | 108.9378 | 109.0838 | 109.4074 | 109.8816 | 110.5152 | 111.2903 | 112.2137 | 113.279 | 114.4782 | 115.8077 | 117.2358 | 118.7775 | 120.5692 | 122.5318 | 124.5861 | 126.737 | 129.0183 | 131.3242 | 133.7211 | 136.1395 | 138.701
Northwest | Restaurant | Peak | September | Other Non-Substitutables | MW | 27.685 | 27.6274 | 28.8858 | 29.9025 | 28.6127 | 28.6487 | 28.5328 | 32.5288 | 29.2561 | 30.9672 | 31.9106 | 30.0211 | 31.0277 | 34.1444 | 33.8314 | 30.9268 | 34.4387 | 34.3928 | 32.4335 | 36.8189 | 41.1427 | 38.9071 | 36.2754 | 43.5047 | 36.87 | 38.884 | 38.6952 | 38.8875 | 40.3793 | 41.3856 | 41.4235 | 41.4771 | 41.5347 | 41.6003 | 41.6736 | 41.7517 | 41.8343 | 41.9199 | 42.0084 | 42.0988 | 42.1919 | 42.3389 | 42.5119 | 42.6822 | 42.8599 | 43.0501 | 43.2172 | 43.3861 | 43.5353 | 43.7051
Northwest | Restaurant | Peak | October | Space Heating | MW | 6.3761 | 6.1788 | 6.788 | 7.2584 | 7.0523 | 6.8995 | 6.2628 | 8.0186 | 6.9571 | 6.9376 | 7.2341 | 6.6397 | 6.2292 | 7.2386 | 7.4908 | 6.9393 | 8.4509 | 6.826 | 6.7021 | 7.3498 | 9.6895 | 9.2493 | 9.5352 | 8.9825 | 8.8588 | 9.5083 | 8.933 | 8.9919 | 9.266 | 9.41 | 9.362 | 9.3148 | 9.2663 | 9.218 | 9.1887 | 9.1598 | 9.1316 | 9.1042 | 9.0776 | 9.0519 | 9.0275 | 9.0148 | 9.0081 | 9.0016 | 8.9976 | 8.9969 | 8.9924 | 8.989 | 8.9826 | 8.9809
Northwest | Restaurant | Peak | October | Water Heating | MW | 9.9465 | 10.0031 | 10.3799 | 10.5685 | 10.5009 | 10.3398 | 10.5578 | 11.3568 | 10.7772 | 11.2373 | 10.5188 | 10.3226 | 9.8935 | 10.8718 | 11.0329 | 10.3417 | 12.5544 | 11.0286 | 10.6752 | 11.1888 | 14.3908 | 13.8117 | 14.9195 | 13.8317 | 13.7741 | 14.7261 | 13.4496 | 13.5888 | 14.1829 | 14.2943 | 14.1327 | 13.9911 | 13.8669 | 13.7613 | 13.6126 | 13.4815 | 13.3672 | 13.268 | 13.1828 | 13.1101 | 13.049 | 13.0127 | 12.9935 | 12.9813 | 12.9781 | 12.9854 | 12.992 | 13.0039 | 13.0139 | 13.0342
Northwest | Restaurant | Peak | October | Other Substitutables | MW | 42.988 | 43.9973 | 45.7749 | 46.8161 | 46.2148 | 45.656 | 46.1457 | 50.2999 | 47.5788 | 49.8075 | 46.3472 | 45.6191 | 43.5812 | 48.0081 | 48.3734 | 45.5642 | 54.6948 | 48.4555 | 46.8113 | 48.8174 | 68.2121 | 56.2461 | 56.1309 | 61.5489 | 49.8497 | 52.4298 | 54.8658 | 54.607 | 56.1447 | 56.8864 | 56.4683 | 55.2715 | 53.9958 | 52.8658 | 52.2799 | 51.7959 | 51.4017 | 51.0845 | 50.8342 | 50.6405 | 50.4967 | 50.4591 | 50.4828 | 50.5329 | 50.6159 | 50.732 | 50.8347 | 50.9554 | 51.067 | 51.2108
Northwest | Restaurant | Peak | October | Refrigeration | MW | 109.3254 | 110.04 | 114.1852 | 116.232 | 115.494 | 113.7014 | 116.1581 | 124.9378 | 118.5388 | 123.6702 | 115.6984 | 113.569 | 108.8464 | 119.613 | 121.3915 | 113.7054 | 138.1227 | 121.3655 | 117.4913 | 123.1021 | 159.699 | 149.3834 | 156.3198 | 147.4188 | 152.1337 | 153.3805 | 145.5626 | 141.0175 | 141.2165 | 139.7508 | 135.76 | 129.6576 | 123.8581 | 118.6176 | 113.9103 | 109.6993 | 105.9489 | 102.6194 | 99.6731 | 97.0718 | 94.7826 | 92.8645 | 91.2393 | 89.8284 | 88.6262 | 87.6186 | 86.7233 | 85.9663 | 85.2941 | 84.7646
Northwest | Restaurant | Peak | October | Lighting | MW | 47.3566 | 47.5008 | 49.2911 | 50.0463 | 49.7552 | 48.9888 | 50.1463 | 53.8167 | 50.9846 | 53.2278 | 49.8603 | 48.8876 | 46.8903 | 51.5467 | 52.4018 | 49.0438 | 59.6951 | 50.226 | 48.6732 | 50.9939 | 67.4975 | 65.4305 | 68.2218 | 62.8365 | 62.0293 | 67.8318 | 63.3763 | 65.4141 | 69.3932 | 72.1367 | 73.1827 | 74.0315 | 74.6988 | 75.219 | 75.6189 | 75.9824 | 76.3169 | 76.6262 | 76.9149 | 77.1864 | 77.4452 | 77.7855 | 78.1657 | 78.5322 | 78.9033 | 79.2926 | 79.6344 | 79.9743 | 80.2727 | 80.608
Northwest | Restaurant | Peak | October | Air Conditioning | MW | 41.8598 | 39.9779 | 38.5162 | 35.4669 | 54.588 | 46.1255 | 51.0385 | 32.6075 | 53.3644 | 45.3784 | 45.9327 | 47.7739 | 56.1261 | 38.0107 | 39.9739 | 40.0791 | 53.7791 | 63.3935 | 52.4298 | 46.871 | 64.7218 | 54.2971 | 55.0686 | 58.9945 | 49.3541 | 52.0037 | 53.1784 | 52.5636 | 54.2784 | 55.3743 | 55.4436 | 55.6031 | 55.8388 | 56.1556 | 56.5445 | 57.0089 | 57.5456 | 58.1506 | 58.822 | 59.5438 | 60.3236 | 61.2304 | 62.2239 | 63.264 | 64.3537 | 65.5095 | 66.6783 | 67.8933 | 69.1197 | 70.4186
Northwest | Restaurant | Peak | October | Other Non-Substitutables | MW | 19.1068 | 19.2287 | 19.9532 | 20.3131 | 20.1875 | 19.8756 | 20.301 | 21.8338 | 20.721 | 21.6146 | 20.2204 | 19.8473 | 19.0264 | 20.9055 | 21.2182 | 19.8735 | 24.1377 | 21.2138 | 20.5331 | 21.5121 | 30.5928 | 27.2389 | 24.766 | 29.0816 | 23.9308 | 24.3552 | 25.3326 | 25.4577 | 26.4336 | 27.0919 | 27.1163 | 27.151 | 27.1881 | 27.2303 | 27.2777 | 27.3281 | 27.3816 | 27.437 | 27.4943 | 27.5528 | 27.6132 | 27.7088 | 27.8213 | 27.9319 | 28.0476 | 28.1713 | 28.2801 | 28.39 | 28.4872 | 28.5977
Northwest | Restaurant | Peak | November | Space Heating | MW | 8.5151 | 8.2586 | 9.0816 | 9.7104 | 9.4261 | 9.2227 | 8.3764 | 10.7272 | 9.3025 | 9.2747 | 9.9193 | 8.7758 | 8.2716 | 9.751 | 11.1545 | 10.1446 | 10.7593 | 9.4464 | 10.1354 | 11.5852 | 12.9088 | 12.5891 | 11.9634 | 10.9952 | 14.3385 | 12.2785 | 11.6664 | 11.744 | 12.102 | 12.2902 | 12.2275 | 12.166 | 12.1027 | 12.0398 | 12.0016 | 11.9638 | 11.927 | 11.8911 | 11.8564 | 11.8229 | 11.791 | 11.7745 | 11.7658 | 11.7574 | 11.7522 | 11.7512 | 11.7454 | 11.7411 | 11.7327 | 11.7306
Northwest | Restaurant | Peak | November | Water Heating | MW | 11.6582 | 11.7342 | 12.1878 | 12.4091 | 12.3185 | 12.1303 | 12.3935 | 13.3344 | 12.6482 | 13.1856 | 12.66 | 11.9752 | 11.5303 | 12.853 | 14.42 | 13.2683 | 14.0279 | 13.3964 | 14.1677 | 15.4784 | 16.8323 | 16.4965 | 16.413 | 14.8507 | 19.5563 | 16.6779 | 15.4154 | 15.5761 | 16.2584 | 16.3872 | 16.203 | 16.0419 | 15.9006 | 15.7808 | 15.6103 | 15.4601 | 15.3291 | 15.2155 | 15.1178 | 15.0345 | 14.9646 | 14.9231 | 14.9012 | 14.8872 | 14.8837 | 14.8922 | 14.9 | 14.9137 | 14.9254 | 14.9489
Northwest | Restaurant | Peak | November | Other Substitutables | MW | 50.4108 | 51.6281 | 53.769 | 54.9929 | 54.2241 | 53.5834 | 54.1654 | 59.0582 | 55.8154 | 58.437 | 55.7682 | 52.905 | 50.7932 | 56.7574 | 63.2015 | 58.404 | 61.0535 | 58.8312 | 62.0924 | 67.5204 | 79.9413 | 67.2086 | 61.7787 | 66.2069 | 70.7587 | 59.3791 | 62.8903 | 62.5901 | 64.3486 | 65.1949 | 64.7121 | 63.3372 | 61.8721 | 60.5742 | 59.9026 | 59.348 | 58.8964 | 58.533 | 58.2463 | 58.0246 | 57.86 | 57.8172 | 57.8447 | 57.9024 | 57.9978 | 58.1311 | 58.2491 | 58.3879 | 58.5161 | 58.6812
Northwest | Restaurant | Peak | November | Refrigeration | MW | 128.1394 | 129.0845 | 134.0725 | 136.4752 | 135.4847 | 133.3898 | 136.3548 | 146.6935 | 139.1174 | 145.1136 | 139.2503 | 131.7506 | 126.8552 | 141.4103 | 158.6595 | 145.8839 | 154.3333 | 147.4206 | 155.9295 | 170.2986 | 186.7714 | 178.4506 | 172.0264 | 158.3091 | 215.9936 | 173.7471 | 166.8547 | 161.6443 | 161.8721 | 160.1917 | 155.6172 | 148.6223 | 141.9747 | 135.9679 | 130.5723 | 125.7456 | 121.447 | 117.6308 | 114.2538 | 111.2724 | 108.6486 | 106.4503 | 104.5879 | 102.9711 | 101.5933 | 100.4389 | 99.4134 | 98.5462 | 97.7762 | 97.1698
Northwest | Restaurant | Peak | November | Lighting | MW | 44.6936 | 44.8689 | 46.6023 | 47.3167 | 46.9996 | 46.2782 | 47.4042 | 50.8912 | 48.1923 | 50.3046 | 48.3403 | 45.681 | 44.0103 | 49.0802 | 55.1702 | 50.7045 | 53.7488 | 49.1526 | 52.0459 | 56.8394 | 63.5575 | 62.9522 | 60.4158 | 54.3155 | 70.916 | 61.8625 | 58.512 | 60.391 | 64.0625 | 66.5935 | 67.558 | 68.3407 | 68.956 | 69.4358 | 69.8046 | 70.1399 | 70.4485 | 70.734 | 71.0005 | 71.2512 | 71.4902 | 71.8045 | 72.1557 | 72.4943 | 72.8371 | 73.1969 | 73.513 | 73.8274 | 74.1033 | 74.4133
Northwest | Restaurant | Peak | November | Air Conditioning | MW | 56.924 | 54.4172 | 52.4491 | 48.3106 | 74.288 | 62.7706 | 69.5215 | 44.4572 | 72.6639 | 61.7873 | 64.1286 | 64.3048 | 75.8707 | 52.1456 | 60.6108 | 59.6404 | 69.7063 | 89.3053 | 80.7187 | 75.2068 | 87.9474 | 75.2409 | 70.2466 | 73.535 | 81.1928 | 68.2865 | 70.7145 | 69.896 | 72.1799 | 73.6407 | 73.7364 | 73.9519 | 74.2685 | 74.693 | 75.2132 | 75.8337 | 76.5503 | 77.3574 | 78.2528 | 79.2151 | 80.2544 | 81.4625 | 82.7862 | 84.1715 | 85.6228 | 87.1621 | 88.7187 | 90.3367 | 91.9696 | 93.6992
Northwest | Restaurant | Peak | November | Other Non-Substitutables | MW | 15.9883 | 16.1038 | 16.7262 | 17.0278 | 16.907 | 16.6468 | 17.0134 | 18.302 | 17.3614 | 18.1069 | 17.3745 | 16.4379 | 15.8309 | 17.6448 | 19.7988 | 18.2035 | 19.2551 | 18.3965 | 19.455 | 21.2462 | 25.509 | 23.2214 | 19.4738 | 22.2816 | 24.2669 | 19.7063 | 20.7308 | 20.8332 | 21.6318 | 22.1706 | 22.1906 | 22.2191 | 22.2495 | 22.2842 | 22.323 | 22.3644 | 22.4082 | 22.4536 | 22.5006 | 22.5486 | 22.598 | 22.6763 | 22.7685 | 22.8592 | 22.9539 | 23.0553 | 23.1445 | 23.2346 | 23.3142 | 23.4048
Northwest | Restaurant | Peak | December | Space Heating | MW | 7.3973 | 7.1786 | 7.8538 | 8.3669 | 8.1975 | 7.9925 | 7.3142 | 9.2779 | 8.1358 | 8.0899 | 8.979 | 7.8873 | 8.7622 | 8.6295 | 9.3704 | 8.4749 | 8.7321 | 8.0888 | 8.1375 | 10.4609 | 10.1123 | 10.6408 | 12.4729 | 12.3152 | 10.7787 | 11.3375 | 10.4256 | 10.4945 | 10.8139 | 10.9815 | 10.925 | 10.8695 | 10.8126 | 10.7559 | 10.7218 | 10.6881 | 10.6553 | 10.6232 | 10.5923 | 10.5624 | 10.5339 | 10.5192 | 10.5114 | 10.504 | 10.4993 | 10.4985 | 10.4934 | 10.4896 | 10.4822 | 10.4803
Northwest | Restaurant | Peak | December | Water Heating | MW | 5.2609 | 5.2978 | 5.4755 | 5.5532 | 5.5652 | 5.4601 | 5.622 | 5.9895 | 5.7452 | 5.9739 | 5.9554 | 5.5902 | 6.3433 | 5.9091 | 6.2932 | 5.7584 | 5.9141 | 5.9586 | 5.9092 | 7.26 | 6.8491 | 7.236 | 8.88 | 8.636 | 7.6416 | 7.9972 | 7.1521 | 7.2271 | 7.5442 | 7.6045 | 7.5196 | 7.4453 | 7.3803 | 7.3252 | 7.246 | 7.1763 | 7.1155 | 7.0628 | 7.0175 | 6.9788 | 6.9463 | 6.9271 | 6.917 | 6.9105 | 6.9089 | 6.9129 | 6.9166 | 6.923 | 6.9284 | 6.9394
Northwest | Restaurant | Peak | December | Other Substitutables | MW | 22.7267 | 23.2895 | 24.1209 | 24.5794 | 24.4701 | 24.0974 | 24.575 | 26.5398 | 25.3559 | 26.4941 | 26.2561 | 24.7202 | 27.9332 | 26.0737 | 27.5754 | 25.3515 | 25.7618 | 26.1751 | 25.9104 | 31.6711 | 32.5756 | 29.4624 | 33.408 | 38.5117 | 27.5947 | 28.4462 | 29.1473 | 29.0071 | 29.821 | 30.2123 | 29.9877 | 29.3497 | 28.67 | 28.0678 | 27.7565 | 27.4994 | 27.29 | 27.1216 | 26.9887 | 26.8859 | 26.8096 | 26.7898 | 26.8026 | 26.8293 | 26.8735 | 26.9353 | 26.9901 | 27.0545 | 27.114 | 27.1906
Northwest | Restaurant | Peak | December | Refrigeration | MW | 57.8247 | 58.2802 | 60.2327 | 61.0736 | 61.2075 | 60.0405 | 61.8539 | 65.8913 | 63.1905 | 65.7455 | 65.5043 | 61.5026 | 69.7889 | 65.0136 | 69.2416 | 63.3124 | 65.0656 | 65.5717 | 65.0367 | 79.8767 | 75.9858 | 78.3022 | 93.1538 | 92.1002 | 84.3965 | 83.3555 | 77.4239 | 75.0061 | 75.1118 | 74.332 | 72.2093 | 68.9636 | 65.8789 | 63.0915 | 60.5877 | 58.3479 | 56.3532 | 54.5823 | 53.0152 | 51.6317 | 50.4141 | 49.3939 | 48.5297 | 47.7793 | 47.1399 | 46.6043 | 46.1285 | 45.7262 | 45.369 | 45.0877
Northwest | Restaurant | Peak | December | Lighting | MW | 22.6623 | 22.7622 | 23.5283 | 23.7955 | 23.8607 | 23.4076 | 24.1504 | 25.6785 | 24.5902 | 25.5971 | 25.5296 | 23.9448 | 27.2045 | 25.3574 | 27.0473 | 24.7172 | 25.4463 | 24.54 | 24.3681 | 29.9305 | 29.0423 | 31.0222 | 36.6676 | 35.4485 | 31.0978 | 33.3115 | 30.501 | 31.4766 | 33.3872 | 34.7036 | 35.2042 | 35.6104 | 35.9297 | 36.1786 | 36.3699 | 36.5439 | 36.7041 | 36.8524 | 36.9909 | 37.1212 | 37.2456 | 37.4091 | 37.592 | 37.7683 | 37.9469 | 38.1343 | 38.2993 | 38.4632 | 38.607 | 38.7687
Northwest | Restaurant | Peak | December | Air Conditioning | MW | 32.4385 | 31.0253 | 29.8074 | 27.3311 | 42.359 | 35.6861 | 39.8293 | 25.2076 | 41.6581 | 35.3448 | 38.1136 | 37.8916 | 52.6703 | 30.2927 | 33.4437 | 32.7253 | 37.1296 | 50.1688 | 42.5261 | 44.5729 | 45.2664 | 41.7061 | 48.038 | 54.0768 | 40.0506 | 41.3869 | 41.4511 | 40.971 | 42.31 | 43.1664 | 43.2227 | 43.3492 | 43.5349 | 43.7838 | 44.0888 | 44.4526 | 44.8727 | 45.3459 | 45.8708 | 46.435 | 47.0443 | 47.7526 | 48.5287 | 49.3408 | 50.1917 | 51.0942 | 52.0071 | 52.9559 | 53.9135 | 54.9277
Northwest | Restaurant | Peak | December | Other Non-Substitutables | MW | 22.0777 | 22.2482 | 22.9937 | 23.3174 | 23.3724 | 22.9285 | 23.6162 | 25.1558 | 24.1311 | 25.1029 | 25.0096 | 23.4806 | 26.6505 | 24.8234 | 26.4401 | 24.1746 | 24.8403 | 25.039 | 24.8302 | 30.4938 | 31.697 | 31.1539 | 32.3391 | 39.6115 | 29.0565 | 28.9631 | 29.4354 | 29.5807 | 30.7148 | 31.4797 | 31.5082 | 31.5487 | 31.5918 | 31.641 | 31.6961 | 31.7549 | 31.817 | 31.8815 | 31.9482 | 32.0163 | 32.0866 | 32.1977 | 32.3286 | 32.4572 | 32.5918 | 32.7357 | 32.8625 | 32.9905 | 33.1037 | 33.2324
Northwest | Lodging | Peak | January | Space Heating | MW | 193.4735 | 184.0034 | 203.4508 | 219.2709 | 217.229 | 210.5094 | 195.5532 | 242.5516 | 213.6461 | 211.3964 | 262.1136 | 228.6931 | 205.6637 | 224.0394 | 244.5831 | 247.5423 | 240.8447 | 190.7749 | 232.8471 | 233.7462 | 239.0871 | 277.6601 | 265.0491 | 285.7527 | 230.232 | 253.2151 | 251.1223 | 252.6803 | 260.6715 | 264.4229 | 262.7555 | 261.2025 | 259.3004 | 257.5443 | 256.7079 | 255.8628 | 255.0229 | 254.203 | 253.4797 | 252.8484 | 252.3882 | 252.6411 | 253.1777 | 253.7364 | 254.3298 | 255.0285 | 255.4071 | 255.727 | 255.9123 | 256.2074
Northwest | Lodging | Peak | January | Water Heating | MW | 24.5428 | 24.2486 | 25.3902 | 25.8733 | 26.4095 | 25.6408 | 26.7138 | 27.7551 | 26.9156 | 27.695 | 31.0316 | 28.819 | 26.5185 | 27.4942 | 29.3868 | 30.0871 | 29.0428 | 25.0809 | 30.1448 | 28.9489 | 27.5335 | 33.2055 | 35.3998 | 31.8385 | 30.9923 | 33.7198 | 31.2729 | 31.5669 | 32.9504 | 33.0297 | 32.4937 | 32.0272 | 31.5736 | 31.1813 | 30.8542 | 30.567 | 30.3171 | 30.1023 | 29.9276 | 29.7894 | 29.6941 | 29.7045 | 29.7679 | 29.8514 | 29.9546 | 30.0846 | 30.1886 | 30.2964 | 30.3981 | 30.5223
Northwest | Lodging | Peak | January | Other Substitutables | MW | 8.1318 | 8.0546 | 8.3992 | 8.5911 | 8.7945 | 8.5118 | 8.8698 | 9.1918 | 8.9894 | 9.1981 | 10.3056 | 9.5997 | 8.8127 | 9.1141 | 9.7134 | 9.9312 | 9.5989 | 8.2442 | 9.8742 | 9.4342 | 9.6536 | 10.2421 | 10.496 | 10.9971 | 8.2997 | 9.5989 | 9.7349 | 9.7755 | 10.156 | 10.3752 | 10.3854 | 10.403 | 10.4063 | 10.4187 | 10.4215 | 10.4277 | 10.4377 | 10.4513 | 10.4718 | 10.4984 | 10.5346 | 10.6019 | 10.6817 | 10.7621 | 10.8443 | 10.9311 | 11.0039 | 11.074 | 11.1372 | 11.2049
Northwest | Lodging | Peak | January | Refrigeration | MW | 36.8241 | 36.3751 | 38.0899 | 38.8178 | 39.6171 | 38.4635 | 40.0812 | 41.6276 | 40.3776 | 41.5465 | 46.537 | 43.2262 | 39.7825 | 41.2412 | 44.0806 | 45.1294 | 43.5692 | 37.6253 | 45.2175 | 43.4293 | 40.9495 | 50.6769 | 55.2865 | 49.2501 | 47.0877 | 53.4471 | 47.4832 | 45.8651 | 45.9201 | 45.4236 | 44.1439 | 42.142 | 40.2397 | 38.5548 | 37.0441 | 35.7006 | 34.5083 | 33.4532 | 32.5284 | 31.7209 | 31.0274 | 30.4952 | 30.0709 | 29.7189 | 29.4322 | 29.2119 | 29.006 | 28.8369 | 28.6918 | 28.5928
Northwest | Lodging | Peak | January | Lighting | MW | 76.4897 | 75.0629 | 78.5538 | 79.9025 | 81.7208 | 79.256 | 82.8686 | 85.7102 | 83.0934 | 85.4307 | 95.8775 | 88.7499 | 81.7296 | 84.6305 | 90.6443 | 92.6205 | 89.7307 | 72.7856 | 87.6722 | 84.4567 | 81.7467 | 100.4408 | 105.5104 | 94.7082 | 88.3533 | 102.1308 | 94.0262 | 95.7656 | 100.7268 | 103.8523 | 104.6983 | 105.4355 | 105.9036 | 106.3109 | 106.5809 | 106.8311 | 107.0703 | 107.3067 | 107.5733 | 107.87 | 108.2316 | 108.9296 | 109.761 | 110.6107 | 111.4727 | 112.3872 | 113.1478 | 113.8825 | 114.5578 | 115.2929
Northwest | Lodging | Peak | January | Air Conditioning | MW | 106.3157 | 99.4164 | 102.4865 | 93.8049 | 137.2329 | 118.1162 | 127.6044 | 83.7678 | 134.7672 | 114.1246 | 138.787 | 134.5033 | 150.3337 | 101.8479 | 114.1387 | 124.4647 | 128.9673 | 146.7765 | 150.2621 | 126.2817 | 124.8128 | 155.7241 | 158.9499 | 140.3001 | 131.1622 | 153.8728 | 144.9556 | 142.7276 | 147.246 | 149.9704 | 149.9873 | 150.3216 | 150.7056 | 151.3833 | 152.1832 | 153.1805 | 154.3693 | 155.7442 | 157.3419 | 159.1381 | 161.1925 | 163.8423 | 166.8232 | 169.9688 | 173.271 | 176.7989 | 180.2586 | 183.8114 | 187.387 | 191.1716
Northwest | Lodging | Peak | January | Other Non-Substitutables | MW | 106.9324 | 105.6432 | 110.6105 | 112.7342 | 115.0624 | 111.697 | 116.4047 | 120.9057 | 117.26 | 120.6434 | 135.1617 | 125.5408 | 115.5417 | 119.7744 | 128.021 | 131.0652 | 126.5197 | 109.2669 | 131.3203 | 126.1253 | 127.426 | 138.4328 | 143.7352 | 145.9446 | 116.1782 | 132.2426 | 131.1834 | 132.3946 | 138.224 | 142.0572 | 142.449 | 142.8819 | 143.1055 | 143.3853 | 143.5915 | 143.7969 | 144.0098 | 144.2358 | 144.5147 | 144.8447 | 145.2706 | 146.1334 | 147.1769 | 148.2397 | 149.3306 | 150.4925 | 151.4609 | 152.3962 | 153.2585 | 154.1954
Northwest | Lodging | Peak | February | Space Heating | MW | 229.1346 | 217.995 | 241.1525 | 259.9882 | 257.6702 | 249.674 | 231.7676 | 287.5266 | 253.5195 | 250.5771 | 313.8918 | 254.812 | 220.7846 | 270.2481 | 277.7547 | 292.2688 | 275.4955 | 241.9119 | 239.6476 | 266.2848 | 324.6194 | 316.535 | 286.2233 | 323.4603 | 277.2509 | 306.3932 | 290.6497 | 292.4368 | 301.6804 | 306.0143 | 304.0758 | 302.2708 | 300.0639 | 298.026 | 297.0582 | 296.0808 | 295.1098 | 294.1621 | 293.326 | 292.5962 | 292.0637 | 292.3562 | 292.9777 | 293.6248 | 294.3125 | 295.1216 | 295.5598 | 295.9299 | 296.1447 | 296.4863
Northwest | Lodging | Peak | February | Water Heating | MW | 22.6712 | 22.4065 | 23.4721 | 23.9284 | 24.4325 | 23.7194 | 24.6966 | 25.6628 | 24.9116 | 25.6078 | 28.9865 | 25.0463 | 22.2041 | 25.8652 | 26.0294 | 27.7057 | 25.9126 | 24.8071 | 24.1997 | 25.7223 | 29.1194 | 29.5115 | 29.8545 | 28.0935 | 29.1271 | 31.838 | 28.2307 | 28.496 | 29.7449 | 29.8163 | 29.332 | 28.9106 | 28.5009 | 28.1466 | 27.8514 | 27.5922 | 27.3667 | 27.1729 | 27.0152 | 26.8904 | 26.8043 | 26.8136 | 26.8707 | 26.9461 | 27.0392 | 27.1566 | 27.2503 | 27.3475 | 27.4393 | 27.5513
Northwest | Lodging | Peak | February | Other Substitutables | MW | 7.5147 | 7.4449 | 7.7682 | 7.9476 | 8.1393 | 7.8768 | 8.2014 | 8.4998 | 8.3205 | 8.5049 | 9.6228 | 8.3413 | 7.3806 | 8.5768 | 8.6028 | 9.1397 | 8.5585 | 8.1491 | 7.9226 | 8.379 | 10.1784 | 9.09 | 8.8448 | 9.6911 | 7.8013 | 9.0632 | 8.7839 | 8.8206 | 9.1641 | 9.3619 | 9.3711 | 9.3869 | 9.3899 | 9.401 | 9.4036 | 9.4093 | 9.4183 | 9.4306 | 9.4491 | 9.4731 | 9.5057 | 9.5663 | 9.6383 | 9.7108 | 9.7849 | 9.8632 | 9.9288 | 9.9919 | 10.0489 | 10.1099
Northwest | Lodging | Peak | February | Refrigeration | MW | 34.0159 | 33.6118 | 35.2125 | 35.8998 | 36.6513 | 35.5812 | 37.0547 | 38.4896 | 37.3713 | 38.4153 | 43.4701 | 37.5676 | 33.3101 | 38.7977 | 39.0445 | 41.5574 | 38.8734 | 37.2146 | 36.2998 | 38.5888 | 43.3121 | 45.033 | 46.6083 | 43.4477 | 44.2503 | 50.4518 | 42.8622 | 41.4017 | 41.4515 | 41.0033 | 39.848 | 38.0407 | 36.3236 | 34.8026 | 33.4389 | 32.2262 | 31.15 | 30.1976 | 29.3628 | 28.634 | 28.0079 | 27.5274 | 27.1444 | 26.8266 | 26.5679 | 26.3689 | 26.183 | 26.0303 | 25.8993 | 25.8099
Northwest | Lodging | Peak | February | Lighting | MW | 68.7263 | 67.4727 | 70.641 | 71.8872 | 73.5439 | 71.3223 | 74.5322 | 77.104 | 74.8279 | 76.855 | 87.1434 | 75.0515 | 66.5714 | 77.4502 | 78.1196 | 82.9986 | 77.9113 | 70.0756 | 68.5035 | 73.0364 | 84.2066 | 86.8984 | 86.5693 | 81.295 | 80.7837 | 93.8102 | 82.6046 | 84.1331 | 88.4927 | 91.2384 | 91.9811 | 92.6283 | 93.0396 | 93.3975 | 93.635 | 93.8553 | 94.0659 | 94.274 | 94.5084 | 94.7693 | 95.0869 | 95.7001 | 96.4306 | 97.1773 | 97.9348 | 98.7383 | 99.4065 | 100.0518 | 100.6451 | 101.2909
Northwest | Lodging | Peak | February | Air Conditioning | MW | 100.5262 | 94.0423 | 96.9169 | 88.7604 | 129.9677 | 111.8254 | 120.8141 | 79.316 | 127.6639 | 108.0286 | 132.6997 | 119.6729 | 128.8443 | 98.0635 | 103.4409 | 117.2492 | 117.76 | 148.5901 | 123.5339 | 114.8519 | 134.891 | 141.3802 | 137.2459 | 126.7334 | 126.1629 | 148.6976 | 133.8724 | 131.8168 | 135.9874 | 138.5003 | 138.5123 | 138.8177 | 139.17 | 139.7935 | 140.5306 | 141.4502 | 142.5467 | 143.8153 | 145.2897 | 146.9474 | 148.8431 | 151.2887 | 154.0403 | 156.9442 | 159.9929 | 163.2499 | 166.4437 | 169.7234 | 173.0245 | 176.5185
Northwest | Lodging | Peak | February | Other Non-Substitutables | MW | 110.5373 | 109.2388 | 114.4278 | 116.6716 | 119.1211 | 115.6279 | 120.4264 | 125.0999 | 121.4497 | 124.8309 | 141.2847 | 122.0954 | 108.261 | 126.0919 | 126.8942 | 135.0593 | 126.3221 | 120.9402 | 117.9718 | 125.4092 | 150.7043 | 137.7281 | 135.787 | 144.0909 | 122.318 | 139.8191 | 132.5386 | 133.7627 | 139.6533 | 143.5257 | 143.9202 | 144.3568 | 144.5825 | 144.8649 | 145.0735 | 145.2815 | 145.4972 | 145.7259 | 146.008 | 146.3415 | 146.7716 | 147.643 | 148.6971 | 149.7708 | 150.8732 | 152.047 | 153.025 | 153.9695 | 154.8405 | 155.7867
Northwest | Lodging | Peak | March | Space Heating | MW | 187.9425 | 178.7199 | 197.6887 | 213.3854 | 211.0853 | 204.8517 | 189.9685 | 236.4083 | 208.0278 | 205.707 | 236.9156 | 214.0958 | 202.7679 | 233.8864 | 240.7476 | 233.3902 | 245.452 | 193.7725 | 199.0327 | 203.3775 | 261.3347 | 259.6211 | 241.9092 | 296.3754 | 241.9338 | 239.0822 | 257.9111 | 259.4759 | 267.671 | 271.5078 | 269.7786 | 268.1686 | 266.2044 | 264.3905 | 263.5321 | 262.6656 | 261.8052 | 260.9658 | 260.2251 | 259.5785 | 259.1064 | 259.3671 | 259.9203 | 260.4964 | 261.1086 | 261.8286 | 262.219 | 262.5488 | 262.7409 | 263.0455
Northwest | Lodging | Peak | March | Water Heating | MW | 21.0021 | 20.7472 | 21.7322 | 22.1807 | 22.6058 | 21.98 | 22.8623 | 23.8306 | 23.0866 | 23.7421 | 24.7097 | 23.7674 | 23.0309 | 25.2827 | 25.4811 | 24.9878 | 26.0746 | 22.442 | 22.6991 | 22.1882 | 26.4772 | 27.3363 | 28.5018 | 29.058 | 28.7156 | 28.0729 | 28.2931 | 28.5588 | 29.8104 | 29.8817 | 29.3961 | 28.9733 | 28.5626 | 28.2074 | 27.9117 | 27.652 | 27.4262 | 27.2321 | 27.0741 | 26.9491 | 26.8629 | 26.8722 | 26.9297 | 27.0053 | 27.0988 | 27.2166 | 27.3106 | 27.4082 | 27.5002 | 27.6126
Northwest | Lodging | Peak | March | Other Substitutables | MW | 6.961 | 6.8931 | 7.1917 | 7.3671 | 7.5294 | 7.2989 | 7.5929 | 7.8946 | 7.712 | 7.8867 | 8.2057 | 7.9181 | 7.6569 | 8.384 | 8.4234 | 8.2439 | 8.6132 | 7.3739 | 7.4325 | 7.2292 | 9.2524 | 8.4163 | 8.4406 | 10.0111 | 7.6901 | 7.9878 | 8.7956 | 8.8324 | 9.1765 | 9.3747 | 9.3839 | 9.3998 | 9.4028 | 9.4141 | 9.4167 | 9.4224 | 9.4315 | 9.4439 | 9.4624 | 9.4864 | 9.519 | 9.5798 | 9.6518 | 9.7244 | 9.7986 | 9.877 | 9.9427 | 10.006 | 10.063 | 10.1241
Northwest | Lodging | Peak | March | Refrigeration | MW | 31.5116 | 31.1226 | 32.6022 | 33.2777 | 33.9111 | 32.972 | 34.3025 | 35.7416 | 34.6335 | 35.6165 | 37.0563 | 35.6494 | 34.5505 | 37.924 | 38.2219 | 37.4806 | 39.1165 | 33.6665 | 34.0489 | 33.2869 | 39.3828 | 41.7116 | 44.491 | 44.9328 | 43.6228 | 44.472 | 42.9542 | 41.4907 | 41.5411 | 41.092 | 39.9341 | 38.1229 | 36.4022 | 34.878 | 33.5115 | 32.2962 | 31.2179 | 30.2635 | 29.4271 | 28.6967 | 28.0692 | 27.5878 | 27.204 | 26.8857 | 26.6265 | 26.4273 | 26.2411 | 26.0881 | 25.9569 | 25.8674
Northwest | Lodging | Peak | March | Lighting | MW | 69.2095 | 67.9186 | 71.1023 | 72.441 | 73.9767 | 71.85 | 75.0028 | 77.8303 | 75.38 | 77.4581 | 80.7475 | 77.4116 | 75.0625 | 82.2998 | 83.1259 | 81.3701 | 85.2184 | 68.9052 | 69.8442 | 68.4811 | 83.2399 | 87.5224 | 89.8716 | 91.4521 | 86.6115 | 89.9379 | 90.0291 | 91.6955 | 96.4484 | 99.4414 | 100.2506 | 100.9558 | 101.4048 | 101.7953 | 102.0549 | 102.2956 | 102.5258 | 102.7534 | 103.0094 | 103.2941 | 103.6403 | 104.3089 | 105.1057 | 105.9203 | 106.7466 | 107.6231 | 108.3518 | 109.0556 | 109.7027 | 110.4069
Northwest | Lodging | Peak | March | Air Conditioning | MW | 107.9854 | 100.9669 | 104.0668 | 95.4111 | 139.4365 | 120.165 | 129.6706 | 85.3837 | 137.1881 | 116.1264 | 131.1691 | 131.6687 | 154.943 | 111.1483 | 117.4251 | 122.6321 | 137.411 | 155.866 | 134.3268 | 114.875 | 142.2416 | 151.9399 | 151.9145 | 151.9665 | 144.1833 | 152.0362 | 155.5614 | 153.1774 | 158.0206 | 160.9369 | 160.9468 | 161.298 | 161.7047 | 162.4269 | 163.2813 | 164.348 | 165.6207 | 167.0935 | 168.8052 | 170.7299 | 172.9308 | 175.7711 | 178.9674 | 182.3409 | 185.8828 | 189.6667 | 193.3772 | 197.1872 | 201.0225 | 205.0818
Northwest | Lodging | Peak | March | Other Non-Substitutables | MW | 101.1947 | 99.9591 | 104.6991 | 106.8778 | 108.9184 | 105.8882 | 110.1703 | 114.8015 | 111.2281 | 114.3745 | 119.0217 | 114.4981 | 110.9711 | 121.8023 | 122.7595 | 120.377 | 125.6164 | 108.1225 | 109.3546 | 106.906 | 135.4041 | 126.0931 | 128.1374 | 147.2483 | 119.2502 | 121.9166 | 131.2946 | 132.5075 | 138.3443 | 142.1806 | 142.5709 | 143.0029 | 143.2271 | 143.5074 | 143.7147 | 143.9215 | 144.1359 | 144.3633 | 144.6433 | 144.9739 | 145.3999 | 146.2635 | 147.3086 | 148.3731 | 149.466 | 150.6297 | 151.5992 | 152.5352 | 153.3987 | 154.3366
Northwest | Lodging | Peak | April | Space Heating | MW | 154.3267 | 146.1223 | 161.5388 | 174.9863 | 172.3527 | 167.963 | 154.7433 | 195.6931 | 170.7905 | 169.4855 | 180.509 | 180.3526 | 165.8799 | 199.9549 | 205.4011 | 203.7267 | 198.7404 | 170.2357 | 168.9971 | 188.188 | 205.5867 | 212.1846 | 214.5441 | 221.7462 | 197.2764 | 197.271 | 197.991 | 199.1872 | 205.4736 | 208.4124 | 207.0802 | 205.839 | 204.3271 | 202.9307 | 202.2729 | 201.609 | 200.9497 | 200.3067 | 199.7394 | 199.2444 | 198.8834 | 199.0868 | 199.515 | 199.9616 | 200.4353 | 200.9919 | 201.295 | 201.5514 | 201.7017 | 201.9388
Northwest | Lodging | Peak | April | Water Heating | MW | 21.8164 | 21.4568 | 22.4607 | 23.0115 | 23.3442 | 22.7991 | 23.5693 | 24.9578 | 23.9741 | 24.7521 | 23.8193 | 25.3301 | 23.8323 | 27.3372 | 27.4978 | 27.5871 | 26.7131 | 24.9412 | 24.3851 | 25.9723 | 26.3334 | 28.2575 | 31.9971 | 27.4883 | 29.6362 | 29.3199 | 27.4767 | 27.7348 | 28.9504 | 29.0195 | 28.5478 | 28.1371 | 27.7382 | 27.3932 | 27.1062 | 26.8543 | 26.6352 | 26.4469 | 26.2938 | 26.1726 | 26.089 | 26.0985 | 26.1548 | 26.2288 | 26.3201 | 26.435 | 26.5268 | 26.622 | 26.7117 | 26.8214
Northwest | Lodging | Peak | April | Other Substitutables | MW | 7.2389 | 7.133 | 7.4378 | 7.6489 | 7.7774 | 7.5741 | 7.8305 | 8.2753 | 8.0103 | 8.2276 | 7.9146 | 8.4459 | 7.931 | 9.0699 | 9.0957 | 9.0919 | 8.8153 | 8.1898 | 7.978 | 8.4595 | 9.199 | 8.6936 | 9.4644 | 9.461 | 7.9306 | 8.3345 | 8.5327 | 8.5686 | 8.9026 | 9.0949 | 9.1039 | 9.1194 | 9.1225 | 9.1335 | 9.1361 | 9.1417 | 9.1505 | 9.1626 | 9.1806 | 9.204 | 9.2356 | 9.2947 | 9.3648 | 9.4355 | 9.5076 | 9.5839 | 9.6478 | 9.7093 | 9.7648 | 9.8242
Northwest | Lodging | Peak | April | Refrigeration | MW | 32.7334 | 32.1869 | 33.6953 | 34.5241 | 35.0187 | 34.2008 | 35.3631 | 37.4322 | 35.9651 | 37.1316 | 35.7209 | 37.9934 | 35.7527 | 41.0057 | 41.247 | 41.3794 | 40.0742 | 37.4156 | 36.5778 | 38.9638 | 39.168 | 43.1193 | 49.9502 | 42.5053 | 45.0204 | 46.4394 | 41.7147 | 40.2938 | 40.3431 | 39.9071 | 38.7829 | 37.0241 | 35.3532 | 33.8732 | 32.5463 | 31.3663 | 30.3193 | 29.3927 | 28.5805 | 27.8714 | 27.2622 | 26.795 | 26.4228 | 26.1142 | 25.8629 | 25.6699 | 25.4895 | 25.3414 | 25.2143 | 25.1278
Northwest | Lodging | Peak | April | Lighting | MW | 73.7641 | 72.0874 | 75.4216 | 77.1386 | 78.4163 | 76.5089 | 79.3543 | 83.6864 | 80.352 | 82.9133 | 79.9205 | 84.7027 | 79.7525 | 91.3798 | 92.0979 | 92.2616 | 89.654 | 78.7615 | 77.171 | 82.4019 | 85.085 | 92.9909 | 103.7682 | 88.9674 | 91.9447 | 96.589 | 89.8865 | 91.557 | 96.3093 | 99.3026 | 100.1151 | 100.8232 | 101.2754 | 101.6689 | 101.9314 | 102.1748 | 102.4075 | 102.6373 | 102.8954 | 103.1817 | 103.5294 | 104.1999 | 104.9986 | 105.8153 | 106.6433 | 107.5215 | 108.2518 | 108.9568 | 109.6051 | 110.3107
Northwest | Lodging | Peak | April | Air Conditioning | MW | 114.2033 | 106.3354 | 109.3161 | 100.5549 | 146.7355 | 126.8945 | 136.4201 | 91.0408 | 145.0587 | 123.2779 | 128.7277 | 142.8796 | 163.1374 | 122.2529 | 128.7883 | 137.5744 | 143.2845 | 176.3445 | 147.012 | 136.8332 | 143.8473 | 159.7322 | 173.5718 | 146.2784 | 151.3723 | 161.5682 | 153.6984 | 151.3432 | 156.1288 | 159.0096 | 159.0195 | 159.3663 | 159.7686 | 160.4826 | 161.3275 | 162.3822 | 163.6405 | 165.0964 | 166.7885 | 168.691 | 170.8665 | 173.6751 | 176.8358 | 180.1723 | 183.6749 | 187.4169 | 191.0859 | 194.8534 | 198.6456 | 202.6597
Northwest | Lodging | Peak | April | Other Non-Substitutables | MW | 95.8664 | 94.2785 | 98.6853 | 101.1215 | 102.5763 | 100.1671 | 103.5801 | 109.6495 | 105.338 | 108.745 | 104.6345 | 111.2861 | 104.7254 | 120.1084 | 120.8155 | 121.2018 | 117.3652 | 109.5869 | 107.1371 | 114.1241 | 122.8463 | 118.8549 | 131.1436 | 127.0131 | 112.2685 | 116.1548 | 116.2838 | 117.359 | 122.5298 | 125.9275 | 126.274 | 126.657 | 126.8565 | 127.1058 | 127.2905 | 127.4746 | 127.6655 | 127.8679 | 128.117 | 128.4108 | 128.789 | 129.5563 | 130.4845 | 131.4305 | 132.4012 | 133.4349 | 134.296 | 135.1275 | 135.8944 | 136.7277
Northwest | Lodging | Peak | May | Space Heating | MW | 81.867 | 76.8508 | 85.454 | 93.26 | 91.0065 | 89.2034 | 80.6988 | 104.8592 | 89.5199 | 89.6096 | 107.932 | 99.702 | 90.1808 | 113.5616 | 117.8091 | 110.9437 | 122.4545 | 92.7947 | 91.7115 | 106.0764 | 122.1653 | 116.8013 | 113.2225 | 125.8137 | 113.2211 | 107.2304 | 110.7579 | 111.4525 | 114.9705 | 116.6152 | 115.8765 | 115.1856 | 114.3414 | 113.5617 | 113.1959 | 112.826 | 112.4581 | 112.0989 | 111.7827 | 111.5073 | 111.3082 | 111.4293 | 111.6761 | 111.9344 | 112.2057 | 112.5248 | 112.7012 | 112.8519 | 112.9412 | 113.0807
Northwest | Lodging | Peak | May | Water Heating | MW | 18.6509 | 18.1867 | 19.1419 | 19.7742 | 19.852 | 19.5215 | 19.8209 | 21.5699 | 20.2497 | 21.0987 | 22.9303 | 22.5723 | 20.885 | 25.0103 | 25.4011 | 24.2005 | 26.5326 | 21.9034 | 21.3305 | 23.5937 | 25.1725 | 25.0509 | 27.2683 | 25.1028 | 27.4453 | 25.7052 | 24.7748 | 25.0087 | 26.1053 | 26.1678 | 25.7439 | 25.3746 | 25.0156 | 24.7052 | 24.4471 | 24.2204 | 24.0233 | 23.8539 | 23.7163 | 23.6077 | 23.5333 | 23.5438 | 23.5964 | 23.6654 | 23.7495 | 23.8551 | 23.9397 | 24.0275 | 24.11 | 24.2108
Northwest | Lodging | Peak | May | Other Substitutables | MW | 6.1649 | 6.0202 | 6.3119 | 6.5457 | 6.5855 | 6.4576 | 6.5465 | 7.1242 | 6.7343 | 6.9823 | 7.5752 | 7.4901 | 6.9259 | 8.2669 | 8.3675 | 7.934 | 8.7063 | 7.1561 | 6.9426 | 7.6511 | 8.778 | 7.6813 | 8.0197 | 8.6278 | 7.3057 | 7.2721 | 7.6821 | 7.7147 | 8.0154 | 8.1887 | 8.1973 | 8.2117 | 8.2146 | 8.2248 | 8.2272 | 8.2324 | 8.2404 | 8.2513 | 8.2677 | 8.289 | 8.3179 | 8.372 | 8.4359 | 8.5004 | 8.5662 | 8.6358 | 8.6941 | 8.7504 | 8.8011 | 8.8555
Northwest | Lodging | Peak | May | Refrigeration | MW | 27.9837 | 27.2808 | 28.7166 | 29.667 | 29.7797 | 29.284 | 29.7385 | 32.3512 | 30.3782 | 31.6509 | 34.3878 | 33.8567 | 31.3311 | 37.5155 | 38.1018 | 36.2997 | 39.8031 | 32.858 | 31.9958 | 35.3953 | 37.4384 | 38.2354 | 42.5911 | 38.8364 | 41.7014 | 40.7535 | 37.6233 | 36.3424 | 36.387 | 35.9941 | 34.9821 | 33.3967 | 31.8904 | 30.5563 | 29.3602 | 28.2964 | 27.3525 | 26.5172 | 25.7852 | 25.1462 | 24.5977 | 24.178 | 23.8439 | 23.5676 | 23.3425 | 23.1703 | 23.0093 | 22.8774 | 22.7641 | 22.6878
Northwest | Lodging | Peak | May | Lighting | MW | 68.4181 | 66.2748 | 69.7161 | 71.9036 | 72.3325 | 71.0869 | 72.4264 | 78.5438 | 73.6594 | 76.7647 | 83.5895 | 81.9949 | 75.8956 | 90.7853 | 92.3779 | 87.9024 | 96.7202 | 75.4586 | 73.6335 | 81.5687 | 88.4414 | 89.683 | 96.5594 | 88.5816 | 93.0198 | 92.4054 | 88.1317 | 89.7965 | 94.4808 | 97.4372 | 98.2567 | 98.9698 | 99.4292 | 99.8297 | 100.0992 | 100.3487 | 100.5864 | 100.8203 | 101.0819 | 101.371 | 101.7208 | 102.3907 | 103.1861 | 103.9997 | 104.8225 | 105.6954 | 106.422 | 107.124 | 107.7684 | 108.4702
Northwest | Lodging | Peak | May | Air Conditioning | MW | 98.138 | 90.6356 | 93.2312 | 86.3793 | 125.8647 | 109.2817 | 115.7288 | 78.9794 | 123.2759 | 105.6441 | 124.5044 | 128.0915 | 143.8551 | 112.0971 | 118.9937 | 120.6891 | 142.7701 | 155.6132 | 129.2137 | 124.6063 | 137.8625 | 142.0743 | 148.522 | 134.0856 | 140.6532 | 142.1737 | 139.1627 | 137.0163 | 141.3642 | 143.9871 | 144.0158 | 144.3467 | 144.7255 | 145.3863 | 146.1635 | 147.1296 | 148.2791 | 149.607 | 151.1494 | 152.8826 | 154.8645 | 157.425 | 160.3045 | 163.3448 | 166.5331 | 169.9403 | 173.2805 | 176.7107 | 180.1607 | 183.8143
Northwest | Lodging | Peak | May | Other Non-Substitutables | MW | 87.0495 | 84.8746 | 89.3314 | 92.2948 | 92.6523 | 91.0979 | 92.5192 | 100.6548 | 94.5035 | 98.4548 | 106.9899 | 105.3326 | 97.4777 | 116.7147 | 118.5389 | 112.9315 | 123.8162 | 102.2197 | 99.5405 | 110.1153 | 124.8437 | 111.8503 | 118.4049 | 123.1663 | 110.0765 | 107.8092 | 111.2721 | 112.3037 | 117.252 | 120.5039 | 120.8431 | 121.2144 | 121.4091 | 121.6516 | 121.8307 | 122.0091 | 122.1934 | 122.3889 | 122.6298 | 122.9143 | 123.2812 | 124.0258 | 124.9245 | 125.8419 | 126.7806 | 127.7812 | 128.6158 | 129.4226 | 130.1652 | 130.9734
Northwest | Lodging | Peak | June | Space Heating | MW | 11.4871 | 10.7725 | 12.0598 | 13.3566 | 12.5268 | 12.4814 | 11.0682 | 15.1677 | 12.1984 | 12.5068 | 13.7037 | 12.3695 | 11.8633 | 15.1184 | 16.5828 | 14.5573 | 16.4475 | 12.9128 | 13.4394 | 14.5923 | 17.0079 | 14.8314 | 15.7795 | 15.4884 | 14.3422 | 13.6503 | 14.2246 | 14.3117 | 14.762 | 14.971 | 14.8744 | 14.7839 | 14.6741 | 14.5727 | 14.526 | 14.4789 | 14.432 | 14.3863 | 14.3462 | 14.3112 | 14.286 | 14.3025 | 14.3352 | 14.3695 | 14.4054 | 14.4475 | 14.4711 | 14.4913 | 14.5036 | 14.5224
Northwest | Lodging | Peak | June | Water Heating | MW | 20.4267 | 19.9031 | 21.0813 | 22.1187 | 21.3221 | 21.3318 | 21.2171 | 24.3765 | 21.5418 | 22.9879 | 22.6928 | 21.8641 | 21.4569 | 25.9846 | 27.8874 | 24.7737 | 27.8219 | 23.785 | 24.3959 | 25.3353 | 27.2926 | 24.8108 | 29.7209 | 24.0716 | 27.1974 | 25.6132 | 24.8381 | 25.0728 | 26.1727 | 26.2345 | 25.8091 | 25.438 | 25.0778 | 24.7662 | 24.5084 | 24.282 | 24.0853 | 23.9163 | 23.7791 | 23.6709 | 23.5968 | 23.6087 | 23.6631 | 23.7342 | 23.8202 | 23.9279 | 24.0142 | 24.1036 | 24.1876 | 24.2901
Northwest | Lodging | Peak | June | Other Substitutables | MW | 6.7036 | 6.5423 | 6.8975 | 7.2743 | 7.0186 | 6.9985 | 6.9387 | 7.9969 | 7.11 | 7.5515 | 7.4313 | 7.2003 | 7.0678 | 8.5226 | 9.1174 | 8.0623 | 9.0593 | 7.719 | 7.8781 | 8.1563 | 9.4736 | 7.5769 | 8.6998 | 8.2358 | 7.2152 | 7.2114 | 7.6672 | 7.7004 | 8.0012 | 8.1744 | 8.1835 | 8.198 | 8.2012 | 8.2116 | 8.2143 | 8.2197 | 8.2279 | 8.239 | 8.2556 | 8.277 | 8.306 | 8.3604 | 8.4247 | 8.4898 | 8.556 | 8.6261 | 8.6848 | 8.7415 | 8.7925 | 8.8473
Northwest | Lodging | Peak | June | Refrigeration | MW | 30.6482 | 29.8549 | 31.6261 | 33.1843 | 31.9847 | 31.9998 | 31.8329 | 36.5606 | 32.317 | 34.4848 | 34.0316 | 32.7943 | 32.189 | 38.977 | 41.8312 | 37.1594 | 41.7367 | 35.6804 | 36.5936 | 38.008 | 40.5934 | 37.8675 | 46.4096 | 37.234 | 41.3211 | 40.5891 | 37.7179 | 36.4351 | 36.4814 | 36.0879 | 35.0739 | 33.4848 | 31.9754 | 30.6386 | 29.4402 | 28.3745 | 27.4289 | 26.5922 | 25.859 | 25.219 | 24.6696 | 24.2502 | 23.9168 | 23.6416 | 23.4175 | 23.2465 | 23.0865 | 22.9556 | 22.8433 | 22.7682
Northwest | Lodging | Peak | June | Lighting | MW | 95.5142 | 92.4508 | 97.8245 | 102.4505 | 99.0427 | 99.0523 | 98.9505 | 113.2225 | 99.8816 | 106.7147 | 105.56 | 101.3321 | 99.4595 | 120.3202 | 129.2843 | 114.6733 | 129.3226 | 104.8641 | 107.8183 | 112.0728 | 122.4063 | 113.3725 | 134.6081 | 108.5727 | 117.9554 | 117.7109 | 112.797 | 114.9605 | 120.9906 | 124.7985 | 125.8686 | 126.7997 | 127.4068 | 127.9366 | 128.298 | 128.6327 | 128.951 | 129.2635 | 129.6101 | 129.991 | 130.4481 | 131.3195 | 132.3527 | 133.4105 | 134.4785 | 135.6107 | 136.553 | 137.4631 | 138.2986 | 139.2084
Northwest | Lodging | Peak | June | Air Conditioning | MW | 233.9608 | 215.906 | 222.4446 | 209.4616 | 295.0213 | 260.0254 | 269.5204 | 193.8597 | 285.9335 | 250.4867 | 268.0147 | 270.2873 | 322.4129 | 252.8423 | 282.987 | 267.4126 | 325.2715 | 367.5685 | 320.8814 | 290.3399 | 324.5403 | 305.9595 | 351.6752 | 279.2097 | 302.5545 | 307.9194 | 302.8606 | 298.196 | 307.6562 | 313.3525 | 313.408 | 314.1199 | 314.9427 | 316.3794 | 318.0721 | 320.1773 | 322.682 | 325.5759 | 328.9366 | 332.7126 | 337.0294 | 342.6159 | 348.9002 | 355.5398 | 362.4995 | 369.9378 | 377.2267 | 384.7116 | 392.2388 | 400.2125
Northwest | Lodging | Peak | June | Other Non-Substitutables | MW | 89.3793 | 87.0781 | 92.2344 | 96.7844 | 93.2936 | 93.325 | 92.8459 | 106.6419 | 94.2508 | 100.5656 | 99.2644 | 95.6511 | 93.8878 | 113.6833 | 122.0074 | 108.3812 | 121.7173 | 104.063 | 106.7293 | 110.8536 | 126.8995 | 103.8664 | 120.9525 | 110.6304 | 102.3576 | 100.747 | 104.5989 | 105.5724 | 110.2292 | 113.2856 | 113.6062 | 113.9559 | 114.1422 | 114.3732 | 114.5455 | 114.7171 | 114.8942 | 115.0819 | 115.3121 | 115.583 | 115.9311 | 116.6388 | 117.4927 | 118.366 | 119.2578 | 120.2086 | 121.0015 | 121.768 | 122.4733 | 123.2415
Northwest | Lodging | Peak | July | Space Heating | MW | 3.4616 | 3.2737 | 3.6791 | 4.117 | 3.7499 | 3.7517 | 3.3307 | 4.7417 | 3.6303 | 3.8088 | 4.3952 | 3.7843 | 3.8702 | 4.6887 | 4.9956 | 4.2103 | 4.8571 | 3.9813 | 4.1284 | 4.7814 | 5.2075 | 4.9662 | 4.6925 | 5.4534 | 4.7382 | 4.4569 | 4.8029 | 4.8311 | 4.9826 | 5.0524 | 5.0192 | 4.988 | 4.9504 | 4.9157 | 4.9 | 4.8842 | 4.8685 | 4.8532 | 4.8398 | 4.8281 | 4.8197 | 4.8255 | 4.8368 | 4.8488 | 4.8612 | 4.8757 | 4.8839 | 4.891 | 4.8954 | 4.902
Northwest | Lodging | Peak | July | Water Heating | MW | 22.5692 | 22.1835 | 23.5818 | 25.0045 | 23.4035 | 23.5192 | 23.396 | 27.9479 | 23.5106 | 25.6624 | 26.6579 | 24.5272 | 25.6774 | 29.5488 | 30.7871 | 26.2645 | 30.1227 | 26.8738 | 27.4727 | 30.4401 | 30.5644 | 30.4348 | 32.4725 | 30.9871 | 33.0084 | 30.7418 | 30.7536 | 31.0438 | 32.406 | 32.4815 | 31.9538 | 31.4933 | 31.047 | 30.661 | 30.3426 | 30.0633 | 29.8206 | 29.6123 | 29.4433 | 29.31 | 29.2188 | 29.2349 | 29.304 | 29.394 | 29.5021 | 29.6374 | 29.7458 | 29.858 | 29.9634 | 30.0918
Northwest | Lodging | Peak | July | Other Substitutables | MW | 7.3555 | 7.2487 | 7.6659 | 8.1868 | 7.6519 | 7.6617 | 7.5974 | 9.1347 | 7.7156 | 8.3878 | 8.6822 | 8.0374 | 8.4056 | 9.6392 | 10.0126 | 8.5013 | 9.7561 | 8.6663 | 8.8129 | 9.7447 | 10.5444 | 9.2523 | 9.4577 | 10.5282 | 8.7317 | 8.6131 | 9.4491 | 9.4908 | 9.8625 | 10.0763 | 10.088 | 10.1062 | 10.1107 | 10.124 | 10.1276 | 10.1345 | 10.1449 | 10.1588 | 10.1794 | 10.2059 | 10.2417 | 10.3092 | 10.389 | 10.4699 | 10.552 | 10.6389 | 10.7119 | 10.7822 | 10.8455 | 10.9135
Northwest | Lodging | Peak | July | Refrigeration | MW | 33.8627 | 33.2752 | 35.3775 | 37.5138 | 35.1069 | 35.2809 | 35.1019 | 41.9171 | 35.2708 | 38.4968 | 39.978 | 36.7885 | 38.5204 | 44.3234 | 46.1806 | 39.3954 | 45.1878 | 40.3135 | 41.2086 | 45.6662 | 45.4638 | 46.4481 | 50.683 | 47.9048 | 50.1429 | 48.6846 | 46.6939 | 45.1069 | 45.1662 | 44.6797 | 43.4251 | 41.4581 | 39.5904 | 37.9362 | 36.4534 | 35.1348 | 33.965 | 32.9299 | 32.0229 | 31.2312 | 30.5515 | 30.0334 | 29.6221 | 29.283 | 29.0072 | 28.7972 | 28.6004 | 28.4396 | 28.3017 | 28.2101
Northwest | Lodging | Peak | July | Lighting | MW | 97.5292 | 95.177 | 101.0126 | 106.8519 | 100.414 | 100.8568 | 100.844 | 119.838 | 100.6084 | 109.9926 | 114.4753 | 104.9209 | 109.8784 | 126.2904 | 131.667 | 112.1332 | 129.2167 | 109.7454 | 112.4318 | 124.635 | 126.6919 | 128.4653 | 136.1207 | 129.3528 | 132.5732 | 130.728 | 129.0237 | 131.52 | 138.4437 | 142.8166 | 144.0546 | 145.1314 | 145.8405 | 146.4598 | 146.8855 | 147.2801 | 147.6553 | 148.0232 | 148.4287 | 148.8721 | 149.4013 | 150.4088 | 151.6027 | 152.826 | 154.0596 | 155.3672 | 156.4554 | 157.5057 | 158.4702 | 159.5204
Northwest | Lodging | Peak | July | Air Conditioning | MW | 265.1512 | 246.7209 | 254.9524 | 242.7242 | 332.4894 | 294.2505 | 303.8552 | 227.4735 | 320.6034 | 286.6988 | 322.8889 | 311.199 | 397.095 | 294.63 | 319.9124 | 290.1831 | 361.059 | 426.6968 | 369.912 | 357.3392 | 372.807 | 385.2982 | 393.8873 | 368.0591 | 375.885 | 379.1002 | 384.4111 | 378.5221 | 390.5143 | 397.7216 | 397.7711 | 398.6536 | 399.6873 | 401.5018 | 403.6425 | 406.3087 | 409.4837 | 413.1539 | 417.416 | 422.2044 | 427.6774 | 434.7735 | 442.7597 | 451.2017 | 460.0482 | 469.5055 | 478.7706 | 488.2839 | 497.8507 | 507.9875
Northwest | Lodging | Peak | July | Other Non-Substitutables | MW | 86.0566 | 84.5761 | 89.9099 | 95.3442 | 89.2349 | 89.6654 | 89.2177 | 106.5459 | 89.6395 | 97.8315 | 101.6166 | 93.5051 | 97.9097 | 112.656 | 117.3753 | 100.1303 | 114.8387 | 102.4595 | 104.7364 | 116.0652 | 123.8088 | 111.0482 | 115.1747 | 123.9325 | 108.4282 | 105.4517 | 112.9149 | 113.9683 | 119.0011 | 122.3015 | 122.649 | 123.0269 | 123.2318 | 123.4849 | 123.6744 | 123.8634 | 124.0585 | 124.2649 | 124.5167 | 124.812 | 125.1897 | 125.9602 | 126.8896 | 127.8414 | 128.8121 | 129.8472 | 130.7104 | 131.5446 | 132.3123 | 133.1487
Northwest | Lodging | Peak | August | Space Heating | MW | 3.2925 | 3.1172 | 3.5054 | 3.9255 | 3.5638 | 3.5648 | 3.1689 | 4.5229 | 3.4436 | 3.6213 | 4.1899 | 3.7722 | 3.6512 | 4.5438 | 4.7326 | 4.1236 | 4.6577 | 3.609 | 4.0567 | 4.6141 | 4.5584 | 4.5349 | 4.6308 | 4.9991 | 4.6827 | 4.4869 | 4.788 | 4.8155 | 4.9663 | 5.0358 | 5.0024 | 4.9711 | 4.9336 | 4.8989 | 4.8833 | 4.8675 | 4.8519 | 4.8367 | 4.8233 | 4.8116 | 4.8032 | 4.809 | 4.8202 | 4.8321 | 4.8445 | 4.859 | 4.8671 | 4.8742 | 4.8786 | 4.8851
Northwest | Lodging | Peak | August | Water Heating | MW | 22.041 | 21.6895 | 23.0706 | 24.4811 | 22.8389 | 22.9462 | 22.8509 | 27.3714 | 22.9005 | 25.0514 | 26.0903 | 25.1036 | 24.8756 | 29.4034 | 29.9477 | 26.4134 | 29.6577 | 25.0127 | 27.7155 | 30.1616 | 27.4638 | 28.5304 | 32.9117 | 29.1493 | 33.5055 | 31.7841 | 31.4811 | 31.7774 | 33.1717 | 33.2487 | 32.708 | 32.2362 | 31.7792 | 31.3839 | 31.058 | 30.7721 | 30.5237 | 30.3106 | 30.1376 | 30.0011 | 29.9077 | 29.924 | 29.9945 | 30.0865 | 30.1971 | 30.3354 | 30.4464 | 30.5611 | 30.6688 | 30.8002
Northwest | Lodging | Peak | August | Other Substitutables | MW | 7.1733 | 7.0784 | 7.4903 | 8.0073 | 7.4597 | 7.4677 | 7.4121 | 8.9383 | 7.5087 | 8.1797 | 8.4861 | 8.2168 | 8.1348 | 9.583 | 9.7276 | 8.5394 | 9.5939 | 8.0562 | 8.88 | 9.6438 | 9.4572 | 8.6647 | 9.5839 | 9.885 | 8.8692 | 8.9076 | 9.6642 | 9.7069 | 10.0872 | 10.3062 | 10.3181 | 10.3368 | 10.3415 | 10.3552 | 10.3589 | 10.366 | 10.3766 | 10.3909 | 10.4119 | 10.439 | 10.4755 | 10.5444 | 10.626 | 10.7086 | 10.7925 | 10.8813 | 10.9558 | 11.0276 | 11.0923 | 11.1618
Northwest | Lodging | Peak | August | Refrigeration | MW | 33.0703 | 32.5342 | 34.6106 | 36.7286 | 34.2599 | 34.4214 | 34.284 | 41.0523 | 34.3555 | 37.5803 | 39.1268 | 37.653 | 37.3175 | 44.1053 | 44.9216 | 39.6187 | 44.4902 | 37.5217 | 41.5728 | 45.2483 | 40.8547 | 43.5343 | 51.3469 | 45.0485 | 50.8915 | 50.3075 | 47.7921 | 46.1676 | 46.2288 | 45.7311 | 44.4468 | 42.4334 | 40.5217 | 38.8288 | 37.3111 | 35.9615 | 34.7643 | 33.7048 | 32.7765 | 31.9661 | 31.2701 | 30.7396 | 30.3185 | 29.9711 | 29.6887 | 29.4735 | 29.2719 | 29.1071 | 28.9659 | 28.8718
Northwest | Lodging | Peak | August | Lighting | MW | 99.3469 | 97.0563 | 103.0551 | 109.0883 | 102.1876 | 102.6052 | 102.7262 | 122.3907 | 102.1878 | 111.9711 | 116.8397 | 111.9879 | 110.9929 | 131.0308 | 133.5545 | 117.5956 | 132.675 | 106.5056 | 118.2633 | 128.7662 | 118.7237 | 125.5715 | 143.7758 | 126.8388 | 140.2449 | 140.8359 | 137.7141 | 140.3685 | 147.7513 | 152.4121 | 153.7259 | 154.8688 | 155.6212 | 156.2786 | 156.7295 | 157.1477 | 157.5458 | 157.9363 | 158.3668 | 158.8374 | 159.3991 | 160.4713 | 161.7428 | 163.0456 | 164.36 | 165.7533 | 166.9126 | 168.0314 | 169.0591 | 170.1779
Northwest | Lodging | Peak | August | Air Conditioning | MW | 268.4637 | 250.0796 | 258.5766 | 246.5091 | 336.3374 | 297.597 | 307.3979 | 230.9702 | 323.7939 | 290.1024 | 327.5409 | 330.1887 | 398.9297 | 303.9767 | 322.6545 | 302.5942 | 368.4926 | 411.7341 | 386.6672 | 366.9999 | 347.4138 | 374.6355 | 413.7542 | 358.7845 | 395.285 | 406.3017 | 408.0974 | 401.8719 | 414.5868 | 422.2235 | 422.2573 | 423.1771 | 424.262 | 426.1771 | 428.4377 | 431.2575 | 434.6188 | 438.5063 | 443.0214 | 448.0943 | 453.8925 | 461.4131 | 469.8797 | 478.8292 | 488.2094 | 498.2381 | 508.0639 | 518.1522 | 528.2988 | 539.0493
Northwest | Lodging | Peak | August | Other Non-Substitutables | MW | 81.8503 | 80.5355 | 85.6662 | 90.9134 | 84.8103 | 85.1989 | 84.8657 | 101.6258 | 85.0356 | 93.011 | 96.8586 | 93.2058 | 92.3778 | 109.1774 | 111.1968 | 98.0708 | 110.1163 | 92.876 | 102.9056 | 112.003 | 108.2878 | 101.4285 | 113.8056 | 113.5005 | 107.3733 | 106.3262 | 112.616 | 113.666 | 118.6867 | 121.9794 | 122.3251 | 122.7015 | 122.9062 | 123.1592 | 123.3483 | 123.537 | 123.732 | 123.9382 | 124.1893 | 124.4834 | 124.8592 | 125.6264 | 126.5526 | 127.5007 | 128.468 | 129.4994 | 130.3596 | 131.1905 | 131.9555 | 132.7887
Northwest | Lodging | Peak | September | Space Heating | MW | 25.3629 | 23.8597 | 26.5704 | 29.2737 | 27.809 | 27.5195 | 24.7293 | 33.1723 | 27.2986 | 27.6409 | 32.0536 | 28.7108 | 29.5304 | 34.135 | 34.7948 | 31.1436 | 34.5282 | 30.6928 | 28.8565 | 33.0347 | 36.7707 | 35.0398 | 33.3643 | 38.7192 | 33.7154 | 35.9548 | 34.9931 | 35.2062 | 36.3155 | 36.832 | 36.5952 | 36.3739 | 36.1051 | 35.8566 | 35.7411 | 35.6246 | 35.5087 | 35.3958 | 35.2963 | 35.2096 | 35.1468 | 35.1851 | 35.2632 | 35.3451 | 35.4312 | 35.5322 | 35.588 | 35.6356 | 35.664 | 35.7081
Northwest | Lodging | Peak | September | Water Heating | MW | 19.8453 | 19.3946 | 20.4407 | 21.3207 | 20.8369 | 20.6857 | 20.8531 | 23.4349 | 21.2124 | 22.3504 | 23.3844 | 22.3266 | 23.4951 | 25.8205 | 25.7642 | 23.3295 | 25.6931 | 24.8829 | 23.0427 | 25.2355 | 25.9816 | 25.8026 | 27.6208 | 26.5152 | 28.0831 | 29.6383 | 26.8821 | 27.1355 | 28.3254 | 28.3925 | 27.9315 | 27.5297 | 27.1395 | 26.802 | 26.5222 | 26.2765 | 26.0629 | 25.8793 | 25.7302 | 25.6124 | 25.5314 | 25.5425 | 25.5995 | 25.6742 | 25.7654 | 25.8799 | 25.9715 | 26.0664 | 26.1557 | 26.2648
Northwest | Lodging | Peak | September | Other Substitutables | MW | 6.5479 | 6.4085 | 6.7262 | 7.0488 | 6.895 | 6.8248 | 6.8673 | 7.7285 | 7.038 | 7.3779 | 7.6997 | 7.3898 | 7.7718 | 8.5095 | 8.4591 | 7.6132 | 8.3918 | 8.0947 | 7.4622 | 8.1467 | 9.0185 | 7.9011 | 8.1219 | 9.0922 | 7.4865 | 8.3845 | 8.3226 | 8.3582 | 8.6843 | 8.8721 | 8.8814 | 8.8968 | 8.9 | 8.9109 | 8.9137 | 8.9194 | 8.9282 | 8.9401 | 8.9579 | 8.9809 | 9.0121 | 9.0704 | 9.1395 | 9.2092 | 9.2804 | 9.3555 | 9.4186 | 9.4793 | 9.534 | 9.5927
Northwest | Lodging | Peak | September | Refrigeration | MW | 29.7759 | 29.0928 | 30.665 | 31.9871 | 31.2572 | 31.0305 | 31.2873 | 35.1482 | 31.8224 | 33.5286 | 35.0688 | 33.4882 | 35.2467 | 38.7308 | 38.6464 | 34.9932 | 38.5437 | 37.3278 | 34.5639 | 37.8584 | 38.6472 | 39.3761 | 43.1142 | 41.0016 | 42.6625 | 46.957 | 40.8173 | 39.4282 | 39.4774 | 39.0511 | 37.9523 | 36.232 | 34.5978 | 33.1503 | 31.8527 | 30.6988 | 29.6749 | 28.7689 | 27.9749 | 27.2817 | 26.6864 | 26.2309 | 25.8685 | 25.5686 | 25.3246 | 25.1377 | 24.9628 | 24.8195 | 24.6966 | 24.6137
Northwest | Lodging | Peak | September | Lighting | MW | 84.0334 | 81.6192 | 85.9367 | 89.4775 | 87.6915 | 86.9889 | 88.0529 | 98.5558 | 89.101 | 93.9477 | 98.4843 | 93.6867 | 98.6102 | 108.2528 | 108.1947 | 97.8932 | 108.2267 | 99.0612 | 91.9346 | 100.8257 | 105.4878 | 106.638 | 112.7839 | 107.9254 | 109.6896 | 122.8493 | 110.3862 | 112.4739 | 118.3456 | 122.0488 | 123.073 | 123.9648 | 124.541 | 125.043 | 125.3824 | 125.6969 | 125.9967 | 126.2917 | 126.6208 | 126.984 | 127.4219 | 128.261 | 129.2579 | 130.278 | 131.31 | 132.4042 | 133.3142 | 134.193 | 135.0005 | 135.8795
Northwest | Lodging | Peak | September | Air Conditioning | MW | 170.0477 | 157.3724 | 161.8725 | 151.6518 | 215.0869 | 188.4793 | 197.8813 | 139.7385 | 210.3622 | 182.1031 | 206.582 | 206.2385 | 263.5961 | 188.4086 | 196.3497 | 189.2402 | 224.9993 | 287.7139 | 226.7978 | 216.7878 | 231.4341 | 238.1192 | 244.8762 | 230.4455 | 234.1704 | 266.8966 | 245.5246 | 241.7502 | 249.4074 | 254.0161 | 254.0455 | 254.6104 | 255.2647 | 256.4165 | 257.7776 | 259.4738 | 261.4942 | 263.8304 | 266.5446 | 269.5953 | 273.0832 | 277.5915 | 282.6641 | 288.0215 | 293.6412 | 299.6461 | 305.5315 | 311.5751 | 317.6556 | 324.0946
Northwest | Lodging | Peak | September | Other Non-Substitutables | MW | 86.8354 | 84.855 | 89.4308 | 93.2931 | 91.171 | 90.4977 | 91.254 | 102.5225 | 92.809 | 97.7772 | 102.2895 | 97.6747 | 102.8063 | 112.9647 | 112.7186 | 102.0628 | 112.4049 | 108.8671 | 100.8093 | 110.417 | 120.6812 | 108.0528 | 112.6329 | 121.9163 | 105.8623 | 116.7471 | 113.242 | 114.293 | 119.3317 | 122.6401 | 122.9819 | 123.3573 | 123.5551 | 123.8012 | 123.9846 | 124.1673 | 124.3563 | 124.5567 | 124.8027 | 125.0928 | 125.4655 | 126.2224 | 127.1369 | 128.0706 | 129.0265 | 130.0448 | 130.8934 | 131.7133 | 132.4686 | 133.2904
Northwest | Lodging | Peak | October | Space Heating | MW | 95.4371 | 90.4994 | 100.1475 | 108.328 | 106.8222 | 103.8963 | 95.8811 | 120.1349 | 105.1202 | 104.1375 | 109.8719 | 102.4572 | 97.584 | 112.6329 | 117.8122 | 108.3478 | 131.1697 | 102.2267 | 98.464 | 103.9331 | 146.6339 | 131.4871 | 122.0518 | 138.5098 | 117.1014 | 120.5343 | 122.6919 | 123.4385 | 127.3348 | 129.1548 | 128.3278 | 127.5578 | 126.6198 | 125.753 | 125.3458 | 124.9348 | 124.5265 | 124.1282 | 123.777 | 123.4707 | 123.2472 | 123.3729 | 123.6379 | 123.9145 | 124.208 | 124.5526 | 124.7396 | 124.8977 | 124.9903 | 125.1367
Northwest | Lodging | Peak | October | Water Heating | MW | 19.0896 | 18.8055 | 19.706 | 20.1568 | 20.4758 | 19.9554 | 20.6553 | 21.6781 | 20.8818 | 21.5134 | 20.5071 | 20.3591 | 19.8405 | 21.7936 | 22.3175 | 20.7635 | 24.9424 | 21.1906 | 20.1008 | 20.2966 | 26.5398 | 24.7687 | 25.7714 | 24.2942 | 24.8928 | 25.3527 | 24.0892 | 24.3159 | 25.3818 | 25.4421 | 25.0284 | 24.6681 | 24.3182 | 24.0153 | 23.7638 | 23.543 | 23.3509 | 23.1858 | 23.0514 | 22.9452 | 22.8718 | 22.8799 | 22.929 | 22.9938 | 23.0737 | 23.1742 | 23.2544 | 23.3375 | 23.416 | 23.5119
Northwest | Lodging | Peak | October | Other Substitutables | MW | 6.3232 | 6.2425 | 6.5156 | 6.6894 | 6.8137 | 6.6205 | 6.8515 | 7.1771 | 6.9694 | 7.141 | 6.8047 | 6.7772 | 6.5919 | 7.2223 | 7.3737 | 6.8472 | 8.2352 | 6.9603 | 6.5793 | 6.6113 | 9.2379 | 7.614 | 7.624 | 8.3617 | 6.6638 | 7.209 | 7.4838 | 7.5154 | 7.8083 | 7.9769 | 7.9846 | 7.9981 | 8.0006 | 8.01 | 8.0124 | 8.0174 | 8.0251 | 8.0357 | 8.0515 | 8.072 | 8.0997 | 8.1514 | 8.2128 | 8.2746 | 8.3379 | 8.4046 | 8.4605 | 8.5143 | 8.5629 | 8.6149
Northwest | Lodging | Peak | October | Refrigeration | MW | 28.6421 | 28.2098 | 29.5627 | 30.2412 | 30.7159 | 29.9349 | 30.991 | 32.5132 | 31.326 | 32.2731 | 30.7539 | 30.5371 | 29.7642 | 32.6904 | 33.4765 | 31.1445 | 37.4178 | 31.7892 | 30.1514 | 30.4491 | 39.4797 | 37.7917 | 40.222 | 37.5628 | 37.8151 | 40.1679 | 36.5734 | 35.3279 | 35.3711 | 34.9885 | 34.0025 | 32.4603 | 30.9952 | 29.6973 | 28.534 | 27.4994 | 26.5814 | 25.769 | 25.0569 | 24.4352 | 23.9011 | 23.4915 | 23.165 | 22.8944 | 22.6742 | 22.5049 | 22.3466 | 22.2165 | 22.105 | 22.0291
Northwest | Lodging | Peak | October | Lighting | MW | 71.896 | 70.365 | 73.6922 | 75.2473 | 76.5895 | 74.5694 | 77.4575 | 80.9349 | 77.9279 | 80.2368 | 76.6084 | 75.8038 | 73.9168 | 81.093 | 83.2131 | 77.2798 | 93.1688 | 74.404 | 70.7276 | 71.6223 | 95.4841 | 90.6816 | 92.8995 | 87.3894 | 85.8091 | 92.8429 | 87.62 | 89.2535 | 93.8901 | 96.8102 | 97.6041 | 98.2961 | 98.7384 | 99.123 | 99.3806 | 99.6196 | 99.8479 | 100.0732 | 100.326 | 100.6065 | 100.9465 | 101.6009 | 102.3802 | 103.1772 | 103.9853 | 104.842 | 105.5539 | 106.2414 | 106.8736 | 107.5615
Northwest | Lodging | Peak | October | Air Conditioning | MW | 96.023 | 89.5379 | 92.2891 | 84.7902 | 123.6141 | 106.7372 | 114.649 | 75.9515 | 121.4332 | 102.9337 | 106.498 | 110.3507 | 130.6282 | 93.7038 | 100.5733 | 99.6679 | 128.5829 | 143.9996 | 116.3438 | 102.7703 | 139.1231 | 134.3691 | 134.4117 | 124.3144 | 122.3008 | 134.3206 | 129.3795 | 127.3921 | 131.4209 | 133.8443 | 133.8513 | 134.1423 | 134.48 | 135.0796 | 135.791 | 136.6791 | 137.7384 | 138.9642 | 140.3891 | 141.9912 | 143.823 | 146.1873 | 148.8479 | 151.657 | 154.606 | 157.7562 | 160.844 | 164.0149 | 167.2069 | 170.5856
Northwest | Lodging | Peak | October | Other Non-Substitutables | MW | 99.399 | 97.9122 | 102.5958 | 104.9597 | 106.6136 | 103.8891 | 107.5634 | 112.8558 | 108.7207 | 111.9979 | 106.7467 | 105.9898 | 103.3096 | 113.4623 | 116.191 | 108.0956 | 129.8542 | 110.3284 | 104.6483 | 105.6801 | 146.5678 | 123.4822 | 125.2598 | 133.0307 | 111.7303 | 118.9507 | 120.7882 | 121.9062 | 127.2773 | 130.8046 | 131.1625 | 131.559 | 131.765 | 132.0222 | 132.2141 | 132.4055 | 132.6038 | 132.8141 | 133.073 | 133.3786 | 133.7716 | 134.568 | 135.5316 | 136.514 | 137.5223 | 138.5954 | 139.4888 | 140.3516 | 141.1476 | 142.0123
Northwest | Lodging | Peak | November | Space Heating | MW | 149.0335 | 141.4907 | 156.7099 | 169.4659 | 167.0502 | 162.4039 | 150.0802 | 187.9597 | 164.5374 | 162.8024 | 176.1125 | 158.3954 | 151.5363 | 177.3913 | 205.0496 | 185.0703 | 195.0857 | 165.1996 | 173.8804 | 191.2483 | 228.5867 | 209.4512 | 179.1947 | 198.1345 | 221.5798 | 182.0702 | 187.5703 | 188.7258 | 194.6881 | 197.479 | 196.2238 | 195.0544 | 193.6264 | 192.3071 | 191.6839 | 191.0546 | 190.4291 | 189.8188 | 189.2806 | 188.8112 | 188.469 | 188.6606 | 189.0648 | 189.4863 | 189.9334 | 190.459 | 190.7442 | 190.9856 | 191.1264 | 191.3495
Northwest | Lodging | Peak | November | Water Heating | MW | 19.2077 | 18.9436 | 19.8672 | 20.3178 | 20.632 | 20.0975 | 20.8322 | 21.8531 | 21.061 | 21.6737 | 21.1851 | 20.2816 | 19.8523 | 22.1135 | 25.0301 | 22.8509 | 23.9025 | 22.0677 | 22.87 | 24.0638 | 26.6956 | 25.433 | 24.3615 | 22.4051 | 30.3396 | 24.6645 | 23.7306 | 23.9539 | 25.0039 | 25.0637 | 24.6566 | 24.3021 | 23.9576 | 23.6596 | 23.4117 | 23.194 | 23.0047 | 22.8419 | 22.7095 | 22.6047 | 22.5325 | 22.5406 | 22.589 | 22.6527 | 22.7314 | 22.8304 | 22.9094 | 22.9914 | 23.0687 | 23.1632
Northwest | Lodging | Peak | November | Other Substitutables | MW | 6.3653 | 6.2913 | 6.5721 | 6.7458 | 6.8692 | 6.6702 | 6.9132 | 7.235 | 7.0306 | 7.1936 | 7.0265 | 6.7507 | 6.597 | 7.3281 | 8.2662 | 7.5252 | 7.8815 | 7.2389 | 7.475 | 7.8276 | 9.3247 | 7.8287 | 7.2092 | 7.7234 | 8.1168 | 7.0121 | 7.3783 | 7.4093 | 7.6979 | 7.8641 | 7.8718 | 7.8851 | 7.8876 | 7.897 | 7.8992 | 7.904 | 7.9116 | 7.922 | 7.9376 | 7.9578 | 7.9852 | 8.0362 | 8.0968 | 8.1578 | 8.2202 | 8.286 | 8.3412 | 8.3944 | 8.4423 | 8.4936
Northwest | Lodging | Peak | November | Refrigeration | MW | 28.8194 | 28.417 | 29.8044 | 30.4828 | 30.9502 | 30.1481 | 31.2565 | 32.7757 | 31.5948 | 32.5136 | 31.7705 | 30.4208 | 29.782 | 33.1702 | 37.5453 | 34.2753 | 35.8579 | 33.1051 | 34.3052 | 36.1006 | 39.7072 | 38.811 | 38.0369 | 34.6522 | 46.094 | 39.0901 | 36.031 | 34.8037 | 34.8459 | 34.469 | 33.4979 | 31.9787 | 30.5353 | 29.2568 | 28.1106 | 27.0913 | 26.1868 | 25.3863 | 24.6848 | 24.0722 | 23.5461 | 23.1425 | 22.8208 | 22.5542 | 22.3371 | 22.1702 | 22.0143 | 21.8862 | 21.7763 | 21.7015
Northwest | Lodging | Peak | November | Lighting | MW | 64.9721 | 63.6647 | 66.7283 | 68.1237 | 69.3189 | 67.4531 | 70.1762 | 73.2937 | 70.6135 | 72.6198 | 71.1054 | 67.8462 | 66.4388 | 73.9174 | 83.853 | 76.4403 | 80.2461 | 69.6176 | 72.3057 | 76.3019 | 86.1902 | 83.6144 | 78.9203 | 72.4225 | 94.003 | 81.1805 | 77.5262 | 78.9688 | 83.0682 | 85.6506 | 86.3526 | 86.9643 | 87.3545 | 87.6939 | 87.9205 | 88.1306 | 88.3313 | 88.5294 | 88.7521 | 88.9994 | 89.2997 | 89.8781 | 90.5668 | 91.2709 | 91.9849 | 92.7419 | 93.3714 | 93.9793 | 94.5382 | 95.1464
Northwest | Lodging | Peak | November | Air Conditioning | MW | 96.7038 | 90.2855 | 93.0515 | 85.5243 | 124.6364 | 107.5547 | 115.7478 | 76.7081 | 122.5381 | 103.7948 | 110.0745 | 110.0117 | 130.7432 | 95.1608 | 112.8428 | 109.7131 | 123.2837 | 150.0151 | 132.506 | 121.9348 | 140.2969 | 138.2962 | 127.1927 | 114.7821 | 149.2638 | 130.8178 | 127.6789 | 125.7156 | 129.6944 | 132.0904 | 132.1021 | 132.3936 | 132.73 | 133.3249 | 134.0289 | 134.9071 | 135.954 | 137.165 | 138.5724 | 140.1548 | 141.9642 | 144.299 | 146.9259 | 149.6989 | 152.6097 | 155.7192 | 158.7678 | 161.8984 | 165.0493 | 168.3846
Northwest | Lodging | Peak | November | Other Non-Substitutables | MW | 106.3062 | 104.8364 | 109.9421 | 112.4543 | 114.1851 | 111.2115 | 115.3099 | 120.9241 | 116.5521 | 119.9306 | 117.2131 | 112.2288 | 109.8745 | 122.3706 | 138.5115 | 126.4461 | 132.2693 | 122.1237 | 126.5557 | 133.1774 | 156.829 | 134.7197 | 125.7191 | 130.4329 | 144.5501 | 122.8934 | 126.4542 | 127.6238 | 133.2451 | 136.9387 | 137.3152 | 137.7316 | 137.9473 | 138.217 | 138.4172 | 138.6167 | 138.8234 | 139.0427 | 139.313 | 139.6324 | 140.044 | 140.8777 | 141.8861 | 142.9138 | 143.9685 | 145.0914 | 146.0267 | 146.9302 | 147.7632 | 148.6684
Northwest | Lodging | Peak | December | Space Heating | MW | 199.4658 | 189.484 | 208.9248 | 224.9762 | 223.7217 | 216.6772 | 201.7862 | 249.7948 | 221.2752 | 218.2776 | 245.4375 | 218.8865 | 246.7785 | 241.3472 | 264.8925 | 237.6888 | 243.395 | 217.4742 | 214.5629 | 265.4383 | 274.7751 | 271.954 | 287.9695 | 340.7388 | 256.5661 | 258.7298 | 257.4354 | 259.0276 | 267.2193 | 271.0634 | 269.3511 | 267.757 | 265.8058 | 264.0039 | 263.1462 | 262.2798 | 261.4188 | 260.5784 | 259.8369 | 259.1897 | 258.7173 | 258.9747 | 259.5231 | 260.0938 | 260.7008 | 261.4152 | 261.8013 | 262.1272 | 262.3158 | 262.6164
Northwest | Lodging | Peak | December | Water Heating | MW | 16.4645 | 16.2471 | 16.9655 | 17.2718 | 17.6988 | 17.1712 | 17.9391 | 18.5963 | 18.1379 | 18.6091 | 18.9162 | 17.9483 | 20.7024 | 19.2718 | 20.712 | 18.7983 | 19.099 | 18.605 | 18.0751 | 21.3905 | 20.5917 | 21.1668 | 25.0178 | 24.7105 | 22.4654 | 22.4196 | 20.8595 | 21.0556 | 21.9783 | 22.0311 | 21.6734 | 21.3621 | 21.0594 | 20.7977 | 20.5794 | 20.3878 | 20.2211 | 20.0778 | 19.9612 | 19.869 | 19.8053 | 19.812 | 19.8541 | 19.9096 | 19.9783 | 20.0648 | 20.1339 | 20.2056 | 20.2732 | 20.3559
Northwest | Lodging | Peak | December | Other Substitutables | MW | 5.4666 | 5.4063 | 5.6225 | 5.7447 | 5.9025 | 5.7086 | 5.9704 | 6.1688 | 6.0673 | 6.1916 | 6.2967 | 5.9921 | 6.8913 | 6.3958 | 6.8567 | 6.2065 | 6.3162 | 6.1197 | 5.9237 | 6.9753 | 7.2232 | 6.5355 | 7.4253 | 8.5393 | 6.0212 | 6.3861 | 6.4946 | 6.5216 | 6.7755 | 6.9217 | 6.9284 | 6.9401 | 6.9422 | 6.9505 | 6.9523 | 6.9565 | 6.9631 | 6.9722 | 6.9859 | 7.0036 | 7.0277 | 7.0725 | 7.1256 | 7.1792 | 7.2339 | 7.2917 | 7.3402 | 7.3868 | 7.4289 | 7.474
Northwest | Lodging | Peak | December | Refrigeration | MW | 24.7034 | 24.3722 | 25.4513 | 25.9129 | 26.5501 | 25.7583 | 26.9157 | 27.8912 | 27.2097 | 27.9164 | 28.3679 | 26.9212 | 31.0573 | 28.9076 | 31.0682 | 28.1967 | 28.6518 | 27.9104 | 27.1129 | 32.0902 | 30.6249 | 32.3054 | 39.0756 | 38.2227 | 34.1323 | 35.532 | 31.6712 | 30.592 | 30.6286 | 30.2974 | 29.4436 | 28.1082 | 26.8393 | 25.7153 | 24.7076 | 23.8115 | 23.0162 | 22.3124 | 21.6955 | 21.1569 | 20.6942 | 20.3391 | 20.0559 | 19.821 | 19.6297 | 19.4825 | 19.345 | 19.2321 | 19.1351 | 19.069
Northwest | Lodging | Peak | December | Lighting | MW | 56.7559 | 55.6446 | 58.0822 | 59.025 | 60.6046 | 58.7336 | 61.5522 | 63.5336 | 61.9523 | 63.5037 | 64.6488 | 61.1379 | 70.5941 | 65.6475 | 70.6874 | 64.0532 | 65.2942 | 59.7368 | 58.1665 | 69.0464 | 67.6547 | 70.8362 | 82.4609 | 81.3114 | 70.8109 | 75.1075 | 69.407 | 70.6898 | 74.3509 | 76.6568 | 77.2798 | 77.8227 | 78.1673 | 78.467 | 78.6657 | 78.8499 | 79.026 | 79.2001 | 79.3965 | 79.6151 | 79.8815 | 80.3959 | 81.0089 | 81.6353 | 82.2709 | 82.9451 | 83.5058 | 84.0473 | 84.5452 | 85.087
Northwest | Lodging | Peak | December | Air Conditioning | MW | 63.8493 | 59.6357 | 61.3171 | 56.0764 | 82.2934 | 70.7933 | 76.7667 | 50.2816 | 81.2846 | 68.6579 | 75.7438 | 74.9783 | 104.9794 | 63.9306 | 72.0408 | 69.6511 | 75.9576 | 97.4897 | 80.7088 | 83.5723 | 83.5616 | 88.871 | 100.5992 | 97.5048 | 85.1506 | 91.609 | 86.5456 | 85.2156 | 87.9123 | 89.5375 | 89.546 | 89.7441 | 89.9721 | 90.3755 | 90.8523 | 91.447 | 92.156 | 92.9762 | 93.9295 | 95.0013 | 96.227 | 97.8079 | 99.5865 | 101.4634 | 103.4339 | 105.539 | 107.6033 | 109.7232 | 111.8569 | 114.1152
Northwest | Lodging | Peak | December | Other Non-Substitutables | MW | 106.2622 | 104.8516 | 109.4811 | 111.477 | 114.2247 | 110.8036 | 115.7923 | 119.9986 | 117.0514 | 120.0804 | 122.0469 | 115.8178 | 133.6146 | 124.3622 | 133.6578 | 121.3026 | 123.2464 | 120.0658 | 116.6392 | 138.0496 | 141.1701 | 130.6999 | 150.4736 | 167.8038 | 124.76 | 130.2999 | 129.6248 | 130.8216 | 136.5818 | 140.3689 | 140.7545 | 141.1813 | 141.4014 | 141.677 | 141.8805 | 142.0834 | 142.2936 | 142.5168 | 142.7922 | 143.1179 | 143.5382 | 144.3894 | 145.4192 | 146.4678 | 147.5447 | 148.6913 | 149.6466 | 150.5693 | 151.4202 | 152.3444
Northwest | Hospital | Peak | January | Space Heating | MW | 5.133 | 5.0746 | 5.6183 | 6.0229 | 5.9222 | 5.7899 | 5.5039 | 6.8359 | 6.0439 | 6.0505 | 7.4996 | 6.4867 | 5.7817 | 6.5191 | 7.2312 | 7.5142 | 7.2937 | 5.8523 | 7.2043 | 7.4453 | 7.7782 | 9.0231 | 8.3441 | 9.6237 | 7.2069 | 7.7012 | 7.8783 | 7.9924 | 8.3791 | 8.7005 | 8.9415 | 9.1427 | 9.3184 | 9.4554 | 9.5092 | 9.5474 | 9.5767 | 9.5932 | 9.6092 | 9.6304 | 9.6698 | 9.7314 | 9.8134 | 9.8795 | 9.9389 | 9.9959 | 10.0439 | 10.0836 | 10.1141 | 10.146
Northwest | Hospital | Peak | January | Water Heating | MW | 5.7853 | 5.9425 | 6.2404 | 6.3682 | 6.4067 | 6.3124 | 6.6374 | 7.0626 | 6.7998 | 7.1271 | 7.9097 | 7.2981 | 6.6968 | 7.1588 | 7.7621 | 8.1746 | 7.856 | 6.9342 | 8.4142 | 8.3278 | 7.8504 | 9.8203 | 10.7974 | 9.7573 | 9.1437 | 10.088 | 8.9853 | 9.1431 | 9.7123 | 10.0208 | 10.2504 | 10.4521 | 10.6402 | 10.7978 | 10.8248 | 10.8428 | 10.8587 | 10.8671 | 10.8818 | 10.9091 | 10.9643 | 11.0528 | 11.1716 | 11.2755 | 11.3758 | 11.4767 | 11.5701 | 11.6567 | 11.7346 | 11.817
Northwest | Hospital | Peak | January | Other Substitutables | MW | 1.3766 | 1.4308 | 1.5089 | 1.5377 | 1.5418 | 1.5233 | 1.5994 | 1.7027 | 1.6422 | 1.7222 | 1.9089 | 1.767 | 1.6192 | 1.7372 | 1.8815 | 1.9893 | 1.9 | 1.6836 | 2.0404 | 2.0219 | 1.9274 | 2.4313 | 2.6652 | 2.3778 | 2.1714 | 2.4634 | 2.2132 | 2.2451 | 2.3755 | 2.4904 | 2.5859 | 2.6688 | 2.7427 | 2.8038 | 2.8407 | 2.8714 | 2.8989 | 2.9218 | 2.9446 | 2.9692 | 3 | 3.038 | 3.0823 | 3.1209 | 3.1575 | 3.193 | 3.2246 | 3.2536 | 3.2797 | 3.306
Northwest | Hospital | Peak | January | Refrigeration | MW | 6.1445 | 6.3227 | 6.6265 | 6.7511 | 6.8142 | 6.6906 | 7.0911 | 7.442 | 7.2363 | 7.5278 | 8.3955 | 7.7458 | 7.0955 | 7.5571 | 8.2015 | 8.628 | 8.3194 | 7.2779 | 8.8245 | 8.7172 | 8.282 | 10.0973 | 10.8772 | 9.9384 | 9.4353 | 10.0124 | 9.2643 | 9.0628 | 9.2346 | 9.3415 | 9.3637 | 9.1927 | 9.0143 | 8.8353 | 8.6403 | 8.4565 | 8.2864 | 8.1259 | 7.982 | 7.8572 | 7.7594 | 7.6911 | 7.6497 | 7.6086 | 7.5737 | 7.5466 | 7.522 | 7.5 | 7.4788 | 7.4656
Northwest | Hospital | Peak | January | Lighting | MW | 27.6099 | 28.3277 | 29.6821 | 30.1564 | 30.4504 | 29.8617 | 31.7098 | 33.2133 | 32.2446 | 33.5423 | 37.443 | 34.4999 | 31.5788 | 33.5856 | 36.4448 | 38.2946 | 36.9701 | 30.571 | 37.1062 | 36.6825 | 35.4791 | 43.9703 | 46.6049 | 42.3619 | 38.7763 | 43.3797 | 40.1057 | 41.2032 | 44.1646 | 46.8026 | 49.0853 | 51.0344 | 52.7505 | 54.1535 | 55.1488 | 56.0162 | 56.81 | 57.5016 | 58.1848 | 58.8947 | 59.7226 | 60.6989 | 61.8016 | 62.7818 | 63.7179 | 64.6229 | 65.4453 | 66.2109 | 66.9123 | 67.6137
Northwest | Hospital | Peak | January | Air Conditioning | MW | 45.5955 | 44.7716 | 43.2454 | 41.1331 | 61.3572 | 51.9017 | 59.0181 | 39.2166 | 62.5895 | 53.6585 | 63.7199 | 62.7929 | 69.9518 | 46.886 | 52.2243 | 58.3703 | 62.1024 | 72.0942 | 75.1815 | 63.6612 | 61.2663 | 77.0934 | 83.0362 | 74.4763 | 67.8173 | 77.357 | 70.2732 | 69.6854 | 72.5313 | 74.9497 | 76.6401 | 78.2493 | 79.795 | 81.1938 | 82.3165 | 83.4123 | 84.5264 | 85.6301 | 86.8042 | 88.0865 | 89.5891 | 91.3496 | 93.3555 | 95.3112 | 97.2756 | 99.3095 | 101.3363 | 103.3562 | 105.3628 | 107.4467
Northwest | Hospital | Peak | January | Other Non-Substitutables | MW | 62.9939 | 64.7978 | 67.9235 | 69.1816 | 69.8513 | 68.5381 | 72.67 | 76.2764 | 74.1735 | 77.1475 | 86.0387 | 79.4197 | 72.7073 | 77.4478 | 84.0431 | 88.448 | 85.3033 | 74.582 | 90.4454 | 89.337 | 89.3804 | 99.6692 | 105.3797 | 106.6767 | 85.4264 | 94.0701 | 91.9042 | 93.1664 | 98.6698 | 103.6775 | 107.6639 | 111.0754 | 114.1471 | 116.67 | 118.3399 | 119.8085 | 121.163 | 122.3393 | 123.5181 | 124.7806 | 126.324 | 128.218 | 130.4338 | 132.4094 | 134.2875 | 136.1236 | 137.8224 | 139.3962 | 140.8197 | 142.2658
Northwest | Hospital | Peak | February | Space Heating | MW | 5.9919 | 5.9239 | 6.559 | 7.0357 | 6.9204 | 6.7649 | 6.4289 | 7.9881 | 7.0696 | 7.0701 | 8.8577 | 7.1235 | 6.1157 | 7.7468 | 8.0947 | 8.7503 | 8.2313 | 7.3194 | 7.3139 | 8.3656 | 10.435 | 10.1631 | 8.9062 | 10.7551 | 8.5617 | 9.1898 | 8.9909 | 9.121 | 9.5626 | 9.9295 | 10.2049 | 10.4347 | 10.6354 | 10.792 | 10.8535 | 10.8973 | 10.9309 | 10.9499 | 10.9684 | 10.9927 | 11.0378 | 11.1084 | 11.2022 | 11.2778 | 11.3458 | 11.411 | 11.4659 | 11.5115 | 11.5465 | 11.583
Northwest | Hospital | Peak | February | Water Heating | MW | 5.3202 | 5.4648 | 5.7391 | 5.8605 | 5.8977 | 5.8102 | 6.1077 | 6.5002 | 6.2646 | 6.5605 | 7.3602 | 6.3145 | 5.5809 | 6.7015 | 6.8445 | 7.4987 | 6.9838 | 6.8337 | 6.7308 | 7.3726 | 8.2867 | 8.7053 | 9.0814 | 8.5782 | 8.5583 | 9.4813 | 8.0753 | 8.2176 | 8.7299 | 9.0078 | 9.2148 | 9.3967 | 9.5664 | 9.7088 | 9.7332 | 9.7497 | 9.7642 | 9.772 | 9.7854 | 9.8102 | 9.86 | 9.9398 | 10.0468 | 10.1406 | 10.231 | 10.3219 | 10.4061 | 10.4842 | 10.5545 | 10.6288
Northwest | Hospital | Peak | February | Other Substitutables | MW | 1.2665 | 1.3162 | 1.3881 | 1.4156 | 1.4198 | 1.4025 | 1.4722 | 1.5675 | 1.5132 | 1.5857 | 1.7768 | 1.5291 | 1.3499 | 1.6268 | 1.6595 | 1.8252 | 1.6894 | 1.6598 | 1.6329 | 1.7908 | 2.0338 | 2.1555 | 2.2442 | 2.0917 | 2.0325 | 2.3163 | 1.989 | 2.0177 | 2.135 | 2.2383 | 2.3242 | 2.3987 | 2.4652 | 2.5201 | 2.5533 | 2.581 | 2.6057 | 2.6263 | 2.6469 | 2.6691 | 2.6968 | 2.731 | 2.7708 | 2.8056 | 2.8385 | 2.8705 | 2.899 | 2.9251 | 2.9486 | 2.9723
Northwest | Hospital | Peak | February | Refrigeration | MW | 5.6502 | 5.814 | 6.0938 | 6.2123 | 6.2723 | 6.158 | 6.525 | 6.8504 | 6.6677 | 6.9296 | 7.8109 | 6.7008 | 5.9122 | 7.0737 | 7.232 | 7.9144 | 7.396 | 7.1703 | 7.0572 | 7.7157 | 8.7419 | 8.9553 | 9.1557 | 8.7442 | 8.8346 | 9.4154 | 8.3284 | 8.1474 | 8.3021 | 8.3985 | 8.4187 | 8.2651 | 8.1049 | 7.9442 | 7.769 | 7.6038 | 7.4511 | 7.307 | 7.1777 | 7.0656 | 6.9778 | 6.9165 | 6.8794 | 6.8427 | 6.8114 | 6.7872 | 6.7652 | 6.7455 | 6.7266 | 6.7149
Northwest | Hospital | Peak | February | Lighting | MW | 24.7845 | 25.4301 | 26.6465 | 27.0911 | 27.3623 | 26.8312 | 28.4867 | 29.8506 | 29.0094 | 30.1473 | 34.0161 | 29.1421 | 25.6877 | 30.69 | 31.3787 | 34.3043 | 32.0972 | 29.4222 | 28.9862 | 31.7122 | 36.6047 | 38.0958 | 38.3032 | 36.3854 | 35.4476 | 39.8215 | 35.2087 | 36.1729 | 38.7742 | 41.0912 | 43.0966 | 44.8088 | 46.3167 | 47.5496 | 48.4241 | 49.1864 | 49.8842 | 50.4921 | 51.0928 | 51.7167 | 52.4443 | 53.3025 | 54.2717 | 55.1332 | 55.9563 | 56.7517 | 57.4747 | 58.1479 | 58.7645 | 59.3813
Northwest | Hospital | Peak | February | Air Conditioning | MW | 43.2392 | 42.4589 | 41.0001 | 39.0232 | 58.2483 | 49.261 | 56.0198 | 37.2426 | 59.4728 | 50.9443 | 61.136 | 56.028 | 60.1131 | 45.2552 | 47.4812 | 55.1979 | 56.9281 | 73.2579 | 62.0207 | 58.1044 | 66.6115 | 70.4338 | 72.0893 | 67.5784 | 65.4754 | 75.0168 | 65.1305 | 64.5873 | 67.2237 | 69.4632 | 71.028 | 72.5174 | 73.9484 | 75.2436 | 76.2825 | 77.2968 | 78.3282 | 79.35 | 80.4371 | 81.6243 | 83.0155 | 84.6459 | 86.5039 | 88.3154 | 90.1351 | 92.019 | 93.8964 | 95.7676 | 97.6263 | 99.5567
Northwest | Hospital | Peak | February | Other Non-Substitutables | MW | 64.6373 | 66.4877 | 69.6995 | 71.0361 | 71.7456 | 70.3898 | 74.6148 | 78.3478 | 76.2631 | 79.2443 | 89.3214 | 76.6649 | 67.6008 | 80.892 | 82.6946 | 90.5325 | 84.62 | 81.9926 | 80.7116 | 88.2339 | 105.1928 | 98.6795 | 99.0827 | 104.7128 | 89.3535 | 98.7766 | 92.206 | 93.4757 | 99.0023 | 104.0307 | 108.0354 | 111.4622 | 114.5488 | 117.0845 | 118.7623 | 120.2388 | 121.6007 | 122.7838 | 123.9693 | 125.2385 | 126.7895 | 128.6931 | 130.9201 | 132.9058 | 134.7937 | 136.6391 | 138.3468 | 139.929 | 141.36 | 142.8139
Northwest | Hospital | Peak | March | Space Heating | MW | 4.8419 | 4.7836 | 5.2969 | 5.6875 | 5.5853 | 5.4673 | 5.1889 | 6.4667 | 5.7124 | 5.7152 | 6.5823 | 5.8945 | 5.5313 | 6.6042 | 6.9097 | 6.8817 | 7.2221 | 5.7738 | 5.9818 | 6.2917 | 8.2757 | 8.2112 | 7.4158 | 9.7114 | 7.364 | 7.0712 | 7.8672 | 7.9807 | 8.3674 | 8.6886 | 8.9297 | 9.1309 | 9.3067 | 9.4439 | 9.4979 | 9.5363 | 9.5658 | 9.5825 | 9.5987 | 9.6201 | 9.6597 | 9.7215 | 9.8036 | 9.8699 | 9.9295 | 9.9866 | 10.0347 | 10.0746 | 10.1053 | 10.1373
Northwest | Hospital | Peak | March | Water Heating | MW | 4.8706 | 4.9995 | 5.2507 | 5.367 | 5.3925 | 5.3195 | 5.5851 | 5.9611 | 5.735 | 6.0074 | 6.1957 | 5.9183 | 5.7172 | 6.4717 | 6.6189 | 6.6816 | 6.9427 | 6.106 | 6.2352 | 6.2808 | 7.4445 | 7.9678 | 8.5686 | 8.7708 | 8.3424 | 8.2675 | 8.0049 | 8.146 | 8.654 | 8.9295 | 9.1348 | 9.3151 | 9.4834 | 9.6245 | 9.6488 | 9.6653 | 9.6799 | 9.6876 | 9.7011 | 9.7257 | 9.7753 | 9.8545 | 9.9607 | 10.0537 | 10.1435 | 10.2338 | 10.3173 | 10.3948 | 10.4645 | 10.5383
Northwest | Hospital | Peak | March | Other Substitutables | MW | 1.1595 | 1.2041 | 1.2699 | 1.2962 | 1.2981 | 1.284 | 1.3461 | 1.4373 | 1.3852 | 1.4519 | 1.4956 | 1.4332 | 1.3827 | 1.5709 | 1.6047 | 1.6263 | 1.6795 | 1.4828 | 1.5124 | 1.5254 | 1.8269 | 1.973 | 2.1175 | 2.1388 | 1.981 | 2.0208 | 1.9718 | 2.0003 | 2.1166 | 2.2191 | 2.3043 | 2.3782 | 2.4442 | 2.4987 | 2.5317 | 2.5591 | 2.5837 | 2.6042 | 2.6247 | 2.6467 | 2.6742 | 2.7081 | 2.7477 | 2.7822 | 2.8149 | 2.8466 | 2.8749 | 2.9008 | 2.9242 | 2.9477
Northwest | Hospital | Peak | March | Refrigeration | MW | 5.1721 | 5.3184 | 5.5747 | 5.6889 | 5.7345 | 5.6377 | 5.9659 | 6.2821 | 6.1032 | 6.3454 | 6.5754 | 6.2811 | 6.0573 | 6.8314 | 6.9932 | 7.051 | 7.3511 | 6.4074 | 6.5384 | 6.5736 | 7.8537 | 8.1956 | 8.6383 | 8.9394 | 8.6113 | 8.2118 | 8.2554 | 8.0761 | 8.2296 | 8.3252 | 8.3454 | 8.1933 | 8.0346 | 7.8754 | 7.7018 | 7.5382 | 7.3869 | 7.244 | 7.116 | 7.0049 | 6.918 | 6.8573 | 6.8206 | 6.7842 | 6.7533 | 6.7294 | 6.7076 | 6.6882 | 6.6695 | 6.658
Northwest | Hospital | Peak | March | Lighting | MW | 24.6604 | 25.2857 | 26.4975 | 26.966 | 27.1935 | 26.7012 | 28.31 | 29.7526 | 28.8603 | 30.0048 | 31.1229 | 29.6888 | 28.6058 | 32.2163 | 32.9781 | 33.2174 | 34.6741 | 28.5733 | 29.1864 | 29.3638 | 35.7478 | 37.9045 | 39.294 | 40.4538 | 37.5729 | 37.762 | 37.9507 | 38.9908 | 41.796 | 44.2948 | 46.4578 | 48.3044 | 49.9309 | 51.2609 | 52.2045 | 53.0272 | 53.7803 | 54.4363 | 55.0845 | 55.7579 | 56.5431 | 57.469 | 58.5145 | 59.444 | 60.332 | 61.1902 | 61.9701 | 62.6964 | 63.3618 | 64.0272
Northwest | Hospital | Peak | March | Air Conditioning | MW | 46.7775 | 45.8996 | 44.3299 | 42.2331 | 62.9393 | 53.301 | 60.5319 | 40.3561 | 64.3351 | 55.1283 | 60.8257 | 62.0621 | 72.7752 | 51.6531 | 54.2622 | 58.1181 | 66.873 | 77.3621 | 67.8999 | 58.5063 | 70.7288 | 76.1935 | 80.3762 | 81.6361 | 75.4061 | 77.3246 | 76.2857 | 75.6507 | 78.7355 | 81.3554 | 83.1844 | 84.925 | 86.5977 | 88.1116 | 89.3257 | 90.5111 | 91.7166 | 92.9107 | 94.1814 | 95.5694 | 97.1963 | 99.103 | 101.2762 | 103.3949 | 105.5235 | 107.7272 | 109.9232 | 112.112 | 114.2863 | 116.5446
Northwest | Hospital | Peak | March | Other Non-Substitutables | MW | 62.0783 | 63.8112 | 66.8991 | 68.2503 | 68.8205 | 67.6127 | 71.5776 | 75.3814 | 73.239 | 76.1324 | 78.8916 | 75.3966 | 72.6662 | 81.9636 | 83.8961 | 84.6223 | 88.2433 | 76.8723 | 78.4554 | 78.8707 | 99.1449 | 94.7599 | 98.0972 | 112.2896 | 91.4336 | 90.4451 | 95.9117 | 97.2337 | 102.9848 | 108.218 | 112.3861 | 115.9525 | 119.165 | 121.8046 | 123.5523 | 125.0901 | 126.5086 | 127.7407 | 128.9755 | 130.2975 | 131.9127 | 133.8945 | 136.2124 | 138.2793 | 140.2448 | 142.1657 | 143.943 | 145.59 | 147.0798 | 148.5933
Northwest | Hospital | Peak | April | Space Heating | MW | 3.8699 | 3.8061 | 4.2113 | 4.5376 | 4.4414 | 4.3654 | 4.1156 | 5.2122 | 4.5695 | 4.5872 | 4.8867 | 4.8356 | 4.4065 | 5.5013 | 5.7449 | 5.8594 | 5.7067 | 4.9485 | 4.9554 | 5.6797 | 6.3491 | 6.5426 | 6.4137 | 7.0827 | 5.8528 | 5.6877 | 5.8878 | 5.9725 | 6.2614 | 6.5015 | 6.6814 | 6.8316 | 6.9627 | 7.065 | 7.1053 | 7.1339 | 7.1558 | 7.1682 | 7.1801 | 7.196 | 7.2255 | 7.2715 | 7.3326 | 7.3819 | 7.4262 | 7.4687 | 7.5043 | 7.5339 | 7.5567 | 7.5804
Northwest | Hospital | Peak | April | Water Heating | MW | 5.0113 | 5.1213 | 5.3732 | 5.5109 | 5.5189 | 5.4654 | 5.7074 | 6.1772 | 5.9042 | 6.1997 | 5.9135 | 6.2415 | 5.8524 | 6.9275 | 7.0739 | 7.3208 | 7.0621 | 6.7313 | 6.6441 | 7.2881 | 7.3374 | 8.1595 | 9.5309 | 8.2164 | 8.525 | 8.5495 | 7.7012 | 7.8357 | 8.3226 | 8.5862 | 8.7818 | 8.9535 | 9.1134 | 9.2473 | 9.2706 | 9.2862 | 9.2999 | 9.3071 | 9.3199 | 9.3434 | 9.3908 | 9.4666 | 9.5682 | 9.6571 | 9.743 | 9.8293 | 9.9091 | 9.9832 | 10.0499 | 10.1204
Northwest | Hospital | Peak | April | Other Substitutables | MW | 1.195 | 1.235 | 1.3011 | 1.3325 | 1.3302 | 1.3206 | 1.3776 | 1.4908 | 1.4279 | 1.4997 | 1.4288 | 1.5129 | 1.4165 | 1.6828 | 1.7169 | 1.7839 | 1.7106 | 1.6363 | 1.6131 | 1.7715 | 1.8013 | 2.0212 | 2.3569 | 2.0045 | 2.0247 | 2.091 | 1.8977 | 1.9251 | 2.0369 | 2.1355 | 2.2173 | 2.2883 | 2.3517 | 2.404 | 2.4357 | 2.4621 | 2.4858 | 2.5055 | 2.5251 | 2.5463 | 2.5727 | 2.6053 | 2.6433 | 2.6764 | 2.7078 | 2.7383 | 2.7654 | 2.7903 | 2.8127 | 2.8352
Northwest | Hospital | Peak | April | Refrigeration | MW | 5.3099 | 5.4348 | 5.6919 | 5.8299 | 5.8557 | 5.7819 | 6.0801 | 6.5042 | 6.2701 | 6.5427 | 6.2701 | 6.6184 | 6.1973 | 7.3077 | 7.4669 | 7.7094 | 7.4617 | 7.0531 | 6.9575 | 7.6219 | 7.7345 | 8.3859 | 9.6018 | 8.3689 | 8.7959 | 8.4896 | 7.9356 | 7.7629 | 7.91 | 8.0016 | 8.0204 | 7.8738 | 7.7209 | 7.5676 | 7.4006 | 7.2433 | 7.0977 | 6.9603 | 6.8371 | 6.7303 | 6.6466 | 6.5881 | 6.5526 | 6.5174 | 6.4875 | 6.4642 | 6.4431 | 6.4242 | 6.4061 | 6.3947
Northwest | Hospital | Peak | April | Lighting | MW | 25.9011 | 26.44 | 27.6835 | 28.2771 | 28.416 | 28.0247 | 29.5216 | 31.5255 | 30.343 | 31.6642 | 30.3751 | 32.0163 | 29.9536 | 35.2749 | 36.0375 | 37.184 | 36.0311 | 32.2473 | 31.8421 | 34.8853 | 36.0619 | 39.7303 | 44.7704 | 38.8162 | 39.3427 | 40.0084 | 37.3791 | 38.4039 | 41.1662 | 43.6277 | 45.757 | 47.575 | 49.1759 | 50.485 | 51.4156 | 52.2264 | 52.9684 | 53.6147 | 54.2534 | 54.9169 | 55.6904 | 56.6018 | 57.6304 | 58.5446 | 59.4185 | 60.2628 | 61.0294 | 61.7435 | 62.3982 | 63.0526
Northwest | Hospital | Peak | April | Air Conditioning | MW | 48.6416 | 47.5011 | 45.7731 | 43.7428 | 65.1809 | 55.3797 | 62.6032 | 42.293 | 66.9927 | 57.5839 | 58.7627 | 66.2603 | 75.4212 | 55.9382 | 58.6214 | 64.2644 | 68.7435 | 86.3285 | 73.242 | 68.7026 | 70.5126 | 78.9382 | 90.4973 | 77.4031 | 77.9888 | 80.9672 | 74.256 | 73.6349 | 76.6324 | 79.178 | 80.9519 | 82.6404 | 84.2626 | 85.7308 | 86.91 | 88.0606 | 89.2307 | 90.3897 | 91.6234 | 92.9713 | 94.5514 | 96.403 | 98.5127 | 100.5695 | 102.6364 | 104.7761 | 106.9077 | 109.0327 | 111.1443 | 113.3372
Northwest | Hospital | Peak | April | Other Non-Substitutables | MW | 57.8134 | 59.153 | 61.9625 | 63.4474 | 63.7479 | 62.9027 | 66.1735 | 70.7986 | 68.2559 | 71.21 | 68.2428 | 72.0694 | 67.4428 | 79.5365 | 81.2614 | 83.933 | 81.2526 | 76.7616 | 75.7325 | 82.957 | 88.5883 | 87.9502 | 98.888 | 95.343 | 84.7448 | 84.8452 | 83.6375 | 84.7844 | 89.79 | 94.3465 | 97.9703 | 101.0712 | 103.8631 | 106.1566 | 107.679 | 109.0167 | 110.2504 | 111.3213 | 112.3951 | 113.5452 | 114.9504 | 116.6736 | 118.6878 | 120.4833 | 122.1918 | 123.8611 | 125.4039 | 126.8341 | 128.1289 | 129.4436
Northwest | Hospital | Peak | May | Space Heating | MW | 2.6367 | 2.5727 | 2.8653 | 3.1084 | 3.0183 | 2.9827 | 2.7629 | 3.5962 | 3.0867 | 3.1242 | 3.7727 | 3.4417 | 3.081 | 4.0198 | 4.2426 | 4.109 | 4.5328 | 3.4739 | 3.4624 | 4.1222 | 4.8455 | 4.6234 | 4.3456 | 5.1532 | 4.3045 | 3.9566 | 4.2148 | 4.275 | 4.4798 | 4.6502 | 4.7767 | 4.8824 | 4.9743 | 5.0458 | 5.0741 | 5.0936 | 5.1084 | 5.1163 | 5.1241 | 5.1347 | 5.155 | 5.1868 | 5.229 | 5.2628 | 5.2933 | 5.3224 | 5.3466 | 5.3665 | 5.3818 | 5.3977
Northwest | Hospital | Peak | May | Water Heating | MW | 5.4269 | 5.5064 | 5.8107 | 6.0038 | 5.9586 | 5.9331 | 6.1012 | 6.7546 | 6.3316 | 6.6898 | 7.2261 | 7.041 | 6.479 | 8.0098 | 8.2653 | 8.1307 | 8.8895 | 7.4795 | 7.3485 | 8.3616 | 8.8413 | 9.1203 | 10.244 | 9.4461 | 9.9327 | 9.4263 | 8.7283 | 8.8721 | 9.4125 | 9.7012 | 9.911 | 10.0942 | 10.2633 | 10.403 | 10.4277 | 10.4431 | 10.4563 | 10.4622 | 10.4745 | 10.499 | 10.5504 | 10.633 | 10.7438 | 10.8405 | 10.9342 | 11.0285 | 11.1149 | 11.1953 | 11.2681 | 11.3449
Northwest | Hospital | Peak | May | Other Substitutables | MW | 1.2978 | 1.3317 | 1.4112 | 1.4556 | 1.4408 | 1.4373 | 1.4767 | 1.6328 | 1.5351 | 1.6208 | 1.7489 | 1.7092 | 1.5705 | 1.9487 | 2.0101 | 1.9853 | 2.1579 | 1.8213 | 1.787 | 2.0351 | 2.173 | 2.2632 | 2.5389 | 2.3085 | 2.3625 | 2.3077 | 2.1544 | 2.1849 | 2.3108 | 2.4219 | 2.5137 | 2.5934 | 2.6643 | 2.7228 | 2.7585 | 2.7881 | 2.8145 | 2.8364 | 2.8583 | 2.8819 | 2.9115 | 2.948 | 2.9903 | 3.0272 | 3.0622 | 3.0961 | 3.1262 | 3.1537 | 3.1787 | 3.2037
Northwest | Hospital | Peak | May | Refrigeration | MW | 5.7014 | 5.79 | 6.0999 | 6.2977 | 6.2661 | 6.228 | 6.4371 | 7.0785 | 6.6755 | 7.0255 | 7.6193 | 7.4261 | 6.8304 | 8.411 | 8.6839 | 8.5157 | 9.3416 | 7.8002 | 7.6616 | 8.7175 | 9.2828 | 9.3317 | 10.2764 | 9.5813 | 10.2102 | 9.3185 | 8.953 | 8.756 | 8.9182 | 9.0186 | 9.0356 | 8.8678 | 8.6927 | 8.5174 | 8.3284 | 8.1497 | 7.9844 | 7.8283 | 7.6883 | 7.5668 | 7.4714 | 7.4039 | 7.3618 | 7.3201 | 7.2847 | 7.2567 | 7.231 | 7.2079 | 7.1861 | 7.1719
Northwest | Hospital | Peak | May | Lighting | MW | 30.2022 | 30.5916 | 32.2162 | 33.1727 | 33.0191 | 32.7883 | 33.9567 | 37.2825 | 35.0972 | 36.9545 | 40.1316 | 39.0473 | 35.8725 | 44.1168 | 45.5429 | 44.6402 | 49.0316 | 38.9409 | 38.2804 | 43.5078 | 47.0886 | 48.1185 | 52.3376 | 48.476 | 49.9145 | 47.9398 | 45.8794 | 47.1336 | 50.5116 | 53.5263 | 56.1244 | 58.3447 | 60.2953 | 61.8893 | 63.0326 | 64.0243 | 64.9311 | 65.7196 | 66.4996 | 67.3102 | 68.2547 | 69.3646 | 70.6135 | 71.7224 | 72.7836 | 73.8082 | 74.7351 | 75.5991 | 76.3933 | 77.1857
Northwest | Hospital | Peak | May | Air Conditioning | MW | 51.4181 | 49.7903 | 47.9981 | 46.2055 | 69.0151 | 58.7692 | 65.5062 | 45.1292 | 70.4419 | 60.8816 | 70.2911 | 73.3389 | 82.141 | 63.1812 | 66.8285 | 69.5907 | 84.632 | 94.2274 | 79.4776 | 77.2432 | 83.1948 | 86.4139 | 95.3501 | 87.2191 | 89.0613 | 87.4871 | 82.47 | 81.7562 | 85.071 | 87.8904 | 89.8446 | 91.7082 | 93.4937 | 95.1087 | 96.4181 | 97.6908 | 98.9846 | 100.2654 | 101.6301 | 103.122 | 104.8711 | 106.9169 | 109.2432 | 111.5106 | 113.791 | 116.152 | 118.5002 | 120.8424 | 123.1737 | 125.5929
Northwest | Hospital | Peak | May | Other Non-Substitutables | MW | 53.7639 | 54.5855 | 57.5135 | 59.3648 | 59.0825 | 58.6859 | 60.6821 | 66.7347 | 62.9432 | 66.2303 | 71.8283 | 70.0395 | 64.3825 | 79.2901 | 81.8577 | 80.3015 | 88.1052 | 73.531 | 72.2329 | 82.1817 | 92.1629 | 84.7317 | 91.4655 | 94.505 | 84.9775 | 80.415 | 81.6683 | 82.7509 | 87.5782 | 91.9796 | 95.4513 | 98.4248 | 101.0925 | 103.2797 | 104.7479 | 106.0278 | 107.2066 | 108.2261 | 109.251 | 110.3514 | 111.6989 | 113.3476 | 115.2698 | 116.9807 | 118.6115 | 120.2042 | 121.6694 | 123.0284 | 124.263 | 125.5143
Northwest | Hospital | Peak | June | Space Heating | MW | 0.4772 | 0.464 | 0.5222 | 0.5729 | 0.5355 | 0.5385 | 0.4882 | 0.6693 | 0.5422 | 0.5614 | 0.6183 | 0.5496 | 0.5213 | 0.6892 | 0.7693 | 0.6945 | 0.7834 | 0.6219 | 0.6522 | 0.7294 | 0.8651 | 0.7518 | 0.7754 | 0.812 | 0.6988 | 0.6463 | 0.695 | 0.7048 | 0.7384 | 0.7663 | 0.787 | 0.8042 | 0.8192 | 0.8308 | 0.8355 | 0.8386 | 0.841 | 0.8423 | 0.8435 | 0.8452 | 0.8485 | 0.8536 | 0.8605 | 0.8659 | 0.8708 | 0.8755 | 0.8794 | 0.8825 | 0.885 | 0.8875
Northwest | Hospital | Peak | June | Water Heating | MW | 7.5497 | 7.6391 | 8.1439 | 8.5161 | 8.1243 | 8.2362 | 8.2932 | 9.6515 | 8.5527 | 9.2212 | 9.0751 | 8.6298 | 8.4108 | 10.5318 | 11.4951 | 10.545 | 11.7924 | 10.2549 | 10.5974 | 11.3244 | 12.0585 | 11.3449 | 14.0145 | 11.3594 | 12.3615 | 11.8087 | 11.016 | 11.1912 | 11.8651 | 12.222 | 12.4779 | 12.7002 | 12.9043 | 13.0715 | 13.1022 | 13.1206 | 13.1363 | 13.1426 | 13.1574 | 13.1874 | 13.2511 | 13.3535 | 13.4906 | 13.6101 | 13.7262 | 13.8429 | 13.9493 | 14.0485 | 14.1386 | 14.2336
Northwest | Hospital | Peak | June | Other Substitutables | MW | 1.8089 | 1.8501 | 1.9823 | 2.069 | 1.9676 | 1.9982 | 2.0084 | 2.3346 | 2.077 | 2.2354 | 2.1982 | 2.0961 | 2.0401 | 2.5643 | 2.8009 | 2.5805 | 2.8668 | 2.4994 | 2.5771 | 2.7575 | 2.9649 | 2.8188 | 3.4785 | 2.7791 | 2.9419 | 2.8992 | 2.7232 | 2.7613 | 2.9199 | 3.0598 | 3.1751 | 3.2751 | 3.364 | 3.4373 | 3.4825 | 3.5197 | 3.553 | 3.5806 | 3.6082 | 3.638 | 3.6753 | 3.7211 | 3.7742 | 3.8204 | 3.8644 | 3.907 | 3.9446 | 3.9791 | 4.0104 | 4.0418
Northwest | Hospital | Peak | June | Refrigeration | MW | 7.8751 | 7.9725 | 8.4813 | 8.8648 | 8.4806 | 8.5857 | 8.6818 | 10.0645 | 8.953 | 9.6377 | 9.5152 | 9.0542 | 8.8256 | 11.0021 | 12.0068 | 10.9793 | 12.3227 | 10.655 | 11.0117 | 11.7716 | 12.6163 | 11.5713 | 14.0273 | 11.4952 | 12.6814 | 11.6531 | 11.2675 | 11.0182 | 11.2201 | 11.3449 | 11.3637 | 11.1508 | 10.9288 | 10.7068 | 10.4688 | 10.2436 | 10.0352 | 9.8383 | 9.6618 | 9.5085 | 9.388 | 9.3023 | 9.2481 | 9.1945 | 9.149 | 9.1129 | 9.0792 | 9.0492 | 9.021 | 9.0022
Northwest | Hospital | Peak | June | Lighting | MW | 53.206 | 53.7213 | 57.1207 | 59.5282 | 57.0009 | 57.6688 | 58.4637 | 67.6269 | 60.0409 | 64.6924 | 63.9716 | 60.7522 | 59.1363 | 73.6362 | 80.3208 | 73.3989 | 82.5074 | 68.1137 | 70.4678 | 75.2087 | 81.7208 | 76.1736 | 91.3855 | 74.3565 | 79.3569 | 76.6715 | 73.7404 | 75.7602 | 81.1881 | 86.0381 | 90.2087 | 93.7736 | 96.9035 | 99.4614 | 101.3091 | 102.9082 | 104.37 | 105.6398 | 106.8972 | 108.2035 | 109.7239 | 111.5066 | 113.5073 | 115.283 | 116.9851 | 118.6265 | 120.1072 | 121.4889 | 122.7621 | 124.0306
Northwest | Hospital | Peak | June | Air Conditioning | MW | 153.6715 | 148.2402 | 143.4614 | 139.9337 | 202.9348 | 175.3254 | 191.3661 | 138.1729 | 205.1339 | 180.6484 | 189.7853 | 193.8186 | 230.6751 | 178.1305 | 198.8401 | 193.138 | 241.1775 | 278.9249 | 246.922 | 225.1477 | 244.1569 | 231.6582 | 281.4026 | 226.1604 | 238.9323 | 236.6293 | 224.2021 | 222.2322 | 231.1794 | 238.7862 | 244.0191 | 249.0128 | 253.7934 | 258.1169 | 261.6413 | 265.0598 | 268.5359 | 271.9755 | 275.6458 | 279.6616 | 284.3716 | 289.8788 | 296.1345 | 302.2314 | 308.3704 | 314.724 | 321.0357 | 327.3362 | 333.6155 | 340.1285
Northwest | Hospital | Peak | June | Other Non-Substitutables | MW | 52.7405 | 53.3828 | 56.7931 | 59.3495 | 56.7908 | 57.4592 | 58.1278 | 67.3885 | 59.9578 | 64.529 | 63.7093 | 60.6498 | 59.0839 | 73.662 | 80.3853 | 73.5328 | 82.5416 | 71.3386 | 73.7332 | 78.8179 | 88.9555 | 74.6342 | 88.6476 | 80.4549 | 75.0411 | 71.4595 | 73.0175 | 73.9688 | 78.2574 | 82.1725 | 85.2445 | 87.8762 | 90.2337 | 92.1653 | 93.4744 | 94.6103 | 95.6558 | 96.558 | 97.467 | 98.4436 | 99.6396 | 101.1 | 102.7981 | 104.3083 | 105.751 | 107.1581 | 108.4476 | 109.6454 | 110.737 | 111.8415
Northwest | Hospital | Peak | July | Space Heating | MW | 0.1409 | 0.1382 | 0.1566 | 0.1729 | 0.1573 | 0.159 | 0.1439 | 0.2044 | 0.158 | 0.1673 | 0.1942 | 0.1646 | 0.1665 | 0.2094 | 0.2268 | 0.1966 | 0.226 | 0.1875 | 0.1957 | 0.2335 | 0.259 | 0.246 | 0.2252 | 0.279 | 0.2254 | 0.2063 | 0.2296 | 0.2328 | 0.2439 | 0.2531 | 0.2599 | 0.2656 | 0.2705 | 0.2743 | 0.2758 | 0.2769 | 0.2777 | 0.2781 | 0.2784 | 0.279 | 0.2801 | 0.2818 | 0.284 | 0.2858 | 0.2874 | 0.2889 | 0.2901 | 0.2912 | 0.292 | 0.2928
Northwest | Hospital | Peak | July | Water Heating | MW | 7.851 | 8.0115 | 8.6014 | 9.0531 | 8.402 | 8.5675 | 8.5994 | 10.3665 | 8.7886 | 9.6672 | 10.0262 | 9.0988 | 9.473 | 11.2615 | 11.9355 | 10.5202 | 11.9877 | 10.8907 | 11.1951 | 12.7634 | 12.6874 | 13.0587 | 14.3538 | 13.6855 | 14.0566 | 13.2965 | 12.8027 | 13.0012 | 13.778 | 14.187 | 14.4772 | 14.7284 | 14.958 | 15.1446 | 15.1805 | 15.2013 | 15.2191 | 15.2258 | 15.2425 | 15.277 | 15.3505 | 15.4682 | 15.6257 | 15.7626 | 15.8962 | 16.0302 | 16.152 | 16.2656 | 16.3692 | 16.4783
Northwest | Hospital | Peak | July | Other Substitutables | MW | 1.8789 | 1.9389 | 2.0943 | 2.2 | 2.0338 | 2.0782 | 2.0798 | 2.5055 | 2.1344 | 2.3424 | 2.428 | 2.2097 | 2.2975 | 2.7418 | 2.9101 | 2.577 | 2.9145 | 2.6544 | 2.7203 | 3.107 | 3.12 | 3.2491 | 3.5679 | 3.3502 | 3.3449 | 3.2729 | 3.1677 | 3.212 | 3.3963 | 3.5591 | 3.693 | 3.8091 | 3.9124 | 3.9975 | 4.0503 | 4.0937 | 4.1325 | 4.1645 | 4.1967 | 4.2314 | 4.2749 | 4.3281 | 4.3898 | 4.4434 | 4.4945 | 4.5438 | 4.5873 | 4.6273 | 4.6637 | 4.7001
Northwest | Hospital | Peak | July | Refrigeration | MW | 8.1629 | 8.3384 | 8.9257 | 9.3928 | 8.7411 | 8.8992 | 8.9768 | 10.7949 | 9.1601 | 10.0794 | 10.4798 | 9.5183 | 9.898 | 11.7288 | 12.4155 | 10.9059 | 12.4787 | 11.2702 | 11.5962 | 13.2249 | 13.219 | 13.2737 | 14.3373 | 13.818 | 14.3923 | 13.0972 | 13.0667 | 12.7767 | 13.0094 | 13.1534 | 13.1735 | 12.9256 | 12.6671 | 12.4087 | 12.133 | 11.8718 | 11.6299 | 11.4013 | 11.1965 | 11.0187 | 10.8789 | 10.779 | 10.7154 | 10.6525 | 10.5992 | 10.5567 | 10.5168 | 10.4812 | 10.4482 | 10.4259
Northwest | Hospital | Peak | July | Lighting | MW | 51.1405 | 52.0836 | 55.7131 | 58.4254 | 54.4694 | 55.417 | 56.0609 | 67.2022 | 56.9213 | 62.6993 | 65.2926 | 59.1757 | 61.465 | 72.7412 | 76.9349 | 67.5293 | 77.4065 | 67.0174 | 68.9968 | 78.5313 | 79.4698 | 81.0543 | 86.8034 | 83.0675 | 83.7495 | 80.0801 | 79.3333 | 81.5105 | 87.3532 | 92.5791 | 97.0673 | 100.9036 | 104.2706 | 107.0227 | 109.0219 | 110.7485 | 112.3268 | 113.6964 | 115.0537 | 116.4642 | 118.1049 | 120.0242 | 122.1743 | 124.082 | 125.9133 | 127.6776 | 129.2657 | 130.7491 | 132.1186 | 133.4816
Northwest | Hospital | Peak | July | Air Conditioning | MW | 164.2119 | 159.7785 | 155.2102 | 152.5736 | 216.0321 | 187.3596 | 203.7168 | 152.4658 | 216.8636 | 194.6808 | 215.3762 | 210.2463 | 267.8613 | 195.34 | 211.2953 | 197.1872 | 251.5559 | 304.8975 | 267.8135 | 260.3406 | 263.3682 | 273.8796 | 296.3932 | 279.9387 | 279.0852 | 274.1749 | 267.787 | 265.4195 | 276.0379 | 285.06 | 291.2273 | 297.114 | 302.7471 | 307.8404 | 312.0082 | 316.0422 | 320.1459 | 324.2035 | 328.5394 | 333.2891 | 338.8657 | 345.3825 | 352.7822 | 359.9936 | 367.2616 | 374.7826 | 382.2475 | 389.7027 | 397.1402 | 404.8529
Northwest | Hospital | Peak | July | Other Non-Substitutables | MW | 46.1708 | 47.1561 | 50.4798 | 53.112 | 49.4382 | 50.3019 | 50.763 | 61.0452 | 51.813 | 56.9988 | 59.2646 | 53.8496 | 55.9659 | 66.3235 | 70.2044 | 61.6901 | 70.5954 | 63.7319 | 65.5801 | 74.7887 | 78.7001 | 72.3257 | 76.5319 | 81.574 | 72.0363 | 67.8834 | 71.5551 | 72.4772 | 76.6646 | 80.4919 | 83.4848 | 86.0489 | 88.3433 | 90.2225 | 91.5065 | 92.616 | 93.6369 | 94.516 | 95.4032 | 96.3574 | 97.5261 | 98.9498 | 100.6017 | 102.07 | 103.4753 | 104.8445 | 106.0956 | 107.2588 | 108.3217 | 109.3956
Northwest | Hospital | Peak | August | Space Heating | MW | 0.1194 | 0.1172 | 0.1329 | 0.1468 | 0.1331 | 0.1345 | 0.1218 | 0.1736 | 0.1334 | 0.1416 | 0.1649 | 0.146 | 0.1398 | 0.1806 | 0.1912 | 0.1714 | 0.1929 | 0.1512 | 0.1711 | 0.2004 | 0.2016 | 0.1997 | 0.1976 | 0.2274 | 0.1981 | 0.1846 | 0.2035 | 0.2063 | 0.2162 | 0.2244 | 0.2304 | 0.2355 | 0.2398 | 0.2433 | 0.2446 | 0.2455 | 0.2462 | 0.2466 | 0.247 | 0.2475 | 0.2484 | 0.2499 | 0.2519 | 0.2535 | 0.2549 | 0.2563 | 0.2574 | 0.2583 | 0.259 | 0.2598
Northwest | Hospital | Peak | August | Water Heating | MW | 7.3567 | 7.5155 | 8.0769 | 8.5035 | 7.8632 | 8.0178 | 8.0526 | 9.7339 | 8.208 | 9.0503 | 9.4155 | 8.9317 | 8.8022 | 10.7463 | 11.137 | 10.1452 | 11.3167 | 9.7196 | 10.8257 | 12.1228 | 10.9228 | 11.7279 | 13.9325 | 12.329 | 13.6678 | 13.1609 | 12.5509 | 12.7471 | 13.511 | 13.9139 | 14.2008 | 14.4491 | 14.6764 | 14.8615 | 14.8973 | 14.9184 | 14.9365 | 14.9436 | 14.9605 | 14.995 | 15.0677 | 15.184 | 15.3393 | 15.4745 | 15.6063 | 15.7386 | 15.8588 | 15.9711 | 16.0733 | 16.181
Northwest | Hospital | Peak | August | Other Substitutables | MW | 1.7598 | 1.8181 | 1.9661 | 2.0659 | 1.9028 | 1.9445 | 1.9466 | 2.3518 | 1.9929 | 2.1922 | 2.2795 | 2.1683 | 2.1345 | 2.6159 | 2.7148 | 2.4844 | 2.7504 | 2.3683 | 2.6294 | 2.9502 | 2.6848 | 2.9177 | 3.4631 | 3.0175 | 3.2504 | 3.2398 | 3.1043 | 3.148 | 3.3292 | 3.4892 | 3.6209 | 3.7352 | 3.8368 | 3.9207 | 3.9727 | 4.0154 | 4.0536 | 4.0852 | 4.1169 | 4.1511 | 4.1938 | 4.2462 | 4.3069 | 4.3597 | 4.41 | 4.4585 | 4.5014 | 4.5408 | 4.5767 | 4.6125
Northwest | Hospital | Peak | August | Refrigeration | MW | 7.6517 | 7.8259 | 8.3839 | 8.8253 | 8.1837 | 8.3306 | 8.4102 | 10.1412 | 8.5578 | 9.4395 | 9.8436 | 9.3457 | 9.1979 | 11.194 | 11.5858 | 10.5189 | 11.784 | 10.0596 | 11.216 | 12.5629 | 11.3806 | 11.9252 | 13.9258 | 12.4557 | 14.0007 | 12.974 | 12.8156 | 12.5317 | 12.7609 | 12.9031 | 12.924 | 12.6816 | 12.4288 | 12.1759 | 11.9059 | 11.65 | 11.4132 | 11.1892 | 10.9886 | 10.8146 | 10.6778 | 10.5803 | 10.5184 | 10.4572 | 10.4054 | 10.3642 | 10.3255 | 10.2911 | 10.259 | 10.2375
Northwest | Hospital | Peak | August | Lighting | MW | 49.5451 | 50.5181 | 54.0799 | 56.7263 | 52.6983 | 53.6056 | 54.2803 | 65.24 | 54.9515 | 60.6788 | 63.3799 | 60.0443 | 59.0209 | 71.736 | 74.1912 | 67.309 | 75.542 | 61.8133 | 68.9551 | 77.0875 | 70.7105 | 75.2492 | 87.079 | 77.3512 | 84.143 | 81.9179 | 80.3993 | 82.6074 | 88.5345 | 93.8356 | 98.3914 | 102.2847 | 105.7029 | 108.4972 | 110.5258 | 112.2781 | 113.8802 | 115.2703 | 116.6479 | 118.08 | 119.7461 | 121.6949 | 123.8789 | 125.817 | 127.6775 | 129.4699 | 131.0841 | 132.5917 | 133.9832 | 135.3685
Northwest | Hospital | Peak | August | Air Conditioning | MW | 158.7797 | 154.6899 | 150.3672 | 147.9462 | 208.5842 | 180.882 | 196.7378 | 147.816 | 208.9886 | 188.0458 | 208.6109 | 212.9226 | 256.7941 | 192.307 | 203.3708 | 196.1723 | 244.9781 | 280.6685 | 267.0406 | 255.0114 | 233.8535 | 253.8002 | 296.8798 | 260.1915 | 279.891 | 280.105 | 270.8976 | 268.5207 | 279.2585 | 288.3784 | 294.6133 | 300.5618 | 306.2564 | 311.4052 | 315.6131 | 319.6858 | 323.8298 | 327.9262 | 332.3041 | 337.1017 | 342.7376 | 349.3238 | 356.8061 | 364.0985 | 371.4477 | 379.0532 | 386.6039 | 394.1434 | 401.6638 | 409.4639
Northwest | Hospital | Peak | August | Other Non-Substitutables | MW | 40.9399 | 41.8649 | 44.8526 | 47.2053 | 43.7834 | 44.5424 | 44.9883 | 54.249 | 45.7895 | 50.4941 | 52.6574 | 50.0153 | 49.196 | 59.8776 | 61.9715 | 56.2849 | 63.0612 | 53.8109 | 60.001 | 67.2044 | 64.0618 | 61.4898 | 70.3799 | 69.5352 | 66.3841 | 63.684 | 66.4096 | 67.2702 | 71.1654 | 74.7257 | 77.5136 | 79.9017 | 82.0396 | 83.7911 | 84.9872 | 86.0212 | 86.9728 | 87.7923 | 88.6192 | 89.5087 | 90.5979 | 91.924 | 93.4633 | 94.8317 | 96.1412 | 97.4173 | 98.5838 | 99.6683 | 100.6589 | 101.66
Northwest | Hospital | Peak | September | Space Heating | MW | 0.8605 | 0.8397 | 0.9379 | 1.0251 | 0.97 | 0.9686 | 0.89 | 1.1954 | 0.99 | 1.0136 | 1.18 | 1.0426 | 1.061 | 1.2714 | 1.3189 | 1.2148 | 1.3461 | 1.2097 | 1.1462 | 1.3505 | 1.5327 | 1.4555 | 1.3442 | 1.6629 | 1.3447 | 1.3944 | 1.4 | 1.4199 | 1.488 | 1.5447 | 1.5869 | 1.6221 | 1.6527 | 1.6766 | 1.686 | 1.6926 | 1.6976 | 1.7004 | 1.703 | 1.7066 | 1.7134 | 1.7241 | 1.7382 | 1.7495 | 1.7598 | 1.7695 | 1.7776 | 1.7843 | 1.7895 | 1.7949
Northwest | Hospital | Peak | September | Water Heating | MW | 6.5446 | 6.6397 | 7.0308 | 7.3193 | 7.0768 | 7.1214 | 7.2579 | 8.2878 | 7.5076 | 8.0141 | 8.3492 | 7.8785 | 8.2473 | 9.3636 | 9.5021 | 8.8922 | 9.7607 | 9.6254 | 8.9832 | 10.1222 | 10.3248 | 10.6045 | 11.7054 | 11.2442 | 11.4598 | 12.274 | 10.706 | 10.8846 | 11.5504 | 11.9069 | 12.1671 | 12.3943 | 12.6046 | 12.7788 | 12.8099 | 12.8297 | 12.8469 | 12.8551 | 12.8711 | 12.9021 | 12.9659 | 13.0683 | 13.2056 | 13.3254 | 13.4415 | 13.5582 | 13.6653 | 13.765 | 13.8551 | 13.9503
Northwest | Hospital | Peak | September | Other Substitutables | MW | 1.5657 | 1.6052 | 1.7081 | 1.7749 | 1.7105 | 1.7251 | 1.7551 | 2.0023 | 1.82 | 1.9404 | 2.02 | 1.9116 | 1.9987 | 2.2778 | 2.3116 | 2.1714 | 2.3688 | 2.3428 | 2.1819 | 2.4621 | 2.5361 | 2.6316 | 2.9023 | 2.7473 | 2.7241 | 3.0085 | 2.6427 | 2.6802 | 2.8349 | 2.9713 | 3.0841 | 3.182 | 3.2691 | 3.341 | 3.385 | 3.4215 | 3.4541 | 3.4811 | 3.5082 | 3.5374 | 3.5739 | 3.6188 | 3.671 | 3.7165 | 3.7597 | 3.8015 | 3.8386 | 3.8726 | 3.9035 | 3.9344
Northwest | Hospital | Peak | September | Refrigeration | MW | 6.8774 | 6.9854 | 7.3797 | 7.6769 | 7.4437 | 7.4755 | 7.6619 | 8.6962 | 7.9151 | 8.424 | 8.8062 | 8.315 | 8.6964 | 9.8335 | 9.9766 | 9.3043 | 10.253 | 10.0396 | 9.3714 | 10.5553 | 10.8355 | 10.8543 | 11.7587 | 11.42 | 11.7948 | 12.1513 | 10.9913 | 10.7501 | 10.9504 | 11.0746 | 11.0967 | 10.8913 | 10.6771 | 10.4626 | 10.2309 | 10.0121 | 9.8097 | 9.6185 | 9.4471 | 9.2984 | 9.1816 | 9.0993 | 9.0482 | 8.9977 | 8.9548 | 8.9211 | 8.89 | 8.8622 | 8.836 | 8.8189
Northwest | Hospital | Peak | September | Lighting | MW | 41.9458 | 42.4998 | 44.8747 | 46.5483 | 45.1779 | 45.3272 | 46.5648 | 52.7469 | 47.9241 | 51.0432 | 53.4367 | 50.3614 | 52.6031 | 59.4107 | 60.2626 | 56.1986 | 62.0169 | 57.7685 | 53.9674 | 60.7213 | 63.3485 | 64.4375 | 68.8733 | 66.4604 | 66.267 | 71.8891 | 64.8432 | 66.6207 | 71.4035 | 75.671 | 79.3514 | 82.4955 | 85.2602 | 87.5205 | 89.1403 | 90.5471 | 91.8338 | 92.9532 | 94.0605 | 95.2107 | 96.5501 | 98.1247 | 99.8966 | 101.4705 | 102.977 | 104.431 | 105.7469 | 106.9739 | 108.1017 | 109.2272
Northwest | Hospital | Peak | September | Air Conditioning | MW | 102.5838 | 99.3526 | 95.9229 | 93.1515 | 135.583 | 116.6181 | 128.7819 | 91.81 | 138.1909 | 120.7055 | 134.2603 | 135.7933 | 173.026 | 122.1319 | 126.8283 | 125.5738 | 153.5048 | 200.4775 | 160.4718 | 154.4921 | 160.3922 | 166.1254 | 180.3835 | 171.8341 | 170.0542 | 188.6422 | 167.2723 | 165.8367 | 172.5488 | 178.2514 | 182.1985 | 185.9605 | 189.5688 | 192.8334 | 195.4749 | 198.0452 | 200.6591 | 203.247 | 206.0053 | 209.0206 | 212.5556 | 216.6943 | 221.4024 | 225.9917 | 230.6086 | 235.3869 | 240.1402 | 244.8824 | 249.6018 | 254.4997
Northwest | Hospital | Peak | September | Other Non-Substitutables | MW | 52.3028 | 53.1111 | 56.1146 | 58.3618 | 56.6041 | 56.81 | 58.2508 | 66.1209 | 60.1888 | 64.0453 | 66.9515 | 63.2472 | 66.1081 | 74.7605 | 75.8439 | 70.7595 | 77.9869 | 76.3264 | 71.2547 | 80.2509 | 86.6706 | 79.5198 | 84.5395 | 90.8106 | 79.3497 | 84.7266 | 80.8995 | 81.9812 | 86.7772 | 91.1489 | 94.6021 | 97.5586 | 100.2142 | 102.393 | 103.8541 | 105.1304 | 106.3063 | 107.3243 | 108.3474 | 109.4446 | 110.7864 | 112.4288 | 114.3434 | 116.0482 | 117.6737 | 119.2602 | 120.7204 | 122.0755 | 123.3064 | 124.554
Northwest | Hospital | Peak | October | Space Heating | MW | 3.3093 | 3.2591 | 3.6106 | 3.8842 | 3.8035 | 3.7314 | 3.5246 | 4.4198 | 3.8837 | 3.8915 | 4.1054 | 3.7933 | 3.58 | 4.277 | 4.5467 | 4.294 | 5.188 | 4.0946 | 3.9778 | 4.3219 | 6.2726 | 5.6103 | 5.0477 | 6.1178 | 4.8016 | 4.8056 | 5.0461 | 5.1187 | 5.3663 | 5.5719 | 5.7259 | 5.8544 | 5.9667 | 6.0542 | 6.0887 | 6.1133 | 6.1321 | 6.1428 | 6.1531 | 6.1668 | 6.192 | 6.2315 | 6.284 | 6.3262 | 6.3643 | 6.4007 | 6.4313 | 6.4568 | 6.4763 | 6.4967
Northwest | Hospital | Peak | October | Water Heating | MW | 5.9644 | 6.1049 | 6.414 | 6.5684 | 6.5806 | 6.5048 | 6.8011 | 7.2978 | 6.9884 | 7.3272 | 6.9217 | 6.8238 | 6.6289 | 7.5078 | 7.8021 | 7.4697 | 8.9367 | 7.7555 | 7.4264 | 7.7255 | 10.0874 | 9.7427 | 10.4491 | 9.882 | 9.7405 | 10.0635 | 9.1934 | 9.3548 | 9.937 | 10.2523 | 10.4868 | 10.6926 | 10.8845 | 11.0454 | 11.0733 | 11.0921 | 11.1087 | 11.1176 | 11.133 | 11.1612 | 11.2179 | 11.3086 | 11.4302 | 11.5366 | 11.6394 | 11.7427 | 11.8382 | 11.9269 | 12.0068 | 12.0912
Northwest | Hospital | Peak | October | Other Substitutables | MW | 1.4205 | 1.4707 | 1.5516 | 1.5867 | 1.5845 | 1.5702 | 1.6396 | 1.7597 | 1.6885 | 1.7709 | 1.6709 | 1.6525 | 1.6033 | 1.8225 | 1.892 | 1.8184 | 2.1623 | 1.8835 | 1.8014 | 1.8761 | 2.475 | 2.4134 | 2.5854 | 2.4117 | 2.3143 | 2.462 | 2.266 | 2.2985 | 2.4319 | 2.5493 | 2.6468 | 2.7313 | 2.8067 | 2.869 | 2.9068 | 2.9383 | 2.9666 | 2.9901 | 3.0135 | 3.0388 | 3.0703 | 3.1093 | 3.1546 | 3.1942 | 3.2317 | 3.268 | 3.3004 | 3.3301 | 3.3569 | 3.3838
Northwest | Hospital | Peak | October | Refrigeration | MW | 6.3278 | 6.4865 | 6.8019 | 6.9553 | 6.9898 | 6.8881 | 7.2546 | 7.6866 | 7.4278 | 7.7343 | 7.3398 | 7.2358 | 7.0181 | 7.9191 | 8.2363 | 7.875 | 9.453 | 8.1334 | 7.7831 | 8.0831 | 10.6368 | 10.0191 | 10.5362 | 10.075 | 10.0553 | 9.995 | 9.4781 | 9.2721 | 9.4479 | 9.5573 | 9.5799 | 9.4048 | 9.2223 | 9.0392 | 8.8398 | 8.652 | 8.4782 | 8.3142 | 8.1671 | 8.0396 | 7.9397 | 7.8699 | 7.8276 | 7.7856 | 7.75 | 7.7223 | 7.6972 | 7.6747 | 7.6532 | 7.6397
Northwest | Hospital | Peak | October | Lighting | MW | 34.3286 | 35.0915 | 36.7877 | 37.5148 | 37.7165 | 37.124 | 39.1747 | 41.4252 | 39.9661 | 41.6179 | 39.5335 | 38.9194 | 37.7137 | 42.4947 | 44.1922 | 42.2097 | 50.7302 | 41.2898 | 39.55 | 41.0937 | 55.1666 | 52.7545 | 54.5515 | 51.8799 | 49.922 | 52.3038 | 49.5878 | 50.9485 | 54.6141 | 57.8795 | 60.7044 | 63.1162 | 65.2407 | 66.9783 | 68.2125 | 69.2889 | 70.2739 | 71.1324 | 71.9807 | 72.8614 | 73.8875 | 75.0975 | 76.4631 | 77.677 | 78.8373 | 79.958 | 80.9759 | 81.9243 | 82.7936 | 83.6626
Northwest | Hospital | Peak | October | Air Conditioning | MW | 55.6594 | 54.4397 | 52.5664 | 50.1833 | 74.6596 | 63.3382 | 71.6172 | 47.9928 | 76.1919 | 65.3458 | 66.0316 | 69.5495 | 82.0567 | 58.2045 | 62.1174 | 63.1025 | 83.6259 | 95.5418 | 78.6109 | 69.9562 | 92.999 | 90.4793 | 95.3598 | 89.4883 | 85.6403 | 91.5388 | 85.1178 | 84.4057 | 87.8421 | 90.7594 | 92.7921 | 94.7268 | 96.5865 | 98.27 | 99.621 | 100.9407 | 102.2828 | 103.6127 | 105.0282 | 106.5738 | 108.3845 | 110.5079 | 112.927 | 115.2855 | 117.6557 | 120.1088 | 122.5527 | 124.9896 | 127.4108 | 129.9251
Northwest | Hospital | Peak | October | Other Non-Substitutables | MW | 62.353 | 63.8947 | 67.0132 | 68.5054 | 68.8682 | 67.82 | 71.4579 | 75.7229 | 73.1785 | 76.1848 | 72.2988 | 71.3085 | 69.1214 | 78.0044 | 81.1216 | 77.5928 | 93.161 | 80.1118 | 76.6733 | 79.6208 | 110.149 | 95.1302 | 98.2826 | 103.8843 | 87.684 | 90.3755 | 90.4033 | 91.6461 | 97.0594 | 101.9851 | 105.9035 | 109.2561 | 112.2764 | 114.7582 | 116.4032 | 117.851 | 119.1864 | 120.3466 | 121.5097 | 122.7541 | 124.2733 | 126.1384 | 128.3185 | 130.2621 | 132.1115 | 133.918 | 135.5882 | 137.1369 | 138.5386 | 139.9619
Northwest | Hospital | Peak | November | Space Heating | MW | 5.5727 | 5.4959 | 6.0929 | 6.5537 | 6.4137 | 6.2911 | 5.9509 | 7.467 | 6.5623 | 6.5701 | 7.1114 | 6.3316 | 6.0013 | 7.2722 | 8.5487 | 7.9282 | 8.3451 | 7.1529 | 7.5936 | 8.5962 | 10.5025 | 9.6064 | 7.9693 | 9.4147 | 9.7806 | 7.8108 | 8.2964 | 8.4161 | 8.8229 | 9.1608 | 9.414 | 9.6252 | 9.8096 | 9.9534 | 10.01 | 10.0502 | 10.081 | 10.0984 | 10.1152 | 10.1374 | 10.1788 | 10.2436 | 10.3297 | 10.399 | 10.4614 | 10.5211 | 10.5713 | 10.613 | 10.6449 | 10.6783
Northwest | Hospital | Peak | November | Water Heating | MW | 6.4896 | 6.6501 | 6.9924 | 7.1602 | 7.168 | 7.0854 | 7.4155 | 7.963 | 7.6235 | 7.9902 | 7.7452 | 7.3561 | 7.177 | 8.2456 | 9.4755 | 8.909 | 9.2833 | 8.755 | 9.1597 | 9.9301 | 10.9313 | 10.7925 | 10.6658 | 9.8448 | 12.8291 | 10.5777 | 9.7737 | 9.9446 | 10.5628 | 10.8974 | 11.1459 | 11.364 | 11.5674 | 11.7377 | 11.767 | 11.7867 | 11.804 | 11.8131 | 11.8292 | 11.8589 | 11.9188 | 12.0149 | 12.1438 | 12.2566 | 12.3655 | 12.475 | 12.5762 | 12.6702 | 12.7548 | 12.8442
Northwest | Hospital | Peak | November | Other Substitutables | MW | 1.546 | 1.6023 | 1.692 | 1.7301 | 1.7262 | 1.7109 | 1.7879 | 1.9205 | 1.842 | 1.9314 | 1.87 | 1.7815 | 1.7363 | 2.0021 | 2.2982 | 2.1688 | 2.2462 | 2.1267 | 2.2222 | 2.4124 | 2.6832 | 2.6732 | 2.6375 | 2.4021 | 3.0488 | 2.5866 | 2.4086 | 2.4432 | 2.585 | 2.7098 | 2.8135 | 2.9033 | 2.9835 | 3.0497 | 3.0899 | 3.1233 | 3.1532 | 3.1781 | 3.203 | 3.2298 | 3.2633 | 3.3046 | 3.3527 | 3.3947 | 3.4345 | 3.473 | 3.5074 | 3.5389 | 3.5673 | 3.5959
Northwest | Hospital | Peak | November | Refrigeration | MW | 6.8883 | 7.0706 | 7.4198 | 7.5859 | 7.6195 | 7.5068 | 7.9174 | 8.3941 | 8.1133 | 8.4412 | 8.2197 | 7.8073 | 7.6051 | 8.7039 | 10.0112 | 9.3991 | 9.8286 | 9.1854 | 9.6036 | 10.3925 | 11.5276 | 11.0941 | 10.7453 | 10.0283 | 13.236 | 10.4975 | 10.0737 | 9.8545 | 10.041 | 10.157 | 10.1807 | 9.9945 | 9.8003 | 9.6055 | 9.3934 | 9.1936 | 9.0087 | 8.8342 | 8.6778 | 8.5421 | 8.4357 | 8.3614 | 8.3162 | 8.2714 | 8.2334 | 8.2038 | 8.1769 | 8.1529 | 8.1298 | 8.1154
Northwest | Hospital | Peak | November | Lighting | MW | 33.2127 | 33.9977 | 35.6663 | 36.3659 | 36.5432 | 35.9596 | 38.0023 | 40.2154 | 38.8089 | 40.3797 | 39.3623 | 37.3333 | 36.3285 | 41.5204 | 47.7594 | 44.8063 | 46.9121 | 41.4607 | 43.3927 | 46.9828 | 53.0806 | 51.8987 | 49.4655 | 45.9123 | 58.44 | 48.8513 | 46.8346 | 48.118 | 51.5774 | 54.6595 | 57.3253 | 59.6015 | 61.6059 | 63.2449 | 64.4091 | 65.4239 | 66.3525 | 67.1617 | 67.9612 | 68.7915 | 69.7592 | 70.9003 | 72.1881 | 73.3328 | 74.4267 | 75.4836 | 76.4435 | 77.3376 | 78.1571 | 78.9764
Northwest | Hospital | Peak | November | Air Conditioning | MW | 59.8321 | 58.6068 | 56.6165 | 54.0565 | 80.3381 | 68.1512 | 77.1719 | 51.8186 | 82.1477 | 70.4364 | 73.0057 | 74.0941 | 87.7501 | 63.1946 | 74.5647 | 74.3538 | 85.8391 | 106.4988 | 95.7622 | 88.7927 | 99.6454 | 99.0136 | 96.0389 | 87.9699 | 111.3463 | 94.9425 | 89.3771 | 88.6273 | 92.2394 | 95.3076 | 97.4474 | 99.4845 | 101.4417 | 103.2132 | 104.6358 | 106.0247 | 107.4369 | 108.8362 | 110.3253 | 111.9513 | 113.8564 | 116.0894 | 118.6331 | 121.113 | 123.6049 | 126.1843 | 128.754 | 131.316 | 133.8616 | 136.5049
Northwest | Hospital | Peak | November | Other Non-Substitutables | MW | 61.7523 | 63.3638 | 66.5049 | 67.9757 | 68.2995 | 67.2429 | 70.9498 | 75.2324 | 72.7202 | 75.6456 | 73.6598 | 69.9989 | 68.1447 | 77.9999 | 89.7072 | 84.2543 | 88.1231 | 82.3102 | 86.0713 | 93.1325 | 108.6961 | 95.7924 | 91.0943 | 94.0943 | 104.8758 | 86.2783 | 87.3962 | 88.5943 | 93.8229 | 98.5808 | 102.3647 | 105.6028 | 108.5185 | 110.9137 | 112.5013 | 113.8977 | 115.1853 | 116.3037 | 117.4249 | 118.6251 | 120.0913 | 121.891 | 123.9949 | 125.8705 | 127.6547 | 129.398 | 131.0099 | 132.504 | 133.8562 | 135.2293
Northwest | Hospital | Peak | December | Space Heating | MW | 6.8607 | 6.7746 | 7.4751 | 8.0101 | 7.9079 | 7.7266 | 7.3595 | 9.1276 | 8.1149 | 8.0998 | 9.0974 | 8.0481 | 8.9961 | 9.1122 | 10.1569 | 9.3616 | 9.5672 | 8.6569 | 8.6166 | 10.9716 | 11.604 | 11.4638 | 11.7661 | 14.8914 | 10.4224 | 10.2207 | 10.4892 | 10.6412 | 11.1566 | 11.5847 | 11.9062 | 12.1744 | 12.4087 | 12.5915 | 12.6633 | 12.7145 | 12.7538 | 12.776 | 12.7976 | 12.826 | 12.8787 | 12.9611 | 13.0707 | 13.1591 | 13.2386 | 13.3148 | 13.379 | 13.4324 | 13.4732 | 13.5159
Northwest | Hospital | Peak | December | Water Heating | MW | 5.0549 | 5.185 | 5.4263 | 5.5344 | 5.5923 | 5.5063 | 5.8018 | 6.1655 | 5.9698 | 6.2387 | 6.275 | 5.9187 | 6.8115 | 6.5424 | 7.1303 | 6.6651 | 6.7444 | 6.7126 | 6.5861 | 8.0306 | 7.6643 | 8.1643 | 9.9561 | 9.8803 | 8.6467 | 8.7567 | 7.8258 | 7.9642 | 8.4612 | 8.731 | 8.9323 | 9.1092 | 9.2744 | 9.413 | 9.4367 | 9.4527 | 9.4668 | 9.4743 | 9.4874 | 9.5114 | 9.5598 | 9.6372 | 9.7411 | 9.8321 | 9.9199 | 10.0082 | 10.0899 | 10.1658 | 10.2339 | 10.306
Northwest | Hospital | Peak | December | Other Substitutables | MW | 1.2032 | 1.2485 | 1.3118 | 1.3362 | 1.3457 | 1.3286 | 1.3984 | 1.4866 | 1.4419 | 1.5077 | 1.5146 | 1.4334 | 1.6471 | 1.5877 | 1.7284 | 1.6219 | 1.6316 | 1.63 | 1.5974 | 1.95 | 1.8817 | 2.0208 | 2.457 | 2.4072 | 2.0531 | 2.1384 | 1.9273 | 1.9552 | 2.0688 | 2.1689 | 2.2521 | 2.3243 | 2.3888 | 2.442 | 2.4741 | 2.5009 | 2.5249 | 2.5449 | 2.5648 | 2.5863 | 2.6131 | 2.6463 | 2.6849 | 2.7186 | 2.7505 | 2.7815 | 2.8091 | 2.8344 | 2.8573 | 2.8802
Northwest | Hospital | Peak | December | Refrigeration | MW | 5.3759 | 5.5246 | 5.7713 | 5.8762 | 5.9564 | 5.8439 | 6.2069 | 6.503 | 6.3592 | 6.5963 | 6.6692 | 6.29 | 7.2257 | 6.9147 | 7.5416 | 7.0362 | 7.1433 | 7.0472 | 6.9087 | 8.4086 | 8.0891 | 8.3992 | 10.0347 | 10.0696 | 8.9278 | 8.6971 | 8.0736 | 7.8982 | 8.0484 | 8.1418 | 8.1616 | 8.0128 | 7.8576 | 7.7018 | 7.5319 | 7.3719 | 7.2238 | 7.0841 | 6.9588 | 6.8501 | 6.765 | 6.7056 | 6.6698 | 6.6342 | 6.6039 | 6.5805 | 6.5593 | 6.5403 | 6.522 | 6.5106
Northwest | Hospital | Peak | December | Lighting | MW | 26.6475 | 27.3094 | 28.5245 | 28.9627 | 29.3713 | 28.7807 | 30.6162 | 32.0207 | 31.2635 | 32.4254 | 32.8097 | 30.9042 | 35.4811 | 33.9123 | 36.9761 | 34.469 | 35.0292 | 32.6591 | 32.0538 | 39.0383 | 38.2393 | 40.3503 | 47.4119 | 47.343 | 40.4501 | 41.5595 | 38.5699 | 39.626 | 42.4754 | 45.013 | 47.2098 | 49.0854 | 50.7373 | 52.0879 | 53.045 | 53.8797 | 54.6437 | 55.3095 | 55.9672 | 56.6503 | 57.4471 | 58.387 | 59.4489 | 60.393 | 61.2946 | 62.1661 | 62.9584 | 63.6961 | 64.3717 | 65.0474
Northwest | Hospital | Peak | December | Air Conditioning | MW | 36.6454 | 35.942 | 34.6328 | 32.9167 | 49.2318 | 41.6393 | 47.4622 | 31.5139 | 50.4999 | 43.1978 | 46.5075 | 46.823 | 65.3598 | 39.4387 | 44.1447 | 43.7399 | 48.9937 | 64.1242 | 54.0843 | 56.4256 | 54.9725 | 58.9181 | 70.3818 | 69.3271 | 58.9651 | 61.7312 | 56.2536 | 55.7848 | 58.0638 | 60 | 61.354 | 62.6426 | 63.8808 | 65.0016 | 65.9001 | 66.7776 | 67.6698 | 68.5539 | 69.4942 | 70.521 | 71.724 | 73.134 | 74.7409 | 76.3075 | 77.8811 | 79.5102 | 81.1339 | 82.7521 | 84.3593 | 86.0286
Northwest | Hospital | Peak | December | Other Non-Substitutables | MW | 62.0039 | 63.6959 | 66.553 | 67.7426 | 68.6911 | 67.3472 | 71.5592 | 74.9849 | 73.3303 | 76.0505 | 76.8901 | 72.5552 | 83.2967 | 79.7215 | 86.9408 | 81.1463 | 82.399 | 81.245 | 79.6614 | 96.9453 | 98.2105 | 93.2591 | 109.3738 | 121.6091 | 90.9422 | 91.9681 | 90.111 | 91.3537 | 96.7575 | 101.6733 | 105.5901 | 108.9416 | 111.9608 | 114.4414 | 116.0808 | 117.5245 | 118.8561 | 120.0132 | 121.1724 | 122.4134 | 123.9296 | 125.7914 | 127.9699 | 129.9126 | 131.7591 | 133.5643 | 135.2355 | 136.7836 | 138.1834 | 139.6056
Northwest | OtherHealth | Peak | January | Space Heating | MW | 100.0206 | 99.0126 | 109.4385 | 116.8504 | 115.256 | 112.1194 | 107.1902 | 130.1216 | 115.8731 | 114.6531 | 142.2637 | 122.5331 | 108.7593 | 121.7167 | 134.4589 | 139.673 | 137.1281 | 109.5344 | 136.3593 | 139.3631 | 139.8032 | 155.3996 | 164.7068 | 161.4555 | 135.5296 | 148.8153 | 143.6533 | 144.1033 | 148.9038 | 152.5295 | 154.3253 | 155.8062 | 156.926 | 157.6518 | 158.089 | 158.4223 | 158.6473 | 158.7589 | 158.9283 | 159.1743 | 159.6106 | 160.3843 | 161.3395 | 162.0765 | 162.8488 | 163.5755 | 164.1608 | 164.7068 | 165.1775 | 165.627
Northwest | OtherHealth | Peak | January | Water Heating | MW | 7.7885 | 8.0316 | 8.3869 | 8.5007 | 8.6217 | 8.3898 | 8.9565 | 9.1746 | 9.009 | 9.2511 | 10.3437 | 9.5182 | 8.6713 | 9.1743 | 9.9404 | 10.4196 | 10.1547 | 8.8709 | 10.8181 | 10.5981 | 10.1651 | 12.2219 | 13.1034 | 11.7407 | 11.5021 | 12.1912 | 11.2472 | 11.4001 | 11.9943 | 12.5105 | 12.9001 | 13.2639 | 13.5966 | 13.8941 | 14.0168 | 14.1316 | 14.2363 | 14.3301 | 14.4304 | 14.5394 | 14.6683 | 14.8332 | 15.0181 | 15.1807 | 15.3469 | 15.5089 | 15.6567 | 15.8006 | 15.9358 | 16.0693
Northwest | OtherHealth | Peak | January | Other Substitutables | MW | 2.9524 | 3.0578 | 3.2386 | 3.312 | 3.2868 | 3.2793 | 3.3676 | 3.7255 | 3.4928 | 3.7437 | 4.1 | 3.7888 | 3.4839 | 3.7752 | 4.0708 | 4.3115 | 4.1249 | 3.7883 | 4.6401 | 4.5919 | 4.437 | 5.5642 | 6.0608 | 5.2793 | 4.9865 | 5.7243 | 5.1124 | 5.1687 | 5.4287 | 5.6523 | 5.8223 | 5.896 | 5.942 | 5.9807 | 5.9838 | 5.9876 | 5.9927 | 5.9988 | 6.0126 | 6.0337 | 6.0674 | 6.1189 | 6.1807 | 6.2351 | 6.2942 | 6.3531 | 6.4064 | 6.4597 | 6.512 | 6.5641
Northwest | OtherHealth | Peak | January | Refrigeration | MW | 7.7885 | 8.0316 | 8.3869 | 8.5007 | 8.6217 | 8.3898 | 8.9565 | 9.1746 | 9.009 | 9.2511 | 10.3437 | 9.5182 | 8.6713 | 9.1743 | 9.9404 | 10.4196 | 10.1547 | 8.8709 | 10.8181 | 10.5981 | 10.1354 | 12.2197 | 13.1547 | 11.7828 | 11.5343 | 12.2491 | 11.231 | 10.9152 | 11.0051 | 11.0197 | 10.9104 | 10.6227 | 10.3357 | 10.0636 | 9.7962 | 9.551 | 9.3255 | 9.1176 | 8.9334 | 8.7719 | 8.6371 | 8.5345 | 8.4556 | 8.3803 | 8.3195 | 8.2683 | 8.2209 | 8.1816 | 8.1477 | 8.121
Northwest | OtherHealth | Peak | January | Lighting | MW | 46.3046 | 47.6355 | 49.7423 | 50.3004 | 51.0185 | 49.6354 | 53.0606 | 54.2119 | 53.2077 | 54.5878 | 61.1091 | 56.1305 | 51.1353 | 54.0071 | 58.507 | 61.2402 | 59.7397 | 48.799 | 59.5908 | 58.4738 | 62.5133 | 70.9699 | 64.4156 | 74.6854 | 56.1257 | 59.9778 | 61.9778 | 63.114 | 66.7018 | 69.8014 | 72.1945 | 74.323 | 76.165 | 77.6998 | 78.8583 | 79.9207 | 80.8967 | 81.7851 | 82.6975 | 83.6414 | 84.6958 | 85.9483 | 87.3005 | 88.501 | 89.7167 | 90.891 | 91.9547 | 92.9859 | 93.9667 | 94.9264
Northwest | OtherHealth | Peak | January | Air Conditioning | MW | 93.1043 | 91.5133 | 90.106 | 85.814 | 123.3678 | 104.4582 | 118.0088 | 77.9582 | 125.187 | 104.8584 | 125.3136 | 122.5847 | 135.7129 | 92.3508 | 103.7834 | 115.579 | 122.1171 | 140.1108 | 146.3768 | 124.3245 | 123.2019 | 150.2876 | 153.8726 | 138.7739 | 127.6796 | 145.1347 | 136.7844 | 135.7805 | 141.179 | 145.7069 | 148.698 | 151.7257 | 154.7173 | 157.5874 | 160.1025 | 162.714 | 165.3833 | 168.1081 | 171.0546 | 174.2202 | 177.752 | 181.8283 | 186.2886 | 190.6404 | 195.1864 | 199.873 | 204.5315 | 209.2998 | 214.1077 | 219.0331
Northwest | OtherHealth | Peak | January | Other Non-Substitutables | MW | 119.7558 | 123.4501 | 128.9612 | 130.6729 | 132.5316 | 129.0171 | 137.7221 | 141.0496 | 138.5728 | 142.2028 | 159.0419 | 146.3004 | 133.3164 | 141.0372 | 152.7957 | 160.1584 | 156.115 | 136.3831 | 166.2922 | 162.9253 | 158.3048 | 196.9101 | 211.2018 | 185.3897 | 174.0228 | 198.9176 | 180.1983 | 180.9649 | 188.7479 | 195.6167 | 199.9176 | 203.832 | 207.2674 | 210.1572 | 212.2286 | 214.1697 | 215.9676 | 217.6091 | 219.3598 | 221.2466 | 223.4496 | 226.206 | 229.2624 | 231.9673 | 234.7352 | 237.4302 | 239.8933 | 242.2909 | 244.5629 | 246.7958
Northwest | OtherHealth | Peak | February | Space Heating | MW | 119.0199 | 117.8154 | 130.2283 | 139.1317 | 137.2799 | 133.534 | 127.6342 | 155.0533 | 138.206 | 136.5901 | 171.277 | 137.1605 | 117.2522 | 147.4235 | 153.4463 | 165.8307 | 157.7887 | 139.6348 | 141.1027 | 159.6154 | 190.9565 | 178.5529 | 179.7092 | 183.9486 | 164.4764 | 181.2945 | 167.2093 | 167.725 | 173.3083 | 177.5246 | 179.6104 | 181.3294 | 182.6282 | 183.4686 | 183.9738 | 184.3583 | 184.617 | 184.7437 | 184.9375 | 185.2207 | 185.7252 | 186.6221 | 187.7302 | 188.585 | 189.4806 | 190.3229 | 191.0009 | 191.6333 | 192.178 | 192.6983
Northwest | OtherHealth | Peak | February | Water Heating | MW | 7.0494 | 7.269 | 7.5909 | 7.6988 | 7.8108 | 7.6002 | 8.1121 | 8.3153 | 8.1732 | 8.3833 | 9.4719 | 8.1042 | 7.1106 | 8.4515 | 8.6285 | 9.4093 | 8.8877 | 8.6015 | 8.5148 | 9.2326 | 10.5682 | 10.6767 | 10.8632 | 10.1756 | 10.6061 | 11.289 | 9.956 | 10.0916 | 10.6177 | 11.0749 | 11.4198 | 11.7419 | 12.0366 | 12.3 | 12.4084 | 12.5098 | 12.6023 | 12.6852 | 12.7737 | 12.87 | 12.984 | 13.1297 | 13.2932 | 13.437 | 13.5838 | 13.727 | 13.8577 | 13.9849 | 14.1044 | 14.2225
Northwest | OtherHealth | Peak | February | Other Substitutables | MW | 2.6742 | 2.7694 | 2.9328 | 3.0016 | 2.9795 | 2.9721 | 3.0516 | 3.3748 | 3.1672 | 3.3931 | 3.7591 | 3.2293 | 2.8599 | 3.4803 | 3.5346 | 3.8954 | 3.6115 | 3.6799 | 3.6584 | 4.0061 | 4.613 | 4.8561 | 5.0237 | 4.5695 | 4.5938 | 5.2973 | 4.5217 | 4.5713 | 4.801 | 4.9986 | 5.1487 | 5.2137 | 5.2543 | 5.2883 | 5.2909 | 5.2942 | 5.2987 | 5.304 | 5.3161 | 5.3348 | 5.3645 | 5.41 | 5.4646 | 5.5127 | 5.5648 | 5.6169 | 5.6639 | 5.711 | 5.7572 | 5.8033
Northwest | OtherHealth | Peak | February | Refrigeration | MW | 7.0494 | 7.269 | 7.5909 | 7.6988 | 7.8108 | 7.6002 | 8.1121 | 8.3153 | 8.1732 | 8.3833 | 9.4719 | 8.1042 | 7.1106 | 8.4515 | 8.6285 | 9.4093 | 8.8877 | 8.6015 | 8.5148 | 9.2326 | 10.5382 | 10.6748 | 10.9044 | 10.2112 | 10.6354 | 11.3422 | 9.9418 | 9.6622 | 9.7416 | 9.7544 | 9.6574 | 9.4027 | 9.1485 | 8.9075 | 8.6707 | 8.4535 | 8.2538 | 8.0697 | 7.9065 | 7.7635 | 7.6441 | 7.5531 | 7.4832 | 7.4165 | 7.3625 | 7.3172 | 7.2752 | 7.2403 | 7.2101 | 7.1865
Northwest | OtherHealth | Peak | February | Lighting | MW | 40.5838 | 41.7497 | 43.5964 | 44.1153 | 44.7572 | 43.5419 | 46.541 | 47.5862 | 46.751 | 47.9083 | 54.1995 | 46.2879 | 40.6054 | 48.1778 | 49.1863 | 53.5684 | 50.6482 | 45.8501 | 45.4457 | 49.3525 | 63.0767 | 60.0959 | 51.6856 | 62.7272 | 50.1056 | 53.774 | 53.139 | 54.1121 | 57.1863 | 59.8423 | 61.8923 | 63.7153 | 65.2926 | 66.6067 | 67.5985 | 68.5079 | 69.3433 | 70.1036 | 70.8845 | 71.6925 | 72.5951 | 73.6675 | 74.8254 | 75.8535 | 76.8946 | 77.9001 | 78.8108 | 79.6937 | 80.5335 | 81.3553
Northwest | OtherHealth | Peak | February | Air Conditioning | MW | 87.6845 | 86.1833 | 84.8373 | 80.8473 | 116.3003 | 98.4579 | 111.2411 | 73.5455 | 118.1753 | 98.8822 | 119.3998 | 108.6179 | 115.8035 | 88.5146 | 93.719 | 108.5646 | 111.1998 | 141.3678 | 119.9084 | 112.6812 | 133.2356 | 136.5753 | 132.6056 | 125.0783 | 122.4208 | 139.7627 | 125.9896 | 125.0663 | 130.0322 | 134.1961 | 136.9432 | 139.7238 | 142.4711 | 145.1069 | 147.4161 | 149.8144 | 152.2659 | 154.7685 | 157.475 | 160.3833 | 163.6284 | 167.3742 | 171.4735 | 175.4734 | 179.6517 | 183.9593 | 188.2411 | 192.6239 | 197.0431 | 201.5705
Northwest | OtherHealth | Peak | February | Other Non-Substitutables | MW | 122.869 | 126.6518 | 132.3115 | 134.1526 | 136.1028 | 132.4856 | 141.3987 | 144.9147 | 142.508 | 146.0745 | 165.0895 | 141.2043 | 123.9223 | 147.279 | 150.345 | 163.9459 | 154.8854 | 149.9046 | 148.3689 | 160.8896 | 186.4357 | 194.8317 | 198.5876 | 182.1976 | 181.9239 | 208.8314 | 180.7886 | 181.5562 | 189.361 | 196.2492 | 200.5603 | 204.4831 | 207.9254 | 210.8203 | 212.8947 | 214.8385 | 216.639 | 218.2824 | 220.0354 | 221.925 | 224.1316 | 226.8932 | 229.9558 | 232.6664 | 235.44 | 238.1402 | 240.6078 | 243.0099 | 245.286 | 247.5233
Northwest | OtherHealth | Peak | March | Space Heating | MW | 99.6719 | 98.5953 | 108.9993 | 116.5751 | 114.8325 | 111.8575 | 106.7603 | 130.0977 | 115.7306 | 114.4451 | 131.9297 | 117.6519 | 109.9358 | 130.2801 | 135.7562 | 135.1613 | 143.4756 | 114.1836 | 119.6332 | 124.4414 | 156.9781 | 149.5336 | 155.1561 | 172.0533 | 146.7887 | 144.7892 | 151.707 | 152.1694 | 157.2342 | 161.0598 | 162.9523 | 164.5118 | 165.6896 | 166.4514 | 166.9085 | 167.2558 | 167.4889 | 167.6022 | 167.7764 | 168.0318 | 168.4878 | 169.2998 | 170.3033 | 171.0773 | 171.8884 | 172.6508 | 173.264 | 173.836 | 174.3286 | 174.7991
Northwest | OtherHealth | Peak | March | Water Heating | MW | 6.8203 | 7.0279 | 7.3403 | 7.4524 | 7.5483 | 7.3553 | 7.8393 | 8.0604 | 7.9069 | 8.1149 | 8.4293 | 8.031 | 7.7021 | 8.6288 | 8.8193 | 8.8601 | 9.3366 | 8.1261 | 8.3403 | 8.3159 | 10.0378 | 10.3291 | 10.8342 | 10.9983 | 10.9296 | 10.41 | 10.4339 | 10.5757 | 11.1267 | 11.6055 | 11.9666 | 12.3039 | 12.6122 | 12.8879 | 13.0014 | 13.1075 | 13.2043 | 13.291 | 13.3837 | 13.4845 | 13.6038 | 13.7564 | 13.9276 | 14.0782 | 14.232 | 14.3819 | 14.5187 | 14.6519 | 14.777 | 14.9006
Northwest | OtherHealth | Peak | March | Other Substitutables | MW | 2.5889 | 2.6789 | 2.837 | 2.9058 | 2.8805 | 2.8766 | 2.9504 | 3.2712 | 3.0658 | 3.2839 | 3.3439 | 3.1982 | 3.0956 | 3.5524 | 3.6134 | 3.6704 | 3.7968 | 3.4743 | 3.5809 | 3.6063 | 4.3805 | 4.702 | 5.014 | 4.9449 | 4.7359 | 4.8891 | 4.742 | 4.7941 | 5.0348 | 5.242 | 5.3993 | 5.4674 | 5.5098 | 5.5453 | 5.548 | 5.5514 | 5.556 | 5.5615 | 5.5741 | 5.5936 | 5.6247 | 5.6723 | 5.7295 | 5.7798 | 5.8344 | 5.8889 | 5.9382 | 5.9875 | 6.0359 | 6.0841
Northwest | OtherHealth | Peak | March | Refrigeration | MW | 6.8203 | 7.0279 | 7.3403 | 7.4524 | 7.5483 | 7.3553 | 7.8393 | 8.0604 | 7.9069 | 8.1149 | 8.4293 | 8.031 | 7.7021 | 8.6288 | 8.8193 | 8.8601 | 9.3366 | 8.1261 | 8.3403 | 8.3159 | 10.0091 | 10.3273 | 10.8757 | 11.0371 | 10.9599 | 10.4591 | 10.419 | 10.1259 | 10.2091 | 10.2224 | 10.1208 | 9.8538 | 9.5872 | 9.3346 | 9.0864 | 8.8588 | 8.6495 | 8.4564 | 8.2854 | 8.1354 | 8.0102 | 7.9149 | 7.8415 | 7.7716 | 7.715 | 7.6674 | 7.6233 | 7.5867 | 7.5551 | 7.5303
Northwest | OtherHealth | Peak | March | Lighting | MW | 41.5992 | 42.7656 | 44.6642 | 45.2429 | 45.8272 | 44.6448 | 47.6485 | 48.8674 | 47.9139 | 49.1297 | 51.0972 | 48.5931 | 46.5977 | 52.1134 | 53.2592 | 53.4383 | 56.3664 | 45.8834 | 47.1545 | 47.0891 | 63.4745 | 61.6251 | 54.6209 | 71.9109 | 54.7044 | 52.5328 | 59.0315 | 60.1124 | 63.5266 | 66.4767 | 68.7534 | 70.7778 | 72.5289 | 73.9877 | 75.0887 | 76.0981 | 77.0253 | 77.8691 | 78.7357 | 79.6325 | 80.6344 | 81.8248 | 83.1101 | 84.2514 | 85.4073 | 86.5233 | 87.5341 | 88.514 | 89.4461 | 90.3583
Northwest | OtherHealth | Peak | March | Air Conditioning | MW | 97.3496 | 95.615 | 94.139 | 89.806 | 128.9781 | 109.3452 | 123.3588 | 81.7982 | 131.1892 | 109.8331 | 121.938 | 123.5095 | 143.9252 | 103.7081 | 109.9248 | 117.3057 | 134.0511 | 153.2561 | 134.7657 | 116.4737 | 145.2207 | 151.5735 | 151.7391 | 155.0874 | 144.7526 | 147.8208 | 151.4593 | 150.3513 | 156.3129 | 161.3108 | 164.6042 | 167.9377 | 171.231 | 174.3904 | 177.1585 | 180.0333 | 182.9723 | 185.9726 | 189.2179 | 192.7057 | 196.5979 | 201.0914 | 206.0092 | 210.8082 | 215.8216 | 220.9897 | 226.1269 | 231.3854 | 236.688 | 242.1205
Northwest | OtherHealth | Peak | March | Other Non-Substitutables | MW | 117.9801 | 121.5292 | 126.9786 | 128.8817 | 130.5383 | 127.25 | 135.6146 | 139.4145 | 136.8258 | 140.3328 | 145.8106 | 138.8755 | 133.2209 | 149.2355 | 152.5119 | 153.2148 | 161.4843 | 140.5533 | 144.2345 | 143.8244 | 175.7644 | 187.1387 | 196.5829 | 195.4608 | 186.0517 | 191.1748 | 188.0565 | 188.8542 | 196.9702 | 204.134 | 208.617 | 212.6954 | 216.2733 | 219.2818 | 221.4379 | 223.4577 | 225.3285 | 227.0358 | 228.8571 | 230.8207 | 233.114 | 235.9844 | 239.1676 | 241.9854 | 244.8688 | 247.6753 | 250.2399 | 252.7363 | 255.1021 | 257.4276
Northwest | OtherHealth | Peak | April | Space Heating | MW | 75.8866 | 74.7039 | 82.5474 | 88.6251 | 86.9878 | 85.1456 | 80.638 | 100.116 | 88.261 | 87.7178 | 93.5381 | 92.1736 | 83.6719 | 103.6743 | 107.7986 | 109.8183 | 108.188 | 93.4567 | 94.6568 | 107.3447 | 115.0572 | 113.8259 | 128.2652 | 119.8464 | 111.6182 | 111.4376 | 108.5076 | 108.8398 | 112.4651 | 115.2044 | 116.5625 | 117.6816 | 118.5271 | 119.0742 | 119.4052 | 119.6564 | 119.8258 | 119.9091 | 120.0362 | 120.2212 | 120.55 | 121.1334 | 121.8536 | 122.4093 | 122.9919 | 123.5393 | 123.9794 | 124.3899 | 124.744 | 125.0821
Northwest | OtherHealth | Peak | April | Water Heating | MW | 6.4632 | 6.6274 | 6.918 | 7.0526 | 7.1152 | 6.9692 | 7.3725 | 7.7217 | 7.5048 | 7.7428 | 7.4383 | 7.8318 | 7.2959 | 8.5454 | 8.7151 | 8.9583 | 8.7642 | 8.2775 | 8.2146 | 8.9285 | 9.1555 | 9.7873 | 11.1518 | 9.5375 | 10.3421 | 9.9706 | 9.2887 | 9.4136 | 9.9027 | 10.3276 | 10.6478 | 10.9467 | 11.2199 | 11.4638 | 11.5652 | 11.6599 | 11.7463 | 11.8237 | 11.9064 | 11.9963 | 12.1027 | 12.2388 | 12.3913 | 12.5255 | 12.6626 | 12.7962 | 12.9182 | 13.0368 | 13.1484 | 13.2585
Northwest | OtherHealth | Peak | April | Other Substitutables | MW | 2.4846 | 2.5609 | 2.7073 | 2.7802 | 2.7501 | 2.7529 | 2.8164 | 3.1492 | 2.943 | 3.1488 | 2.9659 | 3.1335 | 2.941 | 3.5309 | 3.5891 | 3.7508 | 3.6034 | 3.5658 | 3.5516 | 3.8883 | 4.0107 | 4.4718 | 5.1803 | 4.3028 | 4.4918 | 4.6951 | 4.2387 | 4.2851 | 4.5002 | 4.6852 | 4.8257 | 4.8863 | 4.9241 | 4.9557 | 4.9581 | 4.961 | 4.9651 | 4.9699 | 4.9812 | 4.9985 | 5.0263 | 5.0688 | 5.1198 | 5.1647 | 5.2135 | 5.2622 | 5.3062 | 5.3502 | 5.3934 | 5.4364
Northwest | OtherHealth | Peak | April | Refrigeration | MW | 6.4632 | 6.6274 | 6.918 | 7.0526 | 7.1152 | 6.9692 | 7.3725 | 7.7217 | 7.5048 | 7.7428 | 7.4383 | 7.8318 | 7.2959 | 8.5454 | 8.7151 | 8.9583 | 8.7642 | 8.2775 | 8.2146 | 8.9285 | 9.1297 | 9.7856 | 11.1941 | 9.571 | 10.3707 | 10.0176 | 9.2754 | 9.0147 | 9.0889 | 9.101 | 9.0109 | 8.7734 | 8.5363 | 8.3116 | 8.0908 | 7.8882 | 7.702 | 7.5303 | 7.3781 | 7.2447 | 7.1334 | 7.0486 | 6.9835 | 6.9213 | 6.871 | 6.8288 | 6.7896 | 6.7571 | 6.729 | 6.707
Northwest | OtherHealth | Peak | April | Lighting | MW | 41.6383 | 42.6026 | 44.4684 | 45.2302 | 45.6375 | 44.6929 | 47.3361 | 49.4622 | 48.0467 | 49.5318 | 47.6447 | 50.0682 | 46.6387 | 54.5369 | 55.6075 | 57.1031 | 55.9167 | 49.4806 | 49.1671 | 53.4859 | 61.2948 | 61.793 | 59.4435 | 66.0207 | 54.7289 | 53.1973 | 55.6148 | 56.6374 | 59.8589 | 62.6433 | 64.794 | 66.7061 | 68.3603 | 69.7381 | 70.7792 | 71.7332 | 72.6096 | 73.407 | 74.2259 | 75.0732 | 76.0197 | 77.1438 | 78.3572 | 79.4348 | 80.5262 | 81.5797 | 82.5337 | 83.4586 | 84.3385 | 85.1997
Northwest | OtherHealth | Peak | April | Air Conditioning | MW | 95.919 | 93.7445 | 92.0671 | 88.1624 | 126.5848 | 107.7522 | 120.8633 | 81.4601 | 129.5489 | 109.0206 | 111.9345 | 125.3127 | 141.8078 | 106.7635 | 112.8333 | 123.0714 | 130.7994 | 162.451 | 138.1417 | 130.0341 | 137.6233 | 149.2565 | 162.4747 | 139.8581 | 142.5074 | 147.2177 | 140.1033 | 139.0785 | 144.5952 | 149.221 | 152.2719 | 155.3597 | 158.4099 | 161.3356 | 163.9006 | 166.5632 | 169.2851 | 172.0637 | 175.0692 | 178.2991 | 181.9037 | 186.0648 | 190.6184 | 195.0619 | 199.7044 | 204.4896 | 209.2457 | 214.114 | 219.0238 | 224.0538
Northwest | OtherHealth | Peak | April | Other Non-Substitutables | MW | 109.4508 | 112.193 | 117.1556 | 119.4018 | 120.4602 | 118.0346 | 124.8561 | 130.7455 | 127.1361 | 131.0808 | 125.962 | 132.5793 | 123.5384 | 144.683 | 147.5384 | 151.6525 | 148.3939 | 140.1589 | 139.071 | 151.1707 | 156.8849 | 173.5606 | 198.153 | 165.9683 | 172.345 | 179.3165 | 163.9064 | 164.6042 | 171.682 | 177.9309 | 181.8456 | 185.4066 | 188.5304 | 191.1566 | 193.0415 | 194.8059 | 196.44 | 197.9313 | 199.5224 | 201.2374 | 203.2403 | 205.7465 | 208.5252 | 210.985 | 213.5024 | 215.9523 | 218.1904 | 220.369 | 222.4346 | 224.4649
Northwest | OtherHealth | Peak | May | Space Heating | MW | 46.9815 | 45.8611 | 51.0181 | 55.2035 | 53.7266 | 52.9767 | 49.2241 | 63.2551 | 54.4475 | 54.7446 | 66.1727 | 60.1229 | 53.6658 | 69.5037 | 73.06 | 70.6348 | 78.8391 | 60.2545 | 60.7618 | 71.6562 | 80.6208 | 73.7654 | 79.7383 | 79.9495 | 75.3256 | 71.0638 | 71.2593 | 71.4982 | 73.8935 | 75.7068 | 76.6176 | 77.3701 | 77.9411 | 78.3134 | 78.5487 | 78.7284 | 78.8531 | 78.9207 | 79.0174 | 79.1517 | 79.3815 | 79.7791 | 80.2661 | 80.6433 | 81.0389 | 81.411 | 81.7106 | 81.9905 | 82.234 | 82.4663
Northwest | OtherHealth | Peak | May | Water Heating | MW | 6.4618 | 6.5708 | 6.9021 | 7.0998 | 7.0911 | 7.0068 | 7.2729 | 7.8881 | 7.4772 | 7.808 | 8.4871 | 8.2532 | 7.5598 | 9.2474 | 9.5312 | 9.3005 | 10.3171 | 8.615 | 8.5174 | 9.6257 | 10.3515 | 10.2494 | 11.2269 | 10.2814 | 11.3042 | 10.3036 | 9.8606 | 9.9864 | 10.4994 | 10.944 | 11.2784 | 11.5899 | 11.8739 | 12.1264 | 12.2365 | 12.3389 | 12.4323 | 12.5162 | 12.6058 | 12.7029 | 12.8178 | 12.9641 | 13.1278 | 13.2717 | 13.419 | 13.5625 | 13.6932 | 13.8204 | 13.9404 | 14.0587
Northwest | OtherHealth | Peak | May | Other Substitutables | MW | 2.6058 | 2.6716 | 2.839 | 2.9323 | 2.879 | 2.8875 | 2.927 | 3.2999 | 3.0474 | 3.2576 | 3.484 | 3.3942 | 3.1178 | 3.9098 | 4.0198 | 4.0016 | 4.3594 | 3.7966 | 3.7607 | 4.2559 | 4.6165 | 4.7767 | 5.3191 | 4.7211 | 4.9915 | 4.9324 | 4.5872 | 4.6375 | 4.8703 | 5.0705 | 5.2226 | 5.2884 | 5.3293 | 5.3636 | 5.3663 | 5.3695 | 5.3741 | 5.3794 | 5.3916 | 5.4105 | 5.4406 | 5.4868 | 5.5421 | 5.5908 | 5.6437 | 5.6964 | 5.7441 | 5.7918 | 5.8386 | 5.8853
Northwest | OtherHealth | Peak | May | Refrigeration | MW | 6.4618 | 6.5708 | 6.9021 | 7.0998 | 7.0911 | 7.0068 | 7.2729 | 7.8881 | 7.4772 | 7.808 | 8.4871 | 8.2532 | 7.5598 | 9.2474 | 9.5312 | 9.3005 | 10.3171 | 8.615 | 8.5174 | 9.6257 | 10.3224 | 10.2476 | 11.2692 | 10.3175 | 11.3355 | 10.3528 | 9.8462 | 9.5705 | 9.6511 | 9.6656 | 9.5721 | 9.3216 | 9.0713 | 8.8339 | 8.6008 | 8.3868 | 8.19 | 8.0086 | 7.8479 | 7.7072 | 7.59 | 7.501 | 7.4329 | 7.3677 | 7.3153 | 7.2714 | 7.2305 | 7.1967 | 7.1678 | 7.1452
Northwest | OtherHealth | Peak | May | Lighting | MW | 45.2765 | 45.9375 | 48.2468 | 49.5195 | 49.4618 | 48.8764 | 50.8036 | 54.9933 | 52.0816 | 54.3704 | 59.1918 | 57.4362 | 52.5941 | 64.2288 | 66.1857 | 64.5313 | 71.6575 | 56.3654 | 55.7866 | 63.0111 | 75.9036 | 70.7946 | 65.2342 | 77.8574 | 65.1969 | 59.9353 | 64.4768 | 65.6892 | 69.4582 | 72.7201 | 75.2516 | 77.5037 | 79.4536 | 81.0792 | 82.3131 | 83.4426 | 84.4801 | 85.4248 | 86.3944 | 87.3962 | 88.5138 | 89.8382 | 91.2659 | 92.5336 | 93.8178 | 95.0574 | 96.1794 | 97.267 | 98.3028 | 99.3159
Northwest | OtherHealth | Peak | May | Air Conditioning | MW | 94.3036 | 91.3777 | 89.5847 | 86.5523 | 124.7432 | 106.6178 | 117.8285 | 81.6642 | 127.3105 | 108.2957 | 125.6976 | 130.2718 | 145.1714 | 113.3268 | 120.8117 | 125.0237 | 151.282 | 166.722 | 141.1145 | 137.7625 | 152.4178 | 153.2068 | 161.3056 | 148.5083 | 153.9915 | 150.1171 | 145.8945 | 144.8188 | 150.6138 | 155.4839 | 158.7295 | 162.0132 | 165.2563 | 168.3651 | 171.1001 | 173.9317 | 176.8237 | 179.7749 | 182.9655 | 186.3907 | 190.2115 | 194.6174 | 199.4342 | 204.132 | 209.0412 | 214.101 | 219.1259 | 224.2693 | 229.459 | 234.7735
Northwest | OtherHealth | Peak | May | Other Non-Substitutables | MW | 100.3538 | 102.016 | 107.1927 | 110.2401 | 110.1004 | 108.8322 | 112.9613 | 122.4918 | 116.1652 | 121.227 | 131.808 | 128.1292 | 117.3965 | 143.5875 | 147.9766 | 144.3938 | 160.2031 | 133.7757 | 132.2461 | 149.4637 | 162.6268 | 166.7513 | 183.1678 | 164.1824 | 172.7495 | 170.0774 | 159.6771 | 160.3728 | 167.3004 | 173.4215 | 177.281 | 180.794 | 183.8777 | 186.4708 | 188.3461 | 190.096 | 191.7164 | 193.197 | 194.7763 | 196.4756 | 198.4588 | 200.9342 | 203.6745 | 206.0995 | 208.5836 | 211.0012 | 213.2073 | 215.3555 | 217.3958 | 219.3998
Northwest | OtherHealth | Peak | June | Space Heating | MW | 8.123 | 7.8994 | 8.8739 | 9.7123 | 9.1089 | 9.1482 | 8.3172 | 11.301 | 9.1613 | 9.4546 | 10.4205 | 9.2294 | 8.7349 | 11.4618 | 12.7356 | 11.4766 | 13.1052 | 10.3974 | 11.0362 | 12.2308 | 13.8453 | 11.5514 | 13.735 | 12.1138 | 11.8354 | 11.2337 | 11.3313 | 11.3693 | 11.751 | 12.0403 | 12.1865 | 12.3074 | 12.399 | 12.4588 | 12.4976 | 12.527 | 12.5477 | 12.5591 | 12.5753 | 12.5973 | 12.6347 | 12.6987 | 12.7769 | 12.8375 | 12.9012 | 12.9609 | 13.0089 | 13.0538 | 13.093 | 13.1304
Northwest | OtherHealth | Peak | June | Water Heating | MW | 8.6447 | 8.7596 | 9.2867 | 9.6739 | 9.2976 | 9.3689 | 9.5109 | 10.9197 | 9.7381 | 10.4389 | 10.3251 | 9.808 | 9.5276 | 11.7957 | 12.8433 | 11.6865 | 13.2737 | 11.4992 | 11.9706 | 12.7142 | 13.7559 | 12.42 | 14.9759 | 12.0671 | 13.7347 | 12.6026 | 12.1319 | 12.2802 | 12.9048 | 13.4452 | 13.8507 | 14.2276 | 14.5702 | 14.8738 | 15.0107 | 15.1375 | 15.2532 | 15.357 | 15.4681 | 15.5883 | 15.7304 | 15.9112 | 16.1131 | 16.2907 | 16.4726 | 16.6497 | 16.8107 | 16.9676 | 17.1157 | 17.2618
Northwest | OtherHealth | Peak | June | Other Substitutables | MW | 3.6293 | 3.7103 | 3.992 | 4.1668 | 3.9305 | 4.0096 | 3.9886 | 4.6878 | 4.1207 | 4.4633 | 4.3628 | 4.1413 | 4.0226 | 5.1173 | 5.5788 | 5.1787 | 5.765 | 5.1595 | 5.3692 | 5.702 | 6.2295 | 5.8763 | 7.1867 | 5.6077 | 6.1258 | 6.1121 | 5.7245 | 5.7864 | 6.0758 | 6.3247 | 6.5135 | 6.5945 | 6.6445 | 6.6862 | 6.6892 | 6.6929 | 6.6983 | 6.7045 | 6.7195 | 6.7427 | 6.78 | 6.8372 | 6.9058 | 6.9663 | 7.0319 | 7.0974 | 7.1565 | 7.2157 | 7.2738 | 7.3318
Northwest | OtherHealth | Peak | June | Refrigeration | MW | 8.6447 | 8.7596 | 9.2867 | 9.6739 | 9.2976 | 9.3689 | 9.5109 | 10.9197 | 9.7381 | 10.4389 | 10.3251 | 9.808 | 9.5276 | 11.7957 | 12.8433 | 11.6865 | 13.2737 | 11.4992 | 11.9706 | 12.7142 | 13.7172 | 12.4178 | 15.0336 | 12.1103 | 13.7726 | 12.6622 | 12.1145 | 11.776 | 11.876 | 11.895 | 11.7814 | 11.474 | 11.1668 | 10.8753 | 10.5892 | 10.3264 | 10.0848 | 9.862 | 9.6647 | 9.492 | 9.3483 | 9.2394 | 9.156 | 9.0763 | 9.0123 | 8.9587 | 8.9088 | 8.8675 | 8.8323 | 8.8048
Northwest | OtherHealth | Peak | June | Lighting | MW | 76.5259 | 77.3603 | 81.9961 | 85.2052 | 81.9348 | 82.5884 | 83.9981 | 96.2145 | 85.6955 | 91.8917 | 91.0502 | 86.2815 | 83.7781 | 103.5618 | 112.6912 | 102.4417 | 116.5101 | 95.5155 | 99.5545 | 105.6168 | 128.263 | 108.864 | 110.0003 | 116.0491 | 100.067 | 92.6051 | 100.562 | 102.4803 | 108.388 | 113.5074 | 117.491 | 121.0341 | 124.1009 | 126.6572 | 128.6045 | 130.3839 | 132.0183 | 133.5063 | 135.0329 | 136.6092 | 138.3671 | 140.4478 | 142.6888 | 144.6795 | 146.6964 | 148.6417 | 150.4009 | 152.1063 | 153.732 | 155.3218
Northwest | OtherHealth | Peak | June | Air Conditioning | MW | 270.8376 | 261.4247 | 256.5352 | 251.2655 | 352.7482 | 306.1165 | 331.5659 | 241.9797 | 357.0618 | 311.1672 | 328.2976 | 333.2748 | 394.8155 | 309.2317 | 347.2976 | 335.1018 | 417.1931 | 478.6425 | 425.761 | 389.9846 | 433.0391 | 397.2272 | 462.22 | 374.1359 | 402.5544 | 394.2257 | 384.2115 | 381.3833 | 396.6469 | 409.482 | 418.0531 | 426.7214 | 435.2784 | 443.4761 | 450.7041 | 458.1758 | 465.8052 | 473.5901 | 482.0084 | 491.0449 | 501.1284 | 512.7538 | 525.4602 | 537.8524 | 550.8067 | 564.154 | 577.4025 | 590.9641 | 604.6549 | 618.674
Northwest | OtherHealth | Peak | June | Other Non-Substitutables | MW | 97.3562 | 98.6215 | 104.5843 | 108.9288 | 104.6819 | 105.5272 | 107.1228 | 122.9667 | 109.7068 | 117.5322 | 116.2836 | 110.4156 | 107.2928 | 132.8154 | 144.5938 | 131.5716 | 149.4641 | 129.4838 | 134.7813 | 143.1633 | 156.685 | 146.6685 | 177.3698 | 139.8199 | 152.1928 | 151.0884 | 142.4825 | 143.1101 | 149.3021 | 154.7786 | 158.2438 | 161.3963 | 164.1622 | 166.4861 | 168.1756 | 169.7472 | 171.2023 | 172.5317 | 173.9501 | 175.4756 | 177.2563 | 179.4768 | 181.9328 | 184.1069 | 186.3353 | 188.5023 | 190.4775 | 192.4011 | 194.2308 | 196.0279
Northwest | OtherHealth | Peak | July | Space Heating | MW | 2.2798 | 2.2387 | 2.5281 | 2.7847 | 2.5432 | 2.5667 | 2.3328 | 3.2913 | 2.5363 | 2.6834 | 3.1163 | 2.6319 | 2.6534 | 3.3165 | 3.5723 | 3.0909 | 3.5997 | 2.9854 | 3.1569 | 3.7312 | 3.9382 | 3.5961 | 3.8092 | 3.9525 | 3.6539 | 3.4306 | 3.5719 | 3.5838 | 3.7043 | 3.7958 | 3.8423 | 3.8808 | 3.9099 | 3.929 | 3.9415 | 3.9509 | 3.9575 | 3.9613 | 3.9665 | 3.9735 | 3.9854 | 4.0057 | 4.0305 | 4.0497 | 4.0699 | 4.0888 | 4.104 | 4.1182 | 4.1306 | 4.1424
Northwest | OtherHealth | Peak | July | Water Heating | MW | 8.7041 | 8.9083 | 9.4913 | 9.9554 | 9.3114 | 9.4346 | 9.5681 | 11.4146 | 9.6748 | 10.6304 | 11.0665 | 10.0366 | 10.3891 | 12.2432 | 12.9156 | 11.2878 | 13.0819 | 11.8399 | 12.2843 | 13.9166 | 14.0392 | 13.8713 | 14.9074 | 14.1459 | 15.1965 | 13.8044 | 13.7151 | 13.8771 | 14.5772 | 15.1821 | 15.6352 | 16.0556 | 16.4368 | 16.7735 | 16.9292 | 17.0729 | 17.204 | 17.3218 | 17.4476 | 17.5838 | 17.745 | 17.9496 | 18.1781 | 18.3791 | 18.5851 | 18.7855 | 18.9675 | 19.1448 | 19.3126 | 19.478
Northwest | OtherHealth | Peak | July | Other Substitutables | MW | 3.7172 | 3.8276 | 4.1605 | 4.3641 | 4.0068 | 4.115 | 4.0697 | 4.9333 | 4.1837 | 4.5991 | 4.7474 | 4.2985 | 4.4766 | 5.3894 | 5.7222 | 5.1072 | 5.7825 | 5.4084 | 5.584 | 6.3285 | 6.4713 | 6.6709 | 7.2445 | 6.6552 | 6.84 | 6.7848 | 6.544 | 6.6145 | 6.9448 | 7.2288 | 7.4441 | 7.536 | 7.5925 | 7.6395 | 7.6425 | 7.6463 | 7.652 | 7.6587 | 7.6754 | 7.7015 | 7.7437 | 7.8086 | 7.8865 | 7.9553 | 8.0299 | 8.1043 | 8.1715 | 8.2387 | 8.3047 | 8.3707
Northwest | OtherHealth | Peak | July | Refrigeration | MW | 8.7041 | 8.9083 | 9.4913 | 9.9554 | 9.3114 | 9.4346 | 9.5681 | 11.4146 | 9.6748 | 10.6304 | 11.0665 | 10.0366 | 10.3891 | 12.2432 | 12.9156 | 11.2878 | 13.0819 | 11.8399 | 12.2843 | 13.9166 | 13.9985 | 13.8688 | 14.9666 | 14.1994 | 15.2395 | 13.8704 | 13.6954 | 13.3131 | 13.4267 | 13.4489 | 13.3216 | 12.9747 | 12.6278 | 12.2985 | 11.9757 | 11.6789 | 11.406 | 11.1543 | 10.9316 | 10.7366 | 10.5745 | 10.4516 | 10.3576 | 10.2678 | 10.1959 | 10.1355 | 10.0792 | 10.0327 | 9.9931 | 9.9623
Northwest | OtherHealth | Peak | July | Lighting | MW | 71.4092 | 72.8897 | 77.6272 | 81.186 | 76.0328 | 77.0617 | 78.3236 | 93.1484 | 78.8455 | 86.6833 | 90.3944 | 81.7736 | 84.6224 | 99.5628 | 104.9284 | 91.608 | 106.3389 | 91.5131 | 95.0078 | 107.4686 | 122.1552 | 113.1389 | 101.4513 | 126.8264 | 102.5308 | 93.9466 | 105.5891 | 107.6215 | 113.8417 | 119.2377 | 123.4432 | 127.1819 | 130.4165 | 133.1119 | 135.1702 | 137.0484 | 138.7735 | 140.3433 | 141.9538 | 143.6162 | 145.4699 | 147.6623 | 150.0225 | 152.1199 | 154.2455 | 156.2936 | 158.1449 | 159.9393 | 161.6512 | 163.3253
Northwest | OtherHealth | Peak | July | Air Conditioning | MW | 282.7621 | 275.6419 | 270.7969 | 267.368 | 367.0894 | 319.6514 | 345.7006 | 261.9509 | 368.5168 | 328.6527 | 364.7922 | 354.1191 | 448.3844 | 332.0822 | 360.6461 | 334.1534 | 425.8304 | 512.0466 | 452.7233 | 441.8533 | 455.8264 | 458.1564 | 477.103 | 454.2782 | 462.6631 | 447.6284 | 449.0252 | 445.7336 | 463.5332 | 478.5014 | 488.4928 | 498.5941 | 508.5609 | 518.1045 | 526.5334 | 535.2366 | 544.1243 | 553.1926 | 563.0026 | 573.5355 | 585.2939 | 598.8521 | 613.6697 | 628.1229 | 643.2372 | 658.8044 | 674.2516 | 690.0648 | 706.0363 | 722.3903
Northwest | OtherHealth | Peak | July | Other Non-Substitutables | MW | 84.8333 | 86.7979 | 92.5024 | 97.0149 | 90.7285 | 91.9669 | 93.265 | 111.2425 | 94.3237 | 103.5824 | 107.8622 | 97.7836 | 101.251 | 119.3021 | 125.8389 | 109.9814 | 127.4807 | 115.3755 | 119.7008 | 135.6159 | 138.4405 | 141.9286 | 152.9716 | 141.9285 | 145.6749 | 143.4616 | 139.4861 | 140.1043 | 146.1702 | 151.54 | 154.9453 | 158.0413 | 160.7555 | 163.0343 | 164.6976 | 166.2408 | 167.6694 | 168.9742 | 170.3668 | 171.8644 | 173.6132 | 175.7925 | 178.2016 | 180.3351 | 182.5231 | 184.6489 | 186.5849 | 188.4705 | 190.2663 | 192.0299
Northwest | OtherHealth | Peak | August | Space Heating | MW | 1.9029 | 1.8711 | 2.1142 | 2.3293 | 2.1199 | 2.1389 | 1.9465 | 2.7534 | 2.1092 | 2.2373 | 2.6056 | 2.3001 | 2.194 | 2.8168 | 2.9666 | 2.6533 | 3.026 | 2.3715 | 2.7177 | 3.1543 | 3.0159 | 2.8767 | 3.2962 | 3.1709 | 3.1683 | 3.0283 | 3.1195 | 3.1296 | 3.2348 | 3.3148 | 3.3554 | 3.3889 | 3.4143 | 3.4309 | 3.4417 | 3.4498 | 3.4555 | 3.4587 | 3.4631 | 3.4692 | 3.4795 | 3.4971 | 3.5186 | 3.5353 | 3.5528 | 3.5692 | 3.5824 | 3.5947 | 3.6054 | 3.6157
Northwest | OtherHealth | Peak | August | Water Heating | MW | 8.4436 | 8.6537 | 9.225 | 9.6786 | 9.0211 | 9.1377 | 9.2777 | 11.0976 | 9.3514 | 10.3004 | 10.7531 | 10.1945 | 9.9849 | 12.086 | 12.4658 | 11.2617 | 12.7799 | 10.9304 | 12.2897 | 13.673 | 12.5011 | 12.8915 | 14.9788 | 13.1932 | 15.2931 | 14.1463 | 13.9162 | 14.0814 | 14.7923 | 15.4069 | 15.8672 | 16.2943 | 16.6816 | 17.0239 | 17.1814 | 17.3266 | 17.4592 | 17.5781 | 17.7053 | 17.843 | 18.006 | 18.2132 | 18.4444 | 18.648 | 18.8566 | 19.0594 | 19.2437 | 19.4231 | 19.593 | 19.7604
Northwest | OtherHealth | Peak | August | Other Substitutables | MW | 3.5988 | 3.709 | 4.0379 | 4.2364 | 3.8743 | 3.98 | 3.9357 | 4.7843 | 4.0375 | 4.4489 | 4.6089 | 4.3612 | 4.301 | 5.3166 | 5.5213 | 5.0915 | 5.641 | 4.9902 | 5.5806 | 6.2141 | 5.7598 | 6.1954 | 7.2691 | 6.1988 | 6.8705 | 6.9434 | 6.63 | 6.7017 | 7.0364 | 7.3244 | 7.5427 | 7.636 | 7.6935 | 7.7413 | 7.7442 | 7.7479 | 7.7535 | 7.7601 | 7.7769 | 7.8032 | 7.8458 | 7.9114 | 7.9902 | 8.0597 | 8.1353 | 8.2105 | 8.2784 | 8.3464 | 8.4132 | 8.4799
Northwest | OtherHealth | Peak | August | Refrigeration | MW | 8.4436 | 8.6537 | 9.225 | 9.6786 | 9.0211 | 9.1377 | 9.2777 | 11.0976 | 9.3514 | 10.3004 | 10.7531 | 10.1945 | 9.9849 | 12.086 | 12.4658 | 11.2617 | 12.7799 | 10.9304 | 12.2897 | 13.673 | 12.4643 | 12.8892 | 15.0391 | 13.2437 | 15.3369 | 14.2147 | 13.8959 | 13.5078 | 13.6225 | 13.6447 | 13.515 | 13.1627 | 12.8104 | 12.4759 | 12.148 | 11.8467 | 11.5695 | 11.3139 | 11.0877 | 10.8896 | 10.7249 | 10.6 | 10.5044 | 10.413 | 10.3398 | 10.2783 | 10.221 | 10.1736 | 10.1332 | 10.1018
Northwest | OtherHealth | Peak | August | Lighting | MW | 71.561 | 73.1424 | 77.9345 | 81.5241 | 76.0869 | 77.0897 | 78.4523 | 93.5413 | 78.7161 | 86.7571 | 90.73 | 85.796 | 84.0024 | 101.5106 | 104.6081 | 94.4061 | 107.3105 | 87.2605 | 98.1653 | 109.0574 | 112.3901 | 108.631 | 105.2435 | 122.2355 | 106.5214 | 99.3985 | 110.6433 | 112.7653 | 119.2722 | 124.9165 | 129.3121 | 133.2189 | 136.5976 | 139.4123 | 141.5609 | 143.5211 | 145.3216 | 146.9596 | 148.6402 | 150.3756 | 152.3111 | 154.6012 | 157.067 | 159.2587 | 161.4798 | 163.6194 | 165.5536 | 167.4282 | 169.2166 | 170.9657
Northwest | OtherHealth | Peak | August | Air Conditioning | MW | 283.8005 | 277.0452 | 272.3138 | 269.0704 | 367.8712 | 320.2539 | 346.588 | 263.5812 | 368.5302 | 329.4225 | 366.6207 | 372.0965 | 445.8934 | 339.1553 | 360.0956 | 344.9102 | 430.3199 | 488.9824 | 468.34 | 448.9922 | 419.8277 | 440.3516 | 495.515 | 437.9973 | 481.2593 | 474.0985 | 471.2588 | 467.8156 | 486.4432 | 502.099 | 512.5207 | 523.057 | 533.4523 | 543.4064 | 552.1949 | 561.2723 | 570.5445 | 580.0061 | 590.2438 | 601.2397 | 613.518 | 627.6801 | 643.1608 | 658.2636 | 674.0582 | 690.3248 | 706.4684 | 722.9945 | 739.6867 | 756.7801
Northwest | OtherHealth | Peak | August | Other Non-Substitutables | MW | 75.2939 | 77.1437 | 82.2587 | 86.293 | 80.4219 | 81.4947 | 82.7416 | 98.9518 | 83.4153 | 91.828 | 95.8914 | 90.8726 | 89.0337 | 107.7505 | 111.1237 | 100.3919 | 113.943 | 97.4519 | 109.5655 | 121.9063 | 112.8134 | 120.7288 | 140.6439 | 121.1129 | 134.1079 | 134.5326 | 129.5348 | 130.1065 | 135.7342 | 140.7162 | 143.8724 | 146.7412 | 149.2553 | 151.3656 | 152.905 | 154.3331 | 155.6554 | 156.8626 | 158.1511 | 159.5375 | 161.1566 | 163.1753 | 165.4072 | 167.3841 | 169.4116 | 171.3808 | 173.1745 | 174.9213 | 176.5849 | 178.2187
Northwest | OtherHealth | Peak | September | Space Heating | MW | 15.6293 | 15.2631 | 17.0096 | 18.541 | 17.5995 | 17.5296 | 16.1712 | 21.4606 | 17.7919 | 18.1196 | 21.099 | 18.5721 | 18.8353 | 22.4035 | 23.1266 | 21.2645 | 23.854 | 21.3871 | 20.5124 | 23.9279 | 25.9163 | 23.6614 | 25.2057 | 26.2798 | 24.0563 | 25.6012 | 24.1367 | 24.2139 | 25.0232 | 25.6357 | 25.9421 | 26.1949 | 26.3862 | 26.5103 | 26.5883 | 26.6476 | 26.6884 | 26.7098 | 26.7411 | 26.7851 | 26.8614 | 26.9944 | 27.1577 | 27.284 | 27.4165 | 27.5409 | 27.6409 | 27.7342 | 27.8153 | 27.8926
Northwest | OtherHealth | Peak | September | Water Heating | MW | 8.0925 | 8.2333 | 8.663 | 8.9779 | 8.7455 | 8.7289 | 8.9924 | 10.0735 | 9.1998 | 9.7281 | 10.1852 | 9.5982 | 9.9911 | 11.2217 | 11.3562 | 10.539 | 11.7508 | 11.5113 | 10.8213 | 12.1002 | 12.539 | 12.3717 | 13.339 | 12.7265 | 13.5607 | 13.9485 | 12.5671 | 12.7284 | 13.3827 | 13.9499 | 14.3765 | 14.7738 | 15.1359 | 15.458 | 15.5975 | 15.7272 | 15.8456 | 15.9517 | 16.0651 | 16.1882 | 16.3338 | 16.5194 | 16.7272 | 16.9099 | 17.0968 | 17.2789 | 17.4448 | 17.6062 | 17.7584 | 17.9086
Northwest | OtherHealth | Peak | September | Other Substitutables | MW | 3.2624 | 3.3388 | 3.5692 | 3.7117 | 3.5478 | 3.5993 | 3.6083 | 4.1882 | 3.7525 | 4.0414 | 4.178 | 3.9362 | 4.1183 | 4.7458 | 4.8098 | 4.559 | 4.9788 | 5.0732 | 4.7665 | 5.3482 | 5.601 | 5.7628 | 6.301 | 5.8227 | 5.9588 | 6.6656 | 5.8322 | 5.8954 | 6.1906 | 6.4444 | 6.6369 | 6.7196 | 6.7708 | 6.8135 | 6.8167 | 6.8206 | 6.8262 | 6.8326 | 6.848 | 6.8717 | 6.9098 | 6.9682 | 7.0382 | 7.0999 | 7.1669 | 7.2337 | 7.2941 | 7.3545 | 7.4138 | 7.4729
Northwest | OtherHealth | Peak | September | Refrigeration | MW | 8.0925 | 8.2333 | 8.663 | 8.9779 | 8.7455 | 8.7289 | 8.9924 | 10.0735 | 9.1998 | 9.7281 | 10.1852 | 9.5982 | 9.9911 | 11.2217 | 11.3562 | 10.539 | 11.7508 | 11.5113 | 10.8213 | 12.1002 | 12.5042 | 12.3695 | 13.3889 | 12.7715 | 13.5982 | 14.0137 | 12.5494 | 12.1976 | 12.2997 | 12.3177 | 12.1979 | 11.878 | 11.5585 | 11.2555 | 10.9579 | 10.6848 | 10.4336 | 10.202 | 9.9969 | 9.8172 | 9.6675 | 9.5537 | 9.4664 | 9.3831 | 9.316 | 9.2596 | 9.2072 | 9.1638 | 9.1266 | 9.0975
Northwest | OtherHealth | Peak | September | Lighting | MW | 65.1663 | 66.1595 | 69.5933 | 71.9505 | 70.1266 | 69.9952 | 72.2296 | 80.7292 | 73.6574 | 77.8898 | 81.6825 | 76.798 | 79.9071 | 89.6101 | 90.6539 | 84.0922 | 93.8733 | 86.646 | 81.5317 | 91.13 | 105.9476 | 98.2423 | 88.9746 | 110.7685 | 89.7783 | 93.1197 | 94.4144 | 96.184 | 101.6928 | 106.4606 | 110.1573 | 113.4446 | 116.2892 | 118.6595 | 120.4578 | 122.1034 | 123.6151 | 124.9908 | 126.403 | 127.8625 | 129.4915 | 131.4228 | 133.5052 | 135.3547 | 137.2282 | 139.0359 | 140.6717 | 142.2575 | 143.7677 | 145.2452
Northwest | OtherHealth | Peak | September | Air Conditioning | MW | 197.075 | 191.0613 | 187.406 | 182.6021 | 256.6838 | 221.5404 | 242.8092 | 174.1952 | 261.4506 | 225.0849 | 251.5404 | 252.7643 | 320.2381 | 229.4057 | 239.8413 | 235.961 | 287.2687 | 371.5522 | 298.6503 | 288.6496 | 307.7224 | 308.4045 | 319.2592 | 306.3643 | 307.6053 | 338.5257 | 310.2082 | 307.932 | 320.201 | 330.5035 | 337.3411 | 344.2584 | 351.0893 | 357.6373 | 363.3943 | 369.3578 | 375.4507 | 381.6689 | 388.3939 | 395.617 | 403.6776 | 412.9767 | 423.1466 | 433.0678 | 443.4359 | 454.1209 | 464.7334 | 475.5966 | 486.5578 | 497.7848
Northwest | OtherHealth | Peak | September | Other Non-Substitutables | MW | 97.7272 | 99.3961 | 104.6166 | 108.3971 | 105.5847 | 105.426 | 108.603 | 121.6364 | 111.1374 | 117.4459 | 122.9991 | 115.8687 | 120.6439 | 135.4895 | 137.097 | 127.2306 | 141.8829 | 138.9952 | 130.6474 | 146.0996 | 153.1195 | 156.4925 | 169.2754 | 158.0403 | 161.1451 | 179.1059 | 158.1673 | 158.8523 | 165.7041 | 171.7588 | 175.5712 | 179.039 | 182.0814 | 184.6382 | 186.4852 | 188.2087 | 189.8046 | 191.2617 | 192.8164 | 194.4904 | 196.445 | 198.8865 | 201.5902 | 203.9836 | 206.4348 | 208.8195 | 210.9952 | 213.1137 | 215.1255 | 217.1024
Northwest | OtherHealth | Peak | October | Space Heating | MW | 60.8212 | 59.9506 | 66.3122 | 71.0714 | 69.7965 | 68.1757 | 64.7171 | 79.4419 | 70.2385 | 69.6204 | 73.5077 | 67.6338 | 63.5701 | 75.3797 | 79.8058 | 75.3337 | 92.067 | 72.3637 | 71.0982 | 76.41 | 106.1596 | 91.3258 | 94.5733 | 96.8695 | 85.6462 | 88.0095 | 86.9689 | 87.2317 | 90.1324 | 92.3226 | 93.4054 | 94.2966 | 94.9687 | 95.4019 | 95.6652 | 95.8651 | 95.9994 | 96.0648 | 96.1652 | 96.312 | 96.574 | 97.0398 | 97.6153 | 98.0592 | 98.5243 | 98.9614 | 99.3125 | 99.64 | 99.9221 | 100.1917
Northwest | OtherHealth | Peak | October | Water Heating | MW | 7.2953 | 7.4909 | 7.8276 | 7.9651 | 8.0416 | 7.8589 | 8.3306 | 8.629 | 8.4121 | 8.6537 | 8.231 | 8.0932 | 7.8076 | 8.7513 | 9.0869 | 8.656 | 10.5027 | 9.0268 | 8.689 | 8.9509 | 11.9082 | 11.0556 | 11.5705 | 10.8559 | 11.1749 | 11.0924 | 10.4852 | 10.6267 | 11.1794 | 11.6595 | 12.0215 | 12.3594 | 12.6682 | 12.944 | 13.0583 | 13.165 | 13.2624 | 13.3496 | 13.4429 | 13.5442 | 13.6642 | 13.8176 | 13.9897 | 14.141 | 14.2956 | 14.4463 | 14.5838 | 14.7176 | 14.8433 | 14.9676
Northwest | OtherHealth | Peak | October | Other Substitutables | MW | 2.784 | 2.8745 | 3.0448 | 3.1231 | 3.0885 | 3.0877 | 3.1594 | 3.512 | 3.2832 | 3.5135 | 3.2784 | 3.2365 | 3.1493 | 3.6159 | 3.7383 | 3.602 | 4.291 | 3.8698 | 3.7396 | 3.8867 | 5.2074 | 5.042 | 5.3634 | 4.883 | 4.8444 | 5.2167 | 4.775 | 4.8267 | 5.0684 | 5.2763 | 5.434 | 5.5017 | 5.5437 | 5.5787 | 5.5814 | 5.5848 | 5.5894 | 5.5948 | 5.6075 | 5.627 | 5.6583 | 5.7062 | 5.7637 | 5.8143 | 5.8692 | 5.9241 | 5.9736 | 6.0231 | 6.0718 | 6.1203
Northwest | OtherHealth | Peak | October | Refrigeration | MW | 7.2953 | 7.4909 | 7.8276 | 7.9651 | 8.0416 | 7.8589 | 8.3306 | 8.629 | 8.4121 | 8.6537 | 8.231 | 8.0932 | 7.8076 | 8.7513 | 9.0869 | 8.656 | 10.5027 | 9.0268 | 8.689 | 8.9509 | 11.8756 | 11.0538 | 11.6133 | 10.893 | 11.2051 | 11.1432 | 10.4707 | 10.1763 | 10.2601 | 10.2736 | 10.1717 | 9.9034 | 9.6357 | 9.3819 | 9.1326 | 8.9039 | 8.6936 | 8.4996 | 8.3277 | 8.1771 | 8.0513 | 7.9556 | 7.8819 | 7.8117 | 7.7549 | 7.7071 | 7.6628 | 7.626 | 7.5943 | 7.5694
Northwest | OtherHealth | Peak | October | Lighting | MW | 51.6287 | 52.8908 | 55.2649 | 56.1084 | 56.6494 | 55.3534 | 58.7561 | 60.7049 | 59.1459 | 60.7965 | 57.8983 | 56.8233 | 54.8099 | 61.3277 | 63.669 | 60.5717 | 73.5644 | 59.1756 | 57.0331 | 58.8288 | 87.6597 | 76.6324 | 67.6476 | 82.4191 | 64.8744 | 64.9179 | 68.8615 | 70.1274 | 74.1156 | 77.5625 | 80.2245 | 82.5912 | 84.6386 | 86.344 | 87.6321 | 88.8126 | 89.8971 | 90.8839 | 91.8972 | 92.9457 | 94.1169 | 95.508 | 97.0099 | 98.3435 | 99.6941 | 100.9979 | 102.1785 | 103.323 | 104.4118 | 105.4775
Northwest | OtherHealth | Peak | October | Air Conditioning | MW | 102.8549 | 100.6585 | 99.0587 | 94.724 | 135.8128 | 115.4072 | 129.5522 | 86.4608 | 137.9198 | 115.7028 | 117.6162 | 122.9816 | 144.2069 | 103.8422 | 111.7916 | 113.1248 | 148.9195 | 168.2187 | 138.6938 | 123.8225 | 170.0316 | 160.1536 | 159.9998 | 151.1635 | 146.1715 | 155.5973 | 150.3086 | 149.209 | 155.1273 | 160.0896 | 163.3616 | 166.673 | 169.9444 | 173.0822 | 175.8323 | 178.6876 | 181.6066 | 184.5862 | 187.8091 | 191.2727 | 195.138 | 199.6003 | 204.4836 | 209.2489 | 214.2271 | 219.3586 | 224.4588 | 229.6795 | 234.9441 | 240.3381
Northwest | OtherHealth | Peak | October | Other Non-Substitutables | MW | 118.3348 | 121.4651 | 126.9714 | 129.1663 | 130.4037 | 127.4912 | 135.1356 | 139.9493 | 136.4976 | 140.3268 | 133.5091 | 131.2297 | 126.63 | 141.9229 | 147.3479 | 140.3587 | 170.3334 | 146.4033 | 140.9015 | 145.1603 | 195.3152 | 187.6474 | 196.9675 | 180.9766 | 178.423 | 191.0463 | 177.0866 | 177.8396 | 185.4846 | 192.2335 | 196.4599 | 200.304 | 203.6763 | 206.5112 | 208.5444 | 210.4482 | 212.2113 | 213.8201 | 215.5367 | 217.387 | 219.5486 | 222.2535 | 225.2531 | 227.9083 | 230.6252 | 233.2696 | 235.6849 | 238.0362 | 240.265 | 242.4564
Northwest | OtherHealth | Peak | November | Space Heating | MW | 99.2059 | 97.9491 | 108.4053 | 116.1538 | 114.0414 | 111.3341 | 105.8928 | 130.0653 | 115.0692 | 113.8957 | 123.3672 | 109.3815 | 103.2414 | 124.1516 | 145.3612 | 134.7563 | 143.4878 | 122.4175 | 131.4309 | 147.1478 | 172.2739 | 151.2516 | 144.1519 | 144.2605 | 168.4817 | 138.1957 | 138.315 | 138.7423 | 143.3608 | 146.8488 | 148.5758 | 149.9987 | 151.0732 | 151.7675 | 152.1897 | 152.5108 | 152.7275 | 152.8347 | 152.9977 | 153.2344 | 153.6543 | 154.3989 | 155.318 | 156.0271 | 156.7702 | 157.4689 | 158.0309 | 158.5552 | 159.0072 | 159.4391
Northwest | OtherHealth | Peak | November | Water Heating | MW | 7.6572 | 7.8755 | 8.2342 | 8.3764 | 8.4553 | 8.2581 | 8.771 | 9.09 | 8.8683 | 9.1099 | 8.8904 | 8.4225 | 8.1594 | 9.2749 | 10.6516 | 9.9635 | 10.5325 | 9.8271 | 10.3349 | 11.0917 | 12.4253 | 11.7872 | 11.3606 | 10.4013 | 14.1629 | 11.2181 | 10.733 | 10.8778 | 11.4436 | 11.9351 | 12.3057 | 12.6517 | 12.968 | 13.2505 | 13.3677 | 13.4772 | 13.5772 | 13.6667 | 13.7624 | 13.8663 | 13.9894 | 14.1468 | 14.3232 | 14.4783 | 14.6368 | 14.7913 | 14.9323 | 15.0695 | 15.1985 | 15.3259
Northwest | OtherHealth | Peak | November | Other Substitutables | MW | 2.9154 | 3.012 | 3.1936 | 3.2764 | 3.2352 | 3.2368 | 3.311 | 3.686 | 3.44 | 3.6851 | 3.5296 | 3.3549 | 3.2786 | 3.8203 | 4.3673 | 4.135 | 4.2882 | 4.2082 | 4.4432 | 4.8149 | 5.4329 | 5.3796 | 5.2736 | 4.688 | 6.1531 | 5.2829 | 4.8901 | 4.9435 | 5.1914 | 5.4047 | 5.5666 | 5.6364 | 5.6798 | 5.7162 | 5.719 | 5.7225 | 5.7274 | 5.733 | 5.7461 | 5.7662 | 5.7984 | 5.8475 | 5.9065 | 5.9584 | 6.0148 | 6.071 | 6.1219 | 6.1727 | 6.2226 | 6.2724
Northwest | OtherHealth | Peak | November | Refrigeration | MW | 7.6572 | 7.8755 | 8.2342 | 8.3764 | 8.4553 | 8.2581 | 8.771 | 9.09 | 8.8683 | 9.1099 | 8.8904 | 8.4225 | 8.1594 | 9.2749 | 10.6516 | 9.9635 | 10.5325 | 9.8271 | 10.3349 | 11.0917 | 12.3905 | 11.7852 | 11.4032 | 10.4373 | 14.2013 | 11.2699 | 10.7179 | 10.4166 | 10.5025 | 10.5165 | 10.4123 | 10.1379 | 9.864 | 9.6044 | 9.3493 | 9.1153 | 8.9001 | 8.7017 | 8.5259 | 8.3718 | 8.2432 | 8.1453 | 8.07 | 7.9982 | 7.9402 | 7.8914 | 7.8462 | 7.8086 | 7.7762 | 7.7508
Northwest | OtherHealth | Peak | November | Lighting | MW | 49.2118 | 50.5001 | 52.7967 | 53.5866 | 54.0958 | 52.8241 | 56.1852 | 58.0856 | 56.6409 | 58.136 | 56.8109 | 53.7176 | 52.0259 | 59.0381 | 67.8004 | 63.3555 | 67.0386 | 58.5215 | 61.6261 | 66.2317 | 82.884 | 74.1439 | 60.3546 | 71.6829 | 74.7007 | 59.6529 | 64.0041 | 65.1813 | 68.89 | 72.095 | 74.5708 | 76.7725 | 78.6775 | 80.2647 | 81.4635 | 82.5625 | 83.5721 | 84.4909 | 85.4344 | 86.4104 | 87.5007 | 88.7954 | 90.1931 | 91.4341 | 92.6909 | 93.9044 | 95.0034 | 96.0688 | 97.0824 | 98.0742
Northwest | OtherHealth | Peak | November | Air Conditioning | MW | 107.9136 | 105.7944 | 104.1759 | 99.6037 | 142.6916 | 121.2024 | 136.3174 | 91.1322 | 145.3087 | 121.7573 | 126.964 | 127.9127 | 150.549 | 110.0555 | 131.0279 | 130.1561 | 149.2686 | 182.9808 | 164.8667 | 153.3353 | 177.4014 | 170.7197 | 157.1751 | 144.8632 | 185.3398 | 157.4 | 153.8012 | 152.6737 | 158.7399 | 163.8278 | 167.1879 | 170.5888 | 173.9486 | 177.1716 | 179.9967 | 182.9296 | 185.9273 | 188.9873 | 192.2966 | 195.8523 | 199.8198 | 204.399 | 209.4099 | 214.299 | 219.4064 | 224.6715 | 229.9044 | 235.2607 | 240.6621 | 246.1956
Northwest | OtherHealth | Peak | November | Other Non-Substitutables | MW | 117.2891 | 120.5901 | 126.131 | 128.2728 | 129.4795 | 126.5083 | 134.3559 | 139.2173 | 135.8895 | 139.4989 | 136.1763 | 128.9663 | 124.9677 | 142.04 | 163.1045 | 152.5645 | 161.3056 | 150.5096 | 158.2605 | 169.8638 | 192.5729 | 189.0185 | 182.57 | 163.7122 | 213.5341 | 182.4285 | 171.2293 | 171.9588 | 179.355 | 185.8837 | 189.974 | 193.6954 | 196.9609 | 199.7067 | 201.6766 | 203.5214 | 205.2299 | 206.7894 | 208.4531 | 210.246 | 212.3399 | 214.9595 | 217.8642 | 220.435 | 223.0657 | 225.6267 | 227.9662 | 230.2437 | 232.4025 | 234.5247
Northwest | OtherHealth | Peak | December | Space Heating | MW | 117.5472 | 116.2326 | 128.0778 | 136.6785 | 135.3308 | 131.5494 | 125.9799 | 152.648 | 136.6674 | 134.8317 | 151.6193 | 133.5586 | 148.6631 | 149.4654 | 165.8577 | 152.7329 | 157.8469 | 142.204 | 143.1357 | 180.2492 | 183.1054 | 173.3436 | 203.8455 | 219.4324 | 172.026 | 173.476 | 167.9371 | 168.4559 | 174.0619 | 178.2943 | 180.3863 | 182.1104 | 183.4129 | 184.2556 | 184.7612 | 185.1464 | 185.4053 | 185.5318 | 185.7257 | 186.0094 | 186.5151 | 187.4151 | 188.5273 | 189.3851 | 190.2837 | 191.1292 | 191.8098 | 192.4448 | 192.9913 | 193.5135
Northwest | OtherHealth | Peak | December | Water Heating | MW | 5.8566 | 6.0323 | 6.2804 | 6.3609 | 6.4779 | 6.2976 | 6.7355 | 6.8846 | 6.7982 | 6.9607 | 7.0566 | 6.6375 | 7.5827 | 7.2087 | 7.8467 | 7.2903 | 7.4792 | 7.369 | 7.2658 | 8.7703 | 8.5186 | 8.7237 | 10.3747 | 10.2081 | 9.3398 | 9.0882 | 8.4119 | 8.5269 | 8.9719 | 9.3587 | 9.6506 | 9.9233 | 10.1727 | 10.3958 | 10.4874 | 10.573 | 10.6511 | 10.7211 | 10.7959 | 10.8772 | 10.9734 | 11.0966 | 11.2347 | 11.3561 | 11.4802 | 11.6012 | 11.7116 | 11.819 | 11.92 | 12.0197
Northwest | OtherHealth | Peak | December | Other Substitutables | MW | 2.2043 | 2.2789 | 2.4037 | 2.4575 | 2.4506 | 2.444 | 2.5141 | 2.7816 | 2.6224 | 2.8023 | 2.7785 | 2.6254 | 3.0288 | 2.9497 | 3.1978 | 3.0135 | 3.0367 | 3.1434 | 3.1139 | 3.7954 | 3.7115 | 3.96 | 4.785 | 4.578 | 4.038 | 4.2572 | 3.8141 | 3.856 | 4.0498 | 4.2165 | 4.3432 | 4.3981 | 4.4323 | 4.461 | 4.4633 | 4.4661 | 4.47 | 4.4745 | 4.4847 | 4.5005 | 4.5256 | 4.5641 | 4.6102 | 4.6507 | 4.6948 | 4.7387 | 4.7784 | 4.8182 | 4.8572 | 4.8961
Northwest | OtherHealth | Peak | December | Refrigeration | MW | 5.8566 | 6.0323 | 6.2804 | 6.3609 | 6.4779 | 6.2976 | 6.7355 | 6.8846 | 6.7982 | 6.9607 | 7.0566 | 6.6375 | 7.5827 | 7.2087 | 7.8467 | 7.2903 | 7.4792 | 7.369 | 7.2658 | 8.7703 | 8.4939 | 8.7221 | 10.4149 | 10.2446 | 9.3658 | 9.131 | 8.3999 | 8.1636 | 8.2307 | 8.2414 | 8.1594 | 7.9441 | 7.7292 | 7.5256 | 7.3255 | 7.142 | 6.9733 | 6.8177 | 6.6798 | 6.5589 | 6.458 | 6.3811 | 6.322 | 6.2656 | 6.22 | 6.1816 | 6.1461 | 6.1166 | 6.0911 | 6.0712
Northwest | OtherHealth | Peak | December | Lighting | MW | 37.9079 | 38.9575 | 40.5619 | 40.9874 | 41.7442 | 40.5725 | 43.44 | 44.2937 | 43.7176 | 44.7179 | 45.3848 | 42.6126 | 48.6884 | 46.2142 | 50.2882 | 46.6681 | 47.9135 | 44.1319 | 43.5762 | 52.6802 | 57.0192 | 55.1096 | 55.5299 | 70.6596 | 49.6266 | 48.6798 | 50.4636 | 51.3865 | 54.3048 | 56.8257 | 58.7709 | 60.5009 | 61.9978 | 63.245 | 64.1859 | 65.0488 | 65.8416 | 66.5631 | 67.3042 | 68.071 | 68.9277 | 69.9455 | 71.0447 | 72.0205 | 73.0087 | 73.9631 | 74.8277 | 75.6659 | 76.463 | 77.2431
Northwest | OtherHealth | Peak | December | Air Conditioning | MW | 64.4149 | 63.2444 | 62.1674 | 59.1526 | 85.2151 | 72.1343 | 81.6427 | 53.8627 | 86.8714 | 72.5809 | 78.6631 | 78.6081 | 109.0523 | 66.8138 | 75.4379 | 74.413 | 82.7534 | 107.0639 | 90.4587 | 94.67 | 95.0364 | 98.7687 | 112.0798 | 111.001 | 95.3214 | 99.499 | 94.1607 | 93.4703 | 97.1828 | 100.2958 | 102.3496 | 104.4287 | 106.483 | 108.454 | 110.1804 | 111.9736 | 113.8067 | 115.6779 | 117.7015 | 119.876 | 122.302 | 125.1024 | 128.1671 | 131.1573 | 134.2809 | 137.5011 | 140.7023 | 143.9789 | 147.2826 | 150.6672
Northwest | OtherHealth | Peak | December | Other Non-Substitutables | MW | 118.1007 | 121.5997 | 126.651 | 128.2354 | 130.5936 | 127.0072 | 135.829 | 138.8119 | 137.1378 | 140.3207 | 142.2954 | 133.8006 | 152.8908 | 145.3372 | 158.1819 | 146.9607 | 150.7958 | 148.5822 | 146.475 | 176.8214 | 173.947 | 184.281 | 219.2604 | 211.3752 | 185.3333 | 194.4565 | 176.7045 | 177.4541 | 185.0818 | 191.8129 | 196.0243 | 199.8568 | 203.2201 | 206.049 | 208.0748 | 209.9739 | 211.7329 | 213.3386 | 215.0513 | 216.8975 | 219.0533 | 221.7515 | 224.744 | 227.3925 | 230.1022 | 232.7406 | 235.1521 | 237.4994 | 239.7233 | 241.9093
Northwest | Assembly | Peak | January | Space Heating | MW | 111.1912 | 109.5909 | 122.6242 | 129.2681 | 127.0437 | 124.8427 | 117.0274 | 145.4577 | 127.5273 | 128.6084 | 162.776 | 140.9322 | 126.9882 | 143.7343 | 159.3934 | 166.2623 | 161.5077 | 131.0691 | 163.9649 | 162.8229 | 162.2349 | 182.7327 | 194.1957 | 188.1525 | 161.0686 | 176.1333 | 169.145 | 174.9348 | 186.1315 | 192.0996 | 193.6481 | 195.0909 | 195.7089 | 196.6026 | 197.8631 | 198.97 | 199.3827 | 199.8885 | 201.1274 | 203.0007 | 205.2246 | 207.9424 | 211.7426 | 215.8981 | 220.3007 | 224.6946 | 228.666 | 232.5906 | 236.4362 | 239.9562
Northwest | Assembly | Peak | January | Water Heating | MW | 3.1176 | 3.1993 | 3.3849 | 3.3924 | 3.4179 | 3.3757 | 3.5214 | 3.7127 | 3.5724 | 3.7461 | 4.2364 | 3.9474 | 3.6533 | 3.8918 | 4.2267 | 4.458 | 4.3092 | 3.8208 | 4.6861 | 4.4627 | 4.2489 | 5.1493 | 5.5749 | 4.9698 | 4.8709 | 5.188 | 4.7501 | 4.9772 | 5.3937 | 5.6625 | 5.8019 | 5.9394 | 6.0528 | 6.1751 | 6.2341 | 6.2892 | 6.3247 | 6.3628 | 6.4222 | 6.5036 | 6.5956 | 6.7058 | 6.8517 | 7.0117 | 7.1817 | 7.3502 | 7.5079 | 7.6634 | 7.8172 | 7.9629
Northwest | Assembly | Peak | January | Other Substitutables | MW | 0.0763 | 0.0772 | 0.0877 | 0.0876 | 0.0851 | 0.0858 | 0.0872 | 0.0896 | 0.0863 | 0.0915 | 0.0984 | 0.0917 | 0.0869 | 0.094 | 0.0963 | 0.1063 | 0.1026 | 0.0942 | 0.115 | 0.1066 | 0.1022 | 0.1266 | 0.1352 | 0.1224 | 0.1122 | 0.1291 | 0.1129 | 0.1167 | 0.125 | 0.13 | 0.1321 | 0.1336 | 0.1342 | 0.1351 | 0.1353 | 0.1355 | 0.1355 | 0.1356 | 0.1362 | 0.1373 | 0.1385 | 0.1403 | 0.1427 | 0.1455 | 0.1485 | 0.1515 | 0.1543 | 0.1571 | 0.1598 | 0.1625
Northwest | Assembly | Peak | January | Refrigeration | MW | 49.8735 | 51.2331 | 54.0884 | 54.3113 | 54.6402 | 53.9344 | 56.3907 | 59.4077 | 57.2058 | 59.918 | 67.834 | 63.1654 | 58.4591 | 62.2731 | 67.6242 | 71.3021 | 68.9487 | 61.0501 | 74.9354 | 71.3285 | 68.2347 | 82.4965 | 88.8892 | 79.4232 | 77.7713 | 82.6466 | 76.0746 | 75.3393 | 77.3544 | 77.7652 | 76.6184 | 74.3802 | 72.0696 | 70.0316 | 68.1448 | 66.4039 | 64.7044 | 63.1771 | 61.9489 | 61.0034 | 60.2515 | 59.7443 | 59.5849 | 59.6237 | 59.8139 | 60.0767 | 60.3347 | 60.6499 | 61.0117 | 61.3804
Northwest | Assembly | Peak | January | Lighting | MW | 66.6718 | 68.3113 | 72.0495 | 72.1962 | 72.6285 | 71.667 | 75.0375 | 78.8376 | 75.8332 | 79.4256 | 89.8711 | 83.4942 | 77.2762 | 82.3299 | 89.4991 | 94.2933 | 91.2091 | 77.0934 | 94.6925 | 90.3001 | 97.8296 | 110.7461 | 97.9294 | 118.2635 | 84.9365 | 91.0584 | 95.9791 | 98.9796 | 105.674 | 109.4323 | 110.6151 | 111.763 | 112.4411 | 113.2237 | 113.8505 | 114.4223 | 114.7444 | 115.1215 | 115.844 | 116.9697 | 118.2713 | 119.9233 | 122.1878 | 124.7379 | 127.4556 | 130.13 | 132.6451 | 135.1083 | 137.5449 | 139.8768
Northwest | Assembly | Peak | January | Air Conditioning | MW | 80.9667 | 79.9949 | 79.3494 | 76.2351 | 103.8589 | 90.4932 | 99.6834 | 73.5946 | 105.8179 | 93.6003 | 111.4335 | 109.9394 | 120.4291 | 87.5562 | 97.3284 | 107.6702 | 112.0769 | 125.4293 | 134.9777 | 113.5581 | 111.1156 | 136.0383 | 142.5884 | 127.7233 | 119.461 | 134.2618 | 124.4786 | 126.1629 | 133.4958 | 138.0272 | 139.8429 | 141.8837 | 143.5846 | 145.6494 | 147.7625 | 149.9044 | 151.8149 | 153.9338 | 156.7668 | 160.2238 | 164.0895 | 168.5875 | 174.1064 | 180.196 | 186.688 | 193.4086 | 200.0298 | 206.8721 | 213.8613 | 220.8839
Northwest | Assembly | Peak | January | Other Non-Substitutables | MW | 161.0619 | 165.4313 | 174.6542 | 175.389 | 176.4372 | 174.1747 | 182.1163 | 191.8274 | 184.7204 | 193.4876 | 219.0565 | 203.9785 | 188.7653 | 201.0774 | 218.3608 | 230.2394 | 222.6496 | 197.1544 | 241.9616 | 230.335 | 222.0618 | 278.5361 | 303.8665 | 265.4095 | 247.4795 | 286.2849 | 255.6292 | 263.6937 | 281.5788 | 292.3343 | 295.6404 | 298.9754 | 301.1378 | 303.7923 | 306.2156 | 308.4455 | 309.7506 | 311.2576 | 313.8954 | 317.5853 | 321.8983 | 327.0472 | 334.0078 | 341.6445 | 349.6978 | 357.8147 | 365.2808 | 372.7136 | 380.0972 | 386.9782
Northwest | Assembly | Peak | February | Space Heating | MW | 102.7381 | 101.2642 | 113.3033 | 119.5273 | 117.501 | 115.4546 | 108.2106 | 134.5599 | 118.0934 | 118.9803 | 152.2562 | 122.5493 | 106.3405 | 135.2003 | 141.2751 | 153.3619 | 144.3894 | 129.8636 | 131.8631 | 144.9159 | 172.3623 | 163.2178 | 164.6823 | 166.5211 | 151.8354 | 166.6502 | 152.9111 | 158.1286 | 168.2406 | 173.6317 | 175.0277 | 176.3278 | 176.8858 | 177.6937 | 178.8309 | 179.8306 | 180.202 | 180.6569 | 181.7745 | 183.4659 | 185.4726 | 187.9268 | 191.3575 | 195.1092 | 199.0862 | 203.0534 | 206.6415 | 210.1868 | 213.6601 | 216.8419
Northwest | Assembly | Peak | February | Water Heating | MW | 3.1441 | 3.2266 | 3.4137 | 3.4238 | 3.4504 | 3.4075 | 3.5542 | 3.7487 | 3.6107 | 3.7829 | 4.3251 | 3.7467 | 3.3392 | 3.9955 | 4.089 | 4.4882 | 4.2049 | 4.132 | 4.1134 | 4.3352 | 4.9308 | 5.0181 | 5.1548 | 4.8013 | 5.0068 | 5.3544 | 4.6864 | 4.9103 | 5.3211 | 5.5863 | 5.7239 | 5.8597 | 5.9717 | 6.0926 | 6.1507 | 6.2051 | 6.2401 | 6.2776 | 6.3361 | 6.4164 | 6.5071 | 6.6157 | 6.7596 | 6.9173 | 7.0849 | 7.251 | 7.4066 | 7.56 | 7.7116 | 7.8554
Northwest | Assembly | Peak | February | Other Substitutables | MW | 0.0686 | 0.0694 | 0.0789 | 0.0788 | 0.0766 | 0.0772 | 0.0785 | 0.0807 | 0.0777 | 0.0824 | 0.0896 | 0.0776 | 0.0708 | 0.086 | 0.083 | 0.0954 | 0.0893 | 0.0908 | 0.09 | 0.0923 | 0.1059 | 0.1102 | 0.1116 | 0.1056 | 0.1029 | 0.1188 | 0.0993 | 0.1027 | 0.1099 | 0.1144 | 0.1162 | 0.1175 | 0.118 | 0.1188 | 0.119 | 0.1192 | 0.1192 | 0.1193 | 0.1198 | 0.1207 | 0.1218 | 0.1234 | 0.1255 | 0.1279 | 0.1306 | 0.1332 | 0.1357 | 0.1381 | 0.1405 | 0.1429
Northwest | Assembly | Peak | February | Refrigeration | MW | 51.0505 | 52.4437 | 55.3641 | 55.6335 | 55.9834 | 55.2557 | 57.766 | 60.882 | 58.6858 | 61.4115 | 70.2894 | 60.8499 | 54.2316 | 64.8882 | 66.3991 | 72.8583 | 68.2868 | 67.0098 | 66.762 | 70.3283 | 80.3657 | 81.5974 | 83.428 | 77.8831 | 81.1395 | 86.5758 | 76.1767 | 75.4365 | 77.4507 | 77.8602 | 76.71 | 74.4675 | 72.1533 | 70.1123 | 68.2225 | 66.4793 | 64.7771 | 63.2474 | 62.0171 | 61.0699 | 60.3163 | 59.8078 | 59.6471 | 59.6847 | 59.8745 | 60.1365 | 60.3944 | 60.7095 | 61.071 | 61.4401
Northwest | Assembly | Peak | February | Lighting | MW | 57.7694 | 59.1947 | 62.4287 | 62.6052 | 62.9922 | 62.1542 | 65.0744 | 68.4019 | 65.8644 | 68.9204 | 78.8493 | 68.1012 | 60.6865 | 72.6208 | 74.4024 | 81.5892 | 76.496 | 71.6753 | 71.4549 | 75.405 | 97.7525 | 92.828 | 77.7739 | 98.2569 | 75.0035 | 80.7393 | 81.3802 | 83.9174 | 89.5876 | 92.7708 | 93.7703 | 94.7401 | 95.3134 | 95.9757 | 96.5055 | 96.9897 | 97.2618 | 97.5803 | 98.1913 | 99.1443 | 100.2458 | 101.6444 | 103.5617 | 105.7207 | 108.0228 | 110.2873 | 112.4183 | 114.5048 | 116.5687 | 118.5449
Northwest | Assembly | Peak | February | Air Conditioning | MW | 77.183 | 76.261 | 75.6249 | 72.7121 | 99.1038 | 86.3361 | 95.1157 | 70.2505 | 101.0956 | 89.347 | 107.5314 | 98.6415 | 104.0465 | 84.9599 | 88.9853 | 102.4343 | 103.3636 | 128.2163 | 112.008 | 104.2633 | 121.8394 | 125.2696 | 124.5244 | 116.5774 | 116.0092 | 130.9147 | 116.0736 | 117.6395 | 124.4679 | 128.6874 | 130.3748 | 132.2716 | 133.8539 | 135.7759 | 137.7426 | 139.7373 | 141.5155 | 143.4876 | 146.1253 | 149.3447 | 152.9442 | 157.1333 | 162.2729 | 167.9438 | 173.9912 | 180.2505 | 186.4191 | 192.7936 | 199.3047 | 205.8486
Northwest | Assembly | Peak | February | Other Non-Substitutables | MW | 162.5676 | 166.9828 | 176.2845 | 177.1579 | 178.2578 | 175.9575 | 183.9607 | 193.8509 | 186.8613 | 195.5494 | 223.8255 | 193.7652 | 172.6766 | 206.6045 | 211.4198 | 231.9894 | 217.4422 | 213.388 | 212.5694 | 223.9434 | 257.7396 | 271.488 | 281.3753 | 256.7196 | 254.6313 | 295.7681 | 252.3784 | 260.3197 | 277.9595 | 288.5692 | 291.8244 | 295.1075 | 297.2387 | 299.8566 | 302.2448 | 304.4446 | 305.7304 | 307.2144 | 309.8141 | 313.4532 | 317.7044 | 322.7823 | 329.6456 | 337.1758 | 345.1207 | 353.1248 | 360.4918 | 367.8246 | 375.108 | 381.9003
Northwest | Assembly | Peak | March | Space Heating | MW | 72.7976 | 71.7014 | 80.2331 | 84.7195 | 83.1584 | 81.8142 | 76.5742 | 95.496 | 83.6591 | 84.3167 | 99.181 | 88.8936 | 84.3149 | 101.0557 | 105.721 | 105.7477 | 111.0726 | 89.7996 | 94.5408 | 95.5413 | 119.8567 | 115.6746 | 120.3277 | 131.8596 | 114.6862 | 112.6739 | 117.4465 | 121.438 | 129.1961 | 133.3317 | 134.3985 | 135.3919 | 135.8186 | 136.4374 | 137.307 | 138.0727 | 138.3566 | 138.7045 | 139.559 | 140.8539 | 142.3906 | 144.2702 | 146.8989 | 149.7736 | 152.8221 | 155.8625 | 158.6134 | 161.3306 | 163.993 | 166.4318
Northwest | Assembly | Peak | March | Water Heating | MW | 2.9767 | 3.0525 | 3.2299 | 3.2424 | 3.2627 | 3.2262 | 3.3605 | 3.5546 | 3.4176 | 3.5818 | 3.7645 | 3.6311 | 3.5374 | 3.9903 | 4.0884 | 4.1349 | 4.3219 | 3.8176 | 3.9404 | 3.8189 | 4.5815 | 4.7514 | 5.0318 | 5.081 | 5.0503 | 4.8341 | 4.8085 | 5.0381 | 5.4596 | 5.732 | 5.8733 | 6.0128 | 6.128 | 6.2524 | 6.3119 | 6.3677 | 6.4036 | 6.442 | 6.502 | 6.5842 | 6.6771 | 6.7884 | 6.9358 | 7.0974 | 7.2692 | 7.4394 | 7.5989 | 7.7561 | 7.9115 | 8.0589
Northwest | Assembly | Peak | March | Other Substitutables | MW | 0.0575 | 0.0581 | 0.066 | 0.0661 | 0.064 | 0.0647 | 0.0657 | 0.0677 | 0.0651 | 0.069 | 0.069 | 0.0665 | 0.0663 | 0.076 | 0.0734 | 0.0778 | 0.0812 | 0.0742 | 0.0763 | 0.072 | 0.0871 | 0.0923 | 0.0964 | 0.0989 | 0.0918 | 0.095 | 0.0902 | 0.0932 | 0.0998 | 0.1039 | 0.1055 | 0.1067 | 0.1071 | 0.1078 | 0.108 | 0.1082 | 0.1082 | 0.1083 | 0.1087 | 0.1096 | 0.1106 | 0.112 | 0.1139 | 0.1161 | 0.1186 | 0.1209 | 0.1232 | 0.1254 | 0.1275 | 0.1297
Northwest | Assembly | Peak | March | Refrigeration | MW | 47.7175 | 48.9846 | 51.717 | 52.0168 | 52.2657 | 51.6523 | 53.9239 | 56.9959 | 54.8413 | 57.4082 | 60.4017 | 58.2246 | 56.7206 | 63.9804 | 65.5465 | 66.2713 | 69.2954 | 61.1252 | 63.1416 | 61.1644 | 73.7246 | 76.2778 | 80.4006 | 81.3716 | 80.804 | 77.1709 | 77.1676 | 76.4125 | 78.4486 | 78.8605 | 77.692 | 75.4181 | 73.0726 | 71.004 | 69.0886 | 67.3223 | 65.5978 | 64.0479 | 62.8005 | 61.8399 | 61.0753 | 60.5586 | 60.3941 | 60.4302 | 60.6207 | 60.8841 | 61.144 | 61.4615 | 61.8263 | 62.1988
Northwest | Assembly | Peak | March | Lighting | MW | 53.7376 | 55.0247 | 58.0365 | 58.2533 | 58.5287 | 57.8216 | 60.4514 | 63.723 | 61.2493 | 64.1139 | 67.4244 | 64.8423 | 63.1636 | 71.2596 | 73.0874 | 73.8512 | 77.2463 | 65.055 | 67.2452 | 65.2547 | 89.2452 | 86.3928 | 74.5984 | 102.2672 | 74.3324 | 71.6171 | 82.0821 | 84.6326 | 90.3446 | 93.5506 | 94.5537 | 95.5269 | 96.1025 | 96.768 | 97.3001 | 97.7873 | 98.0608 | 98.3813 | 98.9951 | 99.9536 | 101.0617 | 102.469 | 104.3987 | 106.5718 | 108.8898 | 111.1695 | 113.3157 | 115.4166 | 117.495 | 119.4852
Northwest | Assembly | Peak | March | Air Conditioning | MW | 69.1533 | 68.2768 | 67.7162 | 65.1672 | 88.6888 | 77.3615 | 85.107 | 63.0341 | 90.5547 | 80.0569 | 88.576 | 90.4673 | 104.2996 | 80.2997 | 84.2028 | 89.3102 | 100.5433 | 112.1062 | 101.5349 | 86.921 | 107.1381 | 112.221 | 115.016 | 116.722 | 110.7329 | 111.807 | 112.6738 | 114.1871 | 120.804 | 124.8912 | 126.5201 | 128.352 | 129.8813 | 131.7406 | 133.6433 | 135.5747 | 137.2965 | 139.2063 | 141.7599 | 144.8776 | 148.3639 | 152.4212 | 157.3996 | 162.8928 | 168.752 | 174.816 | 180.7937 | 186.9702 | 193.2795 | 199.6207
Northwest | Assembly | Peak | March | Other Non-Substitutables | MW | 168.4996 | 172.9519 | 182.6025 | 183.6771 | 184.541 | 182.3925 | 190.4239 | 201.2376 | 193.6337 | 202.7067 | 213.2828 | 205.5939 | 200.267 | 225.8957 | 231.4304 | 233.9922 | 244.6801 | 215.8434 | 222.9329 | 215.9703 | 262.2111 | 281.506 | 300.7181 | 297.4525 | 281.179 | 292.4272 | 283.5205 | 292.412 | 312.204 | 324.1057 | 327.7445 | 331.4149 | 333.7989 | 336.7304 | 339.4041 | 341.8707 | 343.3117 | 344.9752 | 347.8864 | 351.9645 | 356.7295 | 362.4211 | 370.116 | 378.5588 | 387.4694 | 396.4451 | 404.7093 | 412.9332 | 421.1027 | 428.7213
Northwest | Assembly | Peak | April | Space Heating | MW | 51.5853 | 50.5965 | 56.5581 | 59.9136 | 58.627 | 57.9165 | 53.8681 | 68.2299 | 59.3532 | 60.0046 | 65.2991 | 64.6649 | 59.546 | 74.6399 | 77.9424 | 79.9626 | 77.9627 | 68.3254 | 69.5318 | 76.5249 | 81.5634 | 81.7576 | 92.3716 | 85.2783 | 80.9562 | 80.5173 | 78.0209 | 80.6646 | 85.8141 | 88.5569 | 89.2592 | 89.9141 | 90.1935 | 90.5996 | 91.1723 | 91.6766 | 91.8645 | 92.0946 | 92.6569 | 93.5116 | 94.526 | 95.7678 | 97.5058 | 99.4081 | 101.425 | 103.4355 | 105.255 | 107.0506 | 108.8103 | 110.4219
Northwest | Assembly | Peak | April | Water Heating | MW | 2.655 | 2.7113 | 2.8657 | 2.8865 | 2.8948 | 2.875 | 2.9766 | 3.1971 | 3.0519 | 3.209 | 3.1199 | 3.3251 | 3.1444 | 3.7094 | 3.7937 | 3.9351 | 3.8191 | 3.656 | 3.6482 | 3.8503 | 3.9243 | 4.2274 | 4.8631 | 4.1373 | 4.4861 | 4.3471 | 4.0208 | 4.2128 | 4.5655 | 4.7935 | 4.9119 | 5.0287 | 5.1253 | 5.2295 | 5.2791 | 5.3256 | 5.3556 | 5.3878 | 5.4377 | 5.5062 | 5.5837 | 5.6764 | 5.7994 | 5.9342 | 6.0776 | 6.2195 | 6.3526 | 6.4837 | 6.6133 | 6.7362
Northwest | Assembly | Peak | April | Other Substitutables | MW | 0.0545 | 0.0548 | 0.0623 | 0.0625 | 0.0605 | 0.0613 | 0.0619 | 0.0647 | 0.0618 | 0.0657 | 0.0608 | 0.0648 | 0.0627 | 0.0752 | 0.0725 | 0.0788 | 0.0765 | 0.0756 | 0.0752 | 0.0772 | 0.0793 | 0.0873 | 0.0992 | 0.0856 | 0.0868 | 0.0909 | 0.0802 | 0.0829 | 0.0888 | 0.0924 | 0.0938 | 0.0948 | 0.0953 | 0.0959 | 0.096 | 0.0962 | 0.0962 | 0.0963 | 0.0966 | 0.0974 | 0.0983 | 0.0995 | 0.1012 | 0.1032 | 0.1054 | 0.1074 | 0.1095 | 0.1114 | 0.1133 | 0.1153
Northwest | Assembly | Peak | April | Refrigeration | MW | 45.7071 | 46.7231 | 49.2745 | 49.7301 | 49.7994 | 49.4294 | 51.2924 | 55.0522 | 52.5901 | 55.2334 | 53.7565 | 57.2561 | 54.1446 | 63.8706 | 65.3144 | 67.7276 | 65.7551 | 62.8626 | 62.7784 | 66.223 | 67.8106 | 72.879 | 83.4486 | 71.1518 | 77.0797 | 74.5242 | 69.292 | 68.6108 | 70.4373 | 70.805 | 69.7527 | 67.7091 | 65.6016 | 63.7425 | 62.0209 | 60.4335 | 58.8849 | 57.493 | 56.3712 | 55.5069 | 54.8183 | 54.3523 | 54.2019 | 54.232 | 54.4005 | 54.6341 | 54.865 | 55.1471 | 55.4718 | 55.8035
Northwest | Assembly | Peak | April | Lighting | MW | 62.3953 | 63.6303 | 67.0377 | 67.5182 | 67.6151 | 67.0914 | 69.7107 | 74.6287 | 71.2153 | 74.7971 | 72.7623 | 77.3117 | 73.1076 | 86.2655 | 88.3071 | 91.5481 | 88.907 | 81.2529 | 81.1977 | 85.7571 | 99.7044 | 100.2179 | 93.933 | 108.6138 | 86.0217 | 83.9034 | 89.491 | 92.2681 | 98.4949 | 101.9889 | 103.0792 | 104.1376 | 104.7637 | 105.4872 | 106.065 | 106.5947 | 106.8937 | 107.2435 | 107.9099 | 108.9522 | 110.1568 | 111.6873 | 113.7864 | 116.1514 | 118.6742 | 121.1542 | 123.49 | 125.7749 | 128.0357 | 130.2007
Northwest | Assembly | Peak | April | Air Conditioning | MW | 75.4892 | 74.2224 | 73.4415 | 70.9064 | 96.377 | 84.377 | 92.3789 | 69.3819 | 98.9905 | 87.8005 | 89.8557 | 101.4091 | 113.4623 | 91.3325 | 95.5522 | 103.8818 | 108.7044 | 131.4329 | 115.0987 | 107.2372 | 112.2232 | 122.1247 | 136.0656 | 116.3039 | 120.4104 | 123.0206 | 115.2251 | 116.7648 | 123.5252 | 127.6978 | 129.3542 | 131.2196 | 132.7765 | 134.6696 | 136.607 | 138.5746 | 140.3321 | 142.2815 | 144.884 | 148.0627 | 151.6172 | 155.7547 | 160.8323 | 166.4368 | 172.4142 | 178.5992 | 184.6974 | 190.996 | 197.4309 | 203.8981
Northwest | Assembly | Peak | April | Other Non-Substitutables | MW | 152.3681 | 155.7354 | 164.2422 | 165.7752 | 165.9933 | 164.7756 | 170.9947 | 183.4977 | 175.2942 | 184.1138 | 179.1956 | 190.86 | 180.4736 | 212.8886 | 217.7056 | 225.7519 | 219.1867 | 209.5564 | 209.2468 | 220.7464 | 227.6057 | 253.8717 | 294.7383 | 245.5872 | 253.2093 | 266.6833 | 240.3506 | 247.8685 | 264.6353 | 274.7115 | 277.7781 | 280.875 | 282.8846 | 285.3558 | 287.6086 | 289.6881 | 290.9078 | 292.3151 | 294.769 | 298.212 | 302.2347 | 307.0425 | 313.5449 | 320.6835 | 328.2173 | 335.8027 | 342.7893 | 349.7373 | 356.6402 | 363.0776
Northwest | Assembly | Peak | May | Space Heating | MW | 23.7021 | 23.0783 | 25.935 | 27.6461 | 26.8221 | 26.6534 | 24.4114 | 31.7127 | 27.0316 | 27.5536 | 34.0279 | 31.0523 | 28.0587 | 36.7621 | 38.8225 | 37.8606 | 41.842 | 32.3735 | 32.7871 | 37.4502 | 41.8537 | 38.8475 | 42.1216 | 41.6498 | 40.008 | 37.5987 | 37.515 | 38.7925 | 41.2728 | 42.5884 | 42.9189 | 43.2296 | 43.3571 | 43.5424 | 43.8113 | 44.0466 | 44.1378 | 44.2489 | 44.5123 | 44.9157 | 45.3954 | 45.9834 | 46.8092 | 47.7159 | 48.6744 | 49.6293 | 50.492 | 51.3409 | 52.1737 | 52.9338
Northwest | Assembly | Peak | May | Water Heating | MW | 2.511 | 2.5458 | 2.7044 | 2.7434 | 2.7244 | 2.7247 | 2.7782 | 3.0617 | 2.8616 | 3.0346 | 3.3435 | 3.2882 | 3.0511 | 3.7597 | 3.8876 | 3.8337 | 4.2204 | 3.5646 | 3.5415 | 3.8788 | 4.1437 | 4.1365 | 4.5732 | 4.1618 | 4.5731 | 4.189 | 3.9827 | 4.1738 | 4.5245 | 4.7509 | 4.8682 | 4.9843 | 5.0801 | 5.1832 | 5.2318 | 5.2773 | 5.3073 | 5.3393 | 5.3882 | 5.4556 | 5.5317 | 5.6229 | 5.7439 | 5.877 | 6.0181 | 6.1577 | 6.2886 | 6.4171 | 6.5443 | 6.6647
Northwest | Assembly | Peak | May | Other Substitutables | MW | 0.0484 | 0.0483 | 0.0554 | 0.056 | 0.0537 | 0.0547 | 0.0546 | 0.0584 | 0.0548 | 0.0587 | 0.0616 | 0.0605 | 0.0574 | 0.072 | 0.0703 | 0.0726 | 0.0801 | 0.0695 | 0.0689 | 0.0734 | 0.0789 | 0.0805 | 0.0879 | 0.0811 | 0.0837 | 0.0824 | 0.0747 | 0.0772 | 0.0827 | 0.086 | 0.0874 | 0.0884 | 0.0888 | 0.0893 | 0.0895 | 0.0896 | 0.0896 | 0.0897 | 0.09 | 0.0907 | 0.0915 | 0.0927 | 0.0943 | 0.0961 | 0.0981 | 0.1 | 0.1018 | 0.1037 | 0.1054 | 0.1072
Northwest | Assembly | Peak | May | Refrigeration | MW | 42.3312 | 42.9623 | 45.5329 | 46.285 | 45.8984 | 45.8748 | 46.8746 | 51.626 | 48.2858 | 51.1453 | 56.4086 | 55.4405 | 51.4479 | 63.3893 | 65.5377 | 64.6145 | 71.1485 | 60.0192 | 59.6777 | 65.3303 | 70.1088 | 69.825 | 76.8477 | 70.0861 | 76.9378 | 70.3225 | 67.207 | 66.5527 | 68.3342 | 68.6922 | 67.6688 | 65.6866 | 63.6402 | 61.8324 | 60.1584 | 58.6139 | 57.1128 | 55.7636 | 54.6713 | 53.8287 | 53.1562 | 52.6993 | 52.5482 | 52.5742 | 52.7318 | 52.952 | 53.1692 | 53.4341 | 53.741 | 54.0538
Northwest | Assembly | Peak | May | Lighting | MW | 54.6467 | 55.3285 | 58.5757 | 59.4214 | 58.9262 | 58.8881 | 60.265 | 66.2125 | 61.8522 | 65.5386 | 72.2725 | 70.8445 | 65.7186 | 80.9985 | 83.834 | 82.6508 | 91.0463 | 73.7118 | 73.3311 | 80.2908 | 98.0105 | 91.1906 | 81.903 | 101.5873 | 81.2898 | 74.9745 | 82.3011 | 84.8798 | 90.6363 | 93.8644 | 94.8746 | 95.8586 | 96.4393 | 97.1053 | 97.6372 | 98.1227 | 98.4057 | 98.7346 | 99.3462 | 100.3036 | 101.4095 | 102.8152 | 104.7437 | 106.9204 | 109.2376 | 111.5141 | 113.6567 | 115.749 | 117.8199 | 119.8008
Northwest | Assembly | Peak | May | Air Conditioning | MW | 85.6568 | 83.6283 | 82.7483 | 80.5022 | 109.1549 | 95.9595 | 103.7194 | 79.6608 | 111.5221 | 99.6866 | 115.5142 | 120.4869 | 132.3793 | 110.8606 | 117.0966 | 120.9826 | 143.939 | 153.8675 | 134.0928 | 129.448 | 141.6431 | 142.9203 | 153.7247 | 140.4316 | 147.7149 | 142.4805 | 136.6009 | 138.4191 | 146.4631 | 151.4152 | 153.3737 | 155.5889 | 157.4279 | 159.6564 | 161.9389 | 164.2525 | 166.342 | 168.6588 | 171.7279 | 175.4799 | 179.6752 | 184.5606 | 190.5585 | 197.1904 | 204.2506 | 211.5537 | 218.7499 | 226.1732 | 233.7595 | 241.3777
Northwest | Assembly | Peak | May | Other Non-Substitutables | MW | 135.9262 | 137.9365 | 146.19 | 148.6178 | 147.3661 | 147.3033 | 150.5214 | 165.7519 | 155.0299 | 164.219 | 181.123 | 178.0129 | 165.1804 | 203.5167 | 210.4192 | 207.457 | 228.4456 | 192.7215 | 191.5995 | 209.7642 | 226.5875 | 234.341 | 261.7151 | 233.1382 | 243.4499 | 242.5476 | 224.645 | 231.695 | 247.407 | 256.8228 | 259.6674 | 262.5563 | 264.4137 | 266.6886 | 268.7631 | 270.6709 | 271.8161 | 273.1359 | 275.3983 | 278.5845 | 282.3112 | 286.7689 | 292.8084 | 299.4557 | 306.4537 | 313.4975 | 319.9782 | 326.41 | 332.8049 | 338.7565
Northwest | Assembly | Peak | June | Space Heating | MW | 5.3749 | 5.2143 | 5.9186 | 6.3717 | 5.9522 | 6.0236 | 5.4086 | 7.3819 | 5.9459 | 6.1982 | 6.988 | 6.2096 | 5.9418 | 7.897 | 8.8258 | 8.0243 | 9.0691 | 7.2573 | 7.7345 | 8.2999 | 9.3151 | 7.8844 | 9.3996 | 8.1705 | 8.1385 | 7.7051 | 7.7351 | 7.9948 | 8.5041 | 8.7735 | 8.8391 | 8.901 | 8.9258 | 8.9621 | 9.0156 | 9.0625 | 9.0809 | 9.1033 | 9.1555 | 9.2366 | 9.3329 | 9.4515 | 9.6184 | 9.8024 | 9.9968 | 10.19 | 10.3648 | 10.5362 | 10.7044 | 10.858
Northwest | Assembly | Peak | June | Water Heating | MW | 2.7488 | 2.7774 | 2.979 | 3.0545 | 2.9173 | 2.9744 | 2.9717 | 3.4443 | 3.0398 | 3.2966 | 3.3108 | 3.1758 | 3.1212 | 3.8982 | 4.2637 | 3.9208 | 4.4171 | 3.8568 | 4.0329 | 4.1503 | 4.4539 | 4.0527 | 4.9283 | 3.9456 | 4.4864 | 4.1414 | 3.9637 | 4.154 | 4.5038 | 4.7301 | 4.8474 | 4.9637 | 5.0601 | 5.1636 | 5.2113 | 5.256 | 5.2859 | 5.3177 | 5.3656 | 5.4318 | 5.5065 | 5.5963 | 5.7154 | 5.8467 | 5.986 | 6.1235 | 6.2526 | 6.379 | 6.5042 | 6.6228
Northwest | Assembly | Peak | June | Other Substitutables | MW | 0.0792 | 0.0786 | 0.0914 | 0.0934 | 0.0863 | 0.0895 | 0.0876 | 0.0985 | 0.0874 | 0.0955 | 0.0916 | 0.0877 | 0.0881 | 0.1122 | 0.116 | 0.1117 | 0.1261 | 0.1126 | 0.1175 | 0.1178 | 0.1269 | 0.118 | 0.1417 | 0.115 | 0.1232 | 0.122 | 0.1113 | 0.115 | 0.1232 | 0.1281 | 0.1301 | 0.1315 | 0.1321 | 0.1329 | 0.1331 | 0.1333 | 0.1333 | 0.1334 | 0.1339 | 0.1349 | 0.1361 | 0.1377 | 0.1401 | 0.1428 | 0.1457 | 0.1485 | 0.1512 | 0.1539 | 0.1565 | 0.1591
Northwest | Assembly | Peak | June | Refrigeration | MW | 47.615 | 48.1606 | 51.5332 | 52.9538 | 50.5055 | 51.4569 | 51.5151 | 59.6754 | 52.7021 | 57.0885 | 57.3866 | 55.0157 | 54.0788 | 67.529 | 73.8504 | 67.9018 | 76.5062 | 66.7238 | 69.8274 | 71.8254 | 77.4241 | 70.2856 | 85.0883 | 68.2662 | 77.5513 | 71.4408 | 68.721 | 68.0364 | 69.8485 | 70.2051 | 69.1455 | 67.1108 | 65.0129 | 63.158 | 61.4398 | 59.8553 | 58.32 | 56.9394 | 55.8158 | 54.9475 | 54.2515 | 53.7758 | 53.6107 | 53.6277 | 53.7788 | 53.9919 | 54.2046 | 54.4637 | 54.7663 | 55.0758
Northwest | Assembly | Peak | June | Lighting | MW | 111.8729 | 112.8755 | 120.6444 | 123.6794 | 118.0223 | 120.2525 | 120.6351 | 139.3301 | 122.8787 | 133.205 | 133.9164 | 128.0165 | 125.765 | 157.1206 | 171.9588 | 158.0779 | 178.2306 | 149.6731 | 156.7527 | 161.1953 | 197.9864 | 167.5849 | 165.0088 | 180.7773 | 149.0126 | 138.5085 | 153.519 | 158.2932 | 169.0144 | 175.0209 | 176.8779 | 178.6908 | 179.7616 | 180.9883 | 181.9633 | 182.8579 | 183.3889 | 184.0027 | 185.123 | 186.8885 | 188.9246 | 191.5191 | 195.0808 | 199.1084 | 203.3985 | 207.6039 | 211.571 | 215.4351 | 219.2607 | 222.9236
Northwest | Assembly | Peak | June | Air Conditioning | MW | 165.5523 | 161.0818 | 160.1112 | 157.6731 | 206.8896 | 184.9114 | 196.0278 | 158.0584 | 209.5136 | 191.2805 | 201.8212 | 205.7256 | 239.7546 | 202.4924 | 225.8172 | 217.5114 | 265.5576 | 294.0109 | 269.3517 | 244.0791 | 267.8026 | 246.4282 | 292.3639 | 234.8264 | 256.0618 | 248.4936 | 239.3137 | 242.4281 | 256.4518 | 265.0598 | 268.4076 | 272.2137 | 275.3729 | 279.2056 | 283.1317 | 287.1203 | 290.7488 | 294.7715 | 300.07 | 306.5608 | 313.816 | 322.2738 | 332.6613 | 344.1631 | 356.4069 | 369.0585 | 381.5385 | 394.394 | 407.5359 | 420.7369
Northwest | Assembly | Peak | June | Other Non-Substitutables | MW | 140.6902 | 142.2873 | 152.2498 | 156.4604 | 149.2175 | 152.041 | 152.2202 | 176.3059 | 155.7056 | 168.6734 | 169.5576 | 162.5508 | 159.7704 | 199.5052 | 218.187 | 200.6131 | 226.0441 | 197.1511 | 206.2952 | 212.2143 | 230.1934 | 217.2097 | 266.9153 | 209.0818 | 225.8025 | 227.066 | 211.3841 | 217.9359 | 232.6674 | 241.4766 | 244.0867 | 246.7493 | 248.4563 | 250.5493 | 252.4523 | 254.208 | 255.2771 | 256.5062 | 258.5854 | 261.5336 | 264.9794 | 269.113 | 274.7201 | 280.906 | 287.4202 | 293.9625 | 299.994 | 305.9637 | 311.9011 | 317.4313
Northwest | Assembly | Peak | July | Space Heating | MW | 1.4395 | 1.4077 | 1.6084 | 1.74 | 1.5838 | 1.6118 | 1.4446 | 2.0391 | 1.5698 | 1.6721 | 1.988 | 1.6839 | 1.7205 | 2.1737 | 2.3587 | 2.0602 | 2.3722 | 1.9847 | 2.1045 | 2.4083 | 2.5213 | 2.3349 | 2.478 | 2.5343 | 2.3857 | 2.2381 | 2.3173 | 2.3939 | 2.5459 | 2.626 | 2.645 | 2.663 | 2.6701 | 2.6806 | 2.6961 | 2.7098 | 2.7152 | 2.7218 | 2.7369 | 2.7606 | 2.7889 | 2.8237 | 2.8729 | 2.9272 | 2.9846 | 3.0416 | 3.0932 | 3.1437 | 3.1933 | 3.2385
Northwest | Assembly | Peak | July | Water Heating | MW | 2.4842 | 2.5307 | 2.7318 | 2.8156 | 2.6189 | 2.6865 | 2.6777 | 3.2117 | 2.7089 | 3.0013 | 3.1759 | 2.9066 | 3.0514 | 3.6206 | 3.8433 | 3.3959 | 3.8991 | 3.5577 | 3.7024 | 4.0638 | 4.0699 | 4.0492 | 4.3841 | 4.1359 | 4.4319 | 4.0558 | 4.0052 | 4.1975 | 4.5518 | 4.7813 | 4.9005 | 5.0188 | 5.1175 | 5.2232 | 5.2707 | 5.3155 | 5.3457 | 5.3779 | 5.4255 | 5.4917 | 5.5664 | 5.6562 | 5.7755 | 5.9071 | 6.0469 | 6.1846 | 6.3141 | 6.4407 | 6.5661 | 6.6848
Northwest | Assembly | Peak | July | Other Substitutables | MW | 0.0853 | 0.0854 | 0.0999 | 0.1026 | 0.0924 | 0.0964 | 0.094 | 0.1094 | 0.093 | 0.1037 | 0.1048 | 0.0958 | 0.1029 | 0.1245 | 0.125 | 0.1156 | 0.1329 | 0.1238 | 0.1286 | 0.1375 | 0.1383 | 0.1406 | 0.1504 | 0.1436 | 0.1455 | 0.1427 | 0.1341 | 0.1385 | 0.1483 | 0.1543 | 0.1566 | 0.1583 | 0.159 | 0.1599 | 0.1602 | 0.1604 | 0.1604 | 0.1604 | 0.161 | 0.1622 | 0.1636 | 0.1656 | 0.1684 | 0.1716 | 0.1751 | 0.1784 | 0.1817 | 0.1848 | 0.1879 | 0.191
Northwest | Assembly | Peak | July | Refrigeration | MW | 45.9546 | 46.8647 | 50.4667 | 52.1305 | 48.4242 | 49.6367 | 49.5702 | 59.4259 | 50.1554 | 55.5051 | 58.7847 | 53.7733 | 56.4629 | 66.9804 | 71.0897 | 62.8101 | 72.1196 | 65.7337 | 68.4633 | 75.1098 | 75.5564 | 74.9928 | 80.8311 | 76.4088 | 81.8089 | 74.7217 | 74.1579 | 73.4002 | 75.3423 | 75.7152 | 74.557 | 72.3518 | 70.082 | 68.0738 | 66.2135 | 64.4995 | 62.8421 | 61.3514 | 60.1326 | 59.1889 | 58.4305 | 57.9086 | 57.7204 | 57.7288 | 57.8818 | 58.1007 | 58.3213 | 58.5899 | 58.9063 | 59.2304
Northwest | Assembly | Peak | July | Lighting | MW | 112.2252 | 114.1307 | 122.7495 | 126.4375 | 117.5999 | 120.5501 | 120.6629 | 144.1058 | 121.4739 | 134.5445 | 142.5108 | 129.976 | 136.4294 | 161.8971 | 171.9088 | 151.8484 | 174.5078 | 153.6919 | 160.1306 | 175.5752 | 201.9118 | 186.3892 | 162.791 | 211.2764 | 163.1872 | 150.398 | 172.442 | 177.749 | 189.7549 | 196.4728 | 198.52 | 200.5209 | 201.704 | 203.0609 | 204.1352 | 205.1289 | 205.7244 | 206.4117 | 207.6469 | 209.6052 | 211.8647 | 214.7463 | 218.7081 | 223.1928 | 227.9737 | 232.6544 | 237.0778 | 241.3775 | 245.6374 | 249.7156
Northwest | Assembly | Peak | July | Air Conditioning | MW | 220.48 | 216.2807 | 215.8844 | 213.9312 | 274.029 | 246.1083 | 260.0743 | 217.0367 | 275.4531 | 256.6423 | 285.1803 | 277.6721 | 346.3421 | 276.8183 | 299.2562 | 276.9082 | 345.1323 | 400.0353 | 364.1165 | 351.7391 | 359.2249 | 361.7158 | 383.1322 | 362.2919 | 373.1333 | 358.4033 | 355.4801 | 360.005 | 380.7094 | 393.3816 | 398.2218 | 403.7512 | 408.3455 | 413.9319 | 419.6591 | 425.4957 | 430.8314 | 436.7507 | 444.5082 | 454.0286 | 464.6755 | 477.09 | 492.3485 | 509.2587 | 527.2625 | 545.8569 | 564.2148 | 583.1036 | 602.4244 | 621.826
Northwest | Assembly | Peak | July | Other Non-Substitutables | MW | 128.3501 | 130.8792 | 140.9361 | 145.5948 | 135.2364 | 138.6334 | 138.4539 | 165.9569 | 140.0692 | 155.0171 | 164.1795 | 150.1816 | 157.681 | 187.0507 | 198.5326 | 175.4103 | 201.4179 | 183.5917 | 191.1922 | 209.7688 | 212.3689 | 219.2549 | 239.9308 | 221.3352 | 225.0992 | 224.826 | 215.7179 | 222.3146 | 237.2837 | 246.2164 | 248.8113 | 251.4674 | 253.1679 | 255.2587 | 257.1575 | 258.9186 | 260.0002 | 261.2438 | 263.3217 | 266.2843 | 269.7508 | 273.9118 | 279.5672 | 285.8146 | 292.3961 | 298.9996 | 305.0955 | 311.1161 | 317.1098 | 322.6882
Northwest | Assembly | Peak | August | Space Heating | MW | 0.9808 | 0.96 | 1.0979 | 1.1879 | 1.0774 | 1.0963 | 0.9836 | 1.3918 | 1.0655 | 1.1379 | 1.357 | 1.2012 | 1.1615 | 1.5073 | 1.5998 | 1.4442 | 1.628 | 1.2875 | 1.4793 | 1.6628 | 1.577 | 1.5255 | 1.7505 | 1.6604 | 1.6886 | 1.6128 | 1.6523 | 1.7066 | 1.8149 | 1.872 | 1.8855 | 1.8983 | 1.9034 | 1.9109 | 1.9219 | 1.9317 | 1.9356 | 1.9403 | 1.951 | 1.9679 | 1.9881 | 2.0129 | 2.048 | 2.0867 | 2.1276 | 2.1682 | 2.205 | 2.2411 | 2.2764 | 2.3087
Northwest | Assembly | Peak | August | Water Heating | MW | 2.2116 | 2.2553 | 2.4366 | 2.5118 | 2.328 | 2.3878 | 2.3819 | 2.8643 | 2.4027 | 2.6685 | 2.8325 | 2.7093 | 2.692 | 3.2806 | 3.406 | 3.1104 | 3.4963 | 3.0156 | 3.4003 | 3.6662 | 3.3275 | 3.4555 | 4.044 | 3.5416 | 4.0942 | 3.8153 | 3.7304 | 3.9093 | 4.2392 | 4.4531 | 4.5643 | 4.6747 | 4.7668 | 4.8657 | 4.9099 | 4.9517 | 4.9797 | 5.0097 | 5.054 | 5.1156 | 5.1852 | 5.2688 | 5.3799 | 5.5024 | 5.6326 | 5.7609 | 5.8815 | 5.9995 | 6.1163 | 6.2269
Northwest | Assembly | Peak | August | Other Substitutables | MW | 0.0762 | 0.0764 | 0.0894 | 0.0918 | 0.0824 | 0.0859 | 0.0839 | 0.0979 | 0.0827 | 0.0925 | 0.0938 | 0.0896 | 0.0911 | 0.1132 | 0.1112 | 0.1062 | 0.1196 | 0.1052 | 0.1185 | 0.1244 | 0.1134 | 0.1204 | 0.1391 | 0.1233 | 0.1347 | 0.1345 | 0.1252 | 0.1293 | 0.1385 | 0.144 | 0.1462 | 0.1477 | 0.1483 | 0.1493 | 0.1494 | 0.1496 | 0.1496 | 0.1497 | 0.1502 | 0.1514 | 0.1527 | 0.1545 | 0.1571 | 0.1601 | 0.1633 | 0.1664 | 0.1695 | 0.1724 | 0.1753 | 0.1782
Northwest | Assembly | Peak | August | Refrigeration | MW | 43.4374 | 44.345 | 47.7944 | 49.3788 | 45.705 | 46.8425 | 46.8194 | 56.2712 | 47.234 | 52.3999 | 55.6673 | 53.2195 | 52.8902 | 64.44 | 66.8927 | 61.083 | 68.665 | 59.1594 | 66.7612 | 71.9479 | 65.5924 | 67.9519 | 79.162 | 69.4701 | 80.2425 | 74.6303 | 73.3359 | 72.5805 | 74.4952 | 74.8604 | 73.7118 | 71.5285 | 69.2828 | 67.2963 | 65.4562 | 63.7618 | 62.1224 | 60.6481 | 59.4425 | 58.5087 | 57.7587 | 57.2417 | 57.0549 | 57.0618 | 57.2122 | 57.428 | 57.6458 | 57.9112 | 58.2243 | 58.5443
Northwest | Assembly | Peak | August | Lighting | MW | 107.0935 | 109.0243 | 117.3533 | 120.895 | 112.0471 | 114.837 | 115.053 | 137.7465 | 115.478 | 128.2215 | 136.2414 | 129.8618 | 129.0031 | 157.2219 | 163.2949 | 149.0745 | 167.732 | 139.6307 | 157.6184 | 169.7756 | 177.0061 | 170.5311 | 160.87 | 194.0102 | 161.4992 | 151.574 | 172.1284 | 177.3991 | 189.3577 | 196.0466 | 198.0751 | 200.0566 | 201.2287 | 202.5763 | 203.6433 | 204.6336 | 205.2234 | 205.9059 | 207.1339 | 209.0827 | 211.3339 | 214.2025 | 218.1496 | 222.6157 | 227.3794 | 232.0449 | 236.4547 | 240.7415 | 244.9902 | 249.0553
Northwest | Assembly | Peak | August | Air Conditioning | MW | 190.9681 | 187.532 | 187.3333 | 185.7403 | 236.9766 | 212.7986 | 224.9893 | 188.3373 | 237.7162 | 221.9905 | 247.4102 | 251.8095 | 297.3235 | 244.0306 | 258.009 | 246.753 | 301.0642 | 329.8716 | 325.2388 | 308.6709 | 285.7156 | 300.2328 | 343.5749 | 301.6462 | 335.1395 | 327.7444 | 322.0563 | 326.1404 | 344.8531 | 356.3029 | 360.6595 | 365.6372 | 369.7794 | 374.8239 | 379.998 | 385.2784 | 390.097 | 395.446 | 402.459 | 411.0659 | 420.6973 | 431.9218 | 445.7227 | 461.0122 | 477.2963 | 494.1196 | 510.7303 | 527.8232 | 545.311 | 562.8662
Northwest | Assembly | Peak | August | Other Non-Substitutables | MW | 111.5622 | 113.8825 | 122.7387 | 126.8182 | 117.3766 | 120.3073 | 120.2535 | 144.5083 | 121.3017 | 134.5747 | 142.969 | 136.6809 | 135.8245 | 165.4832 | 171.7873 | 156.8675 | 176.3465 | 151.9413 | 171.4446 | 184.7775 | 169.567 | 182.749 | 216.1076 | 185.0641 | 203.007 | 206.5313 | 196.2264 | 202.2044 | 215.7989 | 223.9107 | 226.2595 | 228.6621 | 230.2029 | 232.1013 | 233.8268 | 235.4314 | 236.4125 | 237.5426 | 239.4309 | 242.1224 | 245.2758 | 249.0556 | 254.1965 | 259.8719 | 265.8531 | 271.8581 | 277.4011 | 282.8768 | 288.3303 | 293.4015
Northwest | Assembly | Peak | September | Space Heating | MW | 8.4913 | 8.2652 | 9.3184 | 10.0014 | 9.4635 | 9.5035 | 8.6341 | 11.5621 | 9.5185 | 9.8113 | 11.6874 | 10.321 | 10.6053 | 12.7701 | 13.2646 | 12.3153 | 13.6694 | 12.3949 | 11.9339 | 13.4947 | 14.5177 | 13.4244 | 14.3312 | 14.7355 | 13.7425 | 14.5858 | 13.6869 | 14.1481 | 15.0501 | 15.5288 | 15.6483 | 15.7604 | 15.8066 | 15.8742 | 15.9716 | 16.0571 | 16.0899 | 16.1298 | 16.2251 | 16.3717 | 16.5455 | 16.7592 | 17.0591 | 17.3884 | 17.7371 | 18.084 | 18.3981 | 18.707 | 19.0098 | 19.2869
Northwest | Assembly | Peak | September | Water Heating | MW | 2.2938 | 2.325 | 2.4776 | 2.5309 | 2.4511 | 2.4774 | 2.5049 | 2.8461 | 2.5697 | 2.7551 | 2.9275 | 2.7869 | 2.9413 | 3.3302 | 3.3864 | 3.1792 | 3.5154 | 3.4799 | 3.2858 | 3.5638 | 3.6685 | 3.6434 | 3.962 | 3.7557 | 3.9978 | 4.1367 | 3.7033 | 3.8806 | 4.2064 | 4.4171 | 4.5264 | 4.6345 | 4.7241 | 4.8204 | 4.8655 | 4.9078 | 4.9355 | 4.9652 | 5.0105 | 5.073 | 5.1435 | 5.2281 | 5.3403 | 5.4637 | 5.5948 | 5.7243 | 5.8458 | 5.9652 | 6.0832 | 6.1953
Northwest | Assembly | Peak | September | Other Substitutables | MW | 0.0699 | 0.0696 | 0.0801 | 0.0816 | 0.0763 | 0.0786 | 0.0777 | 0.0858 | 0.0777 | 0.0841 | 0.0852 | 0.081 | 0.0874 | 0.1008 | 0.0968 | 0.0953 | 0.1055 | 0.1072 | 0.101 | 0.1066 | 0.1104 | 0.112 | 0.1202 | 0.1155 | 0.1153 | 0.1285 | 0.1097 | 0.1134 | 0.1214 | 0.1263 | 0.1283 | 0.1297 | 0.1303 | 0.1311 | 0.1313 | 0.1315 | 0.1315 | 0.1316 | 0.1321 | 0.1331 | 0.1343 | 0.136 | 0.1383 | 0.141 | 0.1439 | 0.1467 | 0.1494 | 0.1521 | 0.1546 | 0.1573
Northwest | Assembly | Peak | September | Refrigeration | MW | 45.4543 | 46.1212 | 49.0351 | 50.1925 | 48.5418 | 49.0307 | 49.6799 | 56.4131 | 50.9706 | 54.5832 | 58.0565 | 55.2353 | 58.2995 | 66.0006 | 67.1082 | 62.9887 | 69.6628 | 68.8751 | 65.0871 | 70.5581 | 72.9587 | 72.2947 | 78.2621 | 74.3446 | 79.0641 | 81.6361 | 73.4582 | 72.7305 | 74.6668 | 75.0521 | 73.9278 | 71.757 | 69.5186 | 67.5417 | 65.7106 | 64.022 | 62.3806 | 60.9047 | 59.7093 | 58.7869 | 58.0494 | 57.5478 | 57.3794 | 57.404 | 57.5738 | 57.8109 | 58.0467 | 58.3343 | 58.6675 | 59.0088
Northwest | Assembly | Peak | September | Lighting | MW | 92.5271 | 93.6708 | 99.4724 | 101.5916 | 98.3013 | 99.2746 | 100.7717 | 114.1092 | 102.9785 | 110.3432 | 117.3643 | 111.3483 | 117.4717 | 133.0431 | 135.4122 | 127.1414 | 140.6921 | 133.53 | 126.2513 | 136.8919 | 161.2319 | 148.9387 | 131.3974 | 169.9752 | 131.5901 | 137.0793 | 141.8375 | 146.2427 | 156.1298 | 161.674 | 163.3959 | 165.0722 | 166.0634 | 167.2036 | 168.1114 | 168.9439 | 169.4263 | 169.9867 | 171.0317 | 172.6729 | 174.5664 | 176.9773 | 180.2845 | 184.0182 | 187.9986 | 191.9045 | 195.5874 | 199.182 | 202.7389 | 206.1468
Northwest | Assembly | Peak | September | Air Conditioning | MW | 135.8208 | 132.5681 | 131.4742 | 128.9017 | 170.4651 | 151.401 | 162.182 | 128.5718 | 173.8876 | 157.0559 | 175.4634 | 177.2452 | 221.5887 | 170.4053 | 176.8954 | 173.9477 | 207.9839 | 260.6513 | 215.6854 | 206.2662 | 217.4756 | 218.3967 | 230.8528 | 219.7396 | 223.7938 | 243.8887 | 220.4058 | 223.3095 | 236.2306 | 244.1843 | 247.3087 | 250.8442 | 253.7873 | 257.3618 | 261.0208 | 264.7372 | 268.0879 | 271.8029 | 276.7296 | 282.757 | 289.4935 | 297.3433 | 306.9786 | 317.6318 | 328.9842 | 340.7202 | 352.2964 | 364.2364 | 376.4373 | 388.7
Northwest | Assembly | Peak | September | Other Non-Substitutables | MW | 141.7938 | 143.8578 | 152.9466 | 156.5705 | 151.4109 | 152.9495 | 154.9822 | 175.9589 | 158.9854 | 170.2621 | 181.1006 | 172.2987 | 181.843 | 205.8607 | 209.3205 | 196.4728 | 217.2997 | 214.8539 | 203.0107 | 220.0924 | 228.9887 | 235.691 | 259.022 | 240.2834 | 243.0497 | 273.6618 | 238.4531 | 245.8729 | 262.4962 | 272.4624 | 275.4542 | 278.491 | 280.4503 | 282.8559 | 285.0442 | 287.0633 | 288.2707 | 289.6599 | 292.0473 | 295.4164 | 299.3503 | 304.0647 | 310.4478 | 317.4744 | 324.8835 | 332.33 | 339.1952 | 346.0049 | 352.7725 | 359.0848
Northwest | Assembly | Peak | October | Space Heating | MW | 81.2918 | 79.8304 | 89.3559 | 94.5204 | 92.5144 | 91.2254 | 85.012 | 106.6116 | 92.933 | 93.7936 | 101.067 | 93.4683 | 89.1533 | 106.918 | 113.6503 | 107.7875 | 130.356 | 104.014 | 102.6809 | 107.1712 | 148.4256 | 129.2463 | 134.1053 | 135.6675 | 122.2573 | 125.1599 | 123.0991 | 127.2675 | 135.388 | 139.7148 | 140.8228 | 141.8551 | 142.2954 | 142.9354 | 143.8392 | 144.6343 | 144.9299 | 145.2901 | 146.1775 | 147.5274 | 149.1248 | 151.0859 | 153.8264 | 156.8271 | 160.0114 | 163.1804 | 166.0525 | 168.8864 | 171.6608 | 174.2087
Northwest | Assembly | Peak | October | Water Heating | MW | 2.3559 | 2.4089 | 2.5495 | 2.5641 | 2.5724 | 2.5498 | 2.6444 | 2.8129 | 2.6909 | 2.824 | 2.7184 | 2.7062 | 2.6512 | 2.9922 | 3.1148 | 2.9871 | 3.5952 | 3.134 | 3.0334 | 3.0362 | 4.0248 | 3.7618 | 3.9724 | 3.7055 | 3.8143 | 3.8055 | 3.5722 | 3.7426 | 4.0558 | 4.2582 | 4.3632 | 4.4669 | 4.5526 | 4.6451 | 4.6891 | 4.7304 | 4.757 | 4.7855 | 4.8298 | 4.8908 | 4.9595 | 5.042 | 5.1511 | 5.2709 | 5.3984 | 5.5244 | 5.6427 | 5.7591 | 5.8742 | 5.9835
Northwest | Assembly | Peak | October | Other Substitutables | MW | 0.0568 | 0.0572 | 0.065 | 0.0652 | 0.063 | 0.0638 | 0.0645 | 0.0668 | 0.064 | 0.0679 | 0.0621 | 0.0619 | 0.062 | 0.0711 | 0.0698 | 0.0701 | 0.0843 | 0.076 | 0.0732 | 0.0713 | 0.0957 | 0.0914 | 0.0952 | 0.0901 | 0.0866 | 0.0934 | 0.0837 | 0.0865 | 0.0927 | 0.0964 | 0.0979 | 0.099 | 0.0995 | 0.1001 | 0.1003 | 0.1004 | 0.1004 | 0.1005 | 0.1009 | 0.1017 | 0.1026 | 0.1039 | 0.1057 | 0.1078 | 0.11 | 0.1122 | 0.1143 | 0.1164 | 0.1184 | 0.1204
Northwest | Assembly | Peak | October | Refrigeration | MW | 48.0629 | 49.1944 | 51.9514 | 52.3514 | 52.444 | 51.953 | 54.0006 | 57.4002 | 54.9515 | 57.6036 | 55.5085 | 55.223 | 54.1011 | 61.0563 | 63.5508 | 60.9272 | 73.3578 | 63.8586 | 61.8588 | 61.8865 | 82.414 | 76.8548 | 80.7855 | 75.5271 | 77.6706 | 77.3201 | 72.9538 | 72.2365 | 74.1595 | 74.5477 | 73.441 | 71.2902 | 69.0722 | 67.1156 | 65.3032 | 63.6319 | 62.0014 | 60.5354 | 59.3545 | 58.4451 | 57.7196 | 57.2295 | 57.0711 | 57.1029 | 57.2811 | 57.5267 | 57.7705 | 58.068 | 58.4097 | 58.7605
Northwest | Assembly | Peak | October | Lighting | MW | 66.0135 | 67.3997 | 71.1061 | 71.5073 | 71.6303 | 70.9388 | 73.841 | 78.2745 | 74.8532 | 78.4685 | 75.5775 | 75.013 | 73.4814 | 82.9412 | 86.4226 | 82.8025 | 99.7285 | 82.926 | 80.3797 | 80.5429 | 122.049 | 106.2921 | 91.3726 | 115.8563 | 87.1122 | 87.4754 | 94.6783 | 97.6168 | 104.2052 | 107.904 | 109.0598 | 110.1816 | 110.8459 | 111.6132 | 112.2249 | 112.7851 | 113.1015 | 113.4705 | 114.1759 | 115.2798 | 116.5529 | 118.1736 | 120.394 | 122.8965 | 125.5673 | 128.19 | 130.6624 | 133.0807 | 135.4719 | 137.7656
Northwest | Assembly | Peak | October | Air Conditioning | MW | 69.809 | 68.7226 | 68.135 | 65.703 | 89.2239 | 77.985 | 85.4439 | 63.6111 | 90.9625 | 80.5114 | 81.5803 | 86.0098 | 99.7408 | 76.7796 | 81.7844 | 82.2565 | 106.6603 | 117.3954 | 99.6917 | 88.1318 | 119.9403 | 113.2531 | 115.7671 | 108.5388 | 106.6546 | 112.2655 | 106.7287 | 108.1542 | 114.4161 | 118.2835 | 119.8207 | 121.551 | 122.9958 | 124.7521 | 126.548 | 128.3712 | 129.9993 | 131.804 | 134.2159 | 137.1625 | 140.4543 | 144.2896 | 148.9934 | 154.1861 | 159.7262 | 165.4553 | 171.1069 | 176.944 | 182.9052 | 188.9022
Northwest | Assembly | Peak | October | Other Non-Substitutables | MW | 178.4644 | 182.6428 | 192.882 | 194.3837 | 194.7123 | 192.9074 | 200.5205 | 213.1084 | 204.0206 | 213.8772 | 206.1046 | 205.0428 | 200.8607 | 226.6796 | 235.9462 | 226.2081 | 272.3716 | 237.1149 | 229.6576 | 229.7799 | 307.9266 | 298.0266 | 317.8877 | 290.4143 | 284.2654 | 308.1414 | 281.6935 | 290.5006 | 310.1492 | 321.9655 | 325.5665 | 329.2021 | 331.5641 | 334.4668 | 337.1069 | 339.5417 | 340.9701 | 342.6134 | 345.4893 | 349.5279 | 354.2343 | 359.8735 | 367.4898 | 375.8555 | 384.6906 | 393.573 | 401.7649 | 409.9095 | 417.9944 | 425.5526
Northwest | Assembly | Peak | November | Space Heating | MW | 68.6639 | 67.5192 | 75.6363 | 80.0027 | 78.2559 | 77.1581 | 71.9933 | 90.3774 | 78.7791 | 79.4556 | 87.8617 | 78.266 | 74.9673 | 91.2119 | 107.25 | 99.9602 | 105.3115 | 91.2736 | 98.4671 | 107.0998 | 124.6364 | 110.8566 | 105.9357 | 104.7165 | 124.6989 | 101.8839 | 101.4324 | 104.8846 | 111.5865 | 115.157 | 116.0753 | 116.9314 | 117.2961 | 117.8251 | 118.5734 | 119.2307 | 119.4762 | 119.7757 | 120.5106 | 121.6263 | 122.9482 | 124.5685 | 126.8335 | 129.3129 | 131.9416 | 134.5605 | 136.9313 | 139.2714 | 141.5633 | 143.6651
Northwest | Assembly | Peak | November | Water Heating | MW | 2.5897 | 2.6514 | 2.8084 | 2.8244 | 2.8319 | 2.8066 | 2.9143 | 3.1031 | 2.9686 | 3.1135 | 3.0758 | 2.9491 | 2.9013 | 3.3219 | 3.8255 | 3.605 | 3.7797 | 3.5791 | 3.7852 | 3.9486 | 4.3948 | 4.2007 | 4.0877 | 3.7216 | 5.0684 | 4.0347 | 3.8314 | 4.0144 | 4.3503 | 4.5673 | 4.6799 | 4.791 | 4.8827 | 4.9816 | 5.029 | 5.0733 | 5.1019 | 5.1325 | 5.1802 | 5.2456 | 5.3195 | 5.4081 | 5.5254 | 5.6541 | 5.7909 | 5.9263 | 6.0533 | 6.1783 | 6.3019 | 6.4192
Northwest | Assembly | Peak | November | Other Substitutables | MW | 0.0574 | 0.0579 | 0.0659 | 0.0661 | 0.0639 | 0.0646 | 0.0654 | 0.0679 | 0.065 | 0.0689 | 0.0648 | 0.0621 | 0.0625 | 0.0727 | 0.079 | 0.078 | 0.0817 | 0.08 | 0.0842 | 0.0855 | 0.0959 | 0.0937 | 0.09 | 0.0832 | 0.1059 | 0.0911 | 0.0825 | 0.0853 | 0.0914 | 0.095 | 0.0966 | 0.0976 | 0.0981 | 0.0987 | 0.0989 | 0.099 | 0.099 | 0.0991 | 0.0995 | 0.1003 | 0.1012 | 0.1025 | 0.1042 | 0.1063 | 0.1085 | 0.1106 | 0.1127 | 0.1148 | 0.1167 | 0.1187
Northwest | Assembly | Peak | November | Refrigeration | MW | 49.7153 | 50.9522 | 53.8511 | 54.2618 | 54.3268 | 53.8091 | 56.0009 | 59.5849 | 57.0467 | 59.7592 | 59.0998 | 56.6281 | 55.7107 | 63.7854 | 73.4471 | 69.192 | 72.5719 | 68.626 | 72.6374 | 75.7344 | 84.6845 | 80.7576 | 78.2215 | 71.3767 | 97.1165 | 77.1375 | 73.6307 | 72.9127 | 74.8585 | 75.2531 | 74.1391 | 71.9704 | 69.7326 | 67.7586 | 65.9303 | 64.244 | 62.5987 | 61.1197 | 59.9289 | 59.0119 | 58.2812 | 57.7878 | 57.63 | 57.6642 | 57.8455 | 58.0956 | 58.3428 | 58.6445 | 58.991 | 59.3456
Northwest | Assembly | Peak | November | Lighting | MW | 55.6686 | 56.9136 | 60.0907 | 60.4259 | 60.4965 | 59.9021 | 62.4357 | 66.2564 | 63.366 | 66.3818 | 65.6247 | 62.7281 | 61.6988 | 70.6557 | 81.4574 | 76.7113 | 80.4863 | 72.6871 | 76.9874 | 80.4018 | 102.029 | 90.9867 | 72.166 | 89.2126 | 88.8353 | 71.1795 | 77.8898 | 80.3168 | 85.7448 | 88.7921 | 89.7476 | 90.6753 | 91.224 | 91.8571 | 92.3628 | 92.8249 | 93.0862 | 93.3913 | 93.9742 | 94.8848 | 95.9358 | 97.2723 | 99.1037 | 101.1673 | 103.368 | 105.5309 | 107.5677 | 109.5607 | 111.5317 | 113.4206
Northwest | Assembly | Peak | November | Air Conditioning | MW | 83.0919 | 81.9093 | 81.2673 | 78.3712 | 106.3344 | 92.9339 | 101.9536 | 76.0175 | 108.6458 | 96.1111 | 99.9326 | 101.4801 | 118.1467 | 92.3139 | 108.7723 | 107.4806 | 121.4042 | 145.1397 | 134.6854 | 124.0819 | 141.8694 | 136.985 | 129.0949 | 118.1057 | 153.5663 | 128.9625 | 123.9712 | 125.6359 | 132.9246 | 137.4265 | 139.222 | 141.2424 | 142.9273 | 144.9737 | 147.0671 | 149.1904 | 151.087 | 153.1897 | 155.999 | 159.4297 | 163.2635 | 167.7282 | 173.2048 | 179.2504 | 185.6974 | 192.3669 | 198.9426 | 205.7351 | 212.6725 | 219.648
Northwest | Assembly | Peak | November | Other Non-Substitutables | MW | 147.6031 | 151.2564 | 159.8645 | 161.098 | 161.2779 | 159.7562 | 166.2722 | 176.8834 | 169.3513 | 177.4122 | 175.4598 | 168.1203 | 165.3835 | 189.3508 | 218.037 | 205.4078 | 215.4507 | 203.7476 | 215.6272 | 224.8397 | 253.1414 | 250.4955 | 246.032 | 219.4044 | 284.1942 | 245.7642 | 227.381 | 234.5198 | 250.4043 | 259.9555 | 262.876 | 265.8247 | 267.7376 | 270.0864 | 272.2257 | 274.196 | 275.3528 | 276.6853 | 279.0151 | 282.2826 | 286.0948 | 290.6565 | 296.8201 | 303.5884 | 310.731 | 317.9186 | 324.54 | 331.1259 | 337.6653 | 343.7708
Northwest | Assembly | Peak | December | Space Heating | MW | 115.852 | 114.0639 | 127.217 | 134.0773 | 132.3345 | 129.9539 | 121.9729 | 151.4781 | 133.543 | 134.2467 | 153.9091 | 136.3038 | 154.0724 | 156.704 | 174.5742 | 161.6923 | 165.3514 | 151.3091 | 153.07 | 187.2534 | 188.9504 | 181.114 | 213.5768 | 227.3188 | 181.7006 | 182.5511 | 175.8299 | 181.8424 | 193.4769 | 199.6816 | 201.2941 | 202.795 | 203.4404 | 204.3737 | 205.6868 | 206.8404 | 207.2686 | 207.7929 | 209.0838 | 211.0348 | 213.3488 | 216.1785 | 220.1322 | 224.4548 | 229.0369 | 233.6084 | 237.7425 | 241.8287 | 245.8315 | 249.4991
Northwest | Assembly | Peak | December | Water Heating | MW | 3.0636 | 3.1403 | 3.312 | 3.318 | 3.3581 | 3.3137 | 3.4617 | 3.6456 | 3.5278 | 3.6878 | 3.7791 | 3.6003 | 4.1798 | 4.0017 | 4.3665 | 4.0889 | 4.1608 | 4.1601 | 4.1259 | 4.8403 | 4.667 | 4.8139 | 5.7822 | 5.662 | 5.1821 | 5.0691 | 4.6566 | 4.879 | 5.287 | 5.5504 | 5.6871 | 5.8218 | 5.9329 | 6.0529 | 6.1107 | 6.1648 | 6.1996 | 6.2368 | 6.2951 | 6.375 | 6.4653 | 6.5734 | 6.7165 | 6.8733 | 7.0401 | 7.2053 | 7.3601 | 7.5127 | 7.6635 | 7.8066
Northwest | Assembly | Peak | December | Other Substitutables | MW | 0.0775 | 0.0783 | 0.0886 | 0.0885 | 0.0863 | 0.087 | 0.0885 | 0.0908 | 0.0879 | 0.093 | 0.0906 | 0.0863 | 0.1025 | 0.0998 | 0.1026 | 0.1007 | 0.1023 | 0.1059 | 0.1045 | 0.1194 | 0.1159 | 0.1221 | 0.1448 | 0.144 | 0.1232 | 0.1303 | 0.1143 | 0.1182 | 0.1266 | 0.1317 | 0.1338 | 0.1353 | 0.1359 | 0.1368 | 0.137 | 0.1373 | 0.1373 | 0.1373 | 0.1379 | 0.139 | 0.1403 | 0.1421 | 0.1445 | 0.1474 | 0.1505 | 0.1534 | 0.1563 | 0.1591 | 0.1619 | 0.1647
Northwest | Assembly | Peak | December | Refrigeration | MW | 49.5194 | 50.8118 | 53.4747 | 53.673 | 54.2408 | 53.4948 | 56.0121 | 58.9426 | 57.0807 | 59.6003 | 61.1441 | 58.2121 | 67.5791 | 64.6994 | 70.5884 | 66.0795 | 67.2689 | 67.1631 | 66.6646 | 78.1696 | 75.7293 | 77.927 | 93.1567 | 91.4285 | 83.6029 | 81.5955 | 75.3531 | 74.6236 | 76.618 | 77.0248 | 75.8892 | 73.6724 | 71.3841 | 69.3661 | 67.4976 | 65.7738 | 64.0902 | 62.5771 | 61.361 | 60.4251 | 59.6807 | 59.1789 | 59.0214 | 59.0601 | 59.2492 | 59.51 | 59.7664 | 60.0797 | 60.4388 | 60.8054
Northwest | Assembly | Peak | December | Lighting | MW | 78.7541 | 80.6114 | 84.7591 | 84.8994 | 85.7945 | 84.5861 | 88.665 | 93.0673 | 90.0315 | 93.9952 | 96.3656 | 91.5349 | 106.2895 | 101.7939 | 111.1601 | 104.0123 | 105.8989 | 100.9107 | 100.2396 | 117.7452 | 129.1588 | 124.3917 | 122.1292 | 161.9199 | 108.6612 | 106.9756 | 113.1207 | 116.6527 | 124.5379 | 128.9654 | 130.3585 | 131.7099 | 132.5088 | 133.4314 | 134.1699 | 134.8439 | 135.2222 | 135.6652 | 136.5167 | 137.8438 | 139.3774 | 141.3248 | 143.9935 | 146.9983 | 150.2019 | 153.3538 | 156.3189 | 159.2232 | 162.0956 | 164.8461
Northwest | Assembly | Peak | December | Air Conditioning | MW | 68.6354 | 67.7359 | 67.0309 | 64.3588 | 87.9833 | 76.6283 | 84.5402 | 62.3582 | 90.1205 | 79.4836 | 85.7662 | 86.473 | 118.7694 | 77.6967 | 86.7853 | 85.2111 | 93.3709 | 117.8114 | 102.5398 | 106.2735 | 105.3348 | 109.7852 | 127.5882 | 125.5317 | 109.5929 | 113.1423 | 105.3062 | 106.731 | 112.9313 | 116.7643 | 118.3008 | 120.0268 | 121.4665 | 123.2147 | 125.0034 | 126.8167 | 128.4322 | 130.2237 | 132.6215 | 135.5473 | 138.8184 | 142.6252 | 147.2951 | 152.4473 | 157.9414 | 163.6284 | 169.2324 | 175.0243 | 180.9397 | 186.8854
Northwest | Assembly | Peak | December | Other Non-Substitutables | MW | 167.2044 | 171.5457 | 180.5395 | 181.2249 | 183.1273 | 180.6257 | 189.1353 | 198.9967 | 192.714 | 201.2301 | 206.4489 | 196.5475 | 228.1559 | 218.4299 | 238.3167 | 223.0968 | 227.122 | 226.7776 | 225.0628 | 263.927 | 257.6392 | 275.0429 | 332.8978 | 319.4182 | 278.1683 | 295.5 | 264.6889 | 273.0332 | 291.5448 | 302.6821 | 306.1083 | 309.5623 | 311.8048 | 314.5584 | 317.0707 | 319.3831 | 320.7333 | 322.2914 | 325.0257 | 328.8505 | 333.3176 | 338.6534 | 345.8631 | 353.772 | 362.1162 | 370.5234 | 378.2601 | 385.9633 | 393.6133 | 400.7485
Northwest | Other | Peak | January | Space Heating | MW | 215.8776 | 212.7166 | 238.8317 | 252.2871 | 248.3368 | 244.2476 | 229.6425 | 285.531 | 251.3007 | 253.2462 | 321.1224 | 278.7238 | 251.6711 | 284.9859 | 316.9214 | 331.1532 | 320.6371 | 259.4427 | 322.0596 | 318.2908 | 308.6571 | 387.0101 | 416.2838 | 365.2114 | 341.4662 | 390.8244 | 349.2274 | 356.2244 | 372.7806 | 387.3367 | 398.3918 | 406.8602 | 414.5919 | 421.5341 | 427.34 | 433.9737 | 440.5832 | 447.6877 | 455.2967 | 462.5004 | 470.7354 | 479.3944 | 488.2184 | 496.1838 | 504.6168 | 512.0593 | 519.7123 | 526.9636 | 533.4569 | 539.7393
Northwest | Other | Peak | January | Water Heating | MW | 6.0497 | 6.2178 | 6.5856 | 6.6265 | 6.675 | 6.5955 | 6.9143 | 7.2879 | 7.0472 | 7.3701 | 8.3671 | 7.8124 | 7.2408 | 7.7241 | 8.4163 | 8.8748 | 8.556 | 7.5601 | 9.1967 | 8.7079 | 8.3961 | 10.1408 | 10.7679 | 9.6582 | 9.4821 | 9.9806 | 9.1989 | 9.4641 | 10.0419 | 10.579 | 11.0172 | 11.3908 | 11.7458 | 12.0783 | 12.2727 | 12.4905 | 12.705 | 12.9346 | 13.1816 | 13.4193 | 13.6885 | 13.9724 | 14.2611 | 14.5285 | 14.8143 | 15.0716 | 15.3382 | 15.5912 | 15.8288 | 16.0587
Northwest | Other | Peak | January | Other Substitutables | MW | 0.1499 | 0.1578 | 0.1669 | 0.1666 | 0.1617 | 0.163 | 0.1734 | 0.1766 | 0.1772 | 0.1873 | 0.2081 | 0.1936 | 0.1837 | 0.1979 | 0.2078 | 0.2235 | 0.2102 | 0.1854 | 0.2341 | 0.223 | 0.2081 | 0.2571 | 0.2666 | 0.2416 | 0.228 | 0.2485 | 0.2296 | 0.2338 | 0.2457 | 0.2565 | 0.2647 | 0.2703 | 0.2747 | 0.279 | 0.2811 | 0.284 | 0.2871 | 0.2905 | 0.2945 | 0.2984 | 0.3031 | 0.3083 | 0.3135 | 0.3184 | 0.3238 | 0.3286 | 0.3337 | 0.3385 | 0.3431 | 0.3475
Northwest | Other | Peak | January | Refrigeration | MW | 56.7788 | 58.5111 | 62.0614 | 62.4808 | 63.7343 | 62.2505 | 66.4871 | 67.6831 | 67.2855 | 68.7827 | 78.8493 | 73.5101 | 67.9913 | 72.0645 | 78.9486 | 83.1968 | 80.8652 | 69.6057 | 84.1131 | 79.317 | 75.6293 | 91.9747 | 99.8839 | 89.6532 | 86.3181 | 91.8873 | 82.9101 | 81.2315 | 82.3232 | 82.9457 | 82.7899 | 80.9205 | 79.1193 | 77.4611 | 75.7428 | 74.4065 | 73.2885 | 72.3719 | 71.684 | 71.0738 | 70.7919 | 70.6939 | 70.7115 | 70.7346 | 70.9308 | 71.0865 | 71.382 | 71.6724 | 71.9739 | 72.2893
Northwest | Other | Peak | January | Lighting | MW | 52.2596 | 53.9472 | 57.2644 | 57.6145 | 59.5568 | 57.4464 | 62.6587 | 61.2864 | 62.8002 | 62.5516 | 72.4485 | 67.4063 | 62.1761 | 65.4515 | 72.2012 | 75.9002 | 74.5749 | 55.1568 | 66.3924 | 62.4735 | 61.3087 | 70.8148 | 76.0471 | 72.3028 | 63.4403 | 68.6069 | 63.7261 | 64.4741 | 67.3475 | 69.7845 | 71.6283 | 73.0201 | 74.3364 | 75.5116 | 76.2304 | 77.2736 | 78.3999 | 79.5873 | 80.8867 | 82.0942 | 83.6355 | 85.2782 | 86.9251 | 88.4449 | 90.0887 | 91.5684 | 93.1424 | 94.6038 | 95.9997 | 97.3345
Northwest | Other | Peak | January | Air Conditioning | MW | 157.1704 | 155.2911 | 154.6445 | 148.8796 | 202.8953 | 176.977 | 195.3304 | 144.4807 | 208.3238 | 184.0561 | 219.8117 | 217.0094 | 237.8893 | 173.9792 | 194.3549 | 215.2943 | 222.5062 | 247.8883 | 264.8417 | 222.0769 | 239.0494 | 272.183 | 242.4921 | 283.9601 | 211.7153 | 224.8071 | 233.3378 | 232.95 | 242.3975 | 251.1314 | 257.6059 | 263.6355 | 270.028 | 276.3371 | 282.0013 | 288.6201 | 295.6493 | 303.3306 | 311.9143 | 320.6703 | 330.564 | 341.2677 | 352.5636 | 363.7521 | 375.8242 | 387.4959 | 399.956 | 412.4462 | 424.9509 | 437.5603
Northwest | Other | Peak | January | Other Non-Substitutables | MW | 312.6512 | 321.1414 | 340.246 | 342.271 | 344.9413 | 340.7041 | 357.2073 | 376.415 | 363.962 | 380.826 | 432.4499 | 403.3639 | 374.0233 | 398.8919 | 434.5759 | 458.7366 | 441.8657 | 390.4457 | 475.1774 | 450.2425 | 443.8793 | 542.9879 | 559.0988 | 503.4746 | 471.8031 | 524.4706 | 488.5351 | 496.0207 | 520.0464 | 542.8812 | 559.1251 | 572.5078 | 585.4369 | 597.2529 | 606.1998 | 616.6926 | 627.2714 | 638.5079 | 650.7671 | 662.5223 | 676.1018 | 690.5006 | 705.1661 | 718.7302 | 733.3036 | 746.3286 | 760.0297 | 772.976 | 785.1928 | 796.9321
Northwest | Other | Peak | February | Space Heating | MW | 199.4659 | 196.5542 | 220.677 | 233.2745 | 229.6819 | 225.8792 | 212.34 | 264.1477 | 232.7184 | 234.2884 | 300.3538 | 242.3548 | 210.7391 | 268.0555 | 280.8958 | 305.4508 | 286.6541 | 257.025 | 258.9865 | 283.2718 | 328.001 | 345.3651 | 352.9182 | 323.4239 | 321.6423 | 369.6494 | 315.6514 | 321.9494 | 336.8942 | 350.0277 | 359.9937 | 367.6238 | 374.5896 | 380.8439 | 386.0709 | 392.0511 | 398.0106 | 404.4153 | 411.2744 | 417.7661 | 425.1934 | 433.0031 | 440.9588 | 448.1403 | 455.7443 | 462.4548 | 469.3556 | 475.8909 | 481.7451 | 487.4072
Northwest | Other | Peak | February | Water Heating | MW | 6.1012 | 6.2709 | 6.6416 | 6.6877 | 6.7382 | 6.6575 | 6.9785 | 7.3589 | 7.1232 | 7.4425 | 8.5417 | 7.4147 | 6.6178 | 7.9296 | 8.142 | 8.9346 | 8.349 | 8.1748 | 8.0723 | 8.4589 | 9.7441 | 9.8835 | 9.9587 | 9.3328 | 9.7476 | 10.3018 | 9.0762 | 9.3379 | 9.908 | 10.4379 | 10.87 | 11.2386 | 11.5888 | 11.917 | 12.1083 | 12.3228 | 12.534 | 12.7602 | 13.0035 | 13.2375 | 13.5027 | 13.7824 | 14.0667 | 14.3302 | 14.6116 | 14.8651 | 15.1277 | 15.3769 | 15.6109 | 15.8373
Northwest | Other | Peak | February | Other Substitutables | MW | 0.1348 | 0.1418 | 0.1499 | 0.1499 | 0.1454 | 0.1466 | 0.1559 | 0.159 | 0.1596 | 0.1686 | 0.1894 | 0.1638 | 0.1496 | 0.181 | 0.1792 | 0.2006 | 0.183 | 0.1788 | 0.1832 | 0.1932 | 0.2156 | 0.2237 | 0.2201 | 0.2082 | 0.209 | 0.2287 | 0.202 | 0.2057 | 0.2162 | 0.2256 | 0.2329 | 0.2378 | 0.2417 | 0.2454 | 0.2472 | 0.2498 | 0.2525 | 0.2555 | 0.259 | 0.2624 | 0.2666 | 0.2711 | 0.2757 | 0.28 | 0.2847 | 0.289 | 0.2935 | 0.2977 | 0.3017 | 0.3055
Northwest | Other | Peak | February | Refrigeration | MW | 58.1123 | 59.8835 | 63.5173 | 63.9885 | 65.2908 | 63.7692 | 68.1023 | 69.394 | 69.054 | 70.5011 | 81.6608 | 70.7815 | 63.0467 | 75.0702 | 77.5166 | 84.9983 | 80.0864 | 76.3249 | 74.8779 | 78.1534 | 89.0769 | 91.036 | 93.841 | 88.0477 | 90.1255 | 96.331 | 83.0746 | 81.3908 | 82.4825 | 83.1031 | 82.9438 | 81.0684 | 79.2613 | 77.598 | 75.8741 | 74.5337 | 73.4122 | 72.4925 | 71.8016 | 71.1883 | 70.9045 | 70.8049 | 70.8207 | 70.8422 | 71.0371 | 71.1915 | 71.4861 | 71.7753 | 72.0759 | 72.3905
Northwest | Other | Peak | February | Lighting | MW | 45.2737 | 46.7329 | 49.6079 | 49.9409 | 51.6412 | 49.8135 | 54.3308 | 53.2241 | 54.5887 | 54.2849 | 63.4957 | 54.9263 | 48.7876 | 57.7045 | 60.0196 | 65.6491 | 62.5365 | 51.1904 | 50.0259 | 52.1058 | 61.1459 | 59.4156 | 60.5906 | 60.1707 | 56.1629 | 60.9592 | 54.0969 | 54.7295 | 57.1662 | 59.2314 | 60.7934 | 61.9716 | 63.0858 | 64.0809 | 64.688 | 65.5714 | 66.5258 | 67.5319 | 68.6328 | 69.6553 | 70.962 | 72.3546 | 73.7503 | 75.0382 | 76.4314 | 77.6856 | 79.0198 | 80.2581 | 81.4412 | 82.5724
Northwest | Other | Peak | February | Air Conditioning | MW | 149.8256 | 148.0426 | 147.3854 | 141.9985 | 193.6046 | 168.8463 | 186.3787 | 137.9199 | 199.0332 | 175.693 | 212.1039 | 194.6988 | 205.5183 | 168.8137 | 177.6946 | 204.8201 | 205.2095 | 253.3676 | 219.7572 | 203.8896 | 262.4172 | 250.7647 | 211.6931 | 259.4368 | 205.5766 | 219.2175 | 217.5891 | 217.2254 | 226.0217 | 234.1488 | 240.1666 | 245.7695 | 251.7104 | 257.5757 | 262.8388 | 268.9936 | 275.5316 | 282.6765 | 290.6608 | 298.8047 | 308.0103 | 317.9698 | 328.4791 | 338.8889 | 350.1212 | 360.9819 | 372.576 | 384.1969 | 395.8327 | 407.5656
Northwest | Other | Peak | February | Other Non-Substitutables | MW | 315.574 | 324.1533 | 343.4211 | 345.7204 | 348.4983 | 344.1899 | 360.823 | 380.3981 | 368.1927 | 384.886 | 441.8412 | 383.1471 | 342.1265 | 409.8416 | 420.7607 | 462.2115 | 431.5337 | 422.5414 | 417.4251 | 437.7274 | 515.6091 | 529.6289 | 517.23 | 486.7386 | 485.2423 | 541.5997 | 482.4409 | 489.8144 | 513.5169 | 536.0353 | 552.0428 | 565.2251 | 577.9597 | 589.6008 | 598.4063 | 608.7446 | 619.1704 | 630.2437 | 642.3234 | 653.9036 | 667.2901 | 681.4838 | 695.9366 | 709.3042 | 723.6671 | 736.505 | 750.0089 | 762.7654 | 774.8055 | 786.3737
Northwest | Other | Peak | March | Space Heating | MW | 141.3364 | 139.1729 | 156.2666 | 165.3417 | 162.5498 | 160.0632 | 150.2579 | 187.4627 | 164.8563 | 166.0317 | 195.6567 | 175.8035 | 167.0974 | 200.3616 | 210.1993 | 210.6027 | 220.49 | 177.7387 | 185.6891 | 186.7614 | 228.1199 | 244.7981 | 257.8438 | 256.1655 | 242.8006 | 249.8452 | 242.412 | 247.2285 | 258.6895 | 268.757 | 276.3859 | 282.2245 | 287.5523 | 292.3408 | 296.3367 | 300.9077 | 305.4613 | 310.3588 | 315.6031 | 320.567 | 326.2464 | 332.2184 | 338.3021 | 343.7939 | 349.6085 | 354.7408 | 360.0167 | 365.0137 | 369.4886 | 373.8179
Northwest | Other | Peak | March | Water Heating | MW | 5.7762 | 5.9326 | 6.2839 | 6.3334 | 6.3716 | 6.3034 | 6.5981 | 6.9778 | 6.742 | 7.0469 | 7.4347 | 7.1863 | 7.0109 | 7.9194 | 8.1407 | 8.2308 | 8.5805 | 7.5532 | 7.733 | 7.4515 | 9.0539 | 9.3576 | 9.7205 | 9.8755 | 9.8317 | 9.3006 | 9.3123 | 9.5811 | 10.1663 | 10.71 | 11.1533 | 11.5315 | 11.8907 | 12.2278 | 12.4234 | 12.6428 | 12.8586 | 13.09 | 13.3387 | 13.5782 | 13.8494 | 14.1354 | 14.4261 | 14.6956 | 14.9834 | 15.2426 | 15.5112 | 15.766 | 16.0053 | 16.2369
Northwest | Other | Peak | March | Other Substitutables | MW | 0.1129 | 0.1187 | 0.1255 | 0.1256 | 0.1217 | 0.1228 | 0.1304 | 0.1333 | 0.1337 | 0.1412 | 0.1458 | 0.1404 | 0.1402 | 0.16 | 0.1585 | 0.1635 | 0.1663 | 0.1461 | 0.1553 | 0.1505 | 0.1773 | 0.1874 | 0.1901 | 0.195 | 0.1866 | 0.1828 | 0.1835 | 0.1869 | 0.1963 | 0.2049 | 0.2115 | 0.2159 | 0.2194 | 0.2228 | 0.2245 | 0.2268 | 0.2292 | 0.2319 | 0.2351 | 0.2382 | 0.2419 | 0.246 | 0.2502 | 0.2541 | 0.2584 | 0.2622 | 0.2662 | 0.2701 | 0.2737 | 0.2772
Northwest | Other | Peak | March | Refrigeration | MW | 54.3019 | 55.9185 | 59.3205 | 59.8233 | 60.9399 | 59.6043 | 63.5545 | 64.9617 | 64.5077 | 65.9083 | 70.1864 | 67.7504 | 65.9638 | 74.0288 | 76.5094 | 77.2776 | 81.2249 | 69.6475 | 70.8418 | 67.988 | 81.7239 | 85.0538 | 90.3809 | 91.9036 | 89.7189 | 85.8278 | 84.1197 | 82.4121 | 83.5136 | 84.1375 | 83.9703 | 82.0673 | 80.2335 | 78.5462 | 76.798 | 75.4375 | 74.2984 | 73.3638 | 72.6606 | 72.0364 | 71.745 | 71.64 | 71.6518 | 71.6699 | 71.8631 | 72.0161 | 72.3105 | 72.5997 | 72.9006 | 73.2159
Northwest | Other | Peak | March | Lighting | MW | 42.0871 | 43.4155 | 46.0967 | 46.4607 | 47.957 | 46.3309 | 50.4427 | 49.58 | 50.7294 | 50.5045 | 54.3172 | 52.3345 | 50.8156 | 56.6363 | 58.9423 | 59.3694 | 63.085 | 46.4922 | 47.1078 | 45.1138 | 55.8309 | 55.2387 | 58.0736 | 62.4857 | 55.6606 | 54.0777 | 54.5244 | 55.1604 | 57.6135 | 59.692 | 61.2617 | 62.4452 | 63.5638 | 64.5635 | 65.1729 | 66.0597 | 67.0176 | 68.0279 | 69.1334 | 70.1604 | 71.4728 | 72.8716 | 74.2734 | 75.5672 | 76.9667 | 78.2268 | 79.5669 | 80.8108 | 81.9992 | 83.1356
Northwest | Other | Peak | March | Air Conditioning | MW | 134.2386 | 132.5432 | 131.9715 | 127.2637 | 173.2566 | 151.2941 | 166.7642 | 123.7521 | 178.2759 | 157.4256 | 174.7178 | 178.5707 | 206.0264 | 159.5566 | 168.14 | 178.5638 | 199.5912 | 221.5417 | 199.215 | 169.9799 | 230.7476 | 224.683 | 195.474 | 259.8886 | 196.1258 | 187.1488 | 211.2346 | 210.8782 | 219.3985 | 227.2651 | 233.0787 | 238.4905 | 244.2287 | 249.8981 | 254.9844 | 260.9334 | 267.2528 | 274.1621 | 281.8831 | 289.7596 | 298.6634 | 308.2968 | 318.4622 | 328.5326 | 339.3983 | 349.9067 | 361.1229 | 372.3661 | 383.6236 | 394.9765
Northwest | Other | Peak | March | Other Non-Substitutables | MW | 327.0891 | 335.7407 | 355.7274 | 358.4414 | 360.7784 | 356.7755 | 373.4937 | 394.8919 | 381.5258 | 398.9747 | 421.0374 | 406.5518 | 396.809 | 448.1166 | 460.5747 | 466.1684 | 485.5442 | 427.4234 | 437.7894 | 422.1513 | 524.5223 | 548.9073 | 552.72 | 563.8491 | 535.8799 | 535.2063 | 541.8527 | 550.1039 | 576.6813 | 601.9208 | 619.8341 | 634.5799 | 648.8193 | 661.8458 | 671.6935 | 683.2548 | 694.911 | 707.2988 | 720.8115 | 733.7672 | 748.7439 | 764.6241 | 780.7944 | 795.7513 | 811.8217 | 826.1891 | 841.2969 | 855.57 | 869.0402 | 881.985
Northwest | Other | Peak | April | Space Heating | MW | 100.1523 | 98.2081 | 110.1416 | 116.9093 | 114.5694 | 113.2831 | 105.6584 | 133.914 | 116.9027 | 118.1315 | 128.7853 | 127.8535 | 117.989 | 147.9498 | 154.9072 | 159.0912 | 154.5893 | 135.1487 | 136.5165 | 149.5601 | 155.1612 | 172.9707 | 198.0128 | 165.7113 | 171.3153 | 178.5316 | 161.0052 | 164.1932 | 171.7898 | 178.4648 | 183.5072 | 187.3676 | 190.8873 | 194.0518 | 196.6987 | 199.7176 | 202.7202 | 205.9536 | 209.4171 | 212.6979 | 216.4459 | 220.3876 | 224.4048 | 228.0312 | 231.8713 | 235.2603 | 238.7425 | 242.0418 | 244.9951 | 247.853
Northwest | Other | Peak | April | Water Heating | MW | 5.1523 | 5.2696 | 5.5744 | 5.6374 | 5.6518 | 5.6159 | 5.8419 | 6.2752 | 6.0175 | 6.3121 | 6.16 | 6.5789 | 6.2311 | 7.3601 | 7.5508 | 7.8253 | 7.5735 | 7.2288 | 7.157 | 7.5114 | 7.7543 | 8.3241 | 9.3938 | 8.04 | 8.7322 | 8.3629 | 7.7851 | 8.0103 | 8.4998 | 8.9548 | 9.3254 | 9.6418 | 9.9423 | 10.2245 | 10.3878 | 10.5706 | 10.7501 | 10.9428 | 11.1499 | 11.3494 | 11.5751 | 11.8132 | 12.0553 | 12.2796 | 12.5193 | 12.7352 | 12.9587 | 13.1709 | 13.3701 | 13.5629
Northwest | Other | Peak | April | Other Substitutables | MW | 0.1069 | 0.1119 | 0.1183 | 0.1187 | 0.1148 | 0.1163 | 0.1226 | 0.1275 | 0.1268 | 0.1344 | 0.1284 | 0.1366 | 0.1324 | 0.158 | 0.1563 | 0.1652 | 0.1561 | 0.1488 | 0.1528 | 0.1614 | 0.1614 | 0.1772 | 0.1954 | 0.1689 | 0.1764 | 0.1748 | 0.1631 | 0.1661 | 0.1745 | 0.1821 | 0.1879 | 0.1918 | 0.195 | 0.198 | 0.1994 | 0.2015 | 0.2036 | 0.206 | 0.2088 | 0.2115 | 0.2148 | 0.2184 | 0.2221 | 0.2256 | 0.2294 | 0.2327 | 0.2363 | 0.2397 | 0.2429 | 0.246
Northwest | Other | Peak | April | Refrigeration | MW | 51.747 | 53.0311 | 56.2016 | 56.9005 | 57.7153 | 56.7672 | 60.0257 | 62.5959 | 61.5039 | 63.2556 | 62.3066 | 66.4677 | 62.8789 | 73.7586 | 76.0245 | 78.4542 | 76.554 | 71.2915 | 70.1511 | 73.4429 | 75.0086 | 81.0762 | 93.5856 | 80.1787 | 85.4494 | 82.7422 | 75.3409 | 73.8097 | 74.7923 | 75.3491 | 75.1926 | 73.4852 | 71.8393 | 70.3253 | 68.759 | 67.5368 | 66.5113 | 65.6699 | 65.0357 | 64.4734 | 64.2067 | 64.1067 | 64.1119 | 64.1232 | 64.2914 | 64.4239 | 64.6823 | 64.937 | 65.202 | 65.4806
Northwest | Other | Peak | April | Lighting | MW | 48.3474 | 49.6061 | 52.6324 | 53.2879 | 54.7322 | 53.2393 | 57.3566 | 57.786 | 58.3164 | 58.6321 | 58.3275 | 62.1172 | 58.659 | 68.3053 | 70.8338 | 72.6435 | 71.6632 | 57.603 | 56.4784 | 59.0486 | 62.1017 | 63.7956 | 72.8639 | 66.0715 | 64.2753 | 63.2176 | 59.1707 | 59.8634 | 62.5255 | 64.7836 | 66.4835 | 67.7669 | 68.9787 | 70.0623 | 70.7257 | 71.6848 | 72.7182 | 73.81 | 75.0051 | 76.1167 | 77.5336 | 79.0441 | 80.5588 | 81.957 | 83.4696 | 84.8314 | 86.2789 | 87.6233 | 88.9071 | 90.1354
Northwest | Other | Peak | April | Air Conditioning | MW | 146.5379 | 144.0851 | 143.109 | 138.4454 | 188.2318 | 164.9772 | 180.9433 | 136.1898 | 194.7933 | 172.6166 | 177.198 | 200.1206 | 224.0923 | 181.4293 | 190.7177 | 207.4669 | 215.5481 | 259.5796 | 225.7482 | 209.6683 | 241.945 | 244.6106 | 230.9884 | 259.0361 | 212.9985 | 205.7349 | 216.0549 | 215.683 | 224.3826 | 232.4161 | 238.3383 | 243.8548 | 249.703 | 255.4835 | 260.6744 | 266.7377 | 273.1743 | 280.2164 | 288.0874 | 296.1207 | 305.195 | 315.0139 | 325.3775 | 335.6454 | 346.7251 | 357.4408 | 368.8765 | 380.342 | 391.8217 | 403.4001
Northwest | Other | Peak | April | Other Non-Substitutables | MW | 295.7749 | 302.3194 | 319.9185 | 323.4503 | 324.4348 | 322.2412 | 335.2469 | 360.0179 | 345.2225 | 362.3001 | 353.656 | 377.3187 | 357.5282 | 422.2051 | 433.0832 | 449.2979 | 434.4694 | 414.7024 | 410.7589 | 431.4051 | 455.1748 | 494.8121 | 541.6991 | 465.4405 | 482.7629 | 487.9075 | 459.0385 | 466.0059 | 488.4822 | 509.8363 | 524.9503 | 537.3994 | 549.4147 | 560.4116 | 568.7369 | 578.485 | 588.2991 | 598.7417 | 610.1364 | 621.07 | 633.6915 | 647.0768 | 660.7123 | 673.3263 | 686.8813 | 698.9995 | 711.7375 | 723.7761 | 735.1352 | 746.0541
Northwest | Other | Peak | May | Space Heating | MW | 46.0166 | 44.7954 | 50.4795 | 53.904 | 52.363 | 52.0798 | 47.8072 | 62.1784 | 53.1495 | 54.1754 | 67.0073 | 61.291 | 55.5084 | 72.7373 | 76.9983 | 75.1275 | 82.7298 | 63.9078 | 64.2919 | 73.1327 | 79.5134 | 82.1429 | 90.4812 | 80.9436 | 84.7424 | 83.5485 | 77.4126 | 78.9549 | 82.5996 | 85.8138 | 88.2213 | 90.0719 | 91.755 | 93.2672 | 94.5523 | 95.9937 | 97.4166 | 98.9563 | 100.6085 | 102.1804 | 103.9587 | 105.8304 | 107.7438 | 109.4712 | 111.301 | 112.9143 | 114.5696 | 116.1424 | 117.5469 | 118.9082
Northwest | Other | Peak | May | Water Heating | MW | 4.8734 | 4.9487 | 5.2572 | 5.3538 | 5.3138 | 5.317 | 5.4433 | 6.0039 | 5.6321 | 5.9614 | 6.5905 | 6.4944 | 6.0368 | 7.446 | 7.7207 | 7.6039 | 8.3448 | 7.0338 | 6.9393 | 7.5614 | 8.1835 | 8.1361 | 8.827 | 8.0807 | 8.8928 | 8.0514 | 7.7025 | 7.9267 | 8.4119 | 8.8645 | 9.2314 | 9.5459 | 9.8443 | 10.1245 | 10.2877 | 10.4678 | 10.6437 | 10.8331 | 11.0371 | 11.2343 | 11.4557 | 11.6892 | 11.9273 | 12.148 | 12.3839 | 12.5962 | 12.8158 | 13.0247 | 13.2205 | 13.4102
Northwest | Other | Peak | May | Other Substitutables | MW | 0.0948 | 0.0987 | 0.105 | 0.1062 | 0.1018 | 0.1037 | 0.1073 | 0.115 | 0.1116 | 0.1194 | 0.1296 | 0.1271 | 0.1208 | 0.1504 | 0.1506 | 0.151 | 0.1623 | 0.1368 | 0.1394 | 0.153 | 0.1601 | 0.1628 | 0.1732 | 0.1599 | 0.1695 | 0.1584 | 0.1513 | 0.1541 | 0.1619 | 0.169 | 0.1744 | 0.1781 | 0.181 | 0.1838 | 0.1852 | 0.187 | 0.189 | 0.1912 | 0.1938 | 0.1963 | 0.1993 | 0.2026 | 0.206 | 0.2092 | 0.2127 | 0.2158 | 0.2191 | 0.2222 | 0.2251 | 0.2279
Northwest | Other | Peak | May | Refrigeration | MW | 46.913 | 47.6643 | 50.7187 | 51.7532 | 51.9021 | 51.5576 | 53.4226 | 57.9023 | 55.3058 | 57.7487 | 64.3423 | 63.3679 | 58.9662 | 72.1852 | 75.1628 | 73.5318 | 81.3746 | 67.0467 | 65.821 | 71.7793 | 76.7493 | 76.7008 | 85.0032 | 78.0094 | 84.3625 | 77.1281 | 72.1514 | 70.6869 | 71.624 | 72.1651 | 72.0056 | 70.3708 | 68.793 | 67.3417 | 65.8499 | 64.6733 | 63.678 | 62.8628 | 62.2476 | 61.7062 | 61.4361 | 61.3259 | 61.32 | 61.3214 | 61.4729 | 61.5904 | 61.8267 | 62.0628 | 62.3078 | 62.5672
Northwest | Other | Peak | May | Lighting | MW | 40.4381 | 41.0669 | 43.73 | 44.6698 | 45.3218 | 44.66 | 46.9627 | 49.8177 | 48.5486 | 49.8849 | 56.0668 | 55.1488 | 51.3484 | 62.3456 | 65.286 | 63.2915 | 70.8533 | 50.9063 | 49.8324 | 54.3655 | 59.8019 | 56.6735 | 62.1183 | 60.4694 | 59.5349 | 55.2777 | 53.1687 | 53.8125 | 56.2184 | 58.2745 | 59.8074 | 60.9755 | 62.0747 | 63.0585 | 63.6775 | 64.5399 | 65.4572 | 66.4329 | 67.5029 | 68.5051 | 69.7633 | 71.1058 | 72.4568 | 73.7048 | 75.0554 | 76.2702 | 77.5586 | 78.7593 | 79.9036 | 81.0001
Northwest | Other | Peak | May | Air Conditioning | MW | 166.2761 | 162.3443 | 161.1484 | 157.0467 | 212.9887 | 187.4365 | 202.8729 | 156.2065 | 219.0894 | 195.7526 | 227.4479 | 237.3961 | 261.0862 | 219.7903 | 233.1669 | 240.9051 | 284.5997 | 303.3243 | 262.699 | 252.883 | 306.6581 | 286.8161 | 259.5052 | 312.6319 | 259.6009 | 237.1387 | 256.2634 | 255.7995 | 266.1357 | 275.7191 | 282.7599 | 289.3447 | 296.3181 | 303.2055 | 309.4286 | 316.6357 | 324.2584 | 332.6125 | 341.959 | 351.5176 | 362.2649 | 373.8977 | 386.1922 | 398.3757 | 411.5252 | 424.237 | 437.7984 | 451.4083 | 465.0287 | 478.7708
Northwest | Other | Peak | May | Other Non-Substitutables | MW | 263.8578 | 267.7674 | 284.6028 | 289.752 | 287.7331 | 287.7763 | 294.6596 | 324.881 | 304.7842 | 322.7469 | 356.8869 | 351.322 | 326.7073 | 402.8734 | 417.6921 | 411.7835 | 451.5437 | 380.6096 | 375.649 | 409.6072 | 451.9384 | 455.1943 | 481.2669 | 441.8072 | 465.5894 | 444.1959 | 427.6241 | 434.1211 | 455.0328 | 474.9822 | 489.005 | 500.6134 | 511.8029 | 522.0406 | 529.8754 | 538.911 | 547.9468 | 557.6015 | 568.1589 | 578.3309 | 589.9723 | 602.3293 | 614.9514 | 626.6323 | 639.1922 | 650.4103 | 662.1927 | 673.3526 | 683.8696 | 693.9887
Northwest | Other | Peak | June | Space Heating | MW | 10.435 | 10.1211 | 11.5144 | 12.4146 | 11.6103 | 11.7589 | 10.5786 | 14.458 | 11.6707 | 12.1713 | 13.7389 | 12.236 | 11.7345 | 15.5924 | 17.4587 | 15.8773 | 17.8791 | 14.3046 | 15.1509 | 16.1948 | 17.689 | 16.6655 | 20.2054 | 15.8921 | 17.2074 | 17.1249 | 15.9467 | 16.2589 | 17.0029 | 17.6595 | 18.1449 | 18.5184 | 18.857 | 19.1614 | 19.4225 | 19.7123 | 19.9966 | 20.3058 | 20.6379 | 20.9548 | 21.3113 | 21.6869 | 22.0714 | 22.4185 | 22.7864 | 23.1106 | 23.4426 | 23.7584 | 24.04 | 24.3131
Northwest | Other | Peak | June | Water Heating | MW | 5.3354 | 5.3994 | 5.7876 | 5.9568 | 5.6856 | 5.7987 | 5.8145 | 6.7476 | 5.9721 | 6.468 | 6.5148 | 6.2617 | 6.1653 | 7.7037 | 8.4442 | 7.7547 | 8.7078 | 7.5983 | 7.8945 | 8.0844 | 8.7926 | 7.9644 | 9.5073 | 7.6557 | 8.7187 | 7.9561 | 7.66 | 7.8848 | 8.3683 | 8.8202 | 9.1847 | 9.4984 | 9.7959 | 10.0761 | 10.2372 | 10.4136 | 10.5848 | 10.77 | 10.9696 | 11.163 | 11.379 | 11.6071 | 11.8398 | 12.0556 | 12.2863 | 12.494 | 12.7085 | 12.9126 | 13.1039 | 13.2894
Northwest | Other | Peak | June | Other Substitutables | MW | 0.155 | 0.1609 | 0.173 | 0.1768 | 0.1635 | 0.1695 | 0.1712 | 0.1937 | 0.1769 | 0.1937 | 0.192 | 0.1833 | 0.1847 | 0.2327 | 0.2468 | 0.2301 | 0.2536 | 0.2217 | 0.2372 | 0.2448 | 0.2569 | 0.238 | 0.279 | 0.2266 | 0.2491 | 0.2343 | 0.225 | 0.2291 | 0.2406 | 0.2511 | 0.259 | 0.2643 | 0.2686 | 0.2727 | 0.2747 | 0.2774 | 0.2802 | 0.2834 | 0.2871 | 0.2908 | 0.2952 | 0.3 | 0.3049 | 0.3095 | 0.3145 | 0.3191 | 0.3238 | 0.3283 | 0.3326 | 0.3367
Northwest | Other | Peak | June | Refrigeration | MW | 51.8027 | 52.4174 | 56.1729 | 57.9482 | 55.9123 | 56.6844 | 57.4172 | 65.9582 | 59.0967 | 63.5463 | 64.3816 | 61.9163 | 61.1112 | 75.6501 | 83.1003 | 75.7776 | 85.8863 | 73.6352 | 76.2135 | 78.1942 | 83.9864 | 76.4535 | 93.2503 | 75.3228 | 84.4493 | 77.6786 | 73.1109 | 71.6183 | 72.5515 | 73.0896 | 72.9003 | 71.2305 | 69.6169 | 68.1343 | 66.6187 | 65.4115 | 64.3824 | 63.5389 | 62.8979 | 62.3357 | 62.0391 | 61.9042 | 61.8767 | 61.8587 | 61.9922 | 62.0931 | 62.3118 | 62.5332 | 62.7637 | 63.0106
Northwest | Other | Peak | June | Lighting | MW | 79.4526 | 80.2844 | 85.8842 | 88.7146 | 86.7251 | 87.334 | 89.6555 | 101.5899 | 92.2637 | 98.3634 | 100.3411 | 96.4895 | 95.4338 | 116.9032 | 128.8155 | 116.3052 | 133.5681 | 101.1823 | 104.5263 | 107.3402 | 118.4676 | 102.222 | 123.4199 | 105.7818 | 108.075 | 100.9167 | 97.562 | 98.7558 | 103.1658 | 106.9482 | 109.7328 | 111.8647 | 113.8626 | 115.6554 | 116.7989 | 118.3567 | 119.9981 | 121.7553 | 123.685 | 125.5007 | 127.7598 | 130.1717 | 132.6042 | 134.8526 | 137.2872 | 139.4769 | 141.794 | 143.9573 | 146.0167 | 147.9928
Northwest | Other | Peak | June | Air Conditioning | MW | 321.3698 | 312.7023 | 311.642 | 307.3513 | 403.3766 | 360.8588 | 382.9918 | 309.6024 | 410.9176 | 375.1739 | 396.7666 | 404.7205 | 472.1523 | 400.5488 | 448.3016 | 431.7214 | 523.5378 | 578.7694 | 527.1885 | 476.428 | 582.3455 | 495.5078 | 491.557 | 523.4686 | 447.6079 | 411.7728 | 449.2567 | 448.3823 | 466.3575 | 483.0245 | 495.1407 | 506.4984 | 518.5199 | 530.4158 | 541.1982 | 553.6316 | 566.751 | 581.1666 | 597.3075 | 613.8432 | 632.3897 | 652.472 | 673.713 | 694.7739 | 717.5106 | 739.4963 | 762.9368 | 786.4763 | 810.0336 | 833.8116
Northwest | Other | Peak | June | Other Non-Substitutables | MW | 273.1056 | 276.2132 | 296.2575 | 304.8285 | 291.0961 | 296.7554 | 297.6127 | 345.2083 | 305.5816 | 331.0898 | 333.5517 | 320.2699 | 315.4696 | 394.0908 | 431.9378 | 397.0453 | 445.5096 | 388.7447 | 404.049 | 414.0558 | 458.1146 | 420.5293 | 490.649 | 395.9384 | 432.5826 | 415.2923 | 401.4794 | 407.489 | 426.9745 | 445.5873 | 458.523 | 469.2534 | 479.5749 | 489.0374 | 496.3115 | 504.6244 | 512.8919 | 521.7669 | 531.484 | 540.8734 | 551.5662 | 562.9246 | 574.5426 | 585.3 | 596.8743 | 607.2111 | 618.0526 | 628.3326 | 638.0153 | 647.3389
Northwest | Other | Peak | July | Space Heating | MW | 2.7947 | 2.7324 | 3.1284 | 3.3891 | 3.088 | 3.1449 | 2.8241 | 3.9925 | 3.078 | 3.2814 | 3.9051 | 3.3149 | 3.3926 | 4.2867 | 4.6574 | 4.0679 | 4.6674 | 3.9054 | 4.1185 | 4.6949 | 4.7881 | 4.9338 | 5.3292 | 4.935 | 5.0323 | 4.9744 | 4.7745 | 4.8665 | 5.0876 | 5.2827 | 5.4254 | 5.5352 | 5.6344 | 5.7241 | 5.801 | 5.8856 | 5.9682 | 6.0586 | 6.1557 | 6.2485 | 6.3525 | 6.4622 | 6.5746 | 6.676 | 6.7836 | 6.8784 | 6.9753 | 7.0676 | 7.1497 | 7.2295
Northwest | Other | Peak | July | Water Heating | MW | 4.822 | 4.92 | 5.3058 | 5.4892 | 5.1022 | 5.235 | 5.2363 | 6.29 | 5.316 | 5.8847 | 6.2433 | 5.7255 | 6.0183 | 7.146 | 7.5969 | 6.7025 | 7.6711 | 6.997 | 7.2411 | 7.9092 | 8.0308 | 7.9501 | 8.4527 | 8.018 | 8.6068 | 7.787 | 7.7356 | 7.9644 | 8.4537 | 8.9114 | 9.2791 | 9.5965 | 9.8975 | 10.1819 | 10.343 | 10.5181 | 10.6874 | 10.8712 | 11.0694 | 11.2619 | 11.4759 | 11.702 | 11.9329 | 12.1472 | 12.3763 | 12.5826 | 12.7952 | 12.9979 | 13.1876 | 13.3717
Northwest | Other | Peak | July | Other Substitutables | MW | 0.1669 | 0.1749 | 0.1893 | 0.1944 | 0.1753 | 0.1828 | 0.1838 | 0.2153 | 0.1875 | 0.21 | 0.2195 | 0.1997 | 0.2149 | 0.2573 | 0.2647 | 0.2368 | 0.2663 | 0.2439 | 0.2591 | 0.2853 | 0.2795 | 0.2828 | 0.296 | 0.283 | 0.2939 | 0.2737 | 0.2708 | 0.2757 | 0.2895 | 0.3021 | 0.3114 | 0.3178 | 0.3228 | 0.3276 | 0.33 | 0.3332 | 0.3364 | 0.3402 | 0.3445 | 0.3488 | 0.3539 | 0.3596 | 0.3654 | 0.3708 | 0.3767 | 0.382 | 0.3876 | 0.3929 | 0.398 | 0.4028
Northwest | Other | Peak | July | Refrigeration | MW | 49.5634 | 50.6393 | 54.4627 | 56.5109 | 53.0766 | 54.1043 | 54.7856 | 65.4015 | 55.5122 | 61.3328 | 65.3477 | 59.993 | 62.9882 | 74.313 | 78.9241 | 69.0836 | 79.9315 | 71.595 | 74.0079 | 80.9767 | 81.0747 | 80.7008 | 87.7649 | 83.4947 | 88.4779 | 80.4887 | 78.3191 | 76.7101 | 77.6913 | 78.253 | 78.0204 | 76.2155 | 74.4692 | 72.8674 | 71.2372 | 69.9274 | 68.8035 | 67.8817 | 67.1762 | 66.5589 | 66.2176 | 66.0487 | 65.9965 | 65.9568 | 66.0783 | 66.1675 | 66.3799 | 66.5982 | 66.8262 | 67.0739
Northwest | Other | Peak | July | Lighting | MW | 78.1312 | 79.8421 | 85.4322 | 88.8023 | 84.5303 | 85.5225 | 88.0326 | 104.0846 | 88.7037 | 97.792 | 104.7171 | 96.1778 | 100.7701 | 118.0303 | 125.2359 | 108.3924 | 127.3812 | 101.5384 | 104.9444 | 114.8852 | 118.0541 | 111.3827 | 120.1126 | 121.2199 | 117.2314 | 108.1625 | 108.1584 | 109.4868 | 114.3629 | 118.5532 | 121.6026 | 123.9432 | 126.1276 | 128.095 | 129.3609 | 131.0558 | 132.8279 | 134.7375 | 136.8364 | 138.8194 | 141.2684 | 143.8848 | 146.5285 | 148.9736 | 151.6222 | 154.0052 | 156.5208 | 158.8741 | 161.1113 | 163.2617
Northwest | Other | Peak | July | Air Conditioning | MW | 427.9961 | 419.8585 | 420.0969 | 416.8709 | 534.0867 | 480.0597 | 507.9123 | 424.996 | 539.7062 | 503.0747 | 560.1666 | 545.7947 | 681.1464 | 546.8458 | 592.8352 | 548.3016 | 679.0768 | 786.2589 | 712.0522 | 685.9586 | 785.0914 | 728.8922 | 641.5346 | 809.3766 | 648.8656 | 591.253 | 667.735 | 666.3615 | 692.8339 | 717.3496 | 734.9829 | 751.5319 | 769.0379 | 786.4133 | 802.1937 | 820.3308 | 839.4364 | 860.4905 | 884.0773 | 908.28 | 935.3731 | 964.7201 | 995.7838 | 1026.601 | 1059.873 | 1092.067 | 1126.362 | 1160.83 | 1195.317 | 1230.153
Northwest | Other | Peak | July | Other Non-Substitutables | MW | 249.1511 | 254.0672 | 274.1826 | 283.5732 | 263.716 | 270.4553 | 270.5714 | 324.847 | 274.6054 | 304.0915 | 322.6827 | 295.6235 | 310.8672 | 369.0288 | 392.2851 | 346.4275 | 396.2015 | 361.3874 | 374.1145 | 408.9245 | 421.3351 | 422.9158 | 440.7943 | 418.7346 | 432.0527 | 410.6038 | 408.7695 | 414.7903 | 434.4731 | 453.2757 | 466.2063 | 476.9386 | 487.2372 | 496.7091 | 504.0084 | 512.2882 | 520.4858 | 529.3297 | 539.0192 | 548.4058 | 559.0528 | 570.369 | 581.9587 | 592.6949 | 604.2498 | 614.5748 | 625.3841 | 635.648 | 645.306 | 654.619
Northwest | Other | Peak | August | Space Heating | MW | 1.904 | 1.8635 | 2.1355 | 2.3138 | 2.1008 | 2.1392 | 1.923 | 2.7253 | 2.0894 | 2.2331 | 2.6659 | 2.3649 | 2.2905 | 2.9727 | 3.1589 | 2.8517 | 3.2038 | 2.5336 | 2.8951 | 3.2417 | 2.9966 | 3.2235 | 3.7627 | 3.2345 | 3.5576 | 3.582 | 3.4045 | 3.4698 | 3.6275 | 3.7664 | 3.8681 | 3.9462 | 4.0168 | 4.0808 | 4.1353 | 4.1954 | 4.254 | 4.3183 | 4.3872 | 4.4532 | 4.5272 | 4.6051 | 4.685 | 4.7571 | 4.8336 | 4.901 | 4.9698 | 5.0354 | 5.0938 | 5.1505
Northwest | Other | Peak | August | Water Heating | MW | 4.2927 | 4.3846 | 4.7326 | 4.8971 | 4.5357 | 4.653 | 4.6583 | 5.6101 | 4.7154 | 5.2326 | 5.5685 | 5.3372 | 5.3096 | 6.4753 | 6.7326 | 6.1394 | 6.8799 | 5.9312 | 6.6505 | 7.1356 | 6.5662 | 6.7849 | 7.7972 | 6.8661 | 7.9514 | 7.3255 | 7.2054 | 7.4187 | 7.8744 | 8.3005 | 8.6429 | 8.9384 | 9.2185 | 9.4837 | 9.633 | 9.7955 | 9.9526 | 10.1234 | 10.3073 | 10.486 | 10.6848 | 10.8948 | 11.1092 | 11.3082 | 11.5209 | 11.7126 | 11.91 | 12.0983 | 12.2744 | 12.4455
Northwest | Other | Peak | August | Other Substitutables | MW | 0.149 | 0.1564 | 0.1694 | 0.174 | 0.1563 | 0.163 | 0.164 | 0.1926 | 0.1669 | 0.1873 | 0.1964 | 0.1868 | 0.1902 | 0.2338 | 0.2354 | 0.2175 | 0.2397 | 0.2074 | 0.2387 | 0.2582 | 0.2292 | 0.2421 | 0.2738 | 0.243 | 0.2722 | 0.2581 | 0.253 | 0.2576 | 0.2705 | 0.2822 | 0.2909 | 0.2968 | 0.3015 | 0.306 | 0.3082 | 0.3111 | 0.3141 | 0.3176 | 0.3216 | 0.3256 | 0.3304 | 0.3356 | 0.341 | 0.346 | 0.3516 | 0.3565 | 0.3618 | 0.3667 | 0.3714 | 0.3759
Northwest | Other | Peak | August | Refrigeration | MW | 46.8877 | 47.9699 | 51.6174 | 53.5711 | 50.1465 | 51.0968 | 51.8144 | 62.0145 | 52.3254 | 57.9554 | 61.9128 | 59.4121 | 59.0141 | 71.5249 | 74.277 | 67.2158 | 76.1751 | 64.4572 | 72.2078 | 77.5905 | 70.3931 | 73.1585 | 86.0376 | 75.9727 | 86.8691 | 80.4678 | 77.5239 | 75.9284 | 76.896 | 77.4459 | 77.2106 | 75.4196 | 73.6866 | 72.0982 | 70.4807 | 69.1813 | 68.0665 | 67.152 | 66.4508 | 65.8368 | 65.4966 | 65.3268 | 65.2721 | 65.2301 | 65.3471 | 65.4331 | 65.6405 | 65.8539 | 66.077 | 66.32
Northwest | Other | Peak | August | Lighting | MW | 74.691 | 76.453 | 81.806 | 85.0547 | 80.7078 | 81.5962 | 84.1701 | 99.7747 | 84.4771 | 93.371 | 100.2022 | 96.207 | 95.3148 | 114.714 | 118.9892 | 106.507 | 122.6545 | 92.2953 | 103.3913 | 111.1395 | 103.4462 | 101.9912 | 118.9898 | 111.3673 | 116.3636 | 109.2932 | 108.1629 | 109.4821 | 114.3479 | 118.5232 | 121.5602 | 123.8869 | 126.0575 | 128.0147 | 129.2688 | 130.9544 | 132.7192 | 134.6217 | 136.7119 | 138.6857 | 141.1275 | 143.7359 | 146.371 | 148.8081 | 151.4476 | 153.8236 | 156.3313 | 158.6771 | 160.907 | 163.051
Northwest | Other | Peak | August | Air Conditioning | MW | 370.7074 | 364.0497 | 364.5452 | 361.9479 | 461.8875 | 415.0994 | 439.4231 | 368.8338 | 465.7975 | 435.1823 | 485.9998 | 494.9885 | 584.7524 | 482.1031 | 511.1373 | 488.6304 | 592.4758 | 648.3972 | 636.0496 | 601.9821 | 624.6083 | 605.1789 | 575.397 | 674.5099 | 582.8729 | 540.8405 | 604.9687 | 603.7252 | 627.6427 | 649.759 | 665.6384 | 680.5275 | 696.2771 | 711.9307 | 726.1331 | 742.4722 | 759.6926 | 778.6799 | 799.9476 | 821.7711 | 846.2123 | 872.6871 | 900.7102 | 928.5135 | 958.5278 | 987.5811 | 1018.522 | 1049.625 | 1080.742 | 1112.182
Northwest | Other | Peak | August | Other Non-Substitutables | MW | 216.5628 | 221.0726 | 238.7845 | 247.0086 | 228.898 | 234.7115 | 235.0207 | 282.8903 | 237.8288 | 264.0115 | 281.0084 | 269.0659 | 267.7835 | 326.4966 | 339.4464 | 309.8277 | 346.9452 | 299.1068 | 335.4872 | 360.2143 | 336.3887 | 352.3867 | 396.8251 | 349.9962 | 389.5536 | 376.9359 | 371.7779 | 377.2312 | 395.1021 | 412.1535 | 423.8702 | 433.5815 | 442.8957 | 451.4744 | 458.0721 | 465.566 | 472.9898 | 481.0038 | 489.78 | 498.2801 | 507.9294 | 518.1843 | 528.6857 | 538.4138 | 548.8813 | 558.2402 | 568.0331 | 577.3338 | 586.0827 | 594.5234
Northwest | Other | Peak | September | Space Heating | MW | 16.4855 | 16.043 | 18.137 | 19.5003 | 18.4753 | 18.5693 | 16.9103 | 22.6754 | 18.7147 | 19.2949 | 23.0157 | 20.3753 | 20.9815 | 25.2667 | 26.2991 | 24.4247 | 27.0216 | 24.4711 | 23.4029 | 26.3527 | 27.598 | 28.3737 | 30.7598 | 28.6549 | 29.0626 | 32.3794 | 28.2262 | 28.7809 | 30.1041 | 31.2694 | 32.1395 | 32.8073 | 33.4143 | 33.9597 | 34.4223 | 34.9432 | 35.4576 | 36.014 | 36.6111 | 37.1784 | 37.8221 | 38.4995 | 39.1912 | 39.8157 | 40.4774 | 41.0608 | 41.6594 | 42.2273 | 42.735 | 43.2265
Northwest | Other | Peak | September | Water Heating | MW | 4.4517 | 4.5194 | 4.8163 | 4.939 | 4.781 | 4.8343 | 4.9082 | 5.5824 | 5.0575 | 5.4134 | 5.7707 | 5.5054 | 5.8197 | 6.5952 | 6.723 | 6.3026 | 6.9493 | 6.8673 | 6.4391 | 6.9474 | 7.2452 | 7.1667 | 7.6491 | 7.2934 | 7.7763 | 7.953 | 7.1637 | 7.3724 | 7.8237 | 8.2444 | 8.5853 | 8.8776 | 9.1551 | 9.4159 | 9.5663 | 9.7328 | 9.8955 | 10.0707 | 10.2592 | 10.4414 | 10.6462 | 10.8623 | 11.0824 | 11.2865 | 11.5046 | 11.701 | 11.904 | 12.097 | 12.278 | 12.4534
Northwest | Other | Peak | September | Other Substitutables | MW | 0.1368 | 0.1423 | 0.1518 | 0.1546 | 0.1447 | 0.1489 | 0.1528 | 0.1688 | 0.1582 | 0.1713 | 0.1793 | 0.17 | 0.1839 | 0.2104 | 0.2072 | 0.1976 | 0.2137 | 0.2111 | 0.2044 | 0.2222 | 0.2239 | 0.2263 | 0.2367 | 0.2276 | 0.2337 | 0.247 | 0.2224 | 0.2265 | 0.2379 | 0.2483 | 0.2561 | 0.2614 | 0.2657 | 0.2697 | 0.2717 | 0.2745 | 0.2773 | 0.2805 | 0.2843 | 0.2879 | 0.2924 | 0.2972 | 0.3021 | 0.3068 | 0.3118 | 0.3164 | 0.3212 | 0.3257 | 0.33 | 0.3341
Northwest | Other | Peak | September | Refrigeration | MW | 50.3948 | 51.2286 | 54.5873 | 56.1013 | 54.9122 | 55.0947 | 56.692 | 63.4877 | 58.3585 | 61.7765 | 66.2545 | 63.24 | 66.845 | 75.1563 | 76.7703 | 71.4291 | 79.536 | 76.9488 | 71.8733 | 77.535 | 79.7893 | 79.4454 | 86.7901 | 82.9604 | 86.9706 | 89.7269 | 79.0152 | 77.4054 | 78.4247 | 79.0073 | 78.8226 | 77.0249 | 75.2898 | 73.6945 | 72.0539 | 70.7607 | 69.6668 | 68.7696 | 68.0906 | 67.4917 | 67.1916 | 67.0662 | 67.0539 | 67.05 | 67.2102 | 67.3341 | 67.5877 | 67.8406 | 68.1041 | 68.3833
Northwest | Other | Peak | September | Lighting | MW | 68.5214 | 69.6913 | 74.1557 | 76.3029 | 75.648 | 75.2428 | 78.7108 | 86.455 | 80.7469 | 84.3767 | 91.1081 | 86.9515 | 91.8321 | 102.3684 | 104.8935 | 96.6365 | 109.0517 | 92.1975 | 85.9442 | 92.6835 | 97.9551 | 92.6139 | 100.2434 | 101.496 | 97.097 | 101.6447 | 91.9618 | 93.0622 | 97.209 | 100.7461 | 103.3791 | 105.381 | 107.2643 | 108.9509 | 110.0046 | 111.4843 | 113.0613 | 114.7377 | 116.5758 | 118.295 | 120.4611 | 122.7719 | 125.0953 | 127.2414 | 129.5644 | 131.6545 | 133.8716 | 135.9355 | 137.9039 | 139.7894
Northwest | Other | Peak | September | Air Conditioning | MW | 263.6536 | 257.3495 | 256.0363 | 251.4627 | 332.6248 | 295.7277 | 317.2469 | 252.1788 | 341.5969 | 308.4679 | 345.5059 | 349.2851 | 437.0442 | 337.8418 | 352.102 | 346.1718 | 411.1524 | 513.8851 | 422.5788 | 402.9589 | 471.6317 | 438.486 | 389.8617 | 489.8575 | 393.7603 | 405.9947 | 413.5253 | 412.7637 | 429.3584 | 444.7152 | 455.9538 | 466.4571 | 477.584 | 488.5865 | 498.5129 | 510.0351 | 522.2297 | 535.5985 | 550.5549 | 565.8478 | 583.0632 | 601.6978 | 621.3853 | 640.8987 | 661.9609 | 682.3281 | 704.0548 | 725.8532 | 747.6757 | 769.692
Northwest | Other | Peak | September | Other Non-Substitutables | MW | 275.248 | 279.2619 | 297.7525 | 305.2532 | 295.6353 | 298.8045 | 303.4139 | 344.9714 | 312.5508 | 334.6931 | 356.8601 | 340.1073 | 359.6811 | 407.5117 | 415.3606 | 389.7753 | 429.4274 | 424.3623 | 398.0526 | 429.7804 | 456.8668 | 457.8474 | 475.8215 | 455.1093 | 464.3485 | 500.5679 | 454.2435 | 461.0869 | 483.2273 | 504.3212 | 519.1115 | 531.3387 | 543.1212 | 553.9111 | 562.142 | 571.6664 | 581.1972 | 591.3804 | 602.5117 | 613.2286 | 625.5196 | 638.5649 | 651.8792 | 664.2017 | 677.453 | 689.2921 | 701.7247 | 713.4911 | 724.5861 | 735.2579
Northwest | Other | Peak | October | Space Heating | MW | 157.8277 | 154.9513 | 174.0229 | 184.4521 | 180.8138 | 178.4553 | 166.7769 | 209.2577 | 183.0762 | 184.6609 | 199.3319 | 184.8002 | 176.6394 | 211.921 | 225.8811 | 214.5674 | 258.6352 | 205.8186 | 201.645 | 209.4765 | 282.4922 | 273.2447 | 287.3843 | 263.7068 | 258.8028 | 277.5766 | 253.9305 | 258.9387 | 270.9 | 281.4111 | 289.3431 | 295.4138 | 300.951 | 305.9144 | 310.0832 | 314.8524 | 319.5975 | 324.6974 | 330.1626 | 335.3344 | 341.2538 | 347.4792 | 353.8173 | 359.5387 | 365.6014 | 370.9468 | 376.4455 | 381.6458 | 386.3089 | 390.8127
Northwest | Other | Peak | October | Water Heating | MW | 4.5717 | 4.6817 | 4.9597 | 5.0081 | 5.023 | 4.9813 | 5.1908 | 5.5213 | 5.3067 | 5.5552 | 5.3675 | 5.3543 | 5.2532 | 5.9367 | 6.1996 | 5.9433 | 7.134 | 6.1989 | 5.952 | 5.9238 | 7.9537 | 7.4083 | 7.675 | 7.2031 | 7.4261 | 7.3224 | 6.9176 | 7.1174 | 7.5522 | 7.9565 | 8.2856 | 8.5667 | 8.8338 | 9.0843 | 9.2294 | 9.3921 | 9.552 | 9.7234 | 9.9077 | 10.0851 | 10.286 | 10.4979 | 10.7133 | 10.9128 | 11.1261 | 11.3182 | 11.5171 | 11.7058 | 11.883 | 12.0544
Northwest | Other | Peak | October | Other Substitutables | MW | 0.1115 | 0.1169 | 0.1236 | 0.1239 | 0.1197 | 0.1211 | 0.128 | 0.1316 | 0.1312 | 0.1389 | 0.1313 | 0.1305 | 0.1311 | 0.1496 | 0.1506 | 0.1472 | 0.1725 | 0.1496 | 0.149 | 0.1492 | 0.1948 | 0.1853 | 0.1875 | 0.1776 | 0.176 | 0.1797 | 0.1702 | 0.1733 | 0.1821 | 0.1901 | 0.1961 | 0.2002 | 0.2035 | 0.2066 | 0.2081 | 0.2103 | 0.2125 | 0.215 | 0.218 | 0.2208 | 0.2243 | 0.228 | 0.2319 | 0.2355 | 0.2395 | 0.243 | 0.2467 | 0.2503 | 0.2536 | 0.2568
Northwest | Other | Peak | October | Refrigeration | MW | 54.5706 | 55.9922 | 59.4097 | 60.0424 | 60.9531 | 59.8104 | 63.4009 | 65.3172 | 64.4073 | 66.0059 | 64.3506 | 64.0991 | 62.7819 | 70.4818 | 73.9854 | 70.8313 | 85.7174 | 72.6233 | 69.2912 | 68.7255 | 91.2565 | 85.6066 | 90.7871 | 85.3343 | 86.2484 | 85.9694 | 79.4503 | 77.8356 | 78.8732 | 79.4614 | 79.2987 | 77.4996 | 75.7658 | 74.17 | 72.518 | 71.2311 | 70.1524 | 69.2668 | 68.5998 | 68.0079 | 67.7294 | 67.6269 | 67.6346 | 67.6485 | 67.8281 | 67.9696 | 68.2446 | 68.5145 | 68.7961 | 69.091
Northwest | Other | Peak | October | Lighting | MW | 51.4518 | 52.846 | 56.1205 | 56.7039 | 58.3086 | 56.5634 | 61.138 | 60.6967 | 61.5546 | 61.5674 | 60.598 | 60.2414 | 58.8606 | 65.6141 | 69.3365 | 66.1704 | 80.9528 | 59.0703 | 56.1497 | 55.59 | 76.0049 | 67.8053 | 71.1828 | 70.7793 | 65.2838 | 66.0549 | 62.778 | 63.5113 | 66.3355 | 68.7305 | 70.5353 | 71.8975 | 73.1848 | 74.3346 | 75.0368 | 76.0565 | 77.1564 | 78.3167 | 79.5868 | 80.767 | 82.2742 | 83.8808 | 85.4908 | 86.9768 | 88.5847 | 90.0319 | 91.5711 | 92.9993 | 94.3644 | 95.6691
Northwest | Other | Peak | October | Air Conditioning | MW | 135.5115 | 133.4085 | 132.7775 | 128.2967 | 174.2804 | 152.4966 | 167.3898 | 124.8698 | 179.0272 | 158.2939 | 160.8824 | 169.7297 | 196.9753 | 152.5124 | 163.2415 | 164.3764 | 211.6241 | 231.937 | 195.5704 | 172.332 | 258.8151 | 226.8996 | 196.6 | 241.8467 | 188.8376 | 187.816 | 200.1146 | 199.7688 | 207.8297 | 215.2753 | 220.766 | 225.8817 | 231.3069 | 236.6646 | 241.474 | 247.0982 | 253.0699 | 259.5988 | 266.8967 | 274.3423 | 282.7585 | 291.8649 | 301.4733 | 310.9927 | 321.2662 | 331.1998 | 341.804 | 352.4309 | 363.0749 | 373.8061
Northwest | Other | Peak | October | Other Non-Substitutables | MW | 346.4326 | 354.5529 | 375.7267 | 379.3 | 380.612 | 377.3009 | 393.2089 | 418.1373 | 401.8706 | 420.8892 | 406.7714 | 405.3513 | 397.8802 | 449.5332 | 469.382 | 450.4527 | 540.2181 | 469.4203 | 450.9245 | 449.1044 | 616.4985 | 581.3621 | 583.8977 | 550.2605 | 541.6143 | 563.8958 | 538.5522 | 546.7288 | 573.1113 | 598.181 | 615.9334 | 630.5596 | 644.6843 | 657.597 | 667.3657 | 678.8283 | 690.3748 | 702.6451 | 716.0354 | 728.8752 | 743.7159 | 759.4537 | 775.4759 | 790.2974 | 806.2286 | 820.4652 | 835.4391 | 849.5776 | 862.9293 | 875.7519
Northwest | Other | Peak | November | Space Heating | MW | 133.3108 | 131.0552 | 147.3087 | 156.1287 | 152.9596 | 150.947 | 141.2573 | 177.4235 | 155.2399 | 156.4649 | 173.3228 | 154.7855 | 148.5794 | 180.8428 | 213.2339 | 199.0448 | 209.0425 | 180.6432 | 193.3886 | 209.351 | 237.1331 | 234.5233 | 227.1204 | 203.4332 | 264.2049 | 226.0669 | 209.3093 | 213.4666 | 223.3507 | 232.0409 | 238.6123 | 243.6451 | 248.2369 | 252.3544 | 255.8119 | 259.7612 | 263.691 | 267.9155 | 272.4422 | 276.7278 | 281.6275 | 286.7804 | 292.0294 | 296.7677 | 301.7872 | 306.2138 | 310.7668 | 315.0763 | 318.9383 | 322.671
Northwest | Other | Peak | November | Water Heating | MW | 5.0254 | 5.1531 | 5.4637 | 5.5167 | 5.5302 | 5.4832 | 5.7215 | 6.0917 | 5.8563 | 6.1257 | 6.0744 | 5.8364 | 5.7505 | 6.5929 | 7.6171 | 7.175 | 7.5036 | 7.0808 | 7.4282 | 7.7045 | 8.6844 | 8.272 | 7.8963 | 7.2331 | 9.8664 | 7.7623 | 7.419 | 7.6332 | 8.0995 | 8.533 | 8.8862 | 9.1877 | 9.4742 | 9.7427 | 9.899 | 10.0739 | 10.246 | 10.4303 | 10.6286 | 10.8195 | 11.0356 | 11.2635 | 11.4952 | 11.7099 | 11.9394 | 12.1459 | 12.3599 | 12.563 | 12.7537 | 12.9381
Northwest | Other | Peak | November | Other Substitutables | MW | 0.1128 | 0.1184 | 0.1253 | 0.1256 | 0.1213 | 0.1227 | 0.1299 | 0.1337 | 0.1333 | 0.141 | 0.1369 | 0.131 | 0.1321 | 0.1529 | 0.1704 | 0.1637 | 0.1672 | 0.1574 | 0.1713 | 0.1788 | 0.1953 | 0.1901 | 0.1773 | 0.164 | 0.215 | 0.1752 | 0.1678 | 0.1708 | 0.1795 | 0.1874 | 0.1933 | 0.1974 | 0.2006 | 0.2037 | 0.2052 | 0.2074 | 0.2096 | 0.2121 | 0.215 | 0.2178 | 0.2212 | 0.225 | 0.2288 | 0.2323 | 0.2363 | 0.2398 | 0.2435 | 0.2469 | 0.2503 | 0.2535
Northwest | Other | Peak | November | Refrigeration | MW | 56.5135 | 58.0884 | 61.6781 | 62.3192 | 63.2698 | 62.0346 | 65.9121 | 67.9568 | 67.1016 | 68.634 | 68.6575 | 65.8929 | 64.8143 | 73.7981 | 85.7165 | 80.5989 | 85.0231 | 78.1326 | 81.4438 | 84.1519 | 93.7764 | 89.9059 | 87.7768 | 80.5083 | 107.6898 | 85.6536 | 80.1478 | 78.5218 | 79.5721 | 80.17 | 80.0112 | 78.1999 | 76.4544 | 74.8476 | 73.1841 | 71.8884 | 70.8026 | 69.9119 | 69.242 | 68.6479 | 68.3697 | 68.2692 | 68.2803 | 68.2974 | 68.4818 | 68.6273 | 68.9076 | 69.1831 | 69.4699 | 69.7701
Northwest | Other | Peak | November | Lighting | MW | 43.4995 | 44.7813 | 47.5833 | 48.0556 | 49.4519 | 47.9036 | 51.9528 | 51.6173 | 52.4787 | 52.3282 | 52.836 | 50.6236 | 49.6729 | 56.1453 | 65.6644 | 61.5317 | 65.6535 | 51.8671 | 53.8641 | 55.5409 | 63.6756 | 57.9996 | 56.0164 | 54.3956 | 66.3391 | 53.5821 | 51.5991 | 52.2045 | 54.5292 | 56.5017 | 57.9898 | 59.1138 | 60.1762 | 61.1249 | 61.7057 | 62.5469 | 63.4539 | 64.4108 | 65.4582 | 66.432 | 67.6741 | 68.998 | 70.3253 | 71.5503 | 72.8757 | 74.0685 | 75.3371 | 76.5148 | 77.6399 | 78.7157
Northwest | Other | Peak | November | Air Conditioning | MW | 161.2957 | 159.0074 | 158.3753 | 153.0417 | 207.7185 | 181.7407 | 199.7596 | 149.2485 | 213.8914 | 189.0008 | 197.1147 | 200.3083 | 233.3878 | 183.4273 | 217.1972 | 214.8568 | 240.9916 | 286.8039 | 264.2417 | 242.6453 | 305.7611 | 274.3161 | 219.2192 | 262.8946 | 271.789 | 215.6936 | 232.4267 | 232.0301 | 241.4154 | 250.0905 | 256.5012 | 262.4748 | 268.8087 | 275.0613 | 280.6767 | 287.2377 | 294.2029 | 301.8169 | 310.3273 | 319.0104 | 328.8208 | 339.4355 | 350.637 | 361.7337 | 373.7086 | 385.2862 | 397.6457 | 410.0334 | 422.4387 | 434.9463
Northwest | Other | Peak | November | Other Non-Substitutables | MW | 286.5251 | 293.6244 | 311.4211 | 314.3642 | 315.2835 | 312.4828 | 326.097 | 347.1176 | 333.6811 | 349.2012 | 346.3636 | 332.4497 | 327.7063 | 375.6179 | 433.9091 | 409.156 | 427.5193 | 403.4402 | 423.416 | 439.4784 | 506.4373 | 488.4437 | 452.2582 | 415.9081 | 541.7452 | 449.9918 | 434.5759 | 441.2014 | 462.5258 | 482.7976 | 497.1747 | 509.0245 | 520.4697 | 530.9298 | 538.8523 | 548.1375 | 557.4898 | 567.4282 | 578.2746 | 588.6776 | 600.6923 | 613.4335 | 626.4094 | 638.4122 | 651.3123 | 662.8395 | 674.9644 | 686.4173 | 697.2292 | 707.6152
Northwest | Other | Peak | December | Space Heating | MW | 224.9273 | 221.3982 | 247.8007 | 261.7103 | 258.7209 | 254.2926 | 239.4022 | 297.4133 | 263.2183 | 264.4226 | 303.7451 | 269.6841 | 305.4815 | 310.8474 | 347.2642 | 322.083 | 328.2898 | 299.5395 | 300.6811 | 366.0783 | 359.4506 | 383.6166 | 457.7798 | 441.2015 | 385.2852 | 404.9453 | 362.9911 | 370.2496 | 387.4529 | 402.5721 | 414.0605 | 422.8561 | 430.8894 | 438.0978 | 444.1221 | 451.0225 | 457.9033 | 465.2925 | 473.206 | 480.6928 | 489.2639 | 498.2757 | 507.4539 | 515.7391 | 524.5118 | 532.253 | 540.2166 | 547.7563 | 554.5125 | 561.045
Northwest | Other | Peak | December | Water Heating | MW | 5.9447 | 6.103 | 6.4445 | 6.4821 | 6.559 | 6.4756 | 6.7987 | 7.1577 | 6.961 | 7.2574 | 7.4671 | 7.1285 | 8.2877 | 7.9461 | 8.6988 | 8.1408 | 8.262 | 8.2323 | 8.0979 | 9.4455 | 9.2228 | 9.4818 | 11.1699 | 11.005 | 10.0897 | 9.7536 | 9.0192 | 9.2789 | 9.8453 | 10.3716 | 10.8011 | 11.1673 | 11.5152 | 11.8411 | 12.0314 | 12.2451 | 12.4556 | 12.6809 | 12.9232 | 13.1563 | 13.4205 | 13.6991 | 13.9823 | 14.2447 | 14.5251 | 14.7775 | 15.0391 | 15.2874 | 15.5205 | 15.746
Northwest | Other | Peak | December | Other Substitutables | MW | 0.1522 | 0.16 | 0.1686 | 0.1682 | 0.164 | 0.1652 | 0.176 | 0.179 | 0.1807 | 0.1905 | 0.1916 | 0.1824 | 0.217 | 0.2103 | 0.2217 | 0.2117 | 0.2096 | 0.2084 | 0.2129 | 0.2498 | 0.2361 | 0.2483 | 0.2855 | 0.2842 | 0.2504 | 0.2509 | 0.2326 | 0.2369 | 0.2489 | 0.2599 | 0.2682 | 0.2738 | 0.2783 | 0.2827 | 0.2848 | 0.2877 | 0.2908 | 0.2944 | 0.2984 | 0.3023 | 0.3071 | 0.3123 | 0.3177 | 0.3227 | 0.3281 | 0.333 | 0.3382 | 0.343 | 0.3477 | 0.3521
Northwest | Other | Peak | December | Refrigeration | MW | 56.567 | 58.2368 | 61.6177 | 62.0046 | 63.5148 | 61.9707 | 66.2949 | 67.3468 | 67.3308 | 68.6275 | 71.3479 | 68.0046 | 78.8782 | 75.1431 | 82.6766 | 77.1538 | 78.9325 | 76.6419 | 74.8786 | 87.0007 | 84.0299 | 87.0408 | 104.901 | 103.3971 | 92.9657 | 90.8918 | 82.2624 | 80.5965 | 81.6802 | 82.2968 | 82.1434 | 80.2887 | 78.5019 | 76.8568 | 75.1506 | 73.8258 | 72.7184 | 71.8103 | 71.1289 | 70.5238 | 70.2462 | 70.151 | 70.17 | 70.1942 | 70.3903 | 70.546 | 70.8409 | 71.13 | 71.4304 | 71.7443
Northwest | Other | Peak | December | Lighting | MW | 62.1841 | 64.1483 | 67.9699 | 68.3466 | 70.9183 | 68.3229 | 74.6254 | 72.7892 | 74.9953 | 74.4997 | 78.303 | 74.4781 | 86.1383 | 81.5148 | 90.2592 | 83.833 | 86.6727 | 72.3084 | 70.3653 | 81.5907 | 81.1232 | 79.8233 | 95.1426 | 99.3315 | 81.4111 | 80.8792 | 75.3369 | 76.2174 | 79.612 | 82.4885 | 84.6673 | 86.3103 | 87.8648 | 89.2524 | 90.0981 | 91.3315 | 92.6651 | 94.0698 | 95.6067 | 97.0336 | 98.8585 | 100.8033 | 102.7519 | 104.5501 | 106.495 | 108.2458 | 110.1088 | 111.8376 | 113.4896 | 115.0687
Northwest | Other | Peak | December | Air Conditioning | MW | 133.2331 | 131.4931 | 130.6511 | 125.7063 | 171.9072 | 149.8875 | 165.691 | 122.4478 | 177.4617 | 156.3371 | 169.244 | 170.7557 | 234.7016 | 154.4664 | 173.3923 | 170.4047 | 185.3812 | 232.8569 | 201.2074 | 207.8485 | 226.5201 | 219.5529 | 217.174 | 279.0705 | 194.4727 | 189.5694 | 197.3878 | 197.0609 | 205.0508 | 212.4342 | 217.9091 | 223.0058 | 228.4105 | 233.7441 | 238.5289 | 244.1268 | 250.0744 | 256.5717 | 263.8318 | 271.2353 | 279.6063 | 288.6623 | 298.2173 | 307.6812 | 317.8926 | 327.7654 | 338.3061 | 348.87 | 359.4478 | 370.1126
Northwest | Other | Peak | December | Other Non-Substitutables | MW | 324.575 | 333.0109 | 351.7458 | 353.7096 | 358.0797 | 353.3858 | 371.0581 | 390.5647 | 379.8043 | 396.1729 | 407.7201 | 388.8336 | 452.2701 | 433.524 | 474.5163 | 444.5503 | 450.7707 | 449.1625 | 442.0211 | 515.9484 | 515.2465 | 536.5652 | 612.5567 | 605.9654 | 530.0213 | 541.2606 | 506.1482 | 513.9011 | 538.796 | 562.4471 | 579.2835 | 593.1477 | 606.5453 | 618.787 | 628.044 | 638.9229 | 649.9 | 661.5513 | 674.2606 | 686.4404 | 700.5272 | 715.4623 | 730.6677 | 744.7303 | 759.8395 | 773.3435 | 787.5514 | 800.9705 | 813.6377 | 825.806
Northwest | Large Office | Peak | January | All | MW | 622.496 | 592.3506 | 615.4046 | 620.7119 | 684.0547 | 647.7065 | 663.1619 | 662.3159 | 690.278 | 690.764 | 799.3815 | 739.7753 | 721.601 | 687.361 | 754.3555 | 801.3063 | 785.1407 | 737.797 | 858.9468 | 798.8884 | 808.3716 | 951.6887 | 966.1495 | 953.407 | 812.0967 | 900.6882 | 860.6486 | 868.614 | 915.1965 | 951.9203 | 971.2426 | 985.437 | 1000.433 | 1018.402 | 1036.293 | 1050.625 | 1070.007 | 1087.383 | 1104.396 | 1123.795 | 1143.583 | 1165.414 | 1189.609 | 1212.263 | 1237.448 | 1261.906 | 1286.544 | 1310.056 | 1333.649 | 1358.587
Northwest | Large Office | Peak | February | All | MW | 723.6612 | 690.594 | 718.4987 | 725.8495 | 789.8749 | 752.1625 | 770.025 | 777.1964 | 799.7786 | 806.2566 | 939.1996 | 807.5303 | 753.0142 | 818.0569 | 844.7917 | 932.5935 | 882.761 | 912.9694 | 867.6699 | 896.9257 | 1077.548 | 1073.914 | 1046.158 | 1058.231 | 972.0394 | 1090.272 | 985.6882 | 995.5332 | 1049.629 | 1092.578 | 1115.147 | 1131.708 | 1149.124 | 1169.993 | 1190.694 | 1207.216 | 1229.558 | 1249.49 | 1268.946 | 1291.144 | 1313.727 | 1338.603 | 1366.137 | 1391.847 | 1420.413 | 1448.109 | 1475.981 | 1502.431 | 1528.926 | 1556.943
Northwest | Large Office | Peak | March | All | MW | 580.775 | 551.9203 | 573.3333 | 579.3754 | 639.4651 | 605.297 | 618.5317 | 618.6399 | 645.9891 | 644.7822 | 694.8804 | 665.4185 | 684.0568 | 688.0097 | 712.6443 | 726.2846 | 770.0432 | 722.3331 | 706.9039 | 668.5637 | 850.7897 | 857.8792 | 855.22 | 950.6451 | 824.9976 | 822.9149 | 852.1593 | 860.1178 | 906.2955 | 942.7306 | 961.9214 | 976.0455 | 990.9528 | 1008.829 | 1026.628 | 1040.917 | 1060.209 | 1077.507 | 1094.45 | 1113.769 | 1133.471 | 1155.196 | 1179.26 | 1201.807 | 1226.854 | 1251.198 | 1275.735 | 1299.134 | 1322.618 | 1347.448
Northwest | Large Office | Peak | April | All | MW | 634.8268 | 604.9487 | 629.3904 | 638.4235 | 682.3212 | 656.7673 | 669.0094 | 692.2044 | 697.2152 | 709.9624 | 699.1268 | 738.843 | 724.8596 | 790.0062 | 814.2837 | 849.7552 | 830.2015 | 827.143 | 792.9518 | 823.8929 | 889.3272 | 939.7317 | 1021.397 | 948.5019 | 900.0396 | 916.7637 | 877.1109 | 886.0804 | 934.3831 | 972.7547 | 992.7198 | 1007.301 | 1022.545 | 1040.841 | 1058.943 | 1073.328 | 1092.829 | 1110.141 | 1127.026 | 1146.312 | 1165.912 | 1187.553 | 1211.538 | 1233.823 | 1258.586 | 1282.605 | 1306.658 | 1329.489 | 1352.315 | 1376.418
Northwest | Large Office | Peak | May | All | MW | 580.5746 | 547.6396 | 570.0148 | 580.5491 | 630.1945 | 602.4062 | 607.9203 | 624.6843 | 635.4835 | 640.4202 | 719.9199 | 703.4971 | 684.876 | 757.3365 | 790.3118 | 787.1711 | 877.3802 | 783.1512 | 739.3135 | 788.3389 | 900.809 | 871.6337 | 895.8 | 913.9978 | 862.0043 | 821.5872 | 820.1863 | 827.5527 | 871.8033 | 906.6214 | 924.7246 | 938.0644 | 952.1387 | 968.9264 | 985.7458 | 999.2309 | 1017.372 | 1033.658 | 1049.646 | 1067.787 | 1086.326 | 1106.892 | 1129.768 | 1151.056 | 1174.729 | 1197.776 | 1220.741 | 1242.974 | 1265.266 | 1288.68
Northwest | Large Office | Peak | June | All | MW | 701.0444 | 654.6619 | 664.8578 | 670.4379 | 785.6621 | 730.5626 | 748.2717 | 695.9789 | 779.3931 | 758.1649 | 777.7224 | 765.2473 | 838.8541 | 813.702 | 900.0352 | 850.1849 | 997.1473 | 1010.86 | 956.9474 | 911.6039 | 1030.395 | 924.0265 | 1063.304 | 920.1556 | 934.9453 | 899.2073 | 886.7216 | 891.7217 | 938.9151 | 976.6055 | 997.1458 | 1013.284 | 1030.864 | 1051.59 | 1072.877 | 1090.892 | 1114.199 | 1135.97 | 1157.726 | 1182.002 | 1207.079 | 1234.746 | 1265.368 | 1294.547 | 1326.785 | 1358.526 | 1390.456 | 1422.146 | 1454.238 | 1487.847
Northwest | Large Office | Peak | July | All | MW | 708.3799 | 668.3405 | 686.194 | 696.3573 | 781.0112 | 736.196 | 749.9024 | 732.087 | 772.1979 | 772.1631 | 830.3187 | 778.4724 | 906.0797 | 849.7614 | 911.4001 | 825.2241 | 981.3908 | 1029.868 | 975.5049 | 997.1387 | 1047.778 | 1034.202 | 1068.426 | 1073.854 | 1036.636 | 996.0394 | 1004.164 | 1010.717 | 1064.907 | 1108.424 | 1131.898 | 1150.31 | 1170.196 | 1193.637 | 1217.636 | 1237.874 | 1264.013 | 1288.298 | 1312.538 | 1339.558 | 1367.422 | 1398.208 | 1432.298 | 1464.599 | 1500.256 | 1535.391 | 1570.512 | 1605.42 | 1640.701 | 1677.565
Northwest | Large Office | Peak | August | All | MW | 657.8358 | 619.209 | 632.0392 | 639.3359 | 734.5164 | 684.705 | 700.9302 | 665.2367 | 722.8552 | 714.2717 | 773.6999 | 762.3047 | 851.9214 | 793.3258 | 833.4662 | 782.9966 | 917.9999 | 929.6298 | 943.3723 | 937.3353 | 890.1974 | 917.7661 | 1027.878 | 953.7928 | 1000.699 | 977.3066 | 973.6939 | 979.295 | 1031.416 | 1073.306 | 1096.119 | 1114.207 | 1133.87 | 1157.047 | 1180.885 | 1201.183 | 1227.273 | 1251.684 | 1276.127 | 1303.336 | 1331.45 | 1362.47 | 1396.782 | 1429.469 | 1465.518 | 1501.112 | 1536.821 | 1572.389 | 1608.41 | 1646.077
Northwest | Large Office | Peak | September | All | MW | 688.8013 | 649.2265 | 667.9521 | 678.2199 | 750.2396 | 712.9703 | 725.9367 | 721.9166 | 755.7196 | 755.1247 | 814.3014 | 782.918 | 889.9285 | 853.4158 | 876.2012 | 837.2507 | 946.2608 | 1033.092 | 908.6218 | 940.118 | 1017.263 | 999.4844 | 1036.2 | 1050.46 | 1000.812 | 1088.818 | 998.3164 | 1006.59 | 1061.215 | 1104.963 | 1128.37 | 1146.186 | 1165.203 | 1187.768 | 1210.495 | 1229.203 | 1253.847 | 1276.336 | 1298.55 | 1323.567 | 1349.198 | 1377.449 | 1408.701 | 1438.149 | 1470.744 | 1502.61 | 1534.606 | 1565.721 | 1597.049 | 1629.972
Northwest | Large Office | Peak | October | All | MW | 680.8731 | 648.0093 | 672.445 | 679.5566 | 741.3774 | 706.275 | 722.5469 | 726.2344 | 750.5019 | 755.127 | 739.1048 | 732.4884 | 753.6565 | 765.4526 | 803.9131 | 776.5 | 945.5273 | 871.8797 | 803.1202 | 785.4985 | 1103.876 | 1009.101 | 1004.397 | 1025.925 | 924.0742 | 965.6219 | 939.4895 | 948.4414 | 999.7952 | 1040.521 | 1061.897 | 1077.635 | 1094.202 | 1114.066 | 1133.811 | 1149.657 | 1171.025 | 1190.145 | 1208.863 | 1230.201 | 1251.943 | 1275.925 | 1302.492 | 1327.324 | 1354.896 | 1381.697 | 1408.643 | 1434.335 | 1460.089 | 1487.293
Northwest | Large Office | Peak | November | All | MW | 651.8332 | 617.964 | 640.3569 | 646.928 | 720.6218 | 679.8934 | 695.2557 | 688.3785 | 727.1653 | 721.6342 | 731.8085 | 698.8188 | 730.5592 | 733.9479 | 854.8368 | 813.7285 | 867.8317 | 882.4011 | 879.7901 | 890.4839 | 1050.366 | 976.9827 | 895.8873 | 895.8286 | 1068.415 | 885.8606 | 874.7258 | 882.5409 | 929.8369 | 967.1877 | 986.9751 | 1001.647 | 1017.21 | 1035.824 | 1054.438 | 1069.481 | 1089.678 | 1107.888 | 1125.766 | 1146.093 | 1166.856 | 1189.741 | 1215.083 | 1238.895 | 1265.333 | 1291.058 | 1317.01 | 1341.873 | 1366.86 | 1393.257
Northwest | Large Office | Peak | December | All | MW | 675.5456 | 644.1523 | 667.7234 | 673.5895 | 735.4573 | 700.5706 | 718.6868 | 725.16 | 749.1473 | 754.2255 | 785.6962 | 743.3099 | 902.8741 | 786.0822 | 865.5482 | 816.2339 | 838.8436 | 881.6863 | 835.3584 | 961.4035 | 979.498 | 989.9339 | 1125.995 | 1199.545 | 965.6991 | 991.0605 | 940.8215 | 950.1852 | 1001.823 | 1042.828 | 1064.374 | 1080.17 | 1096.786 | 1116.702 | 1136.448 | 1152.199 | 1173.518 | 1192.535 | 1211.093 | 1232.276 | 1253.825 | 1277.561 | 1303.831 | 1328.365 | 1355.629 | 1382.053 | 1408.657 | 1433.886 | 1459.157 | 1485.888
Northwest | Medium Office | Peak | January | All | MW | 176.5714 | 215.4397 | 224.3527 | 226.7059 | 247.8033 | 235.4065 | 240.5333 | 242.4137 | 250.4152 | 251.453 | 290.8976 | 268.7871 | 260.9655 | 251.1773 | 275.6328 | 292.5524 | 286.0124 | 268.4113 | 313.5867 | 292.7388 | 292.2107 | 349.0801 | 359.72 | 342.9043 | 303.5887 | 336.6694 | 316.9066 | 323.2279 | 346.1332 | 365.3241 | 378.3555 | 387.7076 | 397.683 | 409.4435 | 421.1492 | 429.9048 | 442.382 | 453.516 | 464.1355 | 476.2602 | 488.5338 | 501.8177 | 516.2542 | 529.9041 | 545.3189 | 559.8178 | 574.6899 | 588.3113 | 602.0757 | 616.839
Northwest | Medium Office | Peak | February | All | MW | 177.4465 | 216.5164 | 225.4856 | 228.0923 | 249.3497 | 236.8347 | 241.8874 | 243.9394 | 252.1614 | 253.0049 | 296.1455 | 254.3309 | 237.7293 | 257.0485 | 265.793 | 293.5979 | 278.1994 | 289.4703 | 274.5151 | 283.6067 | 338.1267 | 339.332 | 331.7961 | 330.1651 | 311.2651 | 346.7593 | 311.8543 | 318.1082 | 340.6791 | 359.5986 | 372.446 | 381.6667 | 391.4966 | 403.0929 | 414.6268 | 423.2597 | 435.5573 | 446.5262 | 456.9868 | 468.9356 | 481.0272 | 494.108 | 508.3196 | 521.7609 | 536.9351 | 551.2089 | 565.8615 | 579.2625 | 592.8025 | 607.3325
Northwest | Medium Office | Peak | March | All | MW | 182.7728 | 223.1461 | 232.5552 | 235.4863 | 255.4907 | 243.6418 | 248.5571 | 252.5546 | 258.941 | 260.8697 | 279.9658 | 267.6255 | 272.5071 | 279.8786 | 289.5674 | 294.5538 | 310.8965 | 289.5151 | 285.4607 | 271.7672 | 341.1907 | 349.4447 | 353.095 | 379.3026 | 342.3646 | 341.3441 | 348.2762 | 355.3692 | 380.7043 | 401.9673 | 416.3818 | 426.7177 | 437.7122 | 450.6927 | 463.5769 | 473.2117 | 486.9445 | 499.171 | 510.823 | 524.1427 | 537.6107 | 552.1766 | 567.9968 | 582.9451 | 599.8151 | 615.6807 | 631.9617 | 646.8183 | 661.8188 | 677.9207
Northwest | Medium Office | Peak | April | All | MW | 151.77 | 184.9115 | 192.5052 | 195.511 | 210.1238 | 201.6512 | 204.9837 | 211.6949 | 214.4332 | 217.2507 | 214.9579 | 226.9868 | 223.3566 | 241.9525 | 249.6924 | 260.7285 | 255.0607 | 256.1227 | 244.8967 | 254.2013 | 270.5586 | 288.1726 | 317.2538 | 285.6837 | 282.8269 | 285.3539 | 270.2538 | 275.8498 | 295.6311 | 312.2589 | 323.505 | 331.5707 | 340.1357 | 350.2401 | 360.2589 | 367.7466 | 378.4064 | 387.8836 | 396.9098 | 407.2227 | 417.6433 | 428.9163 | 441.1615 | 452.7097 | 465.739 | 477.9884 | 490.5346 | 501.983 | 513.5316 | 525.918
Northwest | Medium Office | Peak | May | All | MW | 158.1841 | 191.1786 | 199.3654 | 203.4126 | 219.7924 | 210.4502 | 211.9146 | 219.1385 | 221.81 | 223.8211 | 251.817 | 245.7844 | 238.6862 | 265.5055 | 277.1188 | 275.8373 | 307.0345 | 274.5238 | 259.6605 | 277.6395 | 311.1545 | 305.8163 | 322.1076 | 313.574 | 311.2234 | 296.4169 | 289.8983 | 295.6226 | 316.5667 | 334.1261 | 345.9541 | 354.5097 | 363.642 | 374.3285 | 385.0448 | 393.0882 | 404.4324 | 414.5874 | 424.2967 | 435.2979 | 446.4537 | 458.5835 | 471.8058 | 484.2352 | 498.2699 | 511.497 | 524.9123 | 537.4064 | 550.0219 | 563.453
Northwest | Medium Office | Peak | June | All | MW | 225.3784 | 270.8271 | 277.7989 | 281.653 | 317.238 | 299.6931 | 304.8749 | 296.0783 | 316.2043 | 313.6761 | 319.9757 | 312.6051 | 335.9816 | 341.6875 | 377.3835 | 354.5152 | 411.5411 | 406.0826 | 390.4137 | 377.8692 | 436.0292 | 380.4462 | 423.5444 | 387.9956 | 376.4934 | 355.6144 | 362.481 | 367.9078 | 392.9466 | 413.9247 | 428.0689 | 438.659 | 450.1602 | 463.5701 | 477.2422 | 487.9295 | 502.5911 | 516.0486 | 529.1537 | 543.8628 | 558.9467 | 575.4568 | 593.5589 | 610.7521 | 630.0925 | 648.6136 | 667.3561 | 685.4257 | 703.7836 | 723.1981
Northwest | Medium Office | Peak | July | All | MW | 199.9874 | 242.0442 | 249.5124 | 253.7481 | 280.3927 | 265.8596 | 270.113 | 267.9567 | 277.771 | 279.7133 | 300.283 | 280.7496 | 324.3685 | 309.6755 | 332.0781 | 300.056 | 355.4524 | 369.153 | 351.6789 | 361.7184 | 390.8526 | 371.353 | 366.3956 | 398.4633 | 362.1468 | 338.4016 | 357.0982 | 362.2861 | 386.8229 | 407.378 | 421.1579 | 431.5395 | 442.8008 | 455.9225 | 469.3353 | 479.8796 | 494.2664 | 507.5023 | 520.433 | 534.9107 | 549.7796 | 566.0955 | 584.0102 | 601.0013 | 620.0941 | 638.4448 | 656.9277 | 674.8875 | 693.1361 | 712.3807
Northwest | Medium Office | Peak | August | All | MW | 191.1917 | 231.0596 | 237.2843 | 240.7565 | 270.3962 | 254.318 | 259.3611 | 252.3471 | 266.8132 | 266.5436 | 287.9376 | 282.4638 | 312.168 | 298.7031 | 313.6562 | 293.7104 | 342.3239 | 340.9789 | 349.0323 | 349.989 | 345.0038 | 340.4596 | 359.2901 | 368.7887 | 355.9361 | 338.1379 | 356.1874 | 360.9764 | 385.0712 | 405.2208 | 418.7406 | 428.9806 | 440.1271 | 453.1359 | 466.4826 | 477.0459 | 491.4297 | 504.7257 | 517.761 | 532.3522 | 547.3711 | 563.864 | 581.9819 | 599.222 | 618.5858 | 637.2542 | 656.0835 | 674.4486 | 693.14 | 712.855
Northwest | Medium Office | Peak | September | All | MW | 198.0964 | 239.4691 | 247.2224 | 251.5001 | 274.6022 | 262.3425 | 266.4658 | 268.6449 | 277.1125 | 278.5741 | 299.9784 | 287.7169 | 324.836 | 316.464 | 324.8609 | 309.873 | 349.0504 | 377.6252 | 333.8661 | 347.3366 | 379.8263 | 364.9034 | 370.7256 | 389.0289 | 363.9377 | 387.2704 | 363.4541 | 369.6963 | 395.3848 | 416.8962 | 431.3933 | 442.032 | 453.4593 | 466.8656 | 480.3401 | 490.6786 | 505.1 | 518.1519 | 530.7533 | 545.0174 | 559.559 | 575.4125 | 592.7412 | 609.1444 | 627.6171 | 645.1909 | 663.0557 | 679.9062 | 696.9736 | 715.1243
Northwest | Medium Office | Peak | October | All | MW | 199.4836 | 243.5228 | 253.327 | 256.4551 | 276.9616 | 264.9674 | 270.5815 | 274.7876 | 280.8788 | 283.9829 | 277.577 | 274.6704 | 281.0045 | 289.0217 | 303.4337 | 292.7659 | 355.539 | 326.7604 | 302.317 | 296.9444 | 412.0535 | 379.1346 | 381.942 | 379.3519 | 354.8787 | 367.8077 | 354.6975 | 361.8507 | 387.7002 | 409.4092 | 424.0874 | 434.6358 | 445.8538 | 459.095 | 472.2179 | 482.0742 | 496.0667 | 508.5279 | 520.4152 | 534.0013 | 547.7396 | 562.6066 | 578.7692 | 594.0333 | 611.2436 | 627.449 | 644.069 | 659.2593 | 674.5867 | 691.0275
Northwest | Medium Office | Peak | November | All | MW | 183.2207 | 222.6822 | 231.3588 | 234.1633 | 258.6228 | 244.8235 | 249.7887 | 249.7067 | 261.3137 | 260.1989 | 263.8375 | 251.4848 | 261.6771 | 265.7393 | 309.5202 | 294.3451 | 313.1961 | 317.5079 | 317.6935 | 322.8231 | 378.596 | 355.1397 | 326.7957 | 322.0821 | 391.5 | 324.0761 | 318.1125 | 324.1516 | 346.844 | 365.8064 | 378.6658 | 387.943 | 397.8666 | 409.5598 | 421.2454 | 430.0525 | 442.5335 | 453.7201 | 464.4281 | 476.631 | 489.0109 | 502.4329 | 517.0424 | 530.8778 | 546.4905 | 561.2255 | 576.3273 | 590.2651 | 604.3653 | 619.4642
Northwest | Medium Office | Peak | December | All | MW | 174.7371 | 213.261 | 221.3555 | 223.6105 | 244.1763 | 232.4801 | 238.0268 | 240.7151 | 248.6683 | 249.9257 | 261.0764 | 246.712 | 299.6413 | 260.9912 | 287.5971 | 271.2256 | 278.72 | 294.0177 | 278.5139 | 320.8003 | 323.6272 | 329.5374 | 377.5226 | 393.4659 | 327.0211 | 333.0636 | 313.9514 | 320.3438 | 343.2177 | 362.4272 | 375.4798 | 384.8384 | 394.8088 | 406.5745 | 418.2492 | 426.9796 | 439.4253 | 450.5114 | 461.0722 | 473.1465 | 485.3545 | 498.5493 | 512.8771 | 526.4268 | 541.722 | 556.0947 | 570.865 | 584.329 | 597.9254 | 612.5283
Northwest | Small Office | Peak | January | All | MW | 267.3382 | 269.513 | 279.8549 | 282.0694 | 309.2331 | 293.6185 | 301.2414 | 301.2362 | 312.6636 | 314.3085 | 361.997 | 335.511 | 326.4147 | 312.6008 | 342.6319 | 363.8284 | 355.9261 | 334.2955 | 390.0631 | 363.1379 | 363.9478 | 429.4703 | 441.672 | 426.3056 | 372.86 | 411.4825 | 390.4919 | 390.7873 | 405.4644 | 416.3414 | 419.5079 | 421.5392 | 423.9438 | 427.0999 | 430.2979 | 432.626 | 436.3806 | 439.7829 | 443.0964 | 447.0519 | 451.1354 | 455.6083 | 460.5289 | 465.302 | 470.7466 | 475.903 | 481.3428 | 486.2942 | 491.3581 | 496.8543
Northwest | Small Office | Peak | February | All | MW | 269.1925 | 271.411 | 281.8321 | 284.3567 | 311.7274 | 295.9612 | 303.5397 | 303.7411 | 315.4355 | 316.8889 | 369.2296 | 318.0814 | 297.895 | 320.5428 | 331.0545 | 365.8551 | 346.8796 | 361.1761 | 342.0994 | 352.4726 | 421.9574 | 418.2004 | 408.1251 | 411.208 | 382.9655 | 424.4873 | 384.9077 | 385.2253 | 399.7104 | 410.4529 | 413.5859 | 415.5977 | 417.975 | 421.0962 | 424.2556 | 426.558 | 430.266 | 433.6235 | 436.892 | 440.7951 | 444.8224 | 449.2308 | 454.0786 | 458.7818 | 464.1447 | 469.2238 | 474.5859 | 479.4585 | 484.441 | 489.8517
Northwest | Small Office | Peak | March | All | MW | 263.8847 | 265.992 | 276.3173 | 279.0905 | 304.8545 | 290.0565 | 297.0515 | 298.6559 | 308.9129 | 310.7693 | 332.606 | 318.9496 | 326.1092 | 331.7706 | 343.0098 | 349.2469 | 369.2101 | 345.2106 | 339.3701 | 321.8253 | 405.8376 | 411.2602 | 414.1842 | 450.7153 | 401.7372 | 398.8922 | 410.1605 | 410.6342 | 426.2066 | 437.8213 | 441.2657 | 443.5008 | 446.1228 | 449.5444 | 452.9977 | 455.5232 | 459.551 | 463.1915 | 466.7276 | 470.9414 | 475.2793 | 480.0157 | 485.2136 | 490.254 | 495.9943 | 501.4247 | 507.1605 | 512.3538 | 517.6599 | 523.425
Northwest | Small Office | Peak | April | All | MW | 232.9725 | 234.5463 | 243.6037 | 246.8404 | 265.6964 | 254.9924 | 260.1457 | 267.0428 | 271.3062 | 275.2935 | 271.2462 | 287.1378 | 282.8776 | 305.5014 | 314.9458 | 329.0004 | 321.953 | 322.881 | 308.5256 | 319.5751 | 341.6519 | 358.9308 | 394.5712 | 359.9572 | 351.7169 | 353.0445 | 337.2552 | 337.5909 | 350.2954 | 359.7317 | 362.4174 | 364.1102 | 366.1033 | 368.7401 | 371.3945 | 373.2972 | 376.4153 | 379.215 | 381.9311 | 385.195 | 388.5581 | 392.2476 | 396.3128 | 400.2389 | 404.7276 | 408.9684 | 413.4399 | 417.4796 | 421.6045 | 426.0909
Northwest | Small Office | Peak | May | All | MW | 249.8431 | 249.6357 | 259.7762 | 264.4565 | 285.5436 | 273.701 | 276.649 | 284.7982 | 288.459 | 291.9349 | 326.7869 | 319.7176 | 310.4222 | 345.1815 | 359.8089 | 358.2447 | 398.6696 | 355.5758 | 336.434 | 359.1617 | 404.1878 | 391.791 | 412.1884 | 406.0498 | 398.0991 | 377.156 | 372.1635 | 372.3183 | 386.1884 | 396.4344 | 399.2942 | 401.1202 | 403.2982 | 406.1522 | 409.0814 | 411.2058 | 414.6365 | 417.7547 | 420.8034 | 424.425 | 428.1782 | 432.3223 | 436.9064 | 441.3209 | 446.3655 | 451.1537 | 456.1432 | 460.7676 | 465.4938 | 470.5856
Northwest | Small Office | Peak | June | All | MW | 324.7754 | 321.7383 | 328.7744 | 332.5861 | 379.5116 | 356.6948 | 363.8489 | 348.2024 | 377.5146 | 372.3578 | 380.1146 | 372.3456 | 402.7699 | 403.1828 | 445.1914 | 419.0432 | 488.0452 | 486.0197 | 464.9163 | 447.2756 | 518.4777 | 449.6776 | 497.7608 | 461.4018 | 442.4328 | 417.1772 | 428.1863 | 427.191 | 443.0492 | 454.911 | 458.5642 | 461.2815 | 464.5802 | 468.7325 | 473.1311 | 476.7489 | 481.9118 | 486.8625 | 491.8469 | 497.534 | 503.4842 | 510.0081 | 517.1682 | 524.1934 | 532.0483 | 539.6855 | 547.5878 | 555.2647 | 563.1401 | 571.4861
Northwest | Small Office | Peak | July | All | MW | 300.8542 | 300.3687 | 309.1 | 313.9493 | 348.8824 | 330.0973 | 335.7343 | 330.9699 | 345.1629 | 346.7782 | 372.3351 | 348.4363 | 403.6814 | 382.7511 | 410.2856 | 371.0713 | 440.1836 | 458.617 | 435.9409 | 447.0155 | 484.6432 | 457.5148 | 450.1502 | 493.53 | 444.445 | 414.7689 | 440.1342 | 438.9776 | 455.1277 | 467.1577 | 470.7449 | 473.4111 | 476.6597 | 480.7711 | 485.1437 | 488.7504 | 493.9099 | 498.8689 | 503.882 | 509.6011 | 515.5995 | 522.2023 | 529.4669 | 536.5809 | 544.5352 | 552.2944 | 560.2854 | 568.1038 | 576.1246 | 584.6041
Northwest | Small Office | Peak | August | All | MW | 277.0484 | 275.9471 | 282.2985 | 285.7994 | 325.4496 | 304.4522 | 311.2062 | 298.1682 | 320.4601 | 318.0704 | 344.0273 | 338.362 | 376.5249 | 354.2716 | 371.9897 | 349.0917 | 408.2597 | 410.7694 | 418.1964 | 416.755 | 412.6931 | 405.2797 | 425.0872 | 441.1815 | 421.0423 | 399.5687 | 423.5593 | 422.2156 | 437.7352 | 449.3265 | 452.9004 | 455.6439 | 458.9926 | 463.2017 | 467.7041 | 471.4985 | 476.8131 | 481.9677 | 487.2007 | 493.1329 | 499.3612 | 506.1982 | 513.7005 | 521.0823 | 529.3025 | 537.3528 | 545.6508 | 553.8101 | 562.1893 | 571.0352
Northwest | Small Office | Peak | September | All | MW | 264.0471 | 262.9199 | 269.9864 | 273.8135 | 305.1243 | 289.1046 | 294.821 | 290.6842 | 307.1085 | 305.7625 | 329.8738 | 317.7074 | 362.6028 | 344.5117 | 353.7482 | 338.4297 | 383.1109 | 421.0643 | 369.1535 | 380.7315 | 418.7695 | 400.2632 | 403.1917 | 429.4913 | 396.1463 | 420.8188 | 397.8572 | 397.5286 | 412.5263 | 423.7835 | 427.2628 | 429.7449 | 432.706 | 436.4615 | 440.3531 | 443.4439 | 447.9867 | 452.2549 | 456.4977 | 461.4013 | 466.4977 | 472.0671 | 478.1709 | 484.1391 | 490.8444 | 497.3034 | 504.0379 | 510.4211 | 516.9579 | 523.942
Northwest | Small Office | Peak | October | All | MW | 292.4798 | 294.7901 | 305.86 | 308.9706 | 335.3948 | 320.334 | 328.15 | 330.5096 | 340.0635 | 343.5236 | 334.9729 | 332.2867 | 341.0141 | 348.2092 | 365.3288 | 352.7249 | 428.8816 | 395.0046 | 364.64 | 357.0386 | 497.6329 | 452.8643 | 455.0071 | 457.5691 | 422.7072 | 436.324 | 424.0481 | 424.3833 | 440.398 | 452.3292 | 455.7873 | 458.0124 | 460.6361 | 464.0834 | 467.5606 | 470.105 | 474.1862 | 477.8755 | 481.4662 | 485.7571 | 490.1798 | 495.0197 | 500.343 | 505.5017 | 511.3781 | 516.9446 | 522.8209 | 528.1503 | 533.5932 | 539.5043
Northwest | Small Office | Peak | November | All | MW | 270.6213 | 271.6435 | 281.2576 | 283.9024 | 315.4282 | 298.0654 | 305.3968 | 302.1349 | 318.7252 | 317.2129 | 320.4807 | 306.5211 | 320.0857 | 322.2766 | 374.978 | 356.9273 | 380.3056 | 387.0894 | 386.3449 | 391.0667 | 460.4841 | 427.5633 | 392.2191 | 391.2503 | 470.1307 | 387.5171 | 383.2849 | 383.4244 | 397.7964 | 408.4456 | 411.5967 | 413.6769 | 416.1483 | 419.3647 | 422.6539 | 425.1151 | 428.9738 | 432.5105 | 435.9778 | 440.0781 | 444.3208 | 448.964 | 454.0661 | 459.0331 | 464.6725 | 470.0433 | 475.6972 | 480.9055 | 486.2367 | 491.9989
Northwest | Small Office | Peak | December | All | MW | 275.6351 | 278.0933 | 288.0043 | 290.2653 | 316.7769 | 301.9218 | 310.2725 | 312.3834 | 322.9253 | 325.5541 | 338.2794 | 320.4714 | 389.2629 | 338.8516 | 372.8779 | 351.6802 | 361.3194 | 379.9928 | 360.0623 | 414.1488 | 419.4849 | 420.9143 | 481.8752 | 508.7141 | 417.3879 | 422.7738 | 402.0176 | 402.3114 | 417.3856 | 428.5471 | 431.7314 | 433.7336 | 436.1066 | 439.2537 | 442.4257 | 444.7054 | 448.4503 | 451.8244 | 455.1037 | 459.0469 | 463.1155 | 467.5773 | 472.4927 | 477.255 | 482.6991 | 487.8463 | 493.2876 | 498.2069 | 503.2357 | 508.7083
Northwest | Big Box-Retail | Peak | January | All | MW | 231.2366 | 379.2716 | 398.2765 | 404.9082 | 418.0306 | 405.288 | 416.656 | 438.817 | 437.237 | 454.8408 | 506.1442 | 465.6365 | 432.5433 | 437.3334 | 466.474 | 489.9238 | 471.3755 | 425.4294 | 506.8865 | 482.0762 | 473.8402 | 571.6194 | 601.8348 | 561.7004 | 503.2721 | 563.6817 | 520.5053 | 514.8779 | 525.5475 | 529.8689 | 527.2519 | 520.2114 | 512.1133 | 504.9836 | 498.523 | 492.5547 | 487.3753 | 482.8713 | 479.6063 | 477.3632 | 475.8534 | 476.2342 | 477.6485 | 478.9332 | 480.529 | 482.3148 | 483.7554 | 485.5297 | 487.3647 | 489.736
Northwest | Big Box-Retail | Peak | February | All | MW | 182.9711 | 299.8841 | 315.4723 | 321.3386 | 330.947 | 321.0423 | 328.9631 | 348.5107 | 346.0238 | 359.7591 | 405.5088 | 346.2414 | 309.3702 | 352.7213 | 354.4109 | 386.9624 | 360.6136 | 359.4247 | 348.0541 | 367.0314 | 431.5147 | 436.5896 | 433.4293 | 425.7727 | 403.733 | 453.6756 | 402.2041 | 398.8033 | 407.8658 | 411.9457 | 410.5849 | 406.1383 | 400.7718 | 396.0731 | 391.8087 | 387.8512 | 384.4462 | 381.508 | 379.4958 | 378.2418 | 377.5175 | 378.2602 | 379.7836 | 381.1562 | 382.7372 | 384.4322 | 385.8149 | 387.434 | 389.0731 | 391.1157
Northwest | Big Box-Retail | Peak | March | All | MW | 183.7402 | 300.8049 | 315.5788 | 321.0716 | 333.1618 | 322.5268 | 331.3731 | 347.9292 | 348.6703 | 361.3131 | 374.2867 | 356.6935 | 350.0101 | 372.0586 | 374.4244 | 377.1993 | 393.02 | 354.9747 | 355.0403 | 342.8586 | 425.7286 | 437.4398 | 447.0966 | 477.9668 | 430.0689 | 432.1386 | 436.4874 | 432.5387 | 442.2889 | 446.6758 | 445.1624 | 440.3011 | 434.4738 | 429.3896 | 424.7959 | 420.5473 | 416.9079 | 413.7848 | 411.6729 | 410.3894 | 409.6899 | 410.588 | 412.3421 | 413.9446 | 415.7819 | 417.753 | 419.3951 | 421.3028 | 423.2409 | 425.6259
Northwest | Big Box-Retail | Peak | April | All | MW | 185.8606 | 302.8003 | 316.5124 | 322.3628 | 335.5477 | 325.1305 | 333.7981 | 351.3435 | 352.9591 | 365.3864 | 349.8123 | 369.061 | 352.5278 | 388.7591 | 390.7052 | 404.0302 | 391.492 | 384.8438 | 371.0698 | 388.8315 | 409.9138 | 437.3282 | 486.3067 | 437.0666 | 428.9484 | 436.7888 | 410.318 | 406.8204 | 416.306 | 420.7021 | 419.5525 | 415.3566 | 410.2166 | 405.7457 | 401.7124 | 397.9917 | 394.8322 | 392.1494 | 390.4093 | 389.438 | 389.0136 | 390.1028 | 391.9996 | 393.742 | 395.6985 | 397.7774 | 399.5372 | 401.5464 | 403.5792 | 406.0375
Northwest | Big Box-Retail | Peak | May | All | MW | 187.449 | 303.2064 | 317.4104 | 324.4308 | 338.8187 | 327.9774 | 333.5772 | 351.851 | 352.5603 | 364.3784 | 395.0264 | 385.9286 | 363.8648 | 412.9948 | 419.5248 | 413.1355 | 455.0493 | 399.0761 | 381.106 | 411.7001 | 456.9767 | 450.2653 | 480.5052 | 464.5046 | 459.2904 | 441.8352 | 428.4948 | 424.4362 | 434.1538 | 438.6169 | 437.3115 | 432.7833 | 427.3058 | 422.5561 | 418.3051 | 414.3993 | 411.0941 | 408.3088 | 406.5185 | 405.5353 | 405.1467 | 406.3502 | 408.4129 | 410.3307 | 412.4852 | 414.7873 | 416.7734 | 419.0359 | 421.3359 | 424.1008
Northwest | Big Box-Retail | Peak | June | All | MW | 322.0443 | 517.8419 | 542.1951 | 556.6112 | 580.9536 | 563.0339 | 567.0558 | 599.5261 | 596.2553 | 616 | 610.6876 | 587.0196 | 598.326 | 656.3512 | 706.7756 | 652.7939 | 742.549 | 692.7126 | 684.4188 | 683.1268 | 765.5591 | 681.9756 | 801.8214 | 682.4526 | 693.5319 | 673.4837 | 660.6675 | 654.9856 | 671.3309 | 679.4791 | 678.7808 | 673.8427 | 667.3562 | 661.8939 | 657.1206 | 652.8267 | 649.4122 | 646.7678 | 645.6361 | 645.7136 | 646.712 | 650.2368 | 655.1216 | 659.7527 | 664.7375 | 669.9573 | 674.6622 | 679.8148 | 685.0255 | 691.0046
Northwest | Big Box-Retail | Peak | July | All | MW | 323.4435 | 524.3922 | 552.9433 | 571.3234 | 582.3345 | 566.4922 | 568.4158 | 619.2866 | 594.9064 | 623.9167 | 652.691 | 599.5588 | 655.4633 | 677.2791 | 709.1853 | 630.0286 | 730.8215 | 715.751 | 700.7824 | 745.1578 | 779.8409 | 759.7581 | 795.2239 | 795.7849 | 762.6273 | 734.9656 | 743.0718 | 736.548 | 754.8936 | 763.9916 | 763.171 | 757.5916 | 750.2849 | 744.1383 | 738.7867 | 733.9974 | 730.204 | 727.2904 | 726.0652 | 726.1888 | 727.3644 | 731.3954 | 736.9692 | 742.2657 | 747.9636 | 753.9387 | 759.3467 | 765.2698 | 771.2639 | 778.1357
Northwest | Big Box-Retail | Peak | August | All | MW | 313.9124 | 509.3306 | 537.3046 | 555.1145 | 565.9625 | 549.7629 | 552.1127 | 600.8318 | 576.8826 | 605.2351 | 635.4964 | 610.7032 | 633.5348 | 669.1949 | 685.3021 | 629.5297 | 715.4904 | 664.6132 | 703.8167 | 734.1383 | 695.8421 | 707.2382 | 801.2491 | 743.0233 | 769.0814 | 755.0417 | 755.2286 | 748.3027 | 766.7237 | 775.774 | 774.7794 | 768.9229 | 761.3538 | 754.9883 | 749.4517 | 744.5096 | 740.5956 | 737.5902 | 736.3087 | 736.408 | 737.5867 | 741.6686 | 747.328 | 752.723 | 758.5374 | 764.645 | 770.1922 | 776.2719 | 782.4337 | 789.4929
Northwest | Big Box-Retail | Peak | September | All | MW | 266.7824 | 430.0393 | 448.7806 | 459.619 | 481.3771 | 465.5937 | 472.9606 | 497.0107 | 498.98 | 513.6269 | 538.493 | 512.7026 | 559.0081 | 562.6506 | 562.9812 | 529.5768 | 589.7939 | 619.7919 | 555.1083 | 587.0292 | 629.9806 | 614.0683 | 644.8579 | 649.9084 | 619.5051 | 674.1833 | 617.6531 | 612.3511 | 627.468 | 634.9407 | 634.1146 | 629.2111 | 622.871 | 617.5002 | 612.7686 | 608.486 | 605.0314 | 602.2919 | 600.9739 | 600.7995 | 601.472 | 604.4867 | 608.7592 | 612.7974 | 617.1657 | 621.7438 | 625.8387 | 630.3412 | 634.8955 | 640.1479
Northwest | Big Box-Retail | Peak | October | All | MW | 215.0841 | 351.3245 | 367.8284 | 374.1135 | 389.0537 | 376.6077 | 387.0241 | 404.6082 | 406.77 | 421.167 | 398.8908 | 393.2711 | 389.1435 | 411.1871 | 420.4113 | 402.0406 | 482.8679 | 432.3462 | 404.6344 | 402.3211 | 549.7348 | 509.9685 | 521.4068 | 513.3868 | 479.2874 | 502.7458 | 478.4275 | 473.7483 | 484.2508 | 488.8796 | 487.0688 | 481.4807 | 474.8631 | 469.0811 | 463.8648 | 459.0578 | 454.9416 | 451.4133 | 449.0024 | 447.5069 | 446.6683 | 447.5863 | 449.452 | 451.1706 | 453.1573 | 455.3056 | 457.1088 | 459.2138 | 461.364 | 464.0125
Northwest | Big Box-Retail | Peak | November | All | MW | 194.0406 | 316.8762 | 332.5264 | 338.6586 | 351.8112 | 340.4963 | 349.0407 | 366.6288 | 367.6372 | 380.1306 | 370.5065 | 351.3224 | 349.1679 | 374.6356 | 423.7249 | 397.7882 | 416.1599 | 404.6155 | 413.7784 | 429.3059 | 494.1541 | 468.6465 | 442.1103 | 423.8997 | 524.7034 | 439.0219 | 422.21 | 418.0341 | 427.1659 | 431.1298 | 429.4355 | 424.4309 | 418.5322 | 413.3793 | 408.731 | 404.4434 | 400.7668 | 397.6109 | 395.446 | 394.0935 | 393.3217 | 394.0963 | 395.7075 | 397.193 | 398.9185 | 400.7885 | 402.3582 | 404.1951 | 406.074 | 408.393
Northwest | Big Box-Retail | Peak | December | All | MW | 203.7463 | 333.7827 | 351.0478 | 358.1444 | 364.6065 | 355.7968 | 364.2187 | 392.0564 | 384.3163 | 401.5205 | 405.0285 | 379.1257 | 437.1443 | 406.0745 | 435.4153 | 404.877 | 408.5565 | 408.1665 | 396.2734 | 468.2207 | 466.8761 | 481.2597 | 558.7925 | 574.1483 | 480.2101 | 493.8016 | 458.0551 | 454.9207 | 465.7334 | 470.7579 | 469.5382 | 464.8846 | 459.0872 | 453.9854 | 449.3162 | 444.9559 | 441.1902 | 437.9228 | 435.6849 | 434.2877 | 433.4675 | 434.3129 | 436.028 | 437.532 | 439.2467 | 441.0623 | 442.4893 | 444.1635 | 445.8348 | 447.9476
Northwest | Small Box-Retail | Peak | January | All | MW | 311.2372 | 291.7756 | 305.5414 | 309.8663 | 334.5392 | 317.9785 | 326.1584 | 333.0123 | 346.2161 | 350.1511 | 397.7461 | 365.6318 | 347.5062 | 334.715 | 358.7884 | 378.79 | 368.492 | 341.4379 | 399.6118 | 374.8742 | 381.2407 | 444.2672 | 443.3962 | 445.4333 | 374.5353 | 413.0152 | 400.3785 | 398.5227 | 408.9955 | 415.5803 | 414.6216 | 413.6945 | 412.5849 | 411.6904 | 410.8659 | 410.1756 | 409.6983 | 409.3947 | 409.4346 | 409.7393 | 410.2232 | 411.1784 | 412.3921 | 413.5777 | 414.8329 | 416.1368 | 417.3513 | 418.6533 | 419.9748 | 421.4367
Northwest | Small Box-Retail | Peak | February | All | MW | 264.3448 | 247.5931 | 260.6998 | 265.7616 | 283.5942 | 270.5484 | 274.9887 | 286.7285 | 293.3266 | 297.2051 | 342.7677 | 291.4065 | 265.0535 | 291.2549 | 294.1376 | 322.3121 | 303.0683 | 308.1241 | 294.194 | 307.4825 | 373.4767 | 365.6786 | 344.0886 | 363.703 | 324.5975 | 358.6332 | 333.2425 | 331.7301 | 340.2263 | 345.511 | 344.4863 | 343.4994 | 342.3725 | 341.432 | 340.5516 | 339.7723 | 339.1622 | 338.6891 | 338.4959 | 338.5213 | 338.6909 | 339.246 | 340.0122 | 340.7551 | 341.5569 | 342.398 | 343.1653 | 344.0045 | 344.8602 | 345.8302
Northwest | Small Box-Retail | Peak | March | All | MW | 271.9049 | 254.495 | 266.2639 | 270.2763 | 293.0047 | 278.2207 | 285.1803 | 290.4561 | 303.5139 | 305.9272 | 323.3577 | 307.9391 | 308.9827 | 313.2012 | 316.7198 | 320.7135 | 337.7674 | 313.5744 | 308.2061 | 293.6638 | 377.0864 | 374.1289 | 362.2531 | 417.6755 | 352.4785 | 348.1738 | 369.3935 | 367.6017 | 377.2401 | 383.3465 | 382.4671 | 381.6396 | 380.6633 | 379.9008 | 379.2158 | 378.6501 | 378.2782 | 378.064 | 378.1659 | 378.5107 | 379.0201 | 379.9644 | 381.1475 | 382.3064 | 383.53 | 384.7997 | 385.9883 | 387.2592 | 388.5499 | 389.9716
Northwest | Small Box-Retail | Peak | April | All | MW | 270.3587 | 251.8702 | 261.6378 | 265.0945 | 290.8677 | 275.6314 | 283.7797 | 285.6973 | 302.881 | 304.2388 | 296.6065 | 313.7204 | 307.7979 | 320.1999 | 323.3018 | 336.5566 | 330.2883 | 336.4784 | 317.7546 | 327.0554 | 356.5925 | 366.5726 | 386.6465 | 374.9935 | 344.5506 | 344.9036 | 340.5571 | 338.8277 | 347.8949 | 353.701 | 353.0938 | 352.5341 | 351.8355 | 351.3342 | 350.91 | 350.6062 | 350.4888 | 350.5248 | 350.8579 | 351.4163 | 352.1322 | 353.2567 | 354.6064 | 355.9358 | 357.3245 | 358.7589 | 360.1198 | 361.5592 | 363.0182 | 364.6022
Northwest | Small Box-Retail | Peak | May | All | MW | 296.2869 | 274.3692 | 284.5555 | 288.6132 | 318.8548 | 301.6571 | 309.2407 | 308.9609 | 328.82 | 330.0301 | 362.9016 | 356.5193 | 345.8012 | 368.5497 | 375.8634 | 372.9221 | 416.3442 | 379.244 | 354.3354 | 374.9995 | 429.8067 | 408.7467 | 415.4424 | 430.8925 | 400.1343 | 379.3918 | 385.6712 | 383.6699 | 394.231 | 401.0852 | 400.6986 | 400.3555 | 399.8413 | 399.5438 | 399.3395 | 399.2812 | 399.4401 | 399.782 | 400.464 | 401.3984 | 402.5193 | 404.112 | 405.9654 | 407.7942 | 409.6882 | 411.6368 | 413.5021 | 415.4586 | 417.437 | 419.5634
Northwest | Small Box-Retail | Peak | June | All | MW | 530.6735 | 487.7689 | 501.1194 | 506.8257 | 576.6889 | 540.7024 | 554.6259 | 533.5332 | 585.8011 | 581.1527 | 583.9792 | 568.8126 | 604.4805 | 601.675 | 650.7489 | 608.5026 | 706.7697 | 700.917 | 670.7781 | 647.7361 | 747.7817 | 639.5546 | 722.0134 | 656.0451 | 626.4989 | 600.0387 | 616.6639 | 612.1312 | 629.1934 | 640.418 | 640.4211 | 640.6212 | 640.6612 | 641.1417 | 641.8651 | 642.9102 | 644.379 | 646.2174 | 648.666 | 651.55 | 654.7961 | 658.8596 | 663.3973 | 667.9456 | 672.623 | 677.4374 | 682.1598 | 687.0708 | 692.0538 | 697.3215
Northwest | Small Box-Retail | Peak | July | All | MW | 515.6338 | 477.3184 | 492.3202 | 500.2461 | 562.302 | 526.9429 | 539.6489 | 528.0828 | 567.9703 | 568.9786 | 604.1135 | 563.5474 | 645.8428 | 597.5477 | 628.6621 | 566.3279 | 672.8726 | 706.4007 | 667.1529 | 683.4307 | 737.9037 | 687.5609 | 689.9324 | 739.7373 | 664.0479 | 630.027 | 669.5121 | 664.1673 | 682.5501 | 694.6498 | 694.6558 | 694.9302 | 695.0821 | 695.7519 | 696.7222 | 698.0654 | 699.8873 | 702.1313 | 705.051 | 708.449 | 712.2594 | 716.9738 | 722.2198 | 727.4937 | 732.9163 | 738.5038 | 744.0075 | 749.73 | 755.5432 | 761.6802
Northwest | Small Box-Retail | Peak | August | All | MW | 508.0203 | 470.5751 | 485.5009 | 493.2246 | 554.8157 | 519.1051 | 532.0789 | 519.6862 | 559.1582 | 560.1981 | 597.0495 | 582.7156 | 633.7919 | 599.1229 | 616.4943 | 574.3396 | 668.6855 | 665.7152 | 679.9296 | 683.1603 | 667.2722 | 649.3334 | 706.8113 | 699.792 | 680.4441 | 658.2074 | 690.7628 | 685.144 | 704.0478 | 716.4492 | 716.4324 | 716.6989 | 716.8476 | 717.5366 | 718.5397 | 719.9413 | 721.8477 | 724.1994 | 727.2562 | 730.8125 | 734.8017 | 739.7294 | 745.2126 | 750.7313 | 756.4075 | 762.2595 | 768.0307 | 774.0325 | 780.1317 | 786.5689
Northwest | Small Box-Retail | Peak | September | All | MW | 429.1422 | 395.5024 | 405.6793 | 409.6711 | 465.6728 | 436.3829 | 450.864 | 433.4709 | 477.878 | 473.081 | 502.7581 | 484.5161 | 549.9178 | 504.6214 | 507.1851 | 482.7097 | 548.191 | 610.8491 | 530.4892 | 543.7106 | 601.7764 | 563.191 | 566.3635 | 611.2965 | 546.425 | 586.1232 | 563.2508 | 559.3622 | 574.9568 | 585.2228 | 585.1561 | 585.2504 | 585.1823 | 585.502 | 586.025 | 586.8224 | 587.9929 | 589.4828 | 591.5201 | 593.9522 | 596.699 | 600.1789 | 604.0795 | 607.9805 | 611.9944 | 616.1219 | 620.1553 | 624.3515 | 628.6062 | 633.1088
Northwest | Small Box-Retail | Peak | October | All | MW | 320.953 | 300.1222 | 312.1806 | 315.7202 | 344.802 | 326.9889 | 337.4658 | 337.7245 | 357.3284 | 360.0631 | 346.243 | 342.494 | 347.5544 | 347.6608 | 356.9254 | 343.5065 | 417.4357 | 385.8691 | 354.1525 | 346.1363 | 488.7976 | 438.0982 | 425.7236 | 450.2532 | 394.7651 | 408.0238 | 407.1086 | 405.2232 | 416.2777 | 423.3846 | 422.8049 | 422.2494 | 421.4967 | 420.956 | 420.4931 | 420.1735 | 420.075 | 420.1568 | 420.5892 | 421.2871 | 422.1692 | 423.5373 | 425.1701 | 426.7716 | 428.4391 | 430.1555 | 431.777 | 433.4872 | 435.2155 | 437.0887
Northwest | Small Box-Retail | Peak | November | All | MW | 290.7299 | 271.2528 | 283.68 | 288.073 | 313.8844 | 297.506 | 304.4391 | 308.9785 | 324.4536 | 325.6402 | 324.1933 | 307.2971 | 312.9036 | 318.7517 | 362.3914 | 342.1484 | 362.1635 | 362.4624 | 363.7203 | 371.808 | 441.5648 | 404.982 | 363.8865 | 373.3544 | 435.8223 | 359.3429 | 361.6475 | 359.7593 | 369.121 | 374.9891 | 374.0962 | 373.2579 | 372.2791 | 371.513 | 370.8272 | 370.2738 | 369.9231 | 369.7395 | 369.8751 | 370.2552 | 370.8061 | 371.7903 | 373.0158 | 374.2254 | 375.5032 | 376.8332 | 378.0903 | 379.4335 | 380.8014 | 382.303
Northwest | Small Box-Retail | Peak | December | All | MW | 283.5616 | 265.7637 | 280.9794 | 287.9209 | 298.9268 | 288.5831 | 291.3117 | 314.9409 | 312.0338 | 319.7896 | 329.9686 | 306.3757 | 356.5266 | 325.3839 | 350.4901 | 326.2871 | 331.0289 | 333.1208 | 320.959 | 378.5368 | 389.7036 | 390.1216 | 429.0122 | 474.0065 | 374.0271 | 377.9666 | 366.8003 | 365.5316 | 374.8755 | 380.6315 | 379.3615 | 378.0882 | 376.621 | 375.3262 | 374.0689 | 372.9037 | 371.9066 | 371.0423 | 370.4681 | 370.1254 | 369.9258 | 370.1349 | 370.5615 | 370.9489 | 371.3939 | 371.8691 | 372.2521 | 372.7026 | 373.1611 | 373.7328
Northwest | High End-Retail | Peak | January | All | MW | 78.5411 | 73.6574 | 76.8023 | 77.6 | 84.8544 | 80.2866 | 82.9362 | 83.0009 | 87.8335 | 88.392 | 100.2708 | 92.5667 | 88.5973 | 84.0345 | 90.1308 | 95.3377 | 93.0399 | 87.0436 | 101.3057 | 94.4598 | 94.5449 | 110.2313 | 113.7429 | 109.4901 | 95.294 | 105.5608 | 100.5517 | 102.1129 | 106.8774 | 109.934 | 112.2406 | 114.1064 | 115.1184 | 116.1856 | 117.1902 | 118.0194 | 118.881 | 119.7695 | 121.053 | 122.6272 | 124.3603 | 126.8972 | 129.8088 | 132.4491 | 135.1035 | 137.7123 | 140.0041 | 142.3601 | 144.6296 | 147.1179
Northwest | High End-Retail | Peak | February | All | MW | 65.4279 | 61.3264 | 64.2592 | 65.2408 | 70.5267 | 66.9797 | 68.6273 | 70.0473 | 72.9859 | 73.6132 | 84.6986 | 72.3567 | 66.298 | 71.6883 | 72.4245 | 79.5172 | 75.011 | 77.0896 | 73.1723 | 75.9811 | 91.2326 | 88.5867 | 85.9557 | 87.9774 | 80.1279 | 88.8854 | 81.7519 | 82.9978 | 86.7934 | 89.2134 | 91.0061 | 92.4475 | 93.206 | 94.0124 | 94.7711 | 95.3869 | 96.0272 | 96.6867 | 97.6618 | 98.8703 | 100.2037 | 102.1805 | 104.4558 | 106.5122 | 108.5787 | 110.6063 | 112.3784 | 114.2001 | 115.9512 | 117.8746
Northwest | High End-Retail | Peak | March | All | MW | 68.4139 | 64.052 | 66.7117 | 67.4522 | 74.1403 | 70.0511 | 72.3342 | 72.1216 | 76.811 | 76.9987 | 81.2867 | 77.7538 | 78.6066 | 78.3708 | 79.3017 | 80.4691 | 85.0367 | 79.7873 | 77.9532 | 73.7957 | 93.0245 | 92.4337 | 93.1591 | 102.0887 | 89.5336 | 89.1207 | 92.5721 | 93.9456 | 98.2879 | 101.0819 | 103.1734 | 104.8724 | 105.7998 | 106.7847 | 107.7179 | 108.491 | 109.2944 | 110.1228 | 111.314 | 112.7725 | 114.3777 | 116.721 | 119.4097 | 121.852 | 124.3089 | 126.7257 | 128.8537 | 131.0422 | 133.1532 | 135.4665
Northwest | High End-Retail | Peak | April | All | MW | 69.2205 | 64.4835 | 66.7162 | 67.3558 | 74.9174 | 70.6422 | 73.2018 | 72.2398 | 78.0042 | 77.9067 | 75.9296 | 80.6218 | 79.6739 | 81.5765 | 82.4325 | 85.9745 | 84.6594 | 87.088 | 81.7759 | 83.6653 | 89.0984 | 92.5911 | 102.091 | 92.9726 | 90.0682 | 90.9738 | 87.2461 | 88.528 | 92.6684 | 95.3451 | 97.3714 | 99.0276 | 99.9531 | 100.9325 | 101.8642 | 102.6474 | 103.4613 | 104.3025 | 105.4892 | 106.9294 | 108.5128 | 110.8007 | 113.4203 | 115.8087 | 118.2126 | 120.5824 | 122.68 | 124.8385 | 126.9256 | 129.2099
Northwest | High End-Retail | Peak | May | All | MW | 77.3694 | 71.611 | 74.0311 | 74.8733 | 83.7508 | 78.8749 | 81.2505 | 79.8469 | 86.3501 | 86.1952 | 94.8487 | 93.4587 | 91.2366 | 95.8793 | 97.8721 | 97.2533 | 108.9228 | 100.0135 | 92.9848 | 97.9222 | 108.916 | 105.7176 | 113.0063 | 108.5258 | 108.0041 | 103.4256 | 101.2214 | 102.7288 | 107.6289 | 110.8164 | 113.2722 | 115.29 | 116.4418 | 117.6522 | 118.8101 | 119.795 | 120.8162 | 121.8746 | 123.3394 | 125.0983 | 127.0334 | 129.8025 | 132.9665 | 135.8588 | 138.7702 | 141.6469 | 144.2051 | 146.8392 | 149.3908 | 152.183
Northwest | High End-Retail | Peak | June | All | MW | 143.2837 | 131.5507 | 134.828 | 136.0843 | 156.7138 | 146.2796 | 150.5015 | 142.7907 | 159.1137 | 156.9252 | 158.094 | 154.2817 | 164.9114 | 162.0781 | 175.5208 | 164.3305 | 191.4928 | 191.1057 | 182.111 | 175.1929 | 193.9905 | 175.2542 | 208.8245 | 171.2683 | 181.2614 | 176.1743 | 170.5559 | 172.5668 | 180.6796 | 185.9976 | 190.1302 | 193.6026 | 195.6886 | 197.9012 | 200.0635 | 201.9634 | 203.9492 | 206.0302 | 208.822 | 212.1221 | 215.7571 | 220.8252 | 226.5965 | 231.9486 | 237.3616 | 242.7578 | 247.6479 | 252.7016 | 257.6458 | 263.0427
Northwest | High End-Retail | Peak | July | All | MW | 139.4154 | 128.9061 | 132.594 | 134.4485 | 153.0615 | 142.756 | 146.6658 | 141.4847 | 154.4926 | 153.8569 | 163.7949 | 153.1006 | 176.4788 | 161.1441 | 169.7111 | 153.0705 | 182.5352 | 192.8907 | 181.4033 | 185.092 | 191.1397 | 189.5529 | 201.1863 | 193.4983 | 193.673 | 186.9388 | 186.1721 | 188.1837 | 196.9375 | 202.6726 | 207.1148 | 210.8647 | 213.1338 | 215.5531 | 217.935 | 220.0443 | 222.2522 | 224.5737 | 227.6677 | 231.3125 | 235.334 | 240.9233 | 247.2903 | 253.2122 | 259.2073 | 265.1971 | 270.6479 | 276.2878 | 281.8161 | 287.8506
Northwest | High End-Retail | Peak | August | All | MW | 137.7234 | 127.4307 | 131.1186 | 132.9369 | 151.4058 | 141.0025 | 144.9845 | 139.6417 | 152.4879 | 151.894 | 162.3098 | 158.7237 | 173.6082 | 162.0247 | 166.8937 | 155.6673 | 181.8971 | 182.2229 | 185.3522 | 185.5174 | 173.4133 | 179.9697 | 206.5974 | 183.8947 | 199.2604 | 195.9664 | 192.8439 | 194.8906 | 203.9284 | 209.8392 | 214.4182 | 218.2832 | 220.6229 | 223.1199 | 225.5784 | 227.7602 | 230.0463 | 232.4526 | 235.6585 | 239.4359 | 243.6052 | 249.3972 | 255.9975 | 262.1407 | 268.3624 | 274.5813 | 280.2469 | 286.1106 | 291.8603 | 298.1354
Northwest | High End-Retail | Peak | September | All | MW | 115.2895 | 106.1479 | 108.617 | 109.4457 | 125.9342 | 117.4667 | 121.7821 | 115.3847 | 129.1687 | 127.0825 | 135.3878 | 130.7423 | 149.2667 | 135.2128 | 136.0757 | 129.6794 | 147.7546 | 165.7028 | 143.2659 | 146.2349 | 155.4789 | 152.6842 | 162.2252 | 158.4229 | 156.1528 | 169.9701 | 154.4187 | 156.3206 | 163.6835 | 168.5128 | 172.252 | 175.3854 | 177.259 | 179.2452 | 181.1748 | 182.8609 | 184.6222 | 186.461 | 188.9422 | 191.886 | 195.1214 | 199.6454 | 204.7966 | 209.5636 | 214.3815 | 219.1747 | 223.504 | 227.9732 | 232.3389 | 237.1017
Northwest | High End-Retail | Peak | October | All | MW | 83.0587 | 77.6579 | 80.5158 | 81.1866 | 89.7027 | 84.7017 | 87.8867 | 86.4795 | 92.9459 | 93.1742 | 89.6007 | 88.9124 | 90.7865 | 89.5972 | 92.0603 | 88.7509 | 108.1646 | 100.7665 | 92.0312 | 89.4929 | 123.238 | 111.6982 | 113.5502 | 112.5446 | 104.432 | 108.7323 | 105.326 | 106.9784 | 112.0795 | 115.3772 | 117.894 | 119.9479 | 121.0989 | 122.3063 | 123.448 | 124.409 | 125.4071 | 126.4359 | 127.8801 | 129.6284 | 131.5475 | 134.3225 | 137.4958 | 140.3847 | 143.2881 | 146.1464 | 148.669 | 151.2624 | 153.767 | 156.5071
Northwest | High End-Retail | Peak | November | All | MW | 73.5672 | 68.6599 | 71.4628 | 72.2707 | 79.8975 | 75.3367 | 77.6923 | 77.1022 | 82.6081 | 82.4351 | 81.9609 | 78.0541 | 80.1033 | 80.1971 | 91.2405 | 86.3318 | 91.7132 | 92.796 | 92.5409 | 93.9603 | 109.7053 | 101.3327 | 94.0125 | 92.2495 | 111.8398 | 92.7039 | 91.4211 | 92.7358 | 97.0002 | 99.7308 | 101.7779 | 103.4418 | 104.3482 | 105.3104 | 106.2238 | 106.9833 | 107.7763 | 108.5983 | 109.7807 | 111.2278 | 112.8236 | 115.1492 | 117.8179 | 120.2483 | 122.6958 | 125.1085 | 127.2394 | 129.4335 | 131.5547 | 133.8797
Northwest | High End-Retail | Peak | December | All | MW | 69.3907 | 65.1207 | 68.562 | 70.0158 | 73.312 | 70.5856 | 71.7715 | 76.317 | 76.6046 | 78.3474 | 80.5562 | 75.1217 | 87.8779 | 79.2997 | 85.4089 | 79.6081 | 80.939 | 82.1063 | 78.7695 | 92.4404 | 94.6869 | 92.502 | 104.3232 | 113.4877 | 89.7932 | 90.7504 | 88.1914 | 89.7043 | 93.8588 | 96.4884 | 98.4319 | 99.9706 | 100.7474 | 101.5651 | 102.32 | 102.9146 | 103.5294 | 104.1569 | 105.115 | 106.319 | 107.6482 | 109.6654 | 111.9943 | 114.0758 | 116.1593 | 118.1896 | 119.9352 | 121.7246 | 123.4296 | 125.3078
Northwest | Anchor-Retail | Peak | January | All | MW | 197.2866 | 170.2856 | 177.0993 | 178.6102 | 201.405 | 188.0889 | 193.9782 | 189.9439 | 207.0444 | 204.5474 | 235.0809 | 216.9958 | 210.8588 | 193.3275 | 207.9563 | 220.8496 | 217.0964 | 207.4877 | 238.7281 | 220.4174 | 221.347 | 258.8983 | 264.8391 | 257.4321 | 222.4581 | 246.3065 | 235.3283 | 234.8314 | 241.7694 | 246.2175 | 246.8101 | 247.266 | 247.3314 | 247.5542 | 247.8158 | 248.0701 | 248.45 | 248.9394 | 249.8042 | 250.9544 | 252.2716 | 254.1475 | 256.3222 | 258.3905 | 260.5176 | 262.6612 | 264.6541 | 266.7229 | 268.7754 | 271.0031
Northwest | Anchor-Retail | Peak | February | All | MW | 169.038 | 145.8277 | 152.8104 | 155.1879 | 171.7615 | 161.3819 | 164.4991 | 166.0669 | 176.5274 | 175.1771 | 204.433 | 174.2163 | 161.4747 | 170.276 | 172.527 | 189.9491 | 180.1923 | 187.8926 | 176.799 | 182.4196 | 219.9854 | 214.3441 | 205.5992 | 213.1692 | 192.4563 | 213.1912 | 196.8994 | 196.4801 | 202.0794 | 205.602 | 205.8784 | 206.0469 | 205.8986 | 205.885 | 205.9091 | 205.923 | 206.0377 | 206.2395 | 206.7484 | 207.493 | 208.3726 | 209.7093 | 211.2896 | 212.7822 | 214.3235 | 215.8767 | 217.3056 | 218.7957 | 220.2719 | 221.8892
Northwest | Anchor-Retail | Peak | March | All | MW | 174.0893 | 149.9993 | 155.8004 | 157.2117 | 178.2861 | 166.2445 | 171.4135 | 167.0979 | 183.4277 | 180.4854 | 193.0386 | 184.6491 | 189.5523 | 182.5873 | 185.2982 | 188.7926 | 200.9901 | 192.6209 | 186.0289 | 174.3523 | 220.3786 | 219.9468 | 219.8111 | 242.9528 | 211.8911 | 210.8492 | 219.485 | 218.9474 | 225.3866 | 229.5347 | 230.0797 | 230.5129 | 230.5969 | 230.8384 | 231.1247 | 231.4045 | 231.8017 | 232.3012 | 233.1514 | 234.2681 | 235.5415 | 237.3369 | 239.4128 | 241.3921 | 243.4275 | 245.4802 | 247.3945 | 249.3817 | 251.3554 | 253.4943
Northwest | Anchor-Retail | Peak | April | All | MW | 173.4068 | 148.655 | 152.964 | 153.7689 | 177.8023 | 165.0551 | 171.4023 | 163.5134 | 183.8161 | 179.7694 | 177.3369 | 188.7236 | 190.0316 | 186.3418 | 188.8509 | 198.036 | 196.8068 | 208.0987 | 192.6546 | 194.4567 | 207.3899 | 216.5312 | 237.3691 | 217.2848 | 209.7772 | 212.0247 | 203.5001 | 202.9577 | 209.0913 | 213.1051 | 213.799 | 214.3915 | 214.6589 | 215.0746 | 215.533 | 215.9911 | 216.5633 | 217.2362 | 218.2408 | 219.495 | 220.9009 | 222.8013 | 224.9692 | 227.0486 | 229.1814 | 231.3341 | 233.359 | 235.4554 | 237.541 | 239.7867
Northwest | Anchor-Retail | Peak | May | All | MW | 189.4988 | 161.4206 | 165.3697 | 166.0704 | 194.9577 | 180.1917 | 186.8751 | 174.9824 | 199.511 | 194.4314 | 216.2592 | 214.2093 | 213.9439 | 213.0253 | 218.06 | 218.2093 | 247.213 | 235.0716 | 214.7973 | 222.1842 | 247.1434 | 241.1817 | 257.1839 | 247.1 | 245.8653 | 235.8964 | 230.6334 | 229.9968 | 237.1965 | 241.9932 | 243.05 | 243.9869 | 244.5424 | 245.2642 | 246.0353 | 246.8103 | 247.7183 | 248.7481 | 250.1601 | 251.8552 | 253.7319 | 256.1842 | 258.9498 | 261.6124 | 264.3359 | 267.0868 | 269.6913 | 272.3821 | 275.0609 | 277.9323
Northwest | Anchor-Retail | Peak | June | All | MW | 361.5589 | 305.2654 | 307.9591 | 306.9747 | 378.1914 | 344.493 | 359.1613 | 315.6901 | 380.8764 | 364.356 | 370.648 | 365.4021 | 402.3906 | 366.976 | 398.6199 | 377.1552 | 446.739 | 467.4777 | 435.5637 | 408.3872 | 451.208 | 410.4936 | 490.1763 | 399.3953 | 424.6929 | 414.3574 | 399.6532 | 397.7096 | 410.5028 | 419.2361 | 421.7235 | 424.1046 | 425.9083 | 428.0723 | 430.3815 | 432.7535 | 435.407 | 438.3274 | 441.9662 | 446.1265 | 450.6581 | 456.2548 | 462.4559 | 468.5156 | 474.7094 | 480.997 | 487.062 | 493.3193 | 499.5867 | 506.2451
Northwest | Anchor-Retail | Peak | July | All | MW | 357.9099 | 304.2805 | 307.9132 | 308.2757 | 375.89 | 342.0591 | 356.0526 | 317.5266 | 376.4499 | 363.3721 | 390.6202 | 368.9777 | 438.3937 | 370.8756 | 391.8659 | 357.3005 | 433.2626 | 480.162 | 441.3499 | 438.7893 | 452.1923 | 451.6772 | 480.3723 | 458.8101 | 461.4426 | 447.2592 | 443.6604 | 441.2639 | 455.4048 | 465.0765 | 467.8654 | 470.5723 | 472.6736 | 475.2001 | 477.9132 | 480.7137 | 483.8374 | 487.2722 | 491.5098 | 496.3282 | 501.5741 | 508.0154 | 515.1429 | 522.1246 | 529.2626 | 536.5184 | 543.5403 | 550.7877 | 558.0545 | 565.7695
Northwest | Anchor-Retail | Peak | August | All | MW | 354.7127 | 301.7552 | 305.4167 | 305.7329 | 373.0715 | 338.9653 | 353.0949 | 314.218 | 372.8187 | 359.8711 | 388.3176 | 383.7908 | 432.7426 | 374.013 | 386.5208 | 364.487 | 433.1013 | 455.1743 | 452.4627 | 441.2276 | 411.6875 | 430.1431 | 494.7104 | 437.4814 | 476.027 | 470.1395 | 460.9583 | 458.4232 | 473.0868 | 483.1012 | 485.9944 | 488.8064 | 490.9969 | 493.6337 | 496.4665 | 499.3982 | 502.6707 | 506.2719 | 510.7109 | 515.7573 | 521.252 | 527.9916 | 535.4497 | 542.7603 | 550.2365 | 557.8385 | 565.2024 | 572.8036 | 580.4271 | 588.5186
Northwest | Anchor-Retail | Peak | September | All | MW | 288.1213 | 243.9401 | 245.9816 | 244.9228 | 300.6892 | 273.9386 | 287.524 | 253.348 | 305.9703 | 292.2718 | 314.445 | 306.5434 | 360.3543 | 303.6845 | 306.579 | 295.1288 | 341.4931 | 401.1479 | 339.2585 | 337.8845 | 358.4385 | 354.4836 | 377.3489 | 366.2446 | 362.7094 | 396.2405 | 358.5961 | 356.9977 | 368.455 | 376.2652 | 378.4227 | 380.4719 | 381.994 | 383.8299 | 385.7818 | 387.779 | 390.0212 | 392.4904 | 395.5987 | 399.1741 | 403.0689 | 407.9066 | 413.2747 | 418.5108 | 423.8627 | 429.2884 | 434.5074 | 439.8901 | 445.277 | 451.0014
Northwest | Anchor-Retail | Peak | October | All | MW | 201.9124 | 173.7682 | 179.0059 | 179.5884 | 206.7053 | 192.0229 | 199.9544 | 189.5039 | 212.7111 | 208.7191 | 202.9756 | 202.0869 | 210.5197 | 198.4141 | 204.4413 | 198.2229 | 243.9123 | 234.1823 | 210.6639 | 201.8689 | 278.2505 | 253.2456 | 256.3301 | 255.0348 | 235.9856 | 245.9772 | 238.3391 | 237.8286 | 245.1682 | 249.9951 | 250.9158 | 251.6987 | 252.0799 | 252.6202 | 253.1973 | 253.7724 | 254.4798 | 255.302 | 256.5091 | 258.005 | 259.6745 | 261.9226 | 264.4794 | 266.9276 | 269.4341 | 271.9593 | 274.3283 | 276.7774 | 279.2108 | 281.8281
Northwest | Anchor-Retail | Peak | November | All | MW | 189.0027 | 162.303 | 168.3952 | 169.9054 | 194.1197 | 180.535 | 185.9675 | 180.093 | 199.2681 | 195.0394 | 196.5105 | 187.1913 | 195.2019 | 188.4655 | 215.0554 | 204.3717 | 218.7986 | 226.477 | 223.1405 | 224.1586 | 262.5841 | 243.3559 | 223.829 | 221.7534 | 266.9828 | 221.2209 | 218.7972 | 218.1826 | 224.577 | 228.6731 | 229.2172 | 229.6552 | 229.7498 | 230.0041 | 230.3077 | 230.6131 | 231.0431 | 231.5828 | 232.478 | 233.6425 | 234.9699 | 236.823 | 238.961 | 241.008 | 243.1147 | 245.2442 | 247.2398 | 249.3127 | 251.3762 | 253.6095
Northwest | Anchor-Retail | Peak | December | All | MW | 175.7946 | 151.9164 | 160.4518 | 164.3107 | 174.4538 | 166.7212 | 167.965 | 179.0251 | 181.1136 | 182.8722 | 190.8255 | 177.0409 | 208.452 | 185.6292 | 200.4967 | 187.1174 | 190.8981 | 194.8598 | 186.0109 | 217.8883 | 224.5049 | 219.7937 | 244.3488 | 270.4574 | 211.3618 | 213.0258 | 208.3758 | 208.1848 | 214.027 | 217.6257 | 217.7286 | 217.6845 | 217.2778 | 216.9897 | 216.7235 | 216.4338 | 216.2377 | 216.1196 | 216.3089 | 216.737 | 217.2929 | 218.3139 | 219.5748 | 220.7328 | 221.9337 | 223.1348 | 224.1959 | 225.3099 | 226.4006 | 227.6248
Northwest | K-12 | Peak | January | All | MW | 229.6402 | 226.2017 | 239.4391 | 243.7245 | 255.7646 | 248.2428 | 254.8344 | 271.7549 | 267.3475 | 270.5788 | 318.3857 | 285.8417 | 264.274 | 267.1241 | 289.4296 | 302.2794 | 299.6238 | 263.5441 | 315.2134 | 302.6467 | 301.7341 | 356.5315 | 370.9196 | 356.3379 | 310.0324 | 341.3263 | 324.3861 | 323.5287 | 332.2569 | 337.842 | 336.8459 | 336.5819 | 336.2004 | 335.5453 | 335.2536 | 335.188 | 335.4236 | 336.4579 | 338.1078 | 339.5103 | 341.0398 | 342.8227 | 344.8231 | 346.7518 | 348.8102 | 350.7334 | 353.0308 | 355.0897 | 357.4372 | 359.7453
Northwest | K-12 | Peak | February | All | MW | 230.6877 | 227.2328 | 240.4111 | 244.8531 | 257.5631 | 249.7338 | 256.4345 | 272.9756 | 269.605 | 272.2457 | 324.0172 | 270.5961 | 241.1885 | 272.9935 | 278.853 | 303.2384 | 291.4588 | 284.8358 | 276.157 | 293.1281 | 349.1358 | 346.6443 | 342.6652 | 343.0903 | 318.2216 | 352.037 | 319.476 | 318.6257 | 327.2421 | 332.7779 | 331.8268 | 331.6332 | 331.3266 | 330.7491 | 330.5344 | 330.541 | 330.843 | 331.9326 | 333.6299 | 335.082 | 336.6593 | 338.487 | 340.5296 | 342.5017 | 344.6026 | 346.5698 | 348.9083 | 351.0118 | 353.4023 | 355.7548
Northwest | K-12 | Peak | March | All | MW | 232.1665 | 228.2688 | 242.4414 | 247.9522 | 258.2614 | 251.4877 | 256.4173 | 277.9686 | 270.2173 | 273.8262 | 300.6897 | 278.1754 | 269.3882 | 291.1564 | 297.8488 | 297.9435 | 319.1069 | 277.7693 | 280.6453 | 275.291 | 345.2684 | 349.4137 | 357.6902 | 386.4929 | 342.4426 | 339.7714 | 349.5713 | 348.7711 | 358.1645 | 364.2031 | 363.0975 | 362.8541 | 362.4751 | 361.7932 | 361.5359 | 361.5027 | 361.7689 | 362.8643 | 364.5931 | 366.0478 | 367.6221 | 369.45 | 371.4885 | 373.4377 | 375.5133 | 377.4295 | 379.7271 | 381.7693 | 384.1046 | 386.3855
Northwest | K-12 | Peak | April | All | MW | 204.2783 | 200.8413 | 211.8776 | 216.3459 | 226.3171 | 220.8441 | 225.9073 | 243.8595 | 238.9246 | 242.8309 | 244.5466 | 251.8523 | 238.1352 | 266.0344 | 271.0671 | 278.6729 | 277.119 | 263.8513 | 256.6691 | 272.5909 | 292.0675 | 307.3163 | 338.3191 | 311.5746 | 298.4129 | 299.6408 | 287.838 | 287.2922 | 295.3039 | 300.5515 | 299.9009 | 299.9527 | 299.8891 | 299.562 | 299.5263 | 299.6774 | 300.0836 | 301.1886 | 302.8301 | 304.2391 | 305.7506 | 307.4779 | 309.3902 | 311.2293 | 313.1763 | 314.9959 | 317.1418 | 319.0677 | 321.2444 | 323.3805
Northwest | K-12 | Peak | May | All | MW | 194.1578 | 190.2003 | 200.8161 | 205.8528 | 213.7233 | 209.9229 | 213.2023 | 233.4341 | 225.2415 | 231.6638 | 262.3707 | 250.6267 | 232.822 | 270.5067 | 278.0342 | 271.9281 | 306.3724 | 258.6438 | 250.3805 | 275.0985 | 310.0877 | 302.2397 | 317.1501 | 315.7724 | 303.9089 | 288.1167 | 285.395 | 284.9054 | 293.0044 | 298.343 | 297.8254 | 297.9241 | 297.911 | 297.6264 | 297.5826 | 297.7254 | 298.1338 | 299.245 | 300.9008 | 302.3188 | 303.842 | 305.5832 | 307.5235 | 309.3914 | 311.3664 | 313.2269 | 315.4172 | 317.3746 | 319.583 | 321.7575
Northwest | K-12 | Peak | June | All | MW | 190.8437 | 187.4268 | 195.2195 | 198.8501 | 209.6922 | 205.7238 | 211.2284 | 222.4913 | 219.9109 | 227.0572 | 229.8835 | 220.3355 | 224.6833 | 245.1013 | 265.3246 | 244.1582 | 284.2507 | 262.8873 | 260.7738 | 261.2689 | 298.0518 | 265.6203 | 300.2289 | 268.0659 | 264.2205 | 251.016 | 252.4079 | 251.6745 | 259.2256 | 264.3337 | 264.3748 | 264.9784 | 265.531 | 265.8463 | 266.2621 | 266.8827 | 267.8037 | 269.4385 | 271.6484 | 273.6561 | 275.8071 | 278.2121 | 280.8764 | 283.5131 | 286.2896 | 289.0141 | 292.1148 | 294.9958 | 298.1705 | 301.3633
Northwest | K-12 | Peak | July | All | MW | 133.9337 | 132.2368 | 137.3789 | 139.8833 | 148.3282 | 144.4835 | 149.1497 | 156.401 | 153.8804 | 159.8345 | 170.4328 | 157.2547 | 174.6578 | 173.7143 | 182.4604 | 162.0124 | 193.6873 | 193.0199 | 187.867 | 197.9247 | 210.2329 | 205.2894 | 207.1376 | 216.6804 | 202.4338 | 190.8439 | 197.5872 | 196.8973 | 202.9025 | 207.0335 | 207.2293 | 207.9931 | 208.7429 | 209.3013 | 209.9413 | 210.7424 | 211.7901 | 213.4166 | 215.5165 | 217.4549 | 219.517 | 221.794 | 224.2997 | 226.7939 | 229.4108 | 232.0038 | 234.9197 | 237.6578 | 240.6508 | 243.6762
Northwest | K-12 | Peak | August | All | MW | 110.7778 | 109.1218 | 112.846 | 114.5726 | 124.234 | 119.6516 | 124.0006 | 126.6398 | 128.3081 | 131.5709 | 141.273 | 137.0089 | 146.2896 | 144.4386 | 148.7026 | 137.0605 | 161.3654 | 155.9592 | 162.4169 | 166.3562 | 158.4013 | 162.7829 | 180.5094 | 170.1674 | 176.2832 | 169.7658 | 172.0376 | 171.0872 | 176.1074 | 179.5373 | 179.5917 | 180.2103 | 180.8536 | 181.3552 | 181.9593 | 182.7215 | 183.719 | 185.247 | 187.2143 | 189.0538 | 191.0204 | 193.1956 | 195.5941 | 197.9999 | 200.53 | 203.0559 | 205.8894 | 208.5751 | 211.5069 | 214.4839
Northwest | K-12 | Peak | September | All | MW | 211.0151 | 208.0709 | 216.9019 | 221.1101 | 230.997 | 226.8363 | 233.7742 | 249.0308 | 244.1273 | 251.7492 | 270.396 | 255.0663 | 275.1445 | 280.9017 | 282.9103 | 265.1404 | 301.4423 | 308.4674 | 279.3498 | 298.2102 | 326.2226 | 317.0436 | 321.5241 | 339.1467 | 312.6868 | 333.7314 | 313.5486 | 312.8833 | 322.197 | 328.4752 | 328.3765 | 328.9354 | 329.3938 | 329.5575 | 329.8615 | 330.4065 | 331.2923 | 333.024 | 335.4247 | 337.5731 | 339.8742 | 342.4607 | 345.3206 | 348.1263 | 351.0831 | 353.9414 | 357.2223 | 360.2414 | 363.5879 | 366.9262
Northwest | K-12 | Peak | October | All | MW | 223.4331 | 220.4469 | 232.0813 | 235.9044 | 247.7705 | 241.1323 | 248.6001 | 262.5372 | 260.1167 | 263.855 | 261.6645 | 252.9557 | 248.4708 | 263.7534 | 273.3046 | 260.0287 | 320.7796 | 280.3369 | 263.8132 | 264.8681 | 367.2601 | 337.845 | 343.7344 | 341.7905 | 314.2969 | 326.4468 | 315.8542 | 315.1199 | 323.8914 | 329.6945 | 328.9797 | 329.0625 | 329.0349 | 328.7343 | 328.7356 | 328.9562 | 329.4693 | 330.7715 | 332.68 | 334.3359 | 336.1118 | 338.1341 | 340.3656 | 342.5197 | 344.7978 | 346.9338 | 349.438 | 351.7008 | 354.2472 | 356.749
Northwest | K-12 | Peak | November | All | MW | 238.8631 | 235.1404 | 248.9923 | 254.2279 | 265.2213 | 258.4725 | 264.5564 | 284.7014 | 278.2769 | 282.1392 | 289.5194 | 267.6802 | 262.6779 | 285.8129 | 328.2083 | 306.4496 | 329.2123 | 308.4081 | 318.3692 | 334.7631 | 391.8847 | 363.8226 | 337.7715 | 335.5493 | 401.7883 | 329.469 | 326.3936 | 325.6229 | 334.4999 | 340.1737 | 339.2396 | 338.9808 | 338.5923 | 337.9218 | 337.6016 | 337.5067 | 337.7133 | 338.717 | 340.3357 | 341.7059 | 343.2026 | 344.9517 | 346.9187 | 348.8131 | 350.8364 | 352.7256 | 354.9873 | 357.0086 | 359.3166 | 361.585
Northwest | K-12 | Peak | December | All | MW | 193.0014 | 189.3693 | 200.8432 | 205.2588 | 215.107 | 208.9668 | 212.836 | 230.7308 | 225.4343 | 227.4589 | 244.3256 | 222.7987 | 257.3582 | 236.1566 | 257.3907 | 238.4552 | 248.6462 | 245.2666 | 238.0554 | 282.898 | 283.9686 | 286.0092 | 334.0245 | 347.2033 | 285.3071 | 289.497 | 274.2068 | 273.4434 | 280.6513 | 285.2358 | 284.2366 | 283.9276 | 283.5222 | 282.8895 | 282.6188 | 282.5298 | 282.681 | 283.4897 | 284.8018 | 285.9029 | 287.1025 | 288.5061 | 290.0789 | 291.5858 | 293.1956 | 294.6826 | 296.4736 | 298.0673 | 299.8954 | 301.6834
Northwest | University | Peak | January | All | MW | 274.9102 | 276.9046 | 287.0394 | 286.3965 | 312.83 | 299.5602 | 319.3172 | 310.052 | 331.1316 | 330.1947 | 378.2548 | 351.1209 | 333.4533 | 317.5187 | 342.3575 | 362.284 | 358.9214 | 331.9233 | 386.1735 | 357.4225 | 352.812 | 427.5203 | 445.3496 | 420.7196 | 377.3929 | 413.1058 | 387.0374 | 387.2529 | 399.3956 | 407.3489 | 406.3913 | 405.3277 | 405.1141 | 405.6994 | 406.1564 | 407.0262 | 407.9118 | 409.9722 | 412.8317 | 415.8905 | 419.3998 | 423.0867 | 427.274 | 431.6431 | 435.6109 | 439.4106 | 443.7923 | 447.9902 | 452.3999 | 457.0034
Northwest | University | Peak | February | All | MW | 284.2216 | 286.2725 | 296.5618 | 296.0396 | 324.0897 | 310.0511 | 330.6832 | 320.4722 | 343.6117 | 341.8887 | 396.0028 | 341.9338 | 313.0201 | 333.8681 | 339.3849 | 373.9418 | 359.2494 | 368.8827 | 347.9852 | 356.0963 | 420.0266 | 427.5819 | 423.1792 | 416.9964 | 398.3959 | 438.0482 | 391.9924 | 392.1743 | 404.4577 | 412.5152 | 411.5501 | 410.4846 | 410.2836 | 410.8947 | 411.3777 | 412.2819 | 413.2053 | 415.3231 | 418.2551 | 421.3924 | 424.9879 | 428.7643 | 433.0489 | 437.5204 | 441.5863 | 445.4815 | 449.9702 | 454.2757 | 458.7979 | 463.5162
Northwest | University | Peak | March | All | MW | 288.2238 | 290.5415 | 301.8403 | 302.216 | 325.9384 | 314.0663 | 333.5842 | 329.5323 | 346.0674 | 347.3329 | 369.2639 | 353.8458 | 350.9588 | 359.4581 | 365.3135 | 370.0132 | 395.4991 | 360.4554 | 355.1472 | 336.1342 | 418.5441 | 433.9465 | 442.6082 | 474.1338 | 430.4124 | 423.7669 | 430.9356 | 431.4093 | 445.0323 | 453.9445 | 452.8554 | 451.6563 | 451.4015 | 452.0293 | 452.4939 | 453.4025 | 454.3048 | 456.502 | 459.5763 | 462.8542 | 466.6188 | 470.5655 | 475.0414 | 479.7041 | 483.9131 | 487.9084 | 492.5411 | 496.9523 | 501.5822 | 506.4109
Northwest | University | Peak | April | All | MW | 245.4468 | 246.2085 | 254.796 | 255.5066 | 277.8343 | 267.5857 | 283.1636 | 280.3223 | 296.7299 | 297.1853 | 292.3465 | 310.4971 | 301.2742 | 317.8112 | 322.4742 | 335.4048 | 333.5646 | 333.348 | 315.7316 | 323.8477 | 342.8683 | 369.226 | 408.5005 | 369.0709 | 365.478 | 364.1548 | 344.5751 | 344.8226 | 355.6902 | 362.8271 | 362.0084 | 361.0995 | 360.9543 | 361.5253 | 361.9682 | 362.7752 | 363.5864 | 365.4353 | 367.9895 | 370.7142 | 373.8413 | 377.1292 | 380.8568 | 384.744 | 388.2798 | 391.6631 | 395.5624 | 399.292 | 403.2072 | 407.2979
Northwest | University | Peak | May | All | MW | 232.9606 | 232.1509 | 241.1298 | 243.652 | 262.3667 | 254.4783 | 265.5289 | 270.3615 | 279.3914 | 283.1885 | 315.0632 | 308.9731 | 294.1782 | 324.0154 | 332.1013 | 328.1063 | 370.0396 | 327.0831 | 308.8187 | 328.8556 | 364.3344 | 363.8375 | 387.7777 | 373.8802 | 375.6878 | 354.2805 | 343.5215 | 343.8287 | 354.737 | 361.9364 | 361.1612 | 360.3069 | 360.2248 | 360.8639 | 361.358 | 362.2013 | 363.0257 | 364.8489 | 367.3412 | 369.9806 | 373.0246 | 376.2409 | 379.8999 | 383.7083 | 387.1774 | 390.5151 | 394.3446 | 397.9874 | 401.8089 | 405.8292
Northwest | University | Peak | June | All | MW | 268.1341 | 264.7969 | 273.2754 | 276.6831 | 305.2466 | 293.7641 | 304.6481 | 303.0574 | 320.8285 | 321.9552 | 327.7934 | 318.6176 | 333.7285 | 343.2705 | 372.9498 | 346.6467 | 405.7182 | 392.4317 | 378.8684 | 369.3188 | 410.2578 | 373.8682 | 437.8531 | 369.611 | 387.2611 | 367.3031 | 358.6092 | 358.3659 | 369.7316 | 377.2987 | 376.7648 | 376.2315 | 376.5459 | 377.6586 | 378.6542 | 380.0595 | 381.4968 | 384.0028 | 387.2377 | 390.67 | 394.5851 | 398.746 | 403.4521 | 408.3673 | 412.9723 | 417.5251 | 422.63 | 427.5822 | 432.7773 | 438.255
Northwest | University | Peak | July | All | MW | 257.5298 | 256.6075 | 266.3295 | 271.0949 | 290.6445 | 281.6829 | 291.577 | 301.3453 | 302.6448 | 311.5772 | 333.5293 | 309.2559 | 345.2178 | 338.7882 | 356.2732 | 317.698 | 379.083 | 382.3667 | 368.4804 | 383.3759 | 397.7667 | 395.821 | 412.7432 | 412.1046 | 405.4037 | 381.1551 | 384.143 | 384.0123 | 396.2627 | 404.4215 | 403.8555 | 403.2791 | 403.6222 | 404.8304 | 405.8893 | 407.3758 | 408.8711 | 411.4814 | 414.8485 | 418.4064 | 422.4812 | 426.8255 | 431.7374 | 436.8642 | 441.675 | 446.4268 | 451.7563 | 456.9047 | 462.3024 | 468.0117
Northwest | University | Peak | August | All | MW | 242.1887 | 241.2688 | 250.0346 | 254.2735 | 274.3615 | 264.6803 | 274.6539 | 281.3505 | 284.7975 | 292.17 | 314.2235 | 305.1649 | 324.2628 | 322.6068 | 332.0894 | 306.5559 | 358.9874 | 345.0531 | 358.5653 | 364.9982 | 343.121 | 356.4708 | 401.7848 | 371.9495 | 395.2984 | 378.3967 | 377.7657 | 377.5104 | 389.4996 | 397.5088 | 396.9839 | 396.4569 | 396.838 | 398.0758 | 399.179 | 400.7128 | 402.2691 | 404.9321 | 408.3512 | 411.9703 | 416.1062 | 420.515 | 425.4923 | 430.692 | 435.588 | 440.4341 | 445.8599 | 451.1191 | 456.6339 | 462.4621
Northwest | University | Peak | September | All | MW | 259.523 | 257.6802 | 265.5815 | 268.3384 | 294.5448 | 283.3221 | 296.198 | 294.7879 | 312.218 | 312.463 | 336.2202 | 322.8799 | 359.0341 | 343.1301 | 346.5099 | 328.2557 | 375.4334 | 404.5242 | 355.3895 | 367.6715 | 392.304 | 390.0742 | 407.9694 | 408.8704 | 399.3462 | 425.0712 | 388.8604 | 388.7733 | 401.1114 | 409.3727 | 408.7742 | 408.1525 | 408.4284 | 409.5471 | 410.5208 | 411.9306 | 413.3705 | 415.9878 | 419.4096 | 423.0449 | 427.1805 | 431.5505 | 436.4832 | 441.6304 | 446.4128 | 451.0945 | 456.3788 | 461.4937 | 466.8578 | 472.4865
Northwest | University | Peak | October | All | MW | 303.4666 | 305.1503 | 316.2136 | 316.5011 | 342.8614 | 330.2494 | 350.4868 | 344.0655 | 363.6295 | 364.4955 | 354.0958 | 351.431 | 352.3624 | 357.2039 | 368.7308 | 354.5935 | 436.8751 | 396.238 | 364.6285 | 355.0807 | 489.4561 | 457.7106 | 464.6806 | 460.4735 | 431.7766 | 443.7932 | 425.8487 | 426.3239 | 439.9212 | 449.0147 | 448.1858 | 447.265 | 447.2845 | 448.1812 | 448.8752 | 450.0084 | 451.1306 | 453.5382 | 456.8155 | 460.2924 | 464.258 | 468.4097 | 473.0953 | 477.9686 | 482.391 | 486.6075 | 491.4601 | 496.0911 | 500.9437 | 506.0021
Northwest | University | Peak | November | All | MW | 259.333 | 260.4872 | 270.1148 | 270.4473 | 295.1923 | 283.1338 | 300.5045 | 293.8297 | 313.4449 | 311.8658 | 312.4361 | 298.5762 | 302.0263 | 307.5232 | 351.8019 | 332.8902 | 358.0862 | 354.8401 | 355.3531 | 359.6666 | 414.918 | 396.3712 | 371.6761 | 358.1337 | 446.6269 | 365.5421 | 354.8875 | 354.9909 | 366.0602 | 373.3635 | 372.5044 | 371.5402 | 371.36 | 371.9177 | 372.3623 | 373.188 | 374.0299 | 375.9488 | 378.6014 | 381.4387 | 384.6935 | 388.1163 | 392.0017 | 396.0575 | 399.7503 | 403.2939 | 407.3737 | 411.2872 | 415.3984 | 419.6922
Northwest | University | Peak | December | All | MW | 296.4199 | 299.2522 | 310.3129 | 310.1814 | 333.3823 | 321.9982 | 342.7092 | 339.9544 | 355.2531 | 357.864 | 369.9716 | 349.7263 | 411.0868 | 361.9035 | 391.0127 | 366.0667 | 380.007 | 388.6834 | 369.7558 | 425.15 | 425.8185 | 438.8485 | 506.094 | 528.4899 | 439.983 | 442.4175 | 416.1689 | 416.7964 | 430.0547 | 438.7133 | 437.6661 | 436.4981 | 436.2331 | 436.8102 | 437.2047 | 438.019 | 438.8155 | 440.8585 | 443.7414 | 446.8104 | 450.3397 | 454.0338 | 458.2278 | 462.5909 | 466.5049 | 470.1996 | 474.5011 | 478.5774 | 482.8542 | 487.3119
Northwest | Warehouse | Peak | January | All | MW | 208.827 | 217.7753 | 231.4742 | 240.7889 | 247.2836 | 244.7407 | 253.0759 | 271.2617 | 265.8683 | 280.6108 | 322.0387 | 303.237 | 283.5237 | 298.647 | 321.2743 | 340.4117 | 328.0151 | 285.3494 | 344.0648 | 332.9999 | 336.1091 | 388.5244 | 395.1982 | 388.8387 | 327.5758 | 369.8694 | 356.2483 | 359.1973 | 373.6554 | 385.9705 | 390.5119 | 395.2581 | 398.7081 | 401.3988 | 403.7261 | 405.7733 | 408.926 | 412.7563 | 416.9768 | 421.1853 | 425.6577 | 429.9665 | 433.8246 | 437.9371 | 442.1801 | 446.9756 | 451.6963 | 456.3422 | 461.124 | 465.5342
Northwest | Warehouse | Peak | February | All | MW | 204.3154 | 212.9578 | 226.5331 | 235.7847 | 242.429 | 239.7874 | 247.5397 | 265.4719 | 260.5029 | 274.5294 | 318.6152 | 278.9918 | 251.5478 | 297.3946 | 301.1748 | 331.8069 | 309.831 | 299.6176 | 293.1633 | 314.003 | 376.779 | 367.6161 | 354.1951 | 363.9743 | 327.6507 | 371.4992 | 341.5647 | 343.9994 | 357.5435 | 369.058 | 373.1594 | 377.4858 | 380.6192 | 383.0605 | 385.2367 | 387.1621 | 390.1581 | 393.8144 | 397.8519 | 401.8876 | 406.1911 | 410.3494 | 414.0918 | 418.0895 | 422.219 | 426.8897 | 431.4969 | 436.0408 | 440.7242 | 445.0597
Northwest | Warehouse | Peak | March | All | MW | 214.9243 | 224.0554 | 238.1454 | 248.0338 | 254.1383 | 251.9703 | 260.3655 | 279.7408 | 273.8318 | 289.0704 | 307.8896 | 300.3372 | 295.6038 | 329.96 | 334.6058 | 339.5621 | 353.678 | 306.7029 | 311.3316 | 306.7231 | 387.4168 | 384.8237 | 383.8445 | 425.189 | 365.7253 | 371.7738 | 387.6656 | 391.2564 | 407.3014 | 421.0607 | 426.2666 | 431.66 | 435.5901 | 438.6776 | 441.2616 | 443.5246 | 446.9894 | 451.1809 | 455.7777 | 460.3383 | 465.1844 | 469.8221 | 473.9568 | 478.363 | 482.887 | 488.0184 | 493.0494 | 497.9799 | 503.0522 | 507.7035
Northwest | Warehouse | Peak | April | All | MW | 187.7351 | 194.617 | 206.7032 | 216.0386 | 220.5442 | 219.3833 | 225.4959 | 245.6271 | 238.8297 | 252.5694 | 248.9519 | 268.398 | 256.4315 | 298.8821 | 302.7292 | 314.4818 | 304.1578 | 286.282 | 280.7527 | 301.2022 | 323.1312 | 333.6839 | 360.9233 | 337.1919 | 316.2332 | 324.9955 | 315.4562 | 318.1334 | 330.9917 | 341.9839 | 346.0535 | 350.2995 | 353.383 | 355.7977 | 357.8644 | 359.6813 | 362.4727 | 365.8588 | 369.5877 | 373.3015 | 377.2474 | 381.0397 | 384.4301 | 388.0424 | 391.7645 | 395.9752 | 400.1149 | 404.184 | 408.3712 | 412.2269
Northwest | Warehouse | Peak | May | All | MW | 149.9773 | 154.3223 | 164.932 | 173.6966 | 175.9496 | 175.6552 | 177.3725 | 197.7261 | 188.7116 | 200.4314 | 223.7531 | 222.9794 | 209.4995 | 254.5913 | 260.6037 | 257.1875 | 281.8211 | 234.9777 | 229.2151 | 255.0559 | 288.3134 | 276.3224 | 286.4907 | 287.8994 | 273.1313 | 265.0179 | 265.0377 | 266.9259 | 277.4208 | 286.3127 | 289.4442 | 292.785 | 295.2122 | 297.0909 | 298.796 | 300.3032 | 302.614 | 305.4283 | 308.5625 | 311.7182 | 315.0515 | 318.2998 | 321.2148 | 324.3078 | 327.5341 | 331.1389 | 334.7103 | 338.2499 | 341.8865 | 345.2686
Northwest | Warehouse | Peak | June | All | MW | 157.4902 | 162.0042 | 174.7088 | 186.7505 | 181.3259 | 184.074 | 181.7453 | 213.774 | 192.907 | 208.9692 | 212.2879 | 206.8491 | 206.0234 | 253.4712 | 274.8338 | 253.1278 | 283.4699 | 244.6492 | 250.6759 | 262.2291 | 299.1649 | 261.8713 | 298.7524 | 263.7014 | 259.1578 | 253.149 | 254.7223 | 256.6395 | 266.8098 | 275.4344 | 278.5005 | 281.7699 | 284.1356 | 285.9689 | 287.6172 | 289.0726 | 291.2785 | 293.9555 | 296.9507 | 299.9737 | 303.1506 | 306.249 | 309.0193 | 311.9458 | 315.0104 | 318.4165 | 321.7935 | 325.1445 | 328.5806 | 331.7789
Northwest | Warehouse | Peak | July | All | MW | 156.2419 | 162.5376 | 176.4669 | 190.6521 | 179.2184 | 183.017 | 180.1846 | 220.6583 | 190.2462 | 210.3879 | 225.1747 | 209.5685 | 222.748 | 260.4666 | 274.6233 | 243.0917 | 277.2336 | 249.8878 | 254.4902 | 284.5223 | 302.9999 | 290.333 | 294.8245 | 305.8538 | 283.917 | 274.6593 | 284.8901 | 287.2181 | 298.7523 | 308.5472 | 312.0968 | 315.8658 | 318.5829 | 320.6868 | 322.544 | 324.1795 | 326.6294 | 329.5929 | 332.92 | 336.2841 | 339.7997 | 343.2266 | 346.2745 | 349.4814 | 352.8479 | 356.5728 | 360.2671 | 363.9328 | 367.6851 | 371.1751
Northwest | Warehouse | Peak | August | All | MW | 145.3013 | 151.3513 | 164.5624 | 177.9645 | 166.7774 | 170.2957 | 167.6033 | 205.9516 | 176.7202 | 195.7299 | 210.2018 | 204.5094 | 205.9175 | 247.2178 | 254.8465 | 233.194 | 260.3261 | 221.9872 | 244.8733 | 268.9515 | 259.7428 | 259.7299 | 284.5847 | 274.4439 | 274.7644 | 270.4725 | 277.982 | 280.052 | 291.1517 | 300.5549 | 303.8981 | 307.4649 | 310.0241 | 311.997 | 313.7693 | 315.3353 | 317.6989 | 320.5701 | 323.8 | 327.0738 | 330.5009 | 333.8479 | 336.8324 | 339.9787 | 343.283 | 346.9418 | 350.5769 | 354.1878 | 357.8888 | 361.3386
Northwest | Warehouse | Peak | September | All | MW | 158.7014 | 163.4025 | 175.2058 | 186.2468 | 183.1594 | 184.8841 | 184.9872 | 213.0994 | 196.4364 | 210.6996 | 226.5268 | 218.8981 | 234.0527 | 261.3703 | 263.1962 | 246.7906 | 271.356 | 265.1328 | 245.4449 | 270.9148 | 295.5609 | 282.7125 | 288.3904 | 301.0471 | 277.375 | 304.1981 | 286.0337 | 288.2938 | 299.8084 | 309.6109 | 313.1583 | 316.9009 | 319.6106 | 321.7237 | 323.5813 | 325.2194 | 327.7209 | 330.7559 | 334.1263 | 337.5056 | 341.0786 | 344.5381 | 347.6331 | 350.9167 | 354.3288 | 358.1548 | 361.9326 | 365.6649 | 369.4989 | 373.0504
Northwest | Warehouse | Peak | October | All | MW | 244.9819 | 254.7655 | 270.7607 | 282.437 | 288.2802 | 286.474 | 295.144 | 318.709 | 310.4216 | 328.2603 | 319.9347 | 322.2 | 318.7668 | 356.3962 | 367.282 | 353.4971 | 423.8814 | 361.6664 | 344.4291 | 350.477 | 486.9219 | 434.8511 | 433.2531 | 444.3659 | 394.3515 | 418.2318 | 412.4451 | 416.8668 | 434.4306 | 449.5258 | 455.4689 | 461.5565 | 465.9837 | 469.4784 | 472.3022 | 474.7635 | 478.4791 | 482.94 | 487.8267 | 492.6573 | 497.7742 | 502.6432 | 506.9578 | 511.5389 | 516.2363 | 521.5624 | 526.7661 | 531.8512 | 537.0719 | 541.8372
Northwest | Warehouse | Peak | November | All | MW | 178.8195 | 185.8243 | 197.967 | 206.6838 | 211.4069 | 209.734 | 215.4401 | 233.1652 | 227.3432 | 239.5702 | 240.3143 | 233.0416 | 232.119 | 262.3449 | 298.9661 | 282.4219 | 295.0738 | 275.3218 | 286.0073 | 303.3062 | 356.9769 | 327.5878 | 298.5933 | 300.3092 | 352.9555 | 297.5585 | 296.9657 | 298.8786 | 310.4885 | 320.3282 | 323.7567 | 327.3986 | 330.0237 | 332.0658 | 333.9283 | 335.5832 | 338.1663 | 341.3245 | 344.8254 | 348.335 | 352.0797 | 355.7097 | 358.9859 | 362.4847 | 366.1097 | 370.202 | 374.2467 | 378.246 | 382.3687 | 386.1987
Northwest | Warehouse | Peak | December | All | MW | 258.0804 | 268.6837 | 284.3759 | 295.3857 | 304.1251 | 301.0535 | 313.0818 | 334.2794 | 329.2602 | 347.0643 | 360.5422 | 347.1485 | 406.3302 | 384.9134 | 416.3526 | 390.9725 | 396.8134 | 387.586 | 378.1387 | 450.9727 | 461.2477 | 451.0256 | 510.2753 | 551.7405 | 431.7579 | 447.938 | 433.9243 | 438.4862 | 456.8927 | 472.6536 | 478.8416 | 485.1883 | 489.8114 | 493.4377 | 496.3932 | 498.9685 | 502.8692 | 507.5655 | 512.7117 | 517.8083 | 523.2043 | 528.3539 | 532.9214 | 537.7757 | 542.7581 | 548.4022 | 553.9257 | 559.3295 | 564.8799 | 569.9532
Northwest | Supermarket | Peak | January | All | MW | 298.2652 | 270.6075 | 284.5149 | 287.3232 | 306.9561 | 291.5746 | 308.6022 | 305.6833 | 321.7171 | 322.8974 | 368.9967 | 339.4561 | 322.0733 | 318.1015 | 346.3229 | 362.9308 | 354.7924 | 312.2639 | 364.8405 | 340.731 | 328.1276 | 390.5237 | 406.0933 | 388.3471 | 353.3915 | 382.8687 | 361.6324 | 360.0745 | 369.9947 | 373.5706 | 370.9297 | 364.3156 | 357.863 | 352.2331 | 347.3551 | 343.1792 | 339.652 | 336.6802 | 334.2249 | 332.2191 | 330.6119 | 329.3741 | 328.4597 | 327.7954 | 327.4447 | 327.3301 | 327.4159 | 327.6945 | 328.1378 | 328.7369
Northwest | Supermarket | Peak | February | All | MW | 311.8608 | 283.0652 | 297.7253 | 301.0121 | 320.9009 | 305.1006 | 322.7385 | 320.797 | 336.8643 | 338.2076 | 390.505 | 333.8693 | 304.5016 | 338.8831 | 347.6466 | 378.9505 | 358.9504 | 349.2332 | 331.6441 | 343.0952 | 394.6811 | 394.7517 | 389.926 | 389.2583 | 377.4453 | 410.4832 | 370.3342 | 368.6141 | 378.6368 | 382.1768 | 379.3637 | 372.413 | 365.6373 | 359.7187 | 354.5836 | 350.1771 | 346.4437 | 343.2867 | 340.6655 | 338.5107 | 336.7695 | 335.4109 | 334.3875 | 333.6236 | 333.1838 | 332.9883 | 333.0002 | 333.211 | 333.5921 | 334.1338
Northwest | Supermarket | Peak | March | All | MW | 287.703 | 260.9479 | 274.3824 | 277.5746 | 295.8772 | 281.5276 | 297.5284 | 296.0031 | 310.8823 | 312.0664 | 331.2056 | 315.4443 | 314.8214 | 329.6286 | 338.4994 | 339.9991 | 359.3463 | 314.8578 | 309.7816 | 294.5032 | 357.4366 | 364.0459 | 370.4977 | 401.3749 | 370.61 | 360.6705 | 369.9786 | 368.3306 | 378.4194 | 382.0225 | 379.2658 | 372.4025 | 365.7107 | 359.8682 | 354.8019 | 350.4603 | 346.7879 | 343.6888 | 341.1226 | 339.0202 | 337.3293 | 336.0192 | 335.0427 | 334.3237 | 333.9282 | 333.7759 | 333.8302 | 334.0829 | 334.5052 | 335.0877
Northwest | Supermarket | Peak | April | All | MW | 261.1506 | 235.8592 | 247.6658 | 251.4141 | 266.7968 | 255.1393 | 267.7888 | 271.1768 | 281.9901 | 284.6328 | 279.2158 | 293.8258 | 284.6261 | 311.851 | 319.2509 | 327.9088 | 321.7127 | 305.9295 | 291.2945 | 301.9338 | 311.423 | 329.4706 | 364.3802 | 332.6021 | 335.2723 | 330.3091 | 314.7709 | 313.4149 | 322.0405 | 325.1322 | 322.8032 | 316.9722 | 311.2847 | 306.3181 | 302.0102 | 298.3183 | 295.1949 | 292.5586 | 290.375 | 288.5855 | 287.1457 | 286.0292 | 285.1961 | 284.5813 | 284.2417 | 284.1085 | 284.1507 | 284.3612 | 284.7157 | 285.2057
Northwest | Supermarket | Peak | May | All | MW | 234.4081 | 209.8665 | 221.1756 | 226.0621 | 237.5936 | 228.8751 | 236.0548 | 246.3959 | 250.0257 | 255.2561 | 283.213 | 275.1219 | 261.6652 | 298.7429 | 308.6823 | 300.7298 | 334.8009 | 281.9529 | 267.6843 | 288.4987 | 311.7237 | 305.0839 | 324.2886 | 317.1091 | 323.7841 | 301.669 | 295.166 | 294.0347 | 302.2694 | 305.2527 | 303.1489 | 297.7644 | 292.5034 | 287.9129 | 283.9343 | 280.5293 | 277.6529 | 275.2297 | 273.2278 | 271.5926 | 270.2829 | 269.2743 | 268.5293 | 267.988 | 267.7035 | 267.6107 | 267.6821 | 267.9097 | 268.2719 | 268.76
Northwest | Supermarket | Peak | June | All | MW | 253.5602 | 222.4041 | 229.1429 | 230.834 | 270.12 | 249.9533 | 258.959 | 239.3332 | 278.2249 | 268.4857 | 275.8611 | 269.6214 | 295.3075 | 284.2824 | 313.8003 | 291.287 | 341.9702 | 338.2116 | 315.5797 | 302.1934 | 339.1314 | 296.7749 | 329.0945 | 308.1683 | 300.4128 | 280.8394 | 286.3442 | 285.1117 | 293.833 | 297.7385 | 296.8578 | 294.2838 | 291.9113 | 290.1289 | 288.8654 | 288.099 | 287.795 | 287.8878 | 288.359 | 289.141 | 290.2174 | 291.5726 | 293.1737 | 294.9677 | 296.9997 | 299.2242 | 301.6185 | 304.1786 | 306.8854 | 309.7357
Northwest | Supermarket | Peak | July | All | MW | 251.2134 | 220.9476 | 226.4833 | 227.8883 | 271.4061 | 248.2099 | 258.2962 | 234.7099 | 276.097 | 266.1975 | 289.5598 | 272.4454 | 325.7017 | 282.2447 | 302.4162 | 271.1477 | 328.5956 | 351.5301 | 320.9199 | 322.2336 | 340.8136 | 324.0644 | 314.9778 | 357.4932 | 319.8211 | 295.6826 | 315.0527 | 313.7547 | 323.651 | 328.317 | 327.7523 | 325.846 | 324.1851 | 323.1443 | 322.6418 | 322.6601 | 323.1641 | 324.0854 | 325.4079 | 327.0535 | 329.0126 | 331.2704 | 333.7927 | 336.5219 | 339.5086 | 342.707 | 346.0945 | 349.6673 | 353.4056 | 357.3073
Northwest | Supermarket | Peak | August | All | MW | 242.1199 | 213.0234 | 218.2366 | 219.4903 | 262.0471 | 239.0182 | 249.1552 | 225.3505 | 265.9107 | 256.0873 | 279.6682 | 275.4178 | 312.5773 | 276.1378 | 289.5255 | 268.6686 | 319.2407 | 324.2125 | 319.8597 | 314.7524 | 302.2462 | 299.8176 | 314.2482 | 332.3677 | 319.5905 | 300.8969 | 317.986 | 316.6494 | 326.633 | 331.367 | 330.826 | 329.0101 | 327.45 | 326.5133 | 326.1172 | 326.2438 | 326.8581 | 327.8916 | 329.3285 | 331.0894 | 333.1654 | 335.5424 | 338.1858 | 341.0371 | 344.1481 | 347.4731 | 350.9893 | 354.6932 | 358.5648 | 362.6022
Northwest | Supermarket | Peak | September | All | MW | 245.8813 | 217.6377 | 225.2638 | 227.7229 | 258.8971 | 241.4934 | 251.7622 | 239.5562 | 269.6838 | 262.7542 | 284.5559 | 273.6741 | 314.529 | 289.6766 | 296.7057 | 279.6429 | 319.1154 | 344.9147 | 295.8195 | 302.9398 | 322.6918 | 310.1421 | 312.4861 | 338.0714 | 315.9824 | 331.1937 | 312.9073 | 311.5536 | 320.8053 | 324.7458 | 323.4067 | 319.7706 | 316.3334 | 313.5596 | 311.3761 | 309.754 | 308.6537 | 308.0005 | 307.7706 | 307.8945 | 308.3468 | 309.108 | 310.1412 | 311.3867 | 312.8953 | 314.6128 | 316.512 | 318.5886 | 320.8201 | 323.2024
Northwest | Supermarket | Peak | October | All | MW | 283.213 | 256.2226 | 269.238 | 272.6922 | 289.8811 | 276.5646 | 291.2444 | 290.9756 | 304.2086 | 306.1992 | 297.1009 | 292.2958 | 293.4759 | 307.1023 | 320.1725 | 304.9142 | 371.0046 | 321.4432 | 296.5494 | 291.1409 | 389.9387 | 357.5778 | 363.1073 | 363.9579 | 347.9094 | 352.2571 | 340.8871 | 339.3813 | 348.7086 | 352.0421 | 349.5106 | 343.1437 | 336.9353 | 331.5156 | 326.8158 | 322.7914 | 319.3904 | 316.5236 | 314.1534 | 312.2154 | 310.6609 | 309.4609 | 308.5717 | 307.9225 | 307.5741 | 307.452 | 307.5222 | 307.7769 | 308.1894 | 308.7506
Northwest | Supermarket | Peak | November | All | MW | 294.0753 | 266.2942 | 280.1008 | 283.7475 | 301.9367 | 287.7352 | 303.3296 | 303.2307 | 317.58 | 318.8768 | 317.9149 | 301.2923 | 303.9825 | 322.2399 | 371.8476 | 348.0069 | 369.0981 | 347.2627 | 349.837 | 357.6669 | 402.6399 | 377.5805 | 352.859 | 345.209 | 436.2529 | 352.843 | 345.7314 | 344.211 | 353.6779 | 357.0721 | 354.5266 | 348.1454 | 341.9232 | 336.4955 | 331.7929 | 327.7688 | 324.3711 | 321.5102 | 319.1483 | 317.2205 | 315.6781 | 314.4924 | 313.6192 | 312.9878 | 312.6589 | 312.558 | 312.6509 | 312.9298 | 313.368 | 313.9563
Northwest | Supermarket | Peak | December | All | MW | 269.8596 | 244.6296 | 256.442 | 258.8011 | 277.8665 | 263.6595 | 279.5754 | 276.1649 | 292.6526 | 292.7467 | 303.2643 | 285.2724 | 339.7566 | 301.4521 | 329.6678 | 306.3143 | 315.0728 | 312.8957 | 295.45 | 339.8664 | 331.6729 | 336.0406 | 387.413 | 407.2415 | 345.67 | 344.0677 | 326.2435 | 325.0517 | 334.2062 | 337.6192 | 335.3836 | 329.6568 | 324.0601 | 319.1805 | 314.9568 | 311.3495 | 308.3124 | 305.7627 | 303.6671 | 301.9661 | 300.6152 | 299.5891 | 298.8473 | 298.3239 | 298.0782 | 298.0404 | 298.1786 | 298.4869 | 298.9402 | 299.5309
Northwest | MiniMart | Peak | January | All | MW | 92.3895 | 136.2847 | 143.3334 | 144.773 | 152.3434 | 145.7314 | 154.7192 | 154.6958 | 160.2809 | 162.6033 | 184.4341 | 169.7372 | 159.5634 | 160.62 | 174.4391 | 182.4457 | 177.7193 | 155.0908 | 182.6186 | 171.3166 | 164.6879 | 199.2811 | 211.8749 | 199.6087 | 178.0646 | 200.3371 | 184.0268 | 181.4406 | 184.9368 | 186.4491 | 184.912 | 181.0544 | 176.9498 | 173.3693 | 170.2132 | 167.3688 | 164.8426 | 162.6397 | 160.8476 | 159.429 | 158.3057 | 157.6389 | 157.2084 | 156.8766 | 156.7355 | 156.6669 | 156.5985 | 156.6396 | 156.7568 | 156.9859
Northwest | MiniMart | Peak | February | All | MW | 96.9501 | 143.0641 | 150.4976 | 152.1611 | 159.8773 | 153.0446 | 162.4153 | 162.8262 | 168.4719 | 170.9155 | 195.866 | 167.5554 | 151.4718 | 171.6677 | 175.6808 | 191.1421 | 180.4269 | 174.1475 | 166.6126 | 173.0976 | 198.8106 | 202.1976 | 204.1685 | 200.9104 | 190.7755 | 215.544 | 189.1287 | 186.4178 | 189.9552 | 191.4548 | 189.8278 | 185.7812 | 181.4868 | 177.7381 | 174.4327 | 171.4534 | 168.8062 | 166.495 | 164.6086 | 163.1081 | 161.9134 | 161.1881 | 160.7074 | 160.3302 | 160.1502 | 160.0461 | 159.9443 | 159.9559 | 160.0465 | 160.2523
Northwest | MiniMart | Peak | March | All | MW | 89.3422 | 131.7399 | 138.57 | 140.2095 | 147.2345 | 141.0732 | 149.5355 | 150.1651 | 155.2869 | 157.5354 | 165.9732 | 158.1333 | 156.3867 | 166.8461 | 170.9216 | 171.3428 | 180.4559 | 156.7925 | 155.4556 | 148.4486 | 179.8326 | 186.3191 | 193.9353 | 206.8809 | 187.2271 | 189.3627 | 188.8272 | 186.1519 | 189.7167 | 191.2431 | 189.6429 | 185.6413 | 181.3888 | 177.6775 | 174.4035 | 171.4529 | 168.8319 | 166.545 | 164.6809 | 163.2008 | 162.0254 | 161.3188 | 160.8556 | 160.4949 | 160.3307 | 160.2416 | 160.1539 | 160.1794 | 160.2833 | 160.502
Northwest | MiniMart | Peak | April | All | MW | 81.3513 | 119.4314 | 125.4708 | 127.4085 | 133.1872 | 128.2627 | 134.9782 | 138.0208 | 141.298 | 144.1346 | 140.3879 | 147.7737 | 141.8609 | 158.3516 | 161.7269 | 165.771 | 162.067 | 152.8251 | 146.633 | 152.6888 | 157.2687 | 169.2518 | 191.3075 | 172.1666 | 169.8781 | 173.9666 | 161.1919 | 158.9313 | 161.9986 | 163.3223 | 161.9718 | 158.5735 | 154.957 | 151.8005 | 149.0134 | 146.5006 | 144.2681 | 142.3197 | 140.7314 | 139.4705 | 138.4693 | 137.8689 | 137.4757 | 137.169 | 137.0299 | 136.9541 | 136.8784 | 136.8989 | 136.986 | 137.1707
Northwest | MiniMart | Peak | May | All | MW | 73.1868 | 106.4992 | 112.3293 | 114.8649 | 118.8346 | 115.3242 | 119.1954 | 125.7692 | 125.5469 | 129.573 | 142.7491 | 138.689 | 130.7082 | 152.1005 | 156.8006 | 152.4324 | 169.0856 | 141.1222 | 135.0401 | 146.2704 | 157.9352 | 157.2025 | 170.6311 | 164.8141 | 164.342 | 159.1815 | 151.5246 | 149.4478 | 152.39 | 153.6862 | 152.4646 | 149.3273 | 145.9732 | 143.0475 | 140.4615 | 138.129 | 136.0561 | 134.248 | 132.7777 | 131.6152 | 130.6968 | 130.1591 | 129.8153 | 129.5499 | 129.4426 | 129.3933 | 129.3405 | 129.3773 | 129.4758 | 129.6669
Northwest | MiniMart | Peak | June | All | MW | 71.3161 | 101.9711 | 106.1499 | 107.7851 | 120.1214 | 113.3216 | 116.7726 | 114.1 | 124.5384 | 123.4203 | 125.8983 | 122.0681 | 130.3004 | 133.1679 | 146.4294 | 134.8385 | 156.6971 | 149.1051 | 142.1601 | 138.7345 | 151.3433 | 134.4017 | 160.3786 | 138.6589 | 140.7777 | 136.0641 | 131.8451 | 130.0342 | 132.8489 | 134.3284 | 133.6513 | 131.9808 | 130.1438 | 128.64 | 127.3713 | 126.2822 | 125.3849 | 124.6908 | 124.2768 | 124.1151 | 124.1563 | 124.5384 | 125.0881 | 125.6978 | 126.4429 | 127.2358 | 128.0175 | 128.8815 | 129.8037 | 130.8176
Northwest | MiniMart | Peak | July | All | MW | 67.7256 | 97.149 | 100.7415 | 102.2818 | 115.605 | 107.8553 | 111.6311 | 107.9417 | 118.3542 | 117.4158 | 126.8246 | 118.2714 | 137.571 | 127.1773 | 135.6865 | 120.5611 | 144.5123 | 148.277 | 138.48 | 141.9102 | 144.5101 | 139.3251 | 148.2885 | 151.8948 | 144.7726 | 138.0359 | 138.7606 | 136.8676 | 139.933 | 141.6227 | 141.0551 | 139.6976 | 138.1692 | 136.9751 | 136.007 | 135.2117 | 134.605 | 134.2015 | 134.0868 | 134.231 | 134.5856 | 135.3043 | 136.1986 | 137.1519 | 138.2476 | 139.3918 | 140.5202 | 141.737 | 143.0163 | 144.3959
Northwest | MiniMart | Peak | August | All | MW | 64.8421 | 93.0519 | 96.4423 | 97.8718 | 110.8987 | 103.18 | 106.9957 | 102.9987 | 113.2509 | 112.2229 | 121.6959 | 118.7852 | 131.1743 | 123.6345 | 129.0739 | 118.6935 | 139.5063 | 135.8672 | 137.1201 | 137.7033 | 127.1077 | 127.8476 | 147.1716 | 139.9495 | 143.9388 | 139.6738 | 139.0773 | 137.1715 | 140.2434 | 141.9434 | 141.384 | 140.0717 | 138.5918 | 137.4455 | 136.5239 | 135.7741 | 135.2119 | 134.8523 | 134.7812 | 134.9683 | 135.366 | 136.1284 | 137.0668 | 138.0643 | 139.2045 | 140.3931 | 141.5662 | 142.8284 | 144.1532 | 145.579
Northwest | MiniMart | Peak | September | All | MW | 71.3641 | 102.9336 | 107.3621 | 109.2058 | 119.1458 | 113.0082 | 117.424 | 116.801 | 124.8326 | 124.4799 | 133.8085 | 127.9107 | 143.6633 | 139.2654 | 142.1095 | 133.0377 | 150.5519 | 157.453 | 137.6764 | 143.2092 | 149.3548 | 145.9029 | 155.9395 | 158.6612 | 151.7436 | 164.6951 | 148.8159 | 146.7702 | 149.8488 | 151.3916 | 150.4865 | 148.2355 | 145.7943 | 143.7426 | 141.9768 | 140.4283 | 139.1082 | 138.0266 | 137.2652 | 136.7929 | 136.5516 | 136.6886 | 137.015 | 137.4126 | 137.9628 | 138.5681 | 139.1653 | 139.8536 | 140.6064 | 141.458
Northwest | MiniMart | Peak | October | All | MW | 88.7511 | 130.4944 | 137.247 | 139.1096 | 145.5855 | 139.893 | 147.6058 | 149.1527 | 153.3104 | 155.9509 | 150.3397 | 147.8603 | 147.0417 | 156.9331 | 163.2384 | 155.1304 | 188.096 | 161.4606 | 150.1672 | 148.1607 | 198.0524 | 184.9518 | 192.139 | 189.5454 | 177.5156 | 187.0099 | 175.7886 | 173.3224 | 176.6716 | 178.1175 | 176.6471 | 172.9328 | 168.9815 | 165.5333 | 162.4845 | 159.7368 | 157.2966 | 155.1677 | 153.4326 | 152.0556 | 150.9627 | 150.3072 | 149.8786 | 149.5451 | 149.3949 | 149.3145 | 149.2351 | 149.2607 | 149.3601 | 149.566
Northwest | MiniMart | Peak | November | All | MW | 91.4937 | 134.686 | 141.7626 | 143.6724 | 150.5089 | 144.468 | 152.685 | 154.255 | 158.9028 | 161.2816 | 159.6578 | 151.3162 | 151.2204 | 163.4835 | 188.2007 | 175.7628 | 185.7468 | 173.1606 | 175.8517 | 180.6577 | 202.9334 | 193.6409 | 185.1908 | 178.2605 | 220.8965 | 185.7338 | 176.8324 | 174.3392 | 177.6969 | 179.1447 | 177.6634 | 173.9399 | 169.9794 | 166.5246 | 163.4756 | 160.7284 | 158.2892 | 156.1624 | 154.4316 | 153.0608 | 151.9752 | 151.3295 | 150.9118 | 150.5896 | 150.4516 | 150.3839 | 150.3168 | 150.3553 | 150.4679 | 150.6882
Northwest | MiniMart | Peak | December | All | MW | 83.3798 | 122.8875 | 128.8759 | 130.0964 | 137.5681 | 131.4566 | 139.8003 | 139.4374 | 145.4284 | 147.0439 | 151.2247 | 142.2917 | 167.8921 | 151.8473 | 165.6538 | 153.5973 | 157.4254 | 154.9989 | 147.5103 | 170.4696 | 166.1757 | 171.1012 | 201.4146 | 208.9751 | 173.7601 | 179.416 | 165.5837 | 163.3569 | 166.5994 | 168.0527 | 166.7421 | 163.3965 | 159.818 | 156.6984 | 153.9479 | 151.4679 | 149.2656 | 147.3467 | 145.7922 | 144.5688 | 143.6065 | 143.0523 | 142.7074 | 142.447 | 142.3553 | 142.3256 | 142.2928 | 142.3564 | 142.4866 | 142.7159
Northwest | Restaurant | Peak | January | All | MW | 188.1633 | 188.2931 | 193.1991 | 193.2238 | 209.2033 | 198.8534 | 206.546 | 202.8909 | 212.0924 | 212.1932 | 237.4895 | 220.2395 | 208.4211 | 196.5946 | 209.4254 | 218.4824 | 216.877 | 205.2749 | 242.8775 | 234.5894 | 228.5232 | 265.8684 | 277.9234 | 266.7493 | 235.8424 | 261.4749 | 249.9256 | 247.6145 | 253.8721 | 256.6217 | 254.2564 | 250.0318 | 245.9362 | 242.3064 | 239.3677 | 236.8762 | 234.8013 | 233.1058 | 231.759 | 230.7159 | 229.9602 | 229.7259 | 229.8498 | 230.1647 | 230.6937 | 231.455 | 232.2494 | 233.1889 | 234.1483 | 235.3275
Northwest | Restaurant | Peak | February | All | MW | 201.8371 | 202.5053 | 208.475 | 209.4507 | 222.3986 | 212.9735 | 220.2349 | 221.0971 | 226.0604 | 228.2326 | 257.1872 | 221.2402 | 199.6093 | 216.4055 | 216.6984 | 234.437 | 224.476 | 232.1278 | 224.819 | 242.132 | 279.9734 | 274.8406 | 273.3783 | 272.5228 | 258.8328 | 287.8732 | 262.1771 | 259.5626 | 265.8035 | 268.3331 | 265.5248 | 260.5443 | 255.6974 | 251.3697 | 247.8199 | 244.7647 | 242.1695 | 239.9924 | 238.1984 | 236.7405 | 235.5968 | 235.0027 | 234.7887 | 234.7822 | 235.0063 | 235.4748 | 235.9837 | 236.6457 | 237.333 | 238.2459
Northwest | Restaurant | Peak | March | All | MW | 200.7426 | 201.1237 | 206.797 | 207.6667 | 221.6042 | 211.9818 | 219.3523 | 219.1366 | 225.4604 | 226.9454 | 235.3416 | 225.6328 | 223.2752 | 226.3895 | 227.1527 | 226.6503 | 242.4936 | 226.5636 | 226.8387 | 224.0827 | 273.2942 | 272.9552 | 279.8848 | 302.6118 | 273.547 | 272.2258 | 281.9539 | 279.1086 | 285.8396 | 288.5905 | 285.6104 | 280.3276 | 275.1942 | 270.6204 | 266.8773 | 263.667 | 260.9522 | 258.6881 | 256.8374 | 255.3484 | 254.1989 | 253.6424 | 253.4971 | 253.5767 | 253.9056 | 254.4997 | 255.1387 | 255.9444 | 256.7789 | 257.8588
Northwest | Restaurant | Peak | April | All | MW | 214.9024 | 214.027 | 219.3784 | 220.5001 | 236.9174 | 226.5014 | 233.944 | 233.8519 | 241.9925 | 242.7692 | 233.2426 | 247.4497 | 238.8584 | 250.1849 | 250.8313 | 256.77 | 255.6914 | 260.7326 | 251.2418 | 269.1503 | 279.0144 | 289.3017 | 322.1723 | 293.5797 | 288.759 | 291.3307 | 280.7765 | 278.2172 | 285.2552 | 288.3164 | 285.6355 | 280.7855 | 276.0702 | 271.8789 | 268.4681 | 265.5665 | 263.1395 | 261.1447 | 259.547 | 258.2958 | 257.3718 | 257.0351 | 257.1036 | 257.39 | 257.919 | 258.7102 | 259.5403 | 260.5347 | 261.5532 | 262.8186
Northwest | Restaurant | Peak | May | All | MW | 218.3771 | 215.9118 | 221.9104 | 224.0494 | 240.8091 | 230.4166 | 235.1917 | 236.9585 | 243.394 | 244.2837 | 265.6681 | 260.862 | 248.3003 | 268.7208 | 272.1509 | 265.0372 | 299.6811 | 271.59 | 259.5573 | 287.2084 | 313.7187 | 301.2742 | 321.7965 | 315.2077 | 312.6053 | 298.6529 | 296.7589 | 294.3422 | 302.1544 | 305.7554 | 303.2355 | 298.5458 | 293.9849 | 289.9435 | 286.6781 | 283.9277 | 281.6579 | 279.8262 | 278.3976 | 277.3195 | 276.5739 | 276.4461 | 276.7412 | 277.2592 | 278.0254 | 279.0666 | 280.1398 | 281.3838 | 282.6462 | 284.1714
Northwest | Restaurant | Peak | June | All | MW | 230.1633 | 223.9967 | 226.908 | 226.1736 | 263.7756 | 245.48 | 251.6336 | 231.8374 | 260.4965 | 251.6999 | 254.0362 | 248.1414 | 265.6342 | 253.6602 | 273.8667 | 252.9727 | 301.4016 | 307.9392 | 295.3941 | 293.2997 | 328.2439 | 280.7961 | 325.5917 | 290.5432 | 284.2293 | 274.8414 | 280.2372 | 278.5889 | 287.503 | 292.6523 | 291.9431 | 290.3484 | 288.9174 | 287.8507 | 287.2529 | 287.0335 | 287.1721 | 287.6412 | 288.4216 | 289.4581 | 290.7584 | 292.6451 | 294.9226 | 297.3892 | 300.07 | 303.019 | 305.9785 | 309.1072 | 312.2421 | 315.6617
Northwest | Restaurant | Peak | July | All | MW | 202.3998 | 198.3463 | 201.5541 | 201.9352 | 232.7285 | 216.4296 | 221.6047 | 207.7485 | 228.5441 | 223.1272 | 238.0015 | 222.5825 | 256.8916 | 227.9661 | 239.335 | 212.8969 | 259.7959 | 280.6969 | 265.7713 | 279.8492 | 293.1831 | 273.75 | 281.4021 | 297.4671 | 272.5202 | 261.1183 | 275.5204 | 274.0931 | 283.1585 | 288.5501 | 288.1508 | 287.0811 | 286.176 | 285.6019 | 285.4369 | 285.6212 | 286.1371 | 286.9598 | 288.0731 | 289.4228 | 291.02 | 293.1906 | 295.7422 | 298.4741 | 301.4105 | 304.6098 | 307.8129 | 311.1817 | 314.5524 | 318.2076
Northwest | Restaurant | Peak | August | All | MW | 211.6349 | 207.7313 | 211.4743 | 212.2099 | 242.7856 | 226.0692 | 231.3302 | 218.459 | 238.1124 | 233.3176 | 249.4517 | 243.8412 | 266.0926 | 243.4158 | 249.8123 | 229.5819 | 273.9833 | 279.1663 | 286.6705 | 296.9163 | 281.3143 | 274.7285 | 306.3507 | 298.6163 | 297.0545 | 290.0835 | 302.0894 | 300.5459 | 310.4532 | 316.2938 | 315.7982 | 314.48 | 313.3329 | 312.5518 | 312.2306 | 312.3008 | 312.7428 | 313.5287 | 314.64 | 316.0172 | 317.6713 | 319.9553 | 322.6608 | 325.5677 | 328.7023 | 332.127 | 335.5598 | 339.1754 | 342.7953 | 346.7276
Northwest | Restaurant | Peak | September | All | MW | 199.1455 | 194.8952 | 197.9222 | 197.9385 | 225.2284 | 211.1135 | 217.3024 | 205.1889 | 225.2695 | 219.337 | 233.1114 | 224.6661 | 253.924 | 229.3384 | 229.7919 | 215.3008 | 249.3441 | 281.7044 | 247.312 | 262.7789 | 280.4364 | 263.9091 | 273.934 | 287.5984 | 266.5272 | 288.3422 | 273.6484 | 271.9302 | 280.2655 | 284.8801 | 283.7697 | 281.5247 | 279.4261 | 277.7098 | 276.5089 | 275.6978 | 275.254 | 275.1476 | 275.357 | 275.8307 | 276.57 | 277.8764 | 279.5617 | 281.4322 | 283.5149 | 285.8526 | 288.2031 | 290.7132 | 293.2301 | 296.0122
Northwest | Restaurant | Peak | October | All | MW | 276.9593 | 276.9267 | 284.8885 | 286.7013 | 303.7927 | 291.5866 | 300.6102 | 302.8711 | 308.9219 | 311.8734 | 295.8119 | 292.6591 | 290.593 | 296.1944 | 301.8825 | 285.5471 | 351.4348 | 322.509 | 303.3159 | 309.835 | 414.8035 | 375.657 | 384.9618 | 382.6946 | 359.9306 | 374.2353 | 364.6983 | 361.6406 | 370.9153 | 374.9445 | 371.4656 | 365.0206 | 358.7127 | 353.0677 | 348.4324 | 344.4559 | 341.0935 | 338.2898 | 335.9989 | 334.1573 | 332.7377 | 332.0758 | 331.9347 | 332.0724 | 332.5225 | 333.3062 | 334.1353 | 335.1722 | 336.2372 | 337.6148
Northwest | Restaurant | Peak | November | All | MW | 316.3295 | 316.0952 | 324.8886 | 326.2426 | 349.648 | 334.0219 | 345.2293 | 343.4637 | 355.1012 | 356.2098 | 347.4413 | 331.8304 | 333.1623 | 339.6423 | 383.0156 | 356.2493 | 382.8841 | 385.949 | 394.5447 | 418.175 | 473.4676 | 436.1593 | 412.3178 | 400.494 | 497.0226 | 411.9378 | 406.7842 | 402.6747 | 412.4554 | 416.4688 | 412.2449 | 404.6791 | 397.3242 | 390.7756 | 385.4275 | 380.8556 | 377.0065 | 373.8154 | 371.2284 | 369.1693 | 367.6068 | 366.9084 | 366.8099 | 367.0431 | 367.6408 | 368.6277 | 369.6843 | 370.9877 | 372.3376 | 374.0478
Northwest | Restaurant | Peak | December | All | MW | 170.3882 | 170.0818 | 174.0123 | 174.0172 | 189.0325 | 179.6127 | 186.961 | 183.7406 | 192.8068 | 192.3482 | 195.3476 | 185.0175 | 219.353 | 186.0995 | 199.4117 | 184.5143 | 192.8898 | 205.5419 | 196.7182 | 234.266 | 231.5285 | 229.5237 | 264.9594 | 280.7001 | 230.6165 | 234.7979 | 225.5364 | 223.7631 | 229.7029 | 232.4799 | 230.5767 | 227.1365 | 223.7982 | 220.8438 | 218.4668 | 216.4631 | 214.8078 | 213.4697 | 212.4236 | 211.6314 | 211.0805 | 210.9895 | 211.2099 | 211.5895 | 212.152 | 212.9153 | 213.6975 | 214.603 | 215.5178 | 216.6269
Northwest | Lodging | Peak | January | All | MW | 552.71 | 532.8042 | 566.9809 | 578.9948 | 626.0662 | 592.1946 | 598.0956 | 611.5098 | 625.0494 | 610.0348 | 719.814 | 659.132 | 628.3823 | 608.1416 | 660.5681 | 680.8405 | 668.2733 | 590.5543 | 687.3381 | 652.4222 | 651.2092 | 766.3823 | 774.4269 | 758.7915 | 652.3054 | 738.227 | 709.7786 | 710.7756 | 735.8948 | 749.1313 | 746.9131 | 744.4136 | 741.2346 | 738.7786 | 737.3832 | 736.3666 | 735.7355 | 735.4965 | 735.8373 | 736.7099 | 738.3389 | 742.3478 | 747.4594 | 752.888 | 758.6352 | 764.9347 | 770.4728 | 776.0245 | 781.3428 | 787.1875
Northwest | Lodging | Peak | February | All | MW | 573.1262 | 552.212 | 589.591 | 605.0831 | 649.5259 | 615.627 | 617.4931 | 641.6987 | 648.0645 | 632.8197 | 757.0991 | 642.587 | 587.3561 | 645.0934 | 659.8861 | 705.9786 | 670.8336 | 651.6886 | 618.0789 | 652.2723 | 777.0313 | 766.1762 | 731.1329 | 756.8118 | 687.6943 | 780.0731 | 719.5421 | 720.8677 | 746.1743 | 759.4603 | 757.0405 | 754.4119 | 751.0704 | 748.4321 | 746.9913 | 745.8954 | 745.1545 | 744.7784 | 744.9593 | 745.6519 | 747.0831 | 750.8953 | 755.7991 | 761.0005 | 766.5054 | 772.5455 | 777.7971 | 783.0444 | 788.0422 | 793.5535
Northwest | Lodging | Peak | March | All | MW | 525.8068 | 506.3274 | 539.083 | 550.9408 | 597.4633 | 565.0058 | 569.5699 | 581.8906 | 597.2562 | 580.9111 | 637.8256 | 605.0092 | 608.9827 | 620.7275 | 636.1846 | 628.4817 | 667.5021 | 590.1487 | 576.7388 | 556.3439 | 697.3328 | 702.6407 | 693.2661 | 771.0441 | 672.0073 | 683.5056 | 714.8391 | 715.7382 | 741.0123 | 754.4152 | 752.261 | 749.9214 | 746.9086 | 744.6196 | 743.4227 | 742.6015 | 742.1633 | 742.1154 | 742.6467 | 743.7087 | 745.5284 | 749.7504 | 755.0875 | 760.7461 | 766.728 | 773.269 | 779.0417 | 784.829 | 790.3848 | 796.4749
Northwest | Lodging | Peak | April | All | MW | 499.9493 | 479.6003 | 508.5557 | 518.9858 | 566.221 | 536.1075 | 540.8607 | 550.7352 | 569.4885 | 554.533 | 561.2465 | 590.9904 | 581.0112 | 611.1089 | 624.9434 | 632.8229 | 624.6467 | 605.4753 | 569.2581 | 594.9426 | 632.0658 | 663.8331 | 714.4393 | 663.4597 | 635.4491 | 655.6768 | 635.5836 | 636.0435 | 658.6375 | 670.6736 | 668.9233 | 666.9661 | 664.4415 | 662.5879 | 661.6108 | 661.0031 | 660.7683 | 660.9106 | 661.5952 | 662.7759 | 664.6551 | 668.7064 | 673.7764 | 679.1583 | 684.8454 | 691.0542 | 696.5928 | 702.1619 | 707.5377 | 713.4102
Northwest | Lodging | Peak | May | All | MW | 388.2721 | 370.1236 | 391.903 | 399.8247 | 438.0732 | 415.933 | 417.4792 | 424.0826 | 438.3209 | 430.2051 | 487.9091 | 479.0399 | 466.5512 | 503.9514 | 519.59 | 500.901 | 560.803 | 488.0038 | 454.3681 | 489.0068 | 544.7017 | 531.3765 | 554.588 | 544.2144 | 533.4229 | 523.3495 | 519.4046 | 519.6348 | 538.5753 | 548.894 | 547.9154 | 546.6995 | 545.0258 | 543.9156 | 543.3237 | 543.0626 | 543.1331 | 543.5376 | 544.413 | 545.7182 | 547.6237 | 551.3646 | 555.9675 | 560.8542 | 566.0001 | 571.6027 | 576.6626 | 581.7645 | 586.7108 | 592.0928
Northwest | Lodging | Peak | June | All | MW | 488.1201 | 462.5077 | 484.1683 | 484.6306 | 560.2097 | 525.2142 | 532.3738 | 497.8258 | 553.2332 | 535.298 | 550.6986 | 541.4987 | 588.3372 | 575.4484 | 629.6975 | 575.0198 | 671.3769 | 656.5927 | 617.736 | 599.3583 | 668.2137 | 608.2852 | 707.8456 | 583.4427 | 612.9435 | 613.4413 | 604.7043 | 602.2489 | 624.2933 | 636.9044 | 636.8237 | 636.7803 | 636.4203 | 636.8784 | 637.6045 | 638.8823 | 640.7014 | 643.0551 | 646.0986 | 649.7647 | 654.267 | 661.0961 | 669.0854 | 677.5514 | 686.4349 | 696.0051 | 705.0378 | 714.2347 | 723.3376 | 733.0905
Northwest | Lodging | Peak | July | All | MW | 515.986 | 492.4552 | 516.1794 | 519.7425 | 592.0505 | 554.9862 | 563.343 | 537.5988 | 580.9786 | 570.8788 | 618.6942 | 582.7623 | 681.3567 | 621.7766 | 660.9305 | 580.8181 | 695.038 | 718.7366 | 668.7028 | 688.6718 | 715.088 | 715.913 | 742.4885 | 716.2179 | 713.5075 | 707.7763 | 718.0492 | 714.4831 | 740.3764 | 755.1297 | 754.9608 | 754.8576 | 754.458 | 755.0835 | 756.0261 | 757.6691 | 759.9966 | 762.9963 | 766.8469 | 771.4637 | 777.1002 | 785.5455 | 795.4039 | 805.8647 | 816.8425 | 828.6691 | 839.8784 | 851.305 | 862.6392 | 874.7739
Northwest | Lodging | Peak | August | All | MW | 515.238 | 492.0908 | 515.9749 | 519.6534 | 591.4575 | 553.8013 | 562.7056 | 536.8716 | 579.2255 | 569.5172 | 619.1323 | 610.128 | 676.2796 | 631.8204 | 656.7354 | 596.9556 | 699.6834 | 685.3154 | 690.061 | 697.4368 | 656.7592 | 686.8999 | 769.8088 | 688.2056 | 740.8522 | 748.9499 | 752.1529 | 748.3738 | 775.4788 | 790.9367 | 790.7836 | 790.7249 | 790.3654 | 791.0818 | 792.1268 | 793.9094 | 796.4131 | 799.6239 | 803.7269 | 808.6329 | 814.6073 | 823.5279 | 833.9343 | 844.9739 | 856.5601 | 869.0399 | 880.8773 | 892.9441 | 904.919 | 917.7348
Northwest | Lodging | Peak | September | All | MW | 422.4485 | 402.6024 | 421.6424 | 424.0527 | 480.7476 | 452.0265 | 460.9253 | 440.3007 | 479.6435 | 464.7257 | 505.5623 | 489.5154 | 561.0566 | 516.8219 | 524.9275 | 486.2757 | 552.7877 | 596.6405 | 513.467 | 532.3057 | 568.021 | 560.9297 | 582.5143 | 575.6154 | 561.6699 | 627.4277 | 580.1679 | 578.6451 | 599.8875 | 611.8527 | 611.4608 | 610.9648 | 610.1031 | 609.9805 | 610.1743 | 610.8572 | 612.022 | 613.6629 | 615.9274 | 618.7566 | 622.3473 | 628.1038 | 634.9294 | 642.1672 | 649.7792 | 658.0004 | 665.6799 | 673.4822 | 681.1751 | 689.4438
Northwest | Lodging | Peak | October | All | MW | 416.8099 | 401.5724 | 424.5089 | 430.4125 | 471.6448 | 445.6028 | 454.0489 | 451.2457 | 472.3792 | 460.2333 | 457.7907 | 452.2749 | 461.6353 | 462.5983 | 480.9573 | 452.1463 | 553.3711 | 490.8987 | 447.0154 | 441.3629 | 603.0663 | 550.1944 | 548.2402 | 553.463 | 506.3132 | 539.3782 | 528.6261 | 529.1495 | 548.4844 | 559.0215 | 557.9613 | 556.6817 | 554.9172 | 553.7005 | 553.0417 | 552.6989 | 552.6741 | 552.9703 | 553.725 | 554.8993 | 556.6608 | 560.2519 | 564.7046 | 569.4257 | 574.4074 | 579.8298 | 584.6878 | 589.574 | 594.3023 | 599.4519
Northwest | Lodging | Peak | November | All | MW | 471.408 | 453.9293 | 482.6754 | 493.1147 | 533.6419 | 505.5392 | 510.316 | 520.7494 | 533.9276 | 520.5284 | 534.4877 | 505.9352 | 514.8242 | 531.452 | 611.0986 | 562.3213 | 598.5267 | 569.3677 | 569.898 | 590.6544 | 687.6302 | 638.1542 | 580.6344 | 580.5528 | 693.947 | 587.7286 | 586.3696 | 587.2009 | 608.2435 | 619.5556 | 618.02 | 616.3099 | 614.0388 | 612.3563 | 611.4721 | 610.8984 | 610.641 | 610.7062 | 611.25 | 612.2325 | 613.8407 | 617.4348 | 621.9503 | 626.7346 | 631.7852 | 637.2982 | 642.175 | 647.0654 | 651.7645 | 656.9073
Northwest | Lodging | Peak | December | All | MW | 472.9679 | 455.6414 | 485.8444 | 500.4839 | 530.9958 | 505.6458 | 506.7225 | 536.265 | 532.9783 | 523.2369 | 561.4578 | 521.6821 | 614.6176 | 549.8627 | 599.9153 | 545.8972 | 561.9602 | 547.4017 | 521.1892 | 616.5626 | 625.6013 | 622.3688 | 693.0219 | 758.8312 | 599.9065 | 620.084 | 602.0381 | 603.9238 | 625.4468 | 636.8769 | 634.9767 | 632.9156 | 630.1876 | 627.9869 | 626.7841 | 625.8158 | 625.0949 | 624.634 | 624.5977 | 624.9535 | 625.8914 | 628.7916 | 632.5733 | 636.5701 | 640.7921 | 645.4296 | 649.3761 | 653.2915 | 656.9753 | 661.0619
Northwest | Hospital | Peak | January | All | MW | 154.6386 | 156.6677 | 160.8452 | 161.151 | 182.3439 | 170.6179 | 184.2298 | 171.7496 | 190.7299 | 186.776 | 212.9153 | 200.0102 | 195.4311 | 180.8917 | 197.7884 | 211.4192 | 209.7449 | 198.9953 | 229.2165 | 216.193 | 211.9638 | 252.1049 | 267.7048 | 255.212 | 219.9773 | 245.0719 | 230.6243 | 232.4984 | 245.0673 | 255.983 | 264.5308 | 271.8155 | 278.4081 | 283.9095 | 287.6201 | 290.9551 | 294.1202 | 296.979 | 299.9248 | 303.1277 | 307.0292 | 311.7799 | 317.308 | 322.3868 | 327.3268 | 332.2682 | 336.9645 | 341.4572 | 345.702 | 350.0608
Northwest | Hospital | Peak | February | All | MW | 150.8897 | 152.8958 | 157.1262 | 157.6745 | 177.8664 | 166.6176 | 179.655 | 168.3472 | 186.2606 | 182.4819 | 210.2791 | 183.5029 | 172.3602 | 179.9859 | 185.3852 | 206.0234 | 197.9457 | 207.6558 | 194.4533 | 203.2952 | 237.9064 | 237.1885 | 238.8627 | 238.8458 | 218.2636 | 244.0177 | 219.9287 | 221.7396 | 233.7299 | 244.1593 | 252.3227 | 259.2837 | 265.5859 | 270.8429 | 274.3779 | 277.5539 | 280.5651 | 283.2812 | 286.0776 | 289.1171 | 292.8217 | 297.3372 | 302.595 | 307.421 | 312.1118 | 316.8005 | 321.2541 | 325.5109 | 329.5271 | 333.6508
Northwest | Hospital | Peak | March | All | MW | 149.5605 | 151.302 | 155.1189 | 155.489 | 176.9637 | 165.3235 | 178.5055 | 165.6373 | 185.3703 | 180.7854 | 191.6891 | 186.6745 | 192.7357 | 187.3113 | 193.2628 | 198.1985 | 212.9858 | 202.5778 | 195.8095 | 187.4122 | 231.0224 | 235.2054 | 244.5076 | 263.9398 | 230.7112 | 231.1029 | 236.2473 | 238.0782 | 250.8839 | 262.0306 | 270.7426 | 278.1995 | 284.9625 | 290.6195 | 294.4628 | 297.9274 | 301.2217 | 304.2061 | 307.2819 | 310.6222 | 314.6791 | 319.6078 | 325.3357 | 330.6082 | 335.7414 | 340.8795 | 345.7708 | 350.4568 | 354.8914 | 359.4463
Northwest | Hospital | Peak | April | All | MW | 147.7423 | 148.6912 | 151.9966 | 152.6781 | 174.4911 | 163.2404 | 175.5791 | 164.0015 | 183.7634 | 179.2875 | 175.8797 | 189.5544 | 190.6904 | 192.169 | 197.9227 | 208.0549 | 207.9684 | 215.7067 | 200.9867 | 208.906 | 218.3851 | 231.7278 | 262.0591 | 237.2348 | 227.2747 | 230.6387 | 218.6948 | 220.3192 | 232.1196 | 242.3768 | 250.3802 | 257.2338 | 263.4503 | 268.6562 | 272.2169 | 275.4292 | 278.4888 | 281.2668 | 284.1342 | 287.2493 | 291.0277 | 295.6099 | 300.9275 | 305.8302 | 310.6111 | 315.4004 | 319.9628 | 324.3418 | 328.4966 | 332.7642
Northwest | Hospital | Peak | May | All | MW | 150.4472 | 150.1683 | 153.9148 | 155.6084 | 177.8004 | 166.8245 | 176.9229 | 168.2085 | 186.1112 | 182.5268 | 202.618 | 202.0437 | 200.357 | 208.9774 | 217.431 | 217.2731 | 246.6906 | 227.2741 | 210.2505 | 226.169 | 247.589 | 244.6027 | 266.5581 | 256.6893 | 250.7632 | 240.8511 | 234.0681 | 235.7287 | 248.282 | 259.1882 | 267.6574 | 274.9156 | 281.4761 | 286.9667 | 290.7873 | 294.2174 | 297.486 | 300.4543 | 303.526 | 306.8662 | 310.9129 | 315.8008 | 321.4514 | 326.6643 | 331.7605 | 336.8681 | 341.7233 | 346.3933 | 350.8447 | 355.4112
Northwest | Hospital | Peak | June | All | MW | 277.3289 | 273.27 | 276.5049 | 278.8342 | 335.8344 | 309.8121 | 327.4293 | 295.9081 | 345.2574 | 331.5255 | 338.8729 | 335.5503 | 368.6931 | 350.2161 | 386.6183 | 364.869 | 433.9917 | 442.4084 | 415.9615 | 405.7572 | 443.3382 | 408.9528 | 493.7313 | 407.4173 | 422.0138 | 411.7675 | 396.6616 | 397.6367 | 417.3683 | 434.39 | 447.2759 | 458.593 | 468.947 | 477.7901 | 484.3138 | 490.3009 | 496.1273 | 501.5771 | 507.2807 | 513.4879 | 520.898 | 529.7158 | 539.8133 | 549.3135 | 558.717 | 568.2468 | 577.4429 | 586.4298 | 595.1697 | 604.1658
Northwest | Hospital | Peak | July | All | MW | 279.5571 | 277.4452 | 281.1812 | 284.9298 | 339.2738 | 312.7824 | 330.3406 | 304.5845 | 345.8391 | 336.6352 | 363.0617 | 344.2629 | 407.1272 | 360.3461 | 385.9225 | 350.6062 | 427.1647 | 460.6496 | 428.0977 | 442.9894 | 450.8235 | 457.0871 | 492.2128 | 475.7129 | 466.8903 | 452.0113 | 447.942 | 448.6299 | 470.4832 | 489.2837 | 503.3829 | 515.7953 | 527.1689 | 536.9107 | 544.1762 | 550.8504 | 557.3688 | 563.4856 | 569.9104 | 576.9169 | 585.281 | 595.2136 | 606.573 | 617.2899 | 627.9275 | 638.7242 | 649.155 | 659.376 | 669.3535 | 679.6271
Northwest | Hospital | Peak | August | All | MW | 266.1523 | 264.3496 | 267.8597 | 271.4193 | 323.1486 | 297.4573 | 314.5376 | 289.7056 | 328.6217 | 320.0422 | 346.3517 | 343.5741 | 385.2853 | 348.6574 | 365.1624 | 343.0862 | 409.6252 | 418.5916 | 420.8388 | 427.1396 | 393.8156 | 417.3099 | 485.8576 | 435.1075 | 461.5351 | 455.2663 | 446.3808 | 447.0315 | 468.7756 | 487.4702 | 501.4944 | 513.8496 | 525.1807 | 534.8948 | 542.1466 | 548.8144 | 555.3323 | 561.4534 | 567.8842 | 574.8986 | 583.2695 | 593.2032 | 604.5648 | 615.2921 | 625.9431 | 636.758 | 647.2149 | 657.4647 | 667.4739 | 677.7833
Northwest | Hospital | Peak | September | All | MW | 212.6806 | 211.0336 | 213.9687 | 215.8578 | 254.5661 | 236.0459 | 251.1624 | 230.8596 | 264.5365 | 255.1861 | 275.0039 | 268.5494 | 311.7405 | 279.0493 | 286.044 | 274.1147 | 317.2372 | 357.7901 | 307.3765 | 319.9545 | 335.6404 | 335.6286 | 361.507 | 356.1794 | 342.9944 | 374.0862 | 338.7549 | 340.1734 | 357.5533 | 372.569 | 384.0869 | 394.1043 | 403.2467 | 411.006 | 416.5812 | 421.6787 | 426.6075 | 431.1795 | 435.9427 | 441.1203 | 447.3269 | 454.7583 | 463.3055 | 471.2995 | 479.175 | 487.1283 | 494.7789 | 502.2161 | 509.394 | 516.7794
Northwest | Hospital | Peak | October | All | MW | 169.3629 | 170.747 | 174.7455 | 175.198 | 200.2027 | 186.9767 | 201.4698 | 186.3047 | 209.3249 | 203.8724 | 197.9017 | 199.2828 | 207.7222 | 200.2299 | 209.9082 | 204.362 | 253.2571 | 238.8105 | 215.8229 | 212.6773 | 287.7864 | 266.1496 | 276.8123 | 273.7389 | 250.1579 | 261.5442 | 251.0926 | 253.0443 | 266.6986 | 278.5547 | 287.8393 | 295.7823 | 302.9839 | 309.0145 | 313.1454 | 316.8763 | 320.4287 | 323.6564 | 326.9855 | 330.5956 | 334.9652 | 340.2631 | 346.4049 | 352.0672 | 357.5899 | 363.1186 | 368.3838 | 373.4393 | 378.2361 | 383.161
Northwest | Hospital | Peak | November | All | MW | 175.2938 | 176.7872 | 180.9847 | 181.4281 | 208.1083 | 193.9477 | 209.1957 | 193.011 | 217.8179 | 211.3946 | 210.9741 | 204.7029 | 214.743 | 208.9387 | 242.3649 | 231.8194 | 250.5774 | 257.4897 | 253.8053 | 260.2393 | 297.0668 | 280.8711 | 268.6167 | 259.6665 | 313.5566 | 261.5447 | 254.1602 | 255.998 | 269.6514 | 281.4729 | 290.6914 | 298.5759 | 305.7269 | 311.718 | 315.8065 | 319.5 | 323.0218 | 326.2255 | 329.5366 | 333.136 | 337.5035 | 342.8051 | 348.9585 | 354.638 | 360.1811 | 365.739 | 371.0392 | 376.1326 | 380.9718 | 385.9445
Northwest | Hospital | Peak | December | All | MW | 143.7914 | 145.68 | 149.6948 | 150.3789 | 168.0965 | 158.1727 | 170.4042 | 161.8023 | 176.9796 | 174.1161 | 179.7636 | 171.9725 | 208.818 | 177.2295 | 194.6188 | 184.0399 | 191.5084 | 202.0751 | 189.5083 | 221.7701 | 220.6614 | 222.5756 | 261.3813 | 275.5278 | 220.4074 | 225.0718 | 213.2504 | 215.2233 | 227.0318 | 237.3128 | 245.406 | 252.2904 | 258.5084 | 263.6793 | 267.132 | 270.2218 | 273.1389 | 275.756 | 278.4425 | 281.3585 | 284.9173 | 289.2627 | 294.3263 | 298.9571 | 303.4477 | 307.9257 | 312.1652 | 316.2047 | 320.0008 | 323.8945
Northwest | OtherHealth | Peak | January | All | MW | 377.7147 | 380.7324 | 398.2604 | 403.9511 | 442.7039 | 415.289 | 437.2623 | 425.416 | 454.3513 | 438.5479 | 512.5157 | 470.3741 | 449.7505 | 431.2357 | 473.4966 | 501.8014 | 499.5342 | 456.3573 | 534.8954 | 510.8748 | 508.5606 | 603.573 | 626.5156 | 589.1072 | 521.3807 | 583.01 | 550.2044 | 551.4467 | 573.9606 | 592.837 | 604.7682 | 615.4696 | 624.9501 | 633.0347 | 639.0753 | 644.8969 | 650.4494 | 655.7076 | 661.4164 | 667.6275 | 674.8808 | 683.8535 | 693.8455 | 702.9814 | 712.4476 | 721.9 | 730.8243 | 739.7253 | 748.4103 | 757.1368
Northwest | OtherHealth | Peak | February | All | MW | 386.9301 | 389.7077 | 409.088 | 416.6461 | 453.0411 | 426.1919 | 446.0907 | 441.1053 | 465.1539 | 449.6147 | 532.6686 | 452.7083 | 414.6645 | 451.7783 | 467.4881 | 514.6236 | 495.909 | 497.64 | 475.5136 | 505.0099 | 599.424 | 596.2635 | 589.3794 | 578.9081 | 544.7621 | 611.5912 | 551.546 | 552.7848 | 575.0482 | 593.6401 | 605.2321 | 615.61 | 624.7567 | 632.4984 | 638.2532 | 643.7766 | 649.0201 | 653.957 | 659.3289 | 665.1898 | 672.0729 | 680.65 | 690.2261 | 698.9444 | 707.9781 | 716.9835 | 725.4575 | 733.897 | 742.1124 | 750.3597
Northwest | OtherHealth | Peak | March | All | MW | 372.8303 | 375.2399 | 392.2987 | 398.3164 | 438.1531 | 410.6847 | 432.0112 | 419.5699 | 450.5389 | 433.2544 | 470.978 | 447.8904 | 452.1795 | 456.1472 | 472.7042 | 480.5108 | 517.8475 | 473.6029 | 466.0496 | 452.0668 | 565.8651 | 575.2294 | 584.8227 | 621.4927 | 558.9227 | 562.0757 | 575.8492 | 576.983 | 600.4147 | 620.0511 | 632.4138 | 643.5476 | 653.4321 | 661.8791 | 668.2294 | 674.3624 | 680.2249 | 685.7886 | 691.8303 | 698.4041 | 706.0728 | 715.5439 | 726.0889 | 735.7519 | 745.7675 | 755.7772 | 765.2453 | 774.6978 | 783.9327 | 793.2206
Northwest | OtherHealth | Peak | April | All | MW | 338.3057 | 339.0596 | 352.7819 | 358.3049 | 396.6508 | 372.3168 | 391.2549 | 380.3764 | 410.9454 | 395.9854 | 396.9219 | 418.9308 | 413.1895 | 430.2794 | 444.797 | 463.3125 | 464.4297 | 465.6681 | 441.0172 | 463.7807 | 493.156 | 522.4806 | 575.8625 | 515.1048 | 506.4042 | 515.8524 | 490.9349 | 491.8732 | 512.0928 | 529.1134 | 539.9584 | 549.7606 | 558.5079 | 566.0356 | 571.7406 | 577.2678 | 582.5739 | 587.6349 | 593.1193 | 599.0703 | 605.976 | 614.4447 | 623.849 | 632.5026 | 641.4721 | 650.4481 | 658.9631 | 667.4755 | 675.8116 | 684.2025
Northwest | OtherHealth | Peak | May | All | MW | 302.4449 | 301.0056 | 312.6855 | 318.6472 | 355.0934 | 334.204 | 348.2905 | 341.4805 | 368.0067 | 357.5113 | 403.3282 | 395.8609 | 387.0653 | 413.0515 | 431.1162 | 427.1862 | 486.9753 | 438.1442 | 410.7046 | 445.4008 | 496.8595 | 489.7918 | 517.261 | 495.8176 | 494.8947 | 476.7825 | 465.6017 | 466.5733 | 486.2866 | 503.0125 | 513.9528 | 523.881 | 532.8032 | 540.5524 | 546.5115 | 552.2939 | 557.8696 | 563.2217 | 568.9991 | 575.2349 | 582.414 | 591.1209 | 600.7435 | 609.6385 | 618.8594 | 628.1009 | 636.8909 | 645.6914 | 654.3386 | 663.0447
Northwest | OtherHealth | Peak | June | All | MW | 473.7614 | 466.5353 | 474.555 | 478.6263 | 570.9996 | 526.1277 | 554.0143 | 498.989 | 585.2223 | 555.387 | 571.0649 | 562.9584 | 617.6992 | 585.7793 | 648.5835 | 609.1434 | 728.585 | 742.1971 | 700.4435 | 682.126 | 765.535 | 695.0254 | 800.5214 | 671.9038 | 700.2827 | 680.5298 | 668.5582 | 668.1857 | 696.9447 | 721.4732 | 738.1202 | 753.7553 | 768.322 | 781.5136 | 792.2708 | 802.9908 | 813.6098 | 824.1107 | 835.4189 | 847.55 | 861.2452 | 877.3649 | 895.0336 | 911.8095 | 929.2563 | 946.9647 | 964.1658 | 981.5761 | 998.9325 | 1016.552
Northwest | OtherHealth | Peak | July | All | MW | 462.4097 | 459.2125 | 466.5978 | 472.6287 | 559.0235 | 514.2308 | 542.8278 | 497.3956 | 567.7556 | 547.4619 | 593.0453 | 560.6799 | 662.1658 | 584.1395 | 626.539 | 566.5166 | 695.1961 | 751.0089 | 700.7415 | 722.8309 | 754.8693 | 751.231 | 772.4536 | 761.9862 | 751.7988 | 722.9269 | 731.6268 | 730.848 | 762.1981 | 788.9348 | 807.1245 | 824.2643 | 840.2999 | 854.8912 | 866.8901 | 878.8748 | 890.7867 | 902.6061 | 915.3442 | 929.0115 | 944.4255 | 962.5226 | 982.3466 | 1001.23 | 1020.887 | 1040.861 | 1060.304 | 1080.009 | 1099.695 | 1119.699
Northwest | OtherHealth | Peak | August | All | MW | 453.0444 | 450.2188 | 457.1091 | 462.8104 | 548.4165 | 503.2326 | 532.2196 | 485.8073 | 555.5111 | 535.2945 | 581.9628 | 575.8154 | 645.3943 | 580.7217 | 609.2468 | 569.9763 | 685.8003 | 702.9173 | 708.9485 | 716.6702 | 678.7721 | 704.5641 | 781.9855 | 717.1522 | 762.5573 | 746.3624 | 748.9984 | 748.1078 | 780.1357 | 807.4225 | 825.9855 | 843.499 | 859.905 | 874.8564 | 887.176 | 899.4974 | 911.7592 | 923.9391 | 937.0681 | 951.1578 | 967.0419 | 985.6782 | 1006.093 | 1025.562 | 1045.834 | 1066.442 | 1086.522 | 1106.882 | 1127.233 | 1147.922
Northwest | OtherHealth | Peak | September | All | MW | 395.0454 | 391.6855 | 399.5207 | 403.1582 | 471.0333 | 435.5483 | 461.406 | 422.3566 | 486.1893 | 462.0378 | 501.8695 | 487.1358 | 563.7249 | 504.0981 | 518.2411 | 494.1854 | 575.3593 | 646.6763 | 557.7507 | 579.3557 | 623.3501 | 617.3046 | 635.7438 | 632.7737 | 615.7028 | 670.9804 | 617.8753 | 618.0037 | 644.4941 | 667.0705 | 682.223 | 696.3084 | 709.3113 | 720.9723 | 730.2979 | 739.5502 | 748.664 | 757.6176 | 767.2645 | 777.6321 | 789.3866 | 803.3217 | 818.6315 | 833.083 | 848.0952 | 863.2894 | 877.9873 | 892.8266 | 907.5651 | 922.5041
Northwest | OtherHealth | Peak | October | All | MW | 351.0143 | 352.8214 | 366.3073 | 370.1234 | 411.834 | 385.2331 | 407.9818 | 387.327 | 423.9091 | 407.2675 | 402.2716 | 398.0912 | 407.9813 | 403.5909 | 424.5263 | 410.303 | 510.1808 | 468.0847 | 428.8441 | 426.01 | 588.1573 | 542.9106 | 547.7355 | 538.0605 | 502.3395 | 527.0232 | 508.9567 | 510.0374 | 531.3677 | 549.4176 | 561.0786 | 571.6293 | 581.0756 | 589.244 | 595.4463 | 601.4672 | 607.2597 | 612.7989 | 618.7863 | 625.2657 | 632.7513 | 641.881 | 651.9972 | 661.327 | 670.9904 | 680.6649 | 689.8549 | 699.0453 | 708.0524 | 717.1209
Northwest | OtherHealth | Peak | November | All | MW | 391.8502 | 393.5967 | 411.171 | 417.6461 | 460.4541 | 431.6219 | 453.6042 | 440.3664 | 474.085 | 455.1927 | 464.629 | 440.178 | 450.3814 | 457.6553 | 532.9645 | 504.8944 | 546.4539 | 538.2917 | 541.2971 | 563.577 | 655.3809 | 614.0857 | 572.2889 | 550.0455 | 676.5735 | 565.4481 | 553.6907 | 554.7939 | 577.4832 | 596.5117 | 608.5933 | 619.4814 | 629.1721 | 637.4817 | 643.7626 | 649.8394 | 655.6615 | 661.2037 | 667.2162 | 673.7476 | 681.3456 | 690.6925 | 701.0848 | 710.6302 | 720.525 | 730.4254 | 739.8053 | 749.1794 | 758.3516 | 767.5827
Northwest | OtherHealth | Peak | December | All | MW | 351.8883 | 354.3778 | 372.4227 | 380.2332 | 408.2901 | 386.3026 | 402.8767 | 406.1672 | 420.6131 | 409.1748 | 434.8543 | 404.4804 | 477.489 | 425.1978 | 468.6571 | 438.3688 | 457.3046 | 459.8634 | 441.291 | 525.7568 | 529.832 | 532.9088 | 616.2902 | 637.499 | 525.051 | 538.5877 | 509.8918 | 511.3134 | 531.8837 | 549.0453 | 559.6843 | 569.1622 | 577.4481 | 584.386 | 589.4785 | 594.3239 | 598.8809 | 603.1246 | 607.7432 | 612.7904 | 618.7551 | 626.2563 | 634.6499 | 642.2278 | 650.0703 | 657.8555 | 665.1281 | 672.3429 | 679.3286 | 686.32
Northwest | Assembly | Peak | January | All | MW | 472.9591 | 477.8379 | 506.2383 | 510.8797 | 538.1116 | 518.5734 | 533.8639 | 552.9274 | 554.7632 | 558.8774 | 655.306 | 605.5488 | 575.6581 | 580.9568 | 636.5289 | 674.3316 | 660.8038 | 595.7113 | 715.333 | 672.9139 | 665.8277 | 795.8257 | 833.1793 | 784.0643 | 695.7001 | 775.702 | 726.1694 | 744.2042 | 789.7532 | 815.4511 | 822.2988 | 828.1661 | 831.129 | 835.6097 | 840.2058 | 844.5709 | 846.8572 | 849.8768 | 856.1408 | 865.4238 | 876.4695 | 890.0908 | 908.624 | 929.2573 | 951.2861 | 973.6262 | 994.6187 | 1015.755 | 1036.928 | 1057.201
Northwest | Assembly | Peak | February | All | MW | 454.5214 | 459.4425 | 486.498 | 491.1385 | 517.3652 | 498.6428 | 513.7599 | 531.7745 | 534.289 | 538.0738 | 637.1665 | 547.7313 | 501.3916 | 568.3553 | 586.6536 | 646.8168 | 614.2723 | 614.3757 | 598.8608 | 623.2835 | 735.0963 | 739.5291 | 737.0504 | 720.8651 | 683.7285 | 766.1214 | 683.7057 | 700.4545 | 743.1373 | 767.2199 | 773.5475 | 778.8917 | 781.5347 | 785.6255 | 789.8159 | 793.8057 | 795.8461 | 798.5834 | 804.3783 | 813.0152 | 823.3122 | 836.0338 | 853.3699 | 872.6794 | 893.3109 | 914.2367 | 933.9074 | 953.7175 | 973.5647 | 992.5741
Northwest | Assembly | Peak | March | All | MW | 414.9398 | 420.0501 | 443.6012 | 447.1423 | 470.5093 | 454.333 | 469.9065 | 484.1089 | 487.4209 | 492.2531 | 532.6994 | 511.7194 | 512.3694 | 546.5574 | 564.15 | 573.3853 | 607.2408 | 547.8213 | 553.4121 | 528.7426 | 656.8443 | 676.916 | 696.1889 | 734.8527 | 666.8765 | 670.6253 | 677.7892 | 694.2134 | 736.5568 | 760.5755 | 766.8876 | 772.2232 | 774.9091 | 779.0408 | 783.1631 | 787.1037 | 789.1352 | 791.8654 | 797.6116 | 806.1832 | 816.4087 | 829.0405 | 846.257 | 865.4407 | 885.9417 | 906.7376 | 926.2982 | 945.9935 | 965.7357 | 984.6464
Northwest | Assembly | Peak | April | All | MW | 390.2545 | 393.6738 | 413.4821 | 416.7925 | 441.367 | 426.5261 | 441.2832 | 454.0524 | 460.5571 | 465.2242 | 464.0499 | 494.8917 | 483.9412 | 532.7817 | 548.6879 | 572.8859 | 564.4116 | 557.1619 | 541.5768 | 560.4161 | 592.911 | 635.1656 | 705.5195 | 631.158 | 622.2502 | 633.0867 | 596.4806 | 610.4725 | 647.5612 | 668.646 | 674.2292 | 678.9789 | 681.4405 | 685.1801 | 688.8489 | 692.3893 | 694.3348 | 696.9116 | 702.1254 | 709.8491 | 719.035 | 730.3806 | 745.7719 | 762.9493 | 781.3141 | 799.9527 | 817.5588 | 835.3011 | 853.1155 | 870.2533
Northwest | Assembly | Peak | May | All | MW | 344.8224 | 345.528 | 361.7419 | 365.2719 | 390.9458 | 377.4585 | 388.6246 | 398.0839 | 406.6379 | 411.2363 | 462.7514 | 459.1857 | 445.8935 | 499.359 | 519.6678 | 517.4719 | 580.7219 | 516.3277 | 495.0986 | 526.2358 | 582.4263 | 581.3413 | 620.9732 | 591.1359 | 594.0572 | 572.1953 | 552.3265 | 564.5901 | 598.7206 | 618.22 | 623.4591 | 627.9928 | 630.4469 | 634.0977 | 637.6303 | 641.0735 | 643.2113 | 645.9707 | 651.1343 | 658.6588 | 667.5706 | 678.5429 | 693.3061 | 709.8298 | 727.4642 | 745.4044 | 762.4364 | 779.628 | 796.9487 | 813.6945
Northwest | Assembly | Peak | June | All | MW | 473.9334 | 472.4756 | 493.5275 | 500.2863 | 533.5906 | 517.7493 | 528.8661 | 544.2946 | 549.8731 | 559.8378 | 573.0722 | 560.7818 | 588.52 | 638.5548 | 703.0189 | 656.1609 | 759.9507 | 718.7857 | 714.1119 | 701.882 | 787.3025 | 713.5634 | 823.8461 | 705.1829 | 721.1763 | 697.4775 | 684.7479 | 698.9574 | 741.1133 | 765.3941 | 772.3343 | 778.7607 | 782.7216 | 788.1599 | 793.347 | 798.4933 | 802.2349 | 806.7742 | 814.2492 | 824.7336 | 836.947 | 851.8672 | 871.5469 | 893.597 | 917.1329 | 941.0787 | 964.0768 | 987.3256 | 1010.829 | 1033.808
Northwest | Assembly | Peak | July | All | MW | 511.0189 | 512.179 | 534.4769 | 542.7521 | 579.5847 | 559.3232 | 572.9776 | 591.8856 | 591.5233 | 606.4862 | 655.924 | 616.2894 | 701.7902 | 698.6653 | 747.1143 | 672.5487 | 799.5818 | 808.7188 | 789.8381 | 818.8024 | 855.7916 | 848.8773 | 873.6976 | 878.1262 | 850.1916 | 814.7855 | 824.2546 | 840.1989 | 890.3364 | 919.3477 | 927.8122 | 935.9315 | 941.246 | 948.3891 | 955.2923 | 962.2284 | 967.6193 | 974.0176 | 983.9329 | 997.5215 | 1013.24 | 1032.302 | 1057.161 | 1085.001 | 1114.721 | 1145.016 | 1174.298 | 1203.956 | 1234.025 | 1263.574
Northwest | Assembly | Peak | August | All | MW | 456.3297 | 458.0755 | 478.8435 | 486.6239 | 515.5931 | 498.3554 | 510.5646 | 531.2172 | 525.2808 | 541.0854 | 586.5713 | 575.5718 | 618.9859 | 636.0768 | 665.1008 | 618.4387 | 719.0515 | 685.0112 | 726.0611 | 740.6252 | 702.899 | 726.5662 | 805.648 | 755.5159 | 785.8056 | 766.0426 | 769.2549 | 784.0697 | 830.6974 | 857.5897 | 865.3018 | 872.605 | 877.3123 | 883.7236 | 889.9056 | 896.1382 | 900.9202 | 906.6422 | 915.6215 | 928.0146 | 942.3917 | 959.8578 | 982.7086 | 1008.311 | 1035.664 | 1063.546 | 1090.488 | 1117.766 | 1145.424 | 1172.581
Northwest | Assembly | Peak | September | All | MW | 426.4508 | 426.8778 | 444.8044 | 449.87 | 480.7101 | 464.7154 | 478.8324 | 489.5471 | 498.9881 | 504.895 | 546.6849 | 529.3164 | 592.8369 | 591.5108 | 605.4841 | 576.1406 | 652.9287 | 693.8924 | 625.3552 | 650.9736 | 698.9515 | 692.501 | 717.9478 | 722.9495 | 695.3533 | 755.117 | 691.6545 | 706.2977 | 748.9014 | 773.4451 | 780.3896 | 786.6889 | 790.4806 | 795.7886 | 800.8553 | 805.8629 | 809.3224 | 813.5807 | 820.8856 | 831.211 | 843.2828 | 858.0565 | 877.6281 | 899.5215 | 922.916 | 946.7205 | 969.5192 | 992.5818 | 1015.864 | 1038.58
Northwest | Assembly | Peak | October | All | MW | 446.0543 | 450.2558 | 476.045 | 481.0951 | 503.1604 | 487.6232 | 501.5268 | 521.8856 | 520.4758 | 527.1463 | 522.6187 | 517.525 | 520.0505 | 557.4381 | 584.5388 | 563.039 | 686.1537 | 608.5189 | 577.3754 | 570.6199 | 784.876 | 727.5259 | 743.9858 | 729.7996 | 681.8611 | 714.2613 | 682.8094 | 699.6047 | 742.4665 | 766.77 | 773.172 | 778.646 | 781.4254 | 785.6282 | 789.8116 | 793.7952 | 795.8597 | 798.5994 | 804.3439 | 812.9352 | 823.1481 | 835.7979 | 853.0316 | 872.2469 | 892.7849 | 913.562 | 933.1141 | 952.7641 | 972.4344 | 991.2935
Northwest | Assembly | Peak | November | All | MW | 407.3899 | 411.2602 | 433.5842 | 437.05 | 463.5872 | 446.4306 | 461.6354 | 472.2906 | 480.2226 | 482.3023 | 491.1194 | 470.2338 | 478.8707 | 510.7124 | 592.8682 | 562.4348 | 599.0861 | 585.1332 | 602.274 | 616.1918 | 710.8514 | 674.3757 | 635.6277 | 606.6205 | 753.5854 | 629.0535 | 608.2189 | 622.3694 | 659.9603 | 681.2465 | 686.8365 | 691.5327 | 693.8983 | 697.5812 | 701.2871 | 704.8583 | 706.8019 | 709.3933 | 714.7075 | 722.5812 | 731.9442 | 743.5239 | 759.2218 | 776.7435 | 795.483 | 814.5095 | 832.4903 | 850.6306 | 868.8423 | 886.3881
Northwest | Assembly | Peak | December | All | MW | 483.1064 | 487.9872 | 516.4218 | 521.6398 | 546.9247 | 528.6895 | 543.8756 | 568.5794 | 567.1055 | 572.3366 | 607.5035 | 572.7578 | 679.1486 | 623.4255 | 685.8936 | 644.2816 | 663.2753 | 668.2378 | 651.8071 | 758.3284 | 761.5955 | 773.1969 | 895.2757 | 931.4232 | 767.0311 | 784.9639 | 739.0696 | 757.8801 | 804.5225 | 830.8003 | 837.7718 | 843.7236 | 846.6733 | 851.134 | 855.676 | 859.9601 | 862.0834 | 864.9246 | 871.0418 | 880.2155 | 891.1484 | 904.6761 | 923.1664 | 943.7531 | 965.7362 | 987.9826 | 1008.837 | 1029.791 | 1050.744 | 1070.756
Northwest | Other | Peak | January | All | MW | 800.9372 | 807.983 | 859.8005 | 870.326 | 926.3013 | 888.3842 | 918.4136 | 942.8607 | 960.8965 | 957.0199 | 1133.257 | 1048.019 | 1001.175 | 1003.295 | 1105.626 | 1173.379 | 1149.215 | 1030.285 | 1222.015 | 1141.332 | 1137.128 | 1375.368 | 1404.84 | 1324.502 | 1184.453 | 1310.825 | 1227.165 | 1240.599 | 1295.183 | 1344.915 | 1380.823 | 1408.605 | 1435.533 | 1460.454 | 1480.068 | 1503.741 | 1528.184 | 1554.71 | 1584.025 | 1612.579 | 1645.82 | 1681.416 | 1718.159 | 1752.693 | 1789.902 | 1823.939 | 1859.894 | 1894.592 | 1927.746 | 1960.262
Northwest | Other | Peak | February | All | MW | 774.4875 | 781.7793 | 831.4002 | 841.7603 | 895.6004 | 859.3022 | 889.1093 | 912.6016 | 930.87 | 927.2645 | 1108.187 | 953.4869 | 876.9855 | 987.5961 | 1025.208 | 1132.265 | 1074.552 | 1068.803 | 1029.328 | 1063.8 | 1266.21 | 1286.318 | 1246.452 | 1227.359 | 1168.706 | 1298.287 | 1162.131 | 1174.653 | 1226.206 | 1273.21 | 1307.043 | 1333.135 | 1358.437 | 1381.862 | 1400.234 | 1422.467 | 1445.437 | 1470.376 | 1497.955 | 1524.818 | 1556.13 | 1589.67 | 1624.288 | 1656.824 | 1691.897 | 1723.973 | 1757.867 | 1790.561 | 1821.813 | 1852.452
Northwest | Other | Peak | March | All | MW | 704.9423 | 712.8421 | 755.7921 | 763.7899 | 811.975 | 780.4943 | 811.2415 | 827.7596 | 846.7708 | 846.0329 | 923.496 | 888.3376 | 893.8633 | 946.7792 | 982.665 | 1000.376 | 1058.682 | 950.5428 | 948.5315 | 899.5965 | 1130.176 | 1168.226 | 1164.403 | 1244.363 | 1130.204 | 1121.589 | 1143.639 | 1155.551 | 1206.259 | 1252.687 | 1285.895 | 1311.555 | 1336.508 | 1359.645 | 1377.633 | 1399.463 | 1422.029 | 1446.533 | 1473.666 | 1500.107 | 1530.963 | 1564.032 | 1598.16 | 1630.265 | 1664.9 | 1696.584 | 1730.091 | 1762.396 | 1793.331 | 1823.645
Northwest | Other | Peak | April | All | MW | 647.8187 | 652.6313 | 687.6958 | 694.7495 | 745.45 | 716.2402 | 745.1955 | 756.9064 | 782.8831 | 781.3824 | 786.5618 | 840.5932 | 827.5109 | 901.1661 | 933.2735 | 974.9443 | 960.5538 | 945.7028 | 906.9628 | 930.7979 | 997.3069 | 1065.766 | 1146.739 | 1044.647 | 1025.71 | 1026.671 | 978.5584 | 987.7315 | 1030.647 | 1069.987 | 1097.985 | 1119.708 | 1140.96 | 1160.757 | 1176.182 | 1194.934 | 1214.377 | 1235.54 | 1259.04 | 1282.04 | 1308.863 | 1337.661 | 1367.443 | 1395.588 | 1425.987 | 1453.924 | 1483.513 | 1512.131 | 1539.674 | 1566.732
Northwest | Other | Peak | May | All | MW | 568.4697 | 568.6858 | 596.0415 | 602.5857 | 655.7244 | 628.931 | 651.2756 | 657.1047 | 686.6213 | 686.3894 | 778.4714 | 775.1472 | 759.7742 | 837.5283 | 876.1775 | 872.3943 | 979.6082 | 872.9654 | 825.372 | 869.4821 | 983.0048 | 965.8267 | 987.3751 | 982.1021 | 962.8925 | 905.4988 | 894.4741 | 901.4557 | 940.1845 | 975.9883 | 1001.205 | 1021.1 | 1040.769 | 1059.222 | 1073.856 | 1091.409 | 1109.59 | 1129.49 | 1151.708 | 1173.671 | 1199.05 | 1226.381 | 1254.798 | 1281.862 | 1311.143 | 1338.234 | 1366.981 | 1394.972 | 1422.102 | 1448.873
Northwest | Other | Peak | June | All | MW | 741.6561 | 737.2988 | 767.4318 | 777.3909 | 854.5695 | 819.3598 | 844.2415 | 843.7581 | 885.6793 | 887.0064 | 915.4867 | 902.0771 | 962.2514 | 1010.722 | 1118.305 | 1044.712 | 1215.342 | 1164.456 | 1135.26 | 1100.542 | 1269.653 | 1119.58 | 1228.868 | 1124.286 | 1098.89 | 1030.976 | 1045.241 | 1050.618 | 1094.661 | 1135.38 | 1163.885 | 1187.128 | 1210.496 | 1232.753 | 1250.862 | 1272.428 | 1294.885 | 1319.587 | 1347.269 | 1374.962 | 1406.74 | 1441.066 | 1476.953 | 1511.569 | 1549.052 | 1584.201 | 1621.57 | 1658.299 | 1694.306 | 1730.093
Northwest | Other | Peak | July | All | MW | 812.6252 | 812.2344 | 842.7978 | 854.83 | 943.7751 | 898.7045 | 929.546 | 929.8268 | 967.1091 | 975.6671 | 1063.282 | 1006.829 | 1165.398 | 1119.908 | 1201.799 | 1083.212 | 1295.196 | 1331.926 | 1276.738 | 1303.634 | 1418.654 | 1357.058 | 1304.284 | 1446.062 | 1300.561 | 1203.543 | 1275.763 | 1280.455 | 1333.192 | 1381.928 | 1415.828 | 1444.079 | 1472.727 | 1500.318 | 1523.274 | 1550.339 | 1578.546 | 1609.709 | 1644.679 | 1679.923 | 1720.094 | 1763.546 | 1809.14 | 1853.421 | 1901.36 | 1946.658 | 1994.805 | 2042.409 | 2089.296 | 2136.112
Northwest | Other | Peak | August | All | MW | 715.1947 | 715.9496 | 743.7906 | 754.9672 | 828.4326 | 789.459 | 817.1736 | 822.0412 | 847.4003 | 858.1733 | 937.554 | 927.5624 | 1014.655 | 1004.521 | 1053.977 | 981.3896 | 1148.574 | 1112.929 | 1156.92 | 1161.562 | 1144.628 | 1142.966 | 1189.083 | 1222.19 | 1187.44 | 1118.703 | 1173.296 | 1177.513 | 1225.761 | 1270.231 | 1301.081 | 1326.597 | 1352.454 | 1377.388 | 1398.031 | 1422.476 | 1447.989 | 1476.217 | 1507.906 | 1539.839 | 1576.308 | 1615.77 | 1657.174 | 1697.377 | 1740.91 | 1782.048 | 1825.769 | 1868.991 | 1911.548 | 1954.048
Northwest | Other | Peak | September | All | MW | 678.8918 | 678.236 | 705.637 | 713.7138 | 782.2213 | 748.4222 | 778.0349 | 775.5195 | 817.1836 | 814.1937 | 888.6943 | 865.6347 | 982.3875 | 954.9506 | 982.3557 | 934.9377 | 1063.352 | 1138.943 | 1008.495 | 1036.48 | 1141.31 | 1104.159 | 1091.362 | 1165.599 | 1079.249 | 1138.514 | 1074.358 | 1080.698 | 1126.385 | 1168.552 | 1198.248 | 1222.148 | 1246.094 | 1268.788 | 1286.974 | 1308.897 | 1331.785 | 1356.852 | 1384.888 | 1412.771 | 1444.996 | 1479.76 | 1515.989 | 1550.801 | 1588.482 | 1623.687 | 1661.124 | 1697.77 | 1733.613 | 1769.137
Northwest | Other | Peak | October | All | MW | 750.4773 | 756.5496 | 803.1406 | 813.9271 | 860.1107 | 829.729 | 857.2333 | 883.9315 | 895.3739 | 897.1113 | 897.4332 | 889.7065 | 898.5217 | 956.1487 | 1008.177 | 972.4887 | 1184.454 | 1045.218 | 979.6819 | 961.3013 | 1333.216 | 1242.512 | 1237.714 | 1219.308 | 1148.389 | 1188.815 | 1141.913 | 1154.074 | 1204.784 | 1251.206 | 1284.358 | 1310.019 | 1334.93 | 1357.972 | 1375.915 | 1397.669 | 1420.115 | 1444.463 | 1471.407 | 1497.633 | 1528.242 | 1561.031 | 1594.837 | 1626.602 | 1660.875 | 1692.174 | 1725.268 | 1757.124 | 1787.61 | 1817.442
Northwest | Other | Peak | November | All | MW | 686.2828 | 691.8282 | 731.9556 | 739.5516 | 794.3347 | 760.7147 | 790.8302 | 799.5891 | 828.3824 | 821.8958 | 844.506 | 810.0274 | 830.0432 | 876.5771 | 1023.509 | 972.527 | 1035.901 | 1008.125 | 1023.954 | 1039.051 | 1215.663 | 1153.651 | 1050.465 | 1024.537 | 1261.85 | 1038.926 | 1015.646 | 1025.229 | 1069.672 | 1110.321 | 1139.369 | 1161.843 | 1183.821 | 1204.264 | 1220.335 | 1239.853 | 1260.096 | 1282.126 | 1306.588 | 1330.533 | 1358.441 | 1388.405 | 1419.405 | 1448.704 | 1480.341 | 1509.421 | 1540.225 | 1570.035 | 1598.72 | 1626.91
Northwest | Other | Peak | December | All | MW | 807.5833 | 814.5502 | 866.3983 | 878.1277 | 929.864 | 894.5003 | 924.0464 | 957.8984 | 969.952 | 967.5076 | 1038.019 | 979.067 | 1165.974 | 1063.652 | 1177.029 | 1106.377 | 1138.518 | 1138.95 | 1097.464 | 1268.162 | 1275.829 | 1316.329 | 1499.01 | 1540.255 | 1294.496 | 1317.551 | 1233.378 | 1247.541 | 1302.686 | 1352.87 | 1389.133 | 1417.05 | 1444.005 | 1468.862 | 1488.26 | 1511.762 | 1536.008 | 1562.271 | 1591.255 | 1619.384 | 1652.23 | 1687.366 | 1723.561 | 1757.462 | 1793.982 | 1827.264 | 1862.401 | 1896.195 | 1928.386 | 1959.875
Northwest | Commercial | Peak | January | All | MW | 5535.862 | 5664.386 | 5948.457 | 6022.004 | 6479.828 | 6182.136 | 6393.625 | 6471.542 | 6675.916 | 6684.791 | 7734.926 | 7137.621 | 6810.193 | 6663.676 | 7253.227 | 7653.194 | 7500.604 | 6827.251 | 8033.715 | 7560.035 | 7522.186 | 8936.759 | 9205.38 | 8828.951 | 7740.221 | 8599.223 | 8132.009 | 8171.606 | 8503.954 | 8741.307 | 8833.211 | 8891.002 | 8941.234 | 8997.698 | 9048.56 | 9097.917 | 9160.078 | 9226.039 | 9303.618 | 9392.209 | 9493.474 | 9613.399 | 9749.399 | 9882.194 | 10025.57 | 10165.69 | 10305.9 | 10442.43 | 10577.96 | 10716.75
Northwest | Commercial | Peak | February | All | MW | 5521.91 | 5624.288 | 5912.965 | 5997.431 | 6428.439 | 6141.983 | 6338.685 | 6455.397 | 6625.993 | 6638.179 | 7769.576 | 6658.366 | 6104.932 | 6745.61 | 6919.199 | 7590.011 | 7204.631 | 7245.154 | 6933.12 | 7235.133 | 8588.916 | 8575.753 | 8385.541 | 8399.769 | 7841.661 | 8751.479 | 7908.075 | 7948.771 | 8274.918 | 8508.906 | 8599.573 | 8656.778 | 8707.28 | 8764.376 | 8816.273 | 8865.847 | 8928.703 | 8994.583 | 9071.136 | 9158.515 | 9257.898 | 9375.126 | 9507.908 | 9637.313 | 9777.241 | 9913.844 | 10050.68 | 10183.46 | 10315.28 | 10450.39
Northwest | Commercial | Peak | March | All | MW | 5206.763 | 5312.849 | 5574.631 | 5649.295 | 6076.521 | 5803.986 | 6002.459 | 6078.968 | 6275.369 | 6281.159 | 6746.474 | 6450.229 | 6480.39 | 6706.838 | 6884.274 | 6963.723 | 7381.802 | 6705.851 | 6638.705 | 6356.171 | 7957.069 | 8092.255 | 8156.468 | 8853.723 | 7881.758 | 7869.903 | 8085.83 | 8124.747 | 8456.011 | 8693.982 | 8785.391 | 8843.578 | 8894.803 | 8952.45 | 9004.343 | 9054.213 | 9117.396 | 9184.12 | 9261.929 | 9350.628 | 9451.621 | 9570.791 | 9705.594 | 9837.212 | 9979.268 | 10118.18 | 10257.38 | 10392.57 | 10526.98 | 10664.73
Northwest | Commercial | Peak | April | All | MW | 4937.351 | 5016.856 | 5243.733 | 5318.082 | 5723.054 | 5482.018 | 5661.772 | 5762.667 | 5948.018 | 5970.343 | 5908.368 | 6259.852 | 6118.654 | 6584.958 | 6741.917 | 6995.111 | 6886.784 | 6815.339 | 6511.753 | 6771.936 | 7204.13 | 7617.082 | 8335.857 | 7624.25 | 7399.049 | 7486.177 | 7151.102 | 7183.906 | 7478.608 | 7690.528 | 7772.309 | 7824.622 | 7870.787 | 7923.007 | 7970.066 | 8015.151 | 8072.284 | 8132.223 | 8201.938 | 8281.6 | 8372.056 | 8479.061 | 8600.228 | 8718.491 | 8846.111 | 8971.201 | 9096.308 | 9218.101 | 9339.229 | 9463.525
Northwest | Commercial | Peak | May | All | MW | 4596.73 | 4643.523 | 4849.103 | 4932.521 | 5338.827 | 5113.282 | 5236.566 | 5343.868 | 5511.003 | 5543.477 | 6195.455 | 6087.645 | 5885.646 | 6490.018 | 6710.916 | 6633.421 | 7427.213 | 6584.741 | 6225.122 | 6669.228 | 7459.688 | 7294.052 | 7651.124 | 7529.287 | 7374.111 | 7041.305 | 6931.547 | 6957.793 | 7241.793 | 7446.283 | 7525.775 | 7577.353 | 7623.541 | 7675.663 | 7723.282 | 7768.683 | 7825.94 | 7886.214 | 7956.216 | 8036.09 | 8126.432 | 8233.461 | 8354.765 | 8473.262 | 8601.121 | 8726.747 | 8852.298 | 8975.596 | 9098.623 | 9225.068
Northwest | Commercial | Peak | June | All | MW | 6235.066 | 6264.341 | 6459.125 | 6538.018 | 7380.445 | 6972.039 | 7160.252 | 6937.168 | 7511.33 | 7433.275 | 7576.177 | 7414.214 | 7928.893 | 8019.326 | 8787.703 | 8199.461 | 9567.038 | 9374.839 | 9012.114 | 8767.901 | 9903.676 | 8820.168 | 10114.16 | 8809.696 | 8871.223 | 8533.458 | 8489.008 | 8502.275 | 8850.95 | 9105.9 | 9215.366 | 9300.005 | 9379.31 | 9466.091 | 9547.103 | 9626.549 | 9720.34 | 9818.944 | 9931.028 | 10056.42 | 10196.21 | 10359.46 | 10542.63 | 10723.38 | 10916.74 | 11108.91 | 11301.38 | 11493.5 | 11686.51 | 11885.47
Northwest | Commercial | Peak | July | All | MW | 6196.265 | 6267.001 | 6480.764 | 6586.967 | 7335.513 | 6932.108 | 7118.011 | 7027.49 | 7411.923 | 7434.448 | 7991.686 | 7493.045 | 8630.934 | 8144.227 | 8666.288 | 7784.188 | 9291.603 | 9629.66 | 9153.94 | 9445.087 | 9969.082 | 9710.368 | 9896.197 | 10173.28 | 9636.836 | 9190.938 | 9437.402 | 9449.603 | 9837.89 | 10122.47 | 10245.86 | 10343.91 | 10436.21 | 10537.11 | 10631.59 | 10725.08 | 10833.88 | 10948.49 | 11078.71 | 11224.04 | 11385.89 | 11574.55 | 11786.07 | 11995.37 | 12219.07 | 12441.93 | 12665.08 | 12888.62 | 13113.26 | 13344.55
Northwest | Commercial | Peak | August | All | MW | 5863.269 | 5931.54 | 6128.137 | 6224.757 | 6963.771 | 6557.512 | 6744.708 | 6616.522 | 7014.615 | 7021.295 | 7576.924 | 7436.443 | 8141.207 | 7809.904 | 8128.595 | 7553.423 | 8843.901 | 8716.113 | 8944.497 | 9041.234 | 8644.917 | 8789.873 | 9688.656 | 9233.62 | 9447.61 | 9178.981 | 9330.256 | 9337.359 | 9716.946 | 9993.872 | 10112.51 | 10206.51 | 10295.12 | 10392.55 | 10484.27 | 10575.26 | 10681.59 | 10793.79 | 10921.35 | 11063.95 | 11222.88 | 11408.54 | 11616.76 | 11822.98 | 12043.32 | 12263.3 | 12483.54 | 12704.49 | 12926.73 | 13155.95
Northwest | Commercial | Peak | September | All | MW | 5531.428 | 5582.3 | 5768.03 | 5844.407 | 6484.89 | 6155.215 | 6352.163 | 6257.508 | 6671.046 | 6628.045 | 7137.671 | 6886.093 | 7788.008 | 7410.674 | 7545.907 | 7156.47 | 8134.563 | 8825.412 | 7753.2 | 8047.839 | 8695.376 | 8469.386 | 8710.231 | 8941.365 | 8464.318 | 9136.781 | 8480.172 | 8502.869 | 8854.947 | 9112.55 | 9221.352 | 9302.016 | 9376.897 | 9459.549 | 9535.646 | 9609.556 | 9698.401 | 9791.304 | 9897.098 | 10015.93 | 10148.56 | 10303.37 | 10477.16 | 10648.06 | 10831.25 | 11012.48 | 11194.21 | 11374.04 | 11554.31 | 11739.98
Northwest | Commercial | Peak | October | All | MW | 5548.368 | 5665.147 | 5926.339 | 5999.693 | 6449.122 | 6172.962 | 6389.562 | 6448.853 | 6663.271 | 6692.022 | 6546.328 | 6482.492 | 6560.301 | 6767.132 | 7049.232 | 6770.562 | 8261.816 | 7441.994 | 6903.202 | 6810.834 | 9397.118 | 8631.996 | 8694.722 | 8691.264 | 8030.971 | 8368.229 | 8096.356 | 8137.019 | 8474.01 | 8718.205 | 8815.122 | 8877.399 | 8932.496 | 8994.277 | 9049.599 | 9102.468 | 9169.378 | 9239.575 | 9320.88 | 9413.429 | 9518.194 | 9641.176 | 9779.98 | 9915.35 | 10061.4 | 10204.18 | 10347.28 | 10486.29 | 10624.51 | 10766.25
Northwest | Commercial | Peak | November | All | MW | 5364.154 | 5457.311 | 5713.235 | 5787.713 | 6268.426 | 5972.476 | 6174.907 | 6211.675 | 6466.255 | 6443.549 | 6502.298 | 6195.504 | 6323.75 | 6550.396 | 7556.592 | 7131.419 | 7600.815 | 7476.699 | 7548.2 | 7747.555 | 9006.867 | 8434.303 | 7804.781 | 7659.796 | 9324.449 | 7735.528 | 7595.879 | 7625.137 | 7932.231 | 8151.621 | 8235.21 | 8286.479 | 8331.993 | 8384.058 | 8431.679 | 8477.542 | 8536.493 | 8598.783 | 8671.621 | 8755.182 | 8850.421 | 8963.366 | 9091.562 | 9216.906 | 9352.491 | 9485.486 | 9618.956 | 9749.275 | 9879.176 | 10012.81
Northwest | Commercial | Peak | December | All | MW | 5388.877 | 5505.231 | 5783.769 | 5872.461 | 6248.962 | 5996.717 | 6185.142 | 6375.618 | 6483.273 | 6523.133 | 6837.705 | 6430.372 | 7629.604 | 6844.052 | 7483.437 | 6995.915 | 7193.727 | 7285.451 | 6982.836 | 8147.641 | 8212.312 | 8303.99 | 9491.028 | 10001.71 | 8179.487 | 8346.835 | 7917.505 | 7967.961 | 8300.6 | 8540.966 | 8637.064 | 8700.314 | 8755.501 | 8816.305 | 8870.47 | 8921.974 | 8986.215 | 9053.314 | 9131.064 | 9219.329 | 9319.52 | 9436.992 | 9569.629 | 9698.619 | 9837.856 | 9973.272 | 10108.66 | 10239.57 | 10369.15 | 10501.47
Area | Sector | Day | Month | Enduse | Units | 1986 | 1987 | 1988 | 1989 | 1990 | 1991 | 1992 | 1993 | 1994 | 1995 | 1996 | 1997 | 1998 | 1999 | 2000 | 2001 | 2002 | 2003 | 2004 | 2005 | 2006 | 2007 | 2008 | 2009 | 2010 | 2011 | 2012 | 2013 | 2014 | 2015 | 2016 | 2017 | 2018 | 2019 | 2020 | 2021 | 2022 | 2023 | 2024 | 2025 | 2026 | 2027 | 2028 | 2029 | 2030 | 2031 | 2032 | 2033 | 2034 | 2035
Northwest | Food & Tobacco | Peak | January | Process Heat | MW | 39.1783 | 46.0316 | 48.6304 | 47.7109 | 46.8829 | 53.668 | 52.9836 | 52.5777 | 53.3808 | 57.1591 | 62.4156 | 56.408 | 56.3377 | 51.5447 | 53.2402 | 42.612 | 36.7679 | 40.9981 | 48.8708 | 48.8089 | 44.7068 | 47.8665 | 45.7174 | 43.0853 | 39.2473 | 44.4674 | 42.9522 | 36.8351 | 33.8491 | 35.268 | 36.0267 | 36.7839 | 37.5406 | 38.2974 | 39.055 | 39.8135 | 40.5732 | 41.3341 | 42.0963 | 42.8596 | 43.6239 | 44.3889 | 45.1546 | 45.9205 | 46.6865 | 47.4523 | 48.2175 | 48.982 | 49.7453 | 50.5073
Northwest | Food & Tobacco | Peak | January | Motors | MW | 174.2256 | 195.2314 | 189.3393 | 188.7026 | 181.327 | 208.9918 | 218.2128 | 225.6686 | 229.1872 | 240.4923 | 265.3882 | 236.976 | 229.2103 | 203.5497 | 223.1247 | 222.9828 | 185.2471 | 211.5646 | 260.7558 | 253.9951 | 229.4132 | 259.0772 | 224.77 | 200.5019 | 204.3678 | 226.3158 | 215.9041 | 223.8983 | 204.3056 | 214.2141 | 220.2344 | 226.3253 | 232.4791 | 238.6891 | 244.9492 | 251.2538 | 257.5982 | 263.9777 | 270.3885 | 276.8269 | 283.2897 | 289.7737 | 296.2765 | 302.7953 | 309.3279 | 315.8724 | 322.4268 | 328.9893 | 335.5584 | 342.1328
Northwest | Food & Tobacco | Peak | January | Other Subs | MW | 55.1632 | 63.6051 | 62.5757 | 62.9431 | 60.8098 | 70.6047 | 75.7777 | 79.6567 | 80.2755 | 87.6017 | 98.2077 | 89.1055 | 84.8638 | 75.3399 | 82.9924 | 82.4221 | 67.0314 | 78.2975 | 96.6916 | 93.8093 | 92.3021 | 107.5423 | 97.7929 | 86.4785 | 86.8296 | 97.4804 | 94.6125 | 82.366 | 73.5191 | 77.5253 | 80.077 | 82.6022 | 85.1013 | 87.5748 | 90.0232 | 92.4467 | 94.8459 | 97.221 | 99.5725 | 101.9007 | 104.206 | 106.4887 | 108.7491 | 110.9876 | 113.2045 | 115.4 | 117.5745 | 119.7282 | 121.8614 | 123.9745
Northwest | Food & Tobacco | Peak | January | Miscellaneous | MW | 80.6691 | 96.031 | 102.9465 | 99.7667 | 97.8228 | 109.6699 | 105.5208 | 99.9621 | 102.7508 | 106.18 | 115.7637 | 106.215 | 107.6049 | 100.4438 | 100.2262 | 74.2436 | 65.768 | 71.0555 | 82.521 | 82.5123 | 75.3182 | 78.9056 | 77.0125 | 76.9516 | 64.7628 | 74.2286 | 71.9271 | 84.7539 | 77.2109 | 80.7878 | 82.9041 | 85.0551 | 87.2372 | 89.4472 | 91.682 | 93.9392 | 96.2164 | 98.5114 | 100.8224 | 103.1476 | 105.4854 | 107.8344 | 110.1933 | 112.5609 | 114.9362 | 117.3181 | 119.7057 | 122.0982 | 124.4933 | 126.8865
Northwest | Food & Tobacco | Peak | February | Process Heat | MW | 47.3651 | 55.651 | 58.7943 | 57.7231 | 56.7512 | 64.9611 | 64.1131 | 63.6175 | 64.6414 | 69.1631 | 76.2836 | 64.146 | 61.7141 | 63.4283 | 61.7038 | 51.3207 | 42.8778 | 53.0182 | 51.3092 | 56.7317 | 61.7819 | 55.61 | 50.3986 | 49.7808 | 48.3072 | 55.0158 | 50.8081 | 43.5245 | 39.9899 | 41.6664 | 42.563 | 43.4578 | 44.3519 | 45.2461 | 46.1412 | 47.0374 | 47.935 | 48.834 | 49.7345 | 50.6363 | 51.5392 | 52.4431 | 53.3476 | 54.2524 | 55.1573 | 56.0619 | 56.9659 | 57.8689 | 58.7707 | 59.6708
Northwest | Food & Tobacco | Peak | February | Motors | MW | 210.7423 | 236.0723 | 228.9681 | 228.3055 | 219.501 | 252.9961 | 264.0851 | 273.1403 | 277.5859 | 291.0111 | 324.163 | 269.3546 | 251.046 | 250.4713 | 258.582 | 268.6793 | 216.1162 | 273.5402 | 273.7682 | 295.1998 | 317.3094 | 301.3712 | 248.1772 | 231.9532 | 251.6593 | 280.1037 | 255.4601 | 264.6424 | 241.4798 | 253.1924 | 260.3092 | 267.5093 | 274.7836 | 282.1241 | 289.5238 | 296.976 | 304.4749 | 312.0154 | 319.5927 | 327.2026 | 334.8412 | 342.5049 | 350.1906 | 357.8953 | 365.6163 | 373.3511 | 381.0977 | 388.8539 | 396.6177 | 404.3878
Northwest | Food & Tobacco | Peak | February | Other Subs | MW | 66.7215 | 76.9079 | 75.6687 | 76.1497 | 73.6153 | 85.4768 | 91.7162 | 96.4347 | 97.2479 | 106.0197 | 119.958 | 101.2721 | 92.9536 | 92.7129 | 96.1955 | 99.3249 | 78.2179 | 101.2317 | 101.521 | 109.0365 | 127.7222 | 125.2127 | 108.085 | 100.1447 | 106.9766 | 120.6931 | 111.9847 | 97.3592 | 86.8802 | 91.613 | 94.627 | 97.6098 | 100.5618 | 103.4835 | 106.3756 | 109.2384 | 112.0724 | 114.8781 | 117.6558 | 120.4061 | 123.1293 | 125.8259 | 128.4962 | 131.1406 | 133.7594 | 136.353 | 138.9218 | 141.4661 | 143.9862 | 146.4825
Northwest | Food & Tobacco | Peak | February | Miscellaneous | MW | 97.4982 | 116.0772 | 124.439 | 120.6834 | 118.3904 | 132.7242 | 127.6661 | 120.9653 | 124.4491 | 128.4819 | 141.5095 | 120.7917 | 117.8594 | 123.5854 | 116.1668 | 89.4116 | 76.7145 | 91.868 | 86.6155 | 95.8949 | 104.1171 | 91.7146 | 84.9322 | 88.948 | 79.7505 | 91.8699 | 85.1122 | 100.1653 | 91.2489 | 95.4766 | 97.9781 | 100.5205 | 103.0995 | 105.7115 | 108.3528 | 111.0205 | 113.7117 | 116.424 | 119.1551 | 121.903 | 124.6658 | 127.4418 | 130.2295 | 133.0274 | 135.8343 | 138.6491 | 141.4706 | 144.2979 | 147.1283 | 149.9562
Northwest | Food & Tobacco | Peak | March | Process Heat | MW | 38.8935 | 45.6713 | 48.2513 | 47.4187 | 46.541 | 53.3474 | 52.6004 | 52.3432 | 53.0945 | 56.8198 | 57.6376 | 53.9563 | 56.7217 | 54.9447 | 53.5336 | 41.0276 | 38.2575 | 42.5184 | 42.657 | 43.3728 | 49.7734 | 45.5986 | 42.5835 | 45.5705 | 42.1808 | 42.9956 | 45.1344 | 38.6242 | 35.4876 | 36.9748 | 37.7699 | 38.5633 | 39.3561 | 40.1491 | 40.9426 | 41.7373 | 42.5331 | 43.3301 | 44.1285 | 44.928 | 45.7285 | 46.5298 | 47.3317 | 48.1339 | 48.9362 | 49.7381 | 50.5395 | 51.3401 | 52.1395 | 52.9375
Northwest | Food & Tobacco | Peak | March | Motors | MW | 172.996 | 193.6765 | 187.861 | 187.5337 | 179.9594 | 207.7456 | 216.6479 | 224.7761 | 227.9939 | 239.1185 | 245.0229 | 226.6878 | 230.8301 | 216.9931 | 224.3551 | 214.728 | 192.7744 | 219.3851 | 227.612 | 225.6952 | 255.6639 | 247.0569 | 209.683 | 212.2973 | 219.7605 | 218.9007 | 226.9009 | 234.8851 | 214.3208 | 224.7148 | 231.0298 | 237.4186 | 243.8733 | 250.3867 | 256.9525 | 263.5649 | 270.2188 | 276.9095 | 283.6329 | 290.3852 | 297.1629 | 303.963 | 310.7824 | 317.6187 | 324.4695 | 331.3326 | 338.2061 | 345.088 | 351.9768 | 358.8712
Northwest | Food & Tobacco | Peak | March | Other Subs | MW | 54.7643 | 63.0858 | 62.0756 | 62.5449 | 60.3482 | 70.1837 | 75.2334 | 79.3528 | 79.8655 | 87.1103 | 90.6716 | 85.2358 | 85.4704 | 80.3198 | 83.4575 | 79.3722 | 69.7616 | 81.1915 | 84.4046 | 83.3617 | 102.9067 | 102.6123 | 91.296 | 91.6339 | 93.4079 | 94.3186 | 99.4644 | 86.3636 | 77.0482 | 81.2451 | 83.9177 | 86.5625 | 89.1799 | 91.7705 | 94.3347 | 96.8729 | 99.3856 | 101.8731 | 104.3358 | 106.7741 | 109.1885 | 111.5791 | 113.9465 | 116.2908 | 118.6125 | 120.9118 | 123.1891 | 125.4447 | 127.6788 | 129.8918
Northwest | Food & Tobacco | Peak | March | Miscellaneous | MW | 80.0507 | 95.25 | 102.1178 | 99.1336 | 97.0875 | 108.9922 | 104.7191 | 99.5098 | 102.1915 | 105.5393 | 106.8976 | 101.5846 | 108.3164 | 107.0548 | 100.7682 | 71.4625 | 68.4247 | 73.68 | 72.018 | 73.3172 | 83.8842 | 75.2032 | 71.7569 | 81.422 | 69.6383 | 71.8061 | 75.618 | 88.9275 | 81.0082 | 84.7599 | 86.9791 | 89.2347 | 91.5229 | 93.8402 | 96.1837 | 98.5507 | 100.9385 | 103.3451 | 105.7684 | 108.2066 | 110.658 | 113.1212 | 115.5947 | 118.0774 | 120.5681 | 123.0657 | 125.5694 | 128.0782 | 130.5896 | 133.0991
Northwest | Food & Tobacco | Peak | April | Process Heat | MW | 34.9197 | 40.863 | 43.0981 | 42.4956 | 41.6225 | 47.8926 | 47.0722 | 47.3746 | 47.7778 | 51.1819 | 48.0202 | 49.694 | 50.6416 | 51.2616 | 49.9144 | 39.145 | 33.9158 | 40.7172 | 39.4742 | 43.7958 | 42.6564 | 40.5671 | 41.139 | 37.1259 | 37.4888 | 38.6882 | 37.7261 | 32.2871 | 29.6662 | 30.908 | 31.5713 | 32.2331 | 32.8944 | 33.5558 | 34.2178 | 34.8806 | 35.5444 | 36.2093 | 36.8753 | 37.5423 | 38.2101 | 38.8786 | 39.5476 | 40.2169 | 40.8862 | 41.5554 | 42.2241 | 42.8921 | 43.5592 | 44.2251
Northwest | Food & Tobacco | Peak | April | Motors | MW | 154.9529 | 172.5457 | 167.0809 | 167.3752 | 160.1497 | 185.8489 | 193.2204 | 203.3056 | 204.66 | 215.2413 | 203.9409 | 208.6105 | 206.0121 | 202.1852 | 208.9634 | 204.5411 | 170.6128 | 209.653 | 210.299 | 227.6651 | 218.8618 | 219.5771 | 202.4321 | 172.8145 | 195.2199 | 196.857 | 189.4208 | 196.1822 | 179.0041 | 187.6828 | 192.9548 | 198.2885 | 203.6773 | 209.1153 | 214.5971 | 220.1179 | 225.6734 | 231.2597 | 236.8733 | 242.5111 | 248.1702 | 253.848 | 259.5421 | 265.2502 | 270.9705 | 276.701 | 282.4403 | 288.1866 | 293.9388 | 299.6955
Northwest | Food & Tobacco | Peak | April | Other Subs | MW | 48.9369 | 56.045 | 55.0459 | 55.6861 | 53.6259 | 62.7321 | 67.029 | 71.7517 | 71.6501 | 78.3856 | 75.4352 | 78.4008 | 76.2724 | 74.82 | 77.7231 | 75.5573 | 61.7177 | 77.5321 | 77.9325 | 84.0685 | 88.0557 | 91.172 | 88.1002 | 74.5506 | 82.9373 | 84.7836 | 82.9761 | 72.0566 | 64.2595 | 67.7621 | 69.9931 | 72.2007 | 74.3854 | 76.5474 | 78.6873 | 80.8054 | 82.902 | 84.9775 | 87.0323 | 89.0666 | 91.0808 | 93.0751 | 95.0499 | 97.0055 | 98.9421 | 100.86 | 102.7595 | 104.6408 | 106.5042 | 108.3499
Northwest | Food & Tobacco | Peak | April | Miscellaneous | MW | 71.6361 | 84.9648 | 90.9909 | 88.6383 | 86.6207 | 97.6637 | 93.3756 | 89.9378 | 91.7193 | 94.9739 | 88.9778 | 93.4623 | 96.6524 | 99.8475 | 93.8644 | 67.9599 | 60.4593 | 70.4561 | 66.5591 | 73.9944 | 71.8596 | 66.8378 | 69.2696 | 66.3045 | 61.8748 | 64.5994 | 63.1748 | 74.3644 | 67.7404 | 70.876 | 72.7303 | 74.615 | 76.527 | 78.4635 | 80.4219 | 82.3999 | 84.3954 | 86.4067 | 88.432 | 90.4697 | 92.5186 | 94.5773 | 96.6447 | 98.7198 | 100.8016 | 102.8892 | 104.9819 | 107.0789 | 109.1782 | 111.2758
Northwest | Food & Tobacco | Peak | May | Process Heat | MW | 34.185 | 39.7428 | 42.1148 | 41.7459 | 40.7311 | 47.1037 | 45.6536 | 46.6932 | 46.3564 | 49.6722 | 52.3798 | 50.1518 | 50.3572 | 53.2541 | 52.4275 | 38.9199 | 38.2264 | 40.1665 | 38.7629 | 44.8187 | 45.7711 | 40.1845 | 39.1524 | 38.0972 | 38.8616 | 37.8941 | 37.8937 | 32.6267 | 29.9977 | 31.2475 | 31.9122 | 32.5755 | 33.2384 | 33.9014 | 34.5651 | 35.2298 | 35.8956 | 36.5626 | 37.2308 | 37.9002 | 38.5705 | 39.2417 | 39.9136 | 40.5858 | 41.2583 | 41.9306 | 42.6027 | 43.2741 | 43.9448 | 44.6144
Northwest | Food & Tobacco | Peak | May | Motors | MW | 148.5094 | 164.0785 | 159.5617 | 160.6189 | 153.302 | 179.3293 | 183.6908 | 198.0718 | 195.9186 | 206.5366 | 219.1199 | 207.3901 | 202.299 | 207.2424 | 217.0368 | 202.6553 | 191.5584 | 205.4733 | 205.5677 | 232.0966 | 233.5187 | 216.1614 | 191.6452 | 176.3333 | 201.4033 | 191.8211 | 189.0721 | 197.2204 | 179.9628 | 188.6761 | 193.9654 | 199.3177 | 204.7263 | 210.185 | 215.6884 | 221.2317 | 226.8105 | 232.4207 | 238.0589 | 243.7219 | 249.4067 | 255.1106 | 260.8312 | 266.5663 | 272.314 | 278.0722 | 283.8394 | 289.614 | 295.3947 | 301.1802
Northwest | Food & Tobacco | Peak | May | Other Subs | MW | 46.5275 | 52.7579 | 51.9763 | 52.9104 | 51.0272 | 60.2957 | 63.4652 | 69.7623 | 68.4101 | 74.9971 | 80.7496 | 77.6785 | 74.6755 | 76.4535 | 80.5558 | 74.7192 | 69.1889 | 75.771 | 75.9788 | 85.5527 | 93.6808 | 89.5118 | 83.097 | 75.7848 | 85.2276 | 82.2857 | 82.4666 | 72.164 | 64.327 | 67.8477 | 70.0944 | 72.3167 | 74.5152 | 76.6902 | 78.8423 | 80.9718 | 83.0792 | 85.1649 | 87.2292 | 89.2726 | 91.2953 | 93.2977 | 95.2802 | 97.243 | 99.1865 | 101.111 | 103.0168 | 104.9041 | 106.7733 | 108.6246
Northwest | Food & Tobacco | Peak | May | Miscellaneous | MW | 69.5872 | 81.9534 | 88.2814 | 86.4933 | 84.1594 | 95.51 | 89.8759 | 88.4701 | 88.5137 | 92.1669 | 97.184 | 94.3863 | 96.1912 | 103.7595 | 98.5223 | 67.0195 | 67.6342 | 69.2295 | 65.1129 | 75.6108 | 76.9508 | 65.8591 | 65.6314 | 67.8454 | 63.9483 | 63.0852 | 63.2236 | 75.1535 | 68.4619 | 71.6255 | 73.4945 | 75.3946 | 77.3227 | 79.2759 | 81.2515 | 83.2472 | 85.2609 | 87.2907 | 89.3348 | 91.3918 | 93.4602 | 95.5386 | 97.6261 | 99.7214 | 101.8236 | 103.9319 | 106.0453 | 108.1632 | 110.2837 | 112.4031
Northwest | Food & Tobacco | Peak | June | Process Heat | MW | 44.3412 | 51.3765 | 54.9341 | 55.0498 | 51.7936 | 60.9343 | 57.7157 | 61.9362 | 58.3373 | 63.414 | 60.3368 | 56.5487 | 60.5316 | 64.8806 | 67.465 | 46.4789 | 46.705 | 50.4322 | 51.1472 | 55.7101 | 57.295 | 45.8324 | 49.1292 | 42.2755 | 44.5687 | 43.7767 | 44.0218 | 37.8757 | 34.8224 | 36.2671 | 37.0324 | 37.796 | 38.559 | 39.3222 | 40.0861 | 40.8512 | 41.6176 | 42.3854 | 43.1547 | 43.9254 | 44.6973 | 45.4703 | 46.244 | 47.0184 | 47.793 | 48.5676 | 49.342 | 50.1158 | 50.8887 | 51.6604
Northwest | Food & Tobacco | Peak | June | Motors | MW | 188.1704 | 207.51 | 203.2521 | 206.8383 | 190.9649 | 227.3828 | 227.1838 | 258.8846 | 242.646 | 259.9663 | 247.7209 | 229.6897 | 239.3438 | 248.0807 | 274.8032 | 241.3144 | 233.1454 | 256.7656 | 270.5734 | 287.6085 | 291.0462 | 245.432 | 239.8296 | 195.0294 | 230.4523 | 220.8636 | 218.6197 | 228.2552 | 208.2679 | 218.3415 | 224.4528 | 230.6374 | 236.8872 | 243.1954 | 249.5555 | 255.962 | 262.4096 | 268.8939 | 275.4107 | 281.9563 | 288.5272 | 295.1204 | 301.7331 | 308.3626 | 315.0067 | 321.6631 | 328.3301 | 335.0057 | 341.6884 | 348.3766
Northwest | Food & Tobacco | Peak | June | Other Subs | MW | 58.6023 | 66.1816 | 65.5716 | 67.519 | 63.2423 | 76.2003 | 78.2032 | 90.9598 | 84.4817 | 94.0857 | 90.9021 | 85.7246 | 88.0349 | 91.1608 | 101.6892 | 88.8006 | 84.0458 | 94.4696 | 99.7699 | 105.8149 | 116.4557 | 101.3808 | 103.6938 | 83.6021 | 97.2985 | 94.5178 | 95.1174 | 83.1757 | 74.0089 | 78.0687 | 80.6619 | 83.2261 | 85.762 | 88.2702 | 90.7513 | 93.2058 | 95.6342 | 98.0371 | 100.415 | 102.7682 | 105.0973 | 107.4026 | 109.6847 | 111.9439 | 114.1806 | 116.3952 | 118.5879 | 120.7593 | 122.9096 | 125.0391
Northwest | Food & Tobacco | Peak | June | Miscellaneous | MW | 89.9143 | 105.4104 | 114.6101 | 113.4966 | 106.5539 | 123.1456 | 113.3205 | 117.3027 | 111.0033 | 117.8862 | 112.3252 | 106.7011 | 115.8951 | 126.5991 | 126.8298 | 79.3206 | 82.0281 | 86.6879 | 85.6874 | 93.8894 | 96.1803 | 74.8517 | 82.1395 | 75.1714 | 73.2408 | 72.7858 | 73.3301 | 87.3835 | 79.5944 | 83.2656 | 85.4321 | 87.635 | 89.8707 | 92.1357 | 94.4269 | 96.7417 | 99.0776 | 101.4323 | 103.8038 | 106.1904 | 108.5903 | 111.0021 | 113.4244 | 115.8559 | 118.2955 | 120.7423 | 123.1951 | 125.6533 | 128.1145 | 130.5749
Northwest | Food & Tobacco | Peak | July | Process Heat | MW | 46.4516 | 54.1947 | 58.3613 | 58.8638 | 53.8751 | 63.7208 | 60.0013 | 66.8505 | 60.3294 | 66.6991 | 66.523 | 59.5549 | 68.2826 | 69.6523 | 70.2436 | 46.3098 | 47.4865 | 53.0399 | 53.5779 | 62.4273 | 59.5372 | 52.149 | 49.7907 | 50.654 | 50.4203 | 49.0175 | 50.9506 | 43.7478 | 40.2316 | 41.8942 | 42.7718 | 43.6472 | 44.5218 | 45.3965 | 46.272 | 47.1487 | 48.027 | 48.907 | 49.7887 | 50.672 | 51.5568 | 52.4428 | 53.3299 | 54.2176 | 55.1058 | 55.994 | 56.882 | 57.7694 | 58.6559 | 59.5412
Northwest | Food & Tobacco | Peak | July | Motors | MW | 193.9737 | 216.4154 | 213.1073 | 218.6094 | 196.4411 | 234.9005 | 233.3483 | 277.7915 | 248.2818 | 271.1218 | 270.0313 | 239.2467 | 266.0302 | 263.4053 | 282.8203 | 239.774 | 236.2933 | 268.3874 | 282.5361 | 320.8524 | 300.8589 | 277.8294 | 242.4407 | 232.8745 | 260.2156 | 246.4512 | 252.1168 | 263.1895 | 240.1183 | 251.7184 | 258.7506 | 265.8675 | 273.0599 | 280.3198 | 287.6399 | 295.0134 | 302.4348 | 309.8984 | 317.3997 | 324.9343 | 332.4984 | 340.0881 | 347.7005 | 355.3324 | 362.9812 | 370.6443 | 378.3196 | 386.005 | 393.6985 | 401.3987
Northwest | Food & Tobacco | Peak | July | Other Subs | MW | 60.2674 | 68.828 | 68.4608 | 71.0727 | 64.8888 | 78.5749 | 80.1783 | 97.5034 | 86.2474 | 97.918 | 98.816 | 89.0995 | 97.4806 | 96.5395 | 104.3793 | 88.0785 | 85.0128 | 98.4253 | 103.8881 | 117.7166 | 119.9593 | 114.4272 | 104.5002 | 99.5029 | 109.5813 | 105.174 | 109.4668 | 95.4866 | 84.8351 | 89.4966 | 92.4758 | 95.4209 | 98.3326 | 101.2119 | 104.0593 | 106.8756 | 109.6614 | 112.4174 | 115.1442 | 117.8424 | 120.5125 | 123.155 | 125.7706 | 128.3595 | 130.9224 | 133.4597 | 135.9719 | 138.4593 | 140.9223 | 143.3615
Northwest | Food & Tobacco | Peak | July | Miscellaneous | MW | 94.2311 | 111.1566 | 121.6239 | 121.1746 | 110.7437 | 128.6887 | 117.9622 | 126.729 | 114.6178 | 124.2081 | 124.1293 | 112.591 | 131.0068 | 136.0629 | 132.0777 | 78.516 | 82.9813 | 90.8919 | 89.5425 | 105.0713 | 99.7687 | 84.8359 | 83.0311 | 89.9464 | 82.7392 | 81.382 | 84.7822 | 101.1402 | 92.1098 | 96.3474 | 98.8439 | 101.3831 | 103.9604 | 106.5721 | 109.2144 | 111.8842 | 114.5787 | 117.2951 | 120.0313 | 122.785 | 125.5544 | 128.3377 | 131.1333 | 133.9397 | 136.7556 | 139.5799 | 142.4114 | 145.249 | 148.0905 | 150.9314
Northwest | Food & Tobacco | Peak | August | Process Heat | MW | 44.5928 | 52.0417 | 56.1149 | 56.6186 | 51.6178 | 61.0498 | 57.4625 | 64.2566 | 57.6735 | 63.9194 | 63.8652 | 59.814 | 64.9877 | 68.1106 | 67.0909 | 45.658 | 45.7919 | 48.4184 | 53.0176 | 60.6803 | 52.4243 | 47.9322 | 49.4831 | 46.7377 | 50.2479 | 49.7644 | 51.2274 | 43.9021 | 40.3797 | 42.0486 | 42.9293 | 43.8079 | 44.6856 | 45.5633 | 46.4417 | 47.3214 | 48.2026 | 49.0855 | 49.97 | 50.8561 | 51.7436 | 52.6324 | 53.5222 | 54.4126 | 55.3035 | 56.1944 | 57.085 | 57.975 | 58.8641 | 59.7519
Northwest | Food & Tobacco | Peak | August | Motors | MW | 185.9725 | 207.7769 | 204.8388 | 210.2617 | 188.269 | 225.0415 | 223.3393 | 267.0008 | 237.2463 | 259.7029 | 258.9855 | 240.1266 | 253.0377 | 257.5542 | 269.8978 | 236.5701 | 228.0004 | 245.1162 | 279.7954 | 312.0289 | 265.0521 | 255.5122 | 241.1848 | 215.0403 | 259.5705 | 250.3949 | 253.6663 | 264.4015 | 241.2121 | 252.8628 | 259.9247 | 267.0715 | 274.294 | 281.5843 | 288.9349 | 296.3392 | 303.7913 | 311.286 | 318.8184 | 326.3842 | 333.9795 | 341.6006 | 349.2444 | 356.9078 | 364.588 | 372.2827 | 379.9896 | 387.7066 | 395.4317 | 403.1635
Northwest | Food & Tobacco | Peak | August | Other Subs | MW | 57.8222 | 66.1334 | 65.8499 | 68.3987 | 62.2099 | 75.2965 | 76.753 | 93.7419 | 82.4217 | 93.8113 | 94.7853 | 89.439 | 92.7246 | 94.4086 | 99.6094 | 86.9081 | 82.0335 | 89.8995 | 102.8918 | 114.4865 | 105.6761 | 105.2269 | 103.9762 | 91.9086 | 109.3473 | 106.8959 | 110.1836 | 95.8751 | 85.1771 | 89.8547 | 92.8432 | 95.7976 | 98.7185 | 101.6068 | 104.4633 | 107.2885 | 110.0832 | 112.848 | 115.5836 | 118.2904 | 120.9691 | 123.6201 | 126.2441 | 128.8415 | 131.4127 | 133.9583 | 136.4786 | 138.9741 | 141.4452 | 143.8923
Northwest | Food & Tobacco | Peak | August | Miscellaneous | MW | 90.5794 | 106.8635 | 117.0338 | 116.6402 | 106.1853 | 123.3756 | 113.126 | 121.9394 | 109.6761 | 119.1367 | 119.2959 | 113.1828 | 124.7483 | 133.0961 | 126.243 | 77.442 | 80.0895 | 83.0034 | 88.6343 | 102.1569 | 87.8691 | 78.0295 | 82.5665 | 83.0319 | 82.4948 | 82.6603 | 85.2905 | 101.5661 | 92.4913 | 96.743 | 99.2467 | 101.7932 | 104.3782 | 106.9977 | 109.648 | 112.326 | 115.0288 | 117.7537 | 120.4985 | 123.261 | 126.0391 | 128.8313 | 131.6359 | 134.4514 | 137.2765 | 140.1099 | 142.9506 | 145.7976 | 148.6484 | 151.4985
Northwest | Food & Tobacco | Peak | September | Process Heat | MW | 40.3412 | 46.8449 | 49.8054 | 49.7806 | 47.2654 | 55.2343 | 52.9384 | 55.9839 | 53.688 | 58.0989 | 58.8828 | 54.7639 | 62.6733 | 60.907 | 58.8059 | 41.3007 | 40.6326 | 50.2275 | 46.0677 | 52.7981 | 51.9774 | 45.6415 | 43.7761 | 44.437 | 44.0478 | 48.4913 | 45.6794 | 39.1903 | 36.014 | 37.515 | 38.3135 | 39.1103 | 39.9064 | 40.7027 | 41.4997 | 42.2978 | 43.0972 | 43.898 | 44.7002 | 45.5037 | 46.3083 | 47.114 | 47.9203 | 48.7271 | 49.5341 | 50.341 | 51.1474 | 51.9532 | 52.7579 | 53.5613
Northwest | Food & Tobacco | Peak | September | Motors | MW | 174.9077 | 193.2964 | 188.3323 | 191.3041 | 177.7517 | 209.9253 | 212.4667 | 237.6172 | 226.3828 | 241.3322 | 245.6622 | 226.2243 | 251.3972 | 236.7037 | 242.5304 | 215.3348 | 203.808 | 257.2877 | 244.9952 | 273.8397 | 265.338 | 245.7247 | 214.7554 | 206.052 | 228.6949 | 245.7158 | 228.1037 | 237.1271 | 216.3638 | 226.8429 | 233.205 | 239.6423 | 246.1468 | 252.7112 | 259.329 | 265.9944 | 272.7021 | 279.4474 | 286.2261 | 293.0343 | 299.8685 | 306.7255 | 313.6024 | 320.4966 | 327.4056 | 334.3273 | 341.2596 | 348.2008 | 355.149 | 362.1029
Northwest | Food & Tobacco | Peak | September | Other Subs | MW | 54.8472 | 62.2177 | 61.3753 | 63.0331 | 59.1873 | 70.6117 | 73.4224 | 83.7553 | 79.0551 | 87.6822 | 90.5564 | 84.7701 | 92.824 | 87.3459 | 90.0017 | 79.3824 | 73.6103 | 94.9126 | 90.5905 | 100.9697 | 106.4459 | 101.7889 | 93.2139 | 88.6455 | 96.906 | 105.5129 | 99.599 | 86.7722 | 77.2837 | 81.5094 | 84.2046 | 86.8707 | 89.5082 | 92.1178 | 94.6998 | 97.2548 | 99.7834 | 102.286 | 104.763 | 107.2149 | 109.6421 | 112.045 | 114.424 | 116.7794 | 119.1118 | 121.4213 | 123.7084 | 125.9734 | 128.2166 | 130.4384
Northwest | Food & Tobacco | Peak | September | Miscellaneous | MW | 82.2502 | 96.7518 | 104.4846 | 103.1947 | 97.7847 | 112.1229 | 104.5065 | 106.309 | 102.671 | 108.0438 | 109.5277 | 103.2771 | 119.8722 | 118.7924 | 110.666 | 71.0384 | 71.9373 | 86.6513 | 77.4555 | 89.1352 | 87.4064 | 74.844 | 73.4636 | 79.2099 | 72.5702 | 80.8072 | 76.2992 | 90.3329 | 82.2844 | 86.0877 | 88.3349 | 90.6194 | 92.9373 | 95.2852 | 97.6599 | 100.0587 | 102.4789 | 104.9184 | 107.3751 | 109.8471 | 112.3327 | 114.8304 | 117.3388 | 119.8566 | 122.3826 | 124.9159 | 127.4553 | 130.0001 | 132.5479 | 135.0941
Northwest | Food & Tobacco | Peak | October | Process Heat | MW | 52.3338 | 61.2828 | 64.7681 | 63.7506 | 62.4228 | 71.6797 | 70.3947 | 70.3897 | 71.1151 | 76.1039 | 70.6547 | 68.2455 | 72.2097 | 69.9907 | 69.3077 | 50.3758 | 54.1199 | 59.2558 | 55.7464 | 58.5786 | 73.6091 | 60.9455 | 56.8447 | 56.3513 | 54.1177 | 57.5382 | 56.94 | 48.7088 | 44.7311 | 46.605 | 47.6065 | 48.6059 | 49.6045 | 50.6033 | 51.603 | 52.6039 | 53.6063 | 54.6104 | 55.616 | 56.6232 | 57.6316 | 58.641 | 59.6512 | 60.6618 | 61.6724 | 62.6827 | 63.6924 | 64.701 | 65.7081 | 66.7135
Northwest | Food & Tobacco | Peak | October | Motors | MW | 232.185 | 259.0403 | 251.3625 | 251.3575 | 240.6332 | 278.4796 | 288.9722 | 301.8225 | 304.6519 | 319.7331 | 299.6981 | 286.0197 | 293.2375 | 275.7868 | 289.9225 | 263.3821 | 272.4332 | 305.4409 | 297.2198 | 304.6567 | 378.2743 | 330.3161 | 280.1309 | 262.6937 | 281.9136 | 292.8305 | 286.0157 | 295.946 | 270.0366 | 283.1364 | 291.0965 | 299.1495 | 307.2852 | 315.4948 | 323.7702 | 332.1043 | 340.4904 | 348.9229 | 357.3964 | 365.9062 | 374.448 | 383.0177 | 391.6119 | 400.2273 | 408.8608 | 417.5097 | 426.1716 | 434.8442 | 443.5254 | 452.2135
Northwest | Food & Tobacco | Peak | October | Other Subs | MW | 73.4462 | 84.2711 | 82.9431 | 83.7337 | 80.6313 | 94.04 | 100.2875 | 106.5192 | 106.6616 | 116.4214 | 110.8331 | 107.4847 | 108.5145 | 102.0183 | 107.7946 | 97.3126 | 98.5451 | 112.9855 | 110.1674 | 112.491 | 152.3081 | 137.2793 | 122.0468 | 113.4632 | 119.8664 | 126.1869 | 125.3744 | 108.8227 | 97.014 | 102.2999 | 105.6664 | 108.9977 | 112.2945 | 115.5574 | 118.7869 | 121.9837 | 125.1483 | 128.2811 | 131.3826 | 134.4534 | 137.4939 | 140.5045 | 143.4857 | 146.4379 | 149.3615 | 152.257 | 155.1247 | 157.965 | 160.7783 | 163.5649
Northwest | Food & Tobacco | Peak | October | Miscellaneous | MW | 107.6417 | 127.6897 | 136.9626 | 133.1857 | 130.1127 | 146.3824 | 140.0244 | 133.7993 | 136.7509 | 141.3719 | 131.0624 | 128.5061 | 137.9146 | 136.3776 | 130.4272 | 87.6246 | 96.6507 | 102.63 | 94.0747 | 99.0054 | 124.0741 | 100.4735 | 95.7781 | 100.6937 | 89.3658 | 96.0983 | 95.3898 | 112.137 | 102.1527 | 106.8872 | 109.689 | 112.5365 | 115.4249 | 118.35 | 121.3079 | 124.2952 | 127.3088 | 130.3458 | 133.4039 | 136.4806 | 139.5739 | 142.6819 | 145.803 | 148.9355 | 152.078 | 155.2293 | 158.388 | 161.5532 | 164.7218 | 167.8877
Northwest | Food & Tobacco | Peak | November | Process Heat | MW | 48.4651 | 56.7958 | 60.0683 | 59.1404 | 57.8511 | 66.4398 | 65.2877 | 65.3405 | 65.947 | 70.6019 | 67.2082 | 62.6491 | 66.5646 | 65.447 | 71.5845 | 50.9727 | 47.6019 | 56.8086 | 58.3968 | 63.9549 | 68.23 | 57.6368 | 49.4621 | 47.7932 | 60.6086 | 51.3799 | 51.4738 | 44.0996 | 40.5098 | 42.2068 | 43.1137 | 44.0189 | 44.9233 | 45.8279 | 46.7334 | 47.6399 | 48.548 | 49.4575 | 50.3684 | 51.2807 | 52.1943 | 53.1087 | 54.0238 | 54.9394 | 55.8549 | 56.7703 | 57.685 | 58.5987 | 59.5112 | 60.422
Northwest | Food & Tobacco | Peak | November | Motors | MW | 215.365 | 240.5309 | 233.5297 | 233.5462 | 223.4395 | 258.4568 | 268.4892 | 280.5242 | 282.9996 | 296.9697 | 285.3812 | 263.0168 | 270.8856 | 258.3977 | 299.792 | 266.9926 | 240.024 | 293.2008 | 311.8156 | 332.9596 | 350.3094 | 312.0557 | 243.3852 | 222.5042 | 315.4625 | 261.3303 | 258.5255 | 267.8835 | 244.4372 | 256.2932 | 263.4971 | 270.7852 | 278.1485 | 285.5789 | 293.0691 | 300.6124 | 308.2031 | 315.8359 | 323.5059 | 331.2089 | 338.941 | 346.6985 | 354.4782 | 362.2771 | 370.0926 | 377.9221 | 385.7635 | 393.6145 | 401.4734 | 409.3386
Northwest | Food & Tobacco | Peak | November | Other Subs | MW | 68.1571 | 78.3168 | 77.1282 | 77.8586 | 74.9201 | 87.3192 | 93.23 | 99.0695 | 99.159 | 108.2162 | 105.6228 | 98.901 | 100.3386 | 95.6686 | 111.5483 | 98.6977 | 86.8831 | 108.5251 | 115.6478 | 123.0112 | 140.992 | 129.6075 | 105.9546 | 96.0197 | 134.0473 | 112.5504 | 113.2798 | 98.5057 | 87.8585 | 92.6472 | 95.6974 | 98.7158 | 101.7029 | 104.6594 | 107.5856 | 110.482 | 113.3493 | 116.1877 | 118.9979 | 121.7801 | 124.5349 | 127.2626 | 129.9637 | 132.6385 | 135.2874 | 137.9107 | 140.5089 | 143.0822 | 145.6311 | 148.1559
Northwest | Food & Tobacco | Peak | November | Miscellaneous | MW | 99.7149 | 118.4138 | 127.0865 | 123.6056 | 120.6576 | 135.7336 | 129.9771 | 124.3071 | 127.002 | 131.2272 | 124.7572 | 118.0241 | 127.1506 | 127.5491 | 134.8221 | 88.7616 | 85.1713 | 98.4505 | 98.5851 | 108.1225 | 114.9686 | 94.9715 | 83.2872 | 85.3532 | 100.0255 | 85.769 | 86.1965 | 101.4967 | 92.4622 | 96.7467 | 99.282 | 101.8587 | 104.4726 | 107.1197 | 109.7966 | 112.5002 | 115.2277 | 117.9764 | 120.7442 | 123.529 | 126.3288 | 129.142 | 131.9671 | 134.8025 | 137.647 | 140.4995 | 143.3588 | 146.2239 | 149.0921 | 151.9581
Northwest | Food & Tobacco | Peak | December | Process Heat | MW | 42.2299 | 49.5584 | 52.1744 | 51.1865 | 50.4759 | 57.7489 | 57.2136 | 56.6922 | 57.8498 | 61.8247 | 61.3523 | 56.6727 | 70.8057 | 58.1747 | 60.4164 | 42.874 | 38.9785 | 49.0285 | 47.237 | 58.1336 | 53.9321 | 49.2719 | 52.1927 | 53.923 | 45.9184 | 47.7454 | 46.2725 | 39.6501 | 36.4286 | 37.9565 | 38.7741 | 39.59 | 40.4053 | 41.2208 | 42.037 | 42.8542 | 43.6728 | 44.4926 | 45.3137 | 46.1361 | 46.9594 | 47.7837 | 48.6084 | 49.4335 | 50.2587 | 51.0835 | 51.9078 | 52.7312 | 53.5534 | 54.3741
Northwest | Food & Tobacco | Peak | December | Motors | MW | 188.8202 | 211.1474 | 204.1394 | 203.4423 | 195.9815 | 225.7166 | 236.7063 | 244.0965 | 249.0332 | 260.9603 | 262.048 | 239.1961 | 289.2031 | 230.5628 | 253.9478 | 224.3755 | 196.4042 | 253.0922 | 252.0916 | 302.627 | 276.9014 | 266.8697 | 256.762 | 251.1328 | 239.2617 | 243.1749 | 232.7636 | 241.1354 | 220.0332 | 230.7074 | 237.1939 | 243.7562 | 250.3861 | 257.0763 | 263.8203 | 270.6122 | 277.4467 | 284.3191 | 291.225 | 298.1605 | 305.1222 | 312.1067 | 319.1112 | 326.1331 | 333.1698 | 340.2191 | 347.2791 | 354.3477 | 361.4235 | 368.5048
Northwest | Food & Tobacco | Peak | December | Other Subs | MW | 59.8403 | 68.8878 | 67.5905 | 67.9729 | 65.7894 | 76.3085 | 82.2557 | 86.2091 | 87.2726 | 95.1336 | 97.0702 | 90.0163 | 107.1825 | 85.4228 | 94.5233 | 82.9423 | 71.0832 | 93.688 | 93.4997 | 111.7994 | 111.4547 | 110.8273 | 111.7905 | 108.3759 | 101.7227 | 104.8104 | 102.0623 | 88.7624 | 79.2232 | 83.538 | 86.2856 | 89.0048 | 91.6961 | 94.3599 | 96.9967 | 99.6069 | 102.1909 | 104.7491 | 107.282 | 109.7898 | 112.273 | 114.732 | 117.167 | 119.5784 | 121.9665 | 124.3317 | 126.6743 | 128.9946 | 131.2928 | 133.5694
Northwest | Food & Tobacco | Peak | December | Miscellaneous | MW | 86.9738 | 103.4671 | 110.5468 | 107.1241 | 105.4093 | 118.0892 | 113.9411 | 107.7712 | 111.3659 | 114.7814 | 113.6716 | 106.6126 | 135.1624 | 113.3484 | 113.7094 | 74.7218 | 69.7226 | 84.9829 | 79.772 | 98.2843 | 90.876 | 81.2633 | 87.9661 | 96.3448 | 75.8049 | 79.7386 | 77.5251 | 91.223 | 83.1046 | 86.9563 | 89.2359 | 91.5526 | 93.9027 | 96.2827 | 98.6895 | 101.1202 | 103.5724 | 106.0437 | 108.5321 | 111.0357 | 113.5529 | 116.0821 | 118.6219 | 121.1711 | 123.7284 | 126.2928 | 128.8634 | 131.4393 | 134.0178 | 136.5942
Northwest | Textiles | Peak | January | Process Heat | MW | 2.6757 | 3.2436 | 3.5119 | 4.2359 | 4.7879 | 5.887 | 5.3488 | 5.2839 | 5.3476 | 5.2061 | 5.2695 | 4.7038 | 4.3626 | 4.029 | 4.424 | 3.756 | 3.3046 | 3.4112 | 3.9696 | 3.9419 | 3.6115 | 3.6054 | 3.5143 | 3.3192 | 2.9126 | 3.2347 | 3.121 | 3.8695 | 4.4199 | 4.5053 | 4.5029 | 4.4994 | 4.4951 | 4.4902 | 4.4848 | 4.4791 | 4.4732 | 4.4672 | 4.4612 | 4.4552 | 4.4493 | 4.4353 | 4.4193 | 4.4032 | 4.387 | 4.3707 | 4.3546 | 4.3385 | 4.3227 | 4.3071
Northwest | Textiles | Peak | January | Motors | MW | 11.3231 | 12.6882 | 12.3808 | 15.2853 | 16.5778 | 20.5471 | 20.3644 | 20.8682 | 21.4571 | 20.5985 | 20.8811 | 18.1385 | 15.7927 | 13.8347 | 17.1239 | 17.9962 | 15.4502 | 15.8908 | 19.0546 | 18.5292 | 16.4739 | 17.5774 | 15.3927 | 13.728 | 13.468 | 14.7029 | 14.059 | 16.0612 | 15.6419 | 15.9735 | 16.0004 | 16.0298 | 16.0617 | 16.0957 | 16.1319 | 16.1699 | 16.2098 | 16.2514 | 16.2946 | 16.3392 | 16.3852 | 16.3864 | 16.3806 | 16.3771 | 16.3759 | 16.3768 | 16.3797 | 16.3847 | 16.3915 | 16.4001
Northwest | Textiles | Peak | January | Other Subs | MW | 3.0699 | 3.483 | 3.4446 | 4.3746 | 4.9727 | 6.2018 | 6.3021 | 6.5962 | 6.7321 | 6.687 | 6.7972 | 6.0184 | 5.1886 | 4.5394 | 5.7376 | 5.9737 | 5.0686 | 5.2271 | 6.2842 | 6.1079 | 5.8669 | 6.5286 | 5.9929 | 5.1847 | 4.9998 | 5.5239 | 5.4094 | 6.0905 | 6.0591 | 6.2157 | 6.2518 | 6.2858 | 6.3178 | 6.3478 | 6.3761 | 6.4027 | 6.4277 | 6.4513 | 6.4734 | 6.4943 | 6.5139 | 6.5055 | 6.491 | 6.4759 | 6.4603 | 6.4444 | 6.4282 | 6.4118 | 6.3953 | 6.3788
Northwest | Textiles | Peak | January | Miscellaneous | MW | 5.1168 | 6.2928 | 7.0315 | 8.4078 | 9.6261 | 11.6669 | 9.9824 | 9.5896 | 9.5894 | 9.2639 | 9.328 | 8.4791 | 8.1916 | 7.7582 | 7.9671 | 6.113 | 5.4627 | 5.6582 | 6.4801 | 6.5183 | 5.9842 | 5.5843 | 5.659 | 5.762 | 4.6809 | 5.2503 | 5.0655 | 6.3995 | 6.2021 | 6.3159 | 6.3099 | 6.3057 | 6.3031 | 6.3022 | 6.3028 | 6.3048 | 6.3081 | 6.3126 | 6.3183 | 6.3251 | 6.3328 | 6.3241 | 6.3132 | 6.3035 | 6.295 | 6.2876 | 6.2813 | 6.2761 | 6.2717 | 6.2682
Northwest | Textiles | Peak | February | Process Heat | MW | 2.7493 | 3.3322 | 3.6084 | 4.3538 | 4.923 | 6.051 | 5.4956 | 5.4253 | 5.4952 | 5.347 | 5.4669 | 4.5399 | 4.0611 | 4.2122 | 4.3517 | 3.8363 | 3.2685 | 3.7473 | 3.541 | 3.8927 | 4.2191 | 3.5425 | 3.272 | 3.2404 | 3.03 | 3.385 | 3.1239 | 3.8739 | 4.423 | 4.5085 | 4.5059 | 4.5024 | 4.498 | 4.493 | 4.4875 | 4.4818 | 4.4758 | 4.4697 | 4.4637 | 4.4577 | 4.4518 | 4.4377 | 4.4217 | 4.4056 | 4.3893 | 4.3731 | 4.3569 | 4.3409 | 4.3251 | 4.3095
Northwest | Textiles | Peak | February | Motors | MW | 11.6412 | 13.0389 | 12.7267 | 15.7138 | 17.0483 | 21.1242 | 20.9264 | 21.4265 | 22.0477 | 21.154 | 21.6521 | 17.5014 | 14.704 | 14.4666 | 16.8416 | 18.386 | 15.2835 | 17.4567 | 16.9994 | 18.2984 | 19.2576 | 17.2781 | 14.3442 | 13.4078 | 14.0146 | 15.3883 | 14.0729 | 16.0853 | 15.663 | 15.9952 | 16.0223 | 16.052 | 16.084 | 16.1184 | 16.1548 | 16.1932 | 16.2334 | 16.2753 | 16.3187 | 16.3637 | 16.41 | 16.4116 | 16.4063 | 16.4033 | 16.4025 | 16.4039 | 16.4074 | 16.4128 | 16.4201 | 16.4292
Northwest | Textiles | Peak | February | Other Subs | MW | 3.1558 | 3.5791 | 3.5405 | 4.4969 | 5.1135 | 6.3756 | 6.4759 | 6.7727 | 6.9175 | 6.8673 | 7.048 | 5.8069 | 4.8309 | 4.7467 | 5.643 | 6.1031 | 5.0139 | 5.7422 | 5.6064 | 6.0318 | 6.8586 | 6.4176 | 5.5852 | 5.0651 | 5.203 | 5.7819 | 5.4154 | 6.0997 | 6.066 | 6.223 | 6.2592 | 6.2933 | 6.3253 | 6.3555 | 6.3839 | 6.4107 | 6.4358 | 6.4595 | 6.4817 | 6.5027 | 6.5224 | 6.5143 | 6.4999 | 6.485 | 6.4696 | 6.4538 | 6.4378 | 6.4216 | 6.4053 | 6.3889
Northwest | Textiles | Peak | February | Miscellaneous | MW | 5.2557 | 6.4636 | 7.223 | 8.6403 | 9.8956 | 11.9897 | 10.2552 | 9.8463 | 9.8547 | 9.515 | 9.6802 | 8.1847 | 7.6244 | 8.1099 | 7.8378 | 6.2435 | 5.4034 | 6.2159 | 5.7802 | 6.437 | 6.9927 | 5.4882 | 5.2688 | 5.6259 | 4.8706 | 5.4955 | 5.0714 | 6.4099 | 6.2112 | 6.3252 | 6.3191 | 6.3149 | 6.3124 | 6.3115 | 6.3121 | 6.3141 | 6.3174 | 6.322 | 6.3277 | 6.3345 | 6.3424 | 6.3338 | 6.323 | 6.3134 | 6.305 | 6.2977 | 6.2916 | 6.2864 | 6.2822 | 6.2788
Northwest | Textiles | Peak | March | Process Heat | MW | 2.4737 | 2.9956 | 3.2437 | 3.9176 | 4.4218 | 5.4429 | 4.9399 | 4.8905 | 4.9463 | 4.8124 | 4.5262 | 4.1842 | 4.0874 | 3.9963 | 4.1378 | 3.3617 | 3.1966 | 3.2908 | 3.2227 | 3.2586 | 3.7209 | 3.1799 | 3.027 | 3.2474 | 2.8962 | 2.895 | 3.0377 | 3.7674 | 4.2992 | 4.382 | 4.3794 | 4.3758 | 4.3713 | 4.3663 | 4.3608 | 4.355 | 4.3491 | 4.343 | 4.337 | 4.331 | 4.3252 | 4.3114 | 4.2958 | 4.28 | 4.2642 | 4.2483 | 4.2326 | 4.217 | 4.2016 | 4.1864
Northwest | Textiles | Peak | March | Motors | MW | 10.4738 | 11.7213 | 11.4396 | 14.1396 | 15.3104 | 19.001 | 18.8143 | 19.3208 | 19.85 | 19.044 | 17.9343 | 16.1373 | 14.8027 | 13.7258 | 16.0177 | 16.1101 | 14.9465 | 15.3302 | 15.4709 | 15.3174 | 16.9841 | 15.5107 | 13.2729 | 13.4396 | 13.3975 | 13.1619 | 13.6838 | 15.6471 | 15.2332 | 15.5559 | 15.582 | 15.6105 | 15.6415 | 15.6746 | 15.7097 | 15.7468 | 15.7857 | 15.8262 | 15.8683 | 15.9118 | 15.9566 | 15.9582 | 15.953 | 15.9502 | 15.9495 | 15.9509 | 15.9543 | 15.9596 | 15.9668 | 15.9757
Northwest | Textiles | Peak | March | Other Subs | MW | 2.8393 | 3.2174 | 3.1824 | 4.0464 | 4.5923 | 5.7348 | 5.8222 | 6.1069 | 6.2279 | 6.1823 | 5.8379 | 5.3544 | 4.8633 | 4.5036 | 5.3669 | 5.3477 | 4.9033 | 5.0427 | 5.1023 | 5.0491 | 6.0489 | 5.7612 | 5.1682 | 5.0777 | 4.974 | 4.9459 | 5.2666 | 5.9336 | 5.898 | 6.0505 | 6.0856 | 6.1187 | 6.1498 | 6.1791 | 6.2066 | 6.2325 | 6.2569 | 6.2798 | 6.3014 | 6.3217 | 6.3408 | 6.3329 | 6.3189 | 6.3045 | 6.2896 | 6.2743 | 6.2588 | 6.2431 | 6.2273 | 6.2114
Northwest | Textiles | Peak | March | Miscellaneous | MW | 4.7289 | 5.8106 | 6.493 | 7.7744 | 8.8885 | 10.7847 | 9.2171 | 8.874 | 8.869 | 8.5624 | 8.0125 | 7.5418 | 7.6729 | 7.694 | 7.4513 | 5.4711 | 5.2843 | 5.4587 | 5.2607 | 5.3884 | 6.167 | 4.9266 | 4.8742 | 5.6385 | 4.6561 | 4.701 | 4.9328 | 6.2374 | 6.0426 | 6.1533 | 6.1472 | 6.1429 | 6.1403 | 6.1392 | 6.1396 | 6.1414 | 6.1445 | 6.1488 | 6.1543 | 6.1608 | 6.1683 | 6.1599 | 6.1493 | 6.14 | 6.1319 | 6.1248 | 6.1188 | 6.1138 | 6.1097 | 6.1064
Northwest | Textiles | Peak | April | Process Heat | MW | 2.205 | 2.6611 | 2.8748 | 3.4797 | 3.9117 | 4.8275 | 4.3798 | 4.3716 | 4.407 | 4.2838 | 3.7297 | 3.8098 | 3.6049 | 3.6825 | 3.8158 | 3.1749 | 2.8048 | 3.1245 | 2.9545 | 3.2526 | 3.1499 | 2.797 | 2.8886 | 2.6092 | 2.5363 | 2.5658 | 2.5083 | 3.1107 | 3.5488 | 3.6169 | 3.6146 | 3.6114 | 3.6075 | 3.6031 | 3.5984 | 3.5935 | 3.5884 | 3.5832 | 3.578 | 3.5729 | 3.5679 | 3.5563 | 3.5433 | 3.5301 | 3.5169 | 3.5037 | 3.4906 | 3.4775 | 3.4647 | 3.452
Northwest | Textiles | Peak | April | Motors | MW | 9.3577 | 10.4235 | 10.1471 | 12.5601 | 13.5279 | 16.8447 | 16.6975 | 17.2928 | 17.6979 | 16.9671 | 14.7898 | 14.7089 | 13.0688 | 12.6522 | 14.7812 | 15.2139 | 13.1128 | 14.5519 | 14.1821 | 15.2874 | 14.3772 | 13.6415 | 12.6668 | 10.7989 | 11.7331 | 11.6658 | 11.2978 | 12.915 | 12.5718 | 12.8371 | 12.8576 | 12.8801 | 12.9046 | 12.9309 | 12.9589 | 12.9885 | 13.0196 | 13.052 | 13.0858 | 13.1207 | 13.1567 | 13.1571 | 13.152 | 13.1487 | 13.1473 | 13.1475 | 13.1494 | 13.1529 | 13.158 | 13.1644
Northwest | Textiles | Peak | April | Other Subs | MW | 2.535 | 2.8598 | 2.8212 | 3.592 | 4.0564 | 5.0829 | 5.1663 | 5.4652 | 5.5524 | 5.508 | 4.8144 | 4.8805 | 4.2935 | 4.1512 | 4.9527 | 5.0501 | 4.3017 | 4.7865 | 4.6771 | 5.0392 | 5.1204 | 5.0669 | 4.9322 | 4.0802 | 4.356 | 4.3839 | 4.3485 | 4.8976 | 4.867 | 4.9924 | 5.0211 | 5.048 | 5.0733 | 5.097 | 5.1194 | 5.1404 | 5.1602 | 5.1787 | 5.1962 | 5.2126 | 5.228 | 5.2211 | 5.2093 | 5.1971 | 5.1845 | 5.1716 | 5.1585 | 5.1452 | 5.1319 | 5.1185
Northwest | Textiles | Peak | April | Miscellaneous | MW | 4.2065 | 5.1559 | 5.7488 | 6.8968 | 7.8538 | 9.5565 | 8.1601 | 7.9254 | 7.8956 | 7.6165 | 6.598 | 6.8614 | 6.7628 | 7.088 | 6.8673 | 5.1655 | 4.6354 | 5.1822 | 4.8223 | 5.3784 | 5.2207 | 4.333 | 4.6509 | 4.5304 | 4.0777 | 4.1673 | 4.0738 | 5.1507 | 4.9891 | 5.0801 | 5.0747 | 5.0707 | 5.0682 | 5.0669 | 5.0669 | 5.068 | 5.0702 | 5.0734 | 5.0776 | 5.0826 | 5.0884 | 5.0812 | 5.0722 | 5.0642 | 5.0572 | 5.051 | 5.0458 | 5.0414 | 5.0377 | 5.0347
Northwest | Textiles | Peak | May | Process Heat | MW | 2.2219 | 2.6665 | 2.8961 | 3.515 | 3.9224 | 4.8535 | 4.3525 | 4.3945 | 4.3739 | 4.2397 | 4.1572 | 3.9336 | 3.6667 | 3.9168 | 4.0948 | 3.2248 | 3.2214 | 3.1681 | 2.9769 | 3.3984 | 3.4791 | 2.8728 | 2.8502 | 2.7635 | 2.7212 | 2.6031 | 2.622 | 3.2475 | 3.7095 | 3.7803 | 3.7774 | 3.7736 | 3.7691 | 3.7641 | 3.7588 | 3.7531 | 3.7473 | 3.7414 | 3.7356 | 3.7297 | 3.724 | 3.7114 | 3.6972 | 3.6828 | 3.6684 | 3.6541 | 3.6397 | 3.6255 | 3.6115 | 3.5976
Northwest | Textiles | Peak | May | Motors | MW | 9.3788 | 10.4055 | 10.1803 | 12.6014 | 13.4557 | 16.8173 | 16.4908 | 17.3159 | 17.4999 | 16.7224 | 16.3861 | 15.1081 | 13.2418 | 13.414 | 15.8058 | 15.4673 | 15.0643 | 14.7507 | 14.2992 | 15.975 | 15.8749 | 14.0027 | 12.4938 | 11.4298 | 12.5801 | 11.8271 | 11.8013 | 13.4409 | 13.0887 | 13.3599 | 13.3765 | 13.3953 | 13.4161 | 13.4387 | 13.4631 | 13.4891 | 13.5166 | 13.5455 | 13.5758 | 13.6073 | 13.6399 | 13.6349 | 13.6242 | 13.6153 | 13.6084 | 13.6032 | 13.5998 | 13.5981 | 13.5979 | 13.5993
Northwest | Textiles | Peak | May | Other Subs | MW | 2.5395 | 2.8534 | 2.8277 | 3.5985 | 4.0326 | 5.075 | 5.1028 | 5.4736 | 5.4906 | 5.4277 | 5.332 | 5.0114 | 4.3496 | 4.4008 | 5.2953 | 5.1344 | 4.9416 | 4.8516 | 4.7156 | 5.2655 | 5.6536 | 5.2013 | 4.8643 | 4.3174 | 4.6693 | 4.4431 | 4.5405 | 5.0967 | 5.07 | 5.1989 | 5.227 | 5.2533 | 5.278 | 5.301 | 5.3225 | 5.3427 | 5.3615 | 5.3791 | 5.3955 | 5.4108 | 5.4251 | 5.4159 | 5.4016 | 5.3868 | 5.3717 | 5.3562 | 5.3405 | 5.3247 | 5.3088 | 5.2929
Northwest | Textiles | Peak | May | Miscellaneous | MW | 4.2354 | 5.1641 | 5.788 | 6.9565 | 7.859 | 9.5956 | 8.1113 | 7.978 | 7.8456 | 7.5522 | 7.3743 | 7.099 | 6.8874 | 7.5458 | 7.3802 | 5.2424 | 5.3225 | 5.2547 | 4.8573 | 5.6205 | 5.7662 | 4.4485 | 4.5871 | 4.797 | 4.3736 | 4.2261 | 4.2557 | 5.3654 | 5.199 | 5.2923 | 5.2852 | 5.2797 | 5.2756 | 5.2729 | 5.2714 | 5.2711 | 5.2719 | 5.2738 | 5.2766 | 5.2803 | 5.2849 | 5.2757 | 5.2646 | 5.2546 | 5.2455 | 5.2375 | 5.2303 | 5.224 | 5.2185 | 5.2136
Northwest | Textiles | Peak | June | Process Heat | MW | 2.242 | 2.6746 | 2.9442 | 3.6088 | 3.8646 | 4.8665 | 4.251 | 4.5119 | 4.2688 | 4.1803 | 3.7069 | 3.4391 | 3.418 | 3.7097 | 4.0981 | 2.9954 | 3.0448 | 3.09 | 3.035 | 3.2654 | 3.3926 | 2.5584 | 2.7813 | 2.379 | 2.4232 | 2.3387 | 2.3787 | 2.9456 | 3.3601 | 3.4234 | 3.42 | 3.4158 | 3.411 | 3.4057 | 3.4001 | 3.3943 | 3.3883 | 3.3823 | 3.3763 | 3.3703 | 3.3644 | 3.3525 | 3.3391 | 3.3255 | 3.312 | 3.2985 | 3.285 | 3.2717 | 3.2586 | 3.2456
Northwest | Textiles | Peak | June | Motors | MW | 9.3536 | 10.3646 | 10.269 | 12.8265 | 13.1355 | 16.6987 | 15.9213 | 17.6512 | 16.9649 | 16.3656 | 14.4742 | 13.0986 | 12.2545 | 12.6259 | 15.7144 | 14.3909 | 14.2462 | 14.389 | 14.6055 | 15.3619 | 15.4841 | 12.4697 | 12.2006 | 9.8418 | 11.2048 | 10.6257 | 10.7008 | 12.1807 | 11.8546 | 12.0966 | 12.1082 | 12.1218 | 12.1372 | 12.1543 | 12.1731 | 12.1933 | 12.2149 | 12.2378 | 12.2619 | 12.2872 | 12.3135 | 12.3062 | 12.2936 | 12.2829 | 12.2738 | 12.2664 | 12.2606 | 12.2563 | 12.2534 | 12.2519
Northwest | Textiles | Peak | June | Other Subs | MW | 2.5345 | 2.8428 | 2.8523 | 3.6595 | 3.9366 | 5.043 | 4.929 | 5.5823 | 5.3236 | 5.311 | 4.7074 | 4.343 | 4.0247 | 4.1424 | 5.2636 | 4.7775 | 4.6729 | 4.7326 | 4.8168 | 5.0633 | 5.5144 | 4.6322 | 4.7503 | 3.7185 | 4.1587 | 3.9925 | 4.1187 | 4.619 | 4.5889 | 4.7044 | 4.7286 | 4.7512 | 4.7723 | 4.7919 | 4.8102 | 4.8272 | 4.8431 | 4.8578 | 4.8714 | 4.8841 | 4.8959 | 4.8866 | 4.8727 | 4.8584 | 4.8438 | 4.8289 | 4.8138 | 4.7986 | 4.7833 | 4.768
Northwest | Textiles | Peak | June | Miscellaneous | MW | 4.2857 | 5.1888 | 5.8918 | 7.1425 | 7.7445 | 9.6287 | 7.9519 | 8.2175 | 7.6803 | 7.4754 | 6.6066 | 6.2307 | 6.4396 | 7.1638 | 7.4093 | 4.865 | 5.0301 | 5.1269 | 4.9507 | 5.4032 | 5.6239 | 3.9612 | 4.4747 | 4.1296 | 3.8959 | 3.7993 | 3.8637 | 4.8713 | 4.717 | 4.8001 | 4.7924 | 4.7861 | 4.781 | 4.7773 | 4.7746 | 4.7731 | 4.7726 | 4.7731 | 4.7744 | 4.7766 | 4.7796 | 4.7703 | 4.7593 | 4.7492 | 4.7401 | 4.7319 | 4.7244 | 4.7178 | 4.7119 | 4.7067
Northwest | Textiles | Peak | July | Process Heat | MW | 2.0552 | 2.4647 | 2.7467 | 3.3921 | 3.5233 | 4.471 | 3.8628 | 4.2678 | 3.8818 | 3.8553 | 3.5921 | 3.1895 | 3.4041 | 3.5107 | 3.769 | 2.6387 | 2.7211 | 2.8805 | 2.7993 | 3.233 | 3.1375 | 2.5974 | 2.4974 | 2.5148 | 2.4265 | 2.3257 | 2.4406 | 3.0224 | 3.4416 | 3.5056 | 3.5013 | 3.4962 | 3.4905 | 3.4843 | 3.4778 | 3.4711 | 3.4642 | 3.4574 | 3.4505 | 3.4437 | 3.4371 | 3.4243 | 3.4101 | 3.3957 | 3.3814 | 3.3671 | 3.353 | 3.3389 | 3.3251 | 3.3114
Northwest | Textiles | Peak | July | Motors | MW | 8.4777 | 9.4906 | 9.5186 | 11.9941 | 11.9006 | 15.2317 | 14.3418 | 16.6278 | 15.3501 | 15.0164 | 13.9439 | 12.0821 | 12.1266 | 11.8988 | 14.3896 | 12.6913 | 12.7362 | 13.4131 | 13.4915 | 15.2146 | 14.3253 | 12.6594 | 10.9668 | 10.411 | 11.2227 | 10.5668 | 10.9746 | 12.495 | 12.1515 | 12.3964 | 12.4053 | 12.4164 | 12.4293 | 12.444 | 12.4603 | 12.4782 | 12.4976 | 12.5184 | 12.5404 | 12.5635 | 12.5878 | 12.5782 | 12.5633 | 12.5503 | 12.539 | 12.5294 | 12.5214 | 12.515 | 12.5101 | 12.5065
Northwest | Textiles | Peak | July | Other Subs | MW | 2.3 | 2.6048 | 2.6453 | 3.4215 | 3.5677 | 4.6037 | 4.4421 | 5.2603 | 4.8176 | 4.8726 | 4.5335 | 4.0048 | 3.9821 | 3.904 | 4.8192 | 4.2135 | 4.1774 | 4.4115 | 4.4496 | 5.0145 | 5.1018 | 4.7029 | 4.2702 | 3.9356 | 4.1653 | 3.9711 | 4.2263 | 4.7383 | 4.6998 | 4.8169 | 4.8407 | 4.8628 | 4.8834 | 4.9025 | 4.9202 | 4.9366 | 4.9519 | 4.9659 | 4.9789 | 4.991 | 5.002 | 4.9919 | 4.977 | 4.9617 | 4.9461 | 4.9302 | 4.9141 | 4.8979 | 4.8816 | 4.8653
Northwest | Textiles | Peak | July | Miscellaneous | MW | 3.945 | 4.7933 | 5.5068 | 6.7187 | 7.0704 | 8.8596 | 7.2526 | 7.7889 | 7.001 | 6.9134 | 6.4207 | 5.7935 | 6.4303 | 6.7909 | 6.828 | 4.2828 | 4.495 | 4.7803 | 4.5652 | 5.3511 | 5.2022 | 4.0212 | 4.0167 | 4.3661 | 3.9026 | 3.7809 | 3.968 | 5.0062 | 4.8435 | 4.9275 | 4.9183 | 4.9106 | 4.9042 | 4.8992 | 4.8953 | 4.8926 | 4.891 | 4.8904 | 4.8908 | 4.892 | 4.894 | 4.8837 | 4.8717 | 4.8606 | 4.8505 | 4.8414 | 4.8331 | 4.8256 | 4.8188 | 4.8128
Northwest | Textiles | Peak | August | Process Heat | MW | 1.9692 | 2.3611 | 2.6377 | 3.2593 | 3.374 | 4.2841 | 3.6943 | 4.0972 | 3.7079 | 3.6892 | 3.4421 | 3.1982 | 3.2383 | 3.4316 | 3.597 | 2.5983 | 2.6196 | 2.6251 | 2.7629 | 3.1369 | 2.7569 | 2.3785 | 2.4701 | 2.3108 | 2.4086 | 2.3531 | 2.4451 | 3.0289 | 3.4463 | 3.5102 | 3.5058 | 3.5006 | 3.4947 | 3.4884 | 3.4818 | 3.4749 | 3.468 | 3.461 | 3.454 | 3.4472 | 3.4404 | 3.4276 | 3.4133 | 3.399 | 3.3846 | 3.3703 | 3.3561 | 3.3421 | 3.3283 | 3.3146
Northwest | Textiles | Peak | August | Motors | MW | 8.1014 | 9.0769 | 9.1283 | 11.5136 | 11.3906 | 14.584 | 13.6925 | 15.9425 | 14.646 | 14.3502 | 13.3383 | 12.0967 | 11.5224 | 11.6222 | 13.7158 | 12.5038 | 12.2643 | 12.2266 | 13.3233 | 14.7667 | 12.5919 | 11.5962 | 10.8541 | 9.5708 | 11.1432 | 10.6933 | 10.9954 | 12.53 | 12.1819 | 12.4277 | 12.4368 | 12.4481 | 12.4612 | 12.4762 | 12.4928 | 12.511 | 12.5307 | 12.5518 | 12.5742 | 12.5977 | 12.6224 | 12.6133 | 12.599 | 12.5865 | 12.5758 | 12.5668 | 12.5594 | 12.5536 | 12.5492 | 12.5463
Northwest | Textiles | Peak | August | Other Subs | MW | 2.199 | 2.492 | 2.5376 | 3.2852 | 3.4154 | 4.4088 | 4.2415 | 5.0441 | 4.5968 | 4.6564 | 4.3363 | 4.0095 | 3.7837 | 3.8134 | 4.5934 | 4.1514 | 4.0226 | 4.0214 | 4.3942 | 4.867 | 4.4845 | 4.3081 | 4.2266 | 3.619 | 4.1361 | 4.0193 | 4.2353 | 4.7516 | 4.7098 | 4.8273 | 4.8512 | 4.8734 | 4.8941 | 4.9134 | 4.9312 | 4.9478 | 4.9631 | 4.9773 | 4.9905 | 5.0026 | 5.0138 | 5.0039 | 4.9892 | 4.9742 | 4.9588 | 4.9431 | 4.9273 | 4.9113 | 4.8952 | 4.8791
Northwest | Textiles | Peak | August | Miscellaneous | MW | 3.7851 | 4.5958 | 5.2918 | 6.4598 | 6.775 | 8.4937 | 6.9433 | 7.4836 | 6.6922 | 6.6213 | 6.1593 | 5.8144 | 6.1208 | 6.6405 | 6.5216 | 4.2171 | 4.328 | 4.3573 | 4.5059 | 5.1928 | 4.5718 | 3.6829 | 3.9728 | 4.0125 | 3.8747 | 3.8267 | 3.977 | 5.0217 | 4.857 | 4.9412 | 4.9319 | 4.9241 | 4.9177 | 4.9126 | 4.9087 | 4.9061 | 4.9044 | 4.9039 | 4.9042 | 4.9055 | 4.9076 | 4.8973 | 4.8854 | 4.8745 | 4.8646 | 4.8556 | 4.8474 | 4.8401 | 4.8335 | 4.8276
Northwest | Textiles | Peak | September | Process Heat | MW | 2.1088 | 2.5194 | 2.7559 | 3.3727 | 3.6558 | 4.578 | 4.0432 | 4.2213 | 4.0689 | 3.9667 | 3.7386 | 3.4357 | 3.6607 | 3.5961 | 3.6942 | 2.7469 | 2.7429 | 3.1666 | 2.8127 | 3.1968 | 3.1689 | 2.6165 | 2.5402 | 2.5712 | 2.4569 | 2.661 | 2.5254 | 3.1295 | 3.57 | 3.6379 | 3.6349 | 3.631 | 3.6265 | 3.6215 | 3.6162 | 3.6105 | 3.6048 | 3.599 | 3.5932 | 3.5874 | 3.5818 | 3.5696 | 3.5559 | 3.5421 | 3.5283 | 3.5144 | 3.5007 | 3.487 | 3.4736 | 3.4603
Northwest | Textiles | Peak | September | Motors | MW | 8.8674 | 9.8085 | 9.664 | 12.0748 | 12.5202 | 15.8255 | 15.2545 | 16.5944 | 16.2341 | 15.5942 | 14.6725 | 13.1516 | 13.1811 | 12.2858 | 14.212 | 13.1984 | 12.8367 | 14.7533 | 13.538 | 15.0426 | 14.471 | 12.7588 | 11.1474 | 10.6419 | 11.3643 | 12.0944 | 11.3676 | 12.9674 | 12.6214 | 12.8833 | 12.8998 | 12.9183 | 12.9388 | 12.9611 | 12.9851 | 13.0107 | 13.0378 | 13.0662 | 13.096 | 13.1269 | 13.159 | 13.1553 | 13.146 | 13.1386 | 13.1331 | 13.1293 | 13.1271 | 13.1266 | 13.1276 | 13.13
Northwest | Textiles | Peak | September | Other Subs | MW | 2.4025 | 2.6908 | 2.6854 | 3.4487 | 3.7534 | 4.7778 | 4.7216 | 5.2467 | 5.094 | 5.0615 | 4.7736 | 4.362 | 4.3298 | 4.0311 | 4.7609 | 4.3817 | 4.2108 | 4.8528 | 4.4651 | 4.9584 | 5.1539 | 4.7394 | 4.3407 | 4.0214 | 4.2187 | 4.5447 | 4.3754 | 4.9174 | 4.8859 | 5.0103 | 5.0376 | 5.0631 | 5.087 | 5.1094 | 5.1303 | 5.1499 | 5.1683 | 5.1854 | 5.2014 | 5.2164 | 5.2304 | 5.222 | 5.2087 | 5.195 | 5.1808 | 5.1664 | 5.1518 | 5.1371 | 5.1222 | 5.1073
Northwest | Textiles | Peak | September | Miscellaneous | MW | 4.0273 | 4.8857 | 5.5131 | 6.6792 | 7.3341 | 9.0618 | 7.5532 | 7.6754 | 7.311 | 7.0813 | 6.6492 | 6.2132 | 6.8871 | 6.9369 | 6.671 | 4.4644 | 4.5338 | 5.255 | 4.5895 | 5.2897 | 5.2537 | 4.0526 | 4.0883 | 4.4642 | 3.9503 | 4.3224 | 4.1018 | 5.1789 | 5.0156 | 5.1055 | 5.0986 | 5.0932 | 5.0893 | 5.0866 | 5.0852 | 5.085 | 5.0858 | 5.0876 | 5.0904 | 5.0941 | 5.0986 | 5.09 | 5.0796 | 5.0703 | 5.0619 | 5.0544 | 5.0478 | 5.042 | 5.0371 | 5.0328
Northwest | Textiles | Peak | October | Process Heat | MW | 2.3135 | 2.7931 | 3.0256 | 3.6579 | 4.119 | 5.0763 | 4.5928 | 4.5644 | 4.6038 | 4.4735 | 3.8532 | 3.6774 | 3.6147 | 3.5369 | 3.7229 | 2.8694 | 3.1419 | 3.1881 | 2.9267 | 3.0552 | 3.8099 | 2.954 | 2.8018 | 2.7826 | 2.5758 | 2.6892 | 2.6642 | 3.3042 | 3.7698 | 3.8423 | 3.8399 | 3.8366 | 3.8326 | 3.828 | 3.8231 | 3.8179 | 3.8126 | 3.8072 | 3.8018 | 3.7965 | 3.7912 | 3.7791 | 3.7653 | 3.7514 | 3.7374 | 3.7235 | 3.7096 | 3.6958 | 3.6822 | 3.6688
Northwest | Textiles | Peak | October | Motors | MW | 9.7849 | 10.9193 | 10.6609 | 13.1872 | 14.2431 | 17.7007 | 17.4669 | 18.0211 | 18.4624 | 17.6903 | 15.2557 | 14.1709 | 13.0821 | 12.1416 | 14.4062 | 13.7499 | 14.6901 | 14.8502 | 14.0494 | 14.3608 | 17.4034 | 14.4126 | 12.2924 | 11.5194 | 11.9163 | 12.2266 | 12.0006 | 13.7215 | 13.3574 | 13.6399 | 13.6622 | 13.6868 | 13.7134 | 13.7419 | 13.7722 | 13.8042 | 13.8378 | 13.8729 | 13.9093 | 13.9469 | 13.9858 | 13.9867 | 13.9818 | 13.9789 | 13.9779 | 13.9787 | 13.9813 | 13.9856 | 13.9915 | 13.9989
Northwest | Textiles | Peak | October | Other Subs | MW | 2.6526 | 2.9972 | 2.9656 | 3.7733 | 4.272 | 5.3428 | 5.4055 | 5.6963 | 5.7926 | 5.7428 | 4.9658 | 4.7017 | 4.2979 | 3.9838 | 4.8269 | 4.5642 | 4.8192 | 4.8847 | 4.6335 | 4.7338 | 6.1985 | 5.3535 | 4.7867 | 4.353 | 4.4242 | 4.5945 | 4.619 | 5.2034 | 5.1713 | 5.3048 | 5.3354 | 5.3642 | 5.3913 | 5.4168 | 5.4407 | 5.4633 | 5.4845 | 5.5044 | 5.5231 | 5.5408 | 5.5573 | 5.5502 | 5.5379 | 5.5251 | 5.5119 | 5.4984 | 5.4847 | 5.4708 | 5.4568 | 5.4427
Northwest | Textiles | Peak | October | Miscellaneous | MW | 4.4232 | 5.4185 | 6.0569 | 7.2588 | 8.2788 | 10.059 | 8.572 | 8.2844 | 8.2566 | 7.9623 | 6.8232 | 6.6303 | 6.7871 | 6.8105 | 6.7048 | 4.6692 | 5.1934 | 5.288 | 4.7773 | 5.052 | 6.3164 | 4.5773 | 4.5113 | 4.8319 | 4.1413 | 4.3671 | 4.3267 | 5.4712 | 5.2998 | 5.3967 | 5.3911 | 5.3871 | 5.3846 | 5.3835 | 5.3837 | 5.3851 | 5.3876 | 5.3912 | 5.3958 | 5.4013 | 5.4077 | 5.4002 | 5.3908 | 5.3825 | 5.3752 | 5.3689 | 5.3635 | 5.359 | 5.3553 | 5.3522
Northwest | Textiles | Peak | November | Process Heat | MW | 2.5175 | 3.0412 | 3.298 | 3.9883 | 4.4844 | 5.5294 | 5 | 4.9715 | 5.0058 | 4.8675 | 4.295 | 3.953 | 3.908 | 3.8795 | 4.5077 | 3.3982 | 3.2366 | 3.58 | 3.5897 | 3.9108 | 4.1652 | 3.2932 | 2.881 | 2.7878 | 3.4068 | 2.833 | 2.8366 | 3.5172 | 4.0153 | 4.0926 | 4.0902 | 4.0868 | 4.0827 | 4.078 | 4.0729 | 4.0675 | 4.0619 | 4.0563 | 4.0506 | 4.045 | 4.0395 | 4.0266 | 4.012 | 3.9972 | 3.9823 | 3.9675 | 3.9527 | 3.938 | 3.9235 | 3.9093
Northwest | Textiles | Peak | November | Motors | MW | 10.6546 | 11.8936 | 11.6254 | 14.3855 | 15.5176 | 19.2893 | 19.0214 | 19.6209 | 20.0696 | 19.2397 | 16.9893 | 15.2268 | 14.1434 | 13.3163 | 17.4301 | 16.297 | 15.1386 | 16.6808 | 17.2442 | 18.3894 | 19.0132 | 16.0605 | 12.6302 | 11.5352 | 15.7563 | 12.8782 | 12.7769 | 14.5997 | 14.2155 | 14.5161 | 14.5398 | 14.5659 | 14.5941 | 14.6244 | 14.6566 | 14.6905 | 14.7262 | 14.7633 | 14.8019 | 14.8418 | 14.883 | 14.8837 | 14.878 | 14.8745 | 14.873 | 14.8735 | 14.8758 | 14.8799 | 14.8857 | 14.8932
Northwest | Textiles | Peak | November | Other Subs | MW | 2.8883 | 3.2647 | 3.234 | 4.1165 | 4.6545 | 5.8222 | 5.8866 | 6.2023 | 6.297 | 6.2458 | 5.53 | 5.0521 | 4.6467 | 4.3694 | 5.84 | 5.4099 | 4.9663 | 5.4871 | 5.6873 | 6.0618 | 6.7716 | 5.9654 | 4.9178 | 4.3577 | 5.8494 | 4.8388 | 4.9169 | 5.5364 | 5.5051 | 5.6472 | 5.6798 | 5.7104 | 5.7392 | 5.7663 | 5.7917 | 5.8157 | 5.8382 | 5.8593 | 5.8792 | 5.898 | 5.9156 | 5.9078 | 5.8945 | 5.8807 | 5.8664 | 5.8519 | 5.837 | 5.8221 | 5.807 | 5.7918
Northwest | Textiles | Peak | November | Miscellaneous | MW | 4.8126 | 5.8998 | 6.602 | 7.9148 | 9.0146 | 10.9576 | 9.3333 | 9.0266 | 8.981 | 8.667 | 7.6108 | 7.1302 | 7.3389 | 7.4717 | 8.1229 | 5.53 | 5.3514 | 5.9395 | 5.8597 | 6.468 | 6.9036 | 5.1016 | 4.6389 | 4.8401 | 5.4761 | 4.5996 | 4.6052 | 5.8198 | 5.6389 | 5.7421 | 5.7362 | 5.7321 | 5.7295 | 5.7283 | 5.7286 | 5.7301 | 5.7328 | 5.7367 | 5.7416 | 5.7474 | 5.7543 | 5.7462 | 5.7361 | 5.7271 | 5.7193 | 5.7124 | 5.7066 | 5.7016 | 5.6976 | 5.6942
Northwest | Textiles | Peak | December | Process Heat | MW | 2.3366 | 2.8279 | 3.0472 | 3.676 | 4.171 | 5.1249 | 4.6801 | 4.6122 | 4.6947 | 4.5607 | 4.1944 | 3.8239 | 4.4339 | 3.6737 | 4.0633 | 3.0595 | 2.8409 | 3.3044 | 3.1083 | 3.8017 | 3.524 | 3.0001 | 3.2426 | 3.355 | 2.7505 | 2.8018 | 2.7125 | 3.3637 | 3.8415 | 3.9158 | 3.9138 | 3.9108 | 3.9071 | 3.9029 | 3.8983 | 3.8934 | 3.8883 | 3.8832 | 3.878 | 3.8729 | 3.8679 | 3.8557 | 3.8419 | 3.828 | 3.814 | 3.7999 | 3.786 | 3.7721 | 3.7584 | 3.7449
Northwest | Textiles | Peak | December | Motors | MW | 9.9234 | 11.0837 | 10.7636 | 13.2936 | 14.4684 | 17.9199 | 17.8726 | 18.2488 | 18.867 | 18.0787 | 16.6633 | 14.7824 | 16.0795 | 12.6263 | 15.7496 | 14.658 | 13.2811 | 15.3923 | 14.918 | 17.8689 | 16.0748 | 14.6253 | 14.2005 | 13.8765 | 12.7187 | 12.7368 | 12.2203 | 13.9673 | 13.6021 | 13.8911 | 13.9151 | 13.9413 | 13.9697 | 13.9999 | 14.032 | 14.0658 | 14.1011 | 14.138 | 14.1762 | 14.2156 | 14.2563 | 14.258 | 14.2537 | 14.2514 | 14.2511 | 14.2526 | 14.2559 | 14.261 | 14.2676 | 14.2759
Northwest | Textiles | Peak | December | Other Subs | MW | 2.6895 | 3.0422 | 2.9945 | 3.805 | 4.3399 | 5.4081 | 5.5301 | 5.7675 | 5.9192 | 5.8692 | 5.425 | 4.9054 | 5.283 | 4.143 | 5.2773 | 4.8656 | 4.357 | 5.0631 | 4.9199 | 5.8902 | 5.7248 | 5.432 | 5.5287 | 5.2408 | 4.7217 | 4.7855 | 4.7022 | 5.2965 | 5.2685 | 5.405 | 5.4366 | 5.4664 | 5.4944 | 5.5208 | 5.5456 | 5.569 | 5.591 | 5.6117 | 5.6312 | 5.6496 | 5.6669 | 5.6599 | 5.6475 | 5.6346 | 5.6214 | 5.6078 | 5.594 | 5.58 | 5.5659 | 5.5518
Northwest | Textiles | Peak | December | Miscellaneous | MW | 4.4629 | 5.4831 | 6.0986 | 7.2948 | 8.3856 | 10.1554 | 8.7239 | 8.3632 | 8.4118 | 8.1073 | 7.4148 | 6.8845 | 8.3192 | 7.072 | 7.3124 | 4.9796 | 4.6959 | 5.4807 | 5.074 | 6.2862 | 5.8392 | 4.6467 | 5.222 | 5.8242 | 4.4203 | 4.5481 | 4.4029 | 5.5645 | 5.3926 | 5.4918 | 5.4867 | 5.4833 | 5.4813 | 5.4807 | 5.4814 | 5.4833 | 5.4864 | 5.4905 | 5.4956 | 5.5017 | 5.5087 | 5.5014 | 5.4921 | 5.4839 | 5.4767 | 5.4705 | 5.4653 | 5.4609 | 5.4574 | 5.4546
Northwest | Apparel | Peak | January | Process Heat | MW | 1.7894 | 1.9759 | 2.3185 | 2.0132 | 2.0551 | 2.3649 | 2.9598 | 3.6175 | 3.0756 | 3.7479 | 3.4782 | 1.8375 | 1.999 | 1.9594 | 1.9517 | 1.2495 | 1.0551 | 1.2055 | 1.4692 | 1.5494 | 1.3166 | 1.3528 | 1.2669 | 1.3432 | 1.214 | 1.465 | 1.4366 | 1.3411 | 1.7316 | 1.7654 | 1.7645 | 1.7627 | 1.7599 | 1.7564 | 1.7521 | 1.7471 | 1.7415 | 1.7353 | 1.7286 | 1.7213 | 1.7136 | 1.7029 | 1.6916 | 1.6799 | 1.6677 | 1.6552 | 1.6423 | 1.629 | 1.6154 | 1.6016
Northwest | Apparel | Peak | January | Motors | MW | 6.3514 | 6.8331 | 7.3835 | 6.4423 | 6.6084 | 7.5501 | 9.5835 | 12.4556 | 10.7602 | 12.7684 | 11.3739 | 5.8604 | 6.4921 | 6.2895 | 6.6343 | 6.4646 | 5.0959 | 5.8336 | 7.5969 | 7.6448 | 6.4396 | 6.9116 | 6.026 | 5.8688 | 6.043 | 6.996 | 6.6892 | 4.3232 | 3.9 | 3.9671 | 3.9587 | 3.9503 | 3.9421 | 3.9339 | 3.9259 | 3.9179 | 3.91 | 3.9021 | 3.8943 | 3.8865 | 3.8787 | 3.867 | 3.8553 | 3.8436 | 3.832 | 3.8203 | 3.8087 | 3.7971 | 3.7855 | 3.7739
Northwest | Apparel | Peak | January | Other Subs | MW | 1.7562 | 1.9108 | 2.1042 | 1.8514 | 1.9543 | 2.2499 | 2.9358 | 3.8905 | 3.3129 | 4.0484 | 3.5956 | 1.9232 | 2.0786 | 2.0338 | 2.1514 | 2.1336 | 1.6304 | 1.8935 | 2.472 | 2.4723 | 2.2496 | 2.4616 | 2.2854 | 2.2279 | 2.2222 | 2.6448 | 2.6075 | 1.7816 | 1.864 | 1.9001 | 1.8988 | 1.8964 | 1.8929 | 1.8884 | 1.883 | 1.8769 | 1.87 | 1.8625 | 1.8543 | 1.8456 | 1.8363 | 1.8222 | 1.8078 | 1.7931 | 1.778 | 1.7627 | 1.7471 | 1.7314 | 1.7154 | 1.6993
Northwest | Apparel | Peak | January | Miscellaneous | MW | 3.7397 | 4.1448 | 4.9393 | 4.2259 | 4.2802 | 4.8676 | 6.0836 | 7.2018 | 6.1311 | 7.3909 | 6.9661 | 3.7391 | 4.0407 | 3.9787 | 3.8733 | 2.0935 | 1.84 | 2.0852 | 2.4439 | 2.6385 | 2.2367 | 2.2293 | 2.0976 | 2.4086 | 2.0025 | 2.4608 | 2.4332 | 1.8765 | 1.6961 | 1.7231 | 1.7171 | 1.711 | 1.7048 | 1.6985 | 1.6921 | 1.6857 | 1.6793 | 1.6728 | 1.6662 | 1.6596 | 1.6529 | 1.6449 | 1.6368 | 1.6287 | 1.6206 | 1.6124 | 1.6042 | 1.596 | 1.5877 | 1.5793
Northwest | Apparel | Peak | February | Process Heat | MW | 1.8331 | 2.0243 | 2.3751 | 2.0643 | 2.1075 | 2.4247 | 3.0357 | 3.7096 | 3.1575 | 3.8448 | 3.6075 | 1.7737 | 1.8556 | 2.0432 | 1.9182 | 1.2782 | 1.0449 | 1.3245 | 1.3101 | 1.529 | 1.5505 | 1.3344 | 1.1862 | 1.3174 | 1.2692 | 1.5388 | 1.4424 | 1.3445 | 1.7342 | 1.7681 | 1.7673 | 1.7655 | 1.7628 | 1.7593 | 1.7551 | 1.7501 | 1.7446 | 1.7384 | 1.7317 | 1.7245 | 1.7168 | 1.7061 | 1.6949 | 1.6832 | 1.671 | 1.6585 | 1.6456 | 1.6323 | 1.6188 | 1.6049
Northwest | Apparel | Peak | February | Motors | MW | 6.5099 | 7.0024 | 7.5659 | 6.6062 | 6.7778 | 7.7418 | 9.8301 | 12.7726 | 11.0459 | 13.0974 | 11.7878 | 5.6545 | 6.0255 | 6.5588 | 6.5193 | 6.6168 | 5.0492 | 6.4102 | 6.7766 | 7.5455 | 7.5885 | 6.8257 | 5.6509 | 5.7609 | 6.3176 | 7.3487 | 6.7161 | 4.3348 | 3.9107 | 3.9782 | 3.9699 | 3.9618 | 3.9537 | 3.9457 | 3.9378 | 3.93 | 3.9222 | 3.9145 | 3.9069 | 3.8992 | 3.8915 | 3.88 | 3.8684 | 3.8569 | 3.8453 | 3.8338 | 3.8223 | 3.8108 | 3.7993 | 3.7879
Northwest | Apparel | Peak | February | Other Subs | MW | 1.8003 | 1.9585 | 2.1564 | 1.8988 | 2.0048 | 2.3077 | 3.0121 | 3.991 | 3.402 | 4.1541 | 3.7274 | 1.8557 | 1.93 | 2.1216 | 2.1149 | 2.1843 | 1.616 | 2.0813 | 2.2059 | 2.4412 | 2.6529 | 2.4345 | 2.1459 | 2.1891 | 2.3241 | 2.7788 | 2.6186 | 1.7868 | 1.8673 | 1.9036 | 1.9024 | 1.9 | 1.8966 | 1.8923 | 1.887 | 1.881 | 1.8742 | 1.8668 | 1.8588 | 1.8502 | 1.8409 | 1.8269 | 1.8126 | 1.7979 | 1.7829 | 1.7676 | 1.7521 | 1.7364 | 1.7205 | 1.7045
Northwest | Apparel | Peak | February | Miscellaneous | MW | 3.8305 | 4.2462 | 5.0598 | 4.333 | 4.3892 | 4.9905 | 6.2392 | 7.3859 | 6.2953 | 7.5824 | 7.2267 | 3.6095 | 3.7508 | 4.1486 | 3.8071 | 2.1409 | 1.8223 | 2.2908 | 2.1786 | 2.6036 | 2.6346 | 2.1984 | 1.9635 | 2.3624 | 2.0941 | 2.5853 | 2.4436 | 1.8819 | 1.7012 | 1.7283 | 1.7223 | 1.7162 | 1.7101 | 1.7039 | 1.6976 | 1.6912 | 1.6848 | 1.6783 | 1.6718 | 1.6653 | 1.6586 | 1.6506 | 1.6426 | 1.6345 | 1.6264 | 1.6183 | 1.6101 | 1.6019 | 1.5936 | 1.5853
Northwest | Apparel | Peak | March | Process Heat | MW | 1.6495 | 1.8209 | 2.1363 | 1.8583 | 1.8948 | 2.1823 | 2.7286 | 3.3428 | 2.8409 | 3.4596 | 2.9842 | 1.6328 | 1.8678 | 1.939 | 1.8227 | 1.1194 | 1.0214 | 1.163 | 1.1928 | 1.2802 | 1.369 | 1.2015 | 1.1003 | 1.3254 | 1.2167 | 1.3214 | 1.4078 | 1.3104 | 1.6888 | 1.7218 | 1.721 | 1.7193 | 1.7167 | 1.7133 | 1.7092 | 1.7044 | 1.699 | 1.693 | 1.6865 | 1.6795 | 1.672 | 1.6616 | 1.6507 | 1.6393 | 1.6275 | 1.6154 | 1.6028 | 1.5899 | 1.5768 | 1.5633
Northwest | Apparel | Peak | March | Motors | MW | 5.8569 | 6.2977 | 6.8041 | 5.9472 | 6.0927 | 6.968 | 8.8364 | 11.5132 | 9.9397 | 11.7882 | 9.7566 | 5.2084 | 6.0674 | 6.2247 | 6.1956 | 5.7936 | 4.9342 | 5.6283 | 6.1692 | 6.317 | 6.7006 | 6.1441 | 5.2419 | 5.7954 | 6.0565 | 6.3101 | 6.5538 | 4.2233 | 3.8105 | 3.8763 | 3.8682 | 3.8603 | 3.8524 | 3.8446 | 3.8369 | 3.8293 | 3.8217 | 3.8142 | 3.8067 | 3.7993 | 3.7917 | 3.7805 | 3.7692 | 3.758 | 3.7467 | 3.7354 | 3.7242 | 3.713 | 3.7018 | 3.6907
Northwest | Apparel | Peak | March | Other Subs | MW | 1.6197 | 1.7612 | 1.9391 | 1.7092 | 1.802 | 2.0767 | 2.7072 | 3.5968 | 3.0609 | 3.7384 | 3.0849 | 1.7093 | 1.9431 | 2.0133 | 2.0097 | 1.9124 | 1.5791 | 1.8273 | 2.0079 | 2.0434 | 2.3422 | 2.1904 | 1.99 | 2.2019 | 2.2279 | 2.3862 | 2.5555 | 1.7411 | 1.8162 | 1.8516 | 1.8505 | 1.8482 | 1.8449 | 1.8407 | 1.8357 | 1.8298 | 1.8233 | 1.816 | 1.8082 | 1.7999 | 1.7909 | 1.7774 | 1.7634 | 1.7492 | 1.7346 | 1.7198 | 1.7047 | 1.6895 | 1.6741 | 1.6585
Northwest | Apparel | Peak | March | Miscellaneous | MW | 3.4467 | 3.8193 | 4.5507 | 3.9004 | 3.9461 | 4.4916 | 5.6074 | 6.6547 | 5.6632 | 6.8221 | 5.9769 | 3.3221 | 3.775 | 3.937 | 3.6171 | 1.875 | 1.7809 | 2.0115 | 1.9838 | 2.1799 | 2.3263 | 1.9797 | 1.8214 | 2.3768 | 2.0076 | 2.2204 | 2.3853 | 1.8346 | 1.6586 | 1.6851 | 1.6792 | 1.6733 | 1.6673 | 1.6613 | 1.6551 | 1.6489 | 1.6427 | 1.6364 | 1.63 | 1.6236 | 1.6172 | 1.6094 | 1.6015 | 1.5937 | 1.5857 | 1.5778 | 1.5698 | 1.5618 | 1.5538 | 1.5457
Northwest | Apparel | Peak | April | Process Heat | MW | 1.456 | 1.6033 | 1.8777 | 1.6389 | 1.6682 | 1.9262 | 2.4002 | 2.969 | 2.5134 | 3.0598 | 2.4412 | 1.4764 | 1.6352 | 1.7771 | 1.6681 | 1.0548 | 0.8927 | 1.0992 | 1.0897 | 1.2729 | 1.1571 | 1.0537 | 1.0481 | 1.0653 | 1.067 | 1.1741 | 1.1632 | 1.0814 | 1.3925 | 1.4195 | 1.4187 | 1.4172 | 1.4149 | 1.4119 | 1.4084 | 1.4043 | 1.3996 | 1.3945 | 1.389 | 1.3831 | 1.3767 | 1.368 | 1.3589 | 1.3494 | 1.3396 | 1.3294 | 1.319 | 1.3083 | 1.2973 | 1.2861
Northwest | Apparel | Peak | April | Motors | MW | 5.1689 | 5.5374 | 5.9713 | 5.2395 | 5.3563 | 6.1445 | 7.7643 | 10.2268 | 8.7836 | 10.4253 | 7.9802 | 4.7106 | 5.3121 | 5.7022 | 5.6678 | 5.4582 | 4.3115 | 5.3153 | 5.6348 | 6.2796 | 5.6603 | 5.3864 | 4.9928 | 4.657 | 5.3099 | 5.6048 | 5.4114 | 3.4796 | 3.1395 | 3.1932 | 3.186 | 3.1789 | 3.1719 | 3.165 | 3.1581 | 3.1513 | 3.1446 | 3.1378 | 3.1312 | 3.1245 | 3.1178 | 3.1081 | 3.0984 | 3.0886 | 3.0789 | 3.0692 | 3.0595 | 3.0498 | 3.0402 | 3.0306
Northwest | Apparel | Peak | April | Other Subs | MW | 1.4288 | 1.5476 | 1.7003 | 1.505 | 1.5843 | 1.8317 | 2.3791 | 3.1959 | 2.7059 | 3.3073 | 2.5242 | 1.5461 | 1.7022 | 1.8451 | 1.8399 | 1.8021 | 1.3806 | 1.7262 | 1.8346 | 2.0323 | 1.9792 | 1.9211 | 1.896 | 1.7694 | 1.9531 | 2.1194 | 2.1101 | 1.4356 | 1.4945 | 1.5234 | 1.5222 | 1.5202 | 1.5172 | 1.5135 | 1.5091 | 1.5041 | 1.4984 | 1.4923 | 1.4856 | 1.4785 | 1.4709 | 1.4596 | 1.4479 | 1.436 | 1.4239 | 1.4115 | 1.399 | 1.3863 | 1.3734 | 1.3605
Northwest | Apparel | Peak | April | Miscellaneous | MW | 3.038 | 3.3587 | 3.9961 | 3.4368 | 3.4715 | 3.962 | 4.9255 | 5.9071 | 5.0057 | 6.031 | 4.8866 | 3.0019 | 3.3043 | 3.6079 | 3.3091 | 1.7637 | 1.5543 | 1.8999 | 1.8112 | 2.167 | 1.9658 | 1.7352 | 1.7339 | 1.9101 | 1.7605 | 1.973 | 1.9709 | 1.5135 | 1.3684 | 1.39 | 1.385 | 1.38 | 1.3749 | 1.3697 | 1.3645 | 1.3592 | 1.3538 | 1.3485 | 1.3431 | 1.3376 | 1.3321 | 1.3255 | 1.3189 | 1.3122 | 1.3056 | 1.2988 | 1.2921 | 1.2854 | 1.2786 | 1.2717
Northwest | Apparel | Peak | May | Process Heat | MW | 1.462 | 1.601 | 1.8846 | 1.6558 | 1.6759 | 1.9428 | 2.3955 | 2.9937 | 2.5001 | 3.0423 | 2.7416 | 1.5335 | 1.6634 | 1.8919 | 1.7919 | 1.0772 | 1.0314 | 1.1163 | 1.1021 | 1.3347 | 1.2725 | 1.0704 | 1.0221 | 1.1163 | 1.1315 | 1.1773 | 1.1986 | 1.1165 | 1.439 | 1.4662 | 1.4645 | 1.462 | 1.4587 | 1.4548 | 1.4502 | 1.4451 | 1.4394 | 1.4332 | 1.4265 | 1.4195 | 1.412 | 1.4023 | 1.3922 | 1.3817 | 1.3709 | 1.3597 | 1.3483 | 1.3366 | 1.3246 | 1.3124
Northwest | Apparel | Peak | May | Motors | MW | 5.1283 | 5.4638 | 5.9227 | 5.2366 | 5.3346 | 6.1501 | 7.6537 | 10.2355 | 8.6612 | 10.2817 | 8.84 | 4.827 | 5.3556 | 6.0244 | 6.0396 | 5.5743 | 4.9772 | 5.3821 | 5.6929 | 6.5754 | 6.2084 | 5.455 | 4.861 | 4.8681 | 5.6176 | 5.6069 | 5.5602 | 3.567 | 3.217 | 3.2691 | 3.2588 | 3.2487 | 3.2387 | 3.2287 | 3.2188 | 3.209 | 3.1992 | 3.1895 | 3.1799 | 3.1703 | 3.1606 | 3.1482 | 3.1357 | 3.1233 | 3.1109 | 3.0986 | 3.0862 | 3.0739 | 3.0616 | 3.0493
Northwest | Apparel | Peak | May | Other Subs | MW | 1.4159 | 1.5234 | 1.6815 | 1.5011 | 1.5772 | 1.8337 | 2.3448 | 3.2002 | 2.6693 | 3.2602 | 2.7924 | 1.5821 | 1.7154 | 1.9491 | 1.9616 | 1.8408 | 1.5948 | 1.7478 | 1.8536 | 2.1288 | 2.1707 | 1.9462 | 1.8455 | 1.8486 | 2.0644 | 2.1181 | 2.1663 | 1.4753 | 1.5333 | 1.5615 | 1.5589 | 1.5553 | 1.5509 | 1.5456 | 1.5397 | 1.5331 | 1.5259 | 1.5181 | 1.5098 | 1.5011 | 1.4919 | 1.4792 | 1.4663 | 1.453 | 1.4395 | 1.4258 | 1.4119 | 1.3978 | 1.3836 | 1.3693
Northwest | Apparel | Peak | May | Miscellaneous | MW | 3.0432 | 3.3447 | 4.001 | 3.466 | 3.4813 | 3.9912 | 4.9062 | 5.9567 | 4.9736 | 6.0022 | 5.5007 | 3.1233 | 3.3651 | 3.8433 | 3.5572 | 1.7933 | 1.7896 | 1.9264 | 1.8282 | 2.2712 | 2.1608 | 1.7585 | 1.6869 | 1.9991 | 1.8653 | 1.9766 | 2.0288 | 1.5577 | 1.4079 | 1.4292 | 1.423 | 1.4169 | 1.4106 | 1.4043 | 1.3979 | 1.3915 | 1.385 | 1.3785 | 1.372 | 1.3654 | 1.3587 | 1.3511 | 1.3435 | 1.3358 | 1.3281 | 1.3203 | 1.3125 | 1.3048 | 1.297 | 1.2891
Northwest | Apparel | Peak | June | Process Heat | MW | 1.4867 | 1.6242 | 1.9316 | 1.7152 | 1.675 | 1.9775 | 2.3968 | 3.1194 | 2.4751 | 3.0547 | 2.4976 | 1.3654 | 1.5722 | 1.818 | 1.8132 | 1.0114 | 0.9893 | 1.1014 | 1.1466 | 1.3037 | 1.2478 | 0.9553 | 1.0026 | 0.967 | 1.013 | 1.0661 | 1.0933 | 1.0119 | 1.2989 | 1.3229 | 1.3209 | 1.3181 | 1.3147 | 1.3106 | 1.3059 | 1.3007 | 1.295 | 1.2889 | 1.2824 | 1.2755 | 1.2682 | 1.2591 | 1.2495 | 1.2397 | 1.2295 | 1.2191 | 1.2084 | 1.1974 | 1.1863 | 1.1749
Northwest | Apparel | Peak | June | Motors | MW | 5.1374 | 5.4723 | 5.9902 | 5.3608 | 5.2832 | 6.2009 | 7.543 | 10.5623 | 8.4831 | 10.2146 | 7.9128 | 4.2259 | 5.0033 | 5.7293 | 6.039 | 5.2398 | 4.7701 | 5.3 | 5.9221 | 6.4163 | 6.0771 | 4.8578 | 4.7651 | 4.2115 | 5.0237 | 5.068 | 5.058 | 3.2139 | 2.8988 | 2.944 | 2.9331 | 2.9223 | 2.9116 | 2.9009 | 2.8903 | 2.8798 | 2.8693 | 2.8589 | 2.8485 | 2.8381 | 2.8278 | 2.8151 | 2.8024 | 2.7898 | 2.7772 | 2.7646 | 2.752 | 2.7394 | 2.7269 | 2.7144
Northwest | Apparel | Peak | June | Other Subs | MW | 1.4185 | 1.5234 | 1.6976 | 1.5344 | 1.5615 | 1.8501 | 2.3096 | 3.3023 | 2.6148 | 3.2351 | 2.494 | 1.3828 | 1.6007 | 1.8526 | 1.9619 | 1.7313 | 1.5287 | 1.7212 | 1.9275 | 2.0776 | 2.1244 | 1.7323 | 1.8073 | 1.5982 | 1.8453 | 1.9142 | 1.9712 | 1.3337 | 1.3738 | 1.3983 | 1.3953 | 1.3913 | 1.3866 | 1.3812 | 1.3751 | 1.3684 | 1.3612 | 1.3535 | 1.3454 | 1.3368 | 1.3278 | 1.3159 | 1.3038 | 1.2913 | 1.2787 | 1.2659 | 1.2529 | 1.2398 | 1.2265 | 1.2132
Northwest | Apparel | Peak | June | Miscellaneous | MW | 3.0938 | 3.3897 | 4.0969 | 3.5875 | 3.4782 | 4.0626 | 4.9114 | 6.2132 | 4.9237 | 6.0396 | 5.0302 | 2.7894 | 3.1866 | 3.698 | 3.6054 | 1.6757 | 1.7112 | 1.8991 | 1.8994 | 2.2182 | 2.1185 | 1.5675 | 1.6525 | 1.731 | 1.6699 | 1.7901 | 1.8509 | 1.4108 | 1.2753 | 1.294 | 1.288 | 1.2818 | 1.2756 | 1.2693 | 1.263 | 1.2566 | 1.2502 | 1.2437 | 1.2372 | 1.2307 | 1.2241 | 1.2167 | 1.2093 | 1.2018 | 1.1944 | 1.1868 | 1.1793 | 1.1718 | 1.1642 | 1.1566
Northwest | Apparel | Peak | July | Process Heat | MW | 1.389 | 1.5255 | 1.8284 | 1.6304 | 1.5556 | 1.8488 | 2.2312 | 2.989 | 2.2857 | 2.8635 | 2.4616 | 1.2835 | 1.5909 | 1.7427 | 1.6851 | 0.8993 | 0.8968 | 1.0404 | 1.0789 | 1.3083 | 1.1654 | 0.9734 | 0.9086 | 1.0385 | 1.0222 | 1.0699 | 1.1328 | 1.043 | 1.334 | 1.3584 | 1.356 | 1.3529 | 1.349 | 1.3445 | 1.3394 | 1.3337 | 1.3276 | 1.321 | 1.314 | 1.3066 | 1.2987 | 1.2891 | 1.2792 | 1.2688 | 1.2582 | 1.2473 | 1.2361 | 1.2247 | 1.213 | 1.2012
Northwest | Apparel | Peak | July | Motors | MW | 4.7463 | 5.1005 | 5.6259 | 5.0649 | 4.8794 | 5.762 | 6.9606 | 10.0816 | 7.7822 | 9.5161 | 7.7199 | 3.9316 | 5.0126 | 5.4575 | 5.5686 | 4.6588 | 4.3181 | 4.9906 | 5.5657 | 6.4243 | 5.6635 | 4.9371 | 4.3163 | 4.5161 | 5.0662 | 5.0778 | 5.2308 | 3.2969 | 2.9743 | 3.0196 | 3.0072 | 2.9949 | 2.9827 | 2.9706 | 2.9585 | 2.9465 | 2.9346 | 2.9227 | 2.9109 | 2.8991 | 2.8873 | 2.8732 | 2.8592 | 2.8453 | 2.8313 | 2.8173 | 2.8034 | 2.7895 | 2.7757 | 2.7618
Northwest | Apparel | Peak | July | Other Subs | MW | 1.3105 | 1.4189 | 1.5933 | 1.4485 | 1.4412 | 1.7192 | 2.1293 | 3.1497 | 2.3968 | 3.0099 | 2.4284 | 1.285 | 1.6004 | 1.7633 | 1.8075 | 1.5392 | 1.3825 | 1.619 | 1.809 | 2.0779 | 1.9782 | 1.7593 | 1.6349 | 1.7113 | 1.8591 | 1.9171 | 2.0387 | 1.3704 | 1.3995 | 1.424 | 1.4203 | 1.4158 | 1.4105 | 1.4044 | 1.3977 | 1.3904 | 1.3826 | 1.3742 | 1.3654 | 1.3562 | 1.3466 | 1.3341 | 1.3214 | 1.3084 | 1.2952 | 1.2818 | 1.2683 | 1.2546 | 1.2408 | 1.2268
Northwest | Apparel | Peak | July | Miscellaneous | MW | 2.8936 | 3.1852 | 3.8786 | 3.4101 | 3.2317 | 3.8003 | 4.5784 | 5.9582 | 4.5475 | 5.6699 | 4.9691 | 2.6273 | 3.2292 | 3.5478 | 3.3537 | 1.4855 | 1.5482 | 1.7924 | 1.7859 | 2.2254 | 1.9782 | 1.595 | 1.4957 | 1.8585 | 1.6844 | 1.7966 | 1.9183 | 1.4538 | 1.3145 | 1.3335 | 1.3268 | 1.3201 | 1.3133 | 1.3064 | 1.2995 | 1.2925 | 1.2855 | 1.2785 | 1.2714 | 1.2643 | 1.2571 | 1.2491 | 1.2411 | 1.2331 | 1.225 | 1.217 | 1.2089 | 1.2008 | 1.1926 | 1.1844
Northwest | Apparel | Peak | August | Process Heat | MW | 1.3376 | 1.4691 | 1.7632 | 1.5719 | 1.4944 | 1.7762 | 2.1452 | 2.8813 | 2.1923 | 2.7529 | 2.3728 | 1.2942 | 1.5191 | 1.7089 | 1.6157 | 0.89 | 0.8682 | 0.9533 | 1.0715 | 1.2765 | 1.0305 | 0.8986 | 0.9064 | 0.9623 | 1.0216 | 1.0893 | 1.1421 | 1.0507 | 1.3433 | 1.368 | 1.3658 | 1.3627 | 1.359 | 1.3546 | 1.3497 | 1.3442 | 1.3381 | 1.3316 | 1.3247 | 1.3174 | 1.3097 | 1.3002 | 1.2903 | 1.2801 | 1.2695 | 1.2587 | 1.2475 | 1.2362 | 1.2246 | 1.2129
Northwest | Apparel | Peak | August | Motors | MW | 4.5638 | 4.9081 | 5.4213 | 4.8803 | 4.6859 | 5.533 | 6.6857 | 9.713 | 7.4594 | 9.1416 | 7.4294 | 3.9594 | 4.7831 | 5.35 | 5.334 | 4.6131 | 4.1819 | 4.5739 | 5.5297 | 6.2697 | 5.0094 | 4.5587 | 4.3082 | 4.1862 | 5.0666 | 5.1716 | 5.2756 | 3.3232 | 2.9985 | 3.0446 | 3.0325 | 3.0205 | 3.0086 | 2.9968 | 2.985 | 2.9733 | 2.9616 | 2.95 | 2.9385 | 2.9269 | 2.9154 | 2.9016 | 2.8878 | 2.8741 | 2.8603 | 2.8466 | 2.8329 | 2.8192 | 2.8056 | 2.792
Northwest | Apparel | Peak | August | Other Subs | MW | 1.2605 | 1.3658 | 1.5359 | 1.3961 | 1.3842 | 1.6512 | 2.0453 | 3.0348 | 2.2975 | 2.8915 | 2.3369 | 1.294 | 1.5271 | 1.7287 | 1.7314 | 1.5241 | 1.3389 | 1.4838 | 1.7972 | 2.0278 | 1.7493 | 1.6238 | 1.6312 | 1.5861 | 1.859 | 1.9524 | 2.0562 | 1.3801 | 1.4073 | 1.4321 | 1.4287 | 1.4244 | 1.4192 | 1.4133 | 1.4068 | 1.3997 | 1.392 | 1.3838 | 1.3751 | 1.366 | 1.3565 | 1.3442 | 1.3316 | 1.3187 | 1.3056 | 1.2923 | 1.2788 | 1.2652 | 1.2515 | 1.2377
Northwest | Apparel | Peak | August | Miscellaneous | MW | 2.7885 | 3.0694 | 3.7419 | 3.2892 | 3.1058 | 3.6523 | 4.4048 | 5.7465 | 4.3637 | 5.4539 | 4.7935 | 2.6507 | 3.0845 | 3.4796 | 3.2171 | 1.4702 | 1.4994 | 1.6427 | 1.7738 | 2.1716 | 1.7494 | 1.4731 | 1.4926 | 1.7226 | 1.6837 | 1.8293 | 1.9344 | 1.4655 | 1.3253 | 1.3446 | 1.338 | 1.3313 | 1.3246 | 1.3178 | 1.311 | 1.3041 | 1.2972 | 1.2902 | 1.2831 | 1.2761 | 1.269 | 1.2611 | 1.2531 | 1.2451 | 1.2371 | 1.2291 | 1.2211 | 1.213 | 1.2049 | 1.1968
Northwest | Apparel | Peak | September | Process Heat | MW | 1.3917 | 1.5229 | 1.8002 | 1.5922 | 1.5724 | 1.8424 | 2.2535 | 2.8964 | 2.3448 | 2.8785 | 2.4988 | 1.356 | 1.6751 | 1.752 | 1.6302 | 0.9308 | 0.8923 | 1.134 | 1.0654 | 1.2781 | 1.1734 | 0.9815 | 0.9218 | 1.0509 | 1.0322 | 1.2156 | 1.1659 | 1.0806 | 1.3885 | 1.4148 | 1.4133 | 1.411 | 1.4079 | 1.4042 | 1.3999 | 1.3951 | 1.3897 | 1.3839 | 1.3776 | 1.3709 | 1.3638 | 1.3546 | 1.3449 | 1.3349 | 1.3245 | 1.3138 | 1.3028 | 1.2916 | 1.2801 | 1.2684
Northwest | Apparel | Peak | September | Motors | MW | 4.8707 | 5.1902 | 5.6457 | 5.0286 | 4.9981 | 5.8203 | 7.1772 | 9.894 | 8.1029 | 9.7085 | 8.0208 | 4.2577 | 5.382 | 5.5701 | 5.4742 | 4.8268 | 4.3105 | 5.4727 | 5.5141 | 6.3029 | 5.7281 | 5.0051 | 4.3904 | 4.5867 | 5.129 | 5.7903 | 5.4079 | 3.4541 | 3.1159 | 3.1668 | 3.1574 | 3.148 | 3.1387 | 3.1295 | 3.1204 | 3.1113 | 3.1023 | 3.0934 | 3.0844 | 3.0756 | 3.0666 | 3.055 | 3.0433 | 3.0316 | 3.02 | 3.0083 | 2.9967 | 2.9851 | 2.9736 | 2.962
Northwest | Apparel | Peak | September | Other Subs | MW | 1.346 | 1.448 | 1.604 | 1.4422 | 1.4783 | 1.7369 | 2.199 | 3.0948 | 2.4984 | 3.0793 | 2.5339 | 1.3956 | 1.7246 | 1.8032 | 1.7791 | 1.5946 | 1.3817 | 1.778 | 1.7955 | 2.0413 | 2.0034 | 1.7864 | 1.6675 | 1.7421 | 1.8856 | 2.1886 | 2.1085 | 1.43 | 1.4802 | 1.5077 | 1.5054 | 1.5023 | 1.4983 | 1.4935 | 1.4881 | 1.482 | 1.4753 | 1.4681 | 1.4604 | 1.4523 | 1.4436 | 1.4316 | 1.4193 | 1.4067 | 1.3939 | 1.3808 | 1.3676 | 1.3542 | 1.3407 | 1.3271
Northwest | Apparel | Peak | September | Miscellaneous | MW | 2.9 | 3.1847 | 3.8243 | 3.3345 | 3.2691 | 3.7879 | 4.6225 | 5.7697 | 4.6695 | 5.6872 | 5.0241 | 2.7656 | 3.3916 | 3.5616 | 3.2403 | 1.5479 | 1.5484 | 1.958 | 1.7677 | 2.1757 | 1.9931 | 1.6126 | 1.5218 | 1.8828 | 1.7026 | 2.0422 | 1.9747 | 1.5095 | 1.3646 | 1.3854 | 1.3797 | 1.3739 | 1.368 | 1.362 | 1.356 | 1.35 | 1.3439 | 1.3377 | 1.3315 | 1.3253 | 1.319 | 1.3118 | 1.3045 | 1.2972 | 1.2898 | 1.2825 | 1.2751 | 1.2676 | 1.2602 | 1.2527
Northwest | Apparel | Peak | October | Process Heat | MW | 1.5425 | 1.6997 | 1.9948 | 1.7383 | 1.7682 | 2.0399 | 2.5428 | 3.1249 | 2.6474 | 3.2229 | 2.5461 | 1.4372 | 1.6539 | 1.7183 | 1.6405 | 0.9554 | 1.0041 | 1.1266 | 1.0835 | 1.2008 | 1.4143 | 1.1159 | 1.02 | 1.1377 | 1.0834 | 1.2278 | 1.2348 | 1.1456 | 1.4735 | 1.5021 | 1.5012 | 1.4995 | 1.4971 | 1.4939 | 1.4901 | 1.4858 | 1.4808 | 1.4754 | 1.4696 | 1.4633 | 1.4565 | 1.4473 | 1.4376 | 1.4275 | 1.417 | 1.4062 | 1.3951 | 1.3836 | 1.372 | 1.3601
Northwest | Apparel | Peak | October | Motors | MW | 5.468 | 5.8673 | 6.3423 | 5.5542 | 5.6782 | 6.506 | 8.2159 | 10.7528 | 9.2489 | 10.9683 | 8.3082 | 4.5739 | 5.3647 | 5.5091 | 5.5695 | 4.9421 | 4.8482 | 5.4488 | 5.6016 | 5.9234 | 6.9252 | 5.7108 | 4.8649 | 4.9775 | 5.3907 | 5.8598 | 5.7437 | 3.6886 | 3.3279 | 3.385 | 3.3776 | 3.3702 | 3.3629 | 3.3557 | 3.3486 | 3.3415 | 3.3345 | 3.3275 | 3.3206 | 3.3137 | 3.3068 | 3.2966 | 3.2863 | 3.2761 | 3.2659 | 3.2557 | 3.2455 | 3.2354 | 3.2252 | 3.2151
Northwest | Apparel | Peak | October | Other Subs | MW | 1.5121 | 1.6403 | 1.8067 | 1.5958 | 1.6792 | 1.9389 | 2.5169 | 3.3588 | 2.8478 | 3.4773 | 2.6256 | 1.5006 | 1.7175 | 1.7813 | 1.8063 | 1.6311 | 1.5512 | 1.7686 | 1.8228 | 1.9157 | 2.4234 | 2.0393 | 1.8492 | 1.8931 | 1.9841 | 2.2168 | 2.2408 | 1.5237 | 1.586 | 1.6167 | 1.6156 | 1.6135 | 1.6104 | 1.6066 | 1.602 | 1.5967 | 1.5908 | 1.5844 | 1.5774 | 1.57 | 1.562 | 1.55 | 1.5377 | 1.5251 | 1.5122 | 1.4992 | 1.4859 | 1.4724 | 1.4588 | 1.4451
Northwest | Apparel | Peak | October | Miscellaneous | MW | 3.2226 | 3.5641 | 4.2483 | 3.6478 | 3.682 | 4.1983 | 5.2248 | 6.2211 | 5.2763 | 6.3564 | 5.1008 | 2.9251 | 3.3433 | 3.4891 | 3.2555 | 1.5994 | 1.7497 | 1.9482 | 1.8018 | 2.0447 | 2.4034 | 1.8374 | 1.6876 | 2.0399 | 1.7882 | 2.0634 | 2.0927 | 1.6039 | 1.4501 | 1.4731 | 1.4679 | 1.4626 | 1.4573 | 1.4518 | 1.4464 | 1.4408 | 1.4352 | 1.4296 | 1.4239 | 1.4182 | 1.4124 | 1.4055 | 1.3985 | 1.3915 | 1.3845 | 1.3774 | 1.3703 | 1.3632 | 1.356 | 1.3488
Northwest | Apparel | Peak | November | Process Heat | MW | 1.675 | 1.846 | 2.1687 | 1.8897 | 1.92 | 2.2156 | 2.7646 | 3.4019 | 2.8783 | 3.506 | 2.8409 | 1.5481 | 1.7853 | 1.883 | 1.9882 | 1.1381 | 1.0392 | 1.2706 | 1.3355 | 1.5428 | 1.5317 | 1.2377 | 1.0415 | 1.1321 | 1.4249 | 1.2874 | 1.3092 | 1.2179 | 1.569 | 1.5995 | 1.5985 | 1.5967 | 1.5941 | 1.5907 | 1.5867 | 1.582 | 1.5767 | 1.571 | 1.5647 | 1.558 | 1.5508 | 1.5409 | 1.5306 | 1.5198 | 1.5087 | 1.4972 | 1.4853 | 1.4732 | 1.4607 | 1.4481
Northwest | Apparel | Peak | November | Motors | MW | 5.9443 | 6.3794 | 6.9007 | 6.042 | 6.1699 | 7.0686 | 8.9407 | 11.7072 | 10.0607 | 11.9357 | 9.2702 | 4.9328 | 5.797 | 6.0427 | 6.7511 | 5.8965 | 5.0244 | 6.1515 | 6.9137 | 7.6173 | 7.4956 | 6.3283 | 4.9614 | 4.9493 | 7.0871 | 6.1436 | 6.0911 | 3.9214 | 3.5377 | 3.5982 | 3.5902 | 3.5822 | 3.5744 | 3.5666 | 3.5589 | 3.5513 | 3.5437 | 3.5362 | 3.5288 | 3.5213 | 3.5138 | 3.5029 | 3.492 | 3.481 | 3.4701 | 3.4592 | 3.4483 | 3.4374 | 3.4265 | 3.4157
Northwest | Apparel | Peak | November | Other Subs | MW | 1.6441 | 1.7843 | 1.9668 | 1.7368 | 1.8254 | 2.1078 | 2.7401 | 3.6596 | 3.1 | 3.787 | 2.9323 | 1.619 | 1.8579 | 1.9556 | 2.1915 | 1.9469 | 1.6089 | 1.998 | 2.2513 | 2.4654 | 2.6212 | 2.2577 | 1.8848 | 1.8812 | 2.6079 | 2.3235 | 2.3754 | 1.6187 | 1.6885 | 1.7211 | 1.7197 | 1.7174 | 1.7141 | 1.7099 | 1.7049 | 1.6992 | 1.6928 | 1.6859 | 1.6784 | 1.6703 | 1.6617 | 1.6489 | 1.6357 | 1.6223 | 1.6085 | 1.5945 | 1.5803 | 1.5659 | 1.5514 | 1.5367
Northwest | Apparel | Peak | November | Miscellaneous | MW | 3.5 | 3.8722 | 4.6198 | 3.9666 | 3.999 | 4.5606 | 5.6824 | 6.7756 | 5.7405 | 6.9173 | 5.6944 | 3.1512 | 3.6095 | 3.8242 | 3.9476 | 1.9053 | 1.812 | 2.1976 | 2.2207 | 2.6273 | 2.6025 | 2.0381 | 1.723 | 2.0295 | 2.3511 | 2.1631 | 2.2181 | 1.7043 | 1.5406 | 1.565 | 1.5594 | 1.5538 | 1.548 | 1.5422 | 1.5364 | 1.5304 | 1.5244 | 1.5184 | 1.5123 | 1.5062 | 1.5 | 1.4926 | 1.4852 | 1.4777 | 1.4702 | 1.4626 | 1.4551 | 1.4475 | 1.4399 | 1.4322
Northwest | Apparel | Peak | December | Process Heat | MW | 1.5531 | 1.7134 | 2.0034 | 1.7393 | 1.783 | 2.0504 | 2.569 | 3.1414 | 2.6854 | 3.2631 | 2.7461 | 1.4832 | 2.0217 | 1.7817 | 1.7841 | 1.0174 | 0.9041 | 1.1649 | 1.1479 | 1.4913 | 1.2834 | 1.1232 | 1.1666 | 1.3583 | 1.1466 | 1.2712 | 1.2506 | 1.1666 | 1.5055 | 1.535 | 1.5343 | 1.5328 | 1.5305 | 1.5275 | 1.5239 | 1.5197 | 1.5149 | 1.5096 | 1.5038 | 1.4976 | 1.491 | 1.4817 | 1.472 | 1.4619 | 1.4514 | 1.4405 | 1.4293 | 1.4178 | 1.4061 | 1.3941
Northwest | Apparel | Peak | December | Motors | MW | 5.5349 | 5.9439 | 6.3995 | 5.5813 | 5.7441 | 6.5576 | 8.3486 | 10.8402 | 9.4134 | 11.1454 | 9.0221 | 4.7541 | 6.5851 | 5.7312 | 6.0784 | 5.2633 | 4.3673 | 5.6388 | 5.9365 | 7.36 | 6.2789 | 5.7406 | 5.5504 | 5.9368 | 5.7092 | 6.072 | 5.8249 | 3.7638 | 3.3955 | 3.4543 | 3.4473 | 3.4404 | 3.4336 | 3.4268 | 3.4201 | 3.4135 | 3.407 | 3.4005 | 3.394 | 3.3876 | 3.3811 | 3.3712 | 3.3614 | 3.3515 | 3.3416 | 3.3317 | 3.3219 | 3.3121 | 3.3023 | 3.2925
Northwest | Apparel | Peak | December | Other Subs | MW | 1.5307 | 1.6629 | 1.8247 | 1.6047 | 1.6992 | 1.9545 | 2.5582 | 3.3867 | 2.899 | 3.5358 | 2.8546 | 1.561 | 2.1098 | 1.8543 | 1.9721 | 1.7371 | 1.3976 | 1.8306 | 1.9321 | 2.3805 | 2.1941 | 2.0448 | 2.106 | 2.254 | 2.0999 | 2.2961 | 2.2711 | 1.5512 | 1.6229 | 1.6545 | 1.6536 | 1.6516 | 1.6487 | 1.645 | 1.6406 | 1.6354 | 1.6296 | 1.6232 | 1.6163 | 1.6089 | 1.6009 | 1.5888 | 1.5764 | 1.5637 | 1.5507 | 1.5375 | 1.5241 | 1.5105 | 1.4967 | 1.4828
Northwest | Apparel | Peak | December | Miscellaneous | MW | 3.2452 | 3.5949 | 4.2691 | 3.6515 | 3.7142 | 4.2206 | 5.2783 | 6.2522 | 5.3524 | 6.4314 | 5.4937 | 3.0148 | 4.0848 | 3.6174 | 3.5395 | 1.7048 | 1.5766 | 2.015 | 1.9095 | 2.5396 | 2.1803 | 1.8512 | 1.9321 | 2.4361 | 1.8916 | 2.1357 | 2.1187 | 1.6329 | 1.4761 | 1.4997 | 1.4946 | 1.4893 | 1.4841 | 1.4787 | 1.4733 | 1.4679 | 1.4624 | 1.4569 | 1.4513 | 1.4456 | 1.4399 | 1.4331 | 1.4262 | 1.4192 | 1.4122 | 1.4052 | 1.3981 | 1.3911 | 1.384 | 1.3768
Northwest | Lumber | Peak | January | Process Heat | MW | 118.277 | 126.2804 | 134.2724 | 142.7558 | 133.5663 | 133.228 | 121.7517 | 121.7888 | 112.7432 | 121.896 | 128.9714 | 122.9501 | 125.0656 | 113.4254 | 116.2153 | 103.256 | 92.3916 | 99.2068 | 117.3149 | 116.8465 | 104.7561 | 110.5228 | 106.4204 | 101.8004 | 91.8233 | 104.907 | 101.5264 | 96.8572 | 58.2758 | 58.1071 | 56.7986 | 55.4854 | 54.1703 | 52.8558 | 51.5443 | 50.2377 | 48.8693 | 47.3659 | 45.894 | 44.453 | 43.0423 | 41.6611 | 40.3085 | 38.9838 | 37.686 | 36.4143 | 35.1678 | 33.9456 | 32.7469 | 31.5709
Northwest | Lumber | Peak | January | Motors | MW | 520.0995 | 503.8783 | 493.1836 | 533.6253 | 489.0856 | 496.0771 | 475.5947 | 501.3826 | 467.4024 | 495.1968 | 524.3442 | 494.2773 | 489.6765 | 431.2024 | 468.2067 | 525.4709 | 451.4601 | 495.2695 | 608.6349 | 589.269 | 517.463 | 574.9041 | 499.9251 | 450.0498 | 459.6066 | 511.1771 | 487.2663 | 357.8279 | 385.0057 | 384.8346 | 377.151 | 369.4324 | 361.6803 | 353.8963 | 346.0819 | 338.2386 | 330.1792 | 321.6815 | 313.1711 | 304.6506 | 296.1219 | 287.5873 | 279.0486 | 270.5078 | 261.9665 | 253.4263 | 244.8887 | 236.3551 | 227.8268 | 219.3047
Northwest | Lumber | Peak | January | Other Subs | MW | 140.503 | 139.3822 | 139.1165 | 153.2065 | 144.5452 | 146.6246 | 144.6521 | 155.3326 | 143.6983 | 158.5993 | 169.3818 | 164.7583 | 159.9307 | 141.0446 | 154.1353 | 173.0757 | 145.345 | 162.1535 | 199.6766 | 192.581 | 182.3323 | 207.0689 | 192.2935 | 171.5092 | 171.5363 | 194.5186 | 189.5464 | 133.0524 | 121.4443 | 121.0748 | 118.312 | 115.523 | 112.7159 | 109.8974 | 107.0738 | 104.2504 | 101.3894 | 98.4596 | 95.5513 | 92.6679 | 89.812 | 86.9859 | 84.1911 | 81.429 | 78.7005 | 76.0063 | 73.3468 | 70.7223 | 68.1329 | 65.5784
Northwest | Lumber | Peak | January | Miscellaneous | MW | 232.4939 | 256.2424 | 278.6277 | 293.0074 | 276.92 | 272.8858 | 244.1922 | 233.8522 | 219.3133 | 228.7859 | 242.9036 | 234.8537 | 241.5136 | 223.6995 | 221.6185 | 180.8468 | 165.7231 | 172.4525 | 198.4299 | 198.5857 | 177.2583 | 182.6826 | 179.1359 | 183.1009 | 151.4458 | 175.3209 | 170.3765 | 147.8058 | 158.728 | 158.7663 | 155.7013 | 152.6162 | 149.5121 | 146.39 | 143.2508 | 140.0954 | 136.8316 | 133.3406 | 129.8482 | 126.3546 | 122.8605 | 119.3662 | 115.8724 | 112.3793 | 108.8877 | 105.3978 | 101.9103 | 98.4255 | 94.9433 | 91.4627
Northwest | Lumber | Peak | February | Process Heat | MW | 123.4373 | 131.7258 | 140.09 | 149.0083 | 139.4802 | 139.1053 | 127.081 | 127.1023 | 117.7719 | 127.2245 | 135.9723 | 120.6631 | 118.1908 | 120.4085 | 116.2082 | 107.3229 | 92.9951 | 110.7487 | 106.3175 | 117.2286 | 124.9889 | 110.7935 | 101.233 | 101.4997 | 97.5492 | 112.0248 | 103.6542 | 98.8869 | 59.4447 | 59.2728 | 57.9384 | 56.599 | 55.2576 | 53.917 | 52.5792 | 51.2465 | 49.8504 | 48.3169 | 46.8154 | 45.3455 | 43.9064 | 42.4974 | 41.1177 | 39.7663 | 38.4423 | 37.1449 | 35.8732 | 34.6262 | 33.4033 | 32.2035
Northwest | Lumber | Peak | February | Motors | MW | 543.2286 | 525.8206 | 514.751 | 557.0938 | 510.8025 | 518.0479 | 496.5311 | 523.447 | 488.3658 | 516.9189 | 552.5614 | 484.8734 | 462.7152 | 457.7701 | 468.1807 | 546.4846 | 454.6165 | 552.803 | 551.6168 | 591.1685 | 617.9489 | 577.0668 | 476.3094 | 449.2619 | 488.4506 | 546.0272 | 497.5803 | 364.9971 | 392.7543 | 392.588 | 384.7577 | 376.8913 | 368.9904 | 361.0567 | 353.0917 | 345.0969 | 336.881 | 328.2181 | 319.5421 | 310.8553 | 302.1602 | 293.4587 | 284.753 | 276.045 | 267.3363 | 258.6286 | 249.9235 | 241.2224 | 232.5266 | 223.8371
Northwest | Lumber | Peak | February | Other Subs | MW | 146.7534 | 145.4642 | 145.207 | 159.9614 | 150.9919 | 153.1492 | 151.0526 | 162.2199 | 150.1877 | 165.6023 | 178.5257 | 161.6227 | 151.1579 | 149.7642 | 154.1657 | 180.0311 | 146.4023 | 181.0139 | 181.006 | 193.2455 | 217.8345 | 208.018 | 183.3649 | 171.3619 | 182.3711 | 207.8338 | 193.6063 | 135.7961 | 123.9634 | 123.5859 | 120.7655 | 117.9184 | 115.0527 | 112.1756 | 109.2932 | 106.4111 | 103.4906 | 100.4999 | 97.5312 | 94.5879 | 91.6728 | 88.7881 | 85.9354 | 83.1162 | 80.3312 | 77.5813 | 74.8669 | 72.1883 | 69.5454 | 66.9383
Northwest | Lumber | Peak | February | Miscellaneous | MW | 242.5462 | 267.2469 | 290.6458 | 305.8007 | 289.1358 | 284.8843 | 254.8461 | 244.0846 | 229.1429 | 238.7882 | 256.1215 | 230.4925 | 228.2119 | 237.4438 | 221.6182 | 187.9492 | 166.8359 | 192.4822 | 179.786 | 199.2178 | 211.546 | 183.1838 | 170.44 | 182.6132 | 160.9521 | 187.2714 | 173.998 | 150.7659 | 161.9197 | 161.9631 | 158.8406 | 155.6976 | 152.535 | 149.3539 | 146.1552 | 142.94 | 139.6138 | 136.0561 | 132.4967 | 128.9361 | 125.3747 | 121.8131 | 118.2518 | 114.6913 | 111.1321 | 107.5747 | 104.0197 | 100.4673 | 96.9176 | 93.3695
Northwest | Lumber | Peak | March | Process Heat | MW | 108.1572 | 115.3777 | 122.6887 | 130.6413 | 122.0682 | 121.91 | 111.2672 | 111.5989 | 103.2257 | 111.538 | 109.6246 | 108.2788 | 115.9112 | 111.2945 | 107.5723 | 91.5437 | 88.5271 | 94.7501 | 94.2984 | 95.6158 | 107.4335 | 96.9573 | 91.2821 | 99.1733 | 90.8969 | 93.438 | 98.2739 | 93.8197 | 56.3783 | 56.2175 | 54.954 | 53.6857 | 52.4154 | 51.1458 | 49.8789 | 48.6167 | 47.2941 | 45.8406 | 44.4175 | 43.0243 | 41.6605 | 40.3253 | 39.0178 | 37.7372 | 36.4826 | 35.2533 | 34.0484 | 32.8669 | 31.7082 | 30.5715
Northwest | Lumber | Peak | March | Motors | MW | 475.8845 | 460.4341 | 450.7135 | 488.3782 | 446.916 | 453.9594 | 434.6963 | 459.6743 | 428.0224 | 453.2436 | 445.6403 | 435.3464 | 453.9628 | 423.1552 | 433.4026 | 465.9838 | 432.648 | 472.9778 | 489.2659 | 482.1875 | 531.2145 | 504.8792 | 429.4821 | 438.9056 | 455.1863 | 455.4255 | 471.6874 | 345.721 | 372.0189 | 371.8772 | 364.476 | 357.0404 | 349.572 | 342.0723 | 334.5428 | 326.9849 | 319.2163 | 311.0224 | 302.8159 | 294.5992 | 286.3744 | 278.1437 | 269.9089 | 261.6719 | 253.4343 | 245.1978 | 236.9636 | 228.7333 | 220.5081 | 212.2889
Northwest | Lumber | Peak | March | Other Subs | MW | 128.5544 | 127.3607 | 127.1297 | 140.2156 | 132.094 | 134.1892 | 132.2245 | 142.4366 | 131.6138 | 145.1884 | 143.9746 | 145.1188 | 148.2909 | 138.4319 | 142.7036 | 153.4995 | 139.3147 | 154.8698 | 160.5351 | 157.6078 | 187.2458 | 181.9387 | 165.2987 | 167.384 | 169.9391 | 173.3534 | 183.5463 | 128.7254 | 117.5039 | 117.1514 | 114.483 | 111.7891 | 109.0775 | 106.3549 | 103.6271 | 100.8993 | 98.135 | 95.3035 | 92.493 | 89.7064 | 86.9465 | 84.2154 | 81.5146 | 78.8454 | 76.2087 | 73.6053 | 71.0354 | 68.4994 | 65.9973 | 63.5291
Northwest | Lumber | Peak | March | Miscellaneous | MW | 212.5052 | 234.0596 | 254.5316 | 268.0904 | 253.0342 | 249.6586 | 223.0891 | 214.2746 | 200.7872 | 209.3232 | 206.453 | 206.7976 | 223.7929 | 219.4694 | 205.1168 | 160.2859 | 158.7739 | 164.6865 | 159.4778 | 162.4943 | 181.8405 | 160.3164 | 153.68 | 178.4279 | 149.9832 | 156.2234 | 164.995 | 142.8706 | 153.4424 | 153.4899 | 150.5372 | 147.565 | 144.5743 | 141.566 | 138.5411 | 135.5005 | 132.3541 | 128.9875 | 125.6193 | 122.25 | 118.88 | 115.5098 | 112.1399 | 108.7708 | 105.4029 | 102.0369 | 98.673 | 95.3118 | 91.9531 | 88.596
Northwest | Lumber | Peak | April | Process Heat | MW | 91.1714 | 96.7997 | 102.7369 | 109.7014 | 102.1539 | 102.3192 | 93.0727 | 94.3673 | 86.7768 | 93.8466 | 85.2994 | 93.1863 | 96.6744 | 96.9891 | 93.6793 | 81.6687 | 73.3764 | 84.8748 | 81.6264 | 90.2788 | 86.1188 | 80.6785 | 82.4797 | 75.5754 | 75.5646 | 78.6517 | 76.8639 | 73.4567 | 44.1036 | 43.9787 | 42.9912 | 42 | 41.0072 | 40.0149 | 39.0248 | 38.0383 | 37.0041 | 35.867 | 34.7538 | 33.6642 | 32.5976 | 31.5535 | 30.5312 | 29.5301 | 28.5495 | 27.5886 | 26.647 | 25.7238 | 24.8185 | 23.9304
Northwest | Lumber | Peak | April | Motors | MW | 401.2351 | 385.5357 | 376.5433 | 409.0689 | 372.5391 | 379.8309 | 362.525 | 388.4817 | 358.9334 | 381.1151 | 346.471 | 374.3978 | 378.5061 | 368.3137 | 377.0374 | 415.1151 | 358.0628 | 422.8364 | 422.9048 | 454.8436 | 425.3794 | 419.7174 | 387.861 | 334.2372 | 378.2456 | 383.1587 | 368.5067 | 270.1517 | 290.6473 | 290.547 | 284.7752 | 278.9767 | 273.1526 | 267.3043 | 261.4327 | 255.539 | 249.4795 | 243.0854 | 236.6817 | 230.2701 | 223.8522 | 217.4299 | 211.0045 | 204.5774 | 198.15 | 191.7235 | 185.299 | 178.8777 | 172.4604 | 166.0479
Northwest | Lumber | Peak | April | Other Subs | MW | 108.2889 | 106.5235 | 106.0541 | 117.3158 | 110.0713 | 112.2699 | 110.2571 | 120.3935 | 110.3825 | 122.0973 | 111.94 | 124.7869 | 123.6698 | 120.5092 | 124.1943 | 136.7467 | 115.3302 | 138.4412 | 138.7551 | 148.6943 | 149.9518 | 151.282 | 149.2826 | 127.4426 | 141.1825 | 145.8225 | 143.3699 | 100.6543 | 91.7693 | 91.5015 | 89.4247 | 87.3276 | 85.2162 | 83.096 | 80.9714 | 78.8465 | 76.6925 | 74.4853 | 72.2943 | 70.1218 | 67.9701 | 65.8406 | 63.7347 | 61.6534 | 59.5975 | 57.5673 | 55.5633 | 53.5857 | 51.6344 | 49.7095
Northwest | Lumber | Peak | April | Miscellaneous | MW | 178.5865 | 195.9193 | 212.7253 | 224.6886 | 211.3266 | 209.1824 | 186.0003 | 180.9501 | 168.3677 | 175.9505 | 160.4909 | 177.7886 | 186.5563 | 191.2049 | 178.4627 | 142.5658 | 131.2235 | 147.3514 | 137.904 | 153.3662 | 145.7292 | 133.291 | 138.7724 | 135.9271 | 124.667 | 131.4945 | 129.019 | 111.795 | 120.049 | 120.0911 | 117.786 | 115.4656 | 113.1308 | 110.7822 | 108.4206 | 106.0468 | 103.5896 | 100.9593 | 98.3277 | 95.6952 | 93.0623 | 90.4292 | 87.7964 | 85.1642 | 82.533 | 79.9033 | 77.2753 | 74.6494 | 72.0256 | 69.403
Northwest | Lumber | Peak | May | Process Heat | MW | 88.8896 | 93.829 | 99.9434 | 107.1865 | 99.1555 | 99.612 | 89.4111 | 91.9095 | 83.1167 | 89.8903 | 91.8901 | 92.9306 | 94.9208 | 99.4514 | 97.1026 | 80.3091 | 81.8289 | 82.9076 | 79.3675 | 91.4143 | 91.4956 | 79.158 | 77.739 | 76.7612 | 77.557 | 76.2897 | 76.4965 | 73.343 | 44.0142 | 43.8898 | 42.9045 | 41.9156 | 40.9253 | 39.9356 | 38.9482 | 37.9647 | 36.9328 | 35.7961 | 34.6839 | 33.5957 | 32.5311 | 31.4895 | 30.4702 | 29.4724 | 28.4956 | 27.539 | 26.6019 | 25.6836 | 24.7836 | 23.9011
Northwest | Lumber | Peak | May | Motors | MW | 386.2478 | 368.3237 | 360.7411 | 393.0972 | 355.0995 | 363.4413 | 341.7173 | 374.1586 | 339.2052 | 360.9691 | 367.6198 | 367.5845 | 366.9716 | 372.541 | 386.3905 | 406.9272 | 397.9009 | 410.4496 | 409.4738 | 458.9122 | 449.5752 | 409.3732 | 363.951 | 337.7984 | 386.5653 | 369.9515 | 364.718 | 269.0343 | 289.1086 | 289.0101 | 283.272 | 277.5092 | 271.7225 | 265.9131 | 260.0819 | 254.23 | 248.2108 | 241.8524 | 235.4855 | 229.1118 | 222.733 | 216.3506 | 209.966 | 203.5806 | 197.1957 | 190.8124 | 184.4319 | 178.055 | 171.6829 | 165.3162
Northwest | Lumber | Peak | May | Other Subs | MW | 103.9981 | 101.3842 | 101.0834 | 112.2443 | 104.7266 | 107.3398 | 103.8086 | 115.9212 | 104.2624 | 115.4839 | 118.5367 | 122.3205 | 119.744 | 121.7425 | 127.232 | 134.0208 | 128.16 | 134.2693 | 134.2439 | 149.9676 | 158.378 | 147.5403 | 139.9217 | 128.5723 | 144.0079 | 140.525 | 141.6434 | 100.1901 | 90.816 | 90.5773 | 88.5467 | 86.4945 | 84.4269 | 82.3492 | 80.2659 | 78.1812 | 76.0656 | 73.8946 | 71.7388 | 69.6007 | 67.4824 | 65.3856 | 63.3114 | 61.2611 | 59.2354 | 57.2346 | 55.2594 | 53.3098 | 51.3859 | 49.4877
Northwest | Lumber | Peak | May | Miscellaneous | MW | 173.2074 | 188.9049 | 205.9209 | 218.446 | 203.9256 | 202.6085 | 177.4842 | 175.9091 | 160.4072 | 168.507 | 173.0932 | 177.4451 | 183.3357 | 196.1201 | 184.874 | 139.152 | 145.3894 | 143.5014 | 133.6853 | 155.1455 | 154.6603 | 130.2456 | 130.3363 | 137.7643 | 127.7104 | 127.3062 | 128.1012 | 111.9211 | 120.0681 | 120.1121 | 117.8091 | 115.4911 | 113.159 | 110.8136 | 108.4554 | 106.0852 | 103.6307 | 101.0001 | 98.3687 | 95.7368 | 93.1047 | 90.4727 | 87.8413 | 85.2107 | 82.5815 | 79.9539 | 77.3282 | 74.7049 | 72.0838 | 69.4643
Northwest | Lumber | Peak | June | Process Heat | MW | 91.9418 | 97.1217 | 104.1396 | 113.0516 | 100.7189 | 102.7614 | 90.4226 | 97.2794 | 83.3073 | 91.4252 | 84.3964 | 83.5344 | 90.9183 | 96.5072 | 99.4585 | 76.4862 | 79.8339 | 83.1024 | 83.6326 | 90.7052 | 91.4336 | 72.0813 | 77.8526 | 67.9708 | 70.9678 | 70.3677 | 70.9881 | 68.3318 | 40.8301 | 40.7182 | 39.8076 | 38.8934 | 37.978 | 37.063 | 36.1502 | 35.2409 | 34.2851 | 33.2302 | 32.1986 | 31.1897 | 30.2031 | 29.2383 | 28.2944 | 27.371 | 26.4674 | 25.5828 | 24.7166 | 23.8682 | 23.0369 | 22.2222
Northwest | Lumber | Peak | June | Motors | MW | 393.0463 | 375.4278 | 369.7073 | 407.5554 | 354.565 | 368.1813 | 338.3339 | 390.3882 | 334.6176 | 361.9854 | 331.2978 | 324.2953 | 345.9183 | 355.0835 | 389.3101 | 386.6485 | 386.8213 | 409.557 | 430.5504 | 454.0492 | 447.5057 | 371.1822 | 363.7147 | 298.2844 | 353.0276 | 340.2254 | 337.0209 | 248.5366 | 266.9099 | 266.8612 | 261.6063 | 256.3288 | 251.0295 | 245.7094 | 240.3694 | 235.0104 | 229.4917 | 223.6525 | 217.8056 | 211.9526 | 206.0951 | 200.2345 | 194.3722 | 188.5094 | 182.6474 | 176.7872 | 170.9299 | 165.0764 | 159.2276 | 153.3842
Northwest | Lumber | Peak | June | Other Subs | MW | 105.7257 | 103.0561 | 103.2226 | 115.9471 | 104.406 | 108.7038 | 102.6342 | 120.8496 | 102.7676 | 115.5708 | 106.5374 | 107.7195 | 112.6556 | 115.8287 | 128.0905 | 127.3408 | 124.5325 | 133.8852 | 141.0173 | 148.2942 | 157.5426 | 133.6939 | 139.6441 | 113.3873 | 131.3725 | 129.1232 | 130.8266 | 92.8458 | 83.7678 | 83.5743 | 81.7266 | 79.8578 | 77.9734 | 76.0784 | 74.1772 | 72.2737 | 70.3395 | 68.3518 | 66.3774 | 64.4187 | 62.4779 | 60.5563 | 58.6554 | 56.776 | 54.9189 | 53.0847 | 51.2736 | 49.4858 | 47.7215 | 45.9807
Northwest | Lumber | Peak | June | Miscellaneous | MW | 178.9399 | 195.0551 | 214.0045 | 229.6417 | 206.465 | 208.4136 | 179.1047 | 186.1105 | 160.2038 | 171.6808 | 159.4815 | 159.9392 | 176.007 | 190.5831 | 189.4435 | 131.4406 | 140.945 | 143.5516 | 140.5738 | 153.8575 | 154.4474 | 118.297 | 130.2638 | 121.8596 | 116.7794 | 117.3685 | 118.8034 | 103.9464 | 111.4562 | 111.5176 | 109.4003 | 107.2692 | 105.1248 | 102.968 | 100.7994 | 98.6195 | 96.359 | 93.9323 | 91.5047 | 89.0765 | 86.6482 | 84.2199 | 81.7922 | 79.3654 | 76.9398 | 74.5158 | 72.0937 | 69.6738 | 67.2562 | 64.8402
Northwest | Lumber | Peak | July | Process Heat | MW | 79.1835 | 84.5374 | 91.1931 | 99.8248 | 86.5385 | 88.7101 | 77.7925 | 86.7097 | 71.1185 | 79.37 | 76.8413 | 72.5725 | 84.6677 | 85.4583 | 85.4026 | 62.9143 | 67.0688 | 72.2482 | 72.4119 | 83.9855 | 78.5708 | 67.8031 | 65.1922 | 67.3203 | 66.3077 | 65.132 | 67.9078 | 65.6629 | 39.1524 | 39.0516 | 38.1847 | 37.3143 | 36.4424 | 35.5709 | 34.7014 | 33.8352 | 32.9229 | 31.9132 | 30.9262 | 29.9614 | 29.0183 | 28.0963 | 27.1949 | 26.3132 | 25.4508 | 24.6068 | 23.7808 | 22.972 | 22.1798 | 21.4037
Northwest | Lumber | Peak | July | Motors | MW | 333.8814 | 323.7279 | 320.5233 | 356.7209 | 301.7519 | 314.3149 | 287.6233 | 345.9688 | 282.6488 | 311.5681 | 298.1237 | 278.4848 | 317.3428 | 310.8949 | 330.3353 | 317.2223 | 323.9626 | 353.9506 | 371.6893 | 418.6208 | 382.7493 | 347.4662 | 303.9862 | 294.5786 | 329.3566 | 313.9689 | 321.3675 | 236.7509 | 254.1367 | 254.1409 | 249.1879 | 244.2135 | 239.2184 | 234.2036 | 229.1699 | 224.1181 | 218.9093 | 213.3865 | 207.8565 | 202.3209 | 196.7813 | 191.239 | 185.6954 | 180.1516 | 174.6089 | 169.0683 | 163.5309 | 157.9974 | 152.4687 | 146.9456
Northwest | Lumber | Peak | July | Other Subs | MW | 89.8038 | 88.781 | 89.3643 | 101.3062 | 88.7499 | 92.7599 | 87.1406 | 107.0058 | 86.6905 | 99.3015 | 95.6661 | 92.3938 | 103.0915 | 101.2645 | 108.5438 | 104.4278 | 104.1748 | 115.5253 | 121.5446 | 136.5237 | 134.5773 | 125.0484 | 116.5266 | 111.77 | 122.3842 | 119.0227 | 124.6991 | 88.746 | 79.8321 | 79.6746 | 77.9394 | 76.1828 | 74.4103 | 72.6267 | 70.8362 | 69.0426 | 67.2178 | 65.3394 | 63.4733 | 61.6218 | 59.7867 | 57.9697 | 56.172 | 54.3945 | 52.6379 | 50.9028 | 49.1896 | 47.4983 | 45.8292 | 44.1822
Northwest | Lumber | Peak | July | Miscellaneous | MW | 154.4515 | 169.8989 | 187.3792 | 202.6066 | 177.3207 | 179.8166 | 154.2918 | 166.0316 | 136.5378 | 149.2895 | 145.5318 | 139.235 | 164.2408 | 168.944 | 162.7092 | 107.4854 | 117.9022 | 124.5271 | 121.4916 | 142.3526 | 132.6179 | 110.9637 | 108.8685 | 120.5934 | 109.0257 | 108.5731 | 113.619 | 99.4715 | 106.6183 | 106.698 | 104.6936 | 102.6761 | 100.646 | 98.604 | 96.5508 | 94.4869 | 92.3437 | 90.0378 | 87.7312 | 85.4243 | 83.1172 | 80.8105 | 78.5045 | 76.1995 | 73.8958 | 71.5939 | 69.294 | 66.9964 | 64.7011 | 62.4077
Northwest | Lumber | Peak | August | Process Heat | MW | 81.5731 | 87.1834 | 94.1635 | 103.1425 | 89.1306 | 91.374 | 80.1473 | 89.6361 | 73.1243 | 81.8032 | 79.3494 | 78.4055 | 86.6706 | 89.8755 | 87.7365 | 66.7322 | 69.5902 | 70.9492 | 77.0805 | 87.8201 | 74.4279 | 67.043 | 69.6891 | 66.8227 | 71.0708 | 71.119 | 73.4338 | 71.0683 | 42.4159 | 42.3102 | 41.3744 | 40.4346 | 39.4933 | 38.5522 | 37.6132 | 36.6777 | 35.692 | 34.6002 | 33.533 | 32.4897 | 31.47 | 30.4731 | 29.4983 | 28.545 | 27.6125 | 26.6999 | 25.8067 | 24.9322 | 24.0756 | 23.2363
Northwest | Lumber | Peak | August | Motors | MW | 343.2958 | 333.6086 | 330.7542 | 368.4658 | 310.8341 | 323.7264 | 296.1293 | 357.6216 | 290.5038 | 320.9905 | 307.5678 | 300.6632 | 324.66 | 326.9536 | 339.0862 | 336.7206 | 336.346 | 347.7454 | 395.9544 | 437.9497 | 362.7544 | 343.7636 | 325.2626 | 292.6168 | 353.3396 | 343.0723 | 347.7455 | 255.831 | 274.6619 | 274.6834 | 269.3472 | 263.9875 | 258.6053 | 253.2015 | 247.777 | 242.3328 | 236.7181 | 230.7616 | 224.7974 | 218.8271 | 212.8524 | 206.8747 | 200.8956 | 194.9164 | 188.9383 | 182.9626 | 176.9902 | 171.0221 | 165.0593 | 159.1025
Northwest | Lumber | Peak | August | Other Subs | MW | 92.3762 | 91.5295 | 92.263 | 104.6808 | 91.4356 | 95.5571 | 89.7201 | 110.6238 | 89.1024 | 102.3122 | 98.6993 | 99.7549 | 105.4716 | 106.5074 | 111.4176 | 110.8487 | 108.1523 | 113.5018 | 129.4775 | 142.8253 | 127.522 | 123.6742 | 124.6589 | 111.0351 | 131.304 | 130.073 | 134.9561 | 95.9853 | 86.442 | 86.2751 | 84.3998 | 82.5013 | 80.5855 | 78.6578 | 76.7226 | 74.784 | 72.8115 | 70.7808 | 68.7633 | 66.7617 | 64.7779 | 62.8137 | 60.8704 | 58.9491 | 57.0504 | 55.175 | 53.3232 | 51.4952 | 49.6913 | 47.9113
Northwest | Lumber | Peak | August | Miscellaneous | MW | 159.3398 | 175.3951 | 193.6249 | 209.4853 | 182.759 | 185.3302 | 159.1612 | 171.8048 | 140.5167 | 153.9957 | 150.4311 | 150.5567 | 168.2055 | 177.7318 | 167.2728 | 114.0471 | 122.425 | 122.3275 | 129.3561 | 148.8841 | 125.6488 | 109.7874 | 116.434 | 119.7509 | 116.8957 | 118.5949 | 122.9185 | 107.471 | 115.2063 | 115.2975 | 113.1368 | 110.962 | 108.7737 | 106.5726 | 104.3593 | 102.1346 | 99.8239 | 97.3363 | 94.848 | 92.3595 | 89.871 | 87.383 | 84.8959 | 82.4099 | 79.9255 | 77.4431 | 74.9629 | 72.4854 | 70.0104 | 67.5375
Northwest | Lumber | Peak | September | Process Heat | MW | 86.2337 | 91.0297 | 97.2447 | 105.2641 | 94.8333 | 96.2415 | 85.6004 | 90.8692 | 79.3863 | 86.7143 | 85.2086 | 83.7349 | 97.4495 | 93.8025 | 89.8249 | 70.3806 | 71.8754 | 85.6088 | 77.8949 | 88.9314 | 85.7968 | 74.1832 | 71.6929 | 73.8696 | 72.4926 | 80.542 | 76.0791 | 72.9475 | 43.652 | 43.5294 | 42.5529 | 41.5726 | 40.591 | 39.6098 | 38.6309 | 37.6557 | 36.632 | 35.5047 | 34.4016 | 33.3224 | 32.2665 | 31.2333 | 30.2222 | 29.2324 | 28.2634 | 27.3144 | 26.3846 | 25.4736 | 24.5805 | 23.7049
Northwest | Lumber | Peak | September | Motors | MW | 373.9133 | 356.9466 | 350.401 | 385.6662 | 339.3306 | 350.6014 | 326.2938 | 370.1221 | 323.2752 | 347.9341 | 340.0544 | 330.9004 | 376.2253 | 350.9723 | 356.1263 | 357.1783 | 349.8675 | 424.403 | 403.0285 | 447.1454 | 421.8442 | 383.9759 | 336.3535 | 325.6174 | 361.9162 | 390.9073 | 362.9515 | 266.7682 | 286.7529 | 286.6758 | 281.0042 | 275.3071 | 269.5857 | 263.841 | 258.0741 | 252.286 | 246.3302 | 240.0382 | 233.7371 | 227.4287 | 221.1148 | 214.7969 | 208.4764 | 202.1549 | 195.8334 | 189.5134 | 183.1958 | 176.8818 | 170.5722 | 164.2679
Northwest | Lumber | Peak | September | Other Subs | MW | 100.756 | 98.3195 | 98.26 | 110.1698 | 100.1109 | 103.618 | 99.1286 | 114.727 | 99.3959 | 111.3537 | 109.6709 | 110.1352 | 122.8 | 114.7463 | 117.2974 | 117.6612 | 112.7006 | 138.8729 | 132.1459 | 146.1528 | 148.628 | 138.4128 | 129.3661 | 124.0038 | 134.9192 | 148.5891 | 141.0698 | 99.5363 | 90.2539 | 90.0163 | 87.9981 | 85.9584 | 83.9035 | 81.8385 | 79.768 | 77.6963 | 75.5936 | 73.4361 | 71.2938 | 69.1691 | 67.0642 | 64.9807 | 62.92 | 60.8829 | 58.8703 | 56.8827 | 54.9205 | 52.9838 | 51.0728 | 49.1874
Northwest | Lumber | Peak | September | Miscellaneous | MW | 168.3209 | 183.5362 | 200.5378 | 214.653 | 195.2748 | 195.9692 | 170.356 | 174.2861 | 153.4357 | 162.9001 | 160.888 | 160.195 | 188.4492 | 185.1576 | 171.2504 | 121.8075 | 127.77 | 148.2964 | 131.295 | 151.0229 | 145.0654 | 122.1141 | 120.299 | 132.6739 | 119.4737 | 134.5101 | 127.5219 | 110.9857 | 119.094 | 119.1483 | 116.8742 | 114.585 | 112.2815 | 109.9644 | 107.6346 | 105.2925 | 102.866 | 100.2653 | 97.6633 | 95.0605 | 92.4573 | 89.8539 | 87.2508 | 84.6485 | 82.0473 | 79.4475 | 76.8496 | 74.2539 | 71.6604 | 69.0683
Northwest | Lumber | Peak | October | Process Heat | MW | 101.8631 | 108.4336 | 115.3307 | 122.9979 | 114.6227 | 114.6468 | 104.245 | 105.0375 | 96.749 | 104.5511 | 94.0666 | 95.842 | 103.2608 | 99.2134 | 97.4475 | 78.668 | 87.6432 | 92.4112 | 86.2424 | 90.3627 | 111.2216 | 90.6584 | 85.2381 | 85.7858 | 81.5873 | 87.4888 | 86.7671 | 82.8021 | 49.5871 | 49.4423 | 48.3277 | 47.209 | 46.0886 | 44.9688 | 43.8514 | 42.7383 | 41.5715 | 40.2904 | 39.0362 | 37.8085 | 36.6065 | 35.4298 | 34.2776 | 33.1491 | 32.0436 | 30.9604 | 29.8986 | 28.8576 | 27.8367 | 26.8352
Northwest | Lumber | Peak | October | Motors | MW | 447.4509 | 431.7326 | 422.7133 | 458.7425 | 418.5724 | 425.9869 | 405.9483 | 432.0121 | 400.2085 | 424.116 | 381.4978 | 384.3264 | 403.5404 | 376.324 | 391.8497 | 400.0105 | 427.9063 | 460.8463 | 447.1199 | 455.4538 | 550.2325 | 472.2714 | 401.3953 | 379.9088 | 408.4805 | 426.251 | 416.1073 | 304.7119 | 327.8663 | 327.7417 | 321.2188 | 314.6655 | 308.083 | 301.4728 | 294.8362 | 288.1743 | 281.3256 | 274.104 | 266.8711 | 259.6288 | 252.3791 | 245.1239 | 237.8649 | 230.6037 | 223.3419 | 216.0808 | 208.8217 | 201.5659 | 194.3144 | 187.0682
Northwest | Lumber | Peak | October | Other Subs | MW | 120.8539 | 119.3638 | 119.1534 | 131.6314 | 123.6794 | 125.9037 | 123.4529 | 133.8396 | 123.0319 | 135.8065 | 123.1899 | 128.0717 | 131.7688 | 123.0611 | 128.9884 | 131.7377 | 137.7559 | 150.8589 | 146.6695 | 148.839 | 194.0656 | 170.3491 | 154.6082 | 144.9948 | 152.5627 | 162.2887 | 161.9644 | 113.5315 | 103.4721 | 103.161 | 100.8104 | 98.4372 | 96.0482 | 93.6494 | 91.246 | 88.8425 | 86.4064 | 83.9113 | 81.4345 | 78.9789 | 76.5467 | 74.1397 | 71.7595 | 69.4071 | 67.0833 | 64.7887 | 62.5238 | 60.2886 | 58.0833 | 55.9078
Northwest | Lumber | Peak | October | Miscellaneous | MW | 200.0622 | 219.8536 | 239.1406 | 252.281 | 237.4455 | 234.6921 | 208.8522 | 201.648 | 188.0161 | 196.2288 | 177.186 | 183.0818 | 199.4017 | 195.6564 | 185.7682 | 137.5754 | 156.9861 | 160.5568 | 145.8038 | 153.5515 | 188.2844 | 149.8374 | 143.4772 | 154.3457 | 134.6532 | 146.2919 | 145.6838 | 126.0375 | 135.3589 | 135.4053 | 132.8049 | 130.187 | 127.5524 | 124.9021 | 122.2369 | 119.5575 | 116.7843 | 113.8181 | 110.85 | 107.8804 | 104.9099 | 101.9389 | 98.9679 | 95.9972 | 93.0275 | 90.0591 | 87.0926 | 84.1281 | 81.1658 | 78.2047
Northwest | Lumber | Peak | November | Process Heat | MW | 115.884 | 123.3288 | 131.2795 | 140.0239 | 130.4016 | 130.4462 | 118.7051 | 119.6829 | 110.1535 | 119.0659 | 109.8336 | 108.0961 | 116.885 | 113.909 | 123.609 | 97.8191 | 94.7452 | 108.8917 | 111.0408 | 121.2641 | 126.6656 | 105.3949 | 91.1814 | 89.4377 | 112.328 | 96.037 | 96.3993 | 91.9912 | 55.1872 | 55.0262 | 53.7858 | 52.5409 | 51.2942 | 50.0482 | 48.805 | 47.5664 | 46.2686 | 44.8433 | 43.4479 | 42.0819 | 40.7446 | 39.4355 | 38.1535 | 36.898 | 35.6681 | 34.463 | 33.2818 | 32.1237 | 30.9879 | 29.8737
Northwest | Lumber | Peak | November | Motors | MW | 509.7168 | 491.796 | 481.8379 | 522.9437 | 477.0032 | 485.3139 | 463.1093 | 492.8895 | 456.4974 | 483.6823 | 446.0872 | 434.3351 | 457.8347 | 433.0447 | 497.7194 | 498.4039 | 463.3997 | 543.7445 | 576.5825 | 611.8568 | 626.0525 | 548.4487 | 428.7626 | 395.5918 | 561.9623 | 467.6546 | 462.2763 | 339.064 | 364.795 | 364.6448 | 357.3762 | 350.0742 | 342.7401 | 335.3756 | 327.982 | 320.5607 | 312.9328 | 304.8897 | 296.8343 | 288.7688 | 280.6954 | 272.6162 | 264.5329 | 256.4474 | 248.3614 | 240.2763 | 232.1936 | 224.1147 | 216.0406 | 207.9725
Northwest | Lumber | Peak | November | Other Subs | MW | 137.6976 | 136.0399 | 135.9049 | 150.143 | 141.0143 | 143.5072 | 140.8975 | 152.8052 | 140.4353 | 155.0034 | 144.1611 | 144.7907 | 149.6281 | 141.7273 | 163.9568 | 164.212 | 149.274 | 178.0865 | 189.2332 | 200.0596 | 220.7208 | 197.7236 | 165.0728 | 150.88 | 209.8138 | 177.9901 | 179.8709 | 126.2135 | 115.0506 | 114.7043 | 112.0904 | 109.4514 | 106.7949 | 104.1275 | 101.4549 | 98.7823 | 96.0736 | 93.2993 | 90.5454 | 87.8148 | 85.1103 | 82.4339 | 79.7872 | 77.1713 | 74.5872 | 72.0357 | 69.5169 | 67.0313 | 64.5789 | 62.1595
Northwest | Lumber | Peak | November | Miscellaneous | MW | 227.6213 | 250.1553 | 272.3068 | 287.3034 | 270.2786 | 267.1383 | 238.0074 | 229.9546 | 214.3889 | 223.5895 | 207.007 | 206.5654 | 225.7361 | 224.6766 | 235.8203 | 171.2183 | 169.9796 | 189.2791 | 187.7744 | 206.1046 | 214.3707 | 174.1325 | 153.4142 | 160.848 | 185.3078 | 160.5218 | 161.7952 | 140.2122 | 150.5687 | 150.6136 | 147.7146 | 144.7963 | 141.8596 | 138.9056 | 135.9352 | 132.9493 | 129.8594 | 126.5546 | 123.248 | 119.94 | 116.6311 | 113.3218 | 110.0127 | 106.7042 | 103.3968 | 100.091 | 96.7873 | 93.486 | 90.1872 | 86.8898
Northwest | Lumber | Peak | December | Process Heat | MW | 113.2609 | 120.5974 | 127.8183 | 135.8661 | 127.5903 | 127.2248 | 116.6106 | 116.5345 | 108.465 | 117.0298 | 112.4936 | 109.6469 | 139.5323 | 113.6443 | 117.0845 | 92.279 | 86.9671 | 105.3544 | 100.6999 | 123.5866 | 112.2143 | 100.9968 | 107.8537 | 113.1279 | 95.3786 | 100.0141 | 97.1133 | 92.5878 | 55.6714 | 55.5091 | 54.258 | 53.0024 | 51.7449 | 50.4881 | 49.2341 | 47.9848 | 46.6764 | 45.2398 | 43.8332 | 42.456 | 41.1076 | 39.7874 | 38.4944 | 37.228 | 35.9872 | 34.7713 | 33.5794 | 32.4106 | 31.2643 | 30.1396
Northwest | Lumber | Peak | December | Motors | MW | 500.3262 | 482.9474 | 471.2289 | 509.8161 | 468.7699 | 475.3562 | 457.5948 | 481.2501 | 450.8657 | 476.9934 | 459.515 | 443.0014 | 548.5154 | 433.6765 | 473.1519 | 469.6467 | 425.0085 | 526.1443 | 522.5455 | 623.4763 | 554.579 | 525.7029 | 506.9076 | 500.4693 | 477.6702 | 487.6397 | 466.3773 | 342.1524 | 368.1942 | 368.0284 | 360.6778 | 353.2934 | 345.8767 | 338.4291 | 330.9522 | 323.4473 | 315.7362 | 307.6078 | 299.4669 | 291.3161 | 283.1573 | 274.9925 | 266.8237 | 258.6526 | 250.4808 | 242.31 | 234.1415 | 225.9766 | 217.8166 | 209.6625
Northwest | Lumber | Peak | December | Other Subs | MW | 135.1811 | 133.6703 | 133.0343 | 146.4897 | 138.6054 | 140.5401 | 139.2331 | 149.149 | 138.6647 | 152.8718 | 148.5622 | 147.7415 | 179.2738 | 141.9488 | 155.8371 | 154.6894 | 136.8617 | 172.2889 | 171.4617 | 203.7928 | 195.4566 | 189.3795 | 195.0616 | 190.776 | 178.3427 | 185.6293 | 181.476 | 127.2386 | 116.1949 | 115.8358 | 113.1871 | 110.5136 | 107.823 | 105.1217 | 102.4158 | 99.7102 | 96.9691 | 94.1626 | 91.3769 | 88.6151 | 85.8798 | 83.173 | 80.4964 | 77.8511 | 75.238 | 72.6579 | 70.1111 | 67.5978 | 65.1181 | 62.6719
Northwest | Lumber | Peak | December | Miscellaneous | MW | 222.5407 | 244.7784 | 265.3609 | 279.0174 | 264.7091 | 260.7512 | 233.8644 | 223.7397 | 211.0267 | 219.5328 | 211.6511 | 209.2293 | 269.3002 | 224.1015 | 223.2238 | 161.6645 | 155.9936 | 183.1516 | 170.3419 | 210.0495 | 189.893 | 166.996 | 181.6192 | 203.5315 | 157.353 | 167.1969 | 163.024 | 141.2434 | 151.7004 | 151.737 | 148.8075 | 145.8587 | 142.8916 | 139.9072 | 136.9063 | 133.8898 | 130.7698 | 127.4336 | 124.0959 | 120.7569 | 117.4172 | 114.0772 | 110.7375 | 107.3985 | 104.0607 | 100.7245 | 97.3904 | 94.0589 | 90.7298 | 87.4022
Northwest | Furniture | Peak | January | Process Heat | MW | 3.7066 | 4.0943 | 4.873 | 5.7991 | 6.2611 | 6.2501 | 6.9707 | 7.6929 | 7.8275 | 7.9621 | 8.1806 | 8.328 | 8.3352 | 7.4801 | 8.0339 | 6.4989 | 5.6576 | 6.0461 | 6.9892 | 6.8133 | 6.1697 | 6.4685 | 6.3545 | 6.042 | 5.1515 | 5.7639 | 5.574 | 6.273 | 3.2935 | 3.5162 | 3.6715 | 3.8234 | 3.9722 | 4.1179 | 4.2606 | 4.3876 | 4.4925 | 4.5979 | 4.7038 | 4.8099 | 4.9162 | 5.0128 | 5.1017 | 5.1921 | 5.2838 | 5.3767 | 5.4706 | 5.5653 | 5.6606 | 5.7564
Northwest | Furniture | Peak | January | Motors | MW | 13.2479 | 13.4845 | 14.6395 | 17.481 | 18.7233 | 18.8388 | 22.768 | 26.8992 | 28.1055 | 27.9501 | 28.5357 | 28.4539 | 27.5714 | 23.8447 | 27.4974 | 27.7944 | 23.2901 | 25.3608 | 30.4323 | 29.0394 | 25.8541 | 28.3824 | 25.0931 | 23.033 | 22.1755 | 24.1805 | 23.1489 | 21.4586 | 19.4585 | 20.8868 | 21.932 | 22.9724 | 24.0083 | 25.0401 | 26.0682 | 27.0769 | 28.0628 | 29.0504 | 30.0395 | 31.0298 | 32.0211 | 33.0009 | 33.973 | 34.9483 | 35.9263 | 36.9067 | 37.8889 | 38.8727 | 39.8577 | 40.8435
Northwest | Furniture | Peak | January | Other Subs | MW | 3.7957 | 3.9397 | 4.3708 | 5.3005 | 5.8602 | 5.9037 | 7.3666 | 8.8909 | 9.1909 | 9.6294 | 9.9655 | 10.3106 | 9.6489 | 8.3343 | 9.7487 | 9.9123 | 8.1125 | 8.9683 | 10.769 | 10.2073 | 9.8972 | 11.2346 | 10.5731 | 9.3814 | 9.0223 | 10.053 | 9.8391 | 9.0359 | 7.1069 | 7.6566 | 8.0643 | 8.4679 | 8.8676 | 9.2633 | 9.6551 | 10.0376 | 10.41 | 10.7792 | 11.1452 | 11.5082 | 11.868 | 12.2203 | 12.566 | 12.9091 | 13.2497 | 13.5877 | 13.923 | 14.2555 | 14.5854 | 14.9124
Northwest | Furniture | Peak | January | Miscellaneous | MW | 7.8471 | 8.8034 | 10.6105 | 12.3655 | 13.2182 | 13.0278 | 14.0581 | 14.9175 | 15.2904 | 15.2446 | 15.7117 | 16.2906 | 16.5984 | 15.2183 | 15.6839 | 11.7862 | 10.4185 | 10.9613 | 12.4119 | 12.1358 | 10.9194 | 11.1685 | 11.1403 | 11.2312 | 8.8382 | 10.0025 | 9.6812 | 10.4085 | 9.3865 | 10.0435 | 10.5152 | 10.9843 | 11.4509 | 11.9153 | 12.3777 | 12.828 | 13.2636 | 13.7009 | 14.1397 | 14.5796 | 15.0207 | 15.4538 | 15.8817 | 16.3123 | 16.7454 | 17.1806 | 17.6176 | 18.0562 | 18.4958 | 18.9356
Northwest | Furniture | Peak | February | Process Heat | MW | 3.8026 | 4.1984 | 4.9981 | 5.9523 | 6.4306 | 6.4168 | 7.1541 | 7.8914 | 8.0367 | 8.1688 | 8.4777 | 8.0334 | 7.7424 | 7.8052 | 7.8938 | 6.6348 | 5.5924 | 6.6323 | 6.2235 | 6.7162 | 7.2171 | 6.3562 | 5.9252 | 5.9074 | 5.3705 | 6.0424 | 5.5877 | 6.2894 | 3.2979 | 3.5212 | 3.677 | 3.8295 | 3.9788 | 4.125 | 4.2682 | 4.3956 | 4.5008 | 4.6065 | 4.7127 | 4.8191 | 4.9257 | 5.0226 | 5.1119 | 5.2027 | 5.2948 | 5.3881 | 5.4823 | 5.5774 | 5.6731 | 5.7693
Northwest | Furniture | Peak | February | Motors | MW | 13.5984 | 13.8311 | 15.0189 | 17.9449 | 19.2316 | 19.3438 | 23.3718 | 27.5988 | 28.8605 | 28.6788 | 29.5616 | 27.4387 | 25.6104 | 24.883 | 27.0184 | 28.3948 | 23.0326 | 27.8206 | 27.1043 | 28.6279 | 30.2768 | 27.9262 | 23.4376 | 22.5479 | 23.1272 | 25.3573 | 23.2105 | 21.4994 | 19.496 | 20.9292 | 21.9785 | 23.023 | 24.063 | 25.0989 | 26.131 | 27.1436 | 28.1332 | 29.1247 | 30.1176 | 31.1117 | 32.1067 | 33.0904 | 34.0663 | 35.0455 | 36.0274 | 37.0117 | 37.9978 | 38.9854 | 39.9742 | 40.9639
Northwest | Furniture | Peak | February | Other Subs | MW | 3.8961 | 4.0413 | 4.4841 | 5.4416 | 6.0202 | 6.0631 | 7.5635 | 9.1249 | 9.4406 | 9.8832 | 10.3251 | 9.9424 | 8.9655 | 8.6997 | 9.5821 | 10.1284 | 8.0253 | 9.8396 | 9.5938 | 10.0659 | 11.5958 | 11.0666 | 9.8854 | 9.1937 | 9.4138 | 10.5456 | 9.8684 | 9.0552 | 7.1214 | 7.673 | 8.0822 | 8.4875 | 8.8887 | 9.286 | 9.6793 | 10.0633 | 10.4371 | 10.8077 | 11.1752 | 11.5395 | 11.9007 | 12.2544 | 12.6015 | 12.946 | 13.288 | 13.6273 | 13.9639 | 14.2978 | 14.6289 | 14.9573
Northwest | Furniture | Peak | February | Miscellaneous | MW | 8.0483 | 9.0263 | 10.8813 | 12.6908 | 13.574 | 13.3736 | 14.426 | 15.3032 | 15.7011 | 15.6402 | 16.2838 | 15.7143 | 15.416 | 15.8779 | 15.4111 | 12.0317 | 10.3 | 12.0219 | 11.0497 | 11.9616 | 12.7761 | 10.9777 | 10.3895 | 10.9841 | 9.2177 | 10.4892 | 9.7082 | 10.4283 | 9.4046 | 10.0637 | 10.5373 | 11.0081 | 11.4765 | 11.9427 | 12.4068 | 12.8588 | 13.296 | 13.7349 | 14.1753 | 14.6169 | 15.0595 | 15.4943 | 15.9239 | 16.3562 | 16.791 | 17.2278 | 17.6665 | 18.1068 | 18.5481 | 18.9895
Northwest | Furniture | Peak | March | Process Heat | MW | 3.4214 | 3.7756 | 4.4942 | 5.3576 | 5.7781 | 5.7739 | 6.4321 | 7.1155 | 7.2346 | 7.3542 | 7.0194 | 7.4032 | 7.7973 | 7.4083 | 7.5053 | 5.8134 | 5.4688 | 5.827 | 5.6685 | 5.6258 | 6.3691 | 5.7127 | 5.4861 | 5.9253 | 5.1361 | 5.171 | 5.4361 | 6.1251 | 3.204 | 3.4209 | 3.5723 | 3.7204 | 3.8653 | 4.0073 | 4.1463 | 4.27 | 4.3719 | 4.4744 | 4.5773 | 4.6805 | 4.7839 | 4.8779 | 4.9644 | 5.0525 | 5.1419 | 5.2323 | 5.3238 | 5.416 | 5.5088 | 5.6021
Northwest | Furniture | Peak | March | Motors | MW | 12.2324 | 12.4352 | 13.5025 | 16.1512 | 17.2776 | 17.4048 | 21.0132 | 24.8897 | 25.9803 | 25.8221 | 24.4838 | 25.2977 | 25.7992 | 23.6189 | 25.6899 | 24.8715 | 22.5182 | 24.4428 | 24.6861 | 23.9795 | 26.723 | 25.0973 | 21.7027 | 22.617 | 22.1237 | 21.7049 | 22.5823 | 20.9073 | 18.9572 | 20.351 | 21.3715 | 22.3872 | 23.3987 | 24.4061 | 25.4098 | 26.3945 | 27.3568 | 28.3209 | 29.2865 | 30.2532 | 31.2208 | 32.1775 | 33.1266 | 34.0789 | 35.0338 | 35.991 | 36.9501 | 37.9106 | 38.8722 | 39.8347
Northwest | Furniture | Peak | March | Other Subs | MW | 3.5046 | 3.633 | 4.031 | 4.8972 | 5.4081 | 5.4549 | 6.7995 | 8.2283 | 8.4975 | 8.898 | 8.5514 | 9.1673 | 9.0311 | 8.2571 | 9.1103 | 8.8708 | 7.8452 | 8.6446 | 8.737 | 8.4305 | 10.2334 | 9.9399 | 9.1501 | 9.2191 | 9.004 | 9.0263 | 9.6015 | 8.8052 | 6.9228 | 7.4591 | 7.8571 | 8.2511 | 8.6413 | 9.0276 | 9.41 | 9.7835 | 10.1469 | 10.5073 | 10.8646 | 11.2188 | 11.57 | 11.9139 | 12.2514 | 12.5864 | 12.9189 | 13.2489 | 13.5762 | 13.9008 | 14.2228 | 14.5421
Northwest | Furniture | Peak | March | Miscellaneous | MW | 7.2409 | 8.1166 | 9.7839 | 11.4223 | 12.1968 | 12.0334 | 12.9682 | 13.7964 | 14.131 | 14.0792 | 13.4805 | 14.4794 | 15.5245 | 15.0705 | 14.6505 | 10.5404 | 10.07 | 10.5629 | 10.0652 | 10.0201 | 11.2754 | 9.8671 | 9.6195 | 11.0175 | 8.8158 | 8.978 | 9.4465 | 10.1433 | 9.1465 | 9.7877 | 10.2483 | 10.7064 | 11.162 | 11.6155 | 12.067 | 12.5066 | 12.9319 | 13.3588 | 13.7871 | 14.2166 | 14.6472 | 15.0701 | 15.488 | 15.9086 | 16.3315 | 16.7565 | 17.1833 | 17.6116 | 18.0409 | 18.4702
Northwest | Furniture | Peak | April | Process Heat | MW | 3.0313 | 3.331 | 3.9591 | 4.7389 | 5.1006 | 5.1091 | 5.6786 | 6.3421 | 6.4144 | 6.5189 | 5.7556 | 6.7123 | 6.8452 | 6.7958 | 6.8826 | 5.4639 | 4.7743 | 5.4998 | 5.168 | 5.5908 | 5.3742 | 5.0048 | 5.2173 | 4.7509 | 4.4915 | 4.5776 | 4.4749 | 5.0511 | 2.6333 | 2.8109 | 2.9347 | 3.0558 | 3.1743 | 3.2903 | 3.404 | 3.5049 | 3.5879 | 3.6714 | 3.7553 | 3.8394 | 3.9236 | 4.0001 | 4.0706 | 4.1422 | 4.215 | 4.2887 | 4.3632 | 4.4383 | 4.5139 | 4.59
Northwest | Furniture | Peak | April | Motors | MW | 10.8289 | 10.9449 | 11.8671 | 14.2615 | 15.2178 | 15.3785 | 18.5326 | 22.1878 | 23.004 | 22.8841 | 20.0685 | 22.9318 | 22.6473 | 21.6488 | 23.5466 | 23.3572 | 19.641 | 23.0392 | 22.4858 | 23.8153 | 22.5326 | 21.9715 | 20.6298 | 18.1259 | 19.3431 | 19.2096 | 18.5748 | 17.1986 | 15.5892 | 16.732 | 17.568 | 18.4 | 19.2285 | 20.0537 | 20.8759 | 21.6825 | 22.4708 | 23.2605 | 24.0514 | 24.8433 | 25.636 | 26.4196 | 27.197 | 27.977 | 28.7592 | 29.5433 | 30.3289 | 31.1157 | 31.9034 | 32.6919
Northwest | Furniture | Peak | April | Other Subs | MW | 3.0993 | 3.1935 | 3.5372 | 4.3197 | 4.7619 | 4.8197 | 5.9967 | 7.3368 | 7.5252 | 7.8866 | 7.0095 | 8.3088 | 7.931 | 7.57 | 8.3553 | 8.3294 | 6.8445 | 8.1469 | 7.9572 | 8.3748 | 8.6289 | 8.7039 | 8.6985 | 7.3867 | 7.8698 | 7.9863 | 7.8945 | 7.2433 | 5.6898 | 6.1294 | 6.4554 | 6.7781 | 7.0976 | 7.414 | 7.7272 | 8.033 | 8.3307 | 8.6258 | 8.9185 | 9.2086 | 9.4962 | 9.7778 | 10.0542 | 10.3285 | 10.6007 | 10.8708 | 11.1388 | 11.4046 | 11.6683 | 11.9297
Northwest | Furniture | Peak | April | Miscellaneous | MW | 6.399 | 7.1464 | 8.6051 | 10.0883 | 10.7516 | 10.6366 | 11.4229 | 12.2831 | 12.5035 | 12.468 | 11.0425 | 13.1138 | 13.6212 | 13.8197 | 13.4224 | 9.8824 | 8.7714 | 9.9582 | 9.1672 | 9.9535 | 9.5111 | 8.6373 | 9.143 | 8.8311 | 7.7082 | 7.947 | 7.7737 | 8.3516 | 7.5286 | 8.055 | 8.4328 | 8.8085 | 9.1823 | 9.5542 | 9.9246 | 10.2852 | 10.634 | 10.9842 | 11.3355 | 11.6878 | 12.041 | 12.3879 | 12.7307 | 13.0756 | 13.4225 | 13.7712 | 14.1212 | 14.4725 | 14.8247 | 15.1769
Northwest | Furniture | Peak | May | Process Heat | MW | 3.0312 | 3.3129 | 3.9586 | 4.7686 | 5.1043 | 5.1299 | 5.6236 | 6.3444 | 6.3125 | 6.4023 | 6.36 | 6.869 | 6.8939 | 7.1524 | 7.3162 | 5.5042 | 5.4459 | 5.5117 | 5.1509 | 5.7935 | 5.8649 | 5.0545 | 5.0579 | 4.9585 | 4.7414 | 4.567 | 4.5864 | 5.2052 | 2.697 | 2.8753 | 2.9984 | 3.1187 | 3.2365 | 3.3517 | 3.4645 | 3.5644 | 3.6461 | 3.7282 | 3.8107 | 3.8934 | 3.9764 | 4.0512 | 4.1197 | 4.1895 | 4.2604 | 4.3324 | 4.4052 | 4.4787 | 4.5528 | 4.6274
Northwest | Furniture | Peak | May | Motors | MW | 10.6715 | 10.7255 | 11.7007 | 14.1771 | 15.0705 | 15.2971 | 18.1433 | 22.0442 | 22.4376 | 22.2924 | 21.9267 | 23.1954 | 22.5979 | 22.5631 | 24.8342 | 23.5034 | 22.3692 | 23.0023 | 22.3631 | 24.6333 | 24.5067 | 22.0905 | 19.9194 | 18.8402 | 20.3484 | 19.096 | 18.9571 | 17.6198 | 15.9486 | 17.0968 | 17.9311 | 18.7616 | 19.5886 | 20.4124 | 21.2332 | 22.0388 | 22.8261 | 23.6148 | 24.4048 | 25.1957 | 25.9874 | 26.7695 | 27.5451 | 28.3235 | 29.1042 | 29.8868 | 30.6711 | 31.4566 | 32.2432 | 33.0305
Northwest | Furniture | Peak | May | Other Subs | MW | 3.0452 | 3.1152 | 3.4671 | 4.2753 | 4.7074 | 4.7904 | 5.8634 | 7.2857 | 7.3335 | 7.6671 | 7.6377 | 8.3826 | 7.8968 | 7.8722 | 8.8043 | 8.3734 | 7.7912 | 8.1205 | 7.9014 | 8.6551 | 9.3713 | 8.7449 | 8.3894 | 7.6622 | 8.2586 | 7.9179 | 8.0348 | 7.4167 | 5.8084 | 6.2495 | 6.5746 | 6.8965 | 7.2152 | 7.5307 | 7.8431 | 8.1484 | 8.4456 | 8.7403 | 9.0324 | 9.3219 | 9.6089 | 9.8897 | 10.165 | 10.4383 | 10.7096 | 10.9787 | 11.2457 | 11.5105 | 11.7731 | 12.0336
Northwest | Furniture | Peak | May | Miscellaneous | MW | 6.3648 | 7.0704 | 8.5658 | 10.1136 | 10.7209 | 10.6509 | 11.2725 | 12.277 | 12.2589 | 12.2408 | 12.209 | 13.4204 | 13.72 | 14.5394 | 14.2558 | 9.8963 | 9.9561 | 9.9495 | 9.1097 | 10.3015 | 10.3644 | 8.6883 | 8.8364 | 9.1976 | 8.12 | 7.9112 | 7.9452 | 8.5875 | 7.7319 | 8.2637 | 8.6431 | 9.0204 | 9.3957 | 9.7692 | 10.1412 | 10.5036 | 10.8543 | 11.2062 | 11.5594 | 11.9135 | 12.2686 | 12.617 | 12.9609 | 13.3072 | 13.6555 | 14.0056 | 14.3573 | 14.7102 | 15.064 | 15.4181
Northwest | Furniture | Peak | June | Process Heat | MW | 3.0528 | 3.3319 | 4.0237 | 4.8972 | 5.0387 | 5.1557 | 5.5183 | 6.5061 | 6.1307 | 6.2968 | 5.6514 | 5.9778 | 6.3963 | 6.73 | 7.2627 | 5.0693 | 5.1285 | 5.3413 | 5.2396 | 5.5471 | 5.676 | 4.4651 | 4.9061 | 4.2479 | 4.1954 | 4.0718 | 4.1182 | 4.7064 | 2.4043 | 2.5612 | 2.6689 | 2.7742 | 2.8771 | 2.9778 | 3.0763 | 3.1632 | 3.2333 | 3.304 | 3.3751 | 3.4464 | 3.518 | 3.5823 | 3.641 | 3.7009 | 3.7619 | 3.8238 | 3.8866 | 3.95 | 4.0139 | 4.0784
Northwest | Furniture | Peak | June | Motors | MW | 10.5626 | 10.6279 | 11.7189 | 14.3776 | 14.7298 | 15.2146 | 17.5454 | 22.3919 | 21.5539 | 21.6931 | 19.2031 | 19.8985 | 20.7176 | 20.9604 | 24.3698 | 21.6481 | 21.0388 | 22.2431 | 22.7486 | 23.5686 | 23.6718 | 19.4607 | 19.2941 | 16.1113 | 17.9872 | 16.9967 | 16.9746 | 15.7707 | 14.2568 | 15.2729 | 16.0086 | 16.741 | 17.4703 | 18.1967 | 18.9205 | 19.631 | 20.3251 | 21.0206 | 21.7172 | 22.4146 | 23.1128 | 23.8024 | 24.4863 | 25.1726 | 25.861 | 26.5512 | 27.2428 | 27.9356 | 28.6294 | 29.3239
Northwest | Furniture | Peak | June | Other Subs | MW | 3.0095 | 3.076 | 3.4569 | 4.3194 | 4.5932 | 4.762 | 5.6597 | 7.3915 | 7.0346 | 7.4388 | 6.6647 | 7.1693 | 7.2157 | 7.2885 | 8.6235 | 7.7056 | 7.3187 | 7.8409 | 8.0213 | 8.2698 | 9.0375 | 7.6915 | 8.1109 | 6.5408 | 7.2891 | 7.0373 | 7.1861 | 6.6403 | 5.1821 | 5.572 | 5.8585 | 6.1421 | 6.4229 | 6.7009 | 6.9761 | 7.2451 | 7.5071 | 7.7668 | 8.0242 | 8.2793 | 8.5321 | 8.7794 | 9.0218 | 9.2624 | 9.5012 | 9.7381 | 9.9731 | 10.2062 | 10.4374 | 10.6666
Northwest | Furniture | Peak | June | Miscellaneous | MW | 6.3968 | 7.0904 | 8.6833 | 10.3616 | 10.5664 | 10.6935 | 11.0633 | 12.5974 | 11.882 | 12.0569 | 10.8749 | 11.7003 | 12.7471 | 13.6879 | 14.1521 | 9.0549 | 9.3315 | 9.6223 | 9.2475 | 9.855 | 10.02 | 7.6563 | 8.5571 | 7.8718 | 7.1793 | 7.0488 | 7.128 | 7.7135 | 6.9369 | 7.41 | 7.7463 | 8.0807 | 8.4135 | 8.7447 | 9.0745 | 9.3958 | 9.7067 | 10.0187 | 10.3318 | 10.6458 | 10.9606 | 11.2695 | 11.5744 | 11.8814 | 12.1903 | 12.5007 | 12.8126 | 13.1256 | 13.4394 | 13.7534
Northwest | Furniture | Peak | July | Process Heat | MW | 2.8167 | 3.1021 | 3.7769 | 4.6209 | 4.6164 | 4.7598 | 5.0555 | 6.1735 | 5.5796 | 5.8208 | 5.4826 | 5.5379 | 6.3654 | 6.3628 | 6.6629 | 4.4477 | 4.5887 | 4.9598 | 4.8367 | 5.481 | 5.2126 | 4.4962 | 4.387 | 4.4863 | 4.1798 | 4.018 | 4.198 | 4.8311 | 2.4342 | 2.5914 | 2.6988 | 2.8037 | 2.9062 | 3.0064 | 3.1044 | 3.1904 | 3.2591 | 3.3284 | 3.3981 | 3.4681 | 3.5384 | 3.6015 | 3.6588 | 3.7174 | 3.7772 | 3.8379 | 3.8995 | 3.9618 | 4.0247 | 4.0881
Northwest | Furniture | Peak | July | Motors | MW | 9.6205 | 9.8129 | 10.9076 | 13.4792 | 13.4198 | 13.9531 | 15.9277 | 21.1567 | 19.4717 | 19.9207 | 18.4621 | 18.2691 | 20.3885 | 19.6576 | 22.1724 | 18.9787 | 18.7978 | 20.5845 | 20.979 | 23.2371 | 21.6932 | 19.536 | 17.2337 | 16.9893 | 17.9157 | 16.7475 | 17.2741 | 16.0397 | 14.4839 | 15.5082 | 16.2476 | 16.9836 | 17.7166 | 18.4467 | 19.1742 | 19.8882 | 20.5857 | 21.2845 | 21.9845 | 22.6854 | 23.3871 | 24.0801 | 24.7673 | 25.4571 | 26.1489 | 26.8426 | 27.5378 | 28.2343 | 28.9316 | 29.6298
Northwest | Furniture | Peak | July | Other Subs | MW | 2.74 | 2.8364 | 3.2116 | 4.0422 | 4.1794 | 4.3646 | 5.1296 | 6.9761 | 6.3437 | 6.8153 | 6.3902 | 6.5694 | 7.0726 | 6.8178 | 7.8278 | 6.7471 | 6.5267 | 7.2362 | 7.3758 | 8.1324 | 8.2605 | 7.7058 | 7.2281 | 6.8783 | 7.2447 | 6.9211 | 7.3046 | 6.7503 | 5.2533 | 5.6458 | 5.9335 | 6.2183 | 6.5002 | 6.7793 | 7.0556 | 7.3258 | 7.5889 | 7.8498 | 8.1082 | 8.3643 | 8.6181 | 8.8663 | 9.1096 | 9.351 | 9.5906 | 9.8283 | 10.0641 | 10.2979 | 10.5298 | 10.7597
Northwest | Furniture | Peak | July | Miscellaneous | MW | 5.9073 | 6.6019 | 8.1471 | 9.7716 | 9.6833 | 9.8748 | 10.1557 | 11.9671 | 10.8068 | 11.1623 | 10.5694 | 10.8556 | 12.7007 | 12.9479 | 12.9832 | 7.9082 | 8.3231 | 8.9151 | 8.5208 | 9.7271 | 9.1907 | 7.6891 | 7.6397 | 8.3078 | 7.1462 | 6.9504 | 7.2629 | 7.866 | 7.0667 | 7.5454 | 7.8848 | 8.2224 | 8.5582 | 8.8925 | 9.2254 | 9.5498 | 9.8634 | 10.1783 | 10.4943 | 10.8112 | 11.1289 | 11.4407 | 11.7485 | 12.0584 | 12.3701 | 12.6835 | 12.9983 | 13.3143 | 13.6312 | 13.9483
Northwest | Furniture | Peak | August | Process Heat | MW | 2.7055 | 2.9819 | 3.6361 | 4.4466 | 4.4245 | 4.5641 | 4.8443 | 5.9336 | 5.3359 | 5.5795 | 5.2645 | 5.5641 | 6.0626 | 6.2261 | 6.3677 | 4.3863 | 4.4256 | 4.5287 | 4.7863 | 5.329 | 4.5917 | 4.1334 | 4.359 | 4.1391 | 4.1633 | 4.0776 | 4.2189 | 4.8592 | 2.4438 | 2.6019 | 2.71 | 2.8156 | 2.9187 | 3.0196 | 3.1182 | 3.2048 | 3.2738 | 3.3434 | 3.4135 | 3.4839 | 3.5546 | 3.618 | 3.6757 | 3.7347 | 3.7949 | 3.856 | 3.918 | 3.9807 | 4.044 | 4.1078
Northwest | Furniture | Peak | August | Motors | MW | 9.2264 | 9.428 | 10.4959 | 12.9666 | 12.8617 | 13.3758 | 15.247 | 20.3251 | 18.6119 | 19.0851 | 17.7104 | 18.3417 | 19.4082 | 19.2344 | 21.1744 | 18.7327 | 18.1415 | 18.8055 | 20.7782 | 22.6067 | 19.1231 | 17.9731 | 17.1431 | 15.6881 | 17.8649 | 17.011 | 17.374 | 16.1218 | 14.5587 | 15.5903 | 16.3355 | 17.0773 | 17.8159 | 18.5518 | 19.2849 | 20.0045 | 20.7072 | 21.4114 | 22.1168 | 22.823 | 23.5301 | 24.2286 | 24.9212 | 25.6164 | 26.3137 | 27.0128 | 27.7135 | 28.4153 | 29.1181 | 29.8217
Northwest | Furniture | Peak | August | Other Subs | MW | 2.6288 | 2.7262 | 3.0917 | 3.8895 | 4.0058 | 4.1845 | 4.91 | 6.7021 | 6.0632 | 6.5294 | 6.1296 | 6.5952 | 6.7321 | 6.6714 | 7.4744 | 6.6593 | 6.2979 | 6.6104 | 7.3044 | 7.9109 | 7.2789 | 7.0846 | 7.1865 | 6.3509 | 7.2237 | 7.0305 | 7.3477 | 6.7814 | 5.2789 | 5.6741 | 5.964 | 6.251 | 6.5351 | 6.8163 | 7.0947 | 7.367 | 7.6321 | 7.8949 | 8.1553 | 8.4134 | 8.6691 | 8.9192 | 9.1643 | 9.4076 | 9.6491 | 9.8886 | 10.1262 | 10.3619 | 10.5955 | 10.8272
Northwest | Furniture | Peak | August | Miscellaneous | MW | 5.68 | 6.3511 | 7.8473 | 9.408 | 9.2856 | 9.4729 | 9.7414 | 11.5118 | 10.343 | 10.7082 | 10.1585 | 10.9162 | 12.1018 | 12.6735 | 12.416 | 7.8013 | 8.0322 | 8.1427 | 8.434 | 9.4594 | 8.0974 | 7.073 | 7.5944 | 7.668 | 7.1203 | 7.0562 | 7.3026 | 7.903 | 7.1 | 7.5818 | 7.9237 | 8.2636 | 8.6019 | 8.9386 | 9.2739 | 9.6005 | 9.9163 | 10.2333 | 10.5515 | 10.8706 | 11.1906 | 11.5046 | 11.8145 | 12.1267 | 12.4407 | 12.7564 | 13.0734 | 13.3917 | 13.7108 | 14.0302
Northwest | Furniture | Peak | September | Process Heat | MW | 2.8798 | 3.1433 | 3.7738 | 4.5772 | 4.7636 | 4.8425 | 5.2455 | 6.1054 | 5.8763 | 6.0127 | 5.7409 | 6.0249 | 6.8958 | 6.574 | 6.5973 | 4.6934 | 4.6488 | 5.5314 | 4.9065 | 5.4765 | 5.3531 | 4.6138 | 4.5364 | 4.6429 | 4.3099 | 4.6907 | 4.4376 | 5.0395 | 2.5998 | 2.7724 | 2.8918 | 3.0086 | 3.1228 | 3.2346 | 3.3441 | 3.441 | 3.5199 | 3.5994 | 3.6793 | 3.7594 | 3.8398 | 3.9124 | 3.979 | 4.0469 | 4.1159 | 4.1858 | 4.2566 | 4.328 | 4.4 | 4.4725
Northwest | Furniture | Peak | September | Motors | MW | 10.1165 | 10.1681 | 11.1368 | 13.5961 | 14.0549 | 14.4197 | 16.8737 | 21.2028 | 20.8472 | 20.9127 | 19.7444 | 20.3212 | 22.576 | 20.7212 | 22.3306 | 20.0899 | 19.1257 | 23.1267 | 21.3742 | 23.335 | 22.3959 | 20.1843 | 17.9073 | 17.6721 | 18.5269 | 19.6314 | 18.3534 | 17.017 | 15.4041 | 16.5182 | 17.3292 | 18.1364 | 18.9402 | 19.7409 | 20.5386 | 21.3215 | 22.0864 | 22.8528 | 23.6203 | 24.3888 | 25.1581 | 25.9183 | 26.6723 | 27.4289 | 28.1878 | 28.9485 | 29.7108 | 30.4743 | 31.2387 | 32.004
Northwest | Furniture | Peak | September | Other Subs | MW | 2.8889 | 2.9551 | 3.3016 | 4.1012 | 4.3906 | 4.5177 | 5.4519 | 7.0096 | 6.8142 | 7.1937 | 6.8774 | 7.3445 | 7.8904 | 7.232 | 7.9169 | 7.1564 | 6.6601 | 8.1654 | 7.5506 | 8.1988 | 8.5631 | 7.9913 | 7.5438 | 7.1903 | 7.5252 | 8.1468 | 7.7866 | 7.1683 | 5.6117 | 6.0397 | 6.3557 | 6.6686 | 6.9784 | 7.2851 | 7.5887 | 7.8853 | 8.1741 | 8.4604 | 8.7442 | 9.0256 | 9.3044 | 9.5774 | 9.845 | 10.1107 | 10.3744 | 10.6361 | 10.8956 | 11.153 | 11.4083 | 11.6615
Northwest | Furniture | Peak | September | Miscellaneous | MW | 6.0551 | 6.7162 | 8.1707 | 9.712 | 10.0151 | 10.0628 | 10.5377 | 11.8349 | 11.4276 | 11.5193 | 11.0452 | 11.7932 | 13.7394 | 13.3752 | 12.8703 | 8.4312 | 8.5035 | 9.9928 | 8.6836 | 9.7436 | 9.4617 | 7.9341 | 7.9315 | 8.6188 | 7.3878 | 8.1327 | 7.6955 | 8.2945 | 7.4682 | 7.9842 | 8.3528 | 8.7194 | 9.084 | 9.447 | 9.8084 | 10.1605 | 10.501 | 10.8428 | 11.1857 | 11.5297 | 11.8745 | 12.2131 | 12.5474 | 12.8839 | 13.2224 | 13.5627 | 13.9043 | 14.2472 | 14.591 | 14.9349
Northwest | Furniture | Peak | October | Process Heat | MW | 3.1973 | 3.5203 | 4.1917 | 5.0046 | 5.3839 | 5.3879 | 5.9807 | 6.6417 | 6.7275 | 6.8356 | 5.9738 | 6.5006 | 6.8914 | 6.5526 | 6.7462 | 4.9573 | 5.3715 | 5.6392 | 5.1436 | 5.2736 | 6.5199 | 5.2883 | 5.0709 | 5.0737 | 4.5675 | 4.7993 | 4.7586 | 5.3641 | 2.7983 | 2.9877 | 3.1197 | 3.249 | 3.3754 | 3.4993 | 3.6206 | 3.7285 | 3.8172 | 3.9064 | 3.9961 | 4.086 | 4.176 | 4.2579 | 4.3334 | 4.4102 | 4.4881 | 4.567 | 4.6467 | 4.7271 | 4.8081 | 4.8895
Northwest | Furniture | Peak | October | Motors | MW | 11.4095 | 11.5682 | 12.5678 | 15.0611 | 16.0742 | 16.2208 | 19.497 | 23.2104 | 24.1205 | 23.9702 | 20.7999 | 22.1684 | 22.7645 | 20.8544 | 23.0605 | 21.1922 | 22.1033 | 23.6381 | 22.3876 | 22.4698 | 27.3827 | 23.245 | 20.0793 | 19.3807 | 19.6683 | 20.1351 | 19.7514 | 18.2693 | 16.5625 | 17.7798 | 18.671 | 19.5581 | 20.4414 | 21.3212 | 22.1977 | 23.0577 | 23.8981 | 24.74 | 25.5832 | 26.4274 | 27.2724 | 28.1078 | 28.9367 | 29.7684 | 30.6023 | 31.4383 | 32.2758 | 33.1146 | 33.9544 | 34.795
Northwest | Furniture | Peak | October | Other Subs | MW | 3.268 | 3.3777 | 3.7491 | 4.564 | 5.0299 | 5.0831 | 6.3072 | 7.6714 | 7.8868 | 8.2559 | 7.2603 | 8.0294 | 7.964 | 7.286 | 8.1745 | 7.5556 | 7.698 | 8.3566 | 7.9203 | 7.8971 | 10.4926 | 9.2183 | 8.4742 | 7.9076 | 8.0092 | 8.3765 | 8.4009 | 7.7023 | 6.0498 | 6.5183 | 6.8658 | 7.21 | 7.5507 | 7.888 | 8.222 | 8.5482 | 8.8655 | 9.1803 | 9.4923 | 9.8017 | 10.1084 | 10.4087 | 10.7034 | 10.996 | 11.2864 | 11.5745 | 11.8603 | 12.1438 | 12.425 | 12.7038
Northwest | Furniture | Peak | October | Miscellaneous | MW | 6.7635 | 7.5633 | 9.1208 | 10.6659 | 11.3605 | 11.2273 | 12.0546 | 12.8777 | 13.1323 | 13.0873 | 11.4736 | 12.715 | 13.7213 | 13.329 | 13.1651 | 8.9796 | 9.8811 | 10.2183 | 9.1301 | 9.3916 | 11.5437 | 9.13 | 8.8898 | 9.4342 | 7.8418 | 8.3336 | 8.2695 | 8.8721 | 7.999 | 8.5596 | 8.9624 | 9.3629 | 9.7612 | 10.1577 | 10.5524 | 10.9368 | 11.3086 | 11.6818 | 12.0562 | 12.4317 | 12.8081 | 13.178 | 13.5433 | 13.9111 | 14.2809 | 14.6525 | 15.0256 | 15.4001 | 15.7754 | 16.1508
Northwest | Furniture | Peak | November | Process Heat | MW | 3.4768 | 3.828 | 4.5635 | 5.4481 | 5.8549 | 5.8604 | 6.5064 | 7.2275 | 7.3136 | 7.4354 | 6.6598 | 6.9983 | 7.4446 | 7.1808 | 8.1651 | 5.8775 | 5.5356 | 6.3367 | 6.3142 | 6.7495 | 7.1156 | 5.8892 | 5.1969 | 5.0671 | 6.0211 | 5.0428 | 5.0592 | 5.7004 | 2.981 | 3.1824 | 3.3227 | 3.4601 | 3.5945 | 3.7262 | 3.8551 | 3.9698 | 4.0643 | 4.1593 | 4.2547 | 4.3504 | 4.4462 | 4.5333 | 4.6135 | 4.695 | 4.7778 | 4.8616 | 4.9463 | 5.0318 | 5.1178 | 5.2043
Northwest | Furniture | Peak | November | Motors | MW | 12.422 | 12.5967 | 13.6976 | 16.411 | 17.4973 | 17.6547 | 21.2326 | 25.2718 | 26.2502 | 26.0977 | 23.2096 | 23.9004 | 24.6343 | 22.8929 | 27.9345 | 25.1778 | 22.8146 | 26.5968 | 27.5277 | 28.7913 | 29.8478 | 25.8568 | 20.5456 | 19.3305 | 25.9071 | 21.1454 | 20.9972 | 19.444 | 17.6277 | 18.9211 | 19.8675 | 20.8095 | 21.7475 | 22.6817 | 23.6125 | 24.5258 | 25.4183 | 26.3125 | 27.2079 | 28.1045 | 29.0019 | 29.8891 | 30.7692 | 31.6523 | 32.5379 | 33.4255 | 34.3149 | 35.2056 | 36.0974 | 36.99
Northwest | Furniture | Peak | November | Other Subs | MW | 3.5588 | 3.68 | 4.0886 | 4.9757 | 5.4774 | 5.5347 | 6.8714 | 8.358 | 8.5892 | 8.9961 | 8.1081 | 8.6611 | 8.6288 | 8.0074 | 9.9116 | 8.981 | 7.9513 | 9.4089 | 9.7453 | 10.1263 | 11.4329 | 10.2473 | 8.6672 | 7.8815 | 10.5456 | 8.793 | 8.9268 | 8.1937 | 6.4381 | 6.9358 | 7.3049 | 7.6703 | 8.0322 | 8.3904 | 8.745 | 9.0914 | 9.4285 | 9.7627 | 10.0941 | 10.4227 | 10.7484 | 11.0673 | 11.3803 | 11.6909 | 11.9993 | 12.3052 | 12.6087 | 12.9098 | 13.2083 | 13.5044
Northwest | Furniture | Peak | November | Miscellaneous | MW | 7.3561 | 8.2279 | 9.9327 | 11.6139 | 12.3581 | 12.2141 | 13.1197 | 14.0216 | 14.2925 | 14.2429 | 12.799 | 13.6946 | 14.8262 | 14.6107 | 15.9458 | 10.6541 | 10.1962 | 11.4877 | 11.211 | 12.0227 | 12.5952 | 10.164 | 9.107 | 9.418 | 10.3326 | 8.7525 | 8.7881 | 9.4403 | 8.5116 | 9.1072 | 9.5348 | 9.96 | 10.383 | 10.8039 | 11.2231 | 11.6312 | 12.026 | 12.4224 | 12.82 | 13.2188 | 13.6185 | 14.0112 | 14.3991 | 14.7895 | 15.1821 | 15.5766 | 15.9728 | 16.3703 | 16.7688 | 17.1675
Northwest | Furniture | Peak | December | Process Heat | MW | 3.2308 | 3.5607 | 4.2225 | 5.0253 | 5.4489 | 5.4347 | 6.085 | 6.7099 | 6.8666 | 6.9701 | 6.5061 | 6.7694 | 8.4709 | 6.8244 | 7.375 | 5.2951 | 4.8572 | 5.854 | 5.4695 | 6.5697 | 6.0225 | 5.3865 | 5.8678 | 6.1177 | 4.8752 | 5.0048 | 4.8562 | 5.4607 | 2.8687 | 3.0633 | 3.1991 | 3.332 | 3.4621 | 3.5895 | 3.7143 | 3.8255 | 3.9173 | 4.0097 | 4.1023 | 4.1953 | 4.2884 | 4.373 | 4.451 | 4.5303 | 4.6107 | 4.6921 | 4.7744 | 4.8574 | 4.9409 | 5.0249
Northwest | Furniture | Peak | December | Motors | MW | 11.599 | 11.7672 | 12.7273 | 15.1926 | 16.327 | 16.4142 | 19.9437 | 23.5136 | 24.7038 | 24.53 | 22.7794 | 23.2213 | 28.1063 | 21.8158 | 25.2988 | 22.646 | 19.9954 | 24.5594 | 23.817 | 28.0054 | 25.2435 | 23.643 | 23.1786 | 23.3338 | 20.9931 | 21.0056 | 20.1763 | 18.6901 | 16.9511 | 18.1984 | 19.112 | 20.0214 | 20.9269 | 21.8288 | 22.7274 | 23.6091 | 24.4708 | 25.334 | 26.1985 | 27.064 | 27.9304 | 28.7869 | 29.6366 | 30.4891 | 31.344 | 32.201 | 33.0595 | 33.9194 | 34.7803 | 35.642
Northwest | Furniture | Peak | December | Other Subs | MW | 3.3241 | 3.4406 | 3.8037 | 4.6106 | 5.1125 | 5.1454 | 6.4562 | 7.7754 | 8.0826 | 8.4586 | 7.9638 | 8.4217 | 9.8473 | 7.6332 | 8.9765 | 8.0765 | 6.9673 | 8.6873 | 8.4305 | 9.8466 | 9.6676 | 9.3625 | 9.7724 | 9.5072 | 8.5455 | 8.7375 | 8.5798 | 7.8727 | 6.1936 | 6.6738 | 7.0301 | 7.383 | 7.7324 | 8.0783 | 8.4208 | 8.7552 | 9.0807 | 9.4034 | 9.7234 | 10.0406 | 10.3551 | 10.6632 | 10.9654 | 11.2654 | 11.5632 | 11.8587 | 12.1518 | 12.4426 | 12.731 | 13.017
Northwest | Furniture | Peak | December | Miscellaneous | MW | 6.8397 | 7.6596 | 9.199 | 10.7199 | 11.5073 | 11.331 | 12.2662 | 13.0072 | 13.4127 | 13.3386 | 12.485 | 13.2314 | 16.8629 | 13.8851 | 14.3951 | 9.6051 | 8.9443 | 10.6139 | 9.714 | 11.7027 | 10.6602 | 9.3035 | 10.2902 | 11.3749 | 8.3667 | 8.6885 | 8.4377 | 9.0625 | 8.174 | 8.7474 | 9.1595 | 9.5693 | 9.9769 | 10.3825 | 10.7864 | 11.1797 | 11.5602 | 11.9422 | 12.3254 | 12.7096 | 13.0949 | 13.4732 | 13.847 | 14.2232 | 14.6016 | 14.9817 | 15.3635 | 15.7466 | 16.1306 | 16.5147
Northwest | Paper | Peak | January | Process Heat | MW | 123.4587 | 137.803 | 147.571 | 141.2596 | 141.0972 | 153.5934 | 139.9938 | 134.7129 | 135.446 | 132.7787 | 124.0814 | 113.131 | 117.7188 | 109.9636 | 108.0574 | 90.7108 | 79.8574 | 83.7189 | 100.5148 | 103.7837 | 91.0408 | 89.1894 | 85.7682 | 91.3242 | 81.6089 | 97.7962 | 95.2144 | 98.7983 | 40.4951 | 42.5152 | 43.3542 | 43.4348 | 43.3988 | 43.403 | 43.4436 | 43.5172 | 43.6202 | 43.7498 | 43.9029 | 44.0772 | 44.2704 | 44.4805 | 44.7056 | 44.9443 | 45.1952 | 45.457 | 45.7287 | 46.0094 | 46.2983 | 46.5945
Northwest | Paper | Peak | January | Motors | MW | 404.8738 | 422.2374 | 412.1964 | 390.8856 | 399.502 | 437.9293 | 413.2678 | 423.3906 | 433.5995 | 410.9914 | 369.7897 | 330.4136 | 341.8081 | 316.4743 | 331.005 | 408.2513 | 335.6095 | 351.5755 | 451.9044 | 446.1732 | 385.206 | 394.887 | 349.2018 | 350.9026 | 347.0532 | 403.0264 | 381.7585 | 247.0686 | 224.832 | 237.4038 | 244.7682 | 251.7063 | 258.6325 | 265.632 | 272.6947 | 279.812 | 286.9761 | 294.1806 | 301.4199 | 308.6891 | 315.9841 | 323.3012 | 330.6371 | 337.9892 | 345.3551 | 352.7325 | 360.1197 | 367.5149 | 374.9166 | 382.3236
Northwest | Paper | Peak | January | Other Subs | MW | 115.1642 | 121.8805 | 120.4304 | 117.1936 | 124.8357 | 138.166 | 134.0536 | 140.7483 | 141.482 | 139.2964 | 126.0711 | 116.4455 | 118.1695 | 109.4415 | 116.4036 | 144.6635 | 116.3018 | 123.267 | 158.7456 | 155.8407 | 146.6799 | 157.6672 | 148.1183 | 144.2755 | 140.0734 | 166.2283 | 163.6335 | 106.4736 | 81.579 | 86.6327 | 89.7949 | 92.7325 | 95.5726 | 98.3507 | 101.0706 | 103.7359 | 106.35 | 108.9158 | 111.4361 | 113.9134 | 116.35 | 118.7481 | 121.1096 | 123.4365 | 125.7303 | 127.9926 | 130.2249 | 132.4286 | 134.6048 | 136.7548
Northwest | Paper | Peak | January | Miscellaneous | MW | 258.4455 | 292.4675 | 317.1541 | 301.6779 | 300.5392 | 323.7216 | 289.78 | 270.547 | 271.1946 | 263.4251 | 248.6403 | 229.3906 | 240.806 | 226.7199 | 216.4331 | 157.5636 | 143.6306 | 149.7743 | 174.0493 | 183.4507 | 160.2706 | 150.5774 | 146.2304 | 167.66 | 140.2737 | 170.4401 | 167.0726 | 129.4461 | 117.7286 | 124.2466 | 128.0795 | 131.5466 | 134.9927 | 138.4924 | 142.0387 | 145.6254 | 149.2473 | 152.8997 | 156.5786 | 160.2807 | 164.0029 | 167.7426 | 171.4976 | 175.2658 | 179.0456 | 182.8355 | 186.634 | 190.44 | 194.2517 | 198.0666
Northwest | Paper | Peak | February | Process Heat | MW | 129.0593 | 144.038 | 154.2146 | 147.7338 | 147.5927 | 160.616 | 146.4033 | 140.8524 | 141.7576 | 138.8742 | 131.2057 | 111.2725 | 111.4837 | 116.9486 | 108.2752 | 94.5221 | 80.5934 | 93.7672 | 91.3875 | 104.4415 | 109.0911 | 89.6651 | 81.773 | 91.2092 | 86.8284 | 104.5679 | 97.3395 | 101.058 | 41.4156 | 43.4824 | 44.3433 | 44.4271 | 44.3914 | 44.3967 | 44.4392 | 44.5153 | 44.6216 | 44.7549 | 44.9123 | 45.0913 | 45.2896 | 45.5051 | 45.736 | 45.9807 | 46.2378 | 46.5061 | 46.7845 | 47.0721 | 47.368 | 47.6714
Northwest | Paper | Peak | February | Motors | MW | 423.4797 | 441.4547 | 430.8827 | 408.8605 | 417.9326 | 458.0064 | 432.2439 | 442.7203 | 453.7957 | 429.8373 | 390.7596 | 324.8637 | 323.7076 | 336.6019 | 331.6234 | 425.6789 | 338.8618 | 393.8248 | 411.0022 | 449.0659 | 462.1041 | 397.4392 | 333.5015 | 350.7583 | 369.3639 | 431.0179 | 390.3397 | 252.461 | 229.7342 | 242.5822 | 250.1136 | 257.2074 | 264.2887 | 271.4447 | 278.6652 | 285.9411 | 293.2648 | 300.6296 | 308.0299 | 315.4607 | 322.9177 | 330.3971 | 337.8958 | 345.4109 | 352.94 | 360.4809 | 368.0316 | 375.5905 | 383.1561 | 390.727
Northwest | Paper | Peak | February | Other Subs | MW | 120.4558 | 127.4311 | 125.8915 | 122.589 | 130.6094 | 144.5176 | 140.2266 | 147.2005 | 148.0976 | 145.7077 | 133.2238 | 114.4832 | 111.9315 | 116.4191 | 116.6397 | 150.8527 | 117.447 | 138.0876 | 144.3933 | 156.8722 | 175.9822 | 158.7736 | 141.5308 | 144.3012 | 149.1062 | 177.7976 | 167.3276 | 108.8139 | 83.3493 | 88.5125 | 91.7445 | 94.7466 | 97.6489 | 100.4878 | 103.2672 | 105.9909 | 108.6621 | 111.284 | 113.8593 | 116.3908 | 118.8806 | 121.3311 | 123.7442 | 126.1218 | 128.4657 | 130.7773 | 133.0583 | 135.31 | 137.5337 | 139.7306
Northwest | Paper | Peak | February | Miscellaneous | MW | 270.1129 | 305.6668 | 331.3921 | 315.4778 | 314.3404 | 338.4924 | 303.0218 | 282.8917 | 283.8578 | 275.5275 | 262.9745 | 225.6405 | 228.0332 | 241.1016 | 216.885 | 164.1572 | 144.9621 | 167.7375 | 158.2186 | 184.6057 | 192.0788 | 151.3987 | 139.406 | 167.4714 | 149.2844 | 182.2784 | 170.8333 | 132.2882 | 120.3109 | 126.9726 | 130.8924 | 134.4372 | 137.9602 | 141.538 | 145.1634 | 148.83 | 152.5325 | 156.2662 | 160.027 | 163.8114 | 167.6163 | 171.4391 | 175.2775 | 179.1295 | 182.9932 | 186.8672 | 190.75 | 194.6404 | 198.5367 | 202.4362
Northwest | Paper | Peak | March | Process Heat | MW | 115.8457 | 129.1961 | 138.3279 | 132.6201 | 132.3115 | 144.1533 | 131.2448 | 126.598 | 127.2238 | 124.6367 | 108.2692 | 102.2086 | 111.9072 | 110.6896 | 102.6326 | 82.5876 | 78.5825 | 82.1171 | 82.9696 | 87.1988 | 96.0389 | 80.4359 | 75.5919 | 91.4374 | 82.9761 | 89.5048 | 94.7064 | 98.4116 | 40.281 | 42.2919 | 43.1325 | 43.2143 | 43.1792 | 43.184 | 43.2251 | 43.2989 | 43.402 | 43.5314 | 43.6843 | 43.8582 | 44.0509 | 44.2603 | 44.4848 | 44.7227 | 44.9727 | 45.2336 | 45.5043 | 45.7839 | 46.0716 | 46.3668
Northwest | Paper | Peak | March | Motors | MW | 380.0828 | 395.9292 | 386.4631 | 367.0359 | 374.6178 | 411.0529 | 387.5272 | 398.021 | 407.3249 | 385.8548 | 322.6181 | 298.5602 | 325.0306 | 318.6057 | 314.3969 | 371.8486 | 330.3469 | 344.8791 | 373.1127 | 374.9047 | 406.8559 | 356.5564 | 308.3716 | 351.7079 | 353.0481 | 368.9846 | 379.7928 | 245.3902 | 223.3008 | 235.7952 | 243.1269 | 250.031 | 256.9221 | 263.8855 | 270.9113 | 277.9908 | 285.1165 | 292.2821 | 299.4819 | 306.7112 | 313.9659 | 321.2422 | 328.5372 | 335.848 | 343.1723 | 350.508 | 357.8531 | 365.2062 | 372.5656 | 379.9301
Northwest | Paper | Peak | March | Other Subs | MW | 108.1092 | 114.2832 | 112.9083 | 110.0434 | 117.0662 | 129.6942 | 125.7116 | 132.3292 | 132.9236 | 130.7939 | 109.9963 | 105.2239 | 112.3877 | 110.1915 | 110.5788 | 131.77 | 114.4895 | 120.9244 | 131.0765 | 130.9592 | 154.9317 | 142.3971 | 130.8398 | 144.6803 | 142.5076 | 152.2057 | 162.8124 | 105.7751 | 80.9663 | 85.9836 | 89.1264 | 92.0452 | 94.8668 | 97.6266 | 100.3286 | 102.9763 | 105.5731 | 108.1218 | 110.6253 | 113.0861 | 115.5064 | 117.8884 | 120.2341 | 122.5452 | 124.8236 | 127.0706 | 129.2878 | 131.4766 | 133.638 | 135.7734
Northwest | Paper | Peak | March | Miscellaneous | MW | 242.4505 | 274.1617 | 297.2506 | 283.196 | 281.797 | 303.7935 | 271.6163 | 254.2284 | 254.7167 | 247.2528 | 216.9558 | 207.2224 | 228.8827 | 228.1957 | 205.5559 | 143.4241 | 141.3293 | 146.9009 | 143.6542 | 154.1306 | 169.1016 | 135.8223 | 128.8626 | 167.8933 | 142.6711 | 156.0451 | 166.2419 | 128.639 | 116.9918 | 123.4721 | 127.2886 | 130.7388 | 134.1675 | 137.6494 | 141.1774 | 144.7455 | 148.3485 | 151.9817 | 155.6413 | 159.3238 | 163.0262 | 166.746 | 170.4809 | 174.229 | 177.9885 | 181.7579 | 185.5359 | 189.3214 | 193.1125 | 196.9066
Northwest | Paper | Peak | April | Process Heat | MW | 108.4565 | 120.5205 | 128.7806 | 123.788 | 123.1809 | 134.5023 | 122.1457 | 118.925 | 119.0824 | 116.5876 | 93.7232 | 97.7661 | 103.6987 | 107.2906 | 99.4174 | 82.2214 | 72.6463 | 82.1085 | 80.1654 | 91.6978 | 85.7639 | 74.5654 | 76.0756 | 77.5842 | 76.7854 | 83.9028 | 82.6121 | 85.9134 | 35.0689 | 36.8199 | 37.5525 | 37.6212 | 37.5875 | 37.5887 | 37.6217 | 37.6833 | 37.7706 | 37.881 | 38.012 | 38.1614 | 38.3272 | 38.5078 | 38.7016 | 38.9072 | 39.1234 | 39.3492 | 39.5836 | 39.8259 | 40.0753 | 40.3312
Northwest | Paper | Peak | April | Motors | MW | 356.2838 | 369.2794 | 359.7349 | 342.5438 | 348.3276 | 383.1524 | 360.4821 | 374.0503 | 381.0657 | 361.0423 | 279.3702 | 285.7645 | 301.3039 | 308.7291 | 304.5358 | 370.2071 | 305.33 | 344.6548 | 360.4502 | 394.159 | 363.2541 | 330.4467 | 310.3542 | 298.3992 | 326.7008 | 345.8745 | 331.1844 | 213.7975 | 194.5647 | 205.4598 | 211.8585 | 217.8833 | 223.8963 | 229.9721 | 236.102 | 242.2786 | 248.4954 | 254.7468 | 261.0279 | 267.3346 | 273.6633 | 280.0108 | 286.3745 | 292.7519 | 299.141 | 305.5399 | 311.9471 | 318.361 | 324.7805 | 331.2043
Northwest | Paper | Peak | April | Other Subs | MW | 101.2786 | 106.5253 | 105.0289 | 102.6517 | 108.8316 | 120.8869 | 116.9325 | 124.3728 | 124.3707 | 122.405 | 95.265 | 100.7199 | 104.2121 | 106.7888 | 107.1506 | 131.1808 | 105.8378 | 120.8356 | 126.6194 | 137.7005 | 138.3271 | 131.989 | 131.6904 | 122.7446 | 131.8506 | 142.6543 | 141.9523 | 92.1401 | 70.4592 | 74.8293 | 77.5686 | 80.1126 | 82.5717 | 84.9768 | 87.3315 | 89.6389 | 91.9017 | 94.1228 | 96.3043 | 98.4486 | 100.5577 | 102.6333 | 104.6773 | 106.6913 | 108.6766 | 110.6346 | 112.5667 | 114.4739 | 116.3574 | 118.2181
Northwest | Paper | Peak | April | Miscellaneous | MW | 226.6315 | 255.4697 | 276.5118 | 264.1217 | 262.1221 | 283.2414 | 252.3942 | 238.6322 | 238.1617 | 231.1446 | 187.6807 | 198.0621 | 212.0043 | 221.1427 | 199.0043 | 142.5968 | 130.4982 | 146.8016 | 138.7191 | 162.0494 | 150.9884 | 125.8516 | 129.6366 | 142.4344 | 132.0244 | 146.2858 | 145.0068 | 112.1616 | 102.0109 | 107.6649 | 110.9972 | 114.0091 | 117.0019 | 120.041 | 123.1203 | 126.2346 | 129.3793 | 132.5503 | 135.7442 | 138.9581 | 142.1894 | 145.4358 | 148.6954 | 151.9665 | 155.2475 | 158.5371 | 161.8342 | 165.1378 | 168.4463 | 171.7575
Northwest | Paper | Peak | May | Process Heat | MW | 103.9912 | 114.9303 | 123.5077 | 119.4289 | 117.8959 | 129.0457 | 115.9541 | 114.0379 | 112.7587 | 110.2709 | 100.1212 | 96.5591 | 100.527 | 108.7331 | 101.7673 | 79.8783 | 79.9086 | 79.4977 | 77.2273 | 91.6105 | 90.006 | 72.4395 | 70.9511 | 77.6622 | 77.7998 | 80.3527 | 81.3612 | 84.6204 | 34.222 | 35.9288 | 36.634 | 36.6858 | 36.6368 | 36.6229 | 36.6409 | 36.6877 | 36.7604 | 36.8563 | 36.9731 | 37.1085 | 37.2606 | 37.4277 | 37.6082 | 37.8008 | 38.0042 | 38.2173 | 38.4394 | 38.6695 | 38.9069 | 39.1509
Northwest | Paper | Peak | May | Motors | MW | 339.1372 | 349.7686 | 343.0431 | 328.5117 | 331.0789 | 364.9059 | 338.8104 | 356.4474 | 358.4274 | 339.343 | 295.249 | 279.5763 | 290.2401 | 311.1079 | 309.8294 | 360.1686 | 336.0132 | 333.3527 | 347.4684 | 393.7713 | 380.8144 | 320.4294 | 289.0768 | 298.168 | 330.4748 | 330.7041 | 325.5217 | 210.1848 | 191.343 | 202.0793 | 208.3818 | 214.3198 | 220.2461 | 226.2345 | 232.2764 | 238.3644 | 244.4921 | 250.654 | 256.8452 | 263.0618 | 269.3 | 275.5568 | 281.8296 | 288.1159 | 294.4138 | 300.7215 | 307.0372 | 313.3597 | 319.6877 | 326.02
Northwest | Paper | Peak | May | Other Subs | MW | 96.3016 | 100.7166 | 99.9471 | 98.2646 | 103.3313 | 115.0788 | 109.8078 | 118.4851 | 116.9264 | 114.8994 | 100.451 | 98.3311 | 100.2573 | 107.4847 | 108.9302 | 127.5593 | 116.434 | 116.7645 | 121.9572 | 137.4937 | 144.9055 | 127.959 | 122.6073 | 122.5517 | 133.2262 | 136.2408 | 139.3758 | 90.4504 | 69.0171 | 73.3124 | 76.0056 | 78.5087 | 80.9279 | 83.2939 | 85.6101 | 87.8796 | 90.1054 | 92.2899 | 94.4357 | 96.5447 | 98.6191 | 100.6608 | 102.6713 | 104.6523 | 106.6051 | 108.5313 | 110.4319 | 112.3081 | 114.1611 | 115.9918
Northwest | Paper | Peak | May | Miscellaneous | MW | 216.9357 | 243.2124 | 264.8504 | 254.5194 | 250.3972 | 271.2779 | 239.1662 | 228.8204 | 225.294 | 218.8203 | 200.9165 | 195.8848 | 205.6704 | 224.1778 | 203.7992 | 138.059 | 143.1786 | 141.9389 | 133.4009 | 161.8143 | 158.3536 | 121.9963 | 120.674 | 142.4309 | 133.6495 | 139.9714 | 142.653 | 110.4922 | 100.5203 | 106.1006 | 109.3883 | 112.3615 | 115.3156 | 118.3155 | 121.3553 | 124.4295 | 127.5338 | 130.6641 | 133.817 | 136.9897 | 140.1795 | 143.3843 | 146.6021 | 149.8312 | 153.0701 | 156.3175 | 159.5724 | 162.8336 | 166.0997 | 169.3688
Northwest | Paper | Peak | June | Process Heat | MW | 109.3748 | 120.4818 | 131.1505 | 128.2479 | 121.7092 | 135.6285 | 119.3781 | 122.4597 | 115.2205 | 114.1361 | 93.9975 | 88.616 | 98.0667 | 107.7895 | 106.5137 | 77.5626 | 79.1926 | 81.1133 | 82.8066 | 92.4291 | 91.3645 | 66.9445 | 71.9378 | 69.5464 | 72.0751 | 75.2798 | 76.8633 | 80.2208 | 32.1124 | 33.7156 | 34.382 | 34.4231 | 34.3672 | 34.3448 | 34.3529 | 34.3885 | 34.449 | 34.5318 | 34.6347 | 34.7554 | 34.8923 | 35.0436 | 35.2078 | 35.3837 | 35.5701 | 35.7659 | 35.9704 | 36.1826 | 36.402 | 36.6278
Northwest | Paper | Peak | June | Motors | MW | 352.576 | 363.5525 | 361.4961 | 350.2722 | 339.3676 | 380.2219 | 344.2112 | 379.4106 | 363.016 | 348.124 | 273.1918 | 253.342 | 280.6048 | 305.9574 | 321.252 | 350.7036 | 333.3324 | 340.145 | 373.4877 | 397.6974 | 386.5985 | 295.9403 | 293.2888 | 266.9576 | 306.1198 | 309.6752 | 307.2094 | 197.6012 | 179.9268 | 190.0536 | 196.0208 | 201.6397 | 207.2449 | 212.9079 | 218.6206 | 224.376 | 230.1682 | 235.992 | 241.843 | 247.7173 | 253.6116 | 259.5232 | 265.4493 | 271.388 | 277.3372 | 283.2953 | 289.2609 | 295.2325 | 301.2091 | 307.1896
Northwest | Paper | Peak | June | Other Subs | MW | 100.1206 | 104.5704 | 105.1983 | 104.6201 | 105.8116 | 119.8906 | 111.4312 | 126.0352 | 118.3256 | 117.6339 | 92.652 | 88.864 | 96.7335 | 105.5139 | 112.7785 | 124.1475 | 115.4124 | 119.0361 | 130.9433 | 138.7479 | 146.9751 | 118.089 | 124.286 | 109.6641 | 123.3166 | 127.5005 | 131.4722 | 84.9898 | 64.5934 | 68.6269 | 71.1631 | 73.5199 | 75.797 | 78.0237 | 80.2032 | 82.3387 | 84.4329 | 86.4881 | 88.5067 | 90.4908 | 92.4422 | 94.3627 | 96.254 | 98.1174 | 99.9544 | 101.7662 | 103.554 | 105.3188 | 107.0618 | 108.7838
Northwest | Paper | Peak | June | Miscellaneous | MW | 228.3462 | 254.9489 | 281.2404 | 273.252 | 258.3792 | 284.9897 | 246.4609 | 246.0071 | 230.3031 | 227.0284 | 189.3514 | 180.296 | 201.007 | 222.4775 | 213.6295 | 133.5416 | 141.5636 | 144.7084 | 142.8398 | 163.2218 | 160.68 | 112.5978 | 122.2076 | 127.49 | 123.8018 | 131.1467 | 134.7736 | 104.1775 | 94.7896 | 100.064 | 103.182 | 105.9987 | 108.7961 | 111.6366 | 114.5145 | 117.4248 | 120.3633 | 123.3263 | 126.3106 | 129.3134 | 132.3323 | 135.3652 | 138.4103 | 141.466 | 144.531 | 147.6039 | 150.6837 | 153.7695 | 156.8599 | 159.9532
Northwest | Paper | Peak | July | Process Heat | MW | 103.1187 | 114.361 | 125.8285 | 123.7272 | 114.3753 | 128.4088 | 112.2311 | 118.7805 | 107.7211 | 108.3058 | 93.7655 | 84.4156 | 100.4318 | 104.6912 | 100.4221 | 70.0387 | 72.7476 | 77.7002 | 78.7971 | 94.041 | 86.6632 | 69.3663 | 66.1204 | 75.6129 | 73.8744 | 76.7766 | 80.9212 | 84.7751 | 33.6269 | 35.3079 | 36.0135 | 36.0512 | 35.9847 | 35.9538 | 35.9552 | 35.986 | 36.0432 | 36.1242 | 36.2266 | 36.3481 | 36.4867 | 36.6408 | 36.8088 | 36.9892 | 37.1809 | 37.3827 | 37.5938 | 37.8133 | 38.0404 | 38.2745
Northwest | Paper | Peak | July | Motors | MW | 329.0363 | 343.009 | 345.0022 | 336.5685 | 317.5575 | 357.9782 | 320.9255 | 366.5517 | 337.4006 | 328.5233 | 270.1792 | 239.4469 | 285.1343 | 295.7031 | 301.0033 | 317.1333 | 306.2849 | 325.6248 | 355.9252 | 404.6221 | 366.8028 | 306.4521 | 269.8656 | 290.3136 | 313.8375 | 315.7191 | 323.207 | 207.0052 | 188.5206 | 199.1622 | 205.4595 | 211.3845 | 217.2924 | 223.2599 | 229.2785 | 235.3412 | 241.4418 | 247.5749 | 253.7359 | 259.9209 | 266.1264 | 272.3495 | 278.5875 | 284.8382 | 291.0998 | 297.3703 | 303.6483 | 309.9325 | 316.2216 | 322.5145
Northwest | Paper | Peak | July | Other Subs | MW | 93.4773 | 98.6393 | 100.366 | 100.4579 | 98.9352 | 112.8525 | 103.7966 | 121.6938 | 109.8646 | 110.8385 | 91.4291 | 83.8475 | 98.0752 | 101.8419 | 105.5131 | 112.1928 | 105.9277 | 113.7893 | 124.6068 | 140.9802 | 139.259 | 122.1677 | 114.238 | 119.1549 | 126.3001 | 129.8896 | 138.279 | 89.0116 | 67.3857 | 71.6059 | 74.2677 | 76.7404 | 79.1286 | 81.4635 | 83.7489 | 85.9879 | 88.1833 | 90.3379 | 92.4539 | 94.5336 | 96.5791 | 98.5921 | 100.5743 | 102.5274 | 104.4527 | 106.3517 | 108.2254 | 110.0751 | 111.9018 | 113.7065
Northwest | Paper | Peak | July | Miscellaneous | MW | 215.7302 | 242.263 | 270.0171 | 263.7036 | 242.9431 | 269.9193 | 232.1302 | 238.8727 | 215.4429 | 215.8062 | 189.3338 | 172.0865 | 206.1728 | 216.2533 | 201.5973 | 120.2816 | 129.8521 | 138.5006 | 135.7706 | 166.008 | 152.3475 | 116.5146 | 112.1961 | 138.5724 | 126.875 | 133.764 | 141.9319 | 109.4331 | 99.5816 | 105.135 | 108.4301 | 111.403 | 114.3542 | 117.3505 | 120.3859 | 123.4553 | 126.5542 | 129.6786 | 132.8253 | 135.9913 | 139.1742 | 142.3717 | 145.5819 | 148.8032 | 152.0341 | 155.2733 | 158.5197 | 161.7723 | 165.0297 | 168.2902
Northwest | Paper | Peak | August | Process Heat | MW | 115.0368 | 127.6477 | 140.6962 | 138.3936 | 127.4668 | 143.1662 | 125.097 | 132.7797 | 119.8161 | 120.7475 | 104.7859 | 98.6532 | 111.2251 | 119.0868 | 111.6624 | 80.3701 | 81.6492 | 82.5309 | 90.6827 | 106.3594 | 88.7834 | 74.1363 | 76.3378 | 81.1273 | 85.5453 | 90.5957 | 94.5513 | 99.1537 | 39.3172 | 41.2839 | 42.1138 | 42.1603 | 42.0844 | 42.05 | 42.0533 | 42.0908 | 42.1591 | 42.2552 | 42.3761 | 42.5194 | 42.6826 | 42.8639 | 43.0613 | 43.2732 | 43.4983 | 43.7352 | 43.9829 | 44.2403 | 44.5066 | 44.7811
Northwest | Paper | Peak | August | Motors | MW | 366.3534 | 382.4736 | 385.4612 | 376.2317 | 353.839 | 398.9832 | 357.3212 | 409.4755 | 375.0146 | 365.9339 | 301.4084 | 279.4586 | 315.5304 | 336.2612 | 334.3688 | 364.2242 | 343.9706 | 346.0265 | 409.9266 | 457.8551 | 376.0072 | 327.7493 | 311.8978 | 311.6972 | 363.6544 | 372.7133 | 377.7485 | 241.6453 | 220.0598 | 232.486 | 239.8485 | 246.7734 | 253.6774 | 260.6505 | 267.683 | 274.7667 | 281.8943 | 289.0597 | 296.2574 | 303.4829 | 310.7322 | 318.0019 | 325.2888 | 332.5905 | 339.9047 | 347.2292 | 354.5624 | 361.9027 | 369.2486 | 376.599
Northwest | Paper | Peak | August | Other Subs | MW | 104.115 | 110.0161 | 112.1652 | 112.3135 | 110.2435 | 125.7938 | 115.5638 | 135.9497 | 122.1063 | 123.4477 | 101.9723 | 97.8387 | 108.5194 | 115.8098 | 117.1887 | 128.8445 | 118.9462 | 120.9093 | 143.4995 | 159.5123 | 142.7196 | 130.6083 | 131.9957 | 127.9364 | 146.3408 | 153.3421 | 161.6409 | 103.9347 | 78.6391 | 83.5641 | 86.6728 | 89.5599 | 92.3481 | 95.0742 | 97.7424 | 100.3563 | 102.9193 | 105.4345 | 107.9048 | 110.3327 | 112.7206 | 115.0705 | 117.3845 | 119.6644 | 121.9119 | 124.1286 | 126.3158 | 128.475 | 130.6073 | 132.7139
Northwest | Paper | Peak | August | Miscellaneous | MW | 240.8715 | 270.575 | 302.0445 | 295.0761 | 270.8544 | 301.0389 | 258.9343 | 267.1924 | 239.7668 | 240.7478 | 211.7756 | 201.2553 | 228.4189 | 246.0476 | 224.2875 | 138.0269 | 145.7854 | 147.1378 | 156.258 | 187.7767 | 156.0922 | 124.5697 | 129.5544 | 148.7106 | 146.9523 | 157.8791 | 165.894 | 127.7803 | 116.2731 | 122.7588 | 126.6114 | 130.0856 | 133.5341 | 137.0351 | 140.5817 | 144.1679 | 147.7884 | 151.4388 | 155.1151 | 158.814 | 162.5324 | 166.2679 | 170.0182 | 173.7814 | 177.5558 | 181.3399 | 185.1323 | 188.932 | 192.7373 | 196.5461
Northwest | Paper | Peak | September | Process Heat | MW | 112.5503 | 124.1317 | 134.1582 | 130.6826 | 125.6798 | 139.1876 | 123.6744 | 125.2812 | 120.0893 | 118.3805 | 103.5207 | 96.7844 | 114.9373 | 114.3502 | 105.2146 | 78.2899 | 78.3933 | 91.5175 | 84.3897 | 99.3754 | 94.1449 | 75.4328 | 72.5157 | 82.8576 | 80.484 | 94.1515 | 89.8395 | 93.6025 | 37.8333 | 39.7223 | 40.5102 | 40.5716 | 40.5205 | 40.508 | 40.5306 | 40.5849 | 40.6677 | 40.776 | 40.9073 | 41.059 | 41.2292 | 41.4157 | 41.617 | 41.8315 | 42.058 | 42.2952 | 42.5421 | 42.7978 | 43.0616 | 43.3327
Northwest | Paper | Peak | September | Motors | MW | 366.0338 | 377.1745 | 372.0146 | 359.1044 | 352.613 | 392.9892 | 360.1948 | 391.1634 | 380.8324 | 363.4641 | 303.8664 | 279.4058 | 331.1397 | 326.7068 | 319.271 | 354.0771 | 330.279 | 384.3683 | 380.9216 | 427.9455 | 398.8978 | 333.9783 | 296.0503 | 318.4921 | 342.2022 | 387.7045 | 359.6144 | 231.7139 | 210.9289 | 222.7709 | 229.7377 | 236.2976 | 242.8429 | 249.4562 | 256.1279 | 262.8499 | 269.6153 | 276.418 | 283.2527 | 290.1149 | 297.0008 | 303.9069 | 310.8304 | 317.7686 | 324.7194 | 331.6807 | 338.6508 | 345.6282 | 352.6114 | 359.5993
Northwest | Paper | Peak | September | Other Subs | MW | 104.0046 | 108.6527 | 108.4348 | 107.4356 | 110.0617 | 123.9847 | 116.7263 | 130.0535 | 124.2361 | 123.0479 | 103.3285 | 98.235 | 114.3717 | 112.8761 | 112.2194 | 125.3825 | 114.4154 | 134.6184 | 133.665 | 149.3988 | 151.7547 | 133.3712 | 125.5757 | 130.9444 | 137.9971 | 159.7804 | 154.0187 | 99.7623 | 76.0511 | 80.7841 | 83.7556 | 86.5161 | 89.1837 | 91.7927 | 94.3466 | 96.8491 | 99.3032 | 101.7118 | 104.0775 | 106.4028 | 108.6899 | 110.9408 | 113.1573 | 115.3412 | 117.4941 | 119.6174 | 121.7127 | 123.781 | 125.8236 | 127.8415
Northwest | Paper | Peak | September | Miscellaneous | MW | 235.072 | 262.9246 | 287.8608 | 278.6153 | 267.1385 | 292.8013 | 255.5299 | 251.7082 | 240.2255 | 235.2998 | 208.218 | 196.6771 | 235.4023 | 235.9402 | 210.9821 | 135.1848 | 140.4982 | 163.4787 | 145.7806 | 175.5953 | 165.6649 | 127.0673 | 123.3656 | 152.0174 | 138.3313 | 164.0966 | 157.6111 | 121.8649 | 110.8597 | 117.0163 | 120.6507 | 123.9346 | 127.1968 | 130.5094 | 133.8657 | 137.26 | 140.6872 | 144.1431 | 147.6239 | 151.1263 | 154.6477 | 158.1854 | 161.7374 | 165.3019 | 168.8771 | 172.4617 | 176.0544 | 179.6541 | 183.2592 | 186.8674
Northwest | Paper | Peak | October | Process Heat | MW | 107.8177 | 119.9658 | 128.5006 | 123.3869 | 122.7948 | 133.9693 | 121.614 | 117.6612 | 117.9103 | 115.4304 | 91.8214 | 89.4626 | 98.5372 | 97.5302 | 91.8824 | 70.1254 | 76.8479 | 79.1359 | 74.9686 | 81.3498 | 98.6155 | 74.4727 | 69.7772 | 78.1237 | 73.512 | 82.7557 | 82.7069 | 85.9843 | 35.1458 | 36.9007 | 37.6348 | 37.7052 | 37.6731 | 37.676 | 37.7106 | 37.7738 | 37.8627 | 37.9745 | 38.107 | 38.2578 | 38.4251 | 38.6071 | 38.8022 | 39.0091 | 39.2266 | 39.4536 | 39.6893 | 39.9328 | 40.1833 | 40.4404
Northwest | Paper | Peak | October | Motors | MW | 353.3347 | 367.1918 | 358.651 | 341.1509 | 347.2985 | 381.6083 | 358.3967 | 369.6078 | 377.056 | 356.9994 | 273.2011 | 260.9179 | 285.8929 | 280.459 | 281.2184 | 315.6441 | 322.9662 | 332.2567 | 337.0719 | 349.7054 | 418.3023 | 330.344 | 284.9708 | 300.6632 | 312.7513 | 341.0948 | 331.627 | 214.1557 | 194.8836 | 205.7925 | 212.1972 | 218.2278 | 224.2468 | 230.3288 | 236.4651 | 242.6481 | 248.8715 | 255.1295 | 261.4174 | 267.731 | 274.0665 | 280.421 | 286.7917 | 293.1761 | 299.5724 | 305.9785 | 312.3928 | 318.814 | 325.2407 | 331.6718
Northwest | Paper | Peak | October | Other Subs | MW | 100.4969 | 105.9647 | 104.7547 | 102.2565 | 108.5084 | 120.3946 | 116.2415 | 122.8672 | 123.0242 | 120.9747 | 93.1048 | 91.9224 | 98.8215 | 96.9666 | 98.8853 | 111.8319 | 111.9102 | 116.4744 | 118.3914 | 122.1375 | 159.3158 | 132.0171 | 120.9753 | 123.7482 | 126.2729 | 140.7231 | 142.1555 | 92.3053 | 70.618 | 74.996 | 77.7394 | 80.2872 | 82.75 | 85.1589 | 87.5173 | 89.8283 | 92.0947 | 94.3192 | 96.5043 | 98.652 | 100.7644 | 102.8434 | 104.8907 | 106.9078 | 108.8963 | 110.8575 | 112.7926 | 114.7029 | 116.5894 | 118.4531
Northwest | Paper | Peak | October | Miscellaneous | MW | 225.638 | 254.5463 | 276.1086 | 263.4633 | 261.4848 | 282.3076 | 251.6608 | 236.2955 | 236.0307 | 229.0345 | 184.0456 | 181.4239 | 201.5624 | 201.0742 | 184.0172 | 121.7239 | 138.1405 | 141.5406 | 129.7777 | 143.7839 | 173.6604 | 125.717 | 118.9182 | 143.4468 | 126.4176 | 144.2898 | 145.1802 | 112.3091 | 102.1424 | 107.802 | 111.1367 | 114.151 | 117.1462 | 120.1878 | 123.2697 | 126.3866 | 129.534 | 132.7077 | 135.9044 | 139.1211 | 142.3552 | 145.6044 | 148.8669 | 152.1408 | 155.4247 | 158.7173 | 162.0173 | 165.3238 | 168.6353 | 171.9494
Northwest | Paper | Peak | November | Process Heat | MW | 112.2753 | 124.9877 | 133.9825 | 128.6805 | 127.8942 | 139.6085 | 126.7602 | 122.8231 | 122.8898 | 120.3951 | 98.2348 | 92.2779 | 102.044 | 102.5091 | 106.7636 | 79.9312 | 76.1723 | 85.4681 | 88.4774 | 100.1345 | 102.4812 | 79.156 | 68.3612 | 74.5799 | 92.7477 | 83.2126 | 84.0488 | 87.304 | 35.7075 | 37.4896 | 38.232 | 38.3022 | 38.2689 | 38.2711 | 38.3056 | 38.3691 | 38.4588 | 38.5719 | 38.7059 | 38.8586 | 39.0281 | 39.2125 | 39.4102 | 39.62 | 39.8405 | 40.0708 | 40.3098 | 40.5568 | 40.811 | 41.0718
Northwest | Paper | Peak | November | Motors | MW | 368.2273 | 382.8108 | 374.138 | 355.9453 | 361.9436 | 397.8532 | 373.8378 | 385.8852 | 393.1182 | 372.3922 | 292.1655 | 269.2298 | 296.2524 | 294.9479 | 326.7328 | 360.4046 | 320.5339 | 359.1642 | 398.3465 | 430.8261 | 434.1562 | 350.7654 | 278.7826 | 286.7707 | 394.397 | 342.8792 | 336.9541 | 217.8154 | 198.2175 | 209.3091 | 215.8143 | 221.9412 | 228.0569 | 234.237 | 240.4726 | 246.756 | 253.0805 | 259.4405 | 265.831 | 272.2477 | 278.687 | 285.1456 | 291.6208 | 298.1101 | 304.6114 | 311.1229 | 317.6428 | 324.1697 | 330.7024 | 337.2396
Northwest | Paper | Peak | November | Other Subs | MW | 104.7422 | 110.499 | 109.3086 | 106.7195 | 113.115 | 125.5556 | 121.2806 | 128.3273 | 128.316 | 126.2467 | 99.6069 | 94.8726 | 102.4639 | 102.0297 | 114.9386 | 127.7167 | 111.1043 | 125.9413 | 139.9504 | 150.5122 | 165.3445 | 140.1363 | 118.3238 | 117.9808 | 159.2125 | 141.4326 | 144.4239 | 93.8662 | 71.8504 | 76.3042 | 79.0934 | 81.6842 | 84.1888 | 86.6385 | 89.0369 | 91.3871 | 93.6921 | 95.9545 | 98.1767 | 100.361 | 102.5094 | 104.6238 | 106.706 | 108.7576 | 110.78 | 112.7747 | 114.7429 | 116.6858 | 118.6045 | 120.5001
Northwest | Paper | Peak | November | Miscellaneous | MW | 234.9646 | 265.2346 | 287.9098 | 274.7867 | 272.3893 | 294.2296 | 262.3845 | 246.7661 | 246.1482 | 238.9701 | 197.0201 | 187.1953 | 208.7677 | 211.3742 | 213.937 | 138.7583 | 137.0091 | 152.9053 | 153.164 | 177.0093 | 180.4347 | 133.6005 | 116.495 | 136.9107 | 159.4534 | 145.0491 | 147.4994 | 114.1947 | 103.8595 | 109.6127 | 112.9995 | 116.062 | 119.1054 | 122.1961 | 125.3279 | 128.4952 | 131.6936 | 134.9188 | 138.1674 | 141.4364 | 144.7231 | 148.0252 | 151.3408 | 154.668 | 158.0055 | 161.3517 | 164.7056 | 168.0661 | 171.4316 | 174.7999
Northwest | Paper | Peak | December | Process Heat | MW | 102.8278 | 114.5914 | 122.1736 | 116.9069 | 117.3207 | 127.6336 | 116.575 | 112.1833 | 113.3912 | 110.8617 | 93.9956 | 87.5891 | 114.149 | 95.8237 | 94.6893 | 70.7048 | 65.5764 | 77.5015 | 75.2357 | 95.6784 | 84.9825 | 70.9179 | 75.6609 | 88.3782 | 73.7642 | 81.1878 | 79.3139 | 82.2976 | 33.7729 | 35.458 | 36.1589 | 36.2281 | 36.2001 | 36.2055 | 36.2412 | 36.3042 | 36.3918 | 36.5013 | 36.6305 | 36.7772 | 36.9395 | 37.1159 | 37.3047 | 37.5049 | 37.715 | 37.9343 | 38.1618 | 38.3967 | 38.6383 | 38.8861
Northwest | Paper | Peak | December | Motors | MW | 338.3869 | 351.8849 | 341.8938 | 324.0843 | 332.666 | 364.5223 | 345.2711 | 353.3189 | 363.6358 | 343.9082 | 281.2331 | 256.782 | 332.1998 | 276.2148 | 290.5948 | 318.1808 | 275.5635 | 325.4598 | 338.2134 | 411.313 | 359.5838 | 313.9761 | 308.0073 | 339.6472 | 313.731 | 334.6514 | 318.0886 | 205.859 | 187.3228 | 197.7945 | 203.929 | 209.7078 | 215.4768 | 221.3068 | 227.1895 | 233.1175 | 239.0846 | 245.0853 | 251.115 | 257.1697 | 263.2457 | 269.3402 | 275.4504 | 281.574 | 287.7091 | 293.8538 | 300.0067 | 306.1662 | 312.3311 | 318.5005
Northwest | Paper | Peak | December | Other Subs | MW | 96.2468 | 101.5974 | 99.9221 | 97.2013 | 103.9818 | 115.0254 | 112.0341 | 117.4843 | 118.6898 | 116.6333 | 95.9723 | 90.5689 | 114.9258 | 95.5713 | 102.2476 | 112.7494 | 95.515 | 114.1292 | 118.8265 | 143.6867 | 136.9534 | 125.3897 | 130.685 | 139.6657 | 126.6545 | 138.0581 | 136.3616 | 88.7313 | 68.0046 | 72.2154 | 74.8502 | 77.2975 | 79.6638 | 81.9782 | 84.2443 | 86.4649 | 88.6428 | 90.7805 | 92.8803 | 94.9443 | 96.9743 | 98.9723 | 100.9399 | 102.8784 | 104.7895 | 106.6743 | 108.5342 | 110.3701 | 112.1832 | 113.9744
Northwest | Paper | Peak | December | Miscellaneous | MW | 215.1404 | 243.1708 | 262.5579 | 249.6576 | 249.9234 | 269.0428 | 241.1819 | 225.2135 | 226.9649 | 219.7998 | 188.1338 | 177.4223 | 233.3988 | 197.5477 | 189.5854 | 122.83 | 117.9422 | 138.6539 | 130.2851 | 169.127 | 149.6127 | 119.7518 | 129.0288 | 162.2733 | 126.8033 | 141.5171 | 139.1919 | 107.826 | 98.062 | 103.49 | 106.682 | 109.5693 | 112.439 | 115.3534 | 118.3066 | 121.2934 | 124.3095 | 127.3511 | 130.4147 | 133.4976 | 136.5972 | 139.7114 | 142.8384 | 145.9764 | 149.124 | 152.28 | 155.4432 | 158.6126 | 161.7868 | 164.9636
Northwest | Printing | Peak | January | Process Heat | MW | 12.2468 | 14.3278 | 15.5437 | 15.589 | 17.0086 | 17.9798 | 17.9427 | 18.1933 | 16.7466 | 19.0097 | 19.4902 | 23.1763 | 23.269 | 21.4904 | 22.4681 | 18.0645 | 15.5698 | 16.6863 | 19.889 | 20.2797 | 18.3677 | 18.8351 | 18.5906 | 18.2315 | 15.7697 | 18.1257 | 17.6797 | 10.4486 | 6.773 | 7.033 | 7.1592 | 7.2831 | 7.405 | 7.525 | 7.643 | 7.7594 | 7.8741 | 7.9872 | 8.0988 | 8.209 | 8.3179 | 8.4254 | 8.5147 | 8.5698 | 8.6233 | 8.6753 | 8.7234 | 8.7652 | 8.8058 | 8.8452
Northwest | Printing | Peak | January | Motors | MW | 35.8727 | 39.1851 | 39.1061 | 39.287 | 43.1021 | 44.9904 | 47.6458 | 50.8335 | 47.5671 | 52.489 | 54.024 | 63.2001 | 61.6985 | 55.3389 | 62.1158 | 65.2956 | 53.6103 | 58.5516 | 73.0712 | 72.2275 | 65.2503 | 72.2178 | 64.9898 | 59.7942 | 57.8573 | 65.2077 | 63.4028 | 31.0273 | 27.925 | 28.9234 | 29.3785 | 29.8326 | 30.2857 | 30.7378 | 31.1889 | 31.6391 | 32.0882 | 32.5365 | 32.9838 | 33.4301 | 33.8756 | 34.3201 | 34.7181 | 35.0298 | 35.343 | 35.6576 | 35.9496 | 36.1981 | 36.4481 | 36.6996
Northwest | Printing | Peak | January | Other Subs | MW | 11.8398 | 13.2934 | 13.495 | 13.7127 | 15.4818 | 16.3452 | 17.9177 | 19.595 | 18.0705 | 20.9101 | 21.6048 | 26.3526 | 24.9243 | 22.3163 | 25.5788 | 27.4891 | 21.9507 | 24.2249 | 30.3875 | 29.8418 | 29.1027 | 32.8124 | 31.1386 | 28.1829 | 27.1624 | 31.0346 | 30.6647 | 14.1394 | 9.4862 | 9.8536 | 10.0323 | 10.2068 | 10.3774 | 10.5443 | 10.7077 | 10.8678 | 11.0248 | 11.1789 | 11.3302 | 11.4789 | 11.625 | 11.7688 | 11.8841 | 11.9482 | 12.0115 | 12.0742 | 12.1239 | 12.1497 | 12.1759 | 12.2025
Northwest | Printing | Peak | January | Miscellaneous | MW | 26.8615 | 31.7976 | 34.737 | 34.2371 | 37.1756 | 38.6378 | 37.5422 | 36.7175 | 33.8325 | 37.5776 | 38.6137 | 46.4622 | 47.5431 | 44.6492 | 44.895 | 32.8309 | 28.9345 | 30.7083 | 35.7483 | 36.7632 | 33.0326 | 32.7124 | 32.7025 | 34.2608 | 27.5126 | 31.9721 | 31.2113 | 18.3262 | 16.5248 | 17.1156 | 17.384 | 17.6507 | 17.9159 | 18.1796 | 18.4418 | 18.7027 | 18.9621 | 19.2202 | 19.477 | 19.7325 | 19.9868 | 20.2399 | 20.4667 | 20.6449 | 20.8224 | 20.9994 | 21.165 | 21.3097 | 21.454 | 21.5975
Northwest | Printing | Peak | February | Process Heat | MW | 12.5471 | 14.6807 | 15.9283 | 15.9899 | 17.454 | 18.4501 | 18.4077 | 18.6599 | 17.1913 | 19.5007 | 20.2007 | 22.3651 | 21.6268 | 22.434 | 22.0902 | 18.4559 | 15.4018 | 18.318 | 17.7251 | 20.0068 | 21.5201 | 18.5355 | 17.3549 | 17.8423 | 16.4485 | 19.0081 | 17.7285 | 10.4674 | 6.7749 | 7.0348 | 7.1607 | 7.2845 | 7.4062 | 7.526 | 7.6439 | 7.7601 | 7.8746 | 7.9875 | 8.099 | 8.209 | 8.3176 | 8.425 | 8.5141 | 8.5692 | 8.6226 | 8.6746 | 8.7225 | 8.7642 | 8.8046 | 8.8439
Northwest | Printing | Peak | February | Motors | MW | 36.7705 | 40.1538 | 40.0763 | 40.2945 | 44.2267 | 46.1658 | 48.884 | 52.1428 | 48.8302 | 53.843 | 55.9644 | 60.962 | 57.3336 | 57.7643 | 61.0615 | 66.7455 | 53.0489 | 64.2679 | 65.1236 | 71.2476 | 76.5141 | 71.1429 | 60.7685 | 58.5828 | 60.3729 | 68.4055 | 63.5918 | 31.0705 | 27.9655 | 28.9648 | 29.4201 | 29.8743 | 30.3276 | 30.7798 | 31.231 | 31.6813 | 32.1306 | 32.5789 | 33.0264 | 33.4728 | 33.9184 | 34.3631 | 34.7612 | 35.0734 | 35.387 | 35.7019 | 35.9941 | 36.2424 | 36.4922 | 36.7436
Northwest | Printing | Peak | February | Other Subs | MW | 12.1404 | 13.627 | 13.8341 | 14.0687 | 15.8922 | 16.7787 | 18.3907 | 20.1094 | 18.5591 | 21.459 | 22.3864 | 25.4183 | 23.1681 | 23.3005 | 25.1512 | 28.106 | 21.7286 | 26.5965 | 27.0919 | 29.4483 | 34.148 | 32.3588 | 29.1424 | 27.6373 | 28.3537 | 32.5641 | 30.7629 | 14.1661 | 9.494 | 9.8615 | 10.0402 | 10.2147 | 10.3853 | 10.5522 | 10.7156 | 10.8757 | 11.0327 | 11.1868 | 11.3381 | 11.4867 | 11.6328 | 11.7766 | 11.8919 | 11.9561 | 12.0196 | 12.0824 | 12.1321 | 12.1577 | 12.1838 | 12.2102
Northwest | Printing | Peak | February | Miscellaneous | MW | 27.5167 | 32.5795 | 35.5942 | 35.1152 | 38.1453 | 39.6447 | 38.5112 | 37.6625 | 34.7363 | 38.5486 | 40.0266 | 44.8383 | 44.1835 | 46.6053 | 44.1428 | 33.5397 | 28.6265 | 33.7073 | 31.8532 | 36.2666 | 38.7126 | 32.2022 | 30.5335 | 33.5382 | 28.7073 | 33.5382 | 31.3062 | 18.3539 | 16.5507 | 17.1422 | 17.4106 | 17.6774 | 17.9427 | 18.2064 | 18.4687 | 18.7295 | 18.9889 | 19.247 | 19.5038 | 19.7594 | 20.0136 | 20.2667 | 20.4935 | 20.6719 | 20.8495 | 21.0266 | 21.1922 | 21.3368 | 21.4809 | 21.6242
Northwest | Printing | Peak | March | Process Heat | MW | 11.2898 | 13.2053 | 14.326 | 14.3949 | 15.6874 | 16.6035 | 16.5501 | 16.8223 | 15.4739 | 17.5542 | 16.7225 | 20.605 | 21.771 | 21.2886 | 20.9973 | 16.1685 | 15.0592 | 16.0898 | 16.1394 | 16.7535 | 18.9904 | 16.658 | 16.0699 | 17.904 | 15.7382 | 16.2805 | 17.2618 | 10.1877 | 6.5854 | 6.8375 | 6.9594 | 7.0792 | 7.197 | 7.3129 | 7.427 | 7.5394 | 7.6502 | 7.7594 | 7.8672 | 7.9737 | 8.0788 | 8.1826 | 8.2687 | 8.322 | 8.3736 | 8.4237 | 8.4701 | 8.5103 | 8.5493 | 8.5872
Northwest | Printing | Peak | March | Motors | MW | 33.0755 | 36.1075 | 36.0376 | 36.2735 | 39.7431 | 41.5441 | 43.9502 | 47.0187 | 43.9544 | 48.4777 | 46.3454 | 56.192 | 57.7368 | 54.8205 | 58.0472 | 58.458 | 51.8583 | 56.4535 | 59.2996 | 59.6645 | 67.5295 | 63.9352 | 56.2756 | 58.7918 | 57.78 | 58.6005 | 61.9228 | 30.215 | 27.1962 | 28.1662 | 28.6071 | 29.0469 | 29.4858 | 29.9237 | 30.3607 | 30.7967 | 31.2318 | 31.6659 | 32.0991 | 32.5315 | 32.9629 | 33.3935 | 33.779 | 34.0813 | 34.3849 | 34.6898 | 34.9727 | 35.213 | 35.4546 | 35.6977
Northwest | Printing | Peak | March | Other Subs | MW | 10.9196 | 12.2511 | 12.4377 | 12.6626 | 14.2784 | 15.0966 | 16.5318 | 18.1303 | 16.7033 | 19.3182 | 18.5384 | 23.4319 | 23.3302 | 22.1119 | 23.9088 | 24.6141 | 21.2386 | 23.3609 | 24.6659 | 24.6572 | 30.1351 | 29.0681 | 26.9812 | 27.7308 | 27.1326 | 27.8954 | 29.955 | 13.779 | 9.2289 | 9.5856 | 9.7588 | 9.9278 | 10.0931 | 10.2548 | 10.413 | 10.5681 | 10.7202 | 10.8693 | 11.0158 | 11.1597 | 11.3012 | 11.4403 | 11.552 | 11.6141 | 11.6755 | 11.7363 | 11.7843 | 11.8089 | 11.834 | 11.8594
Northwest | Printing | Peak | March | Miscellaneous | MW | 24.7568 | 29.3014 | 32.0114 | 31.6105 | 34.283 | 35.6758 | 34.6194 | 33.9486 | 31.2597 | 34.6972 | 33.1288 | 41.3023 | 44.475 | 44.2254 | 41.9528 | 29.3793 | 27.9843 | 29.6083 | 29.0059 | 30.3699 | 34.163 | 28.9418 | 28.2719 | 33.6547 | 27.4694 | 28.7304 | 30.4878 | 17.8553 | 16.1016 | 16.6759 | 16.9359 | 17.1943 | 17.4512 | 17.7066 | 17.9606 | 18.2132 | 18.4644 | 18.7143 | 18.963 | 19.2104 | 19.4566 | 19.7016 | 19.9212 | 20.0938 | 20.2658 | 20.4372 | 20.5975 | 20.7374 | 20.8767 | 21.0153
Northwest | Printing | Peak | April | Process Heat | MW | 9.9689 | 11.6262 | 12.5944 | 12.707 | 13.8159 | 14.6711 | 14.5848 | 14.9725 | 13.7071 | 15.5508 | 13.7041 | 18.6868 | 19.1228 | 19.5472 | 19.2753 | 15.2218 | 13.1669 | 15.2078 | 14.7372 | 16.6684 | 16.0398 | 14.6073 | 15.2962 | 14.3682 | 13.7749 | 14.4285 | 14.2297 | 8.4034 | 5.4295 | 5.6369 | 5.7371 | 5.8355 | 5.9323 | 6.0274 | 6.1211 | 6.2134 | 6.3044 | 6.394 | 6.4825 | 6.5699 | 6.6562 | 6.7414 | 6.812 | 6.8556 | 6.8978 | 6.9388 | 6.9767 | 7.0096 | 7.0416 | 7.0726
Northwest | Printing | Peak | April | Motors | MW | 29.1267 | 31.6462 | 31.546 | 31.9102 | 34.8578 | 36.6069 | 38.6334 | 41.8298 | 38.8591 | 42.9277 | 37.9587 | 50.9432 | 50.7001 | 50.2843 | 53.2458 | 54.9823 | 45.2905 | 53.2704 | 54.0834 | 59.3081 | 56.9883 | 56.0149 | 53.5333 | 47.1583 | 50.561 | 51.9228 | 51.0102 | 24.8829 | 22.3962 | 23.1928 | 23.5536 | 23.9137 | 24.2729 | 24.6313 | 24.9889 | 25.3458 | 25.7018 | 26.0571 | 26.4117 | 26.7655 | 27.1186 | 27.471 | 27.7862 | 28.0329 | 28.2807 | 28.5296 | 28.7608 | 28.9574 | 29.1552 | 29.3543
Northwest | Printing | Peak | April | Other Subs | MW | 9.6139 | 10.7291 | 10.8747 | 11.1316 | 12.5229 | 13.3066 | 14.5384 | 16.1394 | 14.7781 | 17.1166 | 15.1919 | 21.2462 | 20.497 | 20.2879 | 21.9457 | 23.1539 | 18.5576 | 22.0472 | 22.5009 | 24.5199 | 25.4367 | 25.4777 | 25.6746 | 22.2418 | 23.737 | 24.7112 | 24.669 | 11.3448 | 7.5967 | 7.8897 | 8.0317 | 8.1703 | 8.3058 | 8.4383 | 8.568 | 8.695 | 8.8196 | 8.9418 | 9.0618 | 9.1796 | 9.2955 | 9.4094 | 9.5007 | 9.5512 | 9.6011 | 9.6505 | 9.6896 | 9.7098 | 9.7303 | 9.7512
Northwest | Printing | Peak | April | Miscellaneous | MW | 21.8063 | 25.7412 | 28.0937 | 27.8603 | 30.1413 | 31.4841 | 30.4343 | 30.1847 | 27.6428 | 30.7131 | 27.1261 | 37.4231 | 39.0465 | 40.5968 | 38.4828 | 27.6053 | 24.4241 | 27.9593 | 26.4637 | 30.2059 | 28.8488 | 25.3616 | 26.8975 | 27.0017 | 24.0406 | 25.4619 | 25.1281 | 14.7185 | 13.2728 | 13.745 | 13.9582 | 14.17 | 14.3806 | 14.59 | 14.7981 | 15.0051 | 15.211 | 15.4158 | 15.6196 | 15.8223 | 16.024 | 16.2247 | 16.4045 | 16.5457 | 16.6862 | 16.8263 | 16.9575 | 17.0721 | 17.1862 | 17.2998
Northwest | Printing | Peak | May | Process Heat | MW | 9.9341 | 11.5266 | 12.5422 | 12.7511 | 13.7779 | 14.7033 | 14.4361 | 14.9981 | 13.5266 | 15.339 | 15.2166 | 19.2266 | 19.3567 | 20.6838 | 20.5992 | 15.4089 | 15.0856 | 15.3133 | 14.7624 | 17.3472 | 17.5638 | 14.8027 | 14.8787 | 15.0391 | 14.5875 | 14.4429 | 14.6395 | 8.7025 | 5.6522 | 5.868 | 5.9721 | 6.0743 | 6.1747 | 6.2736 | 6.3708 | 6.4667 | 6.5611 | 6.6542 | 6.7461 | 6.8367 | 6.9262 | 7.0147 | 7.0878 | 7.1323 | 7.1755 | 7.2174 | 7.2562 | 7.2904 | 7.3236 | 7.3559
Northwest | Printing | Peak | May | Motors | MW | 28.4336 | 30.7094 | 30.7785 | 31.4437 | 34.178 | 36.1747 | 37.6507 | 41.5288 | 37.9432 | 41.9774 | 41.6253 | 51.7776 | 50.8223 | 52.6874 | 56.4188 | 55.5903 | 51.7867 | 53.3986 | 54.0348 | 61.5703 | 62.1599 | 56.4807 | 51.8308 | 49.1551 | 53.3556 | 51.7916 | 52.269 | 25.6597 | 23.0872 | 23.9029 | 24.2694 | 24.6351 | 24.9999 | 25.3639 | 25.727 | 26.0894 | 26.4509 | 26.8117 | 27.1717 | 27.5309 | 27.8895 | 28.2472 | 28.566 | 28.8125 | 29.0602 | 29.3091 | 29.5417 | 29.7428 | 29.945 | 30.1486
Northwest | Printing | Peak | May | Other Subs | MW | 9.3606 | 10.3632 | 10.5463 | 10.9197 | 12.2539 | 13.1423 | 14.1508 | 16.0204 | 14.4294 | 16.7113 | 16.6162 | 21.5464 | 20.5136 | 21.2252 | 23.2391 | 23.4126 | 21.2275 | 22.0915 | 22.4753 | 25.4579 | 27.7365 | 25.7027 | 24.8657 | 23.1571 | 25.0058 | 24.602 | 25.2283 | 11.6641 | 7.8375 | 8.1387 | 8.284 | 8.4258 | 8.5643 | 8.6997 | 8.8323 | 8.9621 | 9.0893 | 9.2141 | 9.3365 | 9.4568 | 9.575 | 9.6912 | 9.7836 | 9.8331 | 9.882 | 9.9304 | 9.9692 | 9.9906 | 10.0123 | 10.0343
Northwest | Printing | Peak | May | Miscellaneous | MW | 21.5903 | 25.3539 | 27.8245 | 27.8261 | 29.9009 | 31.4336 | 29.9854 | 30.2053 | 27.1955 | 30.3028 | 30.1549 | 38.5319 | 39.5443 | 42.9572 | 41.118 | 27.8112 | 27.8761 | 28.0868 | 26.444 | 31.4097 | 31.5568 | 25.6127 | 26.0937 | 28.2146 | 25.4187 | 25.446 | 25.7987 | 15.2259 | 13.7266 | 14.2126 | 14.4306 | 14.6472 | 14.8625 | 15.0766 | 15.2894 | 15.5011 | 15.7115 | 15.9209 | 16.1291 | 16.3363 | 16.5425 | 16.7476 | 16.9307 | 17.0731 | 17.215 | 17.3563 | 17.4894 | 17.6071 | 17.7245 | 17.8414
Northwest | Printing | Peak | June | Process Heat | MW | 9.9844 | 11.5862 | 12.6989 | 13.081 | 13.6065 | 14.7822 | 14.2145 | 15.4437 | 13.21 | 15.1922 | 13.6193 | 16.8425 | 18.0704 | 19.6062 | 20.6025 | 14.2842 | 14.2749 | 14.9144 | 15.095 | 16.6977 | 17.0637 | 13.1125 | 14.4656 | 12.9205 | 12.9555 | 12.9434 | 13.2205 | 7.8697 | 5.0942 | 5.2874 | 5.3797 | 5.4704 | 5.5595 | 5.6472 | 5.7334 | 5.8183 | 5.9019 | 5.9843 | 6.0656 | 6.1458 | 6.225 | 6.3032 | 6.3677 | 6.4066 | 6.4442 | 6.4807 | 6.5147 | 6.5447 | 6.5737 | 6.602
Northwest | Printing | Peak | June | Motors | MW | 27.972 | 30.2702 | 30.5478 | 31.6915 | 33.2611 | 35.8551 | 36.4508 | 42.2878 | 36.599 | 41.1248 | 36.6804 | 44.6898 | 46.8688 | 49.3183 | 55.7376 | 51.5234 | 48.9251 | 51.8597 | 55.2426 | 59.1834 | 60.2382 | 49.8777 | 50.3079 | 42.1611 | 47.3375 | 46.3411 | 47.0873 | 23.0531 | 20.741 | 21.4657 | 21.7869 | 22.1073 | 22.4269 | 22.7457 | 23.0639 | 23.3813 | 23.698 | 24.0139 | 24.3292 | 24.6439 | 24.9578 | 25.2711 | 25.5495 | 25.7631 | 25.9778 | 26.1935 | 26.3959 | 26.572 | 26.7492 | 26.9276
Northwest | Printing | Peak | June | Other Subs | MW | 9.1926 | 10.1698 | 10.4166 | 10.9597 | 11.8944 | 13.018 | 13.6597 | 16.2882 | 13.9035 | 16.3196 | 14.5798 | 18.5408 | 18.8644 | 19.8163 | 22.9223 | 21.7087 | 20.0521 | 21.4485 | 22.9629 | 24.4666 | 26.8696 | 22.6892 | 24.1215 | 19.8426 | 22.1609 | 21.9902 | 22.7077 | 10.4755 | 7.0244 | 7.2923 | 7.4205 | 7.5455 | 7.6676 | 7.7868 | 7.9035 | 8.0177 | 8.1295 | 8.2392 | 8.3468 | 8.4524 | 8.5561 | 8.6581 | 8.7387 | 8.7809 | 8.8225 | 8.8638 | 8.897 | 8.9158 | 8.9347 | 8.9539
Northwest | Printing | Peak | June | Miscellaneous | MW | 21.6242 | 25.3763 | 28.0676 | 28.4494 | 29.4352 | 31.5347 | 29.4944 | 31.1097 | 26.5187 | 30.0702 | 27.0692 | 33.835 | 36.9797 | 40.7548 | 41.1589 | 25.647 | 26.2834 | 27.3153 | 26.9934 | 30.2203 | 30.6379 | 22.6408 | 25.3314 | 24.221 | 22.5649 | 22.7985 | 23.289 | 13.731 | 12.3794 | 12.8133 | 13.0056 | 13.1966 | 13.3864 | 13.5751 | 13.7626 | 13.9489 | 14.1343 | 14.3185 | 14.5018 | 14.6841 | 14.8654 | 15.0459 | 15.2066 | 15.3307 | 15.4544 | 15.5776 | 15.6938 | 15.7974 | 15.9006 | 16.0033
Northwest | Printing | Peak | July | Process Heat | MW | 9.2507 | 10.8137 | 11.9192 | 12.3582 | 12.5114 | 13.6735 | 13.0772 | 14.6995 | 12.0793 | 14.1117 | 13.2759 | 15.6609 | 18.0545 | 18.6079 | 18.9701 | 12.5795 | 12.7997 | 13.9005 | 13.9813 | 16.5523 | 15.7366 | 13.2423 | 12.9651 | 13.6872 | 12.9537 | 12.8426 | 13.5491 | 8.0729 | 5.2077 | 5.4033 | 5.4959 | 5.5867 | 5.6759 | 5.7636 | 5.8498 | 5.9347 | 6.0183 | 6.1006 | 6.1818 | 6.2619 | 6.341 | 6.419 | 6.4832 | 6.5215 | 6.5585 | 6.5944 | 6.6278 | 6.6574 | 6.686 | 6.7138
Northwest | Printing | Peak | July | Motors | MW | 25.5553 | 27.9936 | 28.3813 | 29.6954 | 30.3677 | 32.8973 | 33.2298 | 40.0797 | 33.2096 | 37.9555 | 35.4242 | 41.1802 | 46.3219 | 46.4526 | 50.8951 | 45.3475 | 43.813 | 48.1606 | 51.1291 | 58.533 | 55.4019 | 50.2026 | 45.0325 | 44.6115 | 47.3135 | 45.9153 | 48.1882 | 23.5159 | 21.1566 | 21.8872 | 22.2061 | 22.5241 | 22.8414 | 23.1579 | 23.4737 | 23.7887 | 24.103 | 24.4165 | 24.7294 | 25.0416 | 25.3532 | 25.664 | 25.9395 | 26.1497 | 26.3609 | 26.5733 | 26.7728 | 26.9474 | 27.1231 | 27.2999
Northwest | Printing | Peak | July | Other Subs | MW | 8.3819 | 9.3793 | 9.6513 | 10.2435 | 10.8318 | 11.9301 | 12.415 | 15.4104 | 12.5882 | 15.0181 | 14.0315 | 17.0508 | 18.5822 | 18.6267 | 20.8916 | 19.1031 | 17.9374 | 19.8893 | 21.2192 | 24.1635 | 24.6885 | 22.8233 | 21.5734 | 20.9599 | 22.1138 | 21.7583 | 23.218 | 10.6822 | 7.1531 | 7.4236 | 7.5517 | 7.6766 | 7.7984 | 7.9174 | 8.0337 | 8.1474 | 8.2588 | 8.368 | 8.475 | 8.58 | 8.6831 | 8.7844 | 8.8641 | 8.905 | 8.9453 | 8.9852 | 9.0175 | 9.0359 | 9.0545 | 9.0733
Northwest | Printing | Peak | July | Miscellaneous | MW | 20.0288 | 23.6657 | 26.3145 | 26.8474 | 27.0468 | 29.1567 | 27.1697 | 29.6364 | 24.2363 | 27.9766 | 26.4404 | 31.5161 | 37.0013 | 38.7063 | 37.9159 | 22.5039 | 23.5111 | 25.4161 | 24.9637 | 29.9358 | 28.2343 | 22.8138 | 22.6714 | 25.644 | 22.5504 | 22.6137 | 23.8667 | 14.0504 | 12.6678 | 13.107 | 13.2988 | 13.4894 | 13.6786 | 13.8667 | 14.0535 | 14.2392 | 14.4238 | 14.6073 | 14.7898 | 14.9713 | 15.1518 | 15.3313 | 15.4909 | 15.6135 | 15.7357 | 15.8573 | 15.9724 | 16.0752 | 16.1777 | 16.2797
Northwest | Printing | Peak | August | Process Heat | MW | 8.8941 | 10.4012 | 11.475 | 11.8987 | 12.0017 | 13.1176 | 12.5437 | 14.1435 | 11.5623 | 13.5379 | 12.7598 | 15.7445 | 17.207 | 18.2194 | 18.1438 | 12.4126 | 12.3509 | 12.6984 | 13.8409 | 16.1009 | 13.8664 | 12.1747 | 12.881 | 12.631 | 12.9063 | 13.0387 | 13.6228 | 8.1104 | 5.2246 | 5.4202 | 5.5125 | 5.603 | 5.6919 | 5.7792 | 5.8651 | 5.9497 | 6.0329 | 6.1149 | 6.1957 | 6.2755 | 6.3542 | 6.4319 | 6.4957 | 6.5338 | 6.5707 | 6.6064 | 6.6396 | 6.6689 | 6.6972 | 6.7248
Northwest | Printing | Peak | August | Motors | MW | 24.5492 | 26.93 | 27.3235 | 28.5925 | 29.1431 | 31.5589 | 31.856 | 38.5559 | 31.7749 | 36.3926 | 34.0116 | 41.3655 | 44.1214 | 45.4777 | 48.638 | 44.7842 | 42.3022 | 44.0179 | 50.6609 | 56.9697 | 48.8492 | 46.1915 | 44.797 | 41.2092 | 47.1915 | 46.6549 | 48.4869 | 23.6216 | 21.2526 | 21.9849 | 22.3037 | 22.6218 | 22.939 | 23.2554 | 23.5711 | 23.886 | 24.2002 | 24.5137 | 24.8265 | 25.1387 | 25.4501 | 25.7608 | 26.0364 | 26.2469 | 26.4585 | 26.6712 | 26.8708 | 27.045 | 27.2203 | 27.3967
Northwest | Printing | Peak | August | Other Subs | MW | 8.0527 | 9.0247 | 9.2951 | 9.8653 | 10.3946 | 11.4458 | 11.8979 | 14.8228 | 12.0421 | 14.397 | 13.4674 | 17.1229 | 17.6964 | 18.2354 | 19.9601 | 18.8666 | 17.3181 | 18.1784 | 21.0238 | 23.517 | 21.7632 | 20.989 | 21.4518 | 19.3602 | 22.0545 | 22.109 | 23.3624 | 10.7332 | 7.1853 | 7.4565 | 7.5846 | 7.7095 | 7.8313 | 7.9503 | 8.0665 | 8.1802 | 8.2915 | 8.4006 | 8.5075 | 8.6124 | 8.7154 | 8.8166 | 8.8963 | 8.9373 | 8.9778 | 9.0178 | 9.05 | 9.0681 | 9.0865 | 9.105
Northwest | Printing | Peak | August | Miscellaneous | MW | 19.2745 | 22.7802 | 25.3472 | 25.8625 | 25.9589 | 27.9835 | 26.0864 | 28.5375 | 23.2153 | 26.8584 | 25.4353 | 31.7095 | 35.2794 | 37.9085 | 36.2873 | 22.2095 | 22.6983 | 23.2247 | 24.7177 | 29.1253 | 24.883 | 20.9856 | 22.5324 | 23.6732 | 22.4751 | 22.9669 | 24.0067 | 14.1121 | 12.7238 | 13.1639 | 13.3555 | 13.5459 | 13.7349 | 13.9227 | 14.1093 | 14.2948 | 14.4791 | 14.6624 | 14.8446 | 15.0258 | 15.206 | 15.3853 | 15.5447 | 15.6673 | 15.7894 | 15.911 | 16.0259 | 16.1284 | 16.2305 | 16.3321
Northwest | Printing | Peak | September | Process Heat | MW | 9.426 | 10.9417 | 11.9361 | 12.2378 | 12.8775 | 13.8888 | 13.4969 | 14.4613 | 12.6185 | 14.4339 | 13.7662 | 16.8915 | 19.4053 | 19.0659 | 18.6379 | 13.1812 | 12.9122 | 15.4034 | 14.0924 | 16.4375 | 16.0638 | 13.5228 | 13.3491 | 14.0857 | 13.2605 | 14.8482 | 14.1796 | 8.404 | 5.4317 | 5.6385 | 5.7379 | 5.8355 | 5.9315 | 6.0259 | 6.1188 | 6.2103 | 6.3004 | 6.3893 | 6.477 | 6.5635 | 6.649 | 6.7334 | 6.8032 | 6.8457 | 6.8869 | 6.9269 | 6.964 | 6.9965 | 7.028 | 7.0586
Northwest | Printing | Peak | September | Motors | MW | 26.9429 | 29.1496 | 29.2484 | 30.1504 | 31.9381 | 34.1257 | 35.122 | 40.0422 | 35.3203 | 39.4498 | 37.5531 | 45.4178 | 50.8693 | 48.5075 | 50.8743 | 47.6608 | 44.3822 | 53.7925 | 51.7563 | 58.4467 | 56.9025 | 51.6431 | 46.6155 | 46.1232 | 48.5815 | 53.2951 | 50.6614 | 24.7438 | 22.2671 | 23.0523 | 23.4043 | 23.7554 | 24.1057 | 24.4552 | 24.8039 | 25.1518 | 25.499 | 25.8454 | 26.1911 | 26.536 | 26.8802 | 27.2237 | 27.53 | 27.7674 | 28.006 | 28.2457 | 28.4693 | 28.6616 | 28.8552 | 29.0499
Northwest | Printing | Peak | September | Other Subs | MW | 8.8781 | 9.8416 | 10.0306 | 10.4752 | 11.4504 | 12.4051 | 13.1908 | 15.4492 | 13.433 | 15.702 | 14.983 | 18.8911 | 20.5287 | 19.542 | 20.9502 | 20.0809 | 18.1967 | 22.2628 | 21.5302 | 24.1731 | 25.3979 | 23.5061 | 22.3668 | 21.7359 | 22.7806 | 25.3316 | 24.4694 | 11.2654 | 7.5437 | 7.8332 | 7.9726 | 8.1086 | 8.2415 | 8.3715 | 8.4986 | 8.6231 | 8.7451 | 8.8648 | 8.9822 | 9.0975 | 9.2108 | 9.3223 | 9.411 | 9.4587 | 9.5059 | 9.5527 | 9.5899 | 9.61 | 9.6304 | 9.6511
Northwest | Printing | Peak | September | Miscellaneous | MW | 20.5115 | 24.094 | 26.4956 | 26.7172 | 27.9723 | 29.7164 | 28.0915 | 29.1723 | 25.4024 | 28.5674 | 27.3403 | 33.9143 | 39.6883 | 39.6306 | 37.2523 | 23.7717 | 23.8729 | 28.2739 | 25.2577 | 29.7808 | 28.8698 | 23.4078 | 23.4257 | 26.4425 | 23.1242 | 26.1801 | 25.0104 | 14.6893 | 13.2452 | 13.7132 | 13.9225 | 14.1305 | 14.3372 | 14.5427 | 14.747 | 14.9501 | 15.1521 | 15.3529 | 15.5527 | 15.7515 | 15.9493 | 16.146 | 16.3218 | 16.4587 | 16.595 | 16.7309 | 16.8586 | 16.9712 | 17.0834 | 17.1951
Northwest | Printing | Peak | October | Process Heat | MW | 10.5439 | 12.3107 | 13.3595 | 13.4476 | 14.6167 | 15.4957 | 15.3924 | 15.7084 | 14.3985 | 16.3297 | 14.2434 | 18.1039 | 19.2501 | 18.8372 | 18.8806 | 13.7904 | 14.7944 | 15.5746 | 14.6481 | 15.7054 | 19.489 | 15.4508 | 14.8739 | 15.3487 | 14.0032 | 15.1184 | 15.1249 | 8.9186 | 5.7528 | 5.9732 | 6.0798 | 6.1846 | 6.2876 | 6.3889 | 6.4887 | 6.587 | 6.6839 | 6.7795 | 6.8737 | 6.9668 | 7.0587 | 7.1495 | 7.2249 | 7.2714 | 7.3164 | 7.3603 | 7.4007 | 7.4359 | 7.47 | 7.5032
Northwest | Printing | Peak | October | Motors | MW | 30.8154 | 33.5592 | 33.5124 | 33.8069 | 36.9455 | 38.706 | 40.7674 | 43.8568 | 40.8253 | 45.0384 | 39.4023 | 49.2727 | 50.9699 | 48.4294 | 52.1264 | 49.8264 | 50.9157 | 54.6076 | 53.7919 | 55.9127 | 69.3424 | 59.3107 | 52.1278 | 50.4291 | 51.3967 | 54.3948 | 54.2186 | 26.4072 | 23.7704 | 24.6177 | 25.0026 | 25.3866 | 25.7697 | 26.1519 | 26.5333 | 26.9139 | 27.2937 | 27.6726 | 28.0508 | 28.4281 | 28.8047 | 29.1805 | 29.5169 | 29.7804 | 30.0451 | 30.311 | 30.5577 | 30.7673 | 30.9782 | 31.1903
Northwest | Printing | Peak | October | Other Subs | MW | 10.1719 | 11.3784 | 11.5558 | 11.793 | 13.2674 | 14.0622 | 15.3291 | 16.906 | 15.51 | 17.9376 | 15.7495 | 20.5381 | 20.5861 | 19.5248 | 21.464 | 20.9756 | 20.848 | 22.591 | 22.369 | 23.1012 | 30.9726 | 27.002 | 25.0175 | 23.8071 | 24.1468 | 25.9015 | 26.2362 | 12.0505 | 8.0534 | 8.3647 | 8.5159 | 8.6635 | 8.8077 | 8.9489 | 9.087 | 9.2224 | 9.3551 | 9.4854 | 9.6133 | 9.7389 | 9.8624 | 9.9839 | 10.0813 | 10.1353 | 10.1887 | 10.2417 | 10.2834 | 10.305 | 10.3268 | 10.349
Northwest | Printing | Peak | October | Miscellaneous | MW | 23.1079 | 27.2945 | 29.8316 | 29.5151 | 31.9234 | 33.2852 | 32.1818 | 31.6988 | 29.0716 | 32.2811 | 28.2224 | 36.2943 | 39.3288 | 39.1325 | 37.7175 | 25.0386 | 27.4704 | 28.6507 | 26.318 | 28.4668 | 35.0678 | 26.8362 | 26.1637 | 28.8527 | 24.4464 | 26.6822 | 26.7152 | 15.6196 | 14.0867 | 14.5891 | 14.8165 | 15.0425 | 15.2671 | 15.4904 | 15.7125 | 15.9333 | 16.1529 | 16.3713 | 16.5887 | 16.8049 | 17.02 | 17.2341 | 17.426 | 17.5767 | 17.7268 | 17.8765 | 18.0165 | 18.1386 | 18.2604 | 18.3815
Northwest | Printing | Peak | November | Process Heat | MW | 11.4549 | 13.3762 | 14.5268 | 14.6276 | 15.8857 | 16.8466 | 16.7418 | 17.0966 | 15.6497 | 17.7572 | 15.8766 | 19.4953 | 20.8139 | 20.6659 | 22.8823 | 16.3709 | 15.2663 | 17.5209 | 18.0043 | 20.1289 | 21.2337 | 17.1868 | 15.2356 | 15.3197 | 18.4564 | 15.8811 | 16.0695 | 9.4884 | 6.1352 | 6.3704 | 6.4844 | 6.5965 | 6.7066 | 6.8149 | 6.9216 | 7.0267 | 7.1303 | 7.2325 | 7.3334 | 7.4329 | 7.5312 | 7.6283 | 7.7089 | 7.7586 | 7.8068 | 7.8537 | 7.897 | 7.9347 | 7.9713 | 8.0068
Northwest | Printing | Peak | November | Motors | MW | 33.5306 | 36.5286 | 36.4928 | 36.8149 | 40.2095 | 42.1135 | 44.3999 | 47.7624 | 44.4178 | 49.0083 | 43.9506 | 53.1215 | 55.1847 | 53.1976 | 63.2023 | 59.2559 | 52.606 | 61.4942 | 66.2095 | 71.7201 | 75.4782 | 65.9122 | 53.3095 | 50.2704 | 67.6876 | 57.1089 | 57.597 | 28.1209 | 25.3108 | 26.214 | 26.6247 | 27.0345 | 27.4434 | 27.8514 | 28.2584 | 28.6646 | 29.0699 | 29.4744 | 29.878 | 30.2807 | 30.6827 | 31.0838 | 31.4428 | 31.7237 | 32.006 | 32.2895 | 32.5527 | 32.7768 | 33.0022 | 33.229
Northwest | Printing | Peak | November | Other Subs | MW | 11.0735 | 12.3967 | 12.5968 | 12.8539 | 14.4505 | 15.3112 | 16.7054 | 18.4279 | 16.8904 | 19.5386 | 17.5844 | 22.1479 | 22.3084 | 21.4647 | 26.0407 | 24.9571 | 21.5557 | 25.4571 | 27.552 | 29.6549 | 33.6938 | 29.9874 | 25.5754 | 23.7179 | 31.7917 | 27.1852 | 27.8622 | 12.823 | 8.5849 | 8.917 | 9.0784 | 9.2359 | 9.39 | 9.5406 | 9.6882 | 9.8327 | 9.9744 | 10.1135 | 10.25 | 10.3842 | 10.5161 | 10.6458 | 10.7498 | 10.8074 | 10.8643 | 10.9207 | 10.9653 | 10.9885 | 11.0121 | 11.036
Northwest | Printing | Peak | November | Miscellaneous | MW | 25.113 | 29.6755 | 32.4541 | 32.1173 | 34.7127 | 36.198 | 35.0228 | 34.5215 | 31.631 | 35.1183 | 31.476 | 39.1004 | 42.5322 | 42.9412 | 45.7428 | 29.7401 | 28.3771 | 32.2455 | 32.3555 | 36.494 | 38.1955 | 29.8409 | 26.7911 | 28.7875 | 32.2077 | 28.0177 | 28.3732 | 16.6268 | 14.9937 | 15.529 | 15.7715 | 16.0126 | 16.2523 | 16.4906 | 16.7276 | 16.9632 | 17.1976 | 17.4308 | 17.6627 | 17.8935 | 18.1232 | 18.3518 | 18.5565 | 18.7173 | 18.8775 | 19.0371 | 19.1866 | 19.3172 | 19.4473 | 19.5768
Northwest | Printing | Peak | December | Process Heat | MW | 10.6597 | 12.4527 | 13.4675 | 13.5034 | 14.7944 | 15.6293 | 15.6425 | 15.8487 | 14.6689 | 16.6104 | 15.468 | 18.8105 | 23.6242 | 19.5946 | 20.6096 | 14.7152 | 13.3671 | 16.1523 | 15.5623 | 19.5491 | 17.9258 | 15.6755 | 17.1603 | 18.451 | 14.9131 | 15.7319 | 15.3962 | 9.089 | 5.8854 | 6.1114 | 6.2212 | 6.329 | 6.4351 | 6.5394 | 6.6421 | 6.7434 | 6.8432 | 6.9416 | 7.0387 | 7.1346 | 7.2293 | 7.3229 | 7.4006 | 7.4486 | 7.4953 | 7.5406 | 7.5825 | 7.6189 | 7.6542 | 7.6885
Northwest | Printing | Peak | December | Motors | MW | 31.3828 | 34.1979 | 34.0248 | 34.1592 | 37.5982 | 39.213 | 41.6915 | 44.389 | 41.7505 | 45.9801 | 43.0445 | 51.5024 | 62.83 | 50.5875 | 57.1052 | 53.1895 | 46.023 | 56.6869 | 57.1764 | 69.6364 | 63.6985 | 60.1281 | 60.0109 | 60.5455 | 54.7344 | 56.6217 | 55.2365 | 26.9996 | 24.3016 | 25.1714 | 25.5684 | 25.9645 | 26.3598 | 26.7542 | 27.1477 | 27.5404 | 27.9322 | 28.3232 | 28.7134 | 29.1028 | 29.4914 | 29.8792 | 30.2265 | 30.499 | 30.7728 | 31.0477 | 31.3027 | 31.5193 | 31.7372 | 31.9564
Northwest | Printing | Peak | December | Other Subs | MW | 10.3659 | 11.6153 | 11.7572 | 11.9364 | 13.5155 | 14.2528 | 15.6934 | 17.1227 | 15.8717 | 18.3379 | 17.2391 | 21.4944 | 25.406 | 20.4165 | 23.5319 | 22.3923 | 18.8492 | 23.4577 | 23.7823 | 28.7763 | 28.4178 | 27.3238 | 28.7617 | 28.5428 | 25.7058 | 26.9585 | 26.7245 | 12.3108 | 8.2519 | 8.5717 | 8.7274 | 8.8795 | 9.0281 | 9.1736 | 9.316 | 9.4556 | 9.5925 | 9.7268 | 9.8587 | 9.9883 | 10.1157 | 10.241 | 10.3417 | 10.3978 | 10.4533 | 10.5082 | 10.5516 | 10.574 | 10.5968 | 10.6199
Northwest | Printing | Peak | December | Miscellaneous | MW | 23.3909 | 27.6585 | 30.1215 | 29.676 | 32.3582 | 33.603 | 32.7238 | 31.9793 | 29.6335 | 32.8161 | 30.6155 | 37.6769 | 48.2492 | 40.7094 | 41.1699 | 26.7485 | 24.8402 | 29.7272 | 27.9739 | 35.4404 | 32.2407 | 27.2328 | 30.1954 | 34.6808 | 26.0236 | 27.7574 | 27.1878 | 15.9424 | 14.3761 | 14.8906 | 15.1245 | 15.3571 | 15.5883 | 15.8182 | 16.0468 | 16.2742 | 16.5003 | 16.7253 | 16.9492 | 17.172 | 17.3937 | 17.6143 | 17.8121 | 17.9677 | 18.1227 | 18.2772 | 18.4218 | 18.5479 | 18.6735 | 18.7985
Northwest | Chemicals | Peak | January | Process Heat | MW | 51.0772 | 57.5076 | 59.4548 | 56.4283 | 65.3379 | 49.2792 | 45.65 | 46.266 | 52.9051 | 49.8399 | 52.5033 | 48.0832 | 51.4369 | 48.3434 | 49.3483 | 41.069 | 36.509 | 37.096 | 44.0317 | 45.1788 | 40.1416 | 40.1751 | 38.9681 | 39.6564 | 33.5853 | 38.9565 | 38.2089 | 60.8452 | 70.7744 | 76.8032 | 81.4529 | 86.0962 | 90.7317 | 95.3579 | 98.7022 | 102.7987 | 107.2159 | 111.8351 | 116.4759 | 121.1094 | 125.7241 | 130.3152 | 134.8808 | 139.42 | 143.9322 | 148.4169 | 152.8738 | 157.3024 | 161.7024 | 166.0733
Northwest | Chemicals | Peak | January | Motors | MW | 118.1383 | 128.4479 | 123.9644 | 119.5076 | 142.5684 | 109.7534 | 109.0919 | 117.8041 | 136.9078 | 126.5463 | 130.0812 | 115.7695 | 120.9511 | 110.3736 | 123.7691 | 141.403 | 119.5607 | 120.7163 | 151.4648 | 150.0463 | 133.2178 | 142.9644 | 126.1926 | 121.7955 | 116.7724 | 132.7007 | 129.9735 | 172.2416 | 159.4055 | 174.4845 | 186.543 | 198.665 | 210.841 | 223.0628 | 232.665 | 243.8975 | 255.7742 | 267.8564 | 280.0662 | 292.3381 | 304.6435 | 316.9692 | 329.3082 | 341.6561 | 354.0097 | 366.3666 | 378.7244 | 391.0813 | 403.4356 | 415.7857
Northwest | Chemicals | Peak | January | Other Subs | MW | 38.3105 | 41.9955 | 40.5778 | 39.9522 | 49.8778 | 39.0128 | 40.0423 | 44.3402 | 50.8957 | 48.7796 | 49.9038 | 45.6923 | 46.0016 | 41.9816 | 48.3568 | 57.3229 | 47.0965 | 47.7143 | 60.2677 | 59.2374 | 57.1028 | 62.7898 | 58.3041 | 54.8902 | 51.9392 | 60.2541 | 60.3625 | 94.1657 | 88.3064 | 97.9277 | 105.779 | 113.5726 | 121.3066 | 128.9791 | 134.8896 | 141.7611 | 148.9654 | 156.2274 | 163.4881 | 170.7086 | 177.8732 | 184.9759 | 192.0143 | 198.9877 | 205.896 | 212.7395 | 219.5184 | 226.2332 | 232.8845 | 239.4728
Northwest | Chemicals | Peak | January | Miscellaneous | MW | 110.4328 | 124.888 | 130.2799 | 122.0074 | 140.2134 | 102.7451 | 91.7489 | 90.8043 | 103.115 | 96.4398 | 102.0458 | 94.6121 | 103.7904 | 99.0322 | 96.4741 | 70.6538 | 64.3747 | 65.771 | 76.2163 | 79.7773 | 70.5135 | 66.5631 | 65.7813 | 72.5329 | 56.9075 | 66.992 | 65.8162 | 104.3651 | 96.041 | 104.2739 | 110.7199 | 117.2331 | 123.8046 | 130.4269 | 135.5271 | 141.6065 | 148.0752 | 154.657 | 161.3364 | 168.0728 | 174.8475 | 181.651 | 188.4778 | 195.3239 | 202.1864 | 209.0626 | 215.9504 | 222.8479 | 229.7532 | 236.6647
Northwest | Chemicals | Peak | February | Process Heat | MW | 52.8278 | 59.486 | 61.4638 | 58.4118 | 67.648 | 51.0251 | 47.2615 | 47.8728 | 54.7953 | 51.5914 | 54.9309 | 46.8159 | 48.2323 | 50.9091 | 48.9331 | 42.3234 | 36.4287 | 41.1059 | 39.6067 | 44.9809 | 47.4241 | 39.8158 | 36.6189 | 39.0802 | 35.297 | 41.1737 | 38.619 | 61.4483 | 71.4728 | 77.5633 | 82.2612 | 86.9528 | 91.6363 | 96.3105 | 99.6847 | 103.8219 | 108.284 | 112.9501 | 117.6382 | 122.3191 | 126.981 | 131.6193 | 136.232 | 140.818 | 145.3767 | 149.9078 | 154.4107 | 158.8852 | 163.3307 | 167.747
Northwest | Chemicals | Peak | February | Motors | MW | 122.2299 | 132.8838 | 128.1641 | 123.7163 | 147.6118 | 113.648 | 112.9561 | 121.8789 | 141.7704 | 130.9787 | 136.0286 | 112.6977 | 113.4238 | 116.2415 | 122.7001 | 145.8077 | 119.3299 | 133.7872 | 136.2866 | 149.4043 | 157.4926 | 141.7583 | 118.7211 | 120.0925 | 122.7435 | 140.2716 | 131.3725 | 173.8803 | 160.9257 | 176.157 | 188.339 | 200.5852 | 212.8859 | 225.2328 | 234.9231 | 246.2664 | 258.2632 | 270.469 | 282.8041 | 295.2019 | 307.6338 | 320.086 | 332.5517 | 345.0263 | 357.5067 | 369.9902 | 382.4748 | 394.9584 | 407.4393 | 419.9159
Northwest | Chemicals | Peak | February | Other Subs | MW | 39.6456 | 43.455 | 41.9625 | 41.3681 | 51.6551 | 40.4104 | 41.4743 | 45.8918 | 52.7232 | 50.5056 | 52.1962 | 44.4805 | 43.1601 | 44.2317 | 47.9566 | 59.1269 | 47.0255 | 52.9024 | 54.2567 | 59.0165 | 67.5623 | 62.3502 | 54.918 | 54.1714 | 54.6088 | 63.7009 | 61.0227 | 95.0983 | 89.1713 | 98.8924 | 106.8261 | 114.7016 | 122.5166 | 130.2696 | 136.2358 | 143.1768 | 150.4557 | 157.7936 | 165.1306 | 172.4269 | 179.6668 | 186.844 | 193.9563 | 201.0029 | 207.9837 | 214.899 | 221.7489 | 228.5342 | 235.2552 | 241.9125
Northwest | Chemicals | Peak | February | Miscellaneous | MW | 114.2076 | 129.18 | 134.676 | 126.2913 | 145.1608 | 106.3755 | 94.9786 | 93.9583 | 106.804 | 99.8301 | 106.7873 | 92.1273 | 97.3144 | 104.2778 | 95.6688 | 72.7998 | 64.2351 | 72.8824 | 68.5515 | 79.429 | 83.3252 | 65.9591 | 61.7974 | 71.4788 | 59.8238 | 70.8202 | 66.5376 | 105.3873 | 96.9831 | 105.3005 | 111.8134 | 118.3943 | 125.0341 | 131.7253 | 136.8727 | 143.0131 | 149.5483 | 156.1989 | 162.9484 | 169.7554 | 176.601 | 183.4758 | 190.3739 | 197.2917 | 204.2258 | 211.1739 | 218.1337 | 225.1032 | 232.0806 | 239.0642
Northwest | Chemicals | Peak | March | Process Heat | MW | 45.6936 | 51.4161 | 53.1314 | 50.5266 | 58.4418 | 44.1309 | 40.8389 | 41.4773 | 47.4045 | 44.6311 | 43.6986 | 41.4491 | 46.6604 | 46.4322 | 44.7114 | 35.647 | 34.2423 | 34.6945 | 34.6533 | 36.1962 | 40.2186 | 34.4157 | 32.6099 | 37.7248 | 32.4736 | 33.9149 | 36.1649 | 57.5231 | 66.9508 | 72.6589 | 77.0625 | 81.46 | 85.8501 | 90.2314 | 93.3897 | 97.2658 | 101.4477 | 105.8209 | 110.2151 | 114.6026 | 118.9724 | 123.32 | 127.6436 | 131.9422 | 136.2153 | 140.4624 | 144.6832 | 148.8773 | 153.0443 | 157.1839
Northwest | Chemicals | Peak | March | Motors | MW | 105.7225 | 114.859 | 110.7917 | 107.0222 | 127.5228 | 98.2976 | 97.626 | 105.6302 | 122.6795 | 113.3351 | 108.2625 | 99.8205 | 109.7497 | 106.0239 | 112.1418 | 122.7868 | 112.1592 | 112.9136 | 119.2313 | 120.2204 | 133.5774 | 122.5583 | 105.7608 | 115.9744 | 112.966 | 115.5791 | 123.051 | 162.6068 | 150.4956 | 164.7495 | 176.1519 | 187.6142 | 199.1274 | 210.6838 | 219.7406 | 230.3523 | 241.5788 | 253.002 | 264.5467 | 276.1503 | 287.7857 | 299.4403 | 311.1075 | 322.7829 | 334.4637 | 346.1474 | 357.8321 | 369.5159 | 381.1971 | 392.8743
Northwest | Chemicals | Peak | March | Other Subs | MW | 34.2908 | 37.5574 | 36.2715 | 35.7827 | 44.621 | 34.9475 | 35.8412 | 39.7681 | 45.6183 | 43.6982 | 41.5427 | 39.4019 | 41.7573 | 40.3397 | 43.8283 | 49.787 | 44.195 | 44.6428 | 47.4576 | 47.4786 | 57.2948 | 53.877 | 48.9084 | 52.3083 | 50.2539 | 52.4892 | 57.1613 | 88.9588 | 83.4196 | 92.5203 | 99.9488 | 107.3226 | 114.6398 | 121.8989 | 127.4771 | 133.9728 | 140.7865 | 147.6563 | 154.5254 | 161.3565 | 168.1348 | 174.8545 | 181.5133 | 188.1105 | 194.6461 | 201.1203 | 207.5334 | 213.8858 | 220.178 | 226.4106
Northwest | Chemicals | Peak | March | Miscellaneous | MW | 98.7842 | 111.6534 | 116.4179 | 109.2398 | 125.4088 | 92.0024 | 82.0647 | 81.3938 | 92.3867 | 86.3512 | 84.932 | 81.5479 | 94.1343 | 95.1063 | 87.403 | 61.319 | 60.3791 | 61.5141 | 59.98 | 63.9162 | 70.6665 | 57.0256 | 55.0353 | 69.008 | 55.0447 | 58.3491 | 62.327 | 98.5802 | 90.7198 | 98.5038 | 104.6 | 110.7599 | 116.9749 | 123.238 | 128.0484 | 133.793 | 139.9088 | 146.1333 | 152.4507 | 158.822 | 165.2296 | 171.6644 | 178.1212 | 184.5963 | 191.0868 | 197.5903 | 204.1047 | 210.6282 | 217.1591 | 223.696
Northwest | Chemicals | Peak | April | Process Heat | MW | 42.2866 | 47.4567 | 48.9236 | 46.6955 | 53.9039 | 40.848 | 37.7443 | 38.6462 | 44.0173 | 41.4139 | 37.5313 | 39.3573 | 42.8749 | 44.6081 | 42.9465 | 35.1839 | 31.3685 | 34.4006 | 33.1897 | 37.7115 | 35.5878 | 31.6261 | 32.5241 | 31.7094 | 29.7628 | 31.4781 | 31.2658 | 49.6977 | 57.8477 | 62.7815 | 66.5882 | 70.3896 | 74.1846 | 77.972 | 80.6987 | 84.048 | 87.6624 | 91.4421 | 95.2401 | 99.0325 | 102.8096 | 106.5676 | 110.305 | 114.0207 | 117.7144 | 121.3858 | 125.0344 | 128.6599 | 132.262 | 135.8405
Northwest | Chemicals | Peak | April | Motors | MW | 98.0212 | 106.1073 | 102.0719 | 98.9805 | 117.6424 | 91.0206 | 90.3616 | 98.5197 | 113.9796 | 105.2583 | 93.0903 | 94.9323 | 100.9217 | 101.8801 | 107.7756 | 121.2517 | 102.7653 | 111.9668 | 114.227 | 125.2498 | 118.1961 | 112.6263 | 105.5051 | 97.5044 | 103.5553 | 107.3006 | 106.388 | 140.4199 | 129.9639 | 142.2797 | 152.1331 | 162.0382 | 171.9873 | 181.9737 | 189.7919 | 198.9587 | 208.6587 | 218.5298 | 228.5062 | 238.5335 | 248.5883 | 258.6597 | 268.7419 | 278.8312 | 288.9252 | 299.0217 | 309.1189 | 319.2154 | 329.3096 | 339.4004
Northwest | Chemicals | Peak | April | Other Subs | MW | 31.8 | 34.7044 | 33.4256 | 33.1021 | 41.1772 | 32.3733 | 33.195 | 37.1138 | 42.4172 | 40.6154 | 35.7517 | 37.4923 | 38.4339 | 38.7914 | 42.1694 | 49.1853 | 40.526 | 44.2985 | 45.4964 | 49.5026 | 50.7219 | 49.5397 | 48.8159 | 43.9889 | 46.0698 | 48.7326 | 49.4276 | 76.8466 | 72.0567 | 79.9221 | 86.343 | 92.7166 | 99.0413 | 105.3156 | 110.1323 | 115.7448 | 121.6334 | 127.5712 | 133.5084 | 139.4129 | 145.2718 | 151.0799 | 156.8354 | 162.5378 | 168.1868 | 173.7827 | 179.3257 | 184.8163 | 190.2549 | 195.6419
Northwest | Chemicals | Peak | April | Miscellaneous | MW | 91.3654 | 103.02 | 107.1728 | 100.9212 | 115.6442 | 85.1331 | 75.786 | 75.7876 | 85.7434 | 80.0768 | 72.894 | 77.3676 | 86.4541 | 91.3511 | 83.9096 | 60.5091 | 55.3075 | 60.9891 | 57.441 | 66.5893 | 62.5312 | 52.3964 | 54.8835 | 58.0054 | 50.4564 | 54.1685 | 53.8953 | 85.1508 | 78.3622 | 85.0886 | 90.3572 | 95.6809 | 101.0522 | 106.4651 | 110.618 | 115.5808 | 120.8658 | 126.2455 | 131.7056 | 137.2123 | 142.7504 | 148.312 | 153.8925 | 159.4888 | 165.0985 | 170.7193 | 176.3496 | 181.9878 | 187.6323 | 193.2819
Northwest | Chemicals | Peak | May | Process Heat | MW | 37.2172 | 41.5304 | 43.0197 | 41.293 | 47.3319 | 35.8636 | 32.7693 | 33.8299 | 38.0619 | 35.7428 | 36.5754 | 35.516 | 37.9876 | 41.3192 | 40.1252 | 31.1833 | 31.4091 | 30.4267 | 29.1953 | 34.3456 | 34.2246 | 28.2453 | 27.8986 | 29.1582 | 27.7431 | 27.7431 | 28.382 | 45.125 | 52.4776 | 56.9508 | 60.4015 | 63.8475 | 67.2877 | 70.721 | 73.1965 | 76.2342 | 79.5112 | 82.9377 | 86.3806 | 89.8183 | 93.2423 | 96.6489 | 100.0367 | 103.405 | 106.7533 | 110.0813 | 113.3887 | 116.6752 | 119.9405 | 123.1843
Northwest | Chemicals | Peak | May | Motors | MW | 86.1663 | 92.775 | 89.6876 | 87.4527 | 103.2539 | 79.8372 | 78.2156 | 86.0112 | 98.2879 | 90.5683 | 90.2434 | 85.3224 | 89.226 | 94.2465 | 100.4321 | 107.7372 | 103.0275 | 99.1197 | 100.6865 | 114.1843 | 113.708 | 100.6012 | 90.5304 | 89.6448 | 96.4674 | 94.5407 | 96.5475 | 127.663 | 118.1539 | 129.3419 | 138.2912 | 147.2875 | 156.3239 | 165.3942 | 172.507 | 180.8378 | 189.65 | 198.6168 | 207.6788 | 216.7869 | 225.9199 | 235.068 | 244.2259 | 253.3903 | 262.5589 | 271.7299 | 280.9015 | 290.0725 | 299.2414 | 308.4072
Northwest | Chemicals | Peak | May | Other Subs | MW | 27.9661 | 30.3519 | 29.3842 | 29.2562 | 36.1498 | 28.406 | 28.7305 | 32.4151 | 36.5988 | 34.9402 | 34.6276 | 33.6661 | 33.9868 | 35.9002 | 39.3208 | 43.7373 | 40.6747 | 39.2538 | 40.1435 | 45.181 | 48.8245 | 44.2889 | 41.9276 | 40.4653 | 42.9355 | 42.9389 | 44.8537 | 69.8451 | 65.4839 | 72.626 | 78.4554 | 84.242 | 89.9842 | 95.6808 | 100.061 | 105.1595 | 110.5071 | 115.8988 | 121.2898 | 126.651 | 131.9707 | 137.2444 | 142.4704 | 147.6481 | 152.7774 | 157.8585 | 162.8917 | 167.8773 | 172.8157 | 177.7072
Northwest | Chemicals | Peak | May | Miscellaneous | MW | 80.4486 | 90.1902 | 94.2675 | 89.2798 | 101.5806 | 74.7811 | 65.8933 | 66.4345 | 74.2531 | 69.234 | 71.2338 | 69.9661 | 76.6805 | 84.6782 | 78.5081 | 53.606 | 55.3958 | 53.9621 | 50.5202 | 60.6639 | 60.1435 | 46.7884 | 47.0674 | 53.3315 | 47.0326 | 47.7331 | 48.9086 | 77.3938 | 71.2229 | 77.3332 | 82.1184 | 86.9537 | 91.8322 | 96.7484 | 100.5272 | 105.0375 | 109.8388 | 114.7256 | 119.6851 | 124.6868 | 129.717 | 134.7685 | 139.8372 | 144.9202 | 150.0153 | 155.1205 | 160.2344 | 165.3554 | 170.4821 | 175.6134
Northwest | Chemicals | Peak | June | Process Heat | MW | 37.8337 | 42.0176 | 44.0604 | 42.6485 | 47.0667 | 36.0001 | 32.1706 | 34.6934 | 37.1276 | 35.2702 | 32.727 | 31.1018 | 35.4075 | 39.1356 | 40.0889 | 28.8839 | 29.6362 | 29.6127 | 29.8255 | 32.9892 | 33.248 | 25.0531 | 27.1245 | 25.0045 | 24.5991 | 24.8675 | 25.6815 | 40.6967 | 47.3357 | 51.3776 | 54.4972 | 57.6125 | 60.7226 | 63.8265 | 66.0508 | 68.7917 | 71.7517 | 74.8465 | 77.9569 | 81.0631 | 84.1572 | 87.2358 | 90.2976 | 93.342 | 96.3684 | 99.3767 | 102.3664 | 105.3373 | 108.2892 | 111.2217
Northwest | Chemicals | Peak | June | Motors | MW | 87.1465 | 93.5971 | 91.6213 | 90.1213 | 102.5447 | 79.8983 | 76.1954 | 87.7672 | 95.3918 | 88.8546 | 80.0414 | 74.1602 | 82.7935 | 89.0061 | 99.8416 | 100.1778 | 97.3775 | 96.5943 | 103.2179 | 109.8848 | 110.5887 | 89.3077 | 88.1687 | 76.9617 | 85.6032 | 84.8022 | 87.3806 | 114.8996 | 106.3517 | 116.4474 | 124.528 | 132.6511 | 140.8103 | 149.0001 | 155.3913 | 162.9007 | 170.8527 | 178.9484 | 187.131 | 195.3556 | 203.6028 | 211.8634 | 220.1329 | 228.4081 | 236.687 | 244.968 | 253.2495 | 261.5303 | 269.8092 | 278.0851
Northwest | Chemicals | Peak | June | Other Subs | MW | 28.3111 | 30.6217 | 30.0458 | 30.1577 | 35.8932 | 28.4388 | 27.945 | 33.055 | 35.5103 | 34.2225 | 30.6369 | 29.2057 | 31.4985 | 33.8861 | 39.0834 | 40.7175 | 38.4662 | 38.2841 | 41.1626 | 43.5134 | 47.5047 | 39.3072 | 40.8209 | 34.7433 | 38.1066 | 38.5322 | 40.623 | 62.9653 | 59.0108 | 65.4637 | 70.7334 | 75.9642 | 81.1547 | 86.3039 | 90.2445 | 94.8456 | 99.6763 | 104.5492 | 109.4222 | 114.2685 | 119.0773 | 123.8445 | 128.5685 | 133.2487 | 137.8852 | 142.478 | 147.0274 | 151.5337 | 155.9973 | 160.4184
Northwest | Chemicals | Peak | June | Miscellaneous | MW | 81.9278 | 91.3561 | 96.6491 | 92.3055 | 101.1337 | 75.1901 | 64.9422 | 68.3235 | 72.646 | 68.5609 | 64.0395 | 61.512 | 71.6456 | 80.3484 | 78.665 | 49.6199 | 52.2998 | 52.5508 | 51.6083 | 58.3045 | 58.4472 | 41.5179 | 45.7635 | 45.747 | 41.7248 | 42.8226 | 44.2993 | 69.7404 | 64.1837 | 69.7007 | 74.0238 | 78.3923 | 82.7999 | 87.2417 | 90.6383 | 94.7064 | 99.042 | 103.4579 | 107.9399 | 112.4603 | 117.0062 | 121.5714 | 126.152 | 130.7454 | 135.3497 | 139.9631 | 144.5842 | 149.2116 | 153.8443 | 158.481
Northwest | Chemicals | Peak | July | Process Heat | MW | 39.6051 | 44.1756 | 46.8121 | 45.3949 | 48.8812 | 37.3794 | 33.1303 | 36.9482 | 38.1161 | 36.7049 | 35.8203 | 32.5096 | 39.8633 | 41.7543 | 41.542 | 28.6398 | 29.8599 | 31.1778 | 31.1545 | 36.8779 | 34.6893 | 28.6407 | 27.4541 | 29.8851 | 27.7272 | 27.8875 | 29.7125 | 47.0093 | 54.7987 | 59.4868 | 63.107 | 66.7223 | 70.3315 | 73.9335 | 76.5006 | 79.6757 | 83.1084 | 86.6984 | 90.3072 | 93.9114 | 97.5016 | 101.074 | 104.6271 | 108.1599 | 111.6719 | 115.1629 | 118.6324 | 122.0802 | 125.5058 | 128.909
Northwest | Chemicals | Peak | July | Motors | MW | 90.7331 | 98.1243 | 97.1368 | 95.7736 | 106.3829 | 82.7471 | 77.9829 | 93.2179 | 97.602 | 92.1074 | 87.1327 | 77.1281 | 92.8785 | 94.782 | 103.1535 | 99.5555 | 98.211 | 101.8053 | 108.1027 | 123.0065 | 115.5717 | 102.1976 | 89.4315 | 92.1582 | 96.6369 | 95.2058 | 101.1718 | 132.2325 | 122.4062 | 134.0567 | 143.388 | 152.768 | 162.1895 | 171.6461 | 178.9855 | 187.6401 | 196.8152 | 206.1601 | 215.6067 | 225.1022 | 234.624 | 244.1613 | 253.7086 | 263.2626 | 272.8208 | 282.3812 | 291.9422 | 301.5023 | 311.0602 | 320.6146
Northwest | Chemicals | Peak | July | Other Subs | MW | 29.4763 | 32.0889 | 31.8599 | 32.0413 | 37.2065 | 29.4413 | 28.5419 | 35.0637 | 36.2824 | 35.4079 | 33.276 | 30.3316 | 35.2639 | 36.0506 | 40.3352 | 40.4745 | 38.7666 | 40.3278 | 43.0687 | 48.6775 | 49.6362 | 44.9586 | 41.378 | 41.5754 | 42.9974 | 43.2648 | 47.0495 | 72.5509 | 68.0054 | 75.4623 | 81.5554 | 87.6033 | 93.6044 | 99.5576 | 104.0894 | 109.399 | 114.9799 | 120.6117 | 126.2444 | 131.8465 | 137.4052 | 142.9158 | 148.3764 | 153.7863 | 159.1454 | 164.454 | 169.7123 | 174.9208 | 180.0797 | 185.1894
Northwest | Chemicals | Peak | July | Miscellaneous | MW | 85.9156 | 96.158 | 102.7758 | 98.3228 | 105.1535 | 78.1903 | 67.0933 | 72.8874 | 74.7439 | 71.5277 | 70.3012 | 64.4648 | 80.828 | 85.8315 | 81.6707 | 49.1926 | 52.7238 | 55.3661 | 53.9154 | 65.2098 | 61.0084 | 47.4887 | 46.325 | 54.709 | 47.0506 | 48.0642 | 51.3072 | 80.3439 | 73.9453 | 80.3135 | 85.3065 | 90.3519 | 95.4425 | 100.5726 | 104.4721 | 109.1612 | 114.165 | 119.2637 | 124.4397 | 129.6603 | 134.9107 | 140.1832 | 145.4736 | 150.7788 | 156.0965 | 161.4248 | 166.7619 | 172.1064 | 177.4568 | 182.812
Northwest | Chemicals | Peak | August | Process Heat | MW | 37.0033 | 41.2786 | 43.8099 | 42.4635 | 45.5591 | 34.7933 | 30.8168 | 34.4728 | 35.3933 | 34.143 | 33.3862 | 31.6949 | 36.8545 | 39.6529 | 38.5501 | 27.4196 | 27.9528 | 27.6283 | 29.9111 | 34.799 | 29.6537 | 25.5332 | 26.431 | 26.7398 | 26.7711 | 27.4441 | 28.9559 | 45.8404 | 53.531 | 58.1134 | 61.6525 | 65.1868 | 68.7151 | 72.2363 | 74.7433 | 77.8461 | 81.2016 | 84.7119 | 88.2405 | 91.7646 | 95.2749 | 98.7678 | 102.2416 | 105.6956 | 109.1292 | 112.5422 | 115.9341 | 119.3047 | 122.6537 | 125.9807
Northwest | Chemicals | Peak | August | Motors | MW | 84.6475 | 91.6086 | 90.8503 | 89.5323 | 99.1255 | 76.9777 | 72.432 | 86.8797 | 90.5475 | 85.577 | 81.0611 | 75.0755 | 85.7928 | 89.9702 | 95.6224 | 95.3864 | 91.9734 | 90.2419 | 103.8576 | 116.1198 | 98.8503 | 91.16 | 86.1782 | 82.5169 | 93.3855 | 93.7487 | 98.6461 | 128.6967 | 119.1354 | 130.4831 | 139.5735 | 148.7113 | 157.8893 | 167.1014 | 174.2385 | 182.6641 | 191.5995 | 200.7005 | 209.9012 | 219.1497 | 228.4238 | 237.7131 | 247.0122 | 256.3178 | 265.6274 | 274.9393 | 284.2516 | 293.5631 | 302.8725 | 312.1784
Northwest | Chemicals | Peak | August | Other Subs | MW | 27.502 | 29.9585 | 29.8024 | 29.9548 | 34.6665 | 27.3913 | 26.5023 | 32.675 | 33.6539 | 32.8871 | 30.9411 | 29.5121 | 32.5657 | 34.2178 | 37.3801 | 38.7817 | 36.3024 | 35.7459 | 41.3727 | 45.9485 | 42.4419 | 40.0796 | 39.8517 | 37.2174 | 41.5343 | 42.5946 | 45.8685 | 70.6138 | 66.2142 | 73.4804 | 79.4187 | 85.3128 | 91.1614 | 96.9631 | 101.3721 | 106.5435 | 111.9809 | 117.4683 | 122.9567 | 128.4153 | 133.8317 | 139.2011 | 144.5218 | 149.793 | 155.0148 | 160.1873 | 165.3107 | 170.3855 | 175.4119 | 180.3905
Northwest | Chemicals | Peak | August | Miscellaneous | MW | 80.3109 | 89.8848 | 96.2091 | 92.0003 | 98.0325 | 72.8031 | 62.4533 | 68.0448 | 69.4433 | 66.5827 | 65.588 | 62.9013 | 74.7624 | 81.535 | 75.8381 | 47.0947 | 49.3647 | 49.0715 | 51.7643 | 61.5426 | 52.1597 | 42.3522 | 44.6035 | 48.9617 | 45.4351 | 47.3111 | 50.0166 | 78.2077 | 71.9791 | 78.1809 | 83.0441 | 87.9582 | 92.9164 | 97.9129 | 101.7033 | 106.2673 | 111.1393 | 116.1036 | 121.1437 | 126.2274 | 131.3402 | 136.4747 | 141.6267 | 146.7931 | 151.9718 | 157.1608 | 162.3585 | 167.5634 | 172.7741 | 177.9895
Northwest | Chemicals | Peak | September | Process Heat | MW | 36.6611 | 40.815 | 42.4999 | 41.0411 | 45.8769 | 35.0065 | 31.6042 | 33.6259 | 36.6846 | 34.6634 | 34.1339 | 32.1566 | 39.284 | 39.2937 | 37.5136 | 27.5893 | 27.7801 | 31.5817 | 28.73 | 33.5862 | 32.3412 | 26.6139 | 25.7461 | 28.12 | 25.9271 | 29.3791 | 28.32 | 44.9102 | 52.2226 | 56.6796 | 60.1191 | 63.5538 | 66.9828 | 70.4049 | 72.8613 | 75.8848 | 79.149 | 82.5618 | 85.9916 | 89.4167 | 92.8283 | 96.2228 | 99.5988 | 102.9555 | 106.2924 | 109.6091 | 112.9055 | 116.1811 | 119.4356 | 122.6688
Northwest | Chemicals | Peak | September | Motors | MW | 84.6852 | 91.0476 | 88.4876 | 86.8415 | 100.0068 | 77.8007 | 75.161 | 85.3105 | 94.498 | 87.5662 | 83.8272 | 76.9759 | 92.0481 | 89.4833 | 93.6214 | 95.606 | 91.2503 | 102.9938 | 99.3606 | 111.8245 | 107.5744 | 94.8467 | 83.667 | 86.5361 | 90.2244 | 100.1536 | 96.3464 | 126.8893 | 117.4463 | 128.5874 | 137.5032 | 146.4659 | 155.4684 | 164.5046 | 171.5664 | 179.8559 | 188.6315 | 197.5644 | 206.5929 | 215.6676 | 224.7672 | 233.8817 | 243.006 | 252.1366 | 261.2713 | 270.4083 | 279.5459 | 288.6828 | 297.8176 | 306.9492
Northwest | Chemicals | Peak | September | Other Subs | MW | 27.5043 | 29.7918 | 29.013 | 29.0614 | 35.0132 | 27.6987 | 27.5911 | 32.151 | 35.1893 | 33.7622 | 32.1339 | 30.3482 | 35.0517 | 34.0905 | 36.6562 | 38.8382 | 36.0395 | 40.8059 | 39.6158 | 44.2618 | 46.2121 | 41.7689 | 38.7539 | 39.0604 | 40.1516 | 45.5045 | 44.7845 | 69.5077 | 65.1454 | 72.2639 | 78.0763 | 83.8459 | 89.5711 | 95.2507 | 99.6031 | 104.6805 | 110.0099 | 115.3851 | 120.7602 | 126.1057 | 131.41 | 136.6683 | 141.879 | 147.0414 | 152.1556 | 157.2217 | 162.2399 | 167.2107 | 172.1342 | 177.0111
Northwest | Chemicals | Peak | September | Miscellaneous | MW | 79.3126 | 88.69 | 93.1773 | 88.7709 | 98.5237 | 73.0542 | 63.6668 | 66.1104 | 71.6675 | 67.2657 | 66.6427 | 63.4676 | 79.3974 | 80.6034 | 73.5215 | 47.4095 | 49.0196 | 56.0411 | 49.7144 | 59.3518 | 56.8535 | 44.0935 | 43.4335 | 51.4457 | 43.9675 | 50.5772 | 48.8368 | 76.9937 | 70.858 | 76.9455 | 81.715 | 86.5343 | 91.3969 | 96.2972 | 100.05 | 104.5403 | 109.3242 | 114.1959 | 119.1404 | 124.1271 | 129.1421 | 134.1782 | 139.2314 | 144.2988 | 149.3782 | 154.4676 | 159.5656 | 164.6705 | 169.7812 | 174.8965
Northwest | Chemicals | Peak | October | Process Heat | MW | 41.7505 | 46.882 | 48.4633 | 46.144 | 53.249 | 40.2247 | 37.1141 | 37.812 | 43.101 | 40.5404 | 36.3607 | 35.5951 | 40.3141 | 40.1492 | 39.2826 | 29.7125 | 32.8634 | 32.8202 | 30.7338 | 33.1365 | 40.3067 | 31.1646 | 29.4389 | 31.5371 | 28.1878 | 30.7453 | 30.9654 | 49.1119 | 57.0431 | 61.9084 | 65.6622 | 69.4109 | 73.1533 | 76.8883 | 79.5735 | 82.8751 | 86.4384 | 90.1632 | 93.9065 | 97.6445 | 101.3678 | 105.0725 | 108.7569 | 112.4203 | 116.0621 | 119.682 | 123.2796 | 126.8545 | 130.4065 | 133.9352
Northwest | Chemicals | Peak | October | Motors | MW | 96.5592 | 104.697 | 101.0375 | 97.7158 | 116.1774 | 89.5697 | 88.6444 | 96.2591 | 111.4928 | 102.8936 | 90.0228 | 85.6597 | 94.7934 | 91.6632 | 98.5086 | 102.3408 | 107.6452 | 106.8154 | 105.7519 | 110.0625 | 133.9784 | 111.0201 | 95.5507 | 96.9887 | 98.0174 | 104.7365 | 105.3089 | 138.9724 | 128.6267 | 140.8178 | 150.5719 | 160.3774 | 170.2265 | 180.1127 | 187.853 | 196.9281 | 206.5316 | 216.3063 | 226.1851 | 236.1142 | 246.0705 | 256.0431 | 266.0263 | 276.0166 | 286.0114 | 296.0087 | 306.0066 | 316.0038 | 325.9987 | 335.9901
Northwest | Chemicals | Peak | October | Other Subs | MW | 31.3233 | 34.2341 | 33.0775 | 32.6689 | 40.6485 | 31.8421 | 32.5388 | 36.2334 | 41.4538 | 39.6599 | 34.5296 | 33.8039 | 36.0578 | 34.8675 | 38.4947 | 41.4901 | 42.4103 | 42.2256 | 42.0852 | 43.4586 | 57.5405 | 48.8938 | 44.2473 | 43.7907 | 43.6298 | 47.5882 | 48.9495 | 76.1052 | 71.3167 | 79.1025 | 85.4586 | 91.768 | 98.0289 | 104.24 | 109.0083 | 114.5643 | 120.3939 | 126.273 | 132.1518 | 137.9981 | 143.7993 | 149.5502 | 155.2491 | 160.8954 | 166.4888 | 172.0297 | 177.5183 | 182.955 | 188.3401 | 193.6742
Northwest | Chemicals | Peak | October | Miscellaneous | MW | 90.2736 | 101.8207 | 106.1987 | 99.7761 | 114.2801 | 83.8744 | 74.6125 | 74.2193 | 84.0231 | 78.4639 | 70.698 | 70.0578 | 81.3464 | 82.2467 | 76.8005 | 51.1146 | 57.9497 | 58.1928 | 53.197 | 58.5145 | 70.8418 | 51.6238 | 49.6673 | 57.685 | 47.791 | 52.9054 | 53.3798 | 84.3014 | 77.5827 | 84.244 | 89.462 | 94.7347 | 100.0547 | 105.416 | 109.5302 | 114.4463 | 119.6817 | 125.0126 | 130.4229 | 135.8791 | 141.3662 | 146.8764 | 152.4053 | 157.9496 | 163.507 | 169.0754 | 174.6531 | 180.2385 | 185.8302 | 191.4267
Northwest | Chemicals | Peak | November | Process Heat | MW | 46.7687 | 52.5473 | 54.3434 | 51.776 | 59.67 | 45.0967 | 41.6099 | 42.4226 | 48.2763 | 45.4351 | 41.7652 | 39.4496 | 44.86 | 45.3389 | 49.0161 | 36.3342 | 34.9353 | 38.0289 | 38.909 | 43.7657 | 45.2994 | 35.7953 | 31.1711 | 32.5217 | 38.3865 | 33.3542 | 33.9429 | 53.919 | 62.6487 | 67.9889 | 72.1083 | 76.2222 | 80.3291 | 84.4278 | 87.3817 | 91.0076 | 94.9193 | 99.0088 | 103.1181 | 107.2213 | 111.3082 | 115.3745 | 119.4185 | 123.4392 | 127.4361 | 131.4089 | 135.3572 | 139.2805 | 143.1785 | 147.051
Northwest | Chemicals | Peak | November | Motors | MW | 108.1918 | 117.3515 | 113.2833 | 109.6356 | 130.1781 | 100.4029 | 99.3807 | 107.9265 | 124.8066 | 115.2493 | 103.2878 | 94.8924 | 105.4365 | 103.4752 | 122.8007 | 125.3247 | 114.5013 | 123.8205 | 134.0146 | 145.4341 | 150.453 | 127.4478 | 101.0697 | 99.9516 | 133.4263 | 113.6041 | 115.4379 | 152.6393 | 141.2709 | 154.6484 | 165.3492 | 176.1064 | 186.9114 | 197.7572 | 206.2629 | 216.2246 | 226.7623 | 237.4854 | 248.3223 | 259.2144 | 270.1362 | 281.0759 | 292.0273 | 302.9866 | 313.9508 | 324.9179 | 335.8857 | 346.8527 | 357.8173 | 368.778
Northwest | Chemicals | Peak | November | Other Subs | MW | 35.103 | 38.3834 | 37.1025 | 36.6675 | 45.5621 | 35.7137 | 36.4948 | 40.6519 | 46.4337 | 44.4475 | 39.6338 | 37.449 | 40.137 | 39.3903 | 48.0189 | 50.8375 | 45.1463 | 48.9836 | 53.3739 | 57.4761 | 64.5679 | 56.0771 | 46.7818 | 45.1077 | 59.3923 | 51.6099 | 53.6399 | 83.5314 | 78.2956 | 86.8353 | 93.8056 | 100.7247 | 107.5906 | 114.4021 | 119.6398 | 125.7363 | 132.1307 | 138.5781 | 145.0247 | 151.4357 | 157.7972 | 164.1036 | 170.353 | 176.5446 | 182.6783 | 188.7545 | 194.7734 | 200.7353 | 206.6408 | 212.4903
Northwest | Chemicals | Peak | November | Miscellaneous | MW | 101.1181 | 114.1268 | 119.0877 | 111.9554 | 128.0598 | 94.0319 | 83.6472 | 83.2883 | 94.133 | 87.9593 | 81.2469 | 77.663 | 90.5303 | 92.8898 | 95.872 | 62.4866 | 61.6096 | 67.4366 | 67.3398 | 77.2937 | 79.596 | 59.2941 | 52.5961 | 59.4804 | 65.0695 | 57.3805 | 58.4917 | 92.5471 | 85.1689 | 92.4763 | 98.1992 | 103.9819 | 109.8165 | 115.6962 | 120.2162 | 125.6108 | 131.3535 | 137.1991 | 143.1316 | 149.1145 | 155.1313 | 161.1735 | 167.2363 | 173.3161 | 179.4103 | 185.5166 | 191.6332 | 197.7582 | 203.8901 | 210.0275
Northwest | Chemicals | Peak | December | Process Heat | MW | 45.722 | 51.442 | 52.9527 | 50.2847 | 58.5019 | 44.161 | 41.0437 | 41.569 | 47.7945 | 44.9142 | 42.9403 | 40.1882 | 53.786 | 45.3959 | 46.6477 | 34.5259 | 32.3502 | 37.0458 | 35.5467 | 44.9259 | 40.3937 | 34.4464 | 37.0482 | 41.358 | 32.7117 | 34.8297 | 34.2767 | 54.5498 | 63.4259 | 68.8292 | 72.9967 | 77.1585 | 81.3133 | 85.4597 | 88.4553 | 92.1263 | 96.0851 | 100.2244 | 104.3833 | 108.5358 | 112.6714 | 116.7861 | 120.8779 | 124.9462 | 128.9902 | 133.0097 | 137.0042 | 140.9735 | 144.9171 | 148.8347
Northwest | Chemicals | Peak | December | Motors | MW | 105.9389 | 114.9952 | 110.4683 | 106.563 | 127.6778 | 98.3982 | 98.3024 | 105.9762 | 123.8217 | 114.2078 | 106.6593 | 97.005 | 126.6041 | 103.6752 | 117.1106 | 118.8582 | 105.9274 | 120.5376 | 122.2512 | 149.1808 | 134.03 | 122.5416 | 119.9239 | 127.0117 | 113.7179 | 118.6356 | 116.5869 | 154.4465 | 142.938 | 156.4615 | 167.2768 | 178.149 | 189.0696 | 200.0313 | 208.6413 | 218.7148 | 229.3669 | 240.2039 | 251.1554 | 262.1626 | 273.2 | 284.2554 | 295.3229 | 306.3982 | 317.4786 | 328.562 | 339.6461 | 350.7295 | 361.8105 | 372.8877
Northwest | Chemicals | Peak | December | Other Subs | MW | 34.3559 | 37.6039 | 36.1623 | 35.6291 | 44.6783 | 34.9843 | 36.105 | 39.9066 | 46.0535 | 44.0563 | 40.9612 | 38.315 | 48.1839 | 39.4516 | 45.783 | 48.1817 | 41.7384 | 47.6509 | 48.653 | 58.903 | 57.4638 | 53.8279 | 55.4243 | 57.2384 | 50.5824 | 53.8738 | 54.1526 | 84.4559 | 79.1894 | 87.8189 | 94.8612 | 101.8517 | 108.7887 | 115.6706 | 120.9705 | 127.1333 | 133.5951 | 140.109 | 146.6218 | 153.0985 | 159.5251 | 165.8961 | 172.2096 | 178.4647 | 184.6614 | 190.7999 | 196.8805 | 202.9037 | 208.8698 | 214.7794
Northwest | Chemicals | Peak | December | Miscellaneous | MW | 98.7976 | 111.6785 | 116.0048 | 108.6918 | 125.5146 | 92.0464 | 82.3958 | 81.5234 | 93.0845 | 86.8254 | 83.3397 | 78.9713 | 108.4648 | 92.9727 | 91.1332 | 59.3985 | 57.0354 | 65.6755 | 61.5276 | 79.3257 | 70.9535 | 57.0625 | 62.5366 | 75.6442 | 55.4245 | 59.8987 | 59.0468 | 93.5952 | 86.131 | 93.5156 | 99.2977 | 105.1401 | 111.0349 | 116.9752 | 121.549 | 127.002 | 132.8045 | 138.7091 | 144.7013 | 150.7445 | 156.822 | 162.9254 | 169.0495 | 175.191 | 181.3471 | 187.5156 | 193.6944 | 199.8818 | 206.0763 | 212.2763
Northwest | Petroleum Products | Peak | January | Process Heat | MW | 49.2772 | 51.1861 | 49.7841 | 57.2399 | 64.1967 | 56.8426 | 50.0134 | 46.2727 | 48.4798 | 43.5594 | 39.096 | 32.4212 | 45.5035 | 43.1542 | 41.6747 | 24.9383 | 22.6022 | 24.767 | 30.4678 | 33.7441 | 25.7643 | 30.2692 | 26.7831 | 29.8812 | 22.7937 | 28.1481 | 28.2531 | 39.8136 | 46.1137 | 47.5887 | 48.1697 | 48.7559 | 49.3502 | 49.9549 | 50.5713 | 51.2005 | 51.8431 | 52.4993 | 53.1689 | 53.8515 | 54.5468 | 55.2538 | 55.972 | 56.7002 | 57.4377 | 58.1835 | 58.9365 | 59.6958 | 60.4603 | 61.2292
Northwest | Petroleum Products | Peak | January | Motors | MW | 95.6127 | 99.9144 | 93.0718 | 107.7723 | 126.9482 | 114.8766 | 98.2791 | 99.7072 | 107.3586 | 90.9034 | 73.5976 | 56.0986 | 92.7357 | 88.3064 | 89.7264 | 86.3199 | 72.2873 | 78.1529 | 105.9568 | 111.2177 | 88.4799 | 107.9533 | 91.3444 | 92.0081 | 89.0487 | 101.2228 | 100.303 | 138.6711 | 127.934 | 132.7381 | 135.1128 | 137.538 | 140.0097 | 142.5242 | 145.0778 | 147.6672 | 150.2892 | 152.9411 | 155.6201 | 158.3236 | 161.0493 | 163.7952 | 166.5591 | 169.3391 | 172.1337 | 174.9412 | 177.7601 | 180.5892 | 183.4271 | 186.2729
Northwest | Petroleum Products | Peak | January | Other Subs | MW | 30.6273 | 31.8819 | 30.2008 | 35.4163 | 43.8535 | 39.2862 | 33.1153 | 34.398 | 36.2039 | 31.1484 | 23.6518 | 20.1755 | 31.4189 | 31.315 | 30.4398 | 34.2829 | 25.6038 | 28.4425 | 39.2375 | 39.9432 | 34.6742 | 39.526 | 36.2161 | 38.5671 | 36.249 | 44.5774 | 45.4425 | 55.6591 | 53.4398 | 55.9193 | 57.3303 | 58.7119 | 60.0654 | 61.392 | 62.6926 | 63.9685 | 65.2204 | 66.4493 | 67.6561 | 68.8414 | 70.0063 | 71.1512 | 72.2769 | 73.3842 | 74.4735 | 75.5456 | 76.601 | 77.6403 | 78.6639 | 79.6725
Northwest | Petroleum Products | Peak | January | Miscellaneous | MW | 107.6708 | 111.4158 | 109.0249 | 125.0868 | 138.7854 | 121.5386 | 107.4585 | 96.8361 | 100.1986 | 91.2604 | 84.61 | 71.5787 | 96.153 | 90.8434 | 86.7339 | 42.8092 | 40.5273 | 44.471 | 52.0236 | 59.4951 | 45.0205 | 52.5259 | 45.9381 | 55.3594 | 37.2759 | 47.8228 | 48.5587 | 87.1399 | 79.7802 | 82.3894 | 83.5124 | 84.6936 | 85.9284 | 87.2128 | 88.5427 | 89.9144 | 91.3245 | 92.7697 | 94.2472 | 95.754 | 97.2878 | 98.846 | 100.4266 | 102.0274 | 103.6467 | 105.2827 | 106.9339 | 108.5987 | 110.2758 | 111.9641
Northwest | Petroleum Products | Peak | February | Process Heat | MW | 50.8277 | 52.8 | 51.3502 | 59.1233 | 66.316 | 58.6763 | 51.6271 | 47.7574 | 50.0908 | 44.9724 | 40.8263 | 31.5601 | 42.4983 | 45.2817 | 41.2109 | 25.6692 | 22.5031 | 27.3749 | 27.2958 | 33.4563 | 30.5763 | 29.8408 | 25.1222 | 29.4292 | 24.0463 | 29.8394 | 28.6231 | 40.2634 | 46.5664 | 48.0581 | 48.647 | 49.2413 | 49.8438 | 50.4567 | 51.0816 | 51.7194 | 52.3707 | 53.0358 | 53.7144 | 54.4063 | 55.1109 | 55.8275 | 56.5552 | 57.2932 | 58.0406 | 58.7963 | 59.5593 | 60.3286 | 61.1033 | 61.8823
Northwest | Petroleum Products | Peak | February | Motors | MW | 98.5727 | 103.0093 | 95.9571 | 111.2651 | 131.095 | 118.5195 | 101.3791 | 102.8017 | 110.8109 | 93.7735 | 76.7593 | 54.6075 | 86.5316 | 92.6183 | 88.6411 | 88.9783 | 72.0036 | 86.4047 | 94.9948 | 110.275 | 104.9075 | 106.4264 | 85.7752 | 90.6491 | 93.7855 | 107.22 | 101.5389 | 140.2787 | 129.4184 | 134.2856 | 136.6949 | 139.1552 | 141.6622 | 144.2123 | 146.8018 | 149.4274 | 152.0858 | 154.7742 | 157.4899 | 160.2303 | 162.9931 | 165.776 | 168.5771 | 171.3945 | 174.2264 | 177.0713 | 179.9277 | 182.7943 | 185.6698 | 188.5531
Northwest | Petroleum Products | Peak | February | Other Subs | MW | 31.6026 | 32.8981 | 31.1573 | 36.5883 | 45.3162 | 40.5707 | 34.1996 | 35.5175 | 37.4227 | 32.1767 | 24.7046 | 19.6478 | 29.3592 | 32.8822 | 30.1204 | 35.4037 | 25.5729 | 31.5212 | 35.2761 | 39.7147 | 41.3247 | 39.2702 | 34.2311 | 38.1511 | 38.25 | 47.2597 | 46.0413 | 56.3396 | 54.0434 | 56.5532 | 57.9824 | 59.3818 | 60.7527 | 62.0963 | 63.4137 | 64.7059 | 65.9739 | 67.2186 | 68.4408 | 69.6413 | 70.821 | 71.9806 | 73.1207 | 74.2421 | 75.3453 | 76.4311 | 77.4999 | 78.5524 | 79.5891 | 80.6104
Northwest | Petroleum Products | Peak | February | Miscellaneous | MW | 111.0778 | 114.951 | 112.4681 | 129.2207 | 143.3814 | 125.4735 | 110.9427 | 99.9669 | 103.5564 | 94.2406 | 88.3805 | 69.6769 | 89.8241 | 95.3329 | 85.7892 | 44.0216 | 40.3403 | 49.1458 | 46.5856 | 58.9828 | 53.4253 | 51.7075 | 43.0301 | 54.4942 | 39.3508 | 50.7111 | 49.2085 | 88.2303 | 80.7828 | 83.431 | 84.574 | 85.7756 | 87.0314 | 88.337 | 89.6885 | 91.0822 | 92.5145 | 93.9822 | 95.4823 | 97.0121 | 98.569 | 100.1505 | 101.7545 | 103.3789 | 105.0219 | 106.6818 | 108.3568 | 110.0457 | 111.7469 | 113.4592
Northwest | Petroleum Products | Peak | March | Process Heat | MW | 42.3249 | 43.968 | 42.7526 | 49.2553 | 55.1922 | 48.8858 | 42.9617 | 39.8332 | 41.7212 | 37.4602 | 31.2487 | 26.8541 | 39.5941 | 39.7773 | 36.2429 | 20.8206 | 20.3692 | 22.2543 | 23.0293 | 25.9529 | 25.0158 | 24.9939 | 21.6559 | 27.5093 | 21.3735 | 23.7658 | 25.9064 | 36.4188 | 42.0948 | 43.444 | 43.9773 | 44.5153 | 45.0607 | 45.6156 | 46.1813 | 46.7587 | 47.3484 | 47.9505 | 48.5648 | 49.1912 | 49.829 | 50.4777 | 51.1365 | 51.8046 | 52.4811 | 53.1652 | 53.8559 | 54.5523 | 55.2535 | 55.9586
Northwest | Petroleum Products | Peak | March | Motors | MW | 82.0858 | 85.7982 | 79.9043 | 92.7153 | 109.119 | 98.7671 | 84.395 | 85.7874 | 92.3374 | 78.14 | 58.7807 | 46.4674 | 80.6512 | 81.3718 | 77.9804 | 72.1398 | 65.1679 | 70.2364 | 80.1249 | 85.5411 | 85.8421 | 89.1415 | 73.93 | 84.7327 | 83.3624 | 85.3679 | 91.8743 | 126.8993 | 117.0755 | 121.4812 | 123.6634 | 125.8916 | 128.162 | 130.4713 | 132.8162 | 135.1936 | 137.6008 | 140.0349 | 142.4937 | 144.9748 | 147.4761 | 149.9956 | 152.5315 | 155.0821 | 157.6458 | 160.2212 | 162.807 | 165.402 | 168.005 | 170.6151
Northwest | Petroleum Products | Peak | March | Other Subs | MW | 26.3152 | 27.3916 | 25.9388 | 30.4791 | 37.7101 | 33.7951 | 28.4533 | 29.6186 | 31.1648 | 26.7958 | 18.9082 | 16.7183 | 27.3476 | 28.8786 | 26.4845 | 28.6878 | 23.1287 | 25.6034 | 29.7234 | 30.7744 | 33.7903 | 32.8313 | 29.4718 | 35.6385 | 33.999 | 37.6421 | 41.6728 | 50.9791 | 48.8829 | 51.1539 | 52.4475 | 53.7141 | 54.9549 | 56.1709 | 57.3633 | 58.5328 | 59.6804 | 60.8069 | 61.9131 | 62.9997 | 64.0674 | 65.1168 | 66.1487 | 67.1636 | 68.1621 | 69.1447 | 70.112 | 71.0645 | 72.0027 | 72.9271
Northwest | Petroleum Products | Peak | March | Miscellaneous | MW | 92.4947 | 95.7151 | 93.6333 | 107.6457 | 119.3261 | 104.5321 | 92.3135 | 83.3695 | 86.2428 | 78.4907 | 67.6388 | 59.2862 | 83.6768 | 83.7409 | 75.441 | 35.7169 | 36.5171 | 39.9548 | 39.3108 | 45.7558 | 43.7102 | 43.3243 | 37.1014 | 50.9434 | 34.9772 | 40.3949 | 44.5434 | 79.8449 | 73.1069 | 75.5057 | 76.5422 | 77.6317 | 78.7701 | 79.9535 | 81.1784 | 82.4413 | 83.7392 | 85.069 | 86.4281 | 87.814 | 89.2243 | 90.6569 | 92.1098 | 93.5812 | 95.0693 | 96.5726 | 98.0896 | 99.6191 | 101.1598 | 102.7105
Northwest | Petroleum Products | Peak | April | Process Heat | MW | 42.3453 | 43.9095 | 42.6461 | 49.2748 | 55.1604 | 48.9371 | 42.825 | 40.072 | 41.816 | 37.5166 | 28.9157 | 27.511 | 39.2414 | 41.3012 | 37.473 | 22.2526 | 20.1078 | 23.8172 | 23.841 | 29.184 | 24.0111 | 24.8797 | 23.4238 | 25.1759 | 21.3695 | 24.0877 | 24.4254 | 34.2898 | 39.5876 | 40.8579 | 41.3609 | 41.8683 | 42.3828 | 42.9062 | 43.4398 | 43.9844 | 44.5406 | 45.1084 | 45.6878 | 46.2786 | 46.8801 | 47.4918 | 48.1131 | 48.7431 | 49.3811 | 50.0261 | 50.6774 | 51.3341 | 51.9953 | 52.6602
Northwest | Petroleum Products | Peak | April | Motors | MW | 82.073 | 85.6386 | 79.6702 | 92.7181 | 109.0189 | 98.8131 | 84.0645 | 86.2169 | 92.4057 | 78.1795 | 54.3173 | 47.6121 | 79.8366 | 84.4226 | 80.4777 | 77.2535 | 64.3789 | 75.1971 | 83.0244 | 96.196 | 82.35 | 88.7327 | 79.9987 | 77.5531 | 83.2986 | 86.4868 | 86.5685 | 119.5088 | 110.258 | 114.4122 | 116.4722 | 118.5752 | 120.718 | 122.8972 | 125.1098 | 127.3529 | 129.6239 | 131.9202 | 134.2397 | 136.58 | 138.9393 | 141.3157 | 143.7074 | 146.1129 | 148.5307 | 150.9595 | 153.398 | 155.845 | 158.2996 | 160.7608
Northwest | Petroleum Products | Peak | April | Other Subs | MW | 26.3436 | 27.3666 | 25.8802 | 30.4966 | 37.7018 | 33.8471 | 28.381 | 29.8122 | 31.2569 | 26.857 | 17.5062 | 17.1468 | 27.1243 | 30.0214 | 27.42 | 30.7995 | 22.9536 | 27.5136 | 30.9084 | 34.7341 | 32.5044 | 32.7672 | 31.9743 | 32.6544 | 33.995 | 38.1534 | 39.292 | 48.034 | 46.0249 | 48.1646 | 49.3841 | 50.578 | 51.7477 | 52.894 | 54.0179 | 55.1204 | 56.2022 | 57.264 | 58.3067 | 59.3309 | 60.3373 | 61.3265 | 62.2991 | 63.2557 | 64.1969 | 65.1231 | 66.0348 | 66.9326 | 67.8169 | 68.6882
Northwest | Petroleum Products | Peak | April | Miscellaneous | MW | 92.5599 | 95.606 | 93.4106 | 107.6992 | 119.2683 | 104.6539 | 92.0321 | 83.8867 | 86.4703 | 78.6268 | 62.6071 | 60.7303 | 82.9562 | 86.9661 | 78.0349 | 38.1214 | 36.0329 | 42.7496 | 40.6716 | 51.4464 | 41.9528 | 43.1046 | 40.1077 | 46.6159 | 34.9788 | 40.9488 | 42.0062 | 75.2501 | 68.9028 | 71.1678 | 72.1486 | 73.1792 | 74.2557 | 75.3745 | 76.5322 | 77.7256 | 78.9518 | 80.208 | 81.4917 | 82.8006 | 84.1323 | 85.485 | 86.8567 | 88.2458 | 89.6506 | 91.0696 | 92.5015 | 93.9451 | 95.3991 | 96.8626
Northwest | Petroleum Products | Peak | May | Process Heat | MW | 42.0426 | 43.3836 | 42.3161 | 49.2375 | 54.7598 | 48.7008 | 42.3332 | 39.8007 | 40.9509 | 36.8327 | 32.2103 | 28.4378 | 39.3574 | 43.3036 | 39.4966 | 22.4413 | 22.808 | 23.8757 | 23.8167 | 30.0621 | 26.1071 | 24.9592 | 22.5416 | 25.9659 | 22.3905 | 23.8843 | 24.9123 | 34.9918 | 40.4139 | 41.71 | 42.2228 | 42.7401 | 43.2647 | 43.7983 | 44.3422 | 44.8975 | 45.4645 | 46.0435 | 46.6343 | 47.2366 | 47.8499 | 48.4737 | 49.1071 | 49.7495 | 50.4 | 51.0578 | 51.7219 | 52.3915 | 53.0657 | 53.7437
Northwest | Petroleum Products | Peak | May | Motors | MW | 81.4111 | 84.5387 | 78.9666 | 92.5518 | 108.156 | 98.2514 | 82.9889 | 85.4194 | 90.1782 | 76.5912 | 60.279 | 49.1784 | 79.8789 | 88.3833 | 84.4799 | 78.1808 | 73.1253 | 75.4315 | 83.0717 | 99.1041 | 89.474 | 89.0107 | 77.0423 | 79.9988 | 87.1415 | 85.7517 | 88.3067 | 121.9436 | 112.5043 | 116.7411 | 118.8411 | 120.9851 | 123.1698 | 125.3917 | 127.6477 | 129.935 | 132.2507 | 134.5924 | 136.9576 | 139.3443 | 141.7503 | 144.1738 | 146.613 | 149.0663 | 151.5321 | 154.0091 | 156.4962 | 158.9919 | 161.4954 | 164.0056
Northwest | Petroleum Products | Peak | May | Other Subs | MW | 26.1669 | 27.0476 | 25.6869 | 30.4797 | 37.4463 | 33.7012 | 28.063 | 29.6302 | 30.6381 | 26.3848 | 19.4915 | 17.7217 | 27.2253 | 31.5288 | 28.9611 | 31.3035 | 26.2841 | 27.7743 | 31.1046 | 36.0262 | 35.442 | 33.0081 | 30.9367 | 33.7701 | 35.6219 | 37.8272 | 40.0699 | 49.0034 | 46.9654 | 49.148 | 50.3916 | 51.6091 | 52.8019 | 53.9709 | 55.1171 | 56.2414 | 57.3446 | 58.4275 | 59.4908 | 60.5353 | 61.5616 | 62.5704 | 63.5623 | 64.5378 | 65.4976 | 66.4422 | 67.372 | 68.2876 | 69.1894 | 70.078
Northwest | Petroleum Products | Peak | May | Miscellaneous | MW | 91.9258 | 94.489 | 92.7137 | 107.6486 | 118.4259 | 104.1689 | 91.0036 | 83.3682 | 84.7582 | 77.2367 | 69.8048 | 62.7865 | 83.2543 | 91.2169 | 82.3312 | 38.3536 | 40.8409 | 42.8366 | 40.5889 | 52.9842 | 45.6126 | 43.2068 | 38.5579 | 48.0619 | 36.6711 | 40.6025 | 42.8396 | 76.767 | 70.2907 | 72.5995 | 73.5985 | 74.6482 | 75.7449 | 76.8847 | 78.0643 | 79.2804 | 80.53 | 81.8102 | 83.1186 | 84.4526 | 85.81 | 87.1888 | 88.5871 | 90.0031 | 91.4351 | 92.8817 | 94.3415 | 95.8132 | 97.2957 | 98.7877
Northwest | Petroleum Products | Peak | June | Process Heat | MW | 46.5763 | 48.0827 | 47.2217 | 55.5813 | 59.8097 | 54.0373 | 46.5565 | 45.2058 | 44.079 | 40.4325 | 32.2521 | 27.8468 | 40.5573 | 45.3069 | 43.2806 | 22.8269 | 23.8188 | 25.6152 | 27.1996 | 31.9133 | 27.9044 | 24.3378 | 24.2105 | 24.5117 | 21.7983 | 23.5583 | 24.7512 | 34.5265 | 39.6421 | 40.921 | 41.4316 | 41.9467 | 42.469 | 43.0003 | 43.5419 | 44.0947 | 44.6591 | 45.2353 | 45.8232 | 46.4225 | 47.0327 | 47.6532 | 48.2832 | 48.9221 | 49.569 | 50.223 | 50.8833 | 51.549 | 52.2191 | 52.8931
Northwest | Petroleum Products | Peak | June | Motors | MW | 90.0257 | 93.6462 | 87.9229 | 104.3352 | 118.0682 | 108.8691 | 91.2476 | 96.9223 | 96.7779 | 83.9866 | 60.1864 | 48.1022 | 82.185 | 92.3521 | 92.1426 | 79.9499 | 76.4458 | 80.9795 | 94.9437 | 105.2256 | 95.5798 | 86.7957 | 82.7538 | 75.5217 | 84.6565 | 84.3707 | 87.4672 | 120.4618 | 111.142 | 115.3525 | 117.4513 | 119.593 | 121.7739 | 123.991 | 126.2412 | 128.5216 | 130.8296 | 133.1627 | 135.5186 | 137.8952 | 140.2906 | 142.7027 | 145.13 | 147.5709 | 150.0239 | 152.4876 | 154.961 | 157.4427 | 159.9318 | 162.4273
Northwest | Petroleum Products | Peak | June | Other Subs | MW | 29.0083 | 29.9729 | 28.6812 | 34.414 | 40.9075 | 37.4204 | 30.8318 | 33.6456 | 32.9913 | 28.9503 | 19.4907 | 17.3289 | 28.0546 | 33.0208 | 31.8006 | 32.221 | 27.6355 | 29.99 | 35.6249 | 38.4753 | 37.9791 | 32.212 | 33.2211 | 31.8784 | 34.6887 | 37.3183 | 39.8199 | 48.5282 | 46.339 | 48.5003 | 49.7348 | 50.9435 | 52.1275 | 53.2878 | 54.4255 | 55.5413 | 56.6362 | 57.7108 | 58.7661 | 59.8025 | 60.8209 | 61.8219 | 62.8061 | 63.774 | 64.7263 | 65.6634 | 66.5858 | 67.4942 | 68.3888 | 69.2703
Northwest | Petroleum Products | Peak | June | Miscellaneous | MW | 101.8984 | 104.741 | 103.5241 | 121.565 | 129.3716 | 115.6229 | 100.0965 | 94.7175 | 91.3075 | 84.8147 | 69.9493 | 61.5018 | 85.8308 | 95.4706 | 90.326 | 38.8719 | 42.6283 | 45.9407 | 46.3355 | 56.2386 | 48.7516 | 42.125 | 41.414 | 45.3711 | 35.7318 | 40.0855 | 42.6096 | 76.1119 | 69.7057 | 72.0162 | 73.0267 | 74.0867 | 75.1923 | 76.34 | 77.5263 | 78.7481 | 80.0024 | 81.2865 | 82.598 | 83.9343 | 85.2934 | 86.6732 | 88.0719 | 89.4878 | 90.9192 | 92.3647 | 93.823 | 95.2928 | 96.773 | 98.2625
Northwest | Petroleum Products | Peak | July | Process Heat | MW | 44.0799 | 45.7454 | 45.122 | 53.2592 | 56.2629 | 51.1135 | 44.1023 | 43.7185 | 41.1956 | 38.3929 | 32.3075 | 26.5269 | 41.6615 | 43.8254 | 40.6154 | 20.548 | 22.0177 | 24.7533 | 26.2977 | 32.625 | 26.5876 | 25.22 | 22.3917 | 26.9185 | 22.2642 | 23.9461 | 25.9427 | 36.0893 | 41.3283 | 42.665 | 43.2007 | 43.7412 | 44.2892 | 44.8466 | 45.4149 | 45.9948 | 46.5869 | 47.1914 | 47.8081 | 48.4368 | 49.0768 | 49.7276 | 50.3885 | 51.0585 | 51.7369 | 52.4228 | 53.1152 | 53.8132 | 54.516 | 55.2226
Northwest | Petroleum Products | Peak | July | Motors | MW | 85.2345 | 89.1563 | 83.959 | 99.9879 | 111.1136 | 102.9853 | 86.5723 | 93.8874 | 90.5323 | 79.8258 | 60.3209 | 45.79 | 84.492 | 89.3265 | 86.4224 | 72.0261 | 70.6409 | 78.2403 | 91.7104 | 107.5724 | 91.0742 | 89.9439 | 76.5317 | 82.9189 | 86.5112 | 85.6641 | 91.5587 | 125.9794 | 116.2356 | 120.6508 | 122.857 | 125.1077 | 127.3992 | 129.7282 | 132.0915 | 134.4862 | 136.9094 | 139.3587 | 141.8316 | 144.3259 | 146.8397 | 149.3708 | 151.9177 | 154.4785 | 157.052 | 159.6365 | 162.2309 | 164.834 | 167.4446 | 170.0619
Northwest | Petroleum Products | Peak | July | Other Subs | MW | 27.4316 | 28.4927 | 27.4054 | 32.9692 | 38.4569 | 35.3839 | 29.154 | 32.5042 | 30.8042 | 27.4527 | 19.498 | 16.48 | 28.7844 | 31.9253 | 29.8326 | 29.0517 | 25.4749 | 28.9252 | 34.2683 | 39.2638 | 36.1908 | 33.3806 | 30.6764 | 34.8678 | 35.4288 | 37.936 | 41.7413 | 50.8067 | 48.4355 | 50.6982 | 51.992 | 53.2587 | 54.4995 | 55.7156 | 56.9078 | 58.0771 | 59.2244 | 60.3506 | 61.4563 | 62.5424 | 63.6096 | 64.6584 | 65.6897 | 66.7039 | 67.7016 | 68.6835 | 69.65 | 70.6017 | 71.539 | 72.4625
Northwest | Petroleum Products | Peak | July | Miscellaneous | MW | 96.4209 | 99.6232 | 98.9381 | 116.4821 | 121.6886 | 109.3697 | 94.7945 | 91.5703 | 85.3178 | 80.5217 | 70.0663 | 58.6006 | 88.1514 | 92.3517 | 84.7779 | 34.9727 | 39.4132 | 44.4015 | 44.8293 | 57.4974 | 46.4526 | 43.6524 | 38.3144 | 49.8516 | 36.4902 | 40.7636 | 44.6836 | 79.7273 | 73.0239 | 75.4539 | 76.5215 | 77.6405 | 78.807 | 80.0171 | 81.2674 | 82.5545 | 83.8754 | 85.2273 | 86.6075 | 88.0136 | 89.4433 | 90.8945 | 92.3652 | 93.8538 | 95.3586 | 96.8779 | 98.4105 | 99.955 | 101.5103 | 103.0752
Northwest | Petroleum Products | Peak | August | Process Heat | MW | 42.1564 | 43.7536 | 43.1759 | 50.9699 | 53.6692 | 48.7244 | 42.1167 | 41.8144 | 39.2036 | 36.6286 | 30.9266 | 26.5648 | 39.4597 | 42.605 | 38.639 | 20.2112 | 21.1903 | 22.537 | 25.9688 | 31.623 | 23.4173 | 23.2083 | 22.2796 | 24.849 | 22.1153 | 24.2096 | 25.9726 | 36.1913 | 41.4972 | 42.8376 | 43.3737 | 43.9147 | 44.4631 | 45.0209 | 45.5896 | 46.1701 | 46.7627 | 47.3677 | 47.985 | 48.6143 | 49.255 | 49.9065 | 50.568 | 51.2388 | 51.918 | 52.6047 | 53.2979 | 53.9967 | 54.7003 | 55.4078
Northwest | Petroleum Products | Peak | August | Motors | MW | 81.5062 | 85.26 | 80.308 | 95.6625 | 105.9803 | 98.1434 | 82.6721 | 89.7801 | 86.1378 | 76.1393 | 57.7109 | 45.8484 | 80.0052 | 86.8235 | 82.1826 | 70.8564 | 67.9915 | 71.2374 | 90.5591 | 104.2712 | 80.2375 | 82.7729 | 76.1344 | 76.5398 | 86.0144 | 86.665 | 91.727 | 126.3051 | 116.5358 | 120.9569 | 123.1635 | 125.4149 | 127.7073 | 130.0375 | 132.4023 | 134.7986 | 137.2237 | 139.675 | 142.1502 | 144.6469 | 147.1632 | 149.697 | 152.2467 | 154.8104 | 157.3868 | 159.9745 | 162.5721 | 165.1784 | 167.7924 | 170.4131
Northwest | Petroleum Products | Peak | August | Other Subs | MW | 26.2328 | 27.2516 | 26.2259 | 31.5539 | 36.6858 | 33.7357 | 27.8371 | 31.0881 | 29.314 | 26.1914 | 18.6618 | 16.5003 | 27.2644 | 31.0428 | 28.3844 | 28.5834 | 24.526 | 26.34 | 33.8259 | 38.0603 | 31.8444 | 30.6792 | 30.4655 | 32.1451 | 35.1895 | 38.3526 | 41.7882 | 50.9117 | 48.573 | 50.8404 | 52.1362 | 53.4049 | 54.6477 | 55.8656 | 57.0597 | 58.231 | 59.3801 | 60.5081 | 61.6157 | 62.7036 | 63.7725 | 64.8231 | 65.856 | 66.8719 | 67.8713 | 68.8549 | 69.823 | 70.7764 | 71.7153 | 72.6404
Northwest | Petroleum Products | Peak | August | Miscellaneous | MW | 92.2161 | 95.291 | 94.6807 | 111.485 | 116.0836 | 104.2651 | 90.529 | 87.5876 | 81.198 | 76.8277 | 67.0819 | 58.6878 | 83.4992 | 89.7848 | 80.6622 | 34.397 | 37.9317 | 40.426 | 44.2712 | 55.7318 | 40.9149 | 40.1811 | 38.1364 | 46.027 | 36.234 | 41.2034 | 44.7258 | 79.8726 | 73.154 | 75.5836 | 76.6486 | 77.7655 | 78.9299 | 80.1384 | 81.3872 | 82.6731 | 83.993 | 85.3441 | 86.7236 | 88.1292 | 89.5586 | 91.0096 | 92.4804 | 93.969 | 95.474 | 96.9936 | 98.5266 | 100.0716 | 101.6274 | 103.193
Northwest | Petroleum Products | Peak | September | Process Heat | MW | 41.8527 | 43.2361 | 42.2599 | 49.53 | 53.9714 | 48.3839 | 41.8762 | 40.2687 | 40.1768 | 36.5124 | 30.7972 | 26.3743 | 41.4513 | 41.9078 | 37.5216 | 20.3851 | 20.7451 | 25.4583 | 24.324 | 30.2213 | 25.2793 | 23.8989 | 21.2723 | 25.6483 | 21.3535 | 25.7935 | 25.336 | 35.3891 | 40.6835 | 41.9946 | 42.517 | 43.0442 | 43.5786 | 44.1223 | 44.6765 | 45.2421 | 45.8197 | 46.4094 | 47.011 | 47.6243 | 48.2488 | 48.8838 | 49.5287 | 50.1826 | 50.8447 | 51.514 | 52.1898 | 52.8712 | 53.5572 | 54.2469
Northwest | Petroleum Products | Peak | September | Motors | MW | 80.929 | 84.1951 | 78.7302 | 93.006 | 106.5473 | 97.4726 | 82.0672 | 86.3303 | 88.3077 | 75.842 | 57.4956 | 45.5938 | 84.0017 | 85.4346 | 80.0161 | 71.2201 | 66.5667 | 80.4691 | 84.8787 | 99.6439 | 86.5871 | 85.2319 | 72.733 | 79.0223 | 83.0708 | 92.423 | 89.5938 | 123.442 | 113.8901 | 118.1995 | 120.345 | 122.5346 | 124.7646 | 127.0319 | 129.3331 | 131.6654 | 134.0261 | 136.4126 | 138.8226 | 141.2538 | 143.7044 | 146.1723 | 148.6557 | 151.1532 | 153.6631 | 156.1841 | 158.715 | 161.2545 | 163.8017 | 166.3555
Northwest | Petroleum Products | Peak | September | Other Subs | MW | 26.0676 | 26.9606 | 25.6675 | 30.6699 | 36.9187 | 33.5134 | 27.7518 | 29.9868 | 30.0726 | 26.1633 | 18.6327 | 16.4413 | 28.6891 | 30.5589 | 27.5549 | 28.6128 | 24.0311 | 29.7377 | 31.8097 | 36.3402 | 34.4169 | 31.6963 | 29.256 | 33.34 | 33.9764 | 40.8597 | 40.7614 | 49.7031 | 47.4982 | 49.7121 | 50.976 | 52.2135 | 53.4257 | 54.6137 | 55.7785 | 56.921 | 58.042 | 59.1424 | 60.2228 | 61.2841 | 62.3269 | 63.3518 | 64.3595 | 65.3506 | 66.3257 | 67.2853 | 68.2298 | 69.1599 | 70.076 | 70.9786
Northwest | Petroleum Products | Peak | September | Miscellaneous | MW | 91.5537 | 94.1896 | 92.633 | 108.321 | 116.7406 | 103.5259 | 90.0322 | 84.3728 | 83.2001 | 76.5904 | 66.7848 | 58.2373 | 87.7208 | 88.3055 | 78.2746 | 34.7755 | 37.1338 | 45.6666 | 41.4467 | 53.2611 | 44.1651 | 41.3496 | 36.3735 | 47.4782 | 34.9799 | 43.8805 | 43.6062 | 77.9325 | 71.3697 | 73.7311 | 74.7616 | 75.8431 | 76.9713 | 78.1429 | 79.3541 | 80.6018 | 81.883 | 83.1949 | 84.5347 | 85.9002 | 87.2891 | 88.6994 | 90.129 | 91.5763 | 93.0396 | 94.5174 | 96.0084 | 97.5112 | 99.0247 | 100.5478
Northwest | Petroleum Products | Peak | October | Process Heat | MW | 45.1819 | 46.9085 | 45.6205 | 52.6548 | 58.8598 | 52.2178 | 45.7846 | 42.5478 | 44.427 | 39.9087 | 30.5295 | 27.0566 | 40.0813 | 40.2994 | 37.2703 | 20.3457 | 22.9053 | 24.6637 | 23.9387 | 27.8361 | 29.4039 | 26.1848 | 22.7017 | 26.7698 | 21.6694 | 25.1586 | 25.9083 | 36.1832 | 41.6017 | 42.9424 | 43.4768 | 44.0159 | 44.5625 | 45.1184 | 45.6852 | 46.2637 | 46.8543 | 47.4574 | 48.0726 | 48.6998 | 49.3384 | 49.9877 | 50.6471 | 51.3158 | 51.9928 | 52.6773 | 53.3683 | 54.065 | 54.7664 | 55.4717
Northwest | Petroleum Products | Peak | October | Motors | MW | 87.6002 | 91.5346 | 85.2636 | 99.1224 | 116.3715 | 105.5041 | 89.9323 | 91.6559 | 98.3189 | 83.2678 | 57.453 | 46.8108 | 81.6597 | 82.454 | 80.1987 | 70.4418 | 73.2731 | 77.8337 | 83.2708 | 91.7467 | 100.7527 | 93.3876 | 77.5894 | 82.4884 | 84.2834 | 90.1644 | 91.6243 | 126.2102 | 116.4431 | 120.8487 | 123.042 | 125.2803 | 127.5599 | 129.8775 | 132.2298 | 134.614 | 137.0271 | 139.4666 | 141.9302 | 144.4155 | 146.9205 | 149.4432 | 151.9819 | 154.5348 | 157.1006 | 159.6776 | 162.2648 | 164.8608 | 167.4646 | 170.0751
Northwest | Petroleum Products | Peak | October | Other Subs | MW | 28.0959 | 29.2223 | 27.6777 | 32.5806 | 40.2143 | 36.0958 | 30.3203 | 31.6317 | 33.1837 | 28.539 | 18.4669 | 16.8336 | 27.6784 | 29.2469 | 27.2312 | 27.9854 | 25.9873 | 28.3516 | 30.8642 | 32.9781 | 39.9744 | 34.7084 | 31.1474 | 34.859 | 34.4814 | 39.8554 | 41.6851 | 50.8156 | 48.5657 | 50.8293 | 52.1217 | 53.3871 | 54.6266 | 55.8414 | 57.0324 | 58.2007 | 59.3469 | 60.4721 | 61.5769 | 62.662 | 63.7283 | 64.7764 | 65.8068 | 66.8202 | 67.8173 | 68.7984 | 69.7643 | 70.7154 | 71.6521 | 72.575
Northwest | Petroleum Products | Peak | October | Miscellaneous | MW | 98.748 | 102.1168 | 99.9143 | 115.0724 | 127.2556 | 111.6562 | 98.382 | 89.0467 | 91.8376 | 83.6165 | 66.0759 | 59.7364 | 84.7021 | 84.8363 | 77.5777 | 34.9192 | 41.0657 | 44.2828 | 40.8687 | 49.0773 | 51.3719 | 45.3107 | 38.8352 | 49.544 | 35.4995 | 42.7966 | 44.5897 | 79.6708 | 72.9611 | 75.375 | 76.4285 | 77.5339 | 78.6873 | 79.8848 | 81.123 | 82.3985 | 83.7082 | 85.0492 | 86.4189 | 87.8149 | 89.2347 | 90.6763 | 92.1378 | 93.6173 | 95.1133 | 96.624 | 98.1482 | 99.6844 | 101.2317 | 102.7887
Northwest | Petroleum Products | Peak | November | Process Heat | MW | 50.4568 | 52.3471 | 50.9567 | 58.8484 | 65.7438 | 58.2762 | 51.1179 | 47.5433 | 49.5455 | 44.5287 | 34.908 | 29.9394 | 44.3306 | 45.2706 | 46.2754 | 24.8813 | 24.2777 | 28.5016 | 30.2452 | 36.6297 | 32.7991 | 30.073 | 23.9158 | 27.4608 | 29.3385 | 27.1707 | 28.2817 | 39.6346 | 45.7004 | 47.1689 | 47.7515 | 48.3394 | 48.9353 | 49.5416 | 50.1596 | 50.7905 | 51.4346 | 52.0923 | 52.7634 | 53.4475 | 54.1441 | 54.8525 | 55.572 | 56.3015 | 57.0402 | 57.7871 | 58.5412 | 59.3015 | 60.067 | 60.8368
Northwest | Petroleum Products | Peak | November | Motors | MW | 97.7874 | 102.0667 | 95.157 | 110.6869 | 129.9163 | 117.6282 | 100.3137 | 102.2185 | 109.4342 | 92.7517 | 65.5235 | 51.8 | 90.1479 | 92.5207 | 99.3484 | 86.3749 | 77.7326 | 89.9913 | 105.3314 | 120.7443 | 112.4838 | 107.2527 | 81.694 | 84.6006 | 114.1679 | 97.4542 | 100.1661 | 138.1706 | 127.4756 | 132.2846 | 134.6722 | 137.1094 | 139.5922 | 142.1171 | 144.6804 | 147.2788 | 149.9093 | 152.569 | 155.2552 | 157.9655 | 160.6976 | 163.4494 | 166.2188 | 169.004 | 171.8034 | 174.6154 | 177.4386 | 180.2716 | 183.1133 | 185.9625
Northwest | Petroleum Products | Peak | November | Other Subs | MW | 31.3855 | 32.6255 | 30.9266 | 36.4246 | 44.939 | 40.3145 | 33.8727 | 35.3746 | 37.0358 | 31.8777 | 21.1278 | 18.6504 | 30.6453 | 32.9128 | 33.8609 | 34.43 | 27.7115 | 32.9268 | 39.2091 | 43.6121 | 44.413 | 39.6449 | 32.6993 | 35.6828 | 46.6801 | 43.0389 | 45.4974 | 55.564 | 53.1986 | 55.6737 | 57.0851 | 58.467 | 59.8207 | 61.1474 | 62.4482 | 63.7242 | 64.9761 | 66.2051 | 67.4118 | 68.5971 | 69.7618 | 70.9066 | 72.0322 | 73.1392 | 74.2284 | 75.3002 | 76.3553 | 77.3943 | 78.4176 | 79.4259
Northwest | Petroleum Products | Peak | November | Miscellaneous | MW | 110.2924 | 113.9886 | 111.627 | 128.6405 | 142.1604 | 124.6378 | 109.8651 | 99.5472 | 102.4716 | 93.3367 | 75.5992 | 66.0991 | 93.7284 | 95.3299 | 96.377 | 42.6295 | 43.5076 | 51.1589 | 51.598 | 64.5721 | 57.3071 | 52.0921 | 40.9376 | 50.8349 | 48.053 | 46.2053 | 48.6485 | 87.0677 | 79.7269 | 82.353 | 83.4929 | 84.6902 | 85.9403 | 87.2392 | 88.5829 | 89.9678 | 91.3905 | 92.8477 | 94.3365 | 95.8543 | 97.3986 | 98.9669 | 100.5571 | 102.1672 | 103.7955 | 105.4402 | 107.0997 | 108.7726 | 110.4576 | 112.1534
Northwest | Petroleum Products | Peak | December | Process Heat | MW | 47.4214 | 49.22 | 47.7503 | 54.889 | 61.8644 | 54.7394 | 48.0462 | 44.578 | 46.9711 | 42.0176 | 34.1032 | 28.9191 | 51.0185 | 43.5507 | 42.2531 | 22.6281 | 21.4822 | 26.5848 | 26.4415 | 36.1106 | 27.8915 | 27.8953 | 27.3255 | 33.6336 | 23.9378 | 27.1822 | 27.3728 | 38.5176 | 44.5619 | 45.989 | 46.5521 | 47.1204 | 47.6965 | 48.2825 | 48.88 | 49.4899 | 50.1127 | 50.7486 | 51.3976 | 52.0591 | 52.7329 | 53.4181 | 54.114 | 54.8197 | 55.5343 | 56.257 | 56.9866 | 57.7223 | 58.463 | 59.208
Northwest | Petroleum Products | Peak | December | Motors | MW | 91.9929 | 96.0444 | 89.2679 | 103.3366 | 122.3148 | 110.5976 | 94.3795 | 96.0127 | 103.9833 | 87.65 | 64.1883 | 50.059 | 103.9338 | 89.0887 | 90.947 | 78.3102 | 68.7189 | 83.8942 | 91.9745 | 119.0175 | 95.7639 | 99.4857 | 93.2056 | 103.5607 | 93.5203 | 97.6969 | 97.1194 | 134.1875 | 123.7982 | 128.4525 | 130.7557 | 133.1077 | 135.5044 | 137.9424 | 140.418 | 142.9283 | 145.47 | 148.0403 | 150.6369 | 153.257 | 155.8986 | 158.5596 | 161.2379 | 163.9318 | 166.6397 | 169.3599 | 172.0913 | 174.8323 | 177.5819 | 180.339
Northwest | Petroleum Products | Peak | December | Other Subs | MW | 29.4834 | 30.6673 | 28.97 | 33.9654 | 42.2697 | 37.8424 | 31.8309 | 33.1506 | 35.0888 | 30.0635 | 20.6456 | 18.0197 | 35.2428 | 31.6242 | 30.8751 | 31.0953 | 24.3714 | 30.5508 | 34.0903 | 42.7605 | 37.5706 | 36.4219 | 36.9921 | 43.402 | 38.0687 | 43.0503 | 44.0294 | 53.8857 | 51.7003 | 54.1008 | 55.4675 | 56.8058 | 58.1168 | 59.4018 | 60.6616 | 61.8974 | 63.11 | 64.3003 | 65.4692 | 66.6173 | 67.7455 | 68.8544 | 69.9448 | 71.0172 | 72.0723 | 73.1106 | 74.1328 | 75.1394 | 76.1308 | 77.1076
Northwest | Petroleum Products | Peak | December | Miscellaneous | MW | 103.6244 | 107.1497 | 104.5717 | 119.9528 | 133.7496 | 117.0473 | 103.2372 | 93.2976 | 97.087 | 88.0372 | 73.8047 | 63.8373 | 107.8169 | 91.6858 | 87.9419 | 38.8479 | 38.5146 | 47.7327 | 45.1421 | 63.6666 | 48.7364 | 48.4072 | 46.8585 | 62.3127 | 39.1464 | 46.1907 | 47.0557 | 84.3815 | 77.2579 | 79.7892 | 80.8811 | 82.0292 | 83.229 | 84.4766 | 85.7681 | 87.1 | 88.4689 | 89.8717 | 91.3055 | 92.7677 | 94.2558 | 95.7675 | 97.3008 | 98.8536 | 100.4243 | 102.011 | 103.6123 | 105.2268 | 106.8531 | 108.4902
Northwest | Rubber | Peak | January | Process Heat | MW | 18.965 | 21.6323 | 23.2228 | 26.7899 | 31.0048 | 32.6258 | 34.2149 | 37.1423 | 39.9593 | 42.8122 | 44.3474 | 42.5519 | 42.0556 | 38.377 | 39.9189 | 33.0607 | 28.2419 | 31.1072 | 37.4504 | 38.0193 | 34.9695 | 36.0786 | 36.1884 | 34.8362 | 30.5128 | 34.9435 | 33.9854 | 42.8787 | 23.2774 | 24.914 | 26.081 | 27.2346 | 28.3754 | 29.5035 | 30.6188 | 31.7215 | 32.8118 | 33.8896 | 34.9553 | 36.009 | 37.0509 | 38.0812 | 39.1001 | 40.1079 | 41.1047 | 42.0909 | 43.0667 | 44.0322 | 44.9879 | 45.9337
Northwest | Rubber | Peak | January | Motors | MW | 54.2121 | 56.3797 | 52.8798 | 59.8987 | 68.0601 | 73.9161 | 82.5036 | 94.0123 | 102.3836 | 109.371 | 115.7585 | 110.2348 | 104.3357 | 92.2956 | 102.0748 | 108.1264 | 88.4472 | 99.8155 | 124.7609 | 122.8726 | 113.0942 | 124.4754 | 114.5325 | 104.1059 | 101.0837 | 114.4262 | 111.169 | 111.8042 | 102.2554 | 109.847 | 115.4412 | 121.0394 | 126.642 | 132.2478 | 137.8557 | 143.4644 | 149.073 | 154.6805 | 160.2861 | 165.8892 | 171.4888 | 177.0846 | 182.6759 | 188.2621 | 193.8429 | 199.4179 | 204.9866 | 210.5487 | 216.104 | 221.6521
Northwest | Rubber | Peak | January | Other Subs | MW | 19.1229 | 20.5823 | 19.4834 | 22.1843 | 26.1486 | 28.5192 | 32.67 | 38.303 | 41.3628 | 46.0906 | 48.888 | 47.2775 | 44.0587 | 38.9451 | 43.6131 | 46.8916 | 37.2775 | 42.7727 | 53.862 | 52.7899 | 52.321 | 59.1521 | 57.2361 | 51.7724 | 50.4985 | 57.8443 | 57.0479 | 45.2471 | 37.8293 | 40.7013 | 42.8085 | 44.8865 | 46.9361 | 48.958 | 50.953 | 52.9217 | 54.8649 | 56.7832 | 58.6773 | 60.5479 | 62.3954 | 64.2207 | 66.0242 | 67.8065 | 69.5681 | 71.3097 | 73.0316 | 74.7345 | 76.4187 | 78.0847
Northwest | Rubber | Peak | January | Miscellaneous | MW | 40.3592 | 46.6609 | 50.3926 | 57.2928 | 65.8903 | 68.7392 | 70.1649 | 72.9665 | 78.5662 | 81.836 | 84.1948 | 81.9258 | 82.7151 | 76.9997 | 77.1718 | 58.4662 | 51.3475 | 55.1188 | 64.6128 | 66.0391 | 59.9742 | 59.3184 | 60.5872 | 63.106 | 51.1721 | 59.3533 | 57.8452 | 70.1218 | 64.0799 | 68.5846 | 71.8277 | 75.0818 | 78.3483 | 81.6253 | 84.9114 | 88.2051 | 91.505 | 94.8101 | 98.1192 | 101.4316 | 104.7462 | 108.0624 | 111.3794 | 114.6968 | 118.0139 | 121.3302 | 124.6452 | 127.9587 | 131.268 | 134.5673
Northwest | Rubber | Peak | February | Process Heat | MW | 19.4625 | 22.1965 | 23.8311 | 27.5145 | 31.857 | 33.5131 | 35.1302 | 38.1306 | 41.0554 | 43.9531 | 45.9906 | 41.055 | 39.0894 | 40.0651 | 39.2516 | 33.7776 | 27.9409 | 34.1377 | 33.3669 | 37.5004 | 40.9799 | 35.5444 | 33.825 | 34.13 | 31.8459 | 36.662 | 34.0937 | 43.0272 | 23.3179 | 24.9585 | 26.1287 | 27.2856 | 28.4295 | 29.5606 | 30.679 | 31.7847 | 32.8778 | 33.9586 | 35.0271 | 36.0836 | 37.1282 | 38.1612 | 39.1827 | 40.1931 | 41.1925 | 42.1812 | 43.1595 | 44.1275 | 45.0855 | 46.0338
Northwest | Rubber | Peak | February | Motors | MW | 55.6477 | 57.8492 | 54.273 | 61.5184 | 69.932 | 75.9309 | 84.7191 | 96.5397 | 105.2108 | 112.2911 | 119.9809 | 106.3056 | 96.9613 | 96.3508 | 100.3664 | 110.5218 | 87.536 | 109.5157 | 111.1582 | 121.1846 | 132.6584 | 122.8027 | 107.24 | 102.1341 | 105.5588 | 120.1044 | 111.5586 | 112.1534 | 102.5775 | 110.1982 | 115.8153 | 121.4362 | 127.0614 | 132.6898 | 138.3201 | 143.9511 | 149.582 | 155.2117 | 160.8394 | 166.4645 | 172.0861 | 177.7038 | 183.3169 | 188.9249 | 194.5275 | 200.1241 | 205.7144 | 211.2981 | 216.8749 | 222.4444
Northwest | Rubber | Peak | February | Other Subs | MW | 19.6276 | 21.1173 | 19.9945 | 22.7821 | 26.8669 | 29.2956 | 33.5493 | 39.3382 | 42.5115 | 47.327 | 50.6697 | 45.5887 | 40.9478 | 40.6595 | 42.889 | 47.942 | 36.9046 | 46.9357 | 47.9992 | 52.0758 | 61.4086 | 58.4019 | 53.6357 | 50.8401 | 52.7579 | 60.7343 | 57.2639 | 45.3708 | 37.9117 | 40.791 | 42.9039 | 44.9875 | 47.0425 | 49.0698 | 51.07 | 53.0439 | 54.9922 | 56.9155 | 58.8145 | 60.6898 | 62.5421 | 64.372 | 66.1801 | 67.9669 | 69.733 | 71.479 | 73.2052 | 74.9123 | 76.6007 | 78.2709
Northwest | Rubber | Peak | February | Miscellaneous | MW | 41.4087 | 47.8712 | 51.7053 | 58.8352 | 67.6914 | 70.5993 | 72.0336 | 74.9113 | 80.73 | 84.0185 | 87.3327 | 79.0516 | 76.8752 | 80.3796 | 75.886 | 59.7285 | 50.8075 | 60.4826 | 57.558 | 65.1352 | 70.2922 | 58.4469 | 56.625 | 61.8349 | 53.4231 | 62.2867 | 58.0433 | 70.329 | 64.2713 | 68.7924 | 72.0484 | 75.3153 | 78.5946 | 81.8844 | 85.1831 | 88.4894 | 91.802 | 95.1197 | 98.4413 | 101.7662 | 105.0933 | 108.4219 | 111.7514 | 115.0811 | 118.4105 | 121.7392 | 125.0665 | 128.3922 | 131.7137 | 135.0251
Northwest | Rubber | Peak | March | Process Heat | MW | 17.5069 | 19.9525 | 21.4234 | 24.7568 | 28.6187 | 30.146 | 31.5703 | 34.3636 | 36.9415 | 39.5553 | 38.0668 | 37.8306 | 39.3544 | 38.0204 | 37.3075 | 29.5861 | 27.3147 | 29.9892 | 30.3856 | 31.4052 | 36.1638 | 31.9271 | 31.3069 | 34.2264 | 30.462 | 31.3885 | 33.1817 | 41.9261 | 22.6424 | 24.2354 | 25.3715 | 26.4947 | 27.6053 | 28.7035 | 29.7893 | 30.8628 | 31.9241 | 32.9733 | 34.0107 | 35.0364 | 36.0505 | 37.0534 | 38.0451 | 39.0261 | 39.9963 | 40.9562 | 41.9059 | 42.8457 | 43.7758 | 44.6964
Northwest | Rubber | Peak | March | Motors | MW | 50.0363 | 51.9826 | 48.7784 | 55.351 | 62.8099 | 68.2975 | 76.1314 | 87.0202 | 94.667 | 101.0729 | 99.3448 | 98.0047 | 97.6558 | 91.4424 | 95.399 | 96.7795 | 85.5521 | 96.2155 | 101.2304 | 101.4912 | 117.0799 | 110.2766 | 99.2529 | 102.4118 | 100.9791 | 102.8319 | 108.5685 | 109.0741 | 99.7653 | 107.177 | 112.64 | 118.1067 | 123.5777 | 129.0517 | 134.5275 | 140.0041 | 145.4805 | 150.9558 | 156.4292 | 161.9 | 167.3675 | 172.8311 | 178.2903 | 183.7445 | 189.1934 | 194.6366 | 200.0736 | 205.5042 | 210.928 | 216.3448
Northwest | Rubber | Peak | March | Other Subs | MW | 17.6472 | 18.9737 | 17.9688 | 20.4973 | 24.1302 | 26.35 | 30.1466 | 35.4571 | 38.2483 | 42.5977 | 41.9562 | 42.0325 | 41.2421 | 38.5875 | 40.7648 | 41.9769 | 36.0641 | 41.2339 | 43.7095 | 43.6095 | 54.1958 | 52.4351 | 49.6354 | 50.974 | 50.4685 | 52.0034 | 55.7334 | 44.1171 | 36.855 | 39.6548 | 41.7095 | 43.7355 | 45.7339 | 47.7051 | 49.6501 | 51.5694 | 53.4637 | 55.3338 | 57.1802 | 59.0036 | 60.8045 | 62.5837 | 64.3416 | 66.0789 | 67.796 | 69.4934 | 71.1718 | 72.8315 | 74.4729 | 76.0967
Northwest | Rubber | Peak | March | Miscellaneous | MW | 37.2456 | 43.0289 | 46.4805 | 52.9372 | 60.8113 | 63.5054 | 64.725 | 67.5002 | 72.6265 | 75.6027 | 72.2705 | 72.8282 | 77.3886 | 76.2762 | 72.1174 | 52.3099 | 49.658 | 53.1343 | 52.4189 | 54.549 | 62.0327 | 52.5038 | 52.4102 | 62.0123 | 51.1051 | 53.3368 | 56.5023 | 68.4337 | 62.542 | 66.9413 | 70.1094 | 73.2882 | 76.479 | 79.6801 | 82.8899 | 86.107 | 89.3302 | 92.5585 | 95.7906 | 99.0258 | 102.2632 | 105.5021 | 108.7418 | 111.9818 | 115.2215 | 118.4604 | 121.6981 | 124.9342 | 128.1662 | 131.3884
Northwest | Rubber | Peak | April | Process Heat | MW | 15.4591 | 17.5627 | 18.8535 | 21.8832 | 25.2383 | 26.6515 | 27.8156 | 30.6072 | 32.7327 | 35.0629 | 31.2124 | 34.2816 | 34.5627 | 34.8933 | 34.228 | 27.7987 | 23.8501 | 28.2874 | 27.6909 | 31.214 | 30.5036 | 27.9567 | 29.7596 | 27.4319 | 26.6309 | 27.7824 | 27.2957 | 34.5625 | 18.5746 | 19.8783 | 20.8074 | 21.7259 | 22.6341 | 23.5322 | 24.4201 | 25.2981 | 26.166 | 27.0242 | 27.8727 | 28.7116 | 29.5411 | 30.3614 | 31.1727 | 31.9751 | 32.7688 | 33.5541 | 34.331 | 35.0999 | 35.8608 | 36.614
Northwest | Rubber | Peak | April | Motors | MW | 43.9763 | 45.4712 | 42.7374 | 48.7782 | 55.1853 | 60.1915 | 66.8758 | 77.4807 | 83.7023 | 89.5374 | 81.3761 | 88.7247 | 85.727 | 83.8078 | 87.433 | 90.7931 | 74.587 | 90.5658 | 92.1074 | 100.7707 | 98.6513 | 96.4708 | 94.2899 | 82.0243 | 88.2378 | 90.9713 | 89.2153 | 89.5346 | 81.8936 | 87.9665 | 92.4401 | 96.9169 | 101.3975 | 105.8808 | 110.3657 | 114.8515 | 119.3373 | 123.8223 | 128.3059 | 132.7875 | 137.2664 | 141.7423 | 146.2147 | 150.683 | 155.1471 | 159.6065 | 164.061 | 168.5103 | 172.954 | 177.3921
Northwest | Rubber | Peak | April | Other Subs | MW | 15.4863 | 16.5624 | 15.7065 | 18.0347 | 21.1863 | 23.2123 | 26.4662 | 31.5651 | 33.8095 | 37.7302 | 34.3591 | 38.043 | 36.2046 | 35.3611 | 37.3642 | 39.3774 | 31.4431 | 38.8021 | 39.765 | 43.3017 | 45.6656 | 45.8781 | 47.1544 | 40.815 | 44.0883 | 45.9952 | 45.7804 | 36.2474 | 30.2991 | 32.5998 | 34.2879 | 35.9525 | 37.5943 | 39.2138 | 40.8117 | 42.3886 | 43.9449 | 45.4813 | 46.9982 | 48.4962 | 49.9758 | 51.4375 | 52.8817 | 54.3089 | 55.7196 | 57.1142 | 58.493 | 59.8565 | 61.2051 | 62.539
Northwest | Rubber | Peak | April | Miscellaneous | MW | 32.8197 | 37.807 | 40.8569 | 46.7414 | 53.569 | 56.0885 | 56.9089 | 60.0642 | 64.2483 | 66.9688 | 59.2195 | 65.9481 | 67.9396 | 69.9945 | 66.1188 | 49.0422 | 43.2672 | 50.0832 | 47.7401 | 54.2079 | 52.3214 | 45.9513 | 49.8071 | 49.695 | 44.6767 | 47.2119 | 46.4774 | 56.2733 | 51.4289 | 55.0398 | 57.6386 | 60.2464 | 62.8641 | 65.4905 | 68.1241 | 70.764 | 73.4089 | 76.058 | 78.7104 | 81.3654 | 84.0223 | 86.6806 | 89.3395 | 91.9987 | 94.6578 | 97.3162 | 99.9737 | 102.6299 | 105.2828 | 107.9279
Northwest | Rubber | Peak | May | Process Heat | MW | 15.2427 | 17.2551 | 18.7243 | 21.9606 | 25.1922 | 26.6471 | 27.4435 | 30.6221 | 32.2192 | 34.4611 | 34.4779 | 35.0263 | 34.7877 | 36.6932 | 36.3941 | 27.9852 | 27.2107 | 28.2812 | 27.546 | 32.3244 | 33.1677 | 28.0868 | 28.6966 | 28.5105 | 27.9722 | 27.5746 | 27.8049 | 35.4282 | 18.8614 | 20.1685 | 21.0954 | 22.0118 | 22.9181 | 23.8145 | 24.7009 | 25.5774 | 26.4442 | 27.3014 | 28.149 | 28.9873 | 29.8163 | 30.6363 | 31.4474 | 32.2498 | 33.0437 | 33.8292 | 34.6066 | 35.376 | 36.1376 | 36.8915
Northwest | Rubber | Peak | May | Motors | MW | 42.1198 | 43.3954 | 41.4896 | 48.0582 | 54.1626 | 59.1782 | 64.7857 | 76.7366 | 81.3745 | 87.0659 | 88.6124 | 89.3593 | 85.2273 | 86.9738 | 91.9678 | 91.1131 | 84.7869 | 89.9513 | 91.2066 | 103.944 | 106.6817 | 96.3327 | 90.4658 | 84.8075 | 92.238 | 89.8357 | 90.3611 | 90.4776 | 82.7426 | 88.8136 | 93.2699 | 97.7311 | 102.1975 | 106.6679 | 111.1412 | 115.6164 | 120.0925 | 124.5686 | 129.0441 | 133.5183 | 137.9905 | 142.4603 | 146.9269 | 151.3902 | 155.8495 | 160.3046 | 164.7551 | 169.2007 | 173.6411 | 178.0761
Northwest | Rubber | Peak | May | Other Subs | MW | 14.7702 | 15.6955 | 15.1219 | 17.6692 | 20.7473 | 22.7958 | 25.5812 | 31.2317 | 32.8259 | 36.6074 | 37.2888 | 38.2025 | 35.9073 | 36.6101 | 39.248 | 39.5191 | 35.7464 | 38.5038 | 39.3551 | 44.656 | 49.3483 | 45.8097 | 45.2 | 42.0944 | 45.9606 | 45.2956 | 46.2359 | 36.844 | 30.9525 | 33.2939 | 35.0096 | 36.7015 | 38.3702 | 40.0165 | 41.6408 | 43.2437 | 44.8259 | 46.3879 | 47.9302 | 49.4534 | 50.9579 | 52.4442 | 53.9129 | 55.3643 | 56.799 | 58.2173 | 59.6197 | 61.0065 | 62.3782 | 63.7351
Northwest | Rubber | Peak | May | Miscellaneous | MW | 32.2253 | 36.9807 | 40.4647 | 46.8074 | 53.3347 | 55.9515 | 55.9816 | 60.094 | 63.1025 | 65.899 | 65.5841 | 67.5137 | 68.5065 | 73.7042 | 70.3386 | 49.1029 | 49.1354 | 49.9859 | 47.4034 | 56.123 | 56.8836 | 46.056 | 47.9717 | 51.5972 | 46.8793 | 46.8108 | 47.2784 | 57.2904 | 52.3497 | 55.9876 | 58.5956 | 61.2138 | 63.843 | 66.4819 | 69.1289 | 71.7829 | 74.4427 | 77.1073 | 79.7758 | 82.4474 | 85.1214 | 87.7971 | 90.4739 | 93.1514 | 95.8289 | 98.5062 | 101.1827 | 103.8582 | 106.5308 | 109.1961
Northwest | Rubber | Peak | June | Process Heat | MW | 15.1922 | 17.1619 | 18.9236 | 22.5214 | 24.8609 | 26.7325 | 26.9101 | 31.4269 | 31.3463 | 33.9341 | 30.6319 | 30.4578 | 32.2545 | 34.504 | 36.1514 | 25.7862 | 25.624 | 27.3815 | 27.996 | 30.9512 | 32.0205 | 24.7071 | 27.7317 | 24.3653 | 24.7132 | 24.553 | 24.9196 | 32.0192 | 16.6984 | 17.8457 | 18.6564 | 19.458 | 20.2509 | 21.0351 | 21.8106 | 22.5776 | 23.3362 | 24.0864 | 24.8284 | 25.5622 | 26.2881 | 27.0061 | 27.7164 | 28.4192 | 29.1146 | 29.8028 | 30.4838 | 31.158 | 31.8253 | 32.4861
Northwest | Rubber | Peak | June | Motors | MW | 40.727 | 42.0125 | 40.9754 | 48.3755 | 52.6121 | 58.3431 | 62.2653 | 77.7277 | 78.007 | 84.6001 | 77.3612 | 76.4154 | 77.8231 | 80.4125 | 89.9561 | 83.7421 | 79.5457 | 86.6657 | 92.4673 | 99.1982 | 102.5641 | 84.3685 | 87.2073 | 72.2743 | 81.3115 | 79.7551 | 80.6744 | 80.4062 | 73.5348 | 78.894 | 82.8192 | 86.7497 | 90.6855 | 94.6255 | 98.5687 | 102.5142 | 106.461 | 110.4083 | 114.3556 | 118.302 | 122.247 | 126.1901 | 130.1308 | 134.0688 | 138.0035 | 141.9347 | 145.8621 | 149.7853 | 153.7041 | 157.6183
Northwest | Rubber | Peak | June | Other Subs | MW | 14.245 | 15.1136 | 14.8348 | 17.7022 | 20.124 | 22.466 | 24.5366 | 31.5993 | 31.4212 | 35.4741 | 32.4202 | 32.5586 | 32.6874 | 33.7447 | 38.307 | 36.3411 | 33.5388 | 37.0851 | 39.896 | 42.6207 | 47.4238 | 40.1104 | 43.539 | 35.8228 | 40.4625 | 40.1606 | 41.2267 | 32.851 | 27.6484 | 29.7369 | 31.2664 | 32.7747 | 34.2622 | 35.7296 | 37.1774 | 38.6061 | 40.0162 | 41.4083 | 42.7829 | 44.1403 | 45.4811 | 46.8057 | 48.1145 | 49.408 | 50.6865 | 51.9504 | 53.2001 | 54.4359 | 55.6582 | 56.8673
Northwest | Rubber | Peak | June | Miscellaneous | MW | 32.0716 | 36.6956 | 40.8408 | 47.955 | 52.5906 | 56.0948 | 54.923 | 61.7662 | 61.3655 | 65.0882 | 58.5318 | 58.925 | 63.7224 | 69.4816 | 69.9968 | 44.9724 | 46.0661 | 48.3465 | 48.1137 | 53.7427 | 54.9196 | 40.4598 | 46.3301 | 44.0792 | 41.4106 | 41.6859 | 42.3745 | 51.2573 | 46.8394 | 50.0732 | 52.3864 | 54.7092 | 57.0424 | 59.3847 | 61.7346 | 64.0912 | 66.4533 | 68.82 | 71.1904 | 73.5639 | 75.9397 | 78.3173 | 80.6961 | 83.0756 | 85.4554 | 87.8351 | 90.2143 | 92.5926 | 94.9686 | 97.3386
Northwest | Rubber | Peak | July | Process Heat | MW | 13.9373 | 15.8792 | 17.6982 | 21.2208 | 22.7758 | 24.6505 | 24.658 | 29.8193 | 28.5304 | 31.3654 | 29.682 | 28.1984 | 32.0139 | 32.583 | 33.1175 | 22.6028 | 22.8874 | 25.3415 | 25.772 | 30.4977 | 29.3008 | 24.7572 | 24.6997 | 25.6508 | 24.578 | 24.191 | 25.3772 | 32.8723 | 16.7976 | 17.9439 | 18.7518 | 19.5505 | 20.3406 | 21.122 | 21.8949 | 22.6593 | 23.4154 | 24.1632 | 24.9029 | 25.6345 | 26.3582 | 27.0742 | 27.7826 | 28.4835 | 29.177 | 29.8635 | 30.5429 | 31.2154 | 31.8813 | 32.5406
Northwest | Rubber | Peak | July | Motors | MW | 36.6699 | 38.3792 | 37.847 | 45.1669 | 47.7855 | 53.2414 | 56.4308 | 73.3558 | 70.3027 | 77.5734 | 74.1747 | 70.0329 | 76.154 | 75.1431 | 81.5 | 73.2259 | 70.8303 | 79.7132 | 84.8532 | 97.291 | 93.38 | 84.1193 | 77.4953 | 75.8677 | 80.7081 | 78.334 | 81.9195 | 81.2997 | 74.3605 | 79.7522 | 83.6943 | 87.6423 | 91.5964 | 95.5553 | 99.5179 | 103.4832 | 107.4503 | 111.4183 | 115.3865 | 119.3542 | 123.3207 | 127.2857 | 131.2484 | 135.2085 | 139.1657 | 143.1194 | 147.0694 | 151.0154 | 154.9571 | 158.8943
Northwest | Rubber | Peak | July | Other Subs | MW | 12.8201 | 13.7852 | 13.6664 | 16.4975 | 18.2699 | 20.5045 | 22.2152 | 29.807 | 28.2817 | 32.4698 | 31.0015 | 29.777 | 31.8828 | 31.4679 | 34.6382 | 31.7792 | 29.8488 | 34.071 | 36.5837 | 41.7623 | 43.1443 | 39.9775 | 38.6574 | 37.5403 | 40.1014 | 39.3848 | 41.8236 | 33.2808 | 28.0427 | 30.1597 | 31.7096 | 33.2377 | 34.7448 | 36.2314 | 37.6981 | 39.1453 | 40.5737 | 41.9838 | 43.376 | 44.7509 | 46.1089 | 47.4504 | 48.7759 | 50.0858 | 51.3806 | 52.6605 | 53.926 | 55.1774 | 56.4151 | 57.6394
Northwest | Rubber | Peak | July | Miscellaneous | MW | 29.453 | 33.9627 | 38.2014 | 45.1889 | 48.207 | 51.7505 | 50.431 | 58.6882 | 55.8683 | 60.2978 | 56.8819 | 54.6899 | 63.4297 | 65.7247 | 64.2002 | 39.2515 | 41.0257 | 44.6945 | 44.2428 | 52.9546 | 50.2625 | 40.4838 | 41.2415 | 46.3978 | 41.1753 | 41.0746 | 43.1663 | 52.1329 | 47.6454 | 50.9185 | 53.2553 | 55.6022 | 57.9602 | 60.3277 | 62.7034 | 65.0862 | 67.4748 | 69.8683 | 72.266 | 74.6669 | 77.0704 | 79.4759 | 81.8827 | 84.2905 | 86.6987 | 89.1068 | 91.5147 | 93.9218 | 96.3266 | 98.7257
Northwest | Rubber | Peak | August | Process Heat | MW | 13.3971 | 15.269 | 17.0415 | 20.4349 | 21.8475 | 23.6564 | 23.6533 | 28.694 | 27.3079 | 30.0897 | 28.5253 | 28.3513 | 30.5081 | 31.9029 | 31.6711 | 22.3034 | 22.0855 | 23.1512 | 25.5174 | 29.6668 | 25.8171 | 22.7648 | 24.553 | 23.6777 | 24.5043 | 24.5737 | 25.5301 | 33.0957 | 16.8647 | 18.0174 | 18.8302 | 19.6337 | 20.4285 | 21.2146 | 21.992 | 22.761 | 23.5215 | 24.2737 | 25.0176 | 25.7535 | 26.4814 | 27.2015 | 27.9139 | 28.6187 | 29.3162 | 30.0065 | 30.6897 | 31.3661 | 32.0356 | 32.6986
Northwest | Rubber | Peak | August | Motors | MW | 35.2193 | 36.9152 | 36.4331 | 43.4826 | 45.8418 | 51.0906 | 54.097 | 70.5706 | 67.2572 | 74.384 | 71.2216 | 70.3753 | 72.5353 | 73.5765 | 77.8811 | 72.3078 | 68.3833 | 72.8527 | 84.0784 | 94.683 | 82.3166 | 77.392 | 77.1137 | 70.0894 | 80.5376 | 79.6312 | 82.4685 | 81.8175 | 74.8408 | 80.2746 | 84.2489 | 88.2291 | 92.2152 | 96.206 | 100.2005 | 104.1976 | 108.1964 | 112.196 | 116.1957 | 120.1949 | 124.1928 | 128.1891 | 132.183 | 136.1744 | 140.1626 | 144.1474 | 148.1284 | 152.1053 | 156.0778 | 160.0458
Northwest | Rubber | Peak | August | Other Subs | MW | 12.3206 | 13.2684 | 13.1635 | 15.8887 | 17.5306 | 19.6806 | 21.2987 | 28.6802 | 27.058 | 31.1365 | 29.765 | 29.9214 | 30.3671 | 30.815 | 33.0973 | 31.3889 | 28.8236 | 31.1457 | 36.258 | 40.6506 | 38.0339 | 36.7769 | 38.4691 | 34.6935 | 40.0301 | 40.0509 | 42.119 | 33.4545 | 28.1676 | 30.2957 | 31.8541 | 33.3906 | 34.9059 | 36.4005 | 37.8751 | 39.3301 | 40.7661 | 42.1837 | 43.5833 | 44.9654 | 46.3305 | 47.679 | 49.0114 | 50.3282 | 51.6296 | 52.9161 | 54.1882 | 55.446 | 56.6901 | 57.9206
Northwest | Rubber | Peak | August | Miscellaneous | MW | 28.3382 | 32.6823 | 36.8009 | 43.5352 | 46.2637 | 49.6846 | 48.423 | 56.5165 | 53.5145 | 57.8889 | 54.7165 | 55.0286 | 60.4727 | 64.3691 | 61.4373 | 38.7394 | 39.6116 | 40.8415 | 43.811 | 51.5192 | 44.2923 | 37.2426 | 41.004 | 42.84 | 41.0619 | 41.7366 | 43.4428 | 52.4517 | 47.941 | 51.2382 | 53.5929 | 55.9577 | 58.3336 | 60.719 | 63.1126 | 65.5132 | 67.9197 | 70.3311 | 72.7466 | 75.1653 | 77.5866 | 80.0099 | 82.4346 | 84.8601 | 87.286 | 89.7119 | 92.1374 | 94.5622 | 96.9847 | 99.4013
Northwest | Rubber | Peak | September | Process Heat | MW | 14.5068 | 16.3853 | 17.8647 | 21.1127 | 23.5611 | 25.2145 | 25.6619 | 29.553 | 30.0689 | 32.4426 | 31.2002 | 30.7863 | 34.8709 | 33.8097 | 32.8953 | 23.91 | 23.2739 | 28.4483 | 26.3065 | 30.6268 | 30.315 | 25.6704 | 25.7959 | 26.7394 | 25.4879 | 28.3845 | 26.9651 | 34.393 | 18.2022 | 19.4665 | 20.3639 | 21.251 | 22.1284 | 22.996 | 23.854 | 24.7024 | 25.5413 | 26.3709 | 27.1912 | 28.0024 | 28.8046 | 29.5981 | 30.3829 | 31.1592 | 31.9273 | 32.6873 | 33.4393 | 34.1836 | 34.9203 | 35.6496
Northwest | Rubber | Peak | September | Motors | MW | 40.005 | 41.2073 | 39.5067 | 46.1449 | 50.6072 | 55.9068 | 60.4256 | 74.0648 | 75.7701 | 81.8839 | 79.9959 | 78.4792 | 85.3259 | 80.0573 | 82.8388 | 77.9532 | 72.5722 | 90.5876 | 87.3473 | 98.6231 | 97.5691 | 88.1239 | 81.5104 | 79.6854 | 84.2031 | 92.5822 | 87.7176 | 87.7163 | 80.2247 | 86.1237 | 90.4572 | 94.7951 | 99.1378 | 103.4841 | 107.8329 | 112.1833 | 116.5344 | 120.8855 | 125.2357 | 129.5845 | 133.9312 | 138.2754 | 142.6165 | 146.9542 | 151.288 | 155.6176 | 159.9426 | 164.2628 | 168.578 | 172.8878
Northwest | Rubber | Peak | September | Other Subs | MW | 14.0395 | 14.9174 | 14.4047 | 16.9688 | 19.3923 | 21.5457 | 23.8626 | 30.1585 | 30.5686 | 34.4366 | 33.6569 | 33.5519 | 35.9511 | 33.7058 | 35.3441 | 33.8408 | 30.6194 | 38.8108 | 37.7286 | 42.4071 | 45.1544 | 41.9191 | 40.7499 | 39.5889 | 42.0018 | 46.7216 | 44.9235 | 35.6757 | 29.9184 | 32.1844 | 33.8455 | 35.4834 | 37.0989 | 38.6925 | 40.2648 | 41.8163 | 43.3477 | 44.8595 | 46.3522 | 47.8263 | 49.2823 | 50.7206 | 52.1419 | 53.5464 | 54.9346 | 56.307 | 57.6639 | 59.0058 | 60.333 | 61.6458
Northwest | Rubber | Peak | September | Miscellaneous | MW | 30.7054 | 35.1533 | 38.6276 | 45.0182 | 49.9264 | 52.989 | 52.4586 | 58.086 | 58.9757 | 62.1574 | 59.4867 | 59.4445 | 68.748 | 67.9715 | 63.6721 | 41.913 | 42.0493 | 50.3136 | 45.2841 | 53.1983 | 52.0029 | 42.106 | 43.1311 | 48.4125 | 42.7401 | 48.216 | 45.8858 | 55.5175 | 50.735 | 54.268 | 56.8034 | 59.3484 | 61.9039 | 64.4686 | 67.041 | 69.62 | 72.2045 | 74.7935 | 77.3862 | 79.9818 | 82.5796 | 85.179 | 87.7794 | 90.3803 | 92.9812 | 95.5818 | 98.1816 | 100.7804 | 103.3762 | 105.9648
Northwest | Rubber | Peak | October | Process Heat | MW | 16.338 | 18.5688 | 19.959 | 23.1119 | 26.6562 | 28.1161 | 29.3421 | 32.0675 | 34.3437 | 36.7565 | 32.3749 | 33.1994 | 34.7603 | 33.6035 | 33.5137 | 25.2087 | 26.8111 | 28.9999 | 27.5516 | 29.4228 | 37.0966 | 29.6123 | 28.9882 | 29.3559 | 27.1082 | 29.1408 | 29.0497 | 36.7393 | 19.7708 | 21.16 | 22.1505 | 23.1297 | 24.098 | 25.0554 | 26.0021 | 26.938 | 27.8633 | 28.7781 | 29.6826 | 30.5769 | 31.4611 | 32.3356 | 33.2003 | 34.0556 | 34.9016 | 35.7386 | 36.5667 | 37.3862 | 38.1972 | 39
Northwest | Rubber | Peak | October | Motors | MW | 46.5369 | 48.1842 | 45.3012 | 51.5462 | 58.3624 | 63.5658 | 70.5387 | 81.0975 | 87.8152 | 93.7709 | 84.3134 | 85.8087 | 86.0756 | 80.6375 | 85.5411 | 82.3806 | 83.8968 | 92.9489 | 91.7157 | 95.0325 | 120.1735 | 102.329 | 91.9902 | 87.9065 | 89.8632 | 95.4449 | 94.9931 | 95.3329 | 87.1941 | 93.6666 | 98.4365 | 103.2099 | 107.987 | 112.7668 | 117.5483 | 122.3305 | 127.1127 | 131.8939 | 136.6735 | 141.4508 | 146.2253 | 150.9964 | 155.7637 | 160.5267 | 165.2851 | 170.0384 | 174.7865 | 179.5289 | 184.2655 | 188.9959
Northwest | Rubber | Peak | October | Other Subs | MW | 16.4072 | 17.5726 | 16.6713 | 19.0764 | 22.4157 | 24.5229 | 27.9223 | 33.0384 | 35.4694 | 39.5048 | 35.5877 | 36.7839 | 36.3338 | 34.0108 | 36.5399 | 35.7243 | 35.3585 | 39.8231 | 39.5918 | 40.8265 | 55.6694 | 48.6958 | 46.0348 | 43.7846 | 44.9258 | 48.2728 | 48.766 | 38.5915 | 32.2363 | 34.6847 | 36.4813 | 38.2529 | 40.0002 | 41.7239 | 43.4245 | 45.1027 | 46.7591 | 48.3942 | 50.0086 | 51.6029 | 53.1776 | 54.7333 | 56.2703 | 57.7893 | 59.2906 | 60.7748 | 62.2422 | 63.6933 | 65.1286 | 66.5483
Northwest | Rubber | Peak | October | Miscellaneous | MW | 34.7475 | 40.0264 | 43.2915 | 49.4122 | 56.6282 | 59.223 | 60.1434 | 62.9952 | 67.4951 | 70.2719 | 61.4863 | 63.9342 | 68.3766 | 67.4306 | 64.7818 | 44.5312 | 48.6972 | 51.3696 | 47.5208 | 51.1047 | 63.6423 | 48.6807 | 48.5174 | 53.1872 | 45.4865 | 49.5221 | 49.4709 | 59.8631 | 54.7082 | 58.5536 | 61.323 | 64.1019 | 66.8913 | 69.6897 | 72.4957 | 75.3081 | 78.1259 | 80.9481 | 83.7736 | 86.6019 | 89.4321 | 92.2636 | 95.0959 | 97.9283 | 100.7605 | 103.5921 | 106.4225 | 109.2516 | 112.0771 | 114.8941
Northwest | Rubber | Peak | November | Process Heat | MW | 17.7874 | 20.2314 | 21.7591 | 25.1972 | 29.0231 | 30.6284 | 31.9632 | 34.9689 | 37.4063 | 40.0548 | 36.1731 | 35.7923 | 37.6384 | 36.9103 | 40.6594 | 29.9475 | 27.6907 | 32.6502 | 33.8907 | 37.7307 | 40.4122 | 32.9127 | 29.6551 | 29.2688 | 35.6908 | 30.5852 | 30.8558 | 38.9965 | 21.0541 | 22.5326 | 23.5865 | 24.6283 | 25.6586 | 26.6774 | 27.6846 | 28.6805 | 29.6651 | 30.6386 | 31.601 | 32.5527 | 33.4936 | 34.4242 | 35.3444 | 36.2546 | 37.155 | 38.0457 | 38.927 | 39.7991 | 40.6622 | 41.5166
Northwest | Rubber | Peak | November | Motors | MW | 50.7575 | 52.6135 | 49.4656 | 56.2618 | 63.6349 | 69.32 | 76.9617 | 88.5219 | 95.7959 | 102.3 | 94.3041 | 92.6619 | 93.4049 | 88.756 | 103.9072 | 98.0418 | 86.7817 | 104.7747 | 112.9869 | 121.9888 | 130.7835 | 113.6047 | 93.9565 | 87.525 | 118.2099 | 100.1095 | 100.8742 | 101.3123 | 92.66 | 99.5339 | 104.5983 | 109.6664 | 114.7387 | 119.8139 | 124.8911 | 129.9691 | 135.047 | 140.124 | 145.1994 | 150.2724 | 155.3425 | 160.409 | 165.4715 | 170.5295 | 175.5826 | 180.6304 | 185.6726 | 190.7089 | 195.739 | 200.7625
Northwest | Rubber | Peak | November | Other Subs | MW | 17.8989 | 19.1987 | 18.2145 | 20.8289 | 24.4462 | 26.7461 | 30.4747 | 36.0779 | 38.7127 | 43.1222 | 39.8267 | 39.7385 | 39.4578 | 37.4622 | 44.4089 | 42.5435 | 36.6021 | 44.9203 | 48.8093 | 52.4436 | 60.5483 | 54.0322 | 46.9938 | 43.5581 | 59.0667 | 50.6089 | 51.7672 | 41.0251 | 34.2933 | 36.8967 | 38.8068 | 40.6904 | 42.5482 | 44.3809 | 46.1892 | 47.9736 | 49.7348 | 51.4735 | 53.1902 | 54.8855 | 56.56 | 58.2142 | 59.8488 | 61.4641 | 63.0606 | 64.639 | 66.1995 | 67.7428 | 69.2691 | 70.7789
Northwest | Rubber | Peak | November | Miscellaneous | MW | 37.8346 | 43.6234 | 47.2031 | 53.8754 | 61.6682 | 64.5237 | 65.5418 | 68.7269 | 73.5777 | 76.6039 | 68.7327 | 68.9446 | 74.0314 | 74.0648 | 78.638 | 52.9342 | 50.3559 | 57.8541 | 58.4592 | 65.5418 | 69.3188 | 54.096 | 49.6308 | 53.0176 | 59.8699 | 51.9615 | 52.5293 | 63.6143 | 58.1341 | 62.2177 | 65.1577 | 68.1077 | 71.0689 | 74.0398 | 77.0189 | 80.0049 | 82.9966 | 85.993 | 88.9931 | 91.9961 | 95.0012 | 98.0077 | 101.015 | 104.0226 | 107.03 | 110.0367 | 113.0422 | 116.0463 | 119.0467 | 122.038
Northwest | Rubber | Peak | December | Process Heat | MW | 16.5717 | 18.8675 | 20.1591 | 23.2345 | 26.9986 | 28.3992 | 29.8694 | 32.3992 | 35.0492 | 37.4843 | 35.2869 | 34.6039 | 42.7794 | 35.0564 | 36.668 | 26.9366 | 24.2537 | 30.1269 | 29.3165 | 36.67 | 34.1561 | 30.0649 | 33.4511 | 35.2937 | 28.896 | 30.3684 | 29.6344 | 37.3574 | 20.3005 | 21.73 | 22.7499 | 23.7582 | 24.7552 | 25.7411 | 26.7158 | 27.6795 | 28.6323 | 29.5742 | 30.5054 | 31.4262 | 32.3366 | 33.2368 | 34.1271 | 35.0077 | 35.8787 | 36.7403 | 37.5928 | 38.4364 | 39.2713 | 40.0976
Northwest | Rubber | Peak | December | Motors | MW | 47.6687 | 49.435 | 46.1252 | 52.1599 | 59.4481 | 64.5517 | 72.3356 | 82.2449 | 90.0323 | 96.0543 | 92.5009 | 90.0309 | 106.5381 | 84.6116 | 94.0315 | 88.1047 | 75.9665 | 96.705 | 97.6847 | 118.5567 | 110.5243 | 103.7986 | 105.9302 | 105.548 | 95.7919 | 99.5183 | 97.0041 | 97.5751 | 89.2425 | 95.8767 | 100.7677 | 105.662 | 110.5599 | 115.4604 | 120.3626 | 125.2653 | 130.1678 | 135.0693 | 139.969 | 144.8663 | 149.7606 | 154.6514 | 159.5382 | 164.4206 | 169.2981 | 174.1705 | 179.0373 | 183.8984 | 188.7534 | 193.6021
Northwest | Rubber | Peak | December | Other Subs | MW | 16.8192 | 18.0627 | 17.016 | 19.3347 | 22.8467 | 24.9087 | 28.6548 | 33.518 | 36.3842 | 40.5064 | 39.1058 | 38.6453 | 45.0278 | 35.7315 | 40.1993 | 38.2081 | 32.0199 | 41.4429 | 42.1763 | 50.9402 | 51.1407 | 49.3288 | 52.9505 | 52.5078 | 47.8758 | 50.3312 | 49.7992 | 39.4638 | 32.9708 | 35.4751 | 37.3128 | 39.1251 | 40.9126 | 42.6759 | 44.4157 | 46.1326 | 47.8272 | 49.5002 | 51.1519 | 52.7832 | 54.3944 | 55.9861 | 57.5588 | 59.1131 | 60.6493 | 62.168 | 63.6696 | 65.1546 | 66.6232 | 68.076
Northwest | Rubber | Peak | December | Miscellaneous | MW | 35.262 | 40.709 | 43.7535 | 49.6931 | 57.3859 | 59.8435 | 61.2221 | 63.6175 | 68.8931 | 71.5933 | 66.906 | 66.545 | 84.0714 | 70.309 | 70.8536 | 47.6455 | 44.0948 | 53.3825 | 50.5819 | 63.6942 | 58.5782 | 49.4387 | 56.0096 | 63.9425 | 48.4666 | 51.5917 | 50.4494 | 61.14 | 55.8728 | 59.8057 | 62.6388 | 65.4813 | 68.3345 | 71.1967 | 74.0668 | 76.9433 | 79.8252 | 82.7115 | 85.6013 | 88.4938 | 91.3882 | 94.2839 | 97.1803 | 100.0769 | 102.9733 | 105.8689 | 108.7634 | 111.6564 | 114.5458 | 117.4263
Northwest | Leather | Peak | January | Process Heat | MW | 0.3265 | 0.4756 | 0.4084 | 0.2388 | 0.2943 | 0.3257 | 0.3496 | 0.5565 | 0.4554 | 0.4872 | 0.4225 | 0.314 | 0.3504 | 0.4196 | 0.4601 | 0.2856 | 0.2598 | 0.2745 | 0.3191 | 0.3358 | 0.2962 | 0.3268 | 0.3218 | 0.3053 | 0.2445 | 0.2751 | 0.2677 | 0.3854 | 0.5745 | 0.5831 | 0.5802 | 0.577 | 0.5735 | 0.5699 | 0.5662 | 0.5623 | 0.5583 | 0.5543 | 0.5502 | 0.5461 | 0.5419 | 0.5377 | 0.5335 | 0.5294 | 0.5253 | 0.5212 | 0.5171 | 0.5131 | 0.5091 | 0.5052
Northwest | Leather | Peak | January | Motors | MW | 0.9429 | 1.1647 | 0.9552 | 0.5291 | 0.6674 | 0.7682 | 0.84 | 1.3945 | 1.1058 | 1.1341 | 1.0281 | 0.7545 | 0.8121 | 0.9247 | 1.0854 | 0.8951 | 0.7838 | 0.8496 | 1.0283 | 1.0448 | 0.9387 | 1.0777 | 0.9799 | 0.8803 | 0.8236 | 0.909 | 0.8835 | 0.8143 | 0.6946 | 0.6964 | 0.6851 | 0.6742 | 0.6638 | 0.6536 | 0.6439 | 0.6344 | 0.6252 | 0.6162 | 0.6075 | 0.5991 | 0.5907 | 0.5824 | 0.5744 | 0.5665 | 0.5588 | 0.5513 | 0.5439 | 0.5367 | 0.5296 | 0.5227
Northwest | Leather | Peak | January | Other Subs | MW | 0.3176 | 0.4114 | 0.3374 | 0.1947 | 0.2543 | 0.2879 | 0.3219 | 0.5497 | 0.431 | 0.4539 | 0.4148 | 0.3165 | 0.3211 | 0.3744 | 0.443 | 0.3785 | 0.3192 | 0.3541 | 0.4314 | 0.4316 | 0.4208 | 0.4861 | 0.4673 | 0.4205 | 0.4 | 0.4524 | 0.4468 | 0.3704 | 0.3885 | 0.3911 | 0.386 | 0.3809 | 0.3756 | 0.3704 | 0.3651 | 0.3599 | 0.3546 | 0.3493 | 0.3441 | 0.3389 | 0.3338 | 0.3287 | 0.3237 | 0.3187 | 0.3138 | 0.309 | 0.3042 | 0.2995 | 0.2949 | 0.2903
Northwest | Leather | Peak | January | Miscellaneous | MW | 0.6788 | 1.021 | 0.8747 | 0.5175 | 0.6298 | 0.6923 | 0.7079 | 1.0995 | 0.9144 | 0.9637 | 0.8218 | 0.6268 | 0.7015 | 0.8668 | 0.9164 | 0.5225 | 0.4825 | 0.4987 | 0.5658 | 0.5991 | 0.5213 | 0.5629 | 0.5577 | 0.5695 | 0.4137 | 0.4737 | 0.4618 | 0.5215 | 0.4406 | 0.4389 | 0.4292 | 0.4198 | 0.4107 | 0.402 | 0.3936 | 0.3855 | 0.3777 | 0.37 | 0.3626 | 0.3554 | 0.3484 | 0.3414 | 0.3346 | 0.328 | 0.3216 | 0.3152 | 0.3091 | 0.303 | 0.2971 | 0.2912
Northwest | Leather | Peak | February | Process Heat | MW | 0.3344 | 0.4875 | 0.4187 | 0.2451 | 0.3023 | 0.3341 | 0.3585 | 0.5704 | 0.4672 | 0.4992 | 0.4372 | 0.3028 | 0.3247 | 0.4373 | 0.4516 | 0.2912 | 0.2565 | 0.3008 | 0.2838 | 0.3305 | 0.3463 | 0.3203 | 0.2996 | 0.2982 | 0.255 | 0.2885 | 0.2684 | 0.3852 | 0.5737 | 0.5822 | 0.5792 | 0.576 | 0.5725 | 0.5689 | 0.5651 | 0.5612 | 0.5572 | 0.5532 | 0.5491 | 0.5449 | 0.5407 | 0.5365 | 0.5323 | 0.5282 | 0.524 | 0.5199 | 0.5159 | 0.5118 | 0.5079 | 0.5039
Northwest | Leather | Peak | February | Motors | MW | 0.9669 | 1.1944 | 0.9796 | 0.5431 | 0.6856 | 0.7883 | 0.8617 | 1.43 | 1.1347 | 1.1624 | 1.064 | 0.7273 | 0.7529 | 0.9639 | 1.0657 | 0.9137 | 0.7746 | 0.9312 | 0.9149 | 1.0287 | 1.0989 | 1.0589 | 0.9145 | 0.8614 | 0.8593 | 0.9536 | 0.8862 | 0.8149 | 0.6951 | 0.6969 | 0.6856 | 0.6747 | 0.6643 | 0.6541 | 0.6444 | 0.6349 | 0.6257 | 0.6167 | 0.608 | 0.5996 | 0.5912 | 0.583 | 0.5749 | 0.567 | 0.5593 | 0.5518 | 0.5444 | 0.5372 | 0.5301 | 0.5232
Northwest | Leather | Peak | February | Other Subs | MW | 0.3257 | 0.422 | 0.3461 | 0.1999 | 0.2613 | 0.2955 | 0.3303 | 0.564 | 0.4426 | 0.4655 | 0.4295 | 0.3051 | 0.2979 | 0.3904 | 0.4352 | 0.3867 | 0.3157 | 0.3884 | 0.3841 | 0.4253 | 0.4933 | 0.4788 | 0.4371 | 0.4122 | 0.4176 | 0.4749 | 0.4484 | 0.3707 | 0.3883 | 0.3909 | 0.3859 | 0.3807 | 0.3755 | 0.3703 | 0.365 | 0.3598 | 0.3545 | 0.3492 | 0.344 | 0.3388 | 0.3337 | 0.3286 | 0.3236 | 0.3186 | 0.3137 | 0.3089 | 0.3041 | 0.2994 | 0.2948 | 0.2902
Northwest | Leather | Peak | February | Miscellaneous | MW | 0.6951 | 1.0465 | 0.8966 | 0.5311 | 0.6469 | 0.7102 | 0.7257 | 1.127 | 0.9381 | 0.9874 | 0.8503 | 0.6043 | 0.6499 | 0.9031 | 0.8995 | 0.5327 | 0.4765 | 0.5464 | 0.503 | 0.5896 | 0.6096 | 0.5515 | 0.519 | 0.5562 | 0.4316 | 0.4969 | 0.4633 | 0.522 | 0.4409 | 0.4393 | 0.4296 | 0.4202 | 0.4112 | 0.4025 | 0.3941 | 0.386 | 0.3781 | 0.3705 | 0.3631 | 0.3559 | 0.3488 | 0.3419 | 0.3351 | 0.3284 | 0.322 | 0.3157 | 0.3095 | 0.3034 | 0.2975 | 0.2917
Northwest | Leather | Peak | March | Process Heat | MW | 0.3009 | 0.4385 | 0.3766 | 0.2205 | 0.2716 | 0.3007 | 0.3225 | 0.5144 | 0.4206 | 0.4495 | 0.3621 | 0.2789 | 0.3272 | 0.4151 | 0.4294 | 0.2553 | 0.2509 | 0.2643 | 0.2586 | 0.277 | 0.3058 | 0.2884 | 0.2777 | 0.2995 | 0.244 | 0.2471 | 0.2613 | 0.3748 | 0.5582 | 0.5665 | 0.5636 | 0.5605 | 0.5572 | 0.5536 | 0.55 | 0.5462 | 0.5423 | 0.5384 | 0.5344 | 0.5303 | 0.5262 | 0.5221 | 0.5181 | 0.514 | 0.51 | 0.506 | 0.502 | 0.4981 | 0.4942 | 0.4904
Northwest | Leather | Peak | March | Motors | MW | 0.8697 | 1.0738 | 0.8809 | 0.4887 | 0.6158 | 0.7093 | 0.7749 | 1.2898 | 1.0215 | 1.0468 | 0.8814 | 0.6705 | 0.7588 | 0.9151 | 1.0133 | 0.8005 | 0.7574 | 0.8183 | 0.8336 | 0.8621 | 0.9703 | 0.9525 | 0.8474 | 0.8647 | 0.8223 | 0.8166 | 0.8626 | 0.7925 | 0.676 | 0.6777 | 0.6667 | 0.6562 | 0.646 | 0.6361 | 0.6266 | 0.6174 | 0.6084 | 0.5997 | 0.5913 | 0.583 | 0.5749 | 0.5668 | 0.559 | 0.5513 | 0.5438 | 0.5365 | 0.5293 | 0.5223 | 0.5154 | 0.5086
Northwest | Leather | Peak | March | Other Subs | MW | 0.2929 | 0.3793 | 0.3111 | 0.1799 | 0.2347 | 0.2659 | 0.297 | 0.5086 | 0.3983 | 0.4192 | 0.3558 | 0.2813 | 0.3002 | 0.3706 | 0.4138 | 0.3387 | 0.3086 | 0.3412 | 0.3499 | 0.3563 | 0.4355 | 0.4303 | 0.4048 | 0.4136 | 0.3996 | 0.4067 | 0.4365 | 0.3604 | 0.3772 | 0.3797 | 0.3748 | 0.3698 | 0.3648 | 0.3597 | 0.3546 | 0.3495 | 0.3443 | 0.3392 | 0.3342 | 0.3291 | 0.3241 | 0.3192 | 0.3143 | 0.3095 | 0.3047 | 0.3 | 0.2954 | 0.2908 | 0.2864 | 0.2819
Northwest | Leather | Peak | March | Miscellaneous | MW | 0.6254 | 0.9411 | 0.8064 | 0.4779 | 0.5812 | 0.6392 | 0.6527 | 1.0163 | 0.8444 | 0.8891 | 0.7042 | 0.5567 | 0.655 | 0.8574 | 0.8552 | 0.4668 | 0.466 | 0.4802 | 0.4585 | 0.4942 | 0.5383 | 0.4966 | 0.4812 | 0.5586 | 0.413 | 0.4256 | 0.451 | 0.5079 | 0.429 | 0.4274 | 0.4179 | 0.4088 | 0.4 | 0.3915 | 0.3834 | 0.3755 | 0.3678 | 0.3604 | 0.3532 | 0.3462 | 0.3393 | 0.3325 | 0.3259 | 0.3194 | 0.3131 | 0.307 | 0.301 | 0.2951 | 0.2893 | 0.2836
Northwest | Leather | Peak | April | Process Heat | MW | 0.2657 | 0.3864 | 0.3316 | 0.1947 | 0.2395 | 0.2654 | 0.2842 | 0.4576 | 0.3719 | 0.3975 | 0.2962 | 0.2523 | 0.2862 | 0.3799 | 0.3925 | 0.2393 | 0.2183 | 0.2489 | 0.2353 | 0.2746 | 0.2577 | 0.2523 | 0.2638 | 0.2401 | 0.2134 | 0.2188 | 0.2151 | 0.3089 | 0.46 | 0.4668 | 0.4645 | 0.4618 | 0.4591 | 0.4561 | 0.4531 | 0.4499 | 0.4467 | 0.4434 | 0.4401 | 0.4368 | 0.4334 | 0.43 | 0.4266 | 0.4232 | 0.4199 | 0.4165 | 0.4133 | 0.41 | 0.4068 | 0.4036
Northwest | Leather | Peak | April | Motors | MW | 0.7665 | 0.9424 | 0.773 | 0.4301 | 0.5404 | 0.6236 | 0.6821 | 1.1475 | 0.902 | 0.9261 | 0.7214 | 0.6067 | 0.6641 | 0.8371 | 0.9264 | 0.7501 | 0.6588 | 0.7696 | 0.7577 | 0.8542 | 0.8171 | 0.8329 | 0.8047 | 0.6928 | 0.7188 | 0.7227 | 0.7093 | 0.6527 | 0.5566 | 0.5579 | 0.5488 | 0.5401 | 0.5316 | 0.5235 | 0.5156 | 0.5079 | 0.5005 | 0.4933 | 0.4862 | 0.4794 | 0.4726 | 0.4659 | 0.4594 | 0.453 | 0.4468 | 0.4407 | 0.4348 | 0.4289 | 0.4232 | 0.4176
Northwest | Leather | Peak | April | Other Subs | MW | 0.2579 | 0.3323 | 0.2725 | 0.158 | 0.2058 | 0.2336 | 0.2614 | 0.4527 | 0.3519 | 0.3711 | 0.2914 | 0.2546 | 0.2631 | 0.3392 | 0.3787 | 0.3175 | 0.2687 | 0.321 | 0.3182 | 0.3534 | 0.3669 | 0.3765 | 0.3845 | 0.3313 | 0.3492 | 0.3599 | 0.3588 | 0.2969 | 0.3106 | 0.3126 | 0.3086 | 0.3044 | 0.3003 | 0.2961 | 0.2918 | 0.2876 | 0.2834 | 0.2791 | 0.2749 | 0.2708 | 0.2666 | 0.2625 | 0.2585 | 0.2545 | 0.2506 | 0.2467 | 0.2429 | 0.2391 | 0.2354 | 0.2317
Northwest | Leather | Peak | April | Miscellaneous | MW | 0.551 | 0.8281 | 0.7093 | 0.4215 | 0.5117 | 0.5634 | 0.5742 | 0.9032 | 0.7457 | 0.7857 | 0.5755 | 0.5031 | 0.5726 | 0.7845 | 0.7812 | 0.4368 | 0.4048 | 0.4518 | 0.4168 | 0.4897 | 0.4535 | 0.4342 | 0.4569 | 0.4477 | 0.3612 | 0.3768 | 0.3712 | 0.4188 | 0.3536 | 0.3523 | 0.3444 | 0.3369 | 0.3296 | 0.3226 | 0.3158 | 0.3093 | 0.3029 | 0.2968 | 0.2908 | 0.285 | 0.2793 | 0.2737 | 0.2682 | 0.2629 | 0.2576 | 0.2525 | 0.2475 | 0.2426 | 0.2378 | 0.2331
Northwest | Leather | Peak | May | Process Heat | MW | 0.2625 | 0.3823 | 0.3286 | 0.1952 | 0.2381 | 0.2638 | 0.2806 | 0.4571 | 0.3665 | 0.3926 | 0.3279 | 0.259 | 0.2879 | 0.4009 | 0.4174 | 0.2405 | 0.2485 | 0.2489 | 0.2341 | 0.2839 | 0.2808 | 0.2543 | 0.255 | 0.2499 | 0.2247 | 0.2178 | 0.2198 | 0.3213 | 0.4794 | 0.4865 | 0.4839 | 0.4811 | 0.4781 | 0.475 | 0.4718 | 0.4684 | 0.465 | 0.4615 | 0.458 | 0.4545 | 0.4509 | 0.4473 | 0.4437 | 0.4401 | 0.4366 | 0.4331 | 0.4296 | 0.4261 | 0.4227 | 0.4193
Northwest | Leather | Peak | May | Motors | MW | 0.741 | 0.9124 | 0.7518 | 0.4229 | 0.5269 | 0.6076 | 0.6645 | 1.1369 | 0.8799 | 0.908 | 0.7906 | 0.6147 | 0.6623 | 0.8745 | 0.9777 | 0.7522 | 0.7481 | 0.7655 | 0.751 | 0.8809 | 0.8859 | 0.835 | 0.7746 | 0.7182 | 0.7537 | 0.7162 | 0.7214 | 0.6745 | 0.5746 | 0.5757 | 0.566 | 0.5567 | 0.5477 | 0.539 | 0.5305 | 0.5223 | 0.5144 | 0.5067 | 0.4991 | 0.4918 | 0.4846 | 0.4774 | 0.4704 | 0.4636 | 0.4569 | 0.4503 | 0.4439 | 0.4376 | 0.4315 | 0.4254
Northwest | Leather | Peak | May | Other Subs | MW | 0.2481 | 0.3198 | 0.2627 | 0.1545 | 0.2001 | 0.2271 | 0.2541 | 0.4481 | 0.343 | 0.3633 | 0.3184 | 0.2572 | 0.2619 | 0.3538 | 0.3996 | 0.3185 | 0.3054 | 0.3192 | 0.3153 | 0.3647 | 0.3975 | 0.3772 | 0.3697 | 0.3426 | 0.3651 | 0.3555 | 0.3637 | 0.307 | 0.3226 | 0.3246 | 0.3203 | 0.3159 | 0.3114 | 0.3069 | 0.3025 | 0.298 | 0.2935 | 0.289 | 0.2845 | 0.2801 | 0.2757 | 0.2713 | 0.267 | 0.2628 | 0.2586 | 0.2545 | 0.2504 | 0.2464 | 0.2425 | 0.2386
Northwest | Leather | Peak | May | Miscellaneous | MW | 0.5418 | 0.8165 | 0.7005 | 0.4216 | 0.5069 | 0.5581 | 0.5656 | 0.9022 | 0.7338 | 0.7769 | 0.6383 | 0.5172 | 0.5766 | 0.8286 | 0.8313 | 0.4368 | 0.4589 | 0.4512 | 0.4139 | 0.5061 | 0.494 | 0.4367 | 0.4412 | 0.4657 | 0.3799 | 0.3747 | 0.3788 | 0.4341 | 0.3663 | 0.3647 | 0.3564 | 0.3484 | 0.3408 | 0.3333 | 0.3262 | 0.3192 | 0.3125 | 0.306 | 0.2997 | 0.2936 | 0.2875 | 0.2815 | 0.2757 | 0.2701 | 0.2645 | 0.2591 | 0.2538 | 0.2486 | 0.2435 | 0.2385
Northwest | Leather | Peak | June | Process Heat | MW | 0.2601 | 0.3827 | 0.3284 | 0.2002 | 0.2335 | 0.2626 | 0.2752 | 0.4696 | 0.3582 | 0.3908 | 0.2932 | 0.2269 | 0.2682 | 0.3805 | 0.4161 | 0.2208 | 0.2343 | 0.2412 | 0.2388 | 0.2721 | 0.2718 | 0.2251 | 0.248 | 0.2146 | 0.1989 | 0.1943 | 0.1974 | 0.289 | 0.4304 | 0.4366 | 0.4342 | 0.4316 | 0.4288 | 0.4259 | 0.4229 | 0.4198 | 0.4166 | 0.4133 | 0.41 | 0.4067 | 0.4034 | 0.4 | 0.3967 | 0.3934 | 0.3901 | 0.3868 | 0.3836 | 0.3804 | 0.3772 | 0.3741
Northwest | Leather | Peak | June | Motors | MW | 0.7179 | 0.8943 | 0.7378 | 0.4252 | 0.5078 | 0.5929 | 0.641 | 1.1545 | 0.8491 | 0.8943 | 0.6968 | 0.5298 | 0.6096 | 0.8187 | 0.9631 | 0.6898 | 0.7029 | 0.7389 | 0.764 | 0.8421 | 0.8545 | 0.7356 | 0.7509 | 0.6148 | 0.6658 | 0.6371 | 0.6454 | 0.6056 | 0.5154 | 0.5162 | 0.5073 | 0.4987 | 0.4904 | 0.4824 | 0.4747 | 0.4671 | 0.4598 | 0.4527 | 0.4457 | 0.4389 | 0.4322 | 0.4256 | 0.4191 | 0.4128 | 0.4066 | 0.4005 | 0.3946 | 0.3887 | 0.383 | 0.3773
Northwest | Leather | Peak | June | Other Subs | MW | 0.2396 | 0.312 | 0.2562 | 0.1545 | 0.1924 | 0.2212 | 0.2442 | 0.4542 | 0.3305 | 0.3566 | 0.2793 | 0.2207 | 0.24 | 0.3302 | 0.3932 | 0.2925 | 0.2869 | 0.308 | 0.3204 | 0.3487 | 0.3831 | 0.3317 | 0.3576 | 0.2926 | 0.322 | 0.3158 | 0.325 | 0.2759 | 0.2891 | 0.2909 | 0.2869 | 0.2829 | 0.2788 | 0.2748 | 0.2706 | 0.2665 | 0.2624 | 0.2583 | 0.2543 | 0.2502 | 0.2462 | 0.2422 | 0.2383 | 0.2344 | 0.2306 | 0.2268 | 0.2231 | 0.2194 | 0.2158 | 0.2122
Northwest | Leather | Peak | June | Miscellaneous | MW | 0.5357 | 0.8159 | 0.6989 | 0.4318 | 0.4965 | 0.5545 | 0.5552 | 0.9279 | 0.7171 | 0.7754 | 0.5727 | 0.4546 | 0.5383 | 0.7878 | 0.83 | 0.3986 | 0.431 | 0.4368 | 0.4219 | 0.4851 | 0.4782 | 0.3863 | 0.4289 | 0.3998 | 0.3361 | 0.3342 | 0.3402 | 0.3914 | 0.3299 | 0.3285 | 0.3209 | 0.3136 | 0.3066 | 0.2998 | 0.2933 | 0.287 | 0.2808 | 0.2749 | 0.2691 | 0.2634 | 0.2579 | 0.2524 | 0.2471 | 0.2419 | 0.2368 | 0.2318 | 0.2269 | 0.2221 | 0.2174 | 0.2128
Northwest | Leather | Peak | July | Process Heat | MW | 0.2387 | 0.3557 | 0.305 | 0.1889 | 0.2131 | 0.2414 | 0.2528 | 0.447 | 0.3285 | 0.3651 | 0.2865 | 0.2114 | 0.2693 | 0.3625 | 0.384 | 0.1939 | 0.2107 | 0.2249 | 0.2218 | 0.2702 | 0.2503 | 0.2273 | 0.2226 | 0.2281 | 0.1984 | 0.1919 | 0.2015 | 0.2965 | 0.4419 | 0.4483 | 0.4458 | 0.4431 | 0.4402 | 0.4372 | 0.4341 | 0.4308 | 0.4275 | 0.4242 | 0.4208 | 0.4174 | 0.4139 | 0.4104 | 0.407 | 0.4036 | 0.4001 | 0.3968 | 0.3934 | 0.3901 | 0.3868 | 0.3835
Northwest | Leather | Peak | July | Motors | MW | 0.6475 | 0.822 | 0.6783 | 0.3974 | 0.459 | 0.5387 | 0.5825 | 1.0932 | 0.7718 | 0.8294 | 0.6742 | 0.4883 | 0.6048 | 0.773 | 0.8806 | 0.6041 | 0.6295 | 0.6842 | 0.7061 | 0.8318 | 0.7829 | 0.7389 | 0.672 | 0.6509 | 0.6634 | 0.6276 | 0.6571 | 0.6185 | 0.526 | 0.5266 | 0.5174 | 0.5085 | 0.4999 | 0.4916 | 0.4835 | 0.4757 | 0.4681 | 0.4606 | 0.4534 | 0.4463 | 0.4394 | 0.4324 | 0.4257 | 0.4191 | 0.4126 | 0.4063 | 0.4 | 0.3939 | 0.3879 | 0.382
Northwest | Leather | Peak | July | Other Subs | MW | 0.2157 | 0.2862 | 0.2348 | 0.144 | 0.1737 | 0.2007 | 0.2213 | 0.4293 | 0.2997 | 0.3297 | 0.2691 | 0.2028 | 0.2367 | 0.3109 | 0.3586 | 0.2561 | 0.2564 | 0.2844 | 0.2953 | 0.3435 | 0.3502 | 0.3324 | 0.3191 | 0.3084 | 0.3201 | 0.3106 | 0.3305 | 0.2815 | 0.2943 | 0.296 | 0.2919 | 0.2878 | 0.2836 | 0.2794 | 0.2752 | 0.271 | 0.2668 | 0.2626 | 0.2584 | 0.2542 | 0.25 | 0.246 | 0.2419 | 0.2379 | 0.234 | 0.2301 | 0.2263 | 0.2225 | 0.2188 | 0.2151
Northwest | Leather | Peak | July | Miscellaneous | MW | 0.4922 | 0.7586 | 0.6491 | 0.4074 | 0.4531 | 0.5097 | 0.5112 | 0.8845 | 0.6578 | 0.7258 | 0.5611 | 0.4246 | 0.5416 | 0.7514 | 0.7667 | 0.3489 | 0.3867 | 0.407 | 0.3916 | 0.4817 | 0.4403 | 0.3899 | 0.3851 | 0.4251 | 0.3351 | 0.3301 | 0.3472 | 0.4011 | 0.3379 | 0.3363 | 0.3285 | 0.3209 | 0.3137 | 0.3066 | 0.2998 | 0.2933 | 0.2869 | 0.2807 | 0.2747 | 0.2688 | 0.2631 | 0.2574 | 0.2518 | 0.2464 | 0.2411 | 0.2359 | 0.2308 | 0.2258 | 0.2209 | 0.2161
Northwest | Leather | Peak | August | Process Heat | MW | 0.2291 | 0.3418 | 0.2928 | 0.182 | 0.2043 | 0.2315 | 0.2423 | 0.43 | 0.3146 | 0.3504 | 0.2752 | 0.2126 | 0.2566 | 0.355 | 0.3674 | 0.1914 | 0.2035 | 0.2056 | 0.2198 | 0.263 | 0.2209 | 0.2095 | 0.2218 | 0.211 | 0.1979 | 0.195 | 0.2028 | 0.2988 | 0.4459 | 0.4524 | 0.4499 | 0.4473 | 0.4444 | 0.4414 | 0.4383 | 0.4351 | 0.4319 | 0.4286 | 0.4252 | 0.4218 | 0.4184 | 0.4149 | 0.4115 | 0.4081 | 0.4047 | 0.4013 | 0.398 | 0.3947 | 0.3914 | 0.3881
Northwest | Leather | Peak | August | Motors | MW | 0.6206 | 0.7898 | 0.6512 | 0.3827 | 0.4401 | 0.5166 | 0.5578 | 1.0512 | 0.7388 | 0.7955 | 0.6469 | 0.4907 | 0.5759 | 0.757 | 0.8419 | 0.5966 | 0.6081 | 0.6255 | 0.7 | 0.8099 | 0.691 | 0.6809 | 0.6698 | 0.6022 | 0.6624 | 0.6382 | 0.6617 | 0.6219 | 0.529 | 0.5297 | 0.5205 | 0.5115 | 0.5029 | 0.4946 | 0.4865 | 0.4787 | 0.471 | 0.4636 | 0.4564 | 0.4493 | 0.4423 | 0.4354 | 0.4286 | 0.422 | 0.4155 | 0.4092 | 0.403 | 0.3968 | 0.3908 | 0.3849
Northwest | Leather | Peak | August | Other Subs | MW | 0.2068 | 0.2752 | 0.2255 | 0.1388 | 0.1666 | 0.1925 | 0.2119 | 0.4128 | 0.2868 | 0.3162 | 0.2581 | 0.2038 | 0.2253 | 0.3045 | 0.3428 | 0.2529 | 0.2477 | 0.2601 | 0.2927 | 0.3344 | 0.309 | 0.3061 | 0.3178 | 0.2853 | 0.3196 | 0.3159 | 0.3329 | 0.2827 | 0.2952 | 0.297 | 0.293 | 0.2888 | 0.2847 | 0.2805 | 0.2763 | 0.2721 | 0.2678 | 0.2636 | 0.2594 | 0.2553 | 0.2511 | 0.2471 | 0.243 | 0.239 | 0.2351 | 0.2312 | 0.2274 | 0.2236 | 0.2199 | 0.2162
Northwest | Leather | Peak | August | Miscellaneous | MW | 0.4727 | 0.7295 | 0.6235 | 0.3925 | 0.4345 | 0.4889 | 0.4904 | 0.8514 | 0.6304 | 0.697 | 0.5394 | 0.4274 | 0.5162 | 0.736 | 0.734 | 0.3445 | 0.3736 | 0.3721 | 0.3881 | 0.469 | 0.3887 | 0.3596 | 0.3838 | 0.3933 | 0.3342 | 0.3354 | 0.3495 | 0.4033 | 0.3397 | 0.3381 | 0.3303 | 0.3227 | 0.3154 | 0.3083 | 0.3015 | 0.2949 | 0.2885 | 0.2823 | 0.2762 | 0.2703 | 0.2646 | 0.2588 | 0.2533 | 0.2478 | 0.2425 | 0.2373 | 0.2321 | 0.2271 | 0.2222 | 0.2174
Northwest | Leather | Peak | September | Process Heat | MW | 0.2479 | 0.3625 | 0.3109 | 0.1876 | 0.2221 | 0.2486 | 0.2618 | 0.4403 | 0.342 | 0.3696 | 0.2959 | 0.2274 | 0.2877 | 0.3692 | 0.3768 | 0.2051 | 0.2125 | 0.2502 | 0.2238 | 0.2689 | 0.2565 | 0.2322 | 0.2291 | 0.2347 | 0.2046 | 0.224 | 0.213 | 0.3079 | 0.4581 | 0.4648 | 0.4623 | 0.4595 | 0.4566 | 0.4536 | 0.4504 | 0.4471 | 0.4438 | 0.4404 | 0.437 | 0.4335 | 0.43 | 0.4265 | 0.423 | 0.4195 | 0.4161 | 0.4127 | 0.4093 | 0.4059 | 0.4026 | 0.3993
Northwest | Leather | Peak | September | Motors | MW | 0.6998 | 0.8648 | 0.7111 | 0.4059 | 0.4914 | 0.5721 | 0.6182 | 1.0951 | 0.8193 | 0.8534 | 0.7117 | 0.5393 | 0.6613 | 0.8048 | 0.8802 | 0.6426 | 0.6402 | 0.7705 | 0.7197 | 0.8355 | 0.8101 | 0.7631 | 0.6973 | 0.6751 | 0.6874 | 0.7371 | 0.6992 | 0.649 | 0.5528 | 0.5539 | 0.5446 | 0.5357 | 0.527 | 0.5187 | 0.5106 | 0.5027 | 0.4951 | 0.4877 | 0.4804 | 0.4734 | 0.4664 | 0.4595 | 0.4528 | 0.4462 | 0.4398 | 0.4335 | 0.4274 | 0.4213 | 0.4154 | 0.4095
Northwest | Leather | Peak | September | Other Subs | MW | 0.2346 | 0.3034 | 0.2488 | 0.1483 | 0.1867 | 0.214 | 0.2363 | 0.4319 | 0.3195 | 0.3415 | 0.2866 | 0.2256 | 0.2616 | 0.3259 | 0.36 | 0.2725 | 0.2616 | 0.3216 | 0.3023 | 0.3462 | 0.3637 | 0.345 | 0.3331 | 0.3222 | 0.3334 | 0.3664 | 0.353 | 0.2956 | 0.3093 | 0.3113 | 0.3071 | 0.3029 | 0.2987 | 0.2944 | 0.2901 | 0.2857 | 0.2814 | 0.2771 | 0.2728 | 0.2686 | 0.2644 | 0.2602 | 0.2561 | 0.252 | 0.248 | 0.2441 | 0.2401 | 0.2363 | 0.2325 | 0.2288
Northwest | Leather | Peak | September | Miscellaneous | MW | 0.5122 | 0.7749 | 0.6634 | 0.4053 | 0.4735 | 0.5263 | 0.5287 | 0.8703 | 0.6855 | 0.7325 | 0.5769 | 0.4547 | 0.5766 | 0.7637 | 0.7513 | 0.3721 | 0.3926 | 0.4538 | 0.396 | 0.4796 | 0.4515 | 0.3988 | 0.3964 | 0.4374 | 0.3461 | 0.3856 | 0.3673 | 0.418 | 0.3526 | 0.3512 | 0.3432 | 0.3356 | 0.3282 | 0.3211 | 0.3143 | 0.3076 | 0.3012 | 0.2949 | 0.2889 | 0.2829 | 0.2771 | 0.2714 | 0.2658 | 0.2604 | 0.255 | 0.2498 | 0.2447 | 0.2397 | 0.2348 | 0.23
Northwest | Leather | Peak | October | Process Heat | MW | 0.2806 | 0.4086 | 0.3508 | 0.2059 | 0.2528 | 0.2804 | 0.2998 | 0.4803 | 0.3915 | 0.4186 | 0.3088 | 0.2453 | 0.2896 | 0.3677 | 0.3863 | 0.2178 | 0.2465 | 0.2559 | 0.2348 | 0.2599 | 0.3126 | 0.2659 | 0.2561 | 0.2559 | 0.2169 | 0.2292 | 0.2286 | 0.3251 | 0.4825 | 0.4895 | 0.4869 | 0.4841 | 0.481 | 0.4778 | 0.4745 | 0.4711 | 0.4676 | 0.4641 | 0.4605 | 0.4569 | 0.4532 | 0.4495 | 0.4459 | 0.4423 | 0.4387 | 0.4351 | 0.4315 | 0.428 | 0.4246 | 0.4211
Northwest | Leather | Peak | October | Motors | MW | 0.8091 | 0.9973 | 0.8183 | 0.4552 | 0.5716 | 0.6597 | 0.7186 | 1.2029 | 0.9488 | 0.9735 | 0.75 | 0.588 | 0.6703 | 0.8088 | 0.9102 | 0.6822 | 0.7435 | 0.7914 | 0.756 | 0.8081 | 0.993 | 0.88 | 0.7828 | 0.7401 | 0.7306 | 0.7571 | 0.7539 | 0.6908 | 0.589 | 0.5904 | 0.5808 | 0.5716 | 0.5626 | 0.554 | 0.5457 | 0.5376 | 0.5297 | 0.522 | 0.5146 | 0.5074 | 0.5002 | 0.4931 | 0.4862 | 0.4795 | 0.4729 | 0.4664 | 0.4601 | 0.4539 | 0.4478 | 0.4419
Northwest | Leather | Peak | October | Other Subs | MW | 0.2724 | 0.352 | 0.2887 | 0.1674 | 0.2178 | 0.2472 | 0.2753 | 0.4741 | 0.3698 | 0.3895 | 0.3024 | 0.2465 | 0.2649 | 0.3273 | 0.3714 | 0.2885 | 0.3028 | 0.3298 | 0.3172 | 0.3338 | 0.4466 | 0.3986 | 0.3747 | 0.3547 | 0.3554 | 0.3773 | 0.3817 | 0.3148 | 0.3288 | 0.3309 | 0.3266 | 0.3222 | 0.3178 | 0.3133 | 0.3088 | 0.3043 | 0.2998 | 0.2954 | 0.2909 | 0.2865 | 0.2821 | 0.2777 | 0.2734 | 0.2692 | 0.265 | 0.2609 | 0.2568 | 0.2528 | 0.2489 | 0.245
Northwest | Leather | Peak | October | Miscellaneous | MW | 0.5829 | 0.8766 | 0.7509 | 0.4462 | 0.5408 | 0.5957 | 0.6067 | 0.949 | 0.7857 | 0.8282 | 0.6007 | 0.4897 | 0.5798 | 0.7595 | 0.7693 | 0.3982 | 0.4576 | 0.4649 | 0.4162 | 0.4636 | 0.5503 | 0.4575 | 0.4434 | 0.4773 | 0.3673 | 0.3949 | 0.3947 | 0.4432 | 0.3743 | 0.3729 | 0.3646 | 0.3567 | 0.349 | 0.3416 | 0.3345 | 0.3276 | 0.3209 | 0.3144 | 0.3081 | 0.302 | 0.296 | 0.2901 | 0.2843 | 0.2786 | 0.2731 | 0.2677 | 0.2624 | 0.2573 | 0.2522 | 0.2472
Northwest | Leather | Peak | November | Process Heat | MW | 0.3049 | 0.4442 | 0.3813 | 0.2243 | 0.2752 | 0.3048 | 0.3257 | 0.5221 | 0.425 | 0.4541 | 0.3429 | 0.2636 | 0.3113 | 0.402 | 0.4666 | 0.2579 | 0.2537 | 0.2872 | 0.2879 | 0.3319 | 0.3412 | 0.2965 | 0.2624 | 0.2555 | 0.2856 | 0.2407 | 0.2429 | 0.3475 | 0.5167 | 0.5243 | 0.5215 | 0.5185 | 0.5153 | 0.512 | 0.5085 | 0.5049 | 0.5012 | 0.4975 | 0.4937 | 0.4898 | 0.486 | 0.4821 | 0.4783 | 0.4744 | 0.4706 | 0.4668 | 0.4631 | 0.4594 | 0.4557 | 0.4521
Northwest | Leather | Peak | November | Motors | MW | 0.8811 | 1.0865 | 0.8913 | 0.4964 | 0.6233 | 0.7184 | 0.7822 | 1.3092 | 1.0318 | 1.0574 | 0.8344 | 0.6334 | 0.7226 | 0.8865 | 1.101 | 0.8098 | 0.7668 | 0.8899 | 0.9291 | 1.034 | 1.0825 | 0.9796 | 0.8007 | 0.7378 | 0.9616 | 0.7946 | 0.8012 | 0.7366 | 0.6281 | 0.6297 | 0.6194 | 0.6095 | 0.6 | 0.5908 | 0.5819 | 0.5733 | 0.5649 | 0.5567 | 0.5488 | 0.5411 | 0.5335 | 0.5259 | 0.5186 | 0.5114 | 0.5044 | 0.4975 | 0.4908 | 0.4842 | 0.4777 | 0.4714
Northwest | Leather | Peak | November | Other Subs | MW | 0.2968 | 0.3838 | 0.3148 | 0.1827 | 0.2376 | 0.2694 | 0.2999 | 0.5166 | 0.4027 | 0.4237 | 0.337 | 0.2658 | 0.2863 | 0.3594 | 0.4501 | 0.3429 | 0.3128 | 0.3714 | 0.3904 | 0.4279 | 0.4863 | 0.443 | 0.3829 | 0.3532 | 0.4675 | 0.3957 | 0.4054 | 0.3355 | 0.3511 | 0.3534 | 0.3488 | 0.3441 | 0.3394 | 0.3346 | 0.3298 | 0.325 | 0.3202 | 0.3154 | 0.3107 | 0.306 | 0.3013 | 0.2966 | 0.2921 | 0.2876 | 0.2831 | 0.2787 | 0.2744 | 0.2701 | 0.2659 | 0.2617
Northwest | Leather | Peak | November | Miscellaneous | MW | 0.6335 | 0.9533 | 0.8165 | 0.4861 | 0.5888 | 0.6478 | 0.6595 | 1.032 | 0.8537 | 0.8987 | 0.6671 | 0.5262 | 0.6232 | 0.8305 | 0.9296 | 0.4714 | 0.4713 | 0.5218 | 0.5103 | 0.5921 | 0.6005 | 0.5103 | 0.4543 | 0.4764 | 0.4836 | 0.4146 | 0.4193 | 0.4724 | 0.3989 | 0.3974 | 0.3886 | 0.3801 | 0.3719 | 0.364 | 0.3564 | 0.3491 | 0.3419 | 0.335 | 0.3283 | 0.3218 | 0.3154 | 0.309 | 0.3029 | 0.2968 | 0.291 | 0.2852 | 0.2796 | 0.2741 | 0.2687 | 0.2634
Northwest | Leather | Peak | December | Process Heat | MW | 0.285 | 0.4139 | 0.3548 | 0.2069 | 0.2565 | 0.2835 | 0.305 | 0.4848 | 0.3985 | 0.4247 | 0.3349 | 0.2544 | 0.355 | 0.3819 | 0.4213 | 0.2327 | 0.2227 | 0.2655 | 0.2495 | 0.3236 | 0.2889 | 0.2719 | 0.2968 | 0.3091 | 0.2314 | 0.2389 | 0.2332 | 0.3344 | 0.498 | 0.5053 | 0.5028 | 0.5 | 0.497 | 0.4938 | 0.4905 | 0.4872 | 0.4837 | 0.4802 | 0.4766 | 0.473 | 0.4694 | 0.4657 | 0.4621 | 0.4585 | 0.4549 | 0.4513 | 0.4478 | 0.4443 | 0.4409 | 0.4374
Northwest | Leather | Peak | December | Motors | MW | 0.828 | 1.0184 | 0.8333 | 0.4606 | 0.5836 | 0.6714 | 0.7358 | 1.2183 | 0.9699 | 0.9915 | 0.8185 | 0.6144 | 0.8257 | 0.8444 | 0.9966 | 0.7294 | 0.6723 | 0.8224 | 0.8044 | 1.0072 | 0.9162 | 0.8975 | 0.9046 | 0.8919 | 0.7799 | 0.7899 | 0.7703 | 0.7079 | 0.604 | 0.6055 | 0.5957 | 0.5863 | 0.5773 | 0.5685 | 0.56 | 0.5518 | 0.5438 | 0.5361 | 0.5285 | 0.5212 | 0.514 | 0.5068 | 0.4998 | 0.493 | 0.4863 | 0.4798 | 0.4735 | 0.4672 | 0.4611 | 0.4551
Northwest | Leather | Peak | December | Other Subs | MW | 0.2791 | 0.3601 | 0.2948 | 0.1697 | 0.2225 | 0.2518 | 0.2822 | 0.4806 | 0.3784 | 0.3974 | 0.3308 | 0.2581 | 0.327 | 0.3423 | 0.4072 | 0.3084 | 0.2739 | 0.3429 | 0.3376 | 0.4162 | 0.411 | 0.405 | 0.4318 | 0.4262 | 0.379 | 0.3934 | 0.3898 | 0.3221 | 0.3375 | 0.3398 | 0.3354 | 0.3309 | 0.3264 | 0.3219 | 0.3173 | 0.3127 | 0.3082 | 0.3036 | 0.2991 | 0.2946 | 0.2901 | 0.2857 | 0.2813 | 0.277 | 0.2728 | 0.2686 | 0.2645 | 0.2604 | 0.2564 | 0.2524
Northwest | Leather | Peak | December | Miscellaneous | MW | 0.5925 | 0.8888 | 0.7602 | 0.4486 | 0.5491 | 0.603 | 0.6172 | 0.9575 | 0.7999 | 0.8395 | 0.6506 | 0.5071 | 0.7103 | 0.7887 | 0.8388 | 0.4258 | 0.4136 | 0.4825 | 0.4424 | 0.5773 | 0.5085 | 0.4683 | 0.5144 | 0.5767 | 0.3916 | 0.4115 | 0.4025 | 0.4533 | 0.3829 | 0.3816 | 0.3731 | 0.365 | 0.3571 | 0.3496 | 0.3423 | 0.3353 | 0.3285 | 0.3219 | 0.3155 | 0.3092 | 0.3031 | 0.2971 | 0.2912 | 0.2855 | 0.2799 | 0.2744 | 0.269 | 0.2638 | 0.2586 | 0.2536
Northwest | Stone, Clay, etc. | Peak | January | Process Heat | MW | 44.0144 | 50.5136 | 58.7746 | 60.0317 | 64.1231 | 68.3627 | 65.7427 | 63.3614 | 67.0642 | 67.3217 | 65.1861 | 55.8988 | 64.2664 | 60.0505 | 59.5657 | 42.9043 | 38.0716 | 42.2989 | 50.224 | 51.5449 | 44.1503 | 48.2529 | 46.6424 | 47.088 | 38.4719 | 45.2925 | 44.5715 | 50.4068 | 50.8762 | 54.0624 | 56.1085 | 58.0628 | 60.0269 | 61.9901 | 63.37 | 65.1093 | 66.9966 | 68.9471 | 70.9265 | 72.9207 | 74.9238 | 76.9331 | 78.9471 | 80.9651 | 82.9865 | 85.0108 | 87.0375 | 89.0663 | 91.0969 | 93.1288
Northwest | Stone, Clay, etc. | Peak | January | Motors | MW | 101.4 | 109.2334 | 120.1992 | 124.3033 | 133.6738 | 143.9837 | 143.397 | 145.8521 | 156.0195 | 154.4297 | 149.0289 | 127.7575 | 142.1465 | 130.4648 | 135.984 | 139.5112 | 114.6973 | 129.9906 | 163.5709 | 160.4936 | 141.288 | 159.8556 | 145.2676 | 137.4038 | 130.3642 | 149.4651 | 146.3465 | 131.4747 | 129.0741 | 137.6546 | 143.5693 | 149.4036 | 155.2687 | 161.1451 | 165.4766 | 170.7689 | 176.4561 | 182.3103 | 188.2391 | 194.2042 | 200.189 | 206.1859 | 212.1908 | 218.2013 | 224.2155 | 230.2321 | 236.2498 | 242.2676 | 248.2844 | 254.2994
Northwest | Stone, Clay, etc. | Peak | January | Other Subs | MW | 34.3337 | 37.5782 | 42.6271 | 44.4288 | 49.6179 | 53.7048 | 54.7737 | 57.3756 | 60.6234 | 62.3402 | 59.9418 | 53.3854 | 57.1943 | 52.9687 | 55.4014 | 60.2525 | 46.8476 | 54.3504 | 68.9792 | 66.7511 | 63.671 | 72.1512 | 69.4727 | 66.227 | 63.3778 | 74.6254 | 74.4381 | 80.9494 | 80.2993 | 86.1985 | 90.5168 | 94.8022 | 99.0664 | 103.3069 | 106.5265 | 110.3212 | 114.3323 | 118.4172 | 122.5191 | 126.6159 | 130.6993 | 134.7664 | 138.8164 | 142.8494 | 146.866 | 150.8667 | 154.8522 | 158.8229 | 162.7796 | 166.7227
Northwest | Stone, Clay, etc. | Peak | January | Miscellaneous | MW | 94.8764 | 109.1549 | 129.0153 | 130.2839 | 138.3346 | 146.4214 | 139.072 | 130.0018 | 137.5552 | 136.2991 | 132.7657 | 115.2709 | 132.5905 | 125.117 | 121.3695 | 77.4176 | 70.9036 | 77.307 | 88.716 | 92.336 | 78.0482 | 83.6415 | 80.6597 | 88.0059 | 65.5102 | 78.7081 | 77.8673 | 87.1076 | 84.8218 | 90.2568 | 93.8188 | 97.2724 | 100.7754 | 104.3087 | 106.744 | 109.8958 | 113.3527 | 116.9479 | 120.613 | 124.3188 | 128.0521 | 131.8063 | 135.5774 | 139.3627 | 143.1602 | 146.968 | 150.7847 | 154.6087 | 158.4377 | 162.2676
Northwest | Stone, Clay, etc. | Peak | February | Process Heat | MW | 45.0249 | 51.6801 | 60.1695 | 61.5141 | 65.7396 | 70.0754 | 67.384 | 64.9409 | 68.798 | 69.0098 | 67.5346 | 53.9301 | 59.6127 | 62.5714 | 58.4897 | 43.8121 | 37.622 | 46.377 | 44.6756 | 50.7506 | 51.8033 | 47.3785 | 43.5129 | 46.0702 | 40.1919 | 47.5585 | 44.7407 | 50.5249 | 50.9512 | 54.1477 | 56.202 | 58.1641 | 60.1359 | 62.1067 | 63.4911 | 65.2367 | 67.1312 | 69.089 | 71.0759 | 73.0777 | 75.0884 | 77.1052 | 79.1269 | 81.1524 | 83.1814 | 85.2132 | 87.2475 | 89.2838 | 91.3219 | 93.3614
Northwest | Stone, Clay, etc. | Peak | February | Motors | MW | 103.8233 | 111.8122 | 123.0941 | 127.3984 | 137.0744 | 147.6283 | 147.0275 | 149.5417 | 160.0966 | 158.3441 | 154.3506 | 123.2119 | 131.8694 | 135.9783 | 133.5516 | 142.6187 | 113.4488 | 142.5722 | 145.6151 | 158.1041 | 165.9665 | 157.3562 | 135.8723 | 134.6718 | 136.2071 | 156.9663 | 146.9133 | 131.8023 | 129.3824 | 137.9975 | 143.9404 | 149.8025 | 155.6953 | 161.5992 | 165.9496 | 171.2658 | 176.9788 | 182.8597 | 188.8154 | 194.8073 | 200.8191 | 206.8429 | 212.8747 | 218.912 | 224.953 | 230.9962 | 237.0405 | 243.0849 | 249.1282 | 255.1696
Northwest | Stone, Clay, etc. | Peak | February | Other Subs | MW | 35.1695 | 38.4848 | 43.6683 | 45.5513 | 50.9012 | 55.0871 | 56.1867 | 58.8637 | 62.2467 | 63.957 | 62.1032 | 51.4851 | 53.0892 | 55.2345 | 54.4431 | 61.6354 | 46.3841 | 59.6532 | 61.4648 | 65.8227 | 74.9133 | 71.2234 | 65.138 | 65.0366 | 66.2692 | 78.4041 | 74.756 | 81.192 | 80.4813 | 86.4018 | 90.7379 | 95.041 | 99.3228 | 103.5808 | 106.8125 | 110.6224 | 114.65 | 118.7517 | 122.8706 | 126.9844 | 131.0847 | 135.1687 | 139.2355 | 143.2853 | 147.3186 | 151.3359 | 155.3379 | 159.3252 | 163.2983 | 167.2579
Northwest | Stone, Clay, etc. | Peak | February | Miscellaneous | MW | 97.0525 | 111.6822 | 132.0786 | 133.5037 | 141.8177 | 150.0853 | 142.5379 | 133.2542 | 141.1344 | 139.7212 | 137.5702 | 111.2167 | 122.9897 | 130.3652 | 119.1862 | 79.0265 | 70.0681 | 84.7473 | 78.8924 | 90.9054 | 91.5809 | 82.0719 | 75.2017 | 86.0904 | 68.4666 | 82.6667 | 78.1826 | 87.3328 | 85.0333 | 90.4918 | 94.0727 | 97.5448 | 101.0663 | 104.6178 | 107.0651 | 110.2325 | 113.7063 | 117.319 | 121.0018 | 124.7252 | 128.4763 | 132.2481 | 136.0368 | 139.8397 | 143.6546 | 147.4799 | 151.3139 | 155.1553 | 159.0016 | 162.8488
Northwest | Stone, Clay, etc. | Peak | March | Process Heat | MW | 40.5181 | 46.512 | 54.1303 | 55.393 | 59.1075 | 63.079 | 60.5901 | 58.5411 | 61.9229 | 62.1229 | 55.8935 | 49.6622 | 60.0308 | 59.3978 | 55.5947 | 38.3869 | 36.7912 | 40.7495 | 40.7122 | 42.5283 | 45.7533 | 42.6911 | 40.3714 | 46.3364 | 38.504 | 40.7996 | 43.6274 | 49.2274 | 49.643 | 52.7611 | 54.7658 | 56.6802 | 58.6042 | 60.5272 | 61.8763 | 63.5789 | 65.4271 | 67.3375 | 69.2763 | 71.2295 | 73.1915 | 75.1595 | 77.1322 | 79.1088 | 81.0886 | 83.0712 | 85.0563 | 87.0433 | 89.0321 | 91.0222
Northwest | Stone, Clay, etc. | Peak | March | Motors | MW | 93.4009 | 100.5944 | 110.7127 | 114.7093 | 123.2129 | 132.8728 | 132.1871 | 134.8245 | 144.0917 | 142.5543 | 127.7867 | 113.5283 | 132.8313 | 129.0829 | 126.9424 | 124.9013 | 110.9011 | 125.2618 | 132.6617 | 132.4631 | 146.5794 | 141.6784 | 126.0164 | 135.3989 | 130.4954 | 134.6482 | 143.2376 | 128.4123 | 126.0376 | 134.4395 | 140.2374 | 145.9562 | 151.7049 | 157.4644 | 161.7032 | 166.8872 | 172.4595 | 178.1959 | 184.0055 | 189.8505 | 195.7147 | 201.5907 | 207.4744 | 213.3634 | 219.2561 | 225.1509 | 231.0467 | 236.9425 | 242.8372 | 248.7302
Northwest | Stone, Clay, etc. | Peak | March | Other Subs | MW | 31.6361 | 34.6137 | 39.2678 | 41.0055 | 45.745 | 49.5715 | 50.503 | 53.0573 | 56.0096 | 57.5679 | 51.4123 | 47.4447 | 53.4692 | 52.4266 | 51.7405 | 53.9664 | 45.329 | 52.3991 | 55.9779 | 55.127 | 66.1471 | 64.0701 | 60.3778 | 65.3573 | 63.4822 | 67.2588 | 72.8894 | 79.098 | 78.4032 | 84.176 | 88.4051 | 92.602 | 96.7781 | 100.9311 | 104.0795 | 107.7939 | 111.7216 | 115.7218 | 119.739 | 123.7513 | 127.7505 | 131.7337 | 135.7002 | 139.6501 | 143.5839 | 147.5022 | 151.4055 | 155.2945 | 159.1697 | 163.0316
Northwest | Stone, Clay, etc. | Peak | March | Miscellaneous | MW | 87.3345 | 100.5053 | 118.8165 | 120.2121 | 127.5076 | 135.0963 | 128.1523 | 120.1069 | 127.01 | 125.7661 | 113.8381 | 102.3978 | 123.8412 | 123.751 | 113.2752 | 69.2395 | 68.511 | 74.4677 | 71.9017 | 76.1797 | 80.8884 | 73.9745 | 69.782 | 86.5957 | 65.592 | 70.928 | 76.2488 | 85.1243 | 82.8716 | 88.1981 | 91.694 | 95.0834 | 98.5209 | 101.9876 | 104.3734 | 107.4639 | 110.8542 | 114.3802 | 117.9747 | 121.6089 | 125.2699 | 128.9512 | 132.649 | 136.3605 | 140.0839 | 143.8172 | 147.5591 | 151.3081 | 155.0619 | 158.8165
Northwest | Stone, Clay, etc. | Peak | April | Process Heat | MW | 35.6615 | 40.8746 | 47.5106 | 48.8045 | 51.9859 | 55.626 | 53.2365 | 51.9666 | 54.6923 | 54.8784 | 45.6565 | 44.882 | 52.5128 | 54.3501 | 50.7822 | 36.0446 | 32.0218 | 38.3642 | 37.0496 | 42.1519 | 38.5795 | 37.3554 | 38.3625 | 37.1842 | 33.7203 | 36.1964 | 35.9778 | 40.6112 | 40.9712 | 43.5468 | 45.203 | 46.7842 | 48.3734 | 49.962 | 51.0744 | 52.4802 | 54.0068 | 55.585 | 57.1867 | 58.8005 | 60.4214 | 62.0473 | 63.6771 | 65.3101 | 66.9458 | 68.5839 | 70.2239 | 71.8656 | 73.5086 | 75.1528
Northwest | Stone, Clay, etc. | Peak | April | Motors | MW | 82.0768 | 88.1806 | 96.8831 | 100.829 | 108.0429 | 116.9206 | 115.8965 | 119.6666 | 127.0488 | 125.8967 | 104.3426 | 102.5631 | 116.207 | 118.045 | 115.9129 | 117.2525 | 96.5167 | 117.8244 | 120.6906 | 131.294 | 123.5251 | 123.9294 | 119.7451 | 108.6095 | 114.2329 | 119.3969 | 118.0103 | 105.8384 | 103.8596 | 110.7854 | 115.565 | 120.2789 | 125.0176 | 129.7655 | 133.2515 | 137.5218 | 142.1141 | 146.8427 | 151.6318 | 156.4502 | 161.2846 | 166.1287 | 170.9791 | 175.834 | 180.6918 | 185.5514 | 190.4118 | 195.2722 | 200.1317 | 204.9898
Northwest | Stone, Clay, etc. | Peak | April | Other Subs | MW | 27.7902 | 30.3191 | 34.3145 | 36.008 | 40.1025 | 43.6234 | 44.276 | 47.1124 | 49.4062 | 50.864 | 41.9948 | 42.8623 | 46.8117 | 47.9704 | 47.2942 | 50.6907 | 39.5 | 49.3206 | 50.967 | 54.7008 | 55.7765 | 56.0825 | 57.4047 | 52.4219 | 55.558 | 59.629 | 60.0353 | 65.1694 | 64.6103 | 69.3695 | 72.8565 | 76.3168 | 79.7599 | 83.1838 | 85.7743 | 88.8347 | 92.0721 | 95.3698 | 98.6817 | 101.9897 | 105.2869 | 108.5709 | 111.8411 | 115.0977 | 118.341 | 121.5715 | 124.7897 | 127.996 | 131.1909 | 134.375
Northwest | Stone, Clay, etc. | Peak | April | Miscellaneous | MW | 76.7895 | 88.257 | 104.2195 | 105.8423 | 112.0575 | 119.0615 | 112.4425 | 106.5581 | 112.0731 | 111.0521 | 92.9456 | 92.4837 | 108.3128 | 113.2313 | 103.4333 | 64.8756 | 59.5282 | 70.0622 | 65.3864 | 75.49 | 68.1991 | 64.6916 | 66.2827 | 69.4797 | 57.4422 | 62.9288 | 62.8794 | 70.248 | 68.376 | 72.774 | 75.661 | 78.4597 | 81.2982 | 84.161 | 86.1268 | 88.6772 | 91.4762 | 94.3877 | 97.3558 | 100.3568 | 103.38 | 106.4198 | 109.4733 | 112.538 | 115.6125 | 118.6952 | 121.785 | 124.8806 | 127.9802 | 131.0805
Northwest | Stone, Clay, etc. | Peak | May | Process Heat | MW | 35.6023 | 40.6884 | 47.4561 | 49.0856 | 51.9715 | 55.8479 | 52.861 | 52.1685 | 54.0376 | 54.2342 | 50.8458 | 46.2668 | 53.1288 | 57.4752 | 54.1727 | 36.502 | 36.6554 | 38.5789 | 37.1045 | 43.8235 | 42.1575 | 37.701 | 37.1237 | 38.7483 | 35.5518 | 36.0927 | 36.8426 | 41.9159 | 42.477 | 45.1366 | 46.8424 | 48.4704 | 50.1068 | 51.7436 | 52.8859 | 54.3333 | 55.9065 | 57.5333 | 59.1846 | 60.8485 | 62.5199 | 64.1964 | 65.8771 | 67.5611 | 69.2479 | 70.9372 | 72.6285 | 74.3216 | 76.0162 | 77.712
Northwest | Stone, Clay, etc. | Peak | May | Motors | MW | 80.3862 | 86.3542 | 95.1244 | 99.8289 | 106.438 | 115.8411 | 113.27 | 119.0391 | 124.1359 | 123.1477 | 114.4277 | 104.0495 | 116.2983 | 123.5014 | 122.495 | 118.606 | 110.303 | 117.9029 | 120.544 | 136.1859 | 134.4041 | 124.4866 | 115.4975 | 112.7699 | 119.9918 | 118.6065 | 120.334 | 108.7432 | 106.6746 | 113.7467 | 118.613 | 123.4116 | 128.2365 | 133.0728 | 136.5979 | 140.9389 | 145.6151 | 150.4331 | 155.3142 | 160.226 | 165.1546 | 170.0934 | 175.0391 | 179.9895 | 184.9432 | 189.8989 | 194.8557 | 199.8127 | 204.7689 | 209.7238
Northwest | Stone, Clay, etc. | Peak | May | Other Subs | MW | 27.1406 | 29.5591 | 33.4758 | 35.471 | 39.4193 | 43.1722 | 43.1655 | 46.8395 | 48.241 | 49.641 | 45.8599 | 43.3185 | 46.7458 | 50.0977 | 49.9569 | 51.3275 | 45.2206 | 49.3632 | 50.9323 | 56.8071 | 60.6686 | 56.3264 | 55.3357 | 54.3338 | 58.22 | 59.0854 | 61.0589 | 66.7563 | 66.3964 | 71.2668 | 74.8297 | 78.3646 | 81.8816 | 85.379 | 88.0099 | 91.1298 | 94.4342 | 97.8016 | 101.1841 | 104.5627 | 107.9303 | 111.2844 | 114.6244 | 117.9505 | 121.2629 | 124.5622 | 127.8489 | 131.1234 | 134.3863 | 137.6379
Northwest | Stone, Clay, etc. | Peak | May | Miscellaneous | MW | 76.5098 | 87.6896 | 103.9187 | 106.2848 | 111.7935 | 119.3441 | 111.4208 | 106.9833 | 110.58 | 109.8613 | 103.7573 | 95.5263 | 109.7414 | 119.8573 | 110.41 | 65.361 | 67.8808 | 70.3472 | 65.3612 | 78.458 | 74.5086 | 65.173 | 64.0646 | 72.3356 | 60.514 | 62.6947 | 64.3205 | 72.495 | 70.5431 | 75.0576 | 78.0119 | 80.8746 | 83.779 | 86.7105 | 88.71 | 91.3176 | 94.1838 | 97.1671 | 100.2093 | 103.2858 | 106.3854 | 109.5025 | 112.6337 | 115.7768 | 118.9301 | 122.092 | 125.2614 | 128.437 | 131.6168 | 134.7979
Northwest | Stone, Clay, etc. | Peak | June | Process Heat | MW | 35.9482 | 41.224 | 48.3423 | 50.5959 | 51.6819 | 56.5278 | 52.6461 | 54.1188 | 53.107 | 54.1359 | 45.9186 | 40.8387 | 49.914 | 54.7997 | 54.3234 | 33.8872 | 34.8708 | 37.7039 | 38.31 | 42.4196 | 41.064 | 33.512 | 36.2615 | 33.4355 | 31.6466 | 32.4532 | 33.3516 | 37.9405 | 38.4714 | 40.8924 | 42.4472 | 43.9299 | 45.4204 | 46.9119 | 47.945 | 49.2611 | 50.6937 | 52.176 | 53.681 | 55.1975 | 56.7208 | 58.249 | 59.7808 | 61.3156 | 62.8531 | 64.3927 | 65.9342 | 67.4773 | 69.0218 | 70.5673
Northwest | Stone, Clay, etc. | Peak | June | Motors | MW | 79.5421 | 86.0776 | 95.2395 | 101.2834 | 104.3787 | 115.6323 | 110.803 | 122.0244 | 120.3787 | 121.3256 | 101.361 | 90.1037 | 107.7499 | 116.0885 | 121.1604 | 110.1462 | 104.6616 | 114.7919 | 124.1546 | 131.5037 | 130.4707 | 110.1773 | 112.5277 | 97.05 | 106.6073 | 106.3523 | 108.5468 | 98.0998 | 96.1478 | 102.5414 | 106.9447 | 111.2857 | 115.6504 | 120.0264 | 123.1861 | 127.1021 | 131.3286 | 135.6861 | 140.1019 | 144.5457 | 149.0049 | 153.4732 | 157.9478 | 162.4265 | 166.9082 | 171.3916 | 175.876 | 180.3605 | 184.8443 | 189.3268
Northwest | Stone, Clay, etc. | Peak | June | Other Subs | MW | 26.8224 | 29.3473 | 33.3618 | 35.8332 | 38.5757 | 43.0705 | 42.0796 | 47.9277 | 46.7153 | 48.722 | 40.3792 | 37.3368 | 43.1484 | 46.948 | 49.3409 | 47.7603 | 42.9426 | 48.0848 | 52.4382 | 54.9026 | 58.8732 | 49.781 | 53.806 | 46.6675 | 51.6656 | 52.9342 | 55.0431 | 60.1733 | 59.8471 | 64.2504 | 67.4747 | 70.6732 | 73.8552 | 77.0194 | 79.3803 | 82.1954 | 85.182 | 88.2276 | 91.2874 | 94.3441 | 97.391 | 100.4257 | 103.4477 | 106.457 | 109.454 | 112.439 | 115.4127 | 118.3753 | 121.3274 | 124.2694
Northwest | Stone, Clay, etc. | Peak | June | Miscellaneous | MW | 77.2288 | 88.7668 | 105.7826 | 109.4675 | 111.0706 | 120.7343 | 110.9982 | 111.091 | 108.64 | 109.9032 | 94.0633 | 84.6054 | 103.3356 | 114.468 | 110.8905 | 60.3146 | 64.34 | 68.6854 | 67.3989 | 75.9391 | 72.5753 | 57.8937 | 62.5606 | 62.4039 | 53.8606 | 56.3842 | 58.2412 | 65.7147 | 63.894 | 68.0018 | 70.6946 | 73.3032 | 75.9495 | 78.621 | 80.4275 | 82.7972 | 85.406 | 88.1227 | 90.8934 | 93.6952 | 96.518 | 99.3564 | 102.2076 | 105.0694 | 107.9403 | 110.819 | 113.7042 | 116.595 | 119.4896 | 122.3855
Northwest | Stone, Clay, etc. | Peak | July | Process Heat | MW | 33.6084 | 38.813 | 45.6589 | 48.0311 | 47.8869 | 52.6899 | 48.9664 | 51.8236 | 48.917 | 50.6534 | 45.1032 | 38.2086 | 50.3276 | 52.3462 | 50.2927 | 29.9797 | 31.5816 | 35.4659 | 35.9762 | 42.4384 | 38.1099 | 34.0084 | 32.7409 | 35.8168 | 31.7659 | 32.336 | 34.3327 | 39.0419 | 39.6559 | 42.1609 | 43.7706 | 45.3045 | 46.8466 | 48.3903 | 49.452 | 50.8115 | 52.2936 | 53.8278 | 55.3859 | 56.9561 | 58.5335 | 60.1158 | 61.7021 | 63.2914 | 64.8835 | 66.4779 | 68.0742 | 69.6722 | 71.2716 | 72.8721
Northwest | Stone, Clay, etc. | Peak | July | Motors | MW | 73.2814 | 80.3069 | 89.1002 | 95.391 | 95.9553 | 106.8653 | 102.0084 | 116.2665 | 109.8949 | 112.6104 | 98.3758 | 83.3153 | 107.2403 | 109.8966 | 111.0415 | 97.2638 | 94.4133 | 107.2467 | 116.0365 | 130.9111 | 120.5358 | 111.252 | 101.3235 | 103.5711 | 106.8807 | 105.6924 | 111.4627 | 100.7275 | 98.6487 | 105.2259 | 109.7583 | 114.225 | 118.7162 | 123.2199 | 126.4436 | 130.4628 | 134.8082 | 139.2912 | 143.8352 | 148.4085 | 152.9977 | 157.5963 | 162.2013 | 166.8106 | 171.4229 | 176.0369 | 180.6519 | 185.2669 | 189.8813 | 194.4942
Northwest | Stone, Clay, etc. | Peak | July | Other Subs | MW | 24.67 | 27.3102 | 31.1372 | 33.6646 | 35.3921 | 39.7678 | 38.6229 | 45.5813 | 42.5365 | 45.0723 | 39.0073 | 34.4178 | 42.7346 | 44.3258 | 45.0979 | 42.1793 | 38.664 | 44.8183 | 48.8732 | 54.5338 | 54.3001 | 50.1692 | 48.3225 | 49.6161 | 51.6879 | 52.5297 | 56.4754 | 61.6928 | 61.4238 | 65.9536 | 69.2729 | 72.5652 | 75.8404 | 79.0972 | 81.509 | 84.3992 | 87.4704 | 90.604 | 93.753 | 96.899 | 100.035 | 103.1586 | 106.2691 | 109.3666 | 112.4513 | 115.5239 | 118.5847 | 121.6342 | 124.6728 | 127.701
Northwest | Stone, Clay, etc. | Peak | July | Miscellaneous | MW | 72.2414 | 83.581 | 99.9097 | 103.8995 | 102.9195 | 112.5543 | 103.3681 | 106.4604 | 100.0597 | 102.9897 | 92.6142 | 79.3363 | 104.3848 | 109.4572 | 102.7572 | 53.1664 | 58.1423 | 64.5589 | 63.2508 | 75.9743 | 67.3627 | 58.718 | 56.4838 | 66.8646 | 54.0361 | 56.1807 | 59.9689 | 67.7366 | 65.8122 | 70.0587 | 72.8448 | 75.5423 | 78.2788 | 81.0421 | 82.8949 | 85.3399 | 88.0359 | 90.8449 | 93.7102 | 96.608 | 99.5274 | 102.463 | 105.4117 | 108.3714 | 111.3404 | 114.3174 | 117.3011 | 120.2906 | 123.284 | 126.2789
Northwest | Stone, Clay, etc. | Peak | August | Process Heat | MW | 32.366 | 37.3757 | 44.0077 | 46.288 | 45.9883 | 50.603 | 47.0663 | 49.943 | 46.8978 | 48.6805 | 43.4472 | 38.5017 | 48.0335 | 51.3073 | 48.1882 | 29.6527 | 30.5593 | 32.4805 | 35.7264 | 41.3877 | 33.7012 | 31.4128 | 32.6906 | 33.2038 | 31.7474 | 32.9157 | 34.6115 | 39.3146 | 39.9538 | 42.4788 | 44.1015 | 45.6476 | 47.2019 | 48.7578 | 49.8269 | 51.1968 | 52.6905 | 54.237 | 55.8075 | 57.3903 | 58.9803 | 60.5754 | 62.1744 | 63.7767 | 65.3816 | 66.9889 | 68.5982 | 70.2092 | 71.8215 | 73.435
Northwest | Stone, Clay, etc. | Peak | August | Motors | MW | 70.4961 | 77.3046 | 85.8559 | 91.9106 | 92.1558 | 102.6223 | 97.985 | 112.0233 | 105.3117 | 108.178 | 94.6681 | 83.8902 | 102.3003 | 107.7126 | 106.316 | 96.2544 | 91.3827 | 98.2338 | 115.2635 | 127.6916 | 106.6013 | 102.7471 | 101.1895 | 96.0277 | 106.9074 | 107.6542 | 112.4338 | 101.5071 | 99.4085 | 106.0429 | 110.6158 | 115.122 | 119.6528 | 124.1961 | 127.4465 | 131.5004 | 135.8837 | 140.4059 | 144.9896 | 149.6029 | 154.2322 | 158.871 | 163.5162 | 168.1657 | 172.8182 | 177.4725 | 182.1277 | 186.783 | 191.4375 | 196.0907
Northwest | Stone, Clay, etc. | Peak | August | Other Subs | MW | 23.7395 | 26.2985 | 30.0202 | 32.4501 | 33.9968 | 38.1998 | 37.0964 | 43.9233 | 40.7631 | 43.2995 | 37.5315 | 34.6504 | 40.765 | 43.4516 | 43.1768 | 41.7498 | 37.4271 | 41.0563 | 48.5453 | 53.1946 | 47.9999 | 46.2994 | 48.225 | 45.9864 | 51.6946 | 53.5053 | 56.9683 | 62.1471 | 61.9077 | 66.4756 | 69.8235 | 73.1441 | 76.4475 | 79.7323 | 82.1637 | 85.0783 | 88.1758 | 91.3362 | 94.5123 | 97.6854 | 100.8485 | 103.999 | 107.1363 | 110.2605 | 113.372 | 116.4711 | 119.5584 | 122.6342 | 125.6992 | 128.7536
Northwest | Stone, Clay, etc. | Peak | August | Miscellaneous | MW | 69.6069 | 80.5187 | 96.3262 | 100.1618 | 98.8713 | 108.1279 | 99.4194 | 102.6476 | 95.9752 | 99.0264 | 89.274 | 79.9914 | 99.6547 | 107.3019 | 98.501 | 52.5919 | 56.2819 | 59.1351 | 62.8182 | 74.1014 | 59.5787 | 54.2658 | 56.4171 | 62.0055 | 54.0058 | 57.1936 | 60.4652 | 68.2449 | 66.301 | 70.5824 | 73.3913 | 76.1103 | 78.8688 | 81.6543 | 83.5202 | 85.9843 | 88.7019 | 91.5337 | 94.4224 | 97.3439 | 100.2873 | 103.2471 | 106.2201 | 109.2042 | 112.1978 | 115.1994 | 118.2078 | 121.222 | 124.2403 | 127.2601
Northwest | Stone, Clay, etc. | Peak | September | Process Heat | MW | 33.7755 | 38.6623 | 45.2107 | 47.1233 | 48.6999 | 52.8715 | 49.6733 | 50.434 | 50.5559 | 51.2476 | 46.2247 | 40.8368 | 53.3962 | 53.0798 | 49.092 | 31.3795 | 31.5591 | 39.0257 | 35.7825 | 41.7915 | 38.7276 | 34.5027 | 33.4563 | 36.4878 | 32.4476 | 37.2366 | 35.8057 | 40.5489 | 40.9811 | 43.5615 | 45.2205 | 46.8036 | 48.3947 | 49.986 | 51.0941 | 52.5003 | 54.0291 | 55.6102 | 57.2151 | 58.8323 | 60.4567 | 62.0861 | 63.7194 | 65.3559 | 66.9951 | 68.6366 | 70.2801 | 71.9253 | 73.5719 | 75.2196
Northwest | Stone, Clay, etc. | Peak | September | Motors | MW | 76.1911 | 82.0046 | 90.5006 | 95.755 | 99.6527 | 109.5288 | 106.1651 | 115.0932 | 115.8982 | 116.2574 | 103.7463 | 91.7335 | 116.7425 | 113.9659 | 110.6711 | 102.1851 | 95.0626 | 119.4019 | 116.4489 | 130.0159 | 123.5379 | 114.0405 | 104.2896 | 106.3002 | 109.654 | 122.4187 | 116.972 | 105.2413 | 103.2038 | 110.0821 | 114.826 | 119.5039 | 124.2068 | 128.9202 | 132.352 | 136.5804 | 141.1358 | 145.8293 | 150.5842 | 155.3687 | 160.1693 | 164.9797 | 169.7965 | 174.6177 | 179.4419 | 184.2679 | 189.0948 | 193.9217 | 198.7478 | 203.5725
Northwest | Stone, Clay, etc. | Peak | September | Other Subs | MW | 25.7627 | 28.0937 | 31.888 | 34.0491 | 36.9242 | 40.8643 | 40.4478 | 45.3196 | 45.0651 | 46.8823 | 41.5759 | 38.1903 | 46.9439 | 46.267 | 45.1639 | 44.2854 | 39.0262 | 50.0586 | 49.2329 | 54.3001 | 55.8144 | 51.6446 | 50.0071 | 51.2357 | 53.2555 | 61.0536 | 59.4277 | 64.7083 | 64.2116 | 68.9424 | 72.4086 | 75.8476 | 79.2692 | 82.6717 | 85.2279 | 88.262 | 91.4763 | 94.7524 | 98.0432 | 101.3303 | 104.6068 | 107.8702 | 111.1199 | 114.3561 | 117.579 | 120.7891 | 123.9869 | 127.173 | 130.3477 | 133.5115
Northwest | Stone, Clay, etc. | Peak | September | Miscellaneous | MW | 72.6493 | 83.38 | 99.0562 | 102.078 | 104.8251 | 113.0577 | 104.8517 | 103.5364 | 103.5614 | 103.9447 | 94.4923 | 84.4228 | 110.383 | 110.7578 | 100.1684 | 56.107 | 58.4503 | 71.1873 | 63.0406 | 74.8396 | 68.457 | 59.6434 | 57.7394 | 68.142 | 55.2568 | 64.7248 | 62.5604 | 70.1868 | 68.2762 | 72.6713 | 75.5564 | 78.3525 | 81.1885 | 84.0499 | 86 | 88.5435 | 91.3389 | 94.2482 | 97.2146 | 100.2139 | 103.2354 | 106.2735 | 109.3252 | 112.3881 | 115.4607 | 118.5415 | 121.6292 | 124.7229 | 127.8205 | 130.9191
Northwest | Stone, Clay, etc. | Peak | October | Process Heat | MW | 37.846 | 43.4121 | 50.5252 | 51.7985 | 55.1245 | 58.9293 | 56.4205 | 54.7116 | 57.66 | 57.8496 | 47.6623 | 43.6747 | 53.1321 | 52.6152 | 50.0136 | 32.7658 | 36.1715 | 39.4716 | 36.9843 | 39.9054 | 46.989 | 39.4204 | 37.2685 | 39.6508 | 34.2542 | 37.8733 | 38.2104 | 43.039 | 43.3032 | 46.0336 | 47.792 | 49.471 | 51.1583 | 52.8448 | 54.0263 | 55.5187 | 57.1391 | 58.8141 | 60.514 | 62.2266 | 63.9467 | 65.672 | 67.4014 | 69.1341 | 70.8696 | 72.6075 | 74.3475 | 76.0892 | 77.8323 | 79.5766
Northwest | Stone, Clay, etc. | Peak | October | Motors | MW | 87.0496 | 93.6522 | 103.0812 | 107.0283 | 114.6597 | 123.9129 | 122.7449 | 125.8446 | 133.8963 | 132.5221 | 108.6895 | 99.5571 | 117.3315 | 114.1071 | 114.0015 | 106.4796 | 108.9197 | 121.1944 | 120.3969 | 124.2061 | 150.7051 | 131.0954 | 116.5792 | 116.0383 | 116.0358 | 124.9163 | 125.3316 | 112.1584 | 110.0515 | 117.408 | 122.4913 | 127.5056 | 132.5458 | 137.5952 | 141.3064 | 145.8489 | 150.7327 | 155.7606 | 160.8526 | 165.9755 | 171.1152 | 176.265 | 181.4215 | 186.5826 | 191.7466 | 196.9125 | 202.0791 | 207.2456 | 212.4111 | 217.575
Northwest | Stone, Clay, etc. | Peak | October | Other Subs | MW | 29.4816 | 32.2023 | 36.5264 | 38.2291 | 42.5507 | 46.2172 | 46.8715 | 49.5042 | 52.0235 | 53.4781 | 43.6813 | 41.5739 | 47.1936 | 46.3087 | 46.4403 | 45.9862 | 44.4971 | 50.6706 | 50.7756 | 51.665 | 68.1695 | 59.4713 | 55.9935 | 56.1219 | 56.5042 | 62.4392 | 63.8233 | 69.1782 | 68.429 | 73.4808 | 77.1852 | 80.8612 | 84.5191 | 88.1567 | 90.9106 | 94.1627 | 97.6025 | 101.1062 | 104.6249 | 108.1394 | 111.6424 | 115.1314 | 118.6058 | 122.0656 | 125.5113 | 128.9435 | 132.3625 | 135.7689 | 139.1632 | 142.5459
Northwest | Stone, Clay, etc. | Peak | October | Miscellaneous | MW | 81.5658 | 93.7867 | 110.8797 | 112.3916 | 118.8879 | 126.1957 | 119.313 | 112.2537 | 118.234 | 117.1375 | 97.1079 | 90.0881 | 109.6334 | 109.6355 | 101.904 | 59.0668 | 67.3101 | 72.1212 | 65.3104 | 71.4815 | 83.0726 | 68.2321 | 64.3691 | 74.078 | 58.38 | 65.8629 | 66.8069 | 74.4335 | 72.4476 | 77.1208 | 80.1949 | 83.1761 | 86.1988 | 89.2466 | 91.3427 | 94.0582 | 97.0368 | 100.1344 | 103.2916 | 106.4834 | 109.6984 | 112.9308 | 116.1774 | 119.4358 | 122.7043 | 125.9813 | 129.2657 | 132.5561 | 135.8506 | 139.1456
Northwest | Stone, Clay, etc. | Peak | November | Process Heat | MW | 41.0602 | 47.063 | 54.8696 | 56.2569 | 59.8437 | 63.9826 | 61.3054 | 59.5072 | 62.6229 | 62.8635 | 53.1068 | 47.035 | 57.302 | 57.5806 | 60.508 | 38.9172 | 37.2904 | 44.3685 | 45.4307 | 51.0725 | 51.0826 | 43.869 | 38.1093 | 39.5029 | 45.0512 | 39.7196 | 40.5416 | 45.7639 | 46.1123 | 49.0111 | 50.8755 | 52.656 | 54.4454 | 56.2339 | 57.4884 | 59.0719 | 60.7908 | 62.5674 | 64.3704 | 66.1869 | 68.0114 | 69.8416 | 71.676 | 73.5139 | 75.3549 | 77.1985 | 79.0443 | 80.892 | 82.7411 | 84.5916
Northwest | Stone, Clay, etc. | Peak | November | Motors | MW | 94.6178 | 101.7193 | 112.1168 | 116.3949 | 124.6654 | 134.6934 | 133.5983 | 137.0248 | 145.6549 | 144.226 | 121.3157 | 107.4542 | 126.8386 | 125.1596 | 138.1262 | 126.8146 | 112.5637 | 136.5005 | 148.2334 | 159.2398 | 163.6541 | 145.6268 | 119.005 | 115.4552 | 152.5257 | 130.9637 | 132.9942 | 119.2628 | 117.046 | 124.8494 | 130.2353 | 135.548 | 140.8885 | 146.2391 | 150.1748 | 154.99 | 160.1663 | 165.4953 | 170.8922 | 176.3221 | 181.7699 | 187.2285 | 192.6943 | 198.1651 | 203.6391 | 209.1152 | 214.5921 | 220.0691 | 225.5451 | 231.0193
Northwest | Stone, Clay, etc. | Peak | November | Other Subs | MW | 32.0635 | 35.0172 | 39.7757 | 41.6201 | 46.3044 | 50.2835 | 51.0613 | 53.9721 | 56.6728 | 58.2882 | 48.8319 | 44.9067 | 51.1102 | 50.8797 | 56.3606 | 54.8432 | 46.0809 | 57.1689 | 62.6258 | 66.3685 | 73.9156 | 65.9387 | 57.092 | 55.7756 | 74.2343 | 65.4262 | 67.6841 | 73.4985 | 72.7944 | 78.1564 | 82.0851 | 85.9837 | 89.8631 | 93.7209 | 96.6442 | 100.0942 | 103.7425 | 107.4585 | 111.1902 | 114.9174 | 118.6324 | 122.3325 | 126.0171 | 129.6863 | 133.3405 | 136.9803 | 140.6062 | 144.2187 | 147.8184 | 151.4057
Northwest | Stone, Clay, etc. | Peak | November | Miscellaneous | MW | 88.5059 | 101.7082 | 120.4462 | 122.0964 | 129.1011 | 137.0452 | 129.6851 | 122.1439 | 128.5074 | 127.3216 | 108.2304 | 97.0198 | 118.2399 | 119.9867 | 123.3398 | 70.1504 | 69.4438 | 81.0766 | 80.2107 | 91.4834 | 90.3031 | 75.9594 | 65.8327 | 73.7973 | 76.7601 | 69.0527 | 70.8551 | 79.1165 | 77.019 | 81.972 | 85.2248 | 88.379 | 91.5777 | 94.8034 | 97.0232 | 99.8985 | 103.0524 | 106.3325 | 109.676 | 113.0564 | 116.4616 | 119.8855 | 123.3245 | 126.7763 | 130.2389 | 133.7107 | 137.1904 | 140.6767 | 144.1674 | 147.6588
Northwest | Stone, Clay, etc. | Peak | December | Process Heat | MW | 38.1903 | 43.7642 | 50.8152 | 51.8942 | 55.6743 | 59.3179 | 57.1015 | 55.0581 | 58.5968 | 58.6608 | 51.5477 | 45.2117 | 65.0571 | 54.6372 | 54.488 | 34.9459 | 32.5997 | 40.8769 | 39.2308 | 49.6218 | 43.038 | 40.0943 | 42.9698 | 47.6551 | 36.3794 | 39.329 | 38.8298 | 43.8506 | 44.2076 | 46.9797 | 48.7611 | 50.4627 | 52.1728 | 53.8819 | 55.0837 | 56.5979 | 58.2409 | 59.9388 | 61.6617 | 63.3976 | 65.1411 | 66.89 | 68.643 | 70.3995 | 72.1588 | 73.9207 | 75.6847 | 77.4504 | 79.2177 | 80.9862
Northwest | Stone, Clay, etc. | Peak | December | Motors | MW | 88.4658 | 95.0151 | 104.3337 | 107.8502 | 116.3999 | 125.2885 | 125.0786 | 127.0927 | 136.6616 | 135.0086 | 118.4697 | 103.9052 | 144.4413 | 119.1018 | 124.7555 | 113.6337 | 98.2715 | 125.7015 | 127.8384 | 154.5859 | 137.8174 | 132.9368 | 133.942 | 139.1384 | 123.333 | 129.8454 | 127.548 | 114.4259 | 112.3366 | 119.8143 | 124.9722 | 130.0603 | 135.175 | 140.2992 | 144.0796 | 148.6955 | 153.6548 | 158.7592 | 163.9284 | 169.1291 | 174.3469 | 179.5751 | 184.8103 | 190.0502 | 195.2934 | 200.5386 | 205.7846 | 211.0307 | 216.2759 | 221.5195
Northwest | Stone, Clay, etc. | Peak | December | Other Subs | MW | 29.9769 | 32.7274 | 37.0511 | 38.5945 | 43.239 | 46.7567 | 47.8259 | 50.0353 | 53.1422 | 54.5736 | 47.7438 | 43.4808 | 58.2038 | 48.4176 | 50.8809 | 49.0736 | 40.1614 | 52.5752 | 53.9332 | 64.3135 | 62.1411 | 60.0238 | 64.1104 | 67.0869 | 59.9901 | 64.8662 | 64.9105 | 70.5046 | 69.8743 | 75.0131 | 78.7763 | 82.511 | 86.2271 | 89.9227 | 92.7304 | 96.0383 | 99.5343 | 103.0944 | 106.6693 | 110.2397 | 113.7984 | 117.3429 | 120.8725 | 124.3874 | 127.8879 | 131.3745 | 134.8479 | 138.3085 | 141.7568 | 145.1933
Northwest | Stone, Clay, etc. | Peak | December | Miscellaneous | MW | 82.3202 | 94.5902 | 111.5685 | 112.6432 | 120.1371 | 127.0716 | 120.757 | 112.9339 | 120.1776 | 118.6957 | 104.8685 | 93.124 | 134.15 | 113.8101 | 110.9865 | 63.0698 | 60.7117 | 74.7075 | 69.2976 | 88.8892 | 76.0789 | 69.5015 | 74.3036 | 89.0745 | 61.9564 | 68.3596 | 67.8517 | 75.7776 | 73.7899 | 78.5245 | 81.6302 | 84.6418 | 87.6963 | 90.7766 | 92.9018 | 95.6499 | 98.6633 | 101.7968 | 104.991 | 108.2205 | 111.4739 | 114.7453 | 118.0313 | 121.3297 | 124.6385 | 127.9563 | 131.2817 | 134.6134 | 137.9495 | 141.2862
Northwest | Aluminum | Peak | January | Process Heat | MW | 497.7548 | 557.708 | 672.2857 | 690.7004 | 670.568 | 661.3741 | 634.2999 | 509.7349 | 466.6426 | 511.8075 | 641.9548 | 616.5923 | 579.5698 | 516.0786 | 457.8407 | 41.0638 | 58.2778 | 63.0307 | 50.3942 | 74.074 | 117.5368 | 205.3624 | 180.5128 | 150.9858 | 154.4642 | 170.821 | 176.8069 | 182.4001 | 182.2493 | 182.0672 | 0 | 80.309 | 108.4874 | 109.954 | 109.2398 | 109.0423 | 108.8449 | 108.6477 | 108.4508 | 107.5696 | 107.3737 | 107.178 | 106.9825 | 106.7872 | 106.5921 | 98.0206 | 98.0891 | 98.1573 | 98.2252 | 98.2927
Northwest | Aluminum | Peak | January | Motors | MW | 908.007 | 1032.223 | 1192.282 | 1225.638 | 1233.553 | 1232.589 | 1144.405 | 993.3401 | 923.6587 | 985.6351 | 1103.631 | 1058.576 | 1068.531 | 978.0796 | 888.3813 | 145.147 | 172.168 | 186.9545 | 170.2196 | 230.3479 | 137.3503 | 239.933 | 210.946 | 176.3846 | 180.4798 | 199.5825 | 206.6103 | 213.0947 | 212.9446 | 212.7318 | 0 | 93.835 | 126.8013 | 128.4963 | 127.6197 | 127.3889 | 127.1583 | 126.928 | 126.6979 | 125.698 | 125.4691 | 125.2404 | 125.012 | 124.7838 | 124.5558 | 114.5483 | 114.6279 | 114.7071 | 114.7859 | 114.8644
Northwest | Aluminum | Peak | January | Other Subs | MW | 318.7231 | 361.6185 | 419.2431 | 439.9743 | 468.6091 | 475.3941 | 444.9334 | 402.0266 | 368.106 | 396.3698 | 420.8049 | 416.3234 | 428.1417 | 398.055 | 363.9258 | 66.8046 | 71.3553 | 81.1137 | 75.2202 | 101.3905 | 38.4082 | 67.0797 | 58.9862 | 49.2875 | 50.4514 | 55.8346 | 57.7551 | 59.559 | 59.4995 | 59.44 | 0 | 26.2187 | 35.4202 | 35.9104 | 35.6737 | 35.6092 | 35.5448 | 35.4804 | 35.4161 | 35.138 | 35.074 | 35.0101 | 34.9462 | 34.8824 | 34.8187 | 32.0337 | 32.0578 | 32.0818 | 32.1057 | 32.1294
Northwest | Aluminum | Peak | January | Miscellaneous | MW | 1125.662 | 1255.276 | 1522.452 | 1558.491 | 1497.681 | 1470.485 | 1418.49 | 1119.672 | 1019.778 | 1120.398 | 1441.076 | 1385.082 | 1282.259 | 1133.681 | 999.0776 | 74.2501 | 114.5202 | 123.5382 | 93.8702 | 142.7312 | 283.9541 | 496.109 | 436.1152 | 364.7503 | 373.1331 | 412.7417 | 427.1747 | 440.6806 | 440.3345 | 439.8946 | 0 | 194.0354 | 262.1504 | 265.6185 | 263.8927 | 263.4155 | 262.9387 | 262.4623 | 261.9865 | 259.8429 | 259.3696 | 258.8968 | 258.4246 | 257.9528 | 257.4814 | 236.7706 | 236.9576 | 237.1437 | 237.2867 | 237.4713
Northwest | Aluminum | Peak | February | Process Heat | MW | 514.3549 | 576.4838 | 694.819 | 714.6351 | 693.9153 | 684.2427 | 656.2803 | 527.4495 | 483.3823 | 529.7991 | 672.6567 | 600.5792 | 543.019 | 542.913 | 454.0932 | 42.4465 | 58.1749 | 69.9259 | 45.3446 | 73.8248 | 140.6959 | 205.7537 | 171.4197 | 150.0688 | 163.3978 | 181.2859 | 179.3008 | 184.9733 | 184.82 | 184.6354 | 0 | 82.872 | 111.0979 | 112.5697 | 111.8457 | 111.6455 | 111.4456 | 111.2458 | 111.0462 | 110.1528 | 109.9543 | 109.7561 | 109.558 | 109.3601 | 109.1624 | 100.4701 | 100.5398 | 100.6091 | 100.6781 | 100.7468
Northwest | Aluminum | Peak | February | Motors | MW | 938.5626 | 1067.216 | 1232.539 | 1268.279 | 1276.704 | 1275.406 | 1184.164 | 1027.781 | 956.6862 | 1020.241 | 1156.002 | 1031.096 | 1001.258 | 1029.16 | 881.0446 | 150.1178 | 172.1011 | 207.5754 | 153.342 | 229.7007 | 164.4139 | 240.3903 | 200.3197 | 175.314 | 190.9178 | 211.8094 | 209.5244 | 216.1011 | 215.9482 | 215.7324 | 0 | 96.8296 | 129.8519 | 131.553 | 130.6643 | 130.4304 | 130.1968 | 129.9634 | 129.7303 | 128.7165 | 128.4846 | 128.2529 | 128.0215 | 127.7903 | 127.5593 | 117.4107 | 117.4917 | 117.5722 | 117.6524 | 117.7322
Northwest | Aluminum | Peak | February | Other Subs | MW | 329.5323 | 373.9685 | 433.4649 | 455.3653 | 485.1088 | 492.0222 | 460.529 | 416.1078 | 381.4059 | 410.4372 | 440.892 | 405.5689 | 401.3415 | 418.9937 | 361.063 | 69.1121 | 71.4456 | 90.1502 | 67.8366 | 101.1889 | 45.9758 | 67.208 | 56.0147 | 48.9885 | 53.3693 | 59.255 | 58.5698 | 60.3992 | 60.3389 | 60.2786 | 0 | 27.0556 | 36.2726 | 36.7646 | 36.5246 | 36.4592 | 36.3939 | 36.3287 | 36.2636 | 35.9816 | 35.9167 | 35.852 | 35.7873 | 35.7227 | 35.6581 | 32.8339 | 32.8584 | 32.8828 | 32.907 | 32.9312
Northwest | Aluminum | Peak | February | Miscellaneous | MW | 1163.158 | 1297.493 | 1573.401 | 1612.452 | 1549.739 | 1521.249 | 1467.61 | 1158.603 | 1056.396 | 1159.8 | 1510.151 | 1349.125 | 1201.35 | 1192.547 | 990.9325 | 76.7363 | 114.2772 | 137.0246 | 84.4313 | 142.2324 | 339.9057 | 497.0547 | 414.1469 | 362.5358 | 394.7133 | 438.0269 | 433.2 | 446.8976 | 446.5456 | 446.0995 | 0 | 200.2279 | 268.4577 | 271.9382 | 270.1885 | 269.705 | 269.2219 | 268.7393 | 268.2571 | 266.0837 | 265.6042 | 265.1252 | 264.6467 | 264.1687 | 263.6911 | 242.6885 | 242.8785 | 243.0678 | 243.2132 | 243.4008
Northwest | Aluminum | Peak | March | Process Heat | MW | 476.1489 | 533.3629 | 642.8185 | 661.5848 | 641.69 | 633.353 | 606.6066 | 488.6424 | 447.2343 | 490.1721 | 571.826 | 568.2834 | 561.9105 | 529.9243 | 443.7008 | 38.2292 | 58.5073 | 63.1285 | 42.4669 | 63.5456 | 127.8404 | 190.9173 | 164.0113 | 155.7905 | 161.5112 | 160.6379 | 180.5299 | 186.2414 | 186.0869 | 185.901 | 0 | 84.1351 | 112.3973 | 113.873 | 113.144 | 112.9426 | 112.7413 | 112.5403 | 112.3394 | 111.4399 | 111.2402 | 111.0406 | 110.8413 | 110.6421 | 110.4432 | 101.6913 | 101.7615 | 101.8314 | 101.901 | 101.9702
Northwest | Aluminum | Peak | March | Motors | MW | 868.8392 | 987.3742 | 1140.274 | 1174.175 | 1180.551 | 1180.551 | 1094.645 | 952.3395 | 885.2776 | 944.0613 | 983.0182 | 975.8751 | 1036.202 | 1004.527 | 861.0051 | 135.1808 | 173.0226 | 187.3489 | 143.5484 | 197.6757 | 149.3912 | 223.0564 | 191.6623 | 181.9981 | 188.7136 | 187.685 | 210.9606 | 217.5826 | 217.4283 | 217.2111 | 0 | 98.3053 | 131.3704 | 133.076 | 132.1812 | 131.9459 | 131.7107 | 131.4758 | 131.2412 | 130.2205 | 129.9871 | 129.754 | 129.521 | 129.2883 | 129.0558 | 118.8378 | 118.9193 | 119.0005 | 119.0813 | 119.1617
Northwest | Aluminum | Peak | March | Other Subs | MW | 305.0458 | 345.9527 | 400.9899 | 421.5371 | 448.5362 | 455.3782 | 425.653 | 385.5026 | 352.8862 | 379.7376 | 374.9014 | 383.8669 | 415.2954 | 408.9219 | 352.8172 | 62.2301 | 71.7974 | 81.3403 | 63.4781 | 87.0538 | 41.775 | 62.3617 | 53.5938 | 50.8562 | 52.7531 | 52.506 | 58.9714 | 60.8132 | 60.7525 | 60.6918 | 0 | 27.468 | 36.6969 | 37.1901 | 36.9485 | 36.8828 | 36.817 | 36.7514 | 36.6858 | 36.4019 | 36.3367 | 36.2715 | 36.2064 | 36.1414 | 36.0764 | 33.2328 | 33.2575 | 33.282 | 33.3065 | 33.3309
Northwest | Aluminum | Peak | March | Miscellaneous | MW | 1076.759 | 1200.435 | 1455.651 | 1492.735 | 1433.131 | 1408.108 | 1356.486 | 1073.296 | 977.3467 | 1072.998 | 1283.665 | 1276.483 | 1243.095 | 1164.014 | 968.1983 | 69.116 | 114.9406 | 123.7125 | 79.0845 | 122.4343 | 308.8482 | 461.2136 | 396.2482 | 376.3582 | 390.156 | 388.1368 | 436.1693 | 449.9612 | 449.6064 | 449.1572 | 0 | 203.2796 | 271.5974 | 275.0868 | 273.3253 | 272.8386 | 272.3524 | 271.8667 | 271.3814 | 269.1932 | 268.7107 | 268.2286 | 267.747 | 267.2658 | 266.7852 | 245.6387 | 245.8302 | 246.021 | 246.1675 | 246.3567
Northwest | Aluminum | Peak | April | Process Heat | MW | 500.6305 | 559.8947 | 673.8784 | 695.3713 | 673.6193 | 666.3224 | 635.622 | 516.7175 | 471.6728 | 516.355 | 557.2014 | 611.3226 | 586.2264 | 578.8688 | 483.864 | 43.0691 | 60.7404 | 71.1473 | 46.2952 | 75.3425 | 129.0714 | 200.108 | 186.6798 | 149.6955 | 169.2835 | 170.6271 | 178.4016 | 184.0461 | 183.8931 | 183.7094 | 0 | 81.9479 | 109.8952 | 111.3414 | 110.6212 | 110.4222 | 110.2235 | 110.0249 | 109.8266 | 108.9379 | 108.7406 | 108.5435 | 108.3467 | 108.15 | 107.9535 | 99.3049 | 99.3745 | 99.4437 | 99.5126 | 99.5812
Northwest | Aluminum | Peak | April | Motors | MW | 914.7288 | 1037.572 | 1196.37 | 1235.186 | 1239.842 | 1242.597 | 1147.974 | 1007.661 | 934.0106 | 995.0882 | 958.5458 | 1051.02 | 1081.675 | 1097.771 | 939.4491 | 152.3921 | 180.0404 | 211.4108 | 156.7215 | 234.5421 | 150.8299 | 233.7943 | 218.1525 | 174.8779 | 197.7948 | 199.3562 | 208.4734 | 215.018 | 214.865 | 214.6503 | 0 | 95.7497 | 128.4464 | 130.1177 | 129.2337 | 129.0013 | 128.7691 | 128.5372 | 128.3054 | 127.297 | 127.0665 | 126.8362 | 126.6062 | 126.3764 | 126.1468 | 116.0493 | 116.1301 | 116.2105 | 116.2905 | 116.3702
Northwest | Aluminum | Peak | April | Other Subs | MW | 321.2239 | 363.5998 | 420.7419 | 443.4712 | 471.1607 | 479.4128 | 446.5643 | 408.0438 | 372.5284 | 400.5012 | 365.8264 | 413.6757 | 433.7869 | 447.1582 | 385.3212 | 70.177 | 74.9154 | 91.9271 | 69.4003 | 103.3997 | 42.1772 | 65.364 | 61.0011 | 48.8666 | 55.2917 | 55.771 | 58.2762 | 60.0964 | 60.0364 | 59.9764 | 0 | 26.754 | 35.8801 | 36.3635 | 36.1248 | 36.0598 | 35.9949 | 35.9301 | 35.8653 | 35.5848 | 35.5204 | 35.456 | 35.3917 | 35.3275 | 35.2634 | 32.4533 | 32.4778 | 32.5021 | 32.5263 | 32.5504
Northwest | Aluminum | Peak | April | Miscellaneous | MW | 1131.85 | 1259.871 | 1525.699 | 1568.64 | 1504.197 | 1481.168 | 1421.019 | 1134.721 | 1030.6 | 1130.063 | 1250.565 | 1372.7 | 1296.63 | 1271.347 | 1055.624 | 77.8464 | 119.2556 | 139.3827 | 86.1711 | 145.1378 | 311.8228 | 483.4161 | 451.0151 | 361.6341 | 408.9312 | 412.273 | 431.0272 | 444.6573 | 444.3058 | 443.862 | 0 | 197.9949 | 265.5516 | 268.9709 | 267.2305 | 266.7499 | 266.2698 | 265.7901 | 265.311 | 263.1489 | 262.6724 | 262.1963 | 261.7207 | 261.2456 | 260.771 | 239.8741 | 240.0637 | 240.2525 | 240.3977 | 240.585
Northwest | Aluminum | Peak | May | Process Heat | MW | 459.6647 | 511.0847 | 618.0938 | 641.8296 | 617.102 | 612.1191 | 580.5602 | 475.4409 | 428.8489 | 469.2706 | 576.2167 | 582.6597 | 545.1127 | 561.7179 | 475.1104 | 40.4203 | 64.1416 | 66.538 | 43.1221 | 72.575 | 130.3547 | 187.0054 | 167.341 | 143.3628 | 164.1246 | 156.2013 | 167.9485 | 173.2622 | 173.1183 | 172.9453 | 0 | 71.2053 | 98.3103 | 99.6754 | 98.9973 | 98.81 | 98.6229 | 98.4359 | 98.2492 | 97.4125 | 97.2267 | 97.0411 | 96.8558 | 96.6706 | 96.4856 | 88.3437 | 88.4092 | 88.4743 | 88.5391 | 88.6036
Northwest | Aluminum | Peak | May | Motors | MW | 839.2741 | 946.3408 | 1096.561 | 1139.161 | 1135.214 | 1140.675 | 1046.827 | 925.7122 | 847.8022 | 902.6632 | 987.8476 | 999.616 | 1004.553 | 1064.521 | 921.0771 | 143.2699 | 190.9059 | 198.1393 | 146.3347 | 226.2346 | 152.3297 | 218.486 | 195.5532 | 167.4804 | 191.7669 | 182.5014 | 196.2584 | 202.4193 | 202.2755 | 202.0734 | 0 | 83.1978 | 114.9078 | 116.4855 | 115.6533 | 115.4344 | 115.2158 | 114.9974 | 114.7792 | 113.8298 | 113.6127 | 113.3959 | 113.1793 | 112.9629 | 112.7467 | 103.2408 | 103.3168 | 103.3925 | 103.4678 | 103.5427
Northwest | Aluminum | Peak | May | Other Subs | MW | 294.9054 | 331.7911 | 385.8468 | 409.1882 | 431.5946 | 440.3044 | 407.3546 | 375.1323 | 338.4821 | 363.4498 | 376.9378 | 393.3063 | 403.076 | 433.9512 | 378.2377 | 66.0322 | 79.8256 | 86.3819 | 64.9485 | 99.9374 | 42.5964 | 61.0843 | 54.6816 | 46.7996 | 53.6067 | 51.0558 | 54.8616 | 56.5752 | 56.5186 | 56.4622 | 0 | 23.2468 | 32.0978 | 32.5541 | 32.3293 | 32.2682 | 32.207 | 32.146 | 32.085 | 31.8209 | 31.7603 | 31.6997 | 31.6391 | 31.5787 | 31.5183 | 28.8729 | 28.8959 | 28.9187 | 28.9415 | 28.9642
Northwest | Aluminum | Peak | May | Miscellaneous | MW | 1039.416 | 1150.29 | 1399.642 | 1448.168 | 1378.274 | 1361.013 | 1298.546 | 1044.608 | 937.5733 | 1027.717 | 1294.564 | 1309.227 | 1206.237 | 1234.1 | 1037.145 | 73.0283 | 125.7996 | 130.2823 | 80.1995 | 139.7661 | 314.9243 | 451.7632 | 404.2931 | 346.3362 | 396.4688 | 377.417 | 405.7721 | 418.6034 | 418.2727 | 417.8549 | 0 | 172.0397 | 237.5593 | 240.787 | 239.1486 | 238.696 | 238.2439 | 237.7922 | 237.341 | 235.3055 | 234.8568 | 234.4086 | 233.9607 | 233.5133 | 233.0664 | 213.3938 | 213.5722 | 213.7499 | 213.8865 | 214.0626
Northwest | Aluminum | Peak | June | Process Heat | MW | 452.5533 | 500.3785 | 611.6926 | 641.5663 | 593.8658 | 599.8738 | 562.7701 | 477.9161 | 410.3539 | 455.4142 | 511.8013 | 504.0205 | 497.5591 | 519.7014 | 465.4823 | 36.9443 | 59.856 | 64.0059 | 43.9334 | 69.1615 | 124.3813 | 162.2618 | 159.6586 | 120.2167 | 142.3878 | 137.2811 | 148.7366 | 153.4438 | 153.3152 | 153.162 | 0 | 51.4615 | 76.3893 | 77.5481 | 76.9482 | 76.7829 | 76.6177 | 76.4528 | 76.288 | 75.5475 | 75.3836 | 75.2199 | 75.0563 | 74.8929 | 74.7297 | 67.5195 | 67.5781 | 67.6363 | 67.6943 | 67.7521
Northwest | Aluminum | Peak | June | Motors | MW | 823.6042 | 923.7404 | 1082.148 | 1136.149 | 1090.263 | 1115.039 | 1010.574 | 927.8747 | 808.8004 | 872.9162 | 872.701 | 861.0886 | 914.3613 | 982.8515 | 899.7092 | 131.2881 | 178.6755 | 190.9715 | 149.2281 | 215.8532 | 145.3499 | 189.5773 | 186.5757 | 140.4405 | 166.3689 | 160.3959 | 173.8078 | 179.2664 | 179.1367 | 178.9577 | 0 | 60.1284 | 89.2899 | 90.6291 | 89.8928 | 89.6997 | 89.5067 | 89.314 | 89.1215 | 88.2813 | 88.0898 | 87.8985 | 87.7074 | 87.5164 | 87.3257 | 78.9076 | 78.9756 | 79.0433 | 79.1107 | 79.1777
Northwest | Aluminum | Peak | June | Other Subs | MW | 289.8154 | 324.0368 | 381.2776 | 408.4055 | 414.6842 | 430.823 | 393.0968 | 376.0698 | 323.123 | 351.3012 | 332.5905 | 338.4062 | 366.8171 | 400.7944 | 369.8208 | 60.5858 | 74.971 | 83.4543 | 66.2907 | 95.5185 | 40.6444 | 53.0021 | 52.1713 | 39.2437 | 46.507 | 44.8712 | 48.5863 | 50.1038 | 50.0538 | 50.0038 | 0 | 16.8013 | 24.9412 | 25.3286 | 25.1298 | 25.0758 | 25.0219 | 24.968 | 24.9142 | 24.6805 | 24.627 | 24.5735 | 24.5201 | 24.4667 | 24.4134 | 22.0708 | 22.0913 | 22.1118 | 22.1322 | 22.1524
Northwest | Aluminum | Peak | June | Miscellaneous | MW | 1024.063 | 1126.988 | 1386.076 | 1448.408 | 1327.382 | 1334.91 | 1260.277 | 1051.052 | 898.0956 | 998.6556 | 1151.684 | 1133.981 | 1102.093 | 1142.823 | 1017.327 | 66.7061 | 117.3065 | 125.2634 | 81.6829 | 133.1646 | 300.4951 | 391.989 | 385.7327 | 290.4197 | 343.9597 | 331.7014 | 359.3549 | 370.7221 | 370.4259 | 370.0558 | 0 | 124.3361 | 184.5915 | 187.3306 | 185.881 | 185.4817 | 185.0827 | 184.6841 | 184.286 | 182.4848 | 182.0888 | 181.6933 | 181.2981 | 180.9033 | 180.509 | 163.0876 | 163.2471 | 163.4059 | 163.5283 | 163.6857
Northwest | Aluminum | Peak | July | Process Heat | MW | 447.2179 | 495.6153 | 610.6738 | 642.4351 | 580.7476 | 590.816 | 553.9229 | 481.877 | 400.1357 | 450.5624 | 534.6237 | 502.0157 | 532.2996 | 524.7332 | 457.394 | 34.879 | 58.0335 | 64.8806 | 44.3889 | 74.0419 | 124.5875 | 176.7586 | 154.8806 | 137.6721 | 152.7633 | 146.8711 | 164.0947 | 169.2884 | 169.146 | 168.977 | 0 | 67.245 | 93.153 | 94.4073 | 93.7457 | 93.5636 | 93.3817 | 93.2 | 93.0185 | 92.2019 | 92.0214 | 91.841 | 91.6608 | 91.4808 | 91.301 | 83.3466 | 83.4114 | 83.476 | 83.5403 | 83.6042
Northwest | Aluminum | Peak | July | Motors | MW | 810.9211 | 912.0403 | 1077.491 | 1135.749 | 1064.027 | 1095.674 | 991.4974 | 934.1512 | 787.1033 | 861.5764 | 908.8007 | 855.1773 | 975.9448 | 990.8293 | 882.3997 | 124.0703 | 173.042 | 193.4832 | 150.5287 | 231.0218 | 145.5913 | 206.5147 | 180.9922 | 160.8319 | 178.4919 | 171.6008 | 191.7543 | 197.7778 | 197.6336 | 197.4362 | 0 | 78.5699 | 108.8804 | 110.3301 | 109.518 | 109.3053 | 109.0928 | 108.8805 | 108.6684 | 107.7419 | 107.5309 | 107.3201 | 107.1096 | 106.8993 | 106.6892 | 97.4021 | 97.4775 | 97.5525 | 97.6271 | 97.7015
Northwest | Aluminum | Peak | July | Other Subs | MW | 285.4152 | 319.9161 | 379.8824 | 408.3038 | 404.6253 | 423.4553 | 385.2854 | 378.3728 | 314.2761 | 346.37 | 345.8672 | 335.7314 | 391.1447 | 403.9105 | 362.5743 | 57.2796 | 72.5122 | 84.5006 | 66.7658 | 102.1883 | 40.7119 | 57.7374 | 50.61 | 44.9417 | 49.8958 | 48.0056 | 53.6033 | 55.2776 | 55.2223 | 55.1672 | 0 | 21.9544 | 30.4145 | 30.8338 | 30.6146 | 30.5551 | 30.4957 | 30.4364 | 30.3771 | 30.1194 | 30.0604 | 30.0015 | 29.9427 | 29.8839 | 29.8252 | 27.2407 | 27.2635 | 27.2861 | 27.3087 | 27.3312
Northwest | Aluminum | Peak | July | Miscellaneous | MW | 1012.704 | 1117.044 | 1384.613 | 1450.985 | 1299.03 | 1315.767 | 1241.621 | 1060.32 | 876.3583 | 988.8644 | 1204.15 | 1130.445 | 1179.988 | 1154.62 | 1000.386 | 62.9724 | 113.7709 | 126.9929 | 82.5757 | 142.5793 | 300.9948 | 427.011 | 374.189 | 332.588 | 369.0234 | 354.8729 | 396.4604 | 409.0032 | 408.6747 | 408.2665 | 0 | 162.4705 | 225.0967 | 228.0614 | 226.4627 | 226.0229 | 225.5834 | 225.1444 | 224.7059 | 222.7193 | 222.2831 | 221.8474 | 221.4122 | 220.9773 | 220.5429 | 201.3232 | 201.4998 | 201.6757 | 201.8114 | 201.9858
Northwest | Aluminum | Peak | August | Process Heat | MW | 422.8806 | 468.448 | 577.7926 | 607.8769 | 547.3507 | 556.9299 | 522.8429 | 455.8316 | 376.6233 | 425.1314 | 506.4442 | 496.9894 | 498.7198 | 504.5304 | 430.5195 | 33.9185 | 55.3002 | 58.4857 | 43.3656 | 71.0298 | 108.3943 | 160.5971 | 152.1112 | 125.4643 | 150.0117 | 146.8615 | 162.4875 | 167.6301 | 167.4894 | 167.3221 | 0 | 65.5933 | 91.4985 | 92.7519 | 92.0966 | 91.9162 | 91.7359 | 91.5559 | 91.376 | 90.5673 | 90.3884 | 90.2096 | 90.0311 | 89.8527 | 89.6745 | 81.7979 | 81.862 | 81.9258 | 81.9893 | 82.0525
Northwest | Aluminum | Peak | August | Motors | MW | 766.0535 | 861.2569 | 1018.736 | 1073.972 | 1002.403 | 1032.363 | 935.1898 | 883.1422 | 740.4666 | 812.3906 | 859.988 | 845.9039 | 913.9 | 952.3799 | 830.0148 | 120.6894 | 164.9173 | 174.4225 | 147.0386 | 221.6289 | 126.6682 | 187.6327 | 177.7559 | 146.5702 | 175.2769 | 171.5895 | 189.8764 | 195.8403 | 195.6981 | 195.5025 | 0 | 76.6401 | 106.947 | 108.3956 | 107.5913 | 107.3805 | 107.1699 | 106.9595 | 106.7493 | 105.8317 | 105.6227 | 105.4138 | 105.2052 | 104.9968 | 104.7886 | 95.5924 | 95.6668 | 95.741 | 95.8147 | 95.8882
Northwest | Aluminum | Peak | August | Other Subs | MW | 269.6728 | 302.154 | 359.2619 | 386.1634 | 381.2264 | 399.0657 | 363.3802 | 357.7259 | 295.658 | 326.5747 | 327.2157 | 332.0101 | 366.2656 | 388.2595 | 341.0442 | 55.7258 | 69.1201 | 76.1814 | 65.2093 | 98.0364 | 35.4204 | 52.4583 | 49.7051 | 40.9565 | 48.9971 | 48.0025 | 53.0782 | 54.7361 | 54.6814 | 54.6268 | 0 | 21.4151 | 29.8743 | 30.2933 | 30.0761 | 30.0172 | 29.9583 | 29.8995 | 29.8408 | 29.5856 | 29.5271 | 29.4688 | 29.4104 | 29.3522 | 29.294 | 26.7348 | 26.7573 | 26.7797 | 26.802 | 26.8242
Northwest | Aluminum | Peak | August | Miscellaneous | MW | 957.7785 | 1056.04 | 1310.282 | 1373.155 | 1224.525 | 1240.489 | 1172.202 | 1003.206 | 825.0153 | 933.2811 | 1141.035 | 1119.413 | 1105.751 | 1110.319 | 941.8445 | 61.2376 | 108.4089 | 114.4746 | 80.6759 | 136.7807 | 261.8733 | 387.9688 | 367.498 | 303.0961 | 362.3766 | 354.8497 | 392.5776 | 404.9967 | 404.6723 | 404.268 | 0 | 158.48 | 221.0991 | 224.0618 | 222.4785 | 222.0426 | 221.6071 | 221.1721 | 220.7375 | 218.7701 | 218.3379 | 217.9061 | 217.4748 | 217.0439 | 216.6134 | 197.5817 | 197.7562 | 197.93 | 198.0641 | 198.2365
Northwest | Aluminum | Peak | September | Process Heat | MW | 489.9084 | 543.4454 | 660.3304 | 690.008 | 647.4472 | 649.4742 | 611.7625 | 514.0482 | 450.2411 | 496.7395 | 590.0378 | 576.4585 | 613.9338 | 580.9049 | 484.6044 | 39.3906 | 62.6278 | 76.273 | 47.1636 | 78.4132 | 135.6267 | 192.4201 | 169.305 | 151.1433 | 167.356 | 180.6733 | 182.9967 | 188.7877 | 188.6298 | 188.4414 | 0 | 86.6704 | 114.5172 | 115.9559 | 115.2177 | 115.0141 | 114.8108 | 114.6077 | 114.4048 | 113.4937 | 113.2919 | 113.0902 | 112.8888 | 112.6876 | 112.4866 | 103.6156 | 103.6875 | 103.759 | 103.8302 | 103.9011
Northwest | Aluminum | Peak | September | Motors | MW | 893.2517 | 1004.819 | 1169.983 | 1223.659 | 1189.739 | 1208.776 | 1100.931 | 999.6511 | 888.781 | 953.7284 | 1008.577 | 987.1667 | 1129.721 | 1099.802 | 937.8455 | 139.8617 | 186.8169 | 227.4093 | 160.1162 | 244.601 | 158.4911 | 224.8123 | 197.8483 | 176.5697 | 195.5424 | 211.0942 | 213.8428 | 220.5581 | 220.3992 | 220.179 | 0 | 101.2673 | 133.8475 | 135.5104 | 134.6042 | 134.3664 | 134.1289 | 133.8916 | 133.6545 | 132.6207 | 132.3849 | 132.1493 | 131.914 | 131.6788 | 131.444 | 121.0868 | 121.1703 | 121.2534 | 121.3361 | 121.4184
Northwest | Aluminum | Peak | September | Other Subs | MW | 314.1808 | 352.4549 | 412.0425 | 439.7555 | 452.494 | 466.9804 | 428.3709 | 405.2173 | 355.0137 | 384.0167 | 384.7119 | 388.2928 | 453.3853 | 448.5951 | 385.3943 | 64.5138 | 78.3217 | 99.2915 | 71.0926 | 108.1578 | 44.3191 | 62.8532 | 55.3233 | 49.3394 | 54.6621 | 59.0543 | 59.7776 | 61.6447 | 61.5831 | 61.5216 | 0 | 28.2961 | 37.3894 | 37.8703 | 37.6256 | 37.5592 | 37.4928 | 37.4265 | 37.3602 | 37.0727 | 37.0067 | 36.9409 | 36.8751 | 36.8094 | 36.7438 | 33.8615 | 33.8867 | 33.9118 | 33.9369 | 33.9618
Northwest | Aluminum | Peak | September | Miscellaneous | MW | 1108.168 | 1223.554 | 1495.754 | 1557.215 | 1446.642 | 1444.669 | 1369.124 | 1129.892 | 984.8547 | 1088.61 | 1326.767 | 1296.051 | 1359.233 | 1276.837 | 1058.598 | 71.145 | 122.7612 | 149.2978 | 87.7041 | 150.9942 | 327.6632 | 464.8444 | 409.0381 | 365.1321 | 404.2746 | 436.5466 | 442.1289 | 456.1136 | 455.75 | 455.2947 | 0 | 209.4048 | 276.7188 | 280.1201 | 278.3362 | 277.8445 | 277.3533 | 276.8625 | 276.3723 | 274.1558 | 273.6683 | 273.1812 | 272.6947 | 272.2086 | 271.723 | 250.2886 | 250.4844 | 250.6794 | 250.8296 | 251.0229
Northwest | Aluminum | Peak | October | Process Heat | MW | 462.3485 | 516.955 | 623.1323 | 642.3279 | 621.4894 | 614.2646 | 587.3231 | 473.977 | 432.7691 | 474.0141 | 506.7568 | 519.8898 | 516.4869 | 487.3522 | 414.5232 | 33.8697 | 59.7776 | 63.5378 | 40.0824 | 61.8621 | 138.3988 | 185.2546 | 158.3323 | 139.2836 | 149.4715 | 155.0203 | 164.6609 | 169.8716 | 169.7295 | 169.56 | 0 | 67.8268 | 94.1882 | 95.4841 | 94.8198 | 94.6366 | 94.4537 | 94.2709 | 94.0883 | 93.2684 | 93.0868 | 92.9054 | 92.7242 | 92.5431 | 92.3622 | 84.38 | 84.4447 | 84.5091 | 84.5731 | 84.6369
Northwest | Aluminum | Peak | October | Motors | MW | 843.4496 | 956.671 | 1105.055 | 1139.688 | 1143.136 | 1144.637 | 1059.341 | 923.5491 | 856.4084 | 912.6283 | 870.8002 | 892.2859 | 952.2283 | 923.65 | 804.2797 | 119.7431 | 176.7192 | 188.5169 | 135.441 | 192.4062 | 161.7303 | 216.4405 | 185.0258 | 162.715 | 174.6458 | 181.1218 | 192.4163 | 198.4586 | 198.3157 | 198.1176 | 0 | 79.2499 | 110.0903 | 111.5881 | 110.7727 | 110.5587 | 110.345 | 110.1314 | 109.9181 | 108.9878 | 108.7756 | 108.5636 | 108.3519 | 108.1403 | 107.929 | 98.6095 | 98.6846 | 98.7594 | 98.8338 | 98.9078
Northwest | Aluminum | Peak | October | Other Subs | MW | 296.1922 | 335.2079 | 388.6195 | 409.1514 | 434.3209 | 441.5305 | 411.9162 | 373.8122 | 341.3735 | 367.018 | 331.9995 | 350.888 | 381.5844 | 375.9319 | 329.5433 | 55.1177 | 73.3015 | 81.8226 | 59.8732 | 84.7117 | 45.225 | 60.5126 | 51.7379 | 45.468 | 48.8207 | 50.6695 | 53.788 | 55.468 | 55.4126 | 55.3572 | 0 | 22.1441 | 30.7522 | 31.1854 | 30.9653 | 30.9055 | 30.8457 | 30.786 | 30.7264 | 30.4676 | 30.4083 | 30.3491 | 30.2899 | 30.2308 | 30.1717 | 27.5782 | 27.6009 | 27.6235 | 27.646 | 27.6684
Northwest | Aluminum | Peak | October | Miscellaneous | MW | 1045.614 | 1163.598 | 1411.159 | 1449.383 | 1388.129 | 1365.804 | 1313.549 | 1041.165 | 945.8297 | 1037.758 | 1137.737 | 1167.961 | 1142.693 | 1070.576 | 904.576 | 61.2401 | 117.4469 | 124.5225 | 74.6527 | 119.196 | 334.3592 | 447.5338 | 382.5284 | 336.4817 | 361.0717 | 374.5633 | 397.8286 | 410.412 | 410.0849 | 409.6752 | 0 | 163.8764 | 227.5984 | 230.6621 | 229.0569 | 228.6144 | 228.1724 | 227.7307 | 227.2896 | 225.2952 | 224.8564 | 224.4182 | 223.9803 | 223.5429 | 223.1059 | 203.8192 | 203.9953 | 204.1707 | 204.3058 | 204.4798
Northwest | Aluminum | Peak | November | Process Heat | MW | 507.2201 | 567.3862 | 684.6464 | 705.9661 | 682.2047 | 674.6712 | 645.1123 | 521.8514 | 475.5527 | 521.3003 | 572.4173 | 565.2121 | 563.508 | 539.4999 | 508.0396 | 40.9158 | 62.4639 | 72.5259 | 50.0203 | 80.5791 | 150.2102 | 206.3402 | 162.6762 | 139.517 | 198.3126 | 164.0344 | 175.9861 | 181.5544 | 181.4033 | 181.222 | 0 | 79.4656 | 107.0691 | 108.4828 | 107.7725 | 107.5764 | 107.3805 | 107.1848 | 106.9893 | 106.1128 | 105.9183 | 105.7241 | 105.53 | 105.3362 | 105.1425 | 96.6111 | 96.6799 | 96.7483 | 96.8164 | 96.8842
Northwest | Aluminum | Peak | November | Motors | MW | 925.5042 | 1050.161 | 1214.246 | 1252.667 | 1254.903 | 1257.26 | 1163.598 | 1016.451 | 940.7548 | 1003.358 | 982.8489 | 970.1216 | 1038.764 | 1022.549 | 985.2673 | 144.8192 | 185.1427 | 215.5096 | 169.3267 | 250.8651 | 175.5322 | 241.0756 | 190.1021 | 162.9875 | 231.7129 | 191.6535 | 205.6507 | 212.1072 | 211.9557 | 211.744 | 0 | 92.8491 | 125.1435 | 126.7775 | 125.9057 | 125.6766 | 125.4477 | 125.219 | 124.9906 | 123.996 | 123.7688 | 123.5419 | 123.3151 | 123.0886 | 122.8623 | 112.9016 | 112.9815 | 113.061 | 113.1401 | 113.2189
Northwest | Aluminum | Peak | November | Other Subs | MW | 325.0766 | 368.1029 | 427.1651 | 449.8674 | 476.9462 | 485.1981 | 452.6332 | 411.6779 | 375.2411 | 403.7805 | 374.9247 | 381.6335 | 416.5513 | 416.521 | 404.0396 | 66.6981 | 77.0354 | 93.7109 | 74.9799 | 110.6092 | 49.0848 | 67.3997 | 53.1575 | 45.5441 | 64.7732 | 53.6159 | 57.4873 | 59.2828 | 59.2236 | 59.1644 | 0 | 25.9437 | 34.9575 | 35.4301 | 35.1946 | 35.1306 | 35.0666 | 35.0027 | 34.9389 | 34.6622 | 34.5987 | 34.5353 | 34.4719 | 34.4086 | 34.3454 | 31.5734 | 31.5976 | 31.6216 | 31.6456 | 31.6694
Northwest | Aluminum | Peak | November | Miscellaneous | MW | 1147.062 | 1277.102 | 1550.45 | 1592.974 | 1523.705 | 1500.088 | 1442.79 | 1146.454 | 1039.449 | 1141.409 | 1285.447 | 1269.806 | 1246.801 | 1185.161 | 1108.859 | 73.9562 | 122.6418 | 142.0836 | 93.1057 | 155.226 | 362.892 | 498.4715 | 393.0229 | 337.0453 | 479.0552 | 396.3434 | 425.1911 | 438.6377 | 438.2901 | 437.8523 | 0 | 191.9971 | 258.7226 | 262.0652 | 260.3488 | 259.8751 | 259.4018 | 258.929 | 258.4567 | 256.3243 | 255.8546 | 255.3853 | 254.9165 | 254.4482 | 253.9804 | 233.3666 | 233.554 | 233.7406 | 233.8842 | 234.0693
Northwest | Aluminum | Peak | December | Process Heat | MW | 563.1572 | 631.0436 | 758.0585 | 778.674 | 759.9227 | 749.0803 | 717.3233 | 577.6105 | 531.6509 | 581.1125 | 659.2123 | 647.1795 | 764.6605 | 612.7219 | 545.9728 | 43.6955 | 65.0454 | 79.4283 | 51.3698 | 93.053 | 149.5229 | 221.9127 | 216.3801 | 199.2732 | 190.271 | 193.6437 | 201.0912 | 207.4529 | 207.2811 | 207.074 | 0 | 105.2659 | 135.3993 | 137.054 | 136.2419 | 136.0173 | 135.793 | 135.5689 | 135.3451 | 134.343 | 134.1204 | 133.898 | 133.6758 | 133.4538 | 133.2321 | 123.4833 | 123.5615 | 123.6392 | 123.7165 | 123.7935
Northwest | Aluminum | Peak | December | Motors | MW | 1028.57 | 1169.077 | 1345.406 | 1382.7 | 1398.512 | 1396.701 | 1295.813 | 1126.44 | 1053.08 | 1120.18 | 1135.158 | 1112.975 | 1410.777 | 1161.672 | 1060.141 | 154.4348 | 192.283 | 235.6385 | 173.5794 | 289.3859 | 174.7283 | 259.2692 | 252.8603 | 232.7948 | 222.3174 | 226.2479 | 234.9879 | 242.3636 | 242.1923 | 241.9503 | 0 | 122.9951 | 158.2515 | 160.1638 | 159.1671 | 158.9048 | 158.6427 | 158.3809 | 158.1193 | 156.9823 | 156.7222 | 156.4623 | 156.2027 | 155.9433 | 155.6842 | 144.3022 | 144.393 | 144.4832 | 144.5731 | 144.6625
Northwest | Aluminum | Peak | December | Other Subs | MW | 361.0347 | 409.5953 | 473.0428 | 496.3463 | 531.3299 | 538.7249 | 503.9477 | 455.9854 | 419.7725 | 450.6785 | 433.1313 | 438.0273 | 565.477 | 472.9305 | 434.4339 | 71.0762 | 79.7526 | 102.2611 | 76.7317 | 127.3895 | 48.8604 | 72.4856 | 70.7066 | 65.0503 | 62.1467 | 63.2943 | 65.6878 | 67.7395 | 67.6718 | 67.6042 | 0 | 34.3666 | 44.2066 | 44.7597 | 44.4905 | 44.4172 | 44.344 | 44.2708 | 44.1977 | 43.8814 | 43.8087 | 43.7361 | 43.6635 | 43.591 | 43.5186 | 40.3511 | 40.3786 | 40.4059 | 40.4331 | 40.4602
Northwest | Aluminum | Peak | December | Miscellaneous | MW | 1273.271 | 1420.042 | 1716.397 | 1756.691 | 1696.988 | 1665.225 | 1603.568 | 1268.444 | 1161.544 | 1271.666 | 1479.085 | 1453.067 | 1691.342 | 1345.796 | 1191.068 | 79.0102 | 127.7972 | 155.6691 | 95.6757 | 179.297 | 361.2284 | 536.0903 | 522.77 | 481.4026 | 459.6302 | 467.8862 | 485.8467 | 501.2086 | 500.814 | 500.3137 | 0 | 254.3339 | 327.1768 | 331.0895 | 329.1271 | 328.5847 | 328.0427 | 327.5014 | 326.9606 | 324.5229 | 323.985 | 323.4477 | 322.9109 | 322.3747 | 321.839 | 298.2838 | 298.4968 | 298.709 | 298.8719 | 299.0823
Northwest | Other Primary Metals | Peak | January | Process Heat | MW | 12.9928 | 11.0053 | 13.2904 | 14.0237 | 13.5459 | 14.3007 | 17.2437 | 15.3816 | 19.0002 | 12.824 | 16.2047 | 16.6443 | 14.3635 | 12.6741 | 15.6531 | 25.3845 | 13.0686 | 16.6566 | 21.5145 | 21.888 | 18.2696 | 24.9118 | 23.7082 | 21.0985 | 12.9886 | 12.904 | 12.3196 | 28.3667 | 36.9379 | 37.2404 | 36.8242 | 36.4065 | 35.9876 | 35.5675 | 35.1465 | 34.7248 | 34.3025 | 33.8799 | 33.4572 | 33.0347 | 32.6126 | 32.1911 | 31.7704 | 31.3508 | 30.9323 | 30.5153 | 30.0999 | 29.6862 | 29.2744 | 28.8646
Northwest | Other Primary Metals | Peak | January | Motors | MW | 37.6939 | 26.8747 | 32.3152 | 35.3816 | 35.535 | 39.115 | 48.3887 | 47.9004 | 60.7553 | 37.7381 | 44.1382 | 46.2623 | 41.97 | 37.4252 | 48.4733 | 67.3607 | 42.1253 | 53.0361 | 67.6002 | 68.891 | 60.1499 | 80.737 | 70.2826 | 59.0194 | 50.4269 | 48.7558 | 46.7375 | 70.3164 | 72.1093 | 72.444 | 71.4062 | 70.3939 | 69.4053 | 68.4386 | 67.4923 | 66.5649 | 65.6551 | 64.7617 | 63.8835 | 63.0194 | 62.1687 | 61.3302 | 60.5032 | 59.687 | 58.8808 | 58.0839 | 57.2958 | 56.5159 | 55.7437 | 54.9786
Northwest | Other Primary Metals | Peak | January | Other Subs | MW | 13.2214 | 9.8428 | 12.3686 | 13.8963 | 14.4678 | 15.9338 | 20.1723 | 20.5944 | 25.8113 | 16.8448 | 19.4119 | 20.8943 | 18.8625 | 16.885 | 21.9624 | 24.4827 | 16.7235 | 20.7549 | 25.6286 | 25.755 | 24.6207 | 31.6937 | 29.7315 | 25.1588 | 22.62 | 23.1888 | 22.4431 | 38.7565 | 43.6427 | 44.0088 | 43.5228 | 43.032 | 42.5364 | 42.0357 | 41.5302 | 41.0199 | 40.505 | 39.9856 | 39.4621 | 38.9346 | 38.4034 | 37.8689 | 37.3312 | 36.7908 | 36.2478 | 35.7026 | 35.1555 | 34.6067 | 34.0566 | 33.5054
Northwest | Other Primary Metals | Peak | January | Miscellaneous | MW | 26.6292 | 23.6011 | 29.4194 | 31.0158 | 29.7547 | 31.1172 | 35.878 | 30.6274 | 37.3319 | 26.2751 | 34.0926 | 34.9384 | 29.7191 | 26.4206 | 30.9536 | 53.3752 | 26.3093 | 32.4289 | 41.6091 | 41.7725 | 34.1348 | 47.4576 | 45.3105 | 42.0899 | 22.178 | 22.4096 | 21.3398 | 40.3016 | 40.9222 | 41.0535 | 40.4165 | 39.8038 | 39.2135 | 38.6441 | 38.0939 | 37.5617 | 37.0462 | 36.5462 | 36.0605 | 35.5883 | 35.1286 | 34.6805 | 34.2431 | 33.8158 | 33.3979 | 32.9887 | 32.5875 | 32.1939 | 31.8071 | 31.4265
Northwest | Other Primary Metals | Peak | February | Process Heat | MW | 14.6913 | 12.4314 | 15.0127 | 15.8572 | 15.3219 | 16.1752 | 19.5109 | 17.4081 | 21.5236 | 14.5086 | 18.5325 | 17.702 | 14.7015 | 14.5697 | 16.9662 | 28.2962 | 14.1976 | 20.0365 | 20.9561 | 23.6087 | 23.367 | 26.6472 | 24.1409 | 22.5552 | 14.9048 | 14.9057 | 13.6082 | 31.2954 | 40.7387 | 41.0678 | 40.6043 | 40.1394 | 39.6731 | 39.2057 | 38.7373 | 38.2681 | 37.7984 | 37.3285 | 36.8585 | 36.3888 | 35.9195 | 35.451 | 34.9834 | 34.517 | 34.052 | 33.5886 | 33.127 | 32.6674 | 32.2098 | 31.7546
Northwest | Other Primary Metals | Peak | February | Motors | MW | 42.6651 | 30.3698 | 36.5155 | 40.0124 | 40.2016 | 44.2527 | 54.7674 | 54.2331 | 68.8421 | 42.7059 | 50.4471 | 49.1872 | 42.9545 | 43.0322 | 52.5474 | 75.2752 | 45.8101 | 63.8457 | 65.9233 | 74.3837 | 77.0718 | 86.6424 | 71.7714 | 63.2728 | 57.8686 | 56.3334 | 51.631 | 77.6169 | 79.5859 | 79.9467 | 78.7927 | 77.6669 | 76.5674 | 75.4921 | 74.4394 | 73.4077 | 72.3954 | 71.4013 | 70.424 | 69.4624 | 68.5155 | 67.5822 | 66.6617 | 65.753 | 64.8555 | 63.9683 | 63.0908 | 62.2224 | 61.3625 | 60.5106
Northwest | Other Primary Metals | Peak | February | Other Subs | MW | 14.9674 | 11.1276 | 13.98 | 15.7193 | 16.3734 | 18.0327 | 22.8384 | 23.325 | 29.2547 | 19.0709 | 22.1926 | 22.2172 | 19.3119 | 19.4218 | 23.8162 | 27.4181 | 18.2083 | 25.0152 | 25.0394 | 27.8618 | 31.6341 | 34.1737 | 30.4917 | 27.0811 | 26.0058 | 26.8246 | 24.8214 | 42.8177 | 48.2112 | 48.6096 | 48.0669 | 47.5189 | 46.9656 | 46.4069 | 45.8428 | 45.2736 | 44.6993 | 44.1202 | 43.5365 | 42.9485 | 42.3565 | 41.7608 | 41.1618 | 40.5597 | 39.9548 | 39.3476 | 38.7382 | 38.1271 | 37.5146 | 36.9008
Northwest | Other Primary Metals | Peak | February | Miscellaneous | MW | 30.1005 | 26.6571 | 33.2297 | 35.0689 | 33.6522 | 35.1922 | 40.5887 | 34.6659 | 42.297 | 29.7268 | 38.9938 | 37.1566 | 30.4155 | 30.3684 | 33.5508 | 59.4834 | 28.5928 | 38.9987 | 40.5163 | 45.0428 | 43.6547 | 50.7331 | 46.1197 | 44.9829 | 25.466 | 25.8984 | 23.5836 | 44.4654 | 45.1446 | 45.2847 | 44.5774 | 43.8969 | 43.2412 | 42.6086 | 41.9973 | 41.4059 | 40.8329 | 40.2771 | 39.7371 | 39.2121 | 38.7008 | 38.2023 | 37.7158 | 37.2404 | 36.7754 | 36.3199 | 35.8734 | 35.4353 | 35.0047 | 34.5809
Northwest | Other Primary Metals | Peak | March | Process Heat | MW | 12.7645 | 10.7985 | 13.0376 | 13.782 | 13.2982 | 14.055 | 16.9351 | 15.1517 | 18.7053 | 12.6074 | 14.8018 | 15.7405 | 14.2943 | 13.3539 | 15.5709 | 24.0123 | 13.4141 | 17.0275 | 18.4876 | 19.1515 | 19.9484 | 23.2472 | 21.6583 | 21.9134 | 13.7609 | 12.2956 | 12.761 | 29.3909 | 38.2872 | 38.5948 | 38.1575 | 37.7189 | 37.2791 | 36.8382 | 36.3965 | 35.9541 | 35.5113 | 35.0683 | 34.6253 | 34.1825 | 33.7403 | 33.2987 | 32.8582 | 32.4187 | 31.9806 | 31.5441 | 31.1092 | 30.6762 | 30.2452 | 29.8164
Northwest | Other Primary Metals | Peak | March | Motors | MW | 37.0644 | 26.3763 | 31.7044 | 34.7727 | 34.8805 | 38.4458 | 47.5321 | 47.2089 | 59.8223 | 37.1131 | 40.3088 | 43.7639 | 41.7812 | 39.4425 | 48.2234 | 63.8103 | 43.2589 | 54.2466 | 58.1338 | 60.3174 | 65.7923 | 75.4981 | 64.3426 | 61.416 | 53.4597 | 46.4927 | 48.4374 | 72.8556 | 74.7072 | 75.0442 | 73.9592 | 72.9008 | 71.8671 | 70.8562 | 69.8665 | 68.8966 | 67.9449 | 67.0103 | 66.0916 | 65.1876 | 64.2975 | 63.4201 | 62.5547 | 61.7005 | 60.8568 | 60.0228 | 59.1979 | 58.3815 | 57.5732 | 56.7723
Northwest | Other Primary Metals | Peak | March | Other Subs | MW | 13.0021 | 9.6622 | 12.1359 | 13.6583 | 14.2041 | 15.6638 | 19.8176 | 20.3005 | 25.4184 | 16.5705 | 17.7313 | 19.7689 | 18.7826 | 17.7997 | 21.8543 | 23.2223 | 17.187 | 21.2468 | 22.0653 | 22.5769 | 26.9873 | 29.7142 | 27.2911 | 26.2405 | 24.0095 | 22.1355 | 23.2816 | 40.1805 | 45.257 | 45.629 | 45.1176 | 44.6013 | 44.0801 | 43.5538 | 43.0226 | 42.4865 | 41.9458 | 41.4006 | 40.8511 | 40.2976 | 39.7405 | 39.1799 | 38.6162 | 38.0496 | 37.4805 | 36.9092 | 36.336 | 35.7612 | 35.1849 | 34.6076
Northwest | Other Primary Metals | Peak | March | Miscellaneous | MW | 26.1521 | 23.1551 | 28.8567 | 30.478 | 29.206 | 30.5781 | 35.2246 | 30.1678 | 36.7484 | 25.8296 | 31.1401 | 33.0358 | 29.572 | 27.8346 | 30.7864 | 50.4761 | 27.0047 | 33.1449 | 35.7485 | 36.5432 | 37.2723 | 44.2798 | 41.3888 | 43.7157 | 23.5079 | 21.3632 | 22.1148 | 41.7437 | 42.3816 | 42.5115 | 41.8458 | 41.2053 | 40.5883 | 39.993 | 39.4178 | 38.8613 | 38.3222 | 37.7992 | 37.2912 | 36.7972 | 36.3162 | 35.8473 | 35.3897 | 34.9425 | 34.505 | 34.0766 | 33.6566 | 33.2445 | 32.8395 | 32.441
Northwest | Other Primary Metals | Peak | April | Process Heat | MW | 12.3878 | 10.4128 | 12.5264 | 13.274 | 12.7835 | 13.5499 | 16.3119 | 14.7549 | 18.1385 | 12.1802 | 13.2201 | 15.5315 | 13.6881 | 13.3632 | 15.6018 | 24.3121 | 12.7019 | 17.4007 | 18.2372 | 20.5973 | 18.3038 | 22.175 | 22.4369 | 19.1861 | 13.1438 | 11.877 | 11.4406 | 26.3942 | 34.4291 | 34.7064 | 34.314 | 33.9205 | 33.5259 | 33.1305 | 32.7344 | 32.3378 | 31.9408 | 31.5438 | 31.1469 | 30.7502 | 30.3541 | 29.9587 | 29.5641 | 29.1707 | 28.7786 | 28.3879 | 27.9987 | 27.6113 | 27.2258 | 26.8423
Northwest | Other Primary Metals | Peak | April | Motors | MW | 36.0517 | 25.4305 | 30.3747 | 33.3792 | 33.3834 | 36.927 | 45.678 | 45.9447 | 57.8879 | 35.8152 | 35.9484 | 43.152 | 39.9894 | 39.4224 | 48.2684 | 64.619 | 40.8911 | 55.3774 | 57.3074 | 64.897 | 60.3223 | 71.9817 | 66.6293 | 53.7313 | 51.0582 | 44.9081 | 43.3976 | 65.3096 | 66.9605 | 67.2701 | 66.3053 | 65.3644 | 64.4456 | 63.5474 | 62.6682 | 61.8068 | 60.9618 | 60.1321 | 59.3166 | 58.5145 | 57.7247 | 56.9464 | 56.1788 | 55.4213 | 54.6732 | 53.9338 | 53.2026 | 52.4791 | 51.7627 | 51.053
Northwest | Other Primary Metals | Peak | April | Other Subs | MW | 12.6402 | 9.3145 | 11.6129 | 13.0973 | 13.5932 | 15.0482 | 19.0431 | 19.7579 | 24.5965 | 15.9937 | 15.8143 | 19.4941 | 17.9841 | 17.7978 | 21.8859 | 23.5438 | 16.2619 | 21.7086 | 21.7737 | 24.3421 | 24.7655 | 28.347 | 28.2736 | 22.94 | 22.9121 | 21.3652 | 20.836 | 35.9932 | 40.5702 | 40.9082 | 40.4542 | 39.9959 | 39.5331 | 39.0659 | 38.5943 | 38.1183 | 37.6382 | 37.1541 | 36.6662 | 36.1748 | 35.68 | 35.1822 | 34.6816 | 34.1785 | 33.6731 | 33.1658 | 32.6568 | 32.1463 | 31.6346 | 31.122
Northwest | Other Primary Metals | Peak | April | Miscellaneous | MW | 25.3334 | 22.3089 | 27.6895 | 29.312 | 28.0217 | 29.4283 | 33.8293 | 29.3333 | 35.5265 | 24.9308 | 27.7951 | 32.5664 | 28.3064 | 27.843 | 30.8057 | 51.0039 | 25.4943 | 33.8294 | 35.2315 | 39.2774 | 34.1841 | 42.2098 | 42.8566 | 38.2678 | 22.4459 | 20.6286 | 19.8128 | 37.454 | 38.0194 | 38.139 | 37.5451 | 36.974 | 36.424 | 35.8935 | 35.3811 | 34.8856 | 34.4057 | 33.9404 | 33.4886 | 33.0493 | 32.6218 | 32.2052 | 31.7987 | 31.4016 | 31.0132 | 30.6331 | 30.2605 | 29.895 | 29.5359 | 29.1826
Northwest | Other Primary Metals | Peak | May | Process Heat | MW | 9.6842 | 8.1139 | 9.7231 | 10.3346 | 9.8742 | 10.4812 | 12.5095 | 11.413 | 13.7783 | 9.267 | 11.3981 | 12.332 | 10.6481 | 10.8228 | 12.8005 | 18.6472 | 11.066 | 13.3102 | 13.8983 | 16.2994 | 15.3599 | 17.2689 | 16.7428 | 15.4037 | 10.6411 | 9.0779 | 8.9604 | 20.843 | 27.3361 | 27.5709 | 27.274 | 26.9762 | 26.6776 | 26.3784 | 26.0787 | 25.7787 | 25.4785 | 25.1782 | 24.8781 | 24.5783 | 24.279 | 23.9803 | 23.6824 | 23.3854 | 23.0895 | 22.7948 | 22.5015 | 22.2096 | 21.9192 | 21.6304
Northwest | Other Primary Metals | Peak | May | Motors | MW | 27.9746 | 19.6656 | 23.1774 | 25.4574 | 25.2609 | 27.9852 | 34.4503 | 35.1592 | 43.4946 | 26.8704 | 30.3651 | 33.6025 | 30.6369 | 31.4284 | 39.1697 | 49.3117 | 35.4374 | 42.0668 | 43.4051 | 51.2056 | 50.3052 | 55.6794 | 49.4126 | 42.8917 | 41.1849 | 34.1883 | 33.8445 | 51.1228 | 52.3982 | 52.6886 | 51.9818 | 51.2937 | 50.6228 | 49.968 | 49.328 | 48.7019 | 48.0886 | 47.4872 | 46.8969 | 46.3169 | 45.7466 | 45.1852 | 44.6322 | 44.0869 | 43.5489 | 43.0177 | 42.4929 | 41.9739 | 41.4605 | 40.9523
Northwest | Other Primary Metals | Peak | May | Other Subs | MW | 9.8059 | 7.1973 | 8.8185 | 9.9444 | 10.2764 | 11.408 | 14.3512 | 15.1189 | 18.4742 | 11.9759 | 13.3091 | 15.1379 | 13.7558 | 14.1705 | 17.7574 | 17.9272 | 14.0837 | 16.4461 | 16.4382 | 19.1989 | 20.5802 | 21.8324 | 20.8706 | 18.2125 | 18.3681 | 16.1485 | 16.114 | 28.0217 | 31.6781 | 31.9737 | 31.6508 | 31.3242 | 30.9941 | 30.6603 | 30.3229 | 29.982 | 29.6378 | 29.2902 | 28.9397 | 28.5862 | 28.2301 | 27.8714 | 27.5105 | 27.1476 | 26.7828 | 26.4165 | 26.0487 | 25.6797 | 25.3097 | 24.939
Northwest | Other Primary Metals | Peak | May | Miscellaneous | MW | 19.773 | 17.3608 | 21.4079 | 22.7112 | 21.5063 | 22.6247 | 25.7942 | 22.6282 | 26.8091 | 18.9382 | 23.976 | 25.8551 | 22.0193 | 22.5272 | 25.213 | 38.9637 | 22.0566 | 25.7997 | 26.796 | 31.0464 | 28.6492 | 32.8059 | 31.9293 | 30.6846 | 18.1204 | 15.7105 | 15.4443 | 29.4741 | 29.9047 | 30.0227 | 29.5796 | 29.1544 | 28.7459 | 28.3529 | 27.9741 | 27.6087 | 27.2556 | 26.9139 | 26.583 | 26.262 | 25.9502 | 25.6469 | 25.3517 | 25.0639 | 24.783 | 24.5085 | 24.24 | 23.977 | 23.7191 | 23.4657
Northwest | Other Primary Metals | Peak | June | Process Heat | MW | 9.8072 | 8.28 | 9.9385 | 10.6495 | 9.7969 | 10.5389 | 12.3269 | 11.6777 | 13.2891 | 9.1685 | 10.2833 | 10.826 | 9.8929 | 10.1416 | 12.6249 | 16.6256 | 10.2876 | 12.7338 | 14.1629 | 15.4513 | 14.7831 | 15.341 | 16.3701 | 13.2584 | 9.3367 | 7.9643 | 7.8866 | 18.4421 | 24.3052 | 24.5133 | 24.2488 | 23.9839 | 23.7185 | 23.4528 | 23.187 | 22.9211 | 22.6552 | 22.3897 | 22.1245 | 21.8598 | 21.5957 | 21.3325 | 21.0701 | 20.8088 | 20.5486 | 20.2896 | 20.032 | 19.7759 | 19.5213 | 19.2682
Northwest | Other Primary Metals | Peak | June | Motors | MW | 27.9734 | 19.8797 | 23.276 | 25.697 | 24.5871 | 27.5596 | 33.3014 | 35.4859 | 41.415 | 26.1435 | 26.7341 | 28.8283 | 27.9317 | 28.8445 | 38.0298 | 43.8265 | 32.7394 | 40.0294 | 43.9275 | 48.3742 | 48.1693 | 49.1392 | 48.0482 | 36.7259 | 36.1219 | 29.9475 | 29.7083 | 44.9291 | 46.0175 | 46.2891 | 45.6851 | 45.0978 | 44.5259 | 43.9682 | 43.4238 | 42.8917 | 42.371 | 41.8609 | 41.3607 | 40.8696 | 40.3871 | 39.9126 | 39.4454 | 38.9852 | 38.5313 | 38.0835 | 37.6413 | 37.2044 | 36.7723 | 36.3448
Northwest | Other Primary Metals | Peak | June | Other Subs | MW | 9.8227 | 7.273 | 8.8309 | 10.002 | 9.9957 | 11.2476 | 13.8592 | 15.2536 | 17.5838 | 11.6182 | 11.6602 | 12.9415 | 12.5094 | 12.9774 | 17.2306 | 15.9279 | 12.9757 | 15.6077 | 16.5196 | 18.089 | 19.6181 | 19.1314 | 20.1353 | 15.4784 | 16.0428 | 14.0983 | 14.0968 | 24.5788 | 27.866 | 28.1353 | 27.8606 | 27.5828 | 27.302 | 27.018 | 26.731 | 26.441 | 26.1482 | 25.8526 | 25.5544 | 25.2537 | 24.9508 | 24.6458 | 24.339 | 24.0303 | 23.7202 | 23.4087 | 23.0961 | 22.7825 | 22.4681 | 22.153
Northwest | Other Primary Metals | Peak | June | Miscellaneous | MW | 20.047 | 17.7159 | 21.8251 | 23.3162 | 21.2454 | 22.6504 | 25.3788 | 23.1252 | 25.7381 | 18.7324 | 21.668 | 22.7282 | 20.4751 | 21.1005 | 24.8209 | 34.576 | 20.3608 | 24.6322 | 27.2889 | 29.4141 | 27.552 | 29.1333 | 31.2244 | 26.4158 | 15.8719 | 13.7584 | 13.5615 | 25.9868 | 26.343 | 26.4532 | 26.0694 | 25.7019 | 25.3493 | 25.0105 | 24.6847 | 24.3707 | 24.0679 | 23.7754 | 23.4924 | 23.2183 | 22.9525 | 22.6944 | 22.4435 | 22.1992 | 21.9611 | 21.7287 | 21.5017 | 21.2796 | 21.0621 | 20.8486
Northwest | Other Primary Metals | Peak | July | Process Heat | MW | 9.6254 | 8.2641 | 9.9537 | 10.6995 | 9.5994 | 10.3536 | 12.0247 | 11.7398 | 12.7335 | 9.0306 | 10.6751 | 10.699 | 10.4272 | 10.1425 | 12.1971 | 15.4844 | 9.7489 | 12.585 | 14.1371 | 16.3347 | 14.3894 | 16.4736 | 15.6777 | 15.0949 | 9.8053 | 8.1893 | 8.3786 | 19.7969 | 26.2405 | 26.4655 | 26.1805 | 25.8951 | 25.6095 | 25.3238 | 25.038 | 24.7524 | 24.4671 | 24.1823 | 23.898 | 23.6144 | 23.3317 | 23.0501 | 22.7695 | 22.4902 | 22.2123 | 21.9359 | 21.6611 | 21.388 | 21.1166 | 20.8471
Northwest | Other Primary Metals | Peak | July | Motors | MW | 27.1064 | 19.7093 | 23.0824 | 25.5596 | 23.8418 | 26.7417 | 32.1238 | 35.4775 | 39.3371 | 25.4966 | 27.352 | 28.0826 | 28.9169 | 28.4639 | 36.3087 | 40.4421 | 30.8258 | 39.1323 | 43.3915 | 50.7272 | 46.5588 | 52.3659 | 45.7397 | 41.4884 | 38.0027 | 30.7814 | 31.5539 | 47.9136 | 49.0731 | 49.3784 | 48.7501 | 48.1398 | 47.5461 | 46.9677 | 46.4036 | 45.8527 | 45.314 | 44.7868 | 44.2702 | 43.7634 | 43.2658 | 42.7767 | 42.2956 | 41.8218 | 41.355 | 40.8946 | 40.4403 | 39.9915 | 39.548 | 39.1093
Northwest | Other Primary Metals | Peak | July | Other Subs | MW | 9.5299 | 7.2065 | 8.7463 | 9.9291 | 9.6831 | 10.917 | 13.3535 | 15.2401 | 16.6864 | 11.3023 | 11.8847 | 12.5753 | 12.9056 | 12.7805 | 16.4278 | 14.6026 | 12.148 | 15.1169 | 16.117 | 18.7943 | 18.7936 | 20.2091 | 18.9826 | 17.2578 | 16.7532 | 14.4068 | 14.9008 | 26.1167 | 29.6997 | 29.9944 | 29.7094 | 29.4213 | 29.1299 | 28.8353 | 28.5376 | 28.2369 | 27.9331 | 27.6266 | 27.3174 | 27.0057 | 26.6916 | 26.3755 | 26.0574 | 25.7375 | 25.4161 | 25.0934 | 24.7695 | 24.4446 | 24.119 | 23.7928
Northwest | Other Primary Metals | Peak | July | Miscellaneous | MW | 19.7309 | 17.6972 | 21.8435 | 23.3947 | 20.7895 | 22.2164 | 24.7935 | 23.2654 | 24.6109 | 18.4582 | 22.5203 | 22.4885 | 21.5972 | 21.1016 | 23.9492 | 32.1262 | 19.1977 | 24.3041 | 27.2404 | 31.0951 | 26.8052 | 31.2788 | 29.9221 | 30.1139 | 16.6258 | 14.1107 | 14.3734 | 27.8009 | 28.1742 | 28.297 | 27.8919 | 27.5043 | 27.1331 | 26.777 | 26.4349 | 26.1058 | 25.7888 | 25.483 | 25.1876 | 24.9019 | 24.6252 | 24.3569 | 24.0964 | 23.8431 | 23.5965 | 23.3561 | 23.1216 | 22.8924 | 22.6682 | 22.4484
Northwest | Other Primary Metals | Peak | August | Process Heat | MW | 8.5796 | 7.3878 | 8.9102 | 9.5805 | 8.5623 | 9.2318 | 10.7123 | 10.4883 | 11.2993 | 8.0615 | 9.5612 | 10.0166 | 9.2398 | 9.2291 | 10.827 | 14.2076 | 8.7303 | 10.6779 | 13.0305 | 14.7677 | 11.8223 | 14.15 | 14.5652 | 13.0155 | 9.0938 | 7.7295 | 7.832 | 18.5805 | 24.6514 | 24.862 | 24.5934 | 24.3244 | 24.0552 | 23.7859 | 23.5165 | 23.2472 | 22.9781 | 22.7095 | 22.4414 | 22.1739 | 21.9073 | 21.6416 | 21.3769 | 21.1134 | 20.8512 | 20.5903 | 20.331 | 20.0732 | 19.8171 | 19.5627
Northwest | Other Primary Metals | Peak | August | Motors | MW | 24.1021 | 17.602 | 20.6544 | 22.8841 | 21.2717 | 23.8479 | 28.5959 | 31.6969 | 34.8974 | 22.7602 | 24.4803 | 26.2799 | 25.6144 | 25.9062 | 32.2123 | 37.0966 | 27.6257 | 33.2125 | 39.9987 | 45.8696 | 38.2572 | 44.9606 | 42.4915 | 35.7634 | 35.3212 | 29.1118 | 29.5555 | 44.9696 | 46.0792 | 46.3621 | 45.7684 | 45.1915 | 44.6302 | 44.0833 | 43.5498 | 43.0286 | 42.519 | 42.0201 | 41.5311 | 41.0514 | 40.5802 | 40.1171 | 39.6615 | 39.2127 | 38.7705 | 38.3343 | 37.9038 | 37.4785 | 37.0582 | 36.6424
Northwest | Other Primary Metals | Peak | August | Other Subs | MW | 8.4789 | 6.4384 | 7.8313 | 8.8942 | 8.6413 | 9.7389 | 11.8881 | 13.6193 | 14.8049 | 10.0913 | 10.6376 | 11.768 | 11.4325 | 11.6342 | 14.575 | 13.3874 | 10.8852 | 12.8264 | 14.8451 | 16.9855 | 15.414 | 17.3144 | 17.5993 | 14.8511 | 15.5558 | 13.6166 | 13.9477 | 24.4873 | 27.8542 | 28.1273 | 27.8566 | 27.583 | 27.3064 | 27.0269 | 26.7444 | 26.4591 | 26.171 | 25.8803 | 25.5872 | 25.2917 | 24.9941 | 24.6945 | 24.3931 | 24.0901 | 23.7857 | 23.4801 | 23.1733 | 22.8657 | 22.5574 | 22.2485
Northwest | Other Primary Metals | Peak | August | Miscellaneous | MW | 17.6052 | 15.8282 | 19.5612 | 20.9568 | 18.553 | 19.819 | 22.1123 | 20.8073 | 21.8614 | 16.4886 | 20.1831 | 21.0671 | 19.1439 | 19.2059 | 21.2747 | 29.4929 | 17.2077 | 20.6281 | 25.1179 | 28.1191 | 22.0318 | 26.8905 | 27.821 | 25.9837 | 15.4184 | 13.3193 | 13.438 | 26.0897 | 26.4504 | 26.5629 | 26.1799 | 25.8134 | 25.4622 | 25.1253 | 24.8015 | 24.49 | 24.1899 | 23.9003 | 23.6205 | 23.3498 | 23.0876 | 22.8333 | 22.5863 | 22.3461 | 22.1123 | 21.8843 | 21.6617 | 21.4443 | 21.2315 | 21.0228
Northwest | Other Primary Metals | Peak | September | Process Heat | MW | 8.0878 | 6.7969 | 8.1734 | 8.7527 | 8.1589 | 8.7408 | 10.3124 | 9.7031 | 11.2823 | 7.7288 | 9.1681 | 9.6036 | 9.4363 | 8.7984 | 10.167 | 13.8332 | 8.2716 | 11.7076 | 11.723 | 13.5231 | 12.2893 | 13.848 | 13.2438 | 12.7775 | 8.5413 | 8.1891 | 7.6076 | 17.6297 | 23.1016 | 23.2919 | 23.033 | 22.7735 | 22.5135 | 22.2531 | 21.9925 | 21.7316 | 21.4708 | 21.21 | 20.9495 | 20.6894 | 20.4298 | 20.1708 | 19.9126 | 19.6552 | 19.3989 | 19.1436 | 18.8895 | 18.6367 | 18.3853 | 18.1353
Northwest | Other Primary Metals | Peak | September | Motors | MW | 23.3002 | 16.4487 | 19.4508 | 21.5369 | 20.8553 | 23.308 | 28.3216 | 29.915 | 35.5613 | 22.4122 | 24.3637 | 26.1667 | 27.1249 | 25.5357 | 31.0218 | 36.6214 | 26.5255 | 37.087 | 36.6575 | 42.5599 | 40.2855 | 44.6985 | 39.1664 | 35.6169 | 33.1245 | 30.8654 | 28.7429 | 43.3069 | 44.3686 | 44.5991 | 43.9853 | 43.3875 | 42.8045 | 42.2353 | 41.6788 | 41.1341 | 40.6003 | 40.0768 | 39.5628 | 39.0577 | 38.5607 | 38.0715 | 37.5893 | 37.1139 | 36.6447 | 36.1813 | 35.7233 | 35.2704 | 34.8222 | 34.3785
Northwest | Other Primary Metals | Peak | September | Other Subs | MW | 8.1798 | 6.0254 | 7.4111 | 8.4194 | 8.4897 | 9.5133 | 11.801 | 12.873 | 15.1115 | 9.9962 | 10.6822 | 11.7925 | 12.185 | 11.5231 | 14.0707 | 13.3258 | 10.5465 | 14.5164 | 13.8643 | 15.9656 | 16.4862 | 17.5418 | 16.5604 | 15.1218 | 14.8026 | 14.6254 | 13.7357 | 23.8039 | 26.903 | 27.1433 | 26.8584 | 26.5707 | 26.28 | 25.9863 | 25.6897 | 25.3903 | 25.0881 | 24.7833 | 24.4759 | 24.1663 | 23.8545 | 23.5406 | 23.225 | 22.9077 | 22.5889 | 22.2688 | 21.9476 | 21.6255 | 21.3026 | 20.9791
Northwest | Other Primary Metals | Peak | September | Miscellaneous | MW | 16.5334 | 14.5536 | 18.0034 | 19.2403 | 17.7837 | 18.8808 | 21.3137 | 19.282 | 21.9862 | 15.8223 | 19.3154 | 20.1611 | 19.5292 | 18.3244 | 20.0463 | 28.8988 | 16.502 | 22.7083 | 22.6279 | 25.7694 | 22.9247 | 26.3126 | 25.272 | 25.4738 | 14.559 | 14.1907 | 13.1331 | 24.9325 | 25.2864 | 25.3778 | 24.9948 | 24.6272 | 24.2738 | 23.9336 | 23.6056 | 23.2889 | 22.9828 | 22.6865 | 22.3992 | 22.1204 | 21.8495 | 21.5859 | 21.3292 | 21.0787 | 20.8341 | 20.595 | 20.361 | 20.1318 | 19.9068 | 19.6857
Northwest | Other Primary Metals | Peak | October | Process Heat | MW | 11.2561 | 9.5145 | 11.4773 | 12.1483 | 11.6883 | 12.3706 | 14.8513 | 13.3332 | 16.3847 | 11.055 | 11.8898 | 13.0437 | 11.906 | 11.1262 | 13.1825 | 19.4402 | 12.4253 | 15.5655 | 15.8651 | 16.9794 | 18.976 | 19.9548 | 18.6496 | 17.4929 | 11.4876 | 10.7101 | 10.4609 | 23.9469 | 31.1614 | 31.4054 | 31.0433 | 30.6804 | 30.3168 | 29.9525 | 29.5876 | 29.2225 | 28.8571 | 28.4918 | 28.1267 | 27.7619 | 27.3977 | 27.0342 | 26.6716 | 26.31 | 25.9497 | 25.5908 | 25.2333 | 24.8774 | 24.5233 | 24.171
Northwest | Other Primary Metals | Peak | October | Motors | MW | 32.647 | 23.2077 | 27.8402 | 30.5655 | 30.5678 | 33.7523 | 41.5618 | 41.4836 | 52.2975 | 32.4737 | 32.2777 | 36.1359 | 34.7077 | 32.767 | 40.7451 | 51.4866 | 40.002 | 49.5003 | 49.8012 | 53.4165 | 62.7059 | 64.9837 | 55.5359 | 49.1548 | 44.5659 | 40.4302 | 39.6201 | 59.3792 | 60.8379 | 61.1057 | 60.2157 | 59.3476 | 58.4998 | 57.6707 | 56.8591 | 56.0637 | 55.2834 | 54.517 | 53.7637 | 53.0226 | 52.2927 | 51.5734 | 50.864 | 50.1637 | 49.472 | 48.7883 | 48.1121 | 47.4429 | 46.7803 | 46.1237
Northwest | Other Primary Metals | Peak | October | Other Subs | MW | 11.4545 | 8.5002 | 10.6493 | 11.9978 | 12.4451 | 13.7512 | 17.3255 | 17.8356 | 22.2169 | 14.4908 | 14.1857 | 16.312 | 15.5943 | 14.7786 | 18.4597 | 18.6897 | 15.8755 | 19.3604 | 18.871 | 19.9678 | 25.8269 | 25.7085 | 23.66 | 21.0913 | 20.0721 | 19.2975 | 19.0946 | 32.8351 | 36.9786 | 37.2789 | 36.8575 | 36.4322 | 36.0029 | 35.5696 | 35.1324 | 34.6913 | 34.2465 | 33.798 | 33.3462 | 32.8913 | 32.4333 | 31.9726 | 31.5094 | 31.044 | 30.5766 | 30.1074 | 29.6367 | 29.1647 | 28.6917 | 28.2178
Northwest | Other Primary Metals | Peak | October | Miscellaneous | MW | 23.0607 | 20.4 | 25.391 | 26.8504 | 25.6503 | 26.8982 | 30.8711 | 26.5414 | 32.1542 | 22.6461 | 25.0152 | 27.3788 | 24.6313 | 23.188 | 26.0505 | 40.8481 | 24.977 | 30.2898 | 30.6736 | 32.3994 | 35.4422 | 37.9636 | 35.6132 | 34.8766 | 19.64 | 18.6208 | 18.1391 | 34.0057 | 34.4986 | 34.6013 | 34.0565 | 33.5325 | 33.0276 | 32.5404 | 32.0698 | 31.6144 | 31.1732 | 30.7453 | 30.3296 | 29.9254 | 29.5318 | 29.148 | 28.7735 | 28.4076 | 28.0495 | 27.699 | 27.3552 | 27.0179 | 26.6865 | 26.3603
Northwest | Other Primary Metals | Peak | November | Process Heat | MW | 12.5911 | 10.6323 | 12.847 | 13.6059 | 13.0822 | 13.8494 | 16.6401 | 14.9637 | 18.367 | 12.407 | 13.6931 | 14.4797 | 13.2768 | 12.5796 | 16.4641 | 23.3376 | 13.1133 | 17.8476 | 19.8397 | 22.1044 | 21.4966 | 23.0716 | 19.7341 | 18.0338 | 15.5817 | 11.593 | 11.4848 | 26.3544 | 34.3105 | 34.5852 | 34.1926 | 33.7989 | 33.4042 | 33.0086 | 32.6124 | 32.2157 | 31.8186 | 31.4215 | 31.0245 | 30.6277 | 30.2315 | 29.836 | 29.4414 | 29.0479 | 28.6557 | 28.2648 | 27.8756 | 27.4881 | 27.1024 | 26.7187
Northwest | Other Primary Metals | Peak | November | Motors | MW | 36.5613 | 25.9587 | 31.208 | 34.2852 | 34.2815 | 37.85 | 46.6468 | 46.6229 | 58.724 | 36.5226 | 37.2491 | 40.2489 | 38.8248 | 37.168 | 50.9809 | 62.1525 | 42.3552 | 56.9555 | 62.4911 | 69.7461 | 70.9063 | 74.9625 | 58.6543 | 50.579 | 60.3936 | 43.7413 | 43.509 | 65.31 | 66.935 | 67.2399 | 66.271 | 65.3259 | 64.403 | 63.5007 | 62.6175 | 61.7519 | 60.9028 | 60.0691 | 59.2496 | 58.4434 | 57.6495 | 56.8672 | 56.0957 | 55.3342 | 54.582 | 53.8386 | 53.1035 | 52.3759 | 51.6556 | 50.9419
Northwest | Other Primary Metals | Peak | November | Other Subs | MW | 12.8305 | 9.5153 | 11.9498 | 13.4702 | 13.9665 | 15.4313 | 19.4561 | 20.0608 | 24.9636 | 16.3186 | 16.3934 | 18.1852 | 17.4668 | 16.7861 | 23.1189 | 22.6599 | 16.8556 | 22.3492 | 23.7634 | 26.1699 | 29.1344 | 29.5677 | 24.9404 | 21.6569 | 27.1716 | 20.8464 | 20.9301 | 36.0599 | 40.614 | 40.9508 | 40.4949 | 40.0346 | 39.5698 | 39.1005 | 38.6268 | 38.1488 | 37.6665 | 37.1803 | 36.6902 | 36.1965 | 35.6996 | 35.1995 | 34.6966 | 34.1912 | 33.6836 | 33.1739 | 32.6626 | 32.1497 | 31.6357 | 31.1206
Northwest | Other Primary Metals | Peak | November | Miscellaneous | MW | 25.7929 | 22.799 | 28.4303 | 30.0831 | 28.7256 | 30.1268 | 34.6109 | 29.8133 | 36.1028 | 25.4313 | 28.8231 | 30.3984 | 27.4722 | 26.2234 | 32.5667 | 49.0513 | 26.4167 | 34.7385 | 38.3595 | 42.1695 | 40.151 | 43.9039 | 37.6789 | 35.95 | 26.6261 | 20.1426 | 19.9007 | 37.4253 | 37.9792 | 38.0978 | 37.5036 | 36.932 | 36.3814 | 35.8503 | 35.3372 | 34.8409 | 34.3602 | 33.8939 | 33.4411 | 33.0008 | 32.5722 | 32.1544 | 31.7467 | 31.3484 | 30.9588 | 30.5773 | 30.2034 | 29.8365 | 29.476 | 29.1212
Northwest | Other Primary Metals | Peak | December | Process Heat | MW | 12.4952 | 10.5344 | 12.7016 | 13.4092 | 13.0141 | 13.7423 | 16.6139 | 14.8367 | 18.4525 | 12.3853 | 14.1774 | 14.8944 | 16.1353 | 12.8034 | 15.9027 | 22.8766 | 12.3755 | 17.788 | 18.5432 | 23.2827 | 19.6592 | 22.885 | 24.1058 | 23.6222 | 13.6079 | 12.3973 | 11.8748 | 27.2694 | 35.4698 | 35.7562 | 35.3525 | 34.9475 | 34.5412 | 34.1339 | 33.7258 | 33.3169 | 32.9076 | 32.498 | 32.0884 | 31.6789 | 31.2698 | 30.8613 | 30.4537 | 30.047 | 29.6415 | 29.2374 | 28.8348 | 28.4339 | 28.0348 | 27.6377
Northwest | Other Primary Metals | Peak | December | Motors | MW | 36.4064 | 25.7905 | 31.0078 | 33.9864 | 34.2716 | 37.7402 | 46.8247 | 46.3418 | 59.1301 | 36.5897 | 38.8536 | 41.6717 | 47.3743 | 37.983 | 49.3937 | 60.7152 | 39.9125 | 56.6944 | 58.3275 | 73.3409 | 64.7874 | 74.2634 | 71.5729 | 66.1431 | 52.8358 | 46.8506 | 45.0532 | 67.6896 | 69.4058 | 69.7176 | 68.7083 | 67.7237 | 66.7618 | 65.8212 | 64.9002 | 63.9974 | 63.1116 | 62.2416 | 61.3863 | 60.5447 | 59.7159 | 58.8989 | 58.0931 | 57.2976 | 56.5118 | 55.735 | 54.9666 | 54.2062 | 53.4532 | 52.7072
Northwest | Other Primary Metals | Peak | December | Other Subs | MW | 12.7666 | 9.4497 | 11.8795 | 13.361 | 13.9595 | 15.3763 | 19.5272 | 19.9295 | 25.1267 | 16.3483 | 17.1135 | 18.8434 | 21.3123 | 17.1531 | 22.3913 | 22.0688 | 15.8613 | 22.2103 | 22.1437 | 27.4478 | 26.5637 | 29.2011 | 30.3542 | 28.2277 | 23.7358 | 22.3212 | 21.6727 | 37.3598 | 42.0497 | 42.3958 | 41.9211 | 41.4417 | 40.9577 | 40.469 | 39.9755 | 39.4776 | 38.9752 | 38.4686 | 37.9579 | 37.4435 | 36.9256 | 36.4045 | 35.8804 | 35.3536 | 34.8245 | 34.2932 | 33.7601 | 33.2254 | 32.6894 | 32.1524
Northwest | Other Primary Metals | Peak | December | Miscellaneous | MW | 25.5891 | 22.5889 | 28.1319 | 29.6789 | 28.6121 | 29.9287 | 34.5622 | 29.5429 | 36.2629 | 25.3745 | 29.8102 | 31.2436 | 33.3782 | 26.6951 | 31.45 | 48.108 | 24.9153 | 34.6315 | 35.8597 | 44.4321 | 36.7293 | 43.5923 | 46.0605 | 47.1286 | 23.2489 | 21.5452 | 20.5856 | 38.7622 | 39.3552 | 39.4765 | 38.8589 | 38.2646 | 37.6919 | 37.1393 | 36.6053 | 36.0885 | 35.5877 | 35.1019 | 34.6299 | 34.1708 | 33.7237 | 33.2878 | 32.8623 | 32.4464 | 32.0395 | 31.641 | 31.2503 | 30.8668 | 30.4899 | 30.119
Northwest | Fabricated Metals | Peak | January | Process Heat | MW | 25.4823 | 26.5534 | 30.1935 | 35.7372 | 37.9105 | 38.3723 | 35.0678 | 35.9129 | 37.2935 | 39.6481 | 40.7087 | 46.2091 | 46.8102 | 43.4773 | 44.8574 | 33.1747 | 27.9004 | 30.2215 | 35.6903 | 35.589 | 32.9896 | 34.5764 | 33.8988 | 33.3522 | 30.1867 | 35.4345 | 35.0061 | 39.2744 | 34.9833 | 35.3399 | 35.0303 | 34.7333 | 34.4486 | 34.1757 | 33.9141 | 33.6634 | 33.4232 | 33.1931 | 32.9727 | 32.7615 | 32.5593 | 32.3656 | 32.1801 | 32.0024 | 31.8322 | 31.6691 | 31.5129 | 31.3631 | 31.2196 | 31.0819
Northwest | Fabricated Metals | Peak | January | Motors | MW | 78.5113 | 74.8791 | 78.896 | 92.9197 | 96.8375 | 99.6851 | 96.5673 | 104.9173 | 109.8399 | 114.6774 | 116.0614 | 130.3767 | 127.9434 | 116.5913 | 128.8266 | 131.9346 | 106.2904 | 115.9191 | 143.0969 | 137.8132 | 126.0633 | 137.561 | 125.0184 | 117.75 | 116.1432 | 134.4553 | 132.066 | 139.407 | 130.8019 | 131.6198 | 129.9469 | 128.3194 | 126.7341 | 125.1882 | 123.679 | 122.204 | 120.7608 | 119.3475 | 117.9619 | 116.6023 | 115.2669 | 113.9542 | 112.6627 | 111.391 | 110.1377 | 108.9018 | 107.6821 | 106.4775 | 105.287 | 104.1099
Northwest | Fabricated Metals | Peak | January | Other Subs | MW | 28.1917 | 27.99 | 30.207 | 36.1416 | 39.9594 | 41.4641 | 40.9917 | 45.8824 | 47.561 | 51.602 | 51.6482 | 59.4334 | 57.7553 | 53.0697 | 59.048 | 60.4478 | 47.2424 | 52.3119 | 64.9068 | 62.3356 | 61.6287 | 68.8387 | 66.1342 | 62.0135 | 60.4649 | 71.2278 | 71.3267 | 84.3774 | 67.8203 | 68.6868 | 68.2367 | 67.7848 | 67.3297 | 66.8702 | 66.4052 | 65.9342 | 65.4565 | 64.9719 | 64.4801 | 63.9811 | 63.4747 | 62.961 | 62.4402 | 61.9123 | 61.3777 | 60.8364 | 60.2888 | 59.735 | 59.1754 | 58.6101
Northwest | Fabricated Metals | Peak | January | Miscellaneous | MW | 52.6066 | 56.2074 | 65.015 | 75.7003 | 79.911 | 79.9128 | 70.9171 | 69.9386 | 72.7378 | 75.9424 | 78.2285 | 89.5976 | 92.7077 | 87.2853 | 86.4628 | 56.1344 | 48.4709 | 51.9838 | 59.7194 | 60.3124 | 55.1774 | 55.9293 | 55.2834 | 58.0432 | 49.534 | 59.0137 | 58.5004 | 74.2922 | 69.2765 | 69.4686 | 68.3517 | 67.2682 | 66.2157 | 65.192 | 64.195 | 63.223 | 62.2741 | 61.3469 | 60.4397 | 59.5513 | 58.6805 | 57.8259 | 56.9866 | 56.1615 | 55.3497 | 54.5503 | 53.7624 | 52.9854 | 52.2185 | 51.4605
Northwest | Fabricated Metals | Peak | February | Process Heat | MW | 26.1424 | 27.2397 | 30.9734 | 36.6862 | 38.9276 | 39.3927 | 35.9972 | 36.8568 | 38.3111 | 40.7029 | 42.2336 | 44.5981 | 43.5087 | 45.3845 | 44.1099 | 33.9121 | 27.6184 | 33.1939 | 31.8239 | 35.1271 | 38.7306 | 34.082 | 31.7018 | 32.6844 | 31.5142 | 37.1825 | 35.1204 | 39.3703 | 35.0421 | 35.3956 | 35.0818 | 34.7807 | 34.4919 | 34.2149 | 33.9492 | 33.6945 | 33.4503 | 33.2163 | 32.9919 | 32.7769 | 32.5708 | 32.3732 | 32.1838 | 32.0023 | 31.8283 | 31.6614 | 31.5014 | 31.3479 | 31.2006 | 31.0592
Northwest | Fabricated Metals | Peak | February | Motors | MW | 80.6049 | 76.8369 | 80.9626 | 95.4039 | 99.4516 | 102.357 | 99.1476 | 107.6939 | 112.8462 | 117.7317 | 120.3381 | 125.7803 | 118.9232 | 121.7191 | 126.6744 | 134.9338 | 105.2551 | 127.319 | 127.6193 | 136.0331 | 148.1263 | 135.7433 | 117.0908 | 115.5024 | 121.2892 | 141.1213 | 132.5176 | 139.7662 | 131.1269 | 131.9379 | 130.2517 | 128.6111 | 127.0129 | 125.454 | 123.9319 | 122.444 | 120.988 | 119.5619 | 118.1636 | 116.7913 | 115.4434 | 114.1181 | 112.814 | 111.5298 | 110.2641 | 109.0157 | 107.7836 | 106.5667 | 105.3639 | 104.1745
Northwest | Fabricated Metals | Peak | February | Other Subs | MW | 28.943 | 28.7226 | 30.9968 | 37.1091 | 41.0423 | 42.5793 | 42.0933 | 47.107 | 48.8732 | 52.9864 | 53.5558 | 57.3374 | 53.6941 | 55.4126 | 58.0744 | 61.8401 | 46.8012 | 57.4729 | 57.9061 | 61.5524 | 72.4704 | 68 | 61.9994 | 60.8844 | 63.1696 | 74.7793 | 71.5882 | 84.6401 | 67.9902 | 68.8538 | 68.3975 | 67.9394 | 67.4781 | 67.0123 | 66.541 | 66.0637 | 65.5798 | 65.0889 | 64.5907 | 64.0853 | 63.5725 | 63.0525 | 62.5252 | 61.991 | 61.4499 | 60.9021 | 60.348 | 59.7877 | 59.2215 | 58.6497
Northwest | Fabricated Metals | Peak | February | Miscellaneous | MW | 53.9523 | 57.6497 | 66.6816 | 77.6991 | 82.0411 | 82.0254 | 72.7858 | 71.7788 | 74.7291 | 77.9632 | 81.1764 | 86.4819 | 86.156 | 91.1005 | 85.0262 | 57.3778 | 47.9881 | 57.09 | 53.2394 | 59.5254 | 64.813 | 55.1517 | 51.7183 | 56.9005 | 51.7381 | 61.9477 | 58.7111 | 74.4951 | 69.4603 | 69.6494 | 68.5258 | 67.4358 | 66.3768 | 65.3466 | 64.3433 | 63.3649 | 62.4097 | 61.4762 | 60.5628 | 59.6682 | 58.7911 | 57.9304 | 57.085 | 56.2538 | 55.4359 | 54.6305 | 53.8366 | 53.0537 | 52.2807 | 51.5168
Northwest | Fabricated Metals | Peak | March | Process Heat | MW | 23.5221 | 24.4921 | 27.8487 | 33.0156 | 34.9804 | 35.4419 | 32.3535 | 33.215 | 34.4721 | 36.6264 | 34.9481 | 41.0809 | 43.7922 | 43.0652 | 41.9214 | 29.7042 | 26.9983 | 29.1509 | 28.9724 | 29.4092 | 34.1803 | 30.6356 | 29.3645 | 32.8191 | 30.1694 | 31.8728 | 34.2217 | 38.3423 | 34.1074 | 34.45 | 34.1431 | 33.8486 | 33.566 | 33.295 | 33.0351 | 32.7859 | 32.5469 | 32.3178 | 32.0982 | 31.8877 | 31.6858 | 31.4923 | 31.3068 | 31.1289 | 30.9584 | 30.7948 | 30.6379 | 30.4873 | 30.3428 | 30.204
Northwest | Fabricated Metals | Peak | March | Motors | MW | 72.5112 | 69.0718 | 72.781 | 85.8556 | 89.3496 | 92.0858 | 89.1161 | 97.0758 | 101.5475 | 105.9614 | 99.6253 | 115.9226 | 119.7347 | 115.5053 | 120.4045 | 118.1646 | 102.8727 | 111.8129 | 116.1796 | 113.8873 | 130.7329 | 122.0028 | 108.4674 | 115.9881 | 116.1329 | 120.987 | 129.136 | 136.0877 | 127.6603 | 128.4445 | 126.7976 | 125.195 | 123.6335 | 122.1104 | 120.623 | 119.1689 | 117.7459 | 116.3519 | 114.9849 | 113.6433 | 112.3253 | 111.0294 | 109.7542 | 108.4982 | 107.2603 | 106.0392 | 104.834 | 103.6435 | 102.4668 | 101.3031
Northwest | Fabricated Metals | Peak | March | Other Subs | MW | 26.0359 | 25.8175 | 27.8622 | 33.3922 | 36.8715 | 38.3038 | 37.8301 | 42.4565 | 43.9749 | 47.6853 | 44.3374 | 52.8458 | 54.057 | 52.5809 | 55.1963 | 54.1497 | 45.7364 | 50.4686 | 52.7093 | 51.5247 | 63.9575 | 61.1036 | 57.4263 | 61.1397 | 60.485 | 64.1182 | 69.7716 | 82.4698 | 66.1819 | 67.0196 | 66.5725 | 66.1238 | 65.6718 | 65.2155 | 64.754 | 64.2864 | 63.8125 | 63.3317 | 62.8439 | 62.3489 | 61.8468 | 61.3376 | 60.8214 | 60.2983 | 59.7685 | 59.2323 | 58.6899 | 58.1414 | 57.5872 | 57.0275
Northwest | Fabricated Metals | Peak | March | Miscellaneous | MW | 48.5419 | 51.8323 | 59.9533 | 69.923 | 73.7235 | 73.7984 | 65.4095 | 64.6757 | 67.2278 | 70.146 | 67.1562 | 79.6431 | 86.71 | 86.4445 | 80.7947 | 50.2522 | 46.9012 | 50.1382 | 48.4734 | 49.8372 | 57.2024 | 49.5824 | 47.9087 | 57.1433 | 49.5382 | 53.1167 | 57.2253 | 72.5637 | 67.6507 | 67.8316 | 66.7342 | 65.6693 | 64.6347 | 63.6282 | 62.6478 | 61.6917 | 60.7582 | 59.8457 | 58.9529 | 58.0784 | 57.221 | 56.3795 | 55.5528 | 54.7401 | 53.9403 | 53.1526 | 52.3763 | 51.6105 | 50.8544 | 50.1073
Northwest | Fabricated Metals | Peak | April | Process Heat | MW | 20.8445 | 21.6145 | 24.5279 | 29.1837 | 30.8428 | 31.3354 | 28.5351 | 29.5804 | 30.5716 | 32.4774 | 28.6716 | 37.2426 | 38.4563 | 39.5401 | 38.476 | 27.9709 | 23.6124 | 27.5601 | 26.4688 | 29.2691 | 28.8833 | 26.8769 | 27.9675 | 26.3513 | 26.4194 | 28.2679 | 28.2285 | 31.6262 | 28.1087 | 28.3901 | 28.1364 | 27.893 | 27.6595 | 27.4355 | 27.2207 | 27.0147 | 26.8172 | 26.6279 | 26.4465 | 26.2725 | 26.1057 | 25.9459 | 25.7926 | 25.6457 | 25.5048 | 25.3696 | 25.24 | 25.1157 | 24.9963 | 24.8817
Northwest | Fabricated Metals | Peak | April | Motors | MW | 64.285 | 60.8407 | 63.9635 | 75.7839 | 78.6075 | 81.3021 | 78.5379 | 86.4881 | 89.9849 | 93.9713 | 81.7354 | 105.1061 | 105.1712 | 105.9935 | 110.4903 | 111.211 | 89.9174 | 105.6061 | 106.0759 | 113.2973 | 110.4201 | 106.9834 | 103.2917 | 93.1145 | 101.6897 | 107.2937 | 106.4827 | 112.1724 | 105.212 | 105.8586 | 104.5016 | 103.181 | 101.8944 | 100.6393 | 99.4137 | 98.2155 | 97.043 | 95.8943 | 94.768 | 93.6625 | 92.5765 | 91.5087 | 90.4579 | 89.423 | 88.4029 | 87.3968 | 86.4037 | 85.4227 | 84.4532 | 83.4943
Northwest | Fabricated Metals | Peak | April | Other Subs | MW | 23.0596 | 22.7156 | 24.4472 | 29.4437 | 32.4334 | 33.8172 | 33.335 | 37.825 | 38.9714 | 42.2923 | 36.3778 | 47.9128 | 47.4921 | 48.2593 | 50.6709 | 50.9737 | 39.993 | 47.6744 | 48.1365 | 51.2742 | 54.032 | 53.5989 | 54.6967 | 49.0818 | 52.9577 | 56.8598 | 57.5275 | 68.0343 | 54.5274 | 55.2185 | 54.851 | 54.4821 | 54.1107 | 53.7356 | 53.3562 | 52.9718 | 52.5821 | 52.1867 | 51.7856 | 51.3785 | 50.9655 | 50.5467 | 50.122 | 49.6916 | 49.2558 | 48.8145 | 48.3681 | 47.9167 | 47.4606 | 46.9999
Northwest | Fabricated Metals | Peak | April | Miscellaneous | MW | 42.9157 | 45.6584 | 52.7234 | 61.7247 | 64.9221 | 65.183 | 57.5705 | 57.5375 | 59.5286 | 62.1432 | 55.0428 | 72.1281 | 76.0978 | 79.3428 | 74.0906 | 47.2257 | 40.9377 | 47.3556 | 44.2461 | 49.5807 | 48.3256 | 43.4717 | 45.6076 | 45.8743 | 43.38 | 47.1131 | 47.1991 | 59.8598 | 55.7997 | 55.9487 | 55.0433 | 54.1647 | 53.3112 | 52.4807 | 51.6718 | 50.883 | 50.1128 | 49.3599 | 48.6233 | 47.9017 | 47.1943 | 46.4999 | 45.8179 | 45.1473 | 44.4874 | 43.8374 | 43.1968 | 42.565 | 41.9411 | 41.3246
Northwest | Fabricated Metals | Peak | May | Process Heat | MW | 20.88 | 21.5141 | 24.5015 | 29.3924 | 30.9013 | 31.5033 | 28.3487 | 29.7238 | 30.292 | 32.1307 | 31.9701 | 38.4031 | 39.0016 | 41.9144 | 41.2034 | 28.3796 | 27.1254 | 27.8227 | 26.596 | 30.5484 | 31.6765 | 27.2791 | 27.2475 | 27.5804 | 27.9691 | 28.2884 | 29.0335 | 32.6403 | 28.9994 | 29.2979 | 29.0444 | 28.8016 | 28.5692 | 28.3467 | 28.1337 | 27.93 | 27.7351 | 27.5488 | 27.3706 | 27.2003 | 27.0374 | 26.8818 | 26.733 | 26.5908 | 26.4549 | 26.325 | 26.2009 | 26.0822 | 25.9687 | 25.8603
Northwest | Fabricated Metals | Peak | May | Motors | MW | 63.5525 | 59.6697 | 62.9309 | 75.338 | 77.8456 | 80.911 | 77.1016 | 86.2973 | 88.4162 | 92.2531 | 90.0454 | 107.1443 | 105.7551 | 111.4225 | 117.4414 | 112.7657 | 103.1595 | 106.2705 | 106.422 | 118.06 | 120.7887 | 108.2329 | 100.4111 | 97.2463 | 107.4463 | 107.1586 | 109.2718 | 115.4132 | 108.2457 | 108.9444 | 107.5819 | 106.2571 | 104.9674 | 103.7103 | 102.4835 | 101.2851 | 100.1132 | 98.9659 | 97.8417 | 96.739 | 95.6564 | 94.5926 | 93.5463 | 92.5163 | 91.5018 | 90.5015 | 89.5146 | 88.5403 | 87.5777 | 86.626
Northwest | Fabricated Metals | Peak | May | Other Subs | MW | 22.7755 | 22.2201 | 23.9403 | 29.1857 | 32.1139 | 33.6792 | 32.7267 | 37.7624 | 38.3088 | 41.4945 | 40.0073 | 48.7774 | 47.7295 | 50.7181 | 53.8723 | 51.7267 | 45.9303 | 47.9932 | 48.3189 | 53.4701 | 59.1104 | 54.2524 | 53.161 | 51.2037 | 55.876 | 56.7062 | 58.9497 | 70.0468 | 56.038 | 56.7704 | 56.4148 | 56.0579 | 55.6983 | 55.3349 | 54.967 | 54.5939 | 54.2153 | 53.8308 | 53.4403 | 53.0436 | 52.6407 | 52.2316 | 51.8165 | 51.3955 | 50.9686 | 50.5362 | 50.0983 | 49.6552 | 49.2072 | 48.7544
Northwest | Fabricated Metals | Peak | May | Miscellaneous | MW | 42.8394 | 45.2718 | 52.476 | 61.998 | 64.8572 | 65.3978 | 57.0642 | 57.8207 | 58.8916 | 61.5351 | 61.514 | 74.4984 | 77.2583 | 84.1552 | 79.3772 | 47.6956 | 46.8461 | 47.7079 | 44.3638 | 51.7198 | 52.9411 | 43.9884 | 44.3149 | 47.9374 | 45.8455 | 47.067 | 48.4438 | 61.7301 | 57.539 | 57.7065 | 56.7868 | 55.8949 | 55.0288 | 54.1867 | 53.3668 | 52.5677 | 51.7879 | 51.026 | 50.2808 | 49.5513 | 48.8363 | 48.1349 | 47.4461 | 46.7692 | 46.1034 | 45.4478 | 44.8019 | 44.165 | 43.5363 | 42.9153
Northwest | Fabricated Metals | Peak | June | Process Heat | MW | 21.0708 | 21.6558 | 24.8972 | 30.2599 | 30.669 | 31.8312 | 28.0113 | 30.6913 | 29.7132 | 31.8985 | 28.728 | 33.7563 | 36.5246 | 39.8626 | 41.3577 | 26.4062 | 25.7652 | 27.2053 | 27.3307 | 29.5463 | 30.8657 | 24.2182 | 26.5583 | 23.7436 | 24.8919 | 25.4258 | 26.2953 | 29.5319 | 26.1309 | 26.3939 | 26.1597 | 25.9354 | 25.7206 | 25.5149 | 25.3179 | 25.1295 | 24.9491 | 24.7765 | 24.6114 | 24.4535 | 24.3024 | 24.1579 | 24.0197 | 23.8875 | 23.7611 | 23.6401 | 23.5244 | 23.4136 | 23.3077 | 23.2063
Northwest | Fabricated Metals | Peak | June | Motors | MW | 63.0135 | 59.1185 | 62.882 | 76.4773 | 76.3594 | 80.8022 | 75.0024 | 88.2184 | 85.7815 | 90.6173 | 79.6341 | 92.8164 | 97.9022 | 104.7722 | 116.5601 | 104.9537 | 97.8613 | 103.6865 | 109.3447 | 114.0667 | 117.5124 | 95.8887 | 97.8219 | 83.6576 | 95.5867 | 96.2476 | 98.8472 | 104.1653 | 97.6383 | 98.2626 | 97.0276 | 95.8266 | 94.6571 | 93.517 | 92.4042 | 91.317 | 90.2536 | 89.2125 | 88.192 | 87.191 | 86.2081 | 85.2421 | 84.2918 | 83.3564 | 82.4347 | 81.526 | 80.6293 | 79.744 | 78.8692 | 78.0043
Northwest | Fabricated Metals | Peak | June | Other Subs | MW | 22.6104 | 21.9888 | 23.8584 | 29.5724 | 31.5155 | 33.696 | 31.8485 | 38.6277 | 37.1895 | 40.7232 | 35.2988 | 42.1887 | 44.145 | 47.6734 | 53.4745 | 48.2079 | 43.6156 | 46.8655 | 49.6827 | 51.7172 | 57.5252 | 48.0733 | 51.772 | 44.0282 | 49.6852 | 50.9203 | 53.323 | 63.4551 | 50.4893 | 51.1483 | 50.8271 | 50.5048 | 50.1799 | 49.8517 | 49.5193 | 49.1822 | 48.8401 | 48.4925 | 48.1394 | 47.7806 | 47.4162 | 47.0461 | 46.6704 | 46.2893 | 45.9029 | 45.5113 | 45.1147 | 44.7133 | 44.3074 | 43.897
Northwest | Fabricated Metals | Peak | June | Miscellaneous | MW | 43.2211 | 45.5029 | 53.2291 | 63.7421 | 64.309 | 66.0592 | 56.4686 | 59.8075 | 57.786 | 61.272 | 55.527 | 65.7267 | 72.5434 | 80.1833 | 79.8268 | 44.1621 | 44.3479 | 46.6046 | 45.5437 | 50.0327 | 51.5649 | 38.9947 | 43.1478 | 41.2548 | 40.7954 | 42.3092 | 43.8738 | 55.891 | 52.0672 | 52.2153 | 51.3795 | 50.5689 | 49.7816 | 49.0159 | 48.2704 | 47.5436 | 46.8342 | 46.141 | 45.463 | 44.7991 | 44.1484 | 43.5099 | 42.8829 | 42.2665 | 41.6602 | 41.0632 | 40.4749 | 39.8947 | 39.3221 | 38.7563
Northwest | Fabricated Metals | Peak | July | Process Heat | MW | 19.4644 | 20.1603 | 23.3652 | 28.5931 | 28.2477 | 29.5234 | 25.7851 | 29.2073 | 27.1959 | 29.6277 | 28.024 | 31.4548 | 36.5826 | 37.9117 | 38.1622 | 23.3115 | 23.1528 | 25.4343 | 25.4072 | 29.3766 | 28.5665 | 24.5187 | 23.8745 | 25.2312 | 24.943 | 25.3068 | 27.0355 | 30.3343 | 26.7637 | 27.0305 | 26.7882 | 26.5562 | 26.3341 | 26.1215 | 25.9181 | 25.7234 | 25.5371 | 25.3589 | 25.1885 | 25.0255 | 24.8696 | 24.7205 | 24.5779 | 24.4416 | 24.3112 | 24.1865 | 24.0672 | 23.953 | 23.8438 | 23.7393
Northwest | Fabricated Metals | Peak | July | Motors | MW | 57.3757 | 54.5107 | 58.4197 | 71.7274 | 69.8383 | 74.3728 | 68.3624 | 83.5665 | 77.9288 | 83.6066 | 76.9342 | 85.7124 | 97.035 | 98.9391 | 106.7088 | 92.6173 | 87.8129 | 96.6336 | 101.5543 | 113.1788 | 108.5603 | 96.8549 | 87.9158 | 88.848 | 95.7762 | 95.7385 | 101.5626 | 106.754 | 100.0078 | 100.6414 | 99.3706 | 98.1345 | 96.9306 | 95.7567 | 94.6108 | 93.491 | 92.3955 | 91.3227 | 90.2712 | 89.2394 | 88.2262 | 87.2303 | 86.2505 | 85.2858 | 84.3353 | 83.3979 | 82.4729 | 81.5594 | 80.6568 | 79.7643
Northwest | Fabricated Metals | Peak | July | Other Subs | MW | 20.6205 | 20.2794 | 22.1538 | 27.7179 | 28.833 | 31.0546 | 29.0314 | 36.5912 | 33.782 | 37.5417 | 34.0432 | 38.9207 | 43.6934 | 44.9977 | 48.9299 | 42.5658 | 39.1357 | 43.6727 | 46.1363 | 51.3079 | 53.1449 | 48.5623 | 46.5079 | 46.7258 | 49.7468 | 50.6308 | 54.7905 | 65.2543 | 51.6529 | 52.3255 | 51.9955 | 51.6643 | 51.3305 | 50.9932 | 50.6516 | 50.3051 | 49.9534 | 49.596 | 49.2329 | 48.8639 | 48.4891 | 48.1083 | 47.7218 | 47.3295 | 46.9318 | 46.5286 | 46.1203 | 45.707 | 45.2889 | 44.8663
Northwest | Fabricated Metals | Peak | July | Miscellaneous | MW | 40.0142 | 42.3989 | 49.9612 | 60.2324 | 59.2677 | 61.3156 | 52.1205 | 57.0058 | 52.9338 | 57.0434 | 54.3279 | 61.4015 | 72.8305 | 76.3628 | 73.7538 | 38.8578 | 39.7707 | 43.5264 | 42.3061 | 49.7411 | 47.7078 | 39.4177 | 38.7546 | 43.8464 | 40.8736 | 42.1157 | 45.1261 | 57.4396 | 53.4781 | 53.6246 | 52.7605 | 51.9223 | 51.1081 | 50.3161 | 49.5447 | 48.7927 | 48.0585 | 47.341 | 46.6391 | 45.9517 | 45.2778 | 44.6165 | 43.9669 | 43.3284 | 42.7001 | 42.0815 | 41.4717 | 40.8704 | 40.2768 | 39.6902
Northwest | Fabricated Metals | Peak | August | Process Heat | MW | 18.6981 | 19.3842 | 22.4982 | 27.5362 | 27.1094 | 28.3415 | 24.7399 | 28.1093 | 26.0408 | 28.4314 | 26.9491 | 31.6409 | 34.8817 | 37.135 | 36.523 | 23.0238 | 22.363 | 23.2559 | 25.175 | 28.6008 | 25.1933 | 22.5596 | 23.7404 | 23.311 | 24.8753 | 25.7162 | 27.2068 | 30.5099 | 26.9226 | 27.1917 | 26.9488 | 26.7162 | 26.4935 | 26.2804 | 26.0764 | 25.8813 | 25.6947 | 25.5163 | 25.3456 | 25.1824 | 25.0263 | 24.8771 | 24.7345 | 24.5981 | 24.4677 | 24.343 | 24.2237 | 24.1096 | 24.0005 | 23.8961
Northwest | Fabricated Metals | Peak | August | Motors | MW | 54.9961 | 52.3628 | 56.2089 | 69.0326 | 67.0104 | 71.3683 | 65.5125 | 80.3713 | 74.5624 | 80.1626 | 73.8685 | 86.1223 | 92.4544 | 96.89 | 102.0272 | 91.53 | 84.8496 | 88.3805 | 100.6812 | 110.2253 | 95.7801 | 89.1569 | 87.4924 | 82.1329 | 95.5767 | 97.3348 | 102.2508 | 107.3708 | 100.5757 | 101.2084 | 99.9258 | 98.678 | 97.4625 | 96.2773 | 95.1201 | 93.9892 | 92.8827 | 91.799 | 90.7366 | 89.6941 | 88.6702 | 87.6637 | 86.6734 | 85.6983 | 84.7374 | 83.7897 | 82.8544 | 81.9308 | 81.018 | 80.1155
Northwest | Fabricated Metals | Peak | August | Other Subs | MW | 19.7799 | 19.4921 | 21.3296 | 26.6892 | 27.6723 | 29.8101 | 27.8262 | 35.2003 | 32.3273 | 35.9985 | 32.6842 | 39.1055 | 41.6329 | 44.0715 | 46.785 | 42.0767 | 37.8235 | 39.9525 | 45.7482 | 49.9787 | 46.8888 | 44.6979 | 46.2816 | 43.2035 | 49.6509 | 51.4856 | 55.1746 | 65.6619 | 51.938 | 52.6113 | 52.2765 | 51.9404 | 51.6017 | 51.2595 | 50.913 | 50.5616 | 50.2049 | 49.8426 | 49.4745 | 49.1004 | 48.7205 | 48.3346 | 47.9429 | 47.5455 | 47.1425 | 46.7341 | 46.3206 | 45.902 | 45.4785 | 45.0505
Northwest | Fabricated Metals | Peak | August | Miscellaneous | MW | 38.4828 | 40.8007 | 48.135 | 58.0372 | 56.9083 | 58.8872 | 50.0588 | 54.9082 | 50.7249 | 54.7875 | 52.3038 | 61.8232 | 69.4807 | 74.8228 | 70.6393 | 38.3902 | 38.4396 | 39.815 | 41.9334 | 48.4437 | 42.0894 | 36.2943 | 38.5606 | 40.5314 | 40.7832 | 42.8181 | 45.4374 | 57.7771 | 53.7849 | 53.9284 | 53.0555 | 52.2086 | 51.3859 | 50.5856 | 49.8061 | 49.0459 | 48.3038 | 47.5785 | 46.8688 | 46.1737 | 45.4923 | 44.8235 | 44.1666 | 43.5207 | 42.8852 | 42.2594 | 41.6425 | 41.0341 | 40.4335 | 39.84
Northwest | Fabricated Metals | Peak | September | Process Heat | MW | 19.8439 | 20.428 | 23.3722 | 28.2497 | 28.9336 | 29.833 | 26.5311 | 28.6838 | 28.3119 | 30.2696 | 28.9825 | 33.786 | 39.1518 | 38.6925 | 37.3498 | 24.3566 | 23.2978 | 28.0792 | 25.4873 | 29.0466 | 29.0509 | 24.9525 | 24.4871 | 25.8751 | 25.4596 | 29.1311 | 28.168 | 31.5845 | 27.9923 | 28.271 | 28.0169 | 27.7732 | 27.5396 | 27.3155 | 27.1008 | 26.895 | 26.6978 | 26.5088 | 26.3278 | 26.1543 | 25.9881 | 25.8288 | 25.6763 | 25.53 | 25.3899 | 25.2556 | 25.1268 | 25.0034 | 24.885 | 24.7714
Northwest | Fabricated Metals | Peak | September | Motors | MW | 60.221 | 56.5704 | 59.9032 | 72.3149 | 72.7973 | 76.4867 | 71.9056 | 83.1987 | 82.43 | 86.7312 | 81.304 | 94.0475 | 105.96 | 102.7201 | 106.1029 | 96.9556 | 88.6849 | 107.348 | 102.2127 | 112.3847 | 110.8678 | 99.076 | 90.3971 | 91.3368 | 97.9034 | 110.4219 | 106.0658 | 111.723 | 104.7527 | 105.4061 | 104.0646 | 102.7595 | 101.4882 | 100.2483 | 99.0378 | 97.8546 | 96.6969 | 95.5631 | 94.4515 | 93.3607 | 92.2892 | 91.236 | 90.1996 | 89.1791 | 88.1734 | 87.1815 | 86.2026 | 85.2358 | 84.2804 | 83.3356
Northwest | Fabricated Metals | Peak | September | Other Subs | MW | 21.6107 | 21.086 | 22.8106 | 28.0304 | 30.0508 | 31.8722 | 30.5356 | 36.4285 | 35.735 | 39.0242 | 36.1204 | 42.8161 | 47.8368 | 46.7827 | 48.6917 | 44.5232 | 39.5275 | 48.5339 | 46.4544 | 50.9531 | 54.2921 | 49.684 | 47.8839 | 48.1218 | 50.9478 | 58.4753 | 57.2651 | 67.9266 | 54.232 | 54.9278 | 54.5708 | 54.2124 | 53.8515 | 53.4869 | 53.1179 | 52.7439 | 52.3645 | 51.9794 | 51.5885 | 51.1916 | 50.7887 | 50.3798 | 49.965 | 49.5445 | 49.1184 | 48.6868 | 48.25 | 47.8082 | 47.3615 | 46.9102
Northwest | Fabricated Metals | Peak | September | Miscellaneous | MW | 40.7711 | 43.0373 | 50.0902 | 59.6156 | 60.7871 | 61.9879 | 53.5302 | 55.8912 | 55.1283 | 58.0996 | 55.9244 | 65.685 | 77.662 | 77.7665 | 72.0741 | 40.9154 | 40.2727 | 48.203 | 42.5602 | 49.2284 | 48.585 | 40.2603 | 39.8638 | 45.0121 | 41.7748 | 48.5172 | 47.0504 | 59.7888 | 55.7152 | 55.8682 | 54.9683 | 54.0952 | 53.2471 | 52.4221 | 51.6186 | 50.8351 | 50.0702 | 49.3226 | 48.5912 | 47.8749 | 47.1727 | 46.4835 | 45.8066 | 45.1412 | 44.4864 | 43.8415 | 43.206 | 42.5792 | 41.9604 | 41.349
Northwest | Fabricated Metals | Peak | October | Process Heat | MW | 21.9863 | 22.8374 | 25.9697 | 30.8452 | 32.6099 | 33.0894 | 30.107 | 31.0171 | 32.0875 | 34.0693 | 29.7636 | 36.1055 | 38.7312 | 38.1146 | 37.7018 | 25.3342 | 26.5223 | 28.2181 | 26.297 | 27.5697 | 35.1749 | 28.4617 | 27.219 | 28.1662 | 26.8566 | 29.6071 | 29.9997 | 33.5706 | 29.7935 | 30.0844 | 29.808 | 29.5425 | 29.2876 | 29.0427 | 28.8076 | 28.5818 | 28.3651 | 28.157 | 27.9572 | 27.7654 | 27.5812 | 27.4044 | 27.2345 | 27.0714 | 26.9146 | 26.764 | 26.6192 | 26.48 | 26.3461 | 26.2172
Northwest | Fabricated Metals | Peak | October | Motors | MW | 67.6535 | 64.2539 | 67.7148 | 80.0583 | 83.1471 | 85.8494 | 82.7405 | 90.562 | 94.3782 | 98.4418 | 84.6967 | 101.689 | 105.7395 | 102.0761 | 108.155 | 100.7252 | 101.0058 | 108.1731 | 105.4066 | 106.7311 | 134.6411 | 113.4084 | 100.6397 | 99.6099 | 103.3738 | 112.3666 | 113.1673 | 119.1431 | 111.7459 | 112.4212 | 110.9684 | 109.5543 | 108.1762 | 106.8316 | 105.5182 | 104.234 | 102.977 | 101.7453 | 100.5373 | 99.3515 | 98.1863 | 97.0405 | 95.9127 | 94.8019 | 93.7068 | 92.6265 | 91.56 | 90.5064 | 89.465 | 88.4349
Northwest | Fabricated Metals | Peak | October | Other Subs | MW | 24.2933 | 24.01 | 25.9086 | 31.1269 | 34.3114 | 35.7147 | 35.1244 | 39.6066 | 40.8691 | 44.2923 | 37.6787 | 46.3452 | 47.7271 | 46.4574 | 49.5743 | 46.1522 | 44.9003 | 48.8176 | 47.8142 | 48.28 | 65.9404 | 56.8662 | 53.3292 | 52.5475 | 53.8598 | 59.5631 | 61.1589 | 72.283 | 57.9344 | 58.6623 | 58.2655 | 57.8673 | 57.4662 | 57.0614 | 56.6519 | 56.2372 | 55.8168 | 55.3904 | 54.9579 | 54.5191 | 54.074 | 53.6227 | 53.1652 | 52.7016 | 52.2323 | 51.7572 | 51.2766 | 50.7908 | 50.3 | 49.8043
Northwest | Fabricated Metals | Peak | October | Miscellaneous | MW | 45.3622 | 48.3127 | 55.8878 | 65.3127 | 68.7094 | 68.8956 | 60.8622 | 60.4027 | 62.562 | 65.2648 | 57.2118 | 70.0185 | 76.7054 | 76.5163 | 72.6588 | 42.8273 | 46.0372 | 48.5198 | 43.9865 | 46.717 | 58.8955 | 46.0534 | 44.4055 | 49.046 | 44.1095 | 49.346 | 50.1694 | 63.5715 | 59.2619 | 59.4182 | 58.4545 | 57.5193 | 56.6105 | 55.7262 | 54.8648 | 54.0245 | 53.204 | 52.4019 | 51.6169 | 50.8479 | 50.0938 | 49.3537 | 48.6265 | 47.9115 | 47.2078 | 46.5147 | 45.8315 | 45.1575 | 44.492 | 43.8343
Northwest | Fabricated Metals | Peak | November | Process Heat | MW | 23.906 | 24.8485 | 28.2843 | 33.5932 | 35.4684 | 36.0048 | 32.7663 | 33.797 | 34.9187 | 37.1002 | 33.2355 | 38.8897 | 41.887 | 41.8261 | 45.718 | 30.1187 | 27.4129 | 31.7871 | 32.3698 | 35.3853 | 38.2378 | 31.6142 | 27.8446 | 28.0755 | 35.3687 | 31.0787 | 31.8477 | 35.6844 | 31.715 | 32.0305 | 31.7422 | 31.4654 | 31.1998 | 30.9449 | 30.7003 | 30.4657 | 30.2407 | 30.0248 | 29.8178 | 29.6192 | 29.4287 | 29.246 | 29.0708 | 28.9027 | 28.7413 | 28.5865 | 28.4379 | 28.2952 | 28.1582 | 28.0265
Northwest | Fabricated Metals | Peak | November | Motors | MW | 73.6539 | 70.0054 | 73.8417 | 87.276 | 90.534 | 93.484 | 90.1405 | 98.719 | 102.7834 | 107.252 | 94.5941 | 109.6275 | 114.5045 | 112.1557 | 131.2081 | 119.9266 | 104.5208 | 121.9619 | 129.9028 | 137.0936 | 146.2335 | 125.8541 | 102.8224 | 99.1981 | 136.0699 | 117.9114 | 120.1231 | 126.631 | 118.7881 | 119.5185 | 117.9868 | 116.4963 | 115.0441 | 113.6276 | 112.2444 | 110.8922 | 109.5689 | 108.2726 | 107.0015 | 105.754 | 104.5286 | 103.3236 | 102.1379 | 100.9702 | 99.8192 | 98.6839 | 97.5634 | 96.4566 | 95.3627 | 94.2808
Northwest | Fabricated Metals | Peak | November | Other Subs | MW | 26.4507 | 26.1692 | 28.2674 | 33.9471 | 37.37 | 38.9016 | 38.2762 | 43.1961 | 44.5302 | 48.2816 | 42.1031 | 49.9763 | 51.7173 | 51.0766 | 60.1754 | 54.9874 | 46.5033 | 55.0834 | 58.9728 | 62.0663 | 71.5628 | 63.0597 | 54.4564 | 52.2939 | 70.8696 | 62.4804 | 64.8947 | 76.7523 | 61.5849 | 62.3656 | 61.9508 | 61.5344 | 61.115 | 60.6916 | 60.2633 | 59.8294 | 59.3895 | 58.9432 | 58.4904 | 58.0309 | 57.5648 | 57.0921 | 56.6128 | 56.1271 | 55.6352 | 55.1372 | 54.6335 | 54.1241 | 53.6094 | 53.0896
Northwest | Fabricated Metals | Peak | November | Miscellaneous | MW | 49.3242 | 52.5796 | 60.8807 | 71.1399 | 74.7481 | 74.9738 | 66.2589 | 65.847 | 68.1349 | 71.1016 | 63.9296 | 75.4486 | 82.9613 | 83.9758 | 88.1623 | 50.9467 | 47.6385 | 54.6833 | 54.1599 | 59.9784 | 63.987 | 51.1302 | 45.4014 | 48.8638 | 58.0583 | 51.7741 | 53.2357 | 67.5414 | 62.9708 | 63.1416 | 62.1224 | 61.1336 | 60.1728 | 59.2381 | 58.3277 | 57.4399 | 56.5731 | 55.7259 | 54.8969 | 54.085 | 53.2889 | 52.5077 | 51.7402 | 50.9857 | 50.2432 | 49.512 | 48.7913 | 48.0804 | 47.3786 | 46.685
Northwest | Fabricated Metals | Peak | December | Process Heat | MW | 22.2015 | 23.0962 | 26.1698 | 30.9538 | 32.9624 | 33.3423 | 30.5577 | 31.2789 | 32.6596 | 34.646 | 32.2981 | 37.4679 | 47.4927 | 39.6263 | 41.1201 | 27.0202 | 23.9459 | 29.244 | 27.9189 | 34.2956 | 32.1896 | 28.7582 | 31.2746 | 33.7485 | 28.5404 | 30.7574 | 30.4862 | 34.1792 | 30.4331 | 30.7404 | 30.4681 | 30.2069 | 29.9562 | 29.7158 | 29.4852 | 29.2641 | 29.0522 | 28.849 | 28.6542 | 28.4676 | 28.2886 | 28.1171 | 27.9526 | 27.795 | 27.6439 | 27.4989 | 27.3599 | 27.2266 | 27.0987 | 26.9759
Northwest | Fabricated Metals | Peak | December | Motors | MW | 68.7385 | 65.3713 | 68.6417 | 80.7499 | 84.3991 | 86.8172 | 84.4673 | 91.5964 | 96.3975 | 100.4712 | 92.4702 | 106.1511 | 130.1964 | 106.5197 | 118.3626 | 107.4576 | 91.2332 | 112.1935 | 111.948 | 132.8276 | 123.0366 | 114.4464 | 115.3579 | 119.1812 | 109.8297 | 116.7398 | 115.0423 | 121.3771 | 113.8834 | 114.5885 | 113.1248 | 111.7008 | 110.3134 | 108.9603 | 107.6392 | 106.3477 | 105.084 | 103.8463 | 102.6327 | 101.4417 | 100.2718 | 99.1216 | 97.9899 | 96.8754 | 95.777 | 94.6937 | 93.6244 | 92.5683 | 91.5246 | 90.4925
Northwest | Fabricated Metals | Peak | December | Other Subs | MW | 24.6733 | 24.4411 | 26.2964 | 31.4203 | 34.8285 | 36.1057 | 35.8537 | 40.0556 | 41.7414 | 45.2251 | 41.1796 | 48.4124 | 58.7979 | 48.5028 | 54.2658 | 49.2311 | 40.5536 | 50.6317 | 50.7815 | 60.0821 | 60.1567 | 57.2697 | 61.0358 | 62.7767 | 57.1915 | 61.8604 | 62.1477 | 73.4692 | 59.0595 | 59.8098 | 59.4135 | 59.0157 | 58.6151 | 58.2107 | 57.8015 | 57.387 | 56.9668 | 56.5406 | 56.1081 | 55.6693 | 55.2241 | 54.7726 | 54.3148 | 53.851 | 53.3813 | 52.9058 | 52.4247 | 51.9384 | 51.4469 | 50.9506
Northwest | Fabricated Metals | Peak | December | Miscellaneous | MW | 45.8108 | 48.8935 | 56.3668 | 65.5764 | 69.4944 | 69.4435 | 61.7497 | 60.8789 | 63.6722 | 66.3051 | 61.9785 | 72.5562 | 93.995 | 79.5345 | 79.2162 | 45.728 | 41.5954 | 50.3008 | 46.7162 | 58.1185 | 53.8419 | 46.5241 | 51.013 | 58.7432 | 46.8413 | 51.2391 | 50.9614 | 64.6685 | 60.3029 | 60.4679 | 59.4934 | 58.5479 | 57.6294 | 56.7359 | 55.8657 | 55.0171 | 54.1887 | 53.3791 | 52.5869 | 51.8111 | 51.0505 | 50.3041 | 49.571 | 48.8502 | 48.141 | 47.4425 | 46.7542 | 46.0753 | 45.405 | 44.7427
Northwest | Machines & Computer | Peak | January | Process Heat | MW | 34.1357 | 38.847 | 44.4817 | 51.2694 | 52.6464 | 49.1038 | 52.618 | 55.7356 | 52.0953 | 65.242 | 74.4779 | 63.446 | 60.1156 | 53.3281 | 53.2495 | 42.2749 | 34.1384 | 43.8375 | 52.0583 | 49.1338 | 48.3481 | 53.8752 | 55.7416 | 50.6562 | 48.8502 | 55.0766 | 53.0776 | 41.939 | 41.6423 | 42.0784 | 41.7091 | 41.343 | 40.9801 | 40.6203 | 40.2637 | 39.9097 | 39.5611 | 39.2185 | 38.8816 | 38.5502 | 38.2239 | 37.9024 | 37.5854 | 37.2726 | 36.9637 | 36.6586 | 36.3568 | 36.0582 | 35.7625 | 35.4695
Northwest | Machines & Computer | Peak | January | Motors | MW | 136.7886 | 143.7555 | 154.7061 | 181.7089 | 179.6312 | 170.6478 | 195.1667 | 213.1414 | 197.3377 | 237.7907 | 278.8735 | 237.71 | 221.9485 | 192.9508 | 197.0035 | 181.553 | 143.1518 | 191.7397 | 231.8511 | 215.7955 | 205.0347 | 238.6088 | 220.7968 | 192.5707 | 197.999 | 221.8488 | 212.7408 | 153.8276 | 148.5932 | 149.3761 | 147.3031 | 145.2581 | 143.2393 | 141.2454 | 139.275 | 137.2987 | 135.3271 | 133.3779 | 131.4498 | 129.5416 | 127.6522 | 125.7807 | 123.9261 | 122.0876 | 120.2643 | 118.4555 | 116.6605 | 114.8786 | 113.1092 | 111.3518
Northwest | Machines & Computer | Peak | January | Other Subs | MW | 49.8509 | 55.3781 | 63.3989 | 74.9976 | 74.7127 | 70.2172 | 83.7221 | 94.106 | 86.3076 | 110.7229 | 130.583 | 112.5191 | 104.1614 | 90.5752 | 92.3952 | 83.599 | 64.3395 | 88.4897 | 107.3416 | 99.7193 | 101.956 | 120.1547 | 120.3538 | 106.6743 | 109.3522 | 123.6876 | 119.6998 | 75.9215 | 71.0307 | 71.6679 | 70.9216 | 70.1718 | 69.4193 | 68.6644 | 67.9078 | 67.144 | 66.376 | 65.6079 | 64.8402 | 64.0731 | 63.3067 | 62.5413 | 61.7771 | 61.0141 | 60.2525 | 59.4923 | 58.7337 | 57.9767 | 57.2213 | 56.4676
Northwest | Machines & Computer | Peak | January | Miscellaneous | MW | 75.5598 | 87.3357 | 102.6965 | 116.9755 | 120.3265 | 110.1946 | 118.0051 | 115.537 | 112.8946 | 128.0031 | 144.7632 | 123.2592 | 117.2887 | 106.6467 | 105.2096 | 83.5297 | 70.0324 | 82.0128 | 94.7365 | 87.6531 | 84.6393 | 94.931 | 98.0183 | 92.5783 | 84.3562 | 95.9424 | 92.662 | 75.4248 | 72.6821 | 73.0519 | 72.0314 | 71.0304 | 70.0477 | 69.0823 | 68.1331 | 67.179 | 66.2281 | 65.2928 | 64.3721 | 63.4651 | 62.5711 | 61.6891 | 60.8185 | 59.9587 | 59.1089 | 58.2687 | 57.4375 | 56.6148 | 55.7997 | 54.9906
Northwest | Machines & Computer | Peak | February | Process Heat | MW | 35.032 | 39.8613 | 45.6461 | 52.6293 | 54.0731 | 50.4259 | 54.0179 | 57.2623 | 53.5554 | 66.9804 | 77.1674 | 61.1582 | 55.8343 | 55.6544 | 52.3632 | 43.1971 | 33.7917 | 48.0203 | 46.3065 | 48.3957 | 56.7576 | 53.3027 | 52.3652 | 49.8859 | 51.1404 | 57.9242 | 53.3595 | 42.0841 | 41.7389 | 42.1731 | 41.8001 | 41.4302 | 41.0636 | 40.7001 | 40.3398 | 39.9821 | 39.6298 | 39.2836 | 38.9431 | 38.6081 | 38.2783 | 37.9533 | 37.6328 | 37.3165 | 37.0042 | 36.6956 | 36.3904 | 36.0884 | 35.7893 | 35.493
Northwest | Machines & Computer | Peak | February | Motors | MW | 140.4031 | 147.4873 | 158.7352 | 186.4736 | 184.4468 | 175.2149 | 200.3447 | 219.0995 | 202.9535 | 244.1582 | 288.8152 | 229.0226 | 206.0511 | 201.3056 | 193.7273 | 185.5755 | 141.7563 | 209.9504 | 206.1827 | 212.4943 | 240.9264 | 236.3738 | 207.7059 | 189.8647 | 207.3814 | 233.4074 | 213.9365 | 154.4295 | 149.1645 | 149.9415 | 147.8518 | 145.7901 | 143.7547 | 141.7443 | 139.7575 | 137.7647 | 135.7767 | 133.8111 | 131.8666 | 129.9422 | 128.0367 | 126.1491 | 124.2786 | 122.4241 | 120.585 | 118.7603 | 116.9496 | 115.152 | 113.367 | 111.594
Northwest | Machines & Computer | Peak | February | Other Subs | MW | 51.162 | 56.8096 | 65.0381 | 76.9553 | 76.7162 | 72.0974 | 85.9461 | 96.7484 | 88.7758 | 113.7019 | 135.2398 | 108.4023 | 96.7018 | 94.4986 | 90.8666 | 85.464 | 63.7264 | 96.8965 | 95.4632 | 98.2013 | 119.8486 | 119.0755 | 113.2755 | 105.2539 | 114.5787 | 130.1685 | 120.4011 | 76.2426 | 71.2819 | 71.9162 | 71.1622 | 70.4046 | 69.6443 | 68.8816 | 68.1172 | 67.3455 | 66.5697 | 65.7938 | 65.0182 | 64.2432 | 63.469 | 62.6958 | 61.9237 | 61.1529 | 60.3835 | 59.6156 | 58.8493 | 58.0845 | 57.3214 | 56.56
Northwest | Machines & Computer | Peak | February | Miscellaneous | MW | 77.5137 | 89.5884 | 105.3549 | 120.047 | 123.5516 | 113.1354 | 121.1182 | 118.7285 | 116.0944 | 131.4154 | 149.9959 | 118.8126 | 108.9205 | 111.2846 | 103.4624 | 85.3619 | 69.3528 | 89.8106 | 84.2447 | 86.3226 | 99.4113 | 94.004 | 92.1523 | 91.228 | 88.3555 | 100.9411 | 93.1871 | 75.7092 | 72.953 | 73.3204 | 72.2922 | 71.2836 | 70.2934 | 69.3205 | 68.3638 | 67.4023 | 66.4439 | 65.5012 | 64.5731 | 63.6588 | 62.7574 | 61.8682 | 60.9904 | 60.1234 | 59.2666 | 58.4193 | 57.581 | 56.7513 | 55.9292 | 55.1131
Northwest | Machines & Computer | Peak | March | Process Heat | MW | 31.5048 | 35.8229 | 41.0209 | 47.3536 | 48.5619 | 45.358 | 48.5284 | 51.6072 | 48.165 | 60.2879 | 63.8876 | 56.3876 | 56.2517 | 52.8254 | 49.7556 | 37.8019 | 33.0026 | 42.2133 | 42.2009 | 40.5524 | 50.1082 | 47.8125 | 48.4131 | 49.9308 | 48.886 | 49.5433 | 51.8686 | 40.9246 | 40.5423 | 40.9623 | 40.5983 | 40.2374 | 39.8797 | 39.5251 | 39.1736 | 38.8246 | 38.4809 | 38.1432 | 37.8111 | 37.4844 | 37.1628 | 36.8458 | 36.5333 | 36.225 | 35.9205 | 35.6196 | 35.3221 | 35.0277 | 34.7362 | 34.4474
Northwest | Machines & Computer | Peak | March | Motors | MW | 126.2111 | 132.4906 | 142.6042 | 167.7575 | 165.5889 | 157.58 | 179.9293 | 197.462 | 182.4669 | 219.7734 | 239.1544 | 211.2352 | 207.6751 | 191.098 | 184.0518 | 162.3372 | 138.3871 | 184.5892 | 187.9295 | 178.0756 | 212.7312 | 211.9845 | 192.0172 | 190.0117 | 198.2531 | 199.6497 | 207.9607 | 150.0886 | 144.973 | 145.7264 | 143.6935 | 141.6878 | 139.7078 | 137.752 | 135.8191 | 133.8802 | 131.9459 | 130.0333 | 128.1413 | 126.2688 | 124.4146 | 122.5779 | 120.7578 | 118.9533 | 117.1637 | 115.3882 | 113.6262 | 111.877 | 110.1401 | 108.4148
Northwest | Machines & Computer | Peak | March | Other Subs | MW | 45.9877 | 51.0277 | 58.4233 | 69.227 | 68.8705 | 64.839 | 77.1828 | 87.1874 | 79.8077 | 102.3406 | 111.984 | 99.9857 | 97.4646 | 89.706 | 86.3248 | 74.7561 | 62.2052 | 85.1914 | 87.0112 | 82.2928 | 105.8226 | 106.7799 | 104.7118 | 105.325 | 109.5347 | 111.3467 | 117.0429 | 74.112 | 69.2263 | 69.8407 | 69.1068 | 68.3696 | 67.6296 | 66.8874 | 66.1435 | 65.3925 | 64.6374 | 63.8823 | 63.1275 | 62.3733 | 61.6198 | 60.8674 | 60.116 | 59.3659 | 58.6172 | 57.8699 | 57.1242 | 56.38 | 55.6374 | 54.8965
Northwest | Machines & Computer | Peak | March | Miscellaneous | MW | 69.6956 | 80.4989 | 94.6702 | 108.0063 | 110.9503 | 101.7597 | 108.7761 | 106.9845 | 104.3686 | 118.2736 | 124.1658 | 109.533 | 109.7307 | 105.628 | 98.2932 | 74.6677 | 67.6907 | 78.9586 | 76.7864 | 72.3369 | 87.772 | 84.3162 | 85.1933 | 91.3075 | 84.4661 | 86.3477 | 90.5941 | 73.6143 | 70.9346 | 71.2909 | 70.2902 | 69.3085 | 68.3447 | 67.3978 | 66.4667 | 65.5306 | 64.5976 | 63.6798 | 62.7763 | 61.8861 | 61.0086 | 60.1429 | 59.2883 | 58.4442 | 57.61 | 56.7851 | 55.969 | 55.1612 | 54.3607 | 53.5662
Northwest | Machines & Computer | Peak | April | Process Heat | MW | 27.7374 | 31.4008 | 35.8115 | 41.4985 | 42.4607 | 39.8316 | 42.3219 | 45.7639 | 42.285 | 53.204 | 52.1095 | 50.8531 | 49.2783 | 48.3105 | 45.4429 | 35.1254 | 28.5434 | 39.3888 | 38.068 | 40.065 | 41.9982 | 41.6035 | 45.7671 | 39.7957 | 42.5489 | 43.6424 | 42.3051 | 33.5609 | 33.2348 | 33.5819 | 33.2862 | 32.9931 | 32.7027 | 32.4149 | 32.1297 | 31.8466 | 31.5679 | 31.2941 | 31.0251 | 30.7605 | 30.5001 | 30.2436 | 29.9908 | 29.7414 | 29.4953 | 29.2522 | 29.0118 | 28.7741 | 28.5387 | 28.3055
Northwest | Machines & Computer | Peak | April | Motors | MW | 110.4683 | 115.2062 | 123.4699 | 145.8786 | 143.4529 | 137.3726 | 155.643 | 174.641 | 159.2918 | 193.5364 | 194.6072 | 190.0537 | 181.661 | 174.3493 | 167.6481 | 150.346 | 119.2711 | 171.7196 | 169.1145 | 175.6527 | 178.0452 | 184.2094 | 181.3663 | 151.3248 | 172.4908 | 175.8036 | 169.4745 | 122.7418 | 118.57 | 119.2007 | 117.5526 | 115.9266 | 114.3216 | 112.7365 | 111.1699 | 109.5982 | 108.03 | 106.4795 | 104.9459 | 103.4282 | 101.9256 | 100.4372 | 98.9623 | 97.5003 | 96.0504 | 94.6121 | 93.1848 | 91.7679 | 90.3611 | 88.9638
Northwest | Machines & Computer | Peak | April | Other Subs | MW | 40.1838 | 44.2671 | 50.4267 | 60.0618 | 59.6265 | 56.5152 | 66.7231 | 77.0901 | 69.6456 | 90.0905 | 91.0874 | 89.9305 | 85.2448 | 81.8311 | 78.6278 | 69.2126 | 53.5966 | 79.2135 | 78.2702 | 81.1601 | 88.5591 | 92.7964 | 98.8905 | 83.8471 | 95.2729 | 98.0236 | 95.3407 | 60.6071 | 56.5739 | 57.0836 | 56.4914 | 55.8965 | 55.2994 | 54.7004 | 54.0999 | 53.4937 | 52.8841 | 52.2744 | 51.665 | 51.0561 | 50.4479 | 49.8404 | 49.2339 | 48.6283 | 48.0239 | 47.4207 | 46.8187 | 46.218 | 45.6187 | 45.0206
Northwest | Machines & Computer | Peak | April | Miscellaneous | MW | 61.0616 | 70.2333 | 82.3244 | 94.3104 | 96.611 | 89.0723 | 94.2655 | 94.6687 | 91.183 | 104.2199 | 101.1489 | 98.6716 | 96.0767 | 96.5654 | 89.6472 | 69.0178 | 58.1974 | 73.5151 | 69.1416 | 71.4105 | 73.5186 | 73.2814 | 80.4742 | 72.738 | 73.4948 | 76.046 | 73.8457 | 60.296 | 58.1058 | 58.4043 | 57.5911 | 56.7935 | 56.0106 | 55.2414 | 54.4851 | 53.7247 | 52.9665 | 52.2208 | 51.4868 | 50.7637 | 50.051 | 49.348 | 48.6541 | 47.9688 | 47.2916 | 46.622 | 45.9596 | 45.304 | 44.6545 | 44.0098
Northwest | Machines & Computer | Peak | May | Process Heat | MW | 26.8782 | 30.1826 | 34.2387 | 39.9562 | 40.8822 | 38.5786 | 40.0542 | 44.552 | 40.2141 | 50.9246 | 55.8712 | 50.4351 | 48.3037 | 49.3677 | 47.1011 | 34.3418 | 31.7862 | 38.0514 | 36.6487 | 40.516 | 44.228 | 40.2833 | 42.5857 | 39.996 | 43.1441 | 41.7403 | 41.2392 | 33.7346 | 33.5533 | 33.9266 | 33.6513 | 33.3787 | 33.1089 | 32.842 | 32.5777 | 32.3157 | 32.0584 | 31.8062 | 31.5589 | 31.3163 | 31.078 | 30.8439 | 30.6135 | 30.3868 | 30.1635 | 29.9432 | 29.7259 | 29.5112 | 29.299 | 29.0891
Northwest | Machines & Computer | Peak | May | Motors | MW | 103.6541 | 106.9844 | 113.7652 | 135.4166 | 132.9711 | 128.6065 | 142.468 | 167.0531 | 148.1641 | 182.504 | 205.1288 | 185.2997 | 175.2979 | 174.9866 | 171.1062 | 145.824 | 131.725 | 164.3428 | 161.6168 | 176.5938 | 186.1137 | 176.9226 | 167.716 | 151.2358 | 174.2101 | 167.4223 | 164.3659 | 121.7695 | 117.7079 | 118.4276 | 116.885 | 115.3642 | 113.8641 | 112.3835 | 110.9214 | 109.4528 | 107.987 | 106.5389 | 105.1074 | 103.6917 | 102.2909 | 100.9042 | 99.5309 | 98.1703 | 96.8217 | 95.4845 | 94.1582 | 92.8422 | 91.5361 | 90.2394
Northwest | Machines & Computer | Peak | May | Other Subs | MW | 37.5515 | 40.8021 | 45.9415 | 55.2797 | 55.1547 | 52.911 | 60.9722 | 73.6856 | 64.7056 | 84.767 | 95.7473 | 87.5143 | 82.1292 | 82.0146 | 80.1911 | 67.0899 | 59.1548 | 75.6986 | 74.7085 | 81.5367 | 92.487 | 89.122 | 91.3216 | 83.5472 | 95.9418 | 93.0863 | 92.19 | 60.0375 | 56.1059 | 56.6624 | 56.1263 | 55.5874 | 55.0463 | 54.5034 | 53.9591 | 53.4088 | 52.8549 | 52.3011 | 51.7475 | 51.1944 | 50.6419 | 50.0901 | 49.5393 | 48.9894 | 48.4406 | 47.8929 | 47.3465 | 46.8012 | 46.2572 | 45.7145
Northwest | Machines & Computer | Peak | May | Miscellaneous | MW | 58.3409 | 66.5354 | 77.6503 | 89.6454 | 91.6924 | 85.2453 | 87.6081 | 91.5707 | 85.5348 | 99.4122 | 108.2455 | 97.7059 | 94.1732 | 98.6378 | 92.6105 | 66.5874 | 63.9151 | 70.5744 | 66.2069 | 72.037 | 77.1722 | 70.484 | 74.5005 | 72.8488 | 74.2633 | 72.4821 | 71.6726 | 60.2267 | 58.0684 | 58.4089 | 57.6384 | 56.8834 | 56.143 | 55.4162 | 54.7022 | 53.9833 | 53.2663 | 52.5617 | 51.8688 | 51.1869 | 50.5152 | 49.8533 | 49.2004 | 48.5561 | 47.9199 | 47.2913 | 46.6698 | 46.0551 | 45.4464 | 44.8427
Northwest | Machines & Computer | Peak | June | Process Heat | MW | 26.3079 | 29.3838 | 33.317 | 39.3639 | 39.0505 | 37.5029 | 37.8165 | 44.3641 | 37.7455 | 48.7813 | 48.1131 | 42.5514 | 43.4733 | 44.8052 | 45.2282 | 30.6318 | 29.1724 | 35.8405 | 36.3079 | 37.9144 | 41.5175 | 34.4328 | 40.2087 | 33.4087 | 37.3168 | 36.1892 | 35.7588 | 29.8733 | 29.6361 | 29.9736 | 29.7384 | 29.5058 | 29.2759 | 29.0486 | 28.8239 | 28.6014 | 28.3831 | 28.1696 | 27.9608 | 27.7563 | 27.5558 | 27.3592 | 27.1661 | 26.9764 | 26.7898 | 26.6061 | 26.4251 | 26.2466 | 26.0703 | 25.8962
Northwest | Machines & Computer | Peak | June | Motors | MW | 98.1538 | 100.8966 | 106.6764 | 128.5603 | 122.7332 | 120.9074 | 130.3027 | 162.9564 | 135.6692 | 171.9061 | 173.1838 | 153.4269 | 154.8904 | 155.2464 | 160.8102 | 128.9739 | 119.8516 | 153.6705 | 159.3357 | 164.414 | 173.6339 | 150.3017 | 157.7928 | 125.9091 | 150.3944 | 144.7929 | 142.0367 | 106.6561 | 103.1338 | 103.8117 | 102.5072 | 101.2218 | 99.9544 | 98.7039 | 97.4696 | 96.2283 | 94.9886 | 93.7643 | 92.5547 | 91.3589 | 90.1762 | 89.0059 | 87.8472 | 86.6997 | 85.5627 | 84.4356 | 83.3181 | 82.2097 | 81.1098 | 80.0182
Northwest | Machines & Computer | Peak | June | Other Subs | MW | 35.4855 | 38.2635 | 42.6525 | 52.0586 | 50.8375 | 49.7881 | 55.7078 | 71.83 | 59.184 | 79.6527 | 80.5804 | 72.3165 | 72.4357 | 72.6389 | 75.2864 | 59.3141 | 53.7874 | 70.7178 | 73.6023 | 75.8791 | 86.225 | 75.7029 | 85.8339 | 69.4264 | 82.6977 | 80.3762 | 79.5288 | 52.5976 | 48.9858 | 49.4962 | 49.0525 | 48.6065 | 48.1586 | 47.7091 | 47.2583 | 46.802 | 46.3425 | 45.883 | 45.4237 | 44.9649 | 44.5066 | 44.0491 | 43.5923 | 43.1363 | 42.6814 | 42.2274 | 41.7745 | 41.3226 | 40.8719 | 40.4222
Northwest | Machines & Computer | Peak | June | Miscellaneous | MW | 56.5551 | 64.0998 | 74.7177 | 87.3232 | 86.6383 | 82.0864 | 81.7172 | 90.6877 | 79.2804 | 95.0644 | 93.1822 | 82.4251 | 84.8531 | 89.564 | 88.6384 | 58.5041 | 57.8225 | 66.1674 | 65.3519 | 67.288 | 72.2592 | 59.958 | 70.1333 | 60.7337 | 64.1314 | 62.7399 | 62.0026 | 53.0882 | 51.2004 | 51.522 | 50.8639 | 50.2193 | 49.5875 | 48.9676 | 48.359 | 47.7452 | 47.1324 | 46.5307 | 45.9393 | 45.3576 | 44.785 | 44.2209 | 43.6648 | 43.1163 | 42.5748 | 42.0401 | 41.5117 | 40.9892 | 40.4721 | 39.9594
Northwest | Machines & Computer | Peak | July | Process Heat | MW | 23.8781 | 26.8902 | 30.5529 | 36.4227 | 35.1969 | 33.9801 | 34.0835 | 41.7026 | 33.5947 | 44.4375 | 45.8024 | 38.7126 | 41.9556 | 41.3957 | 40.4163 | 26.1798 | 25.5741 | 32.1115 | 32.576 | 36.3593 | 36.6836 | 33.3754 | 34.9643 | 34.2775 | 36.3214 | 34.6094 | 35.4266 | 30.1154 | 29.7723 | 30.1153 | 29.8832 | 29.6539 | 29.4274 | 29.2038 | 28.9829 | 28.7643 | 28.5503 | 28.3414 | 28.1373 | 27.9379 | 27.7427 | 27.5516 | 27.3642 | 27.1804 | 26.9999 | 26.8224 | 26.6478 | 26.4757 | 26.3061 | 26.1388
Northwest | Machines & Computer | Peak | July | Motors | MW | 87.3282 | 91.0419 | 95.9824 | 116.8843 | 108.7656 | 107.4989 | 115.7854 | 152.1366 | 118.7783 | 155.097 | 162.8737 | 137.9956 | 146.7917 | 141.3685 | 141.3578 | 109.4522 | 104.3765 | 136.4124 | 142.1848 | 156.5843 | 152.2116 | 144.6204 | 136.724 | 128.7287 | 146.1194 | 138.0815 | 140.3408 | 106.5247 | 103.0443 | 103.7564 | 102.4877 | 101.238 | 100.0063 | 98.7914 | 97.5925 | 96.3853 | 95.1791 | 93.9883 | 92.8121 | 91.6498 | 90.5006 | 89.3637 | 88.2385 | 87.1244 | 86.0209 | 84.9273 | 83.8432 | 82.7681 | 81.7017 | 80.6434
Northwest | Machines & Computer | Peak | July | Other Subs | MW | 31.5779 | 34.4815 | 38.2212 | 47.1655 | 45.0315 | 44.3046 | 49.4909 | 67.0481 | 51.7652 | 71.756 | 75.6234 | 64.9633 | 68.5071 | 66.0678 | 66.1074 | 50.3096 | 46.8025 | 62.6755 | 65.6068 | 72.1784 | 75.5075 | 72.8277 | 74.2929 | 70.8285 | 80.21 | 76.505 | 78.4714 | 52.541 | 48.7332 | 49.2583 | 48.8343 | 48.408 | 47.9798 | 47.5501 | 47.1191 | 46.6823 | 46.2422 | 45.8021 | 45.3624 | 44.9231 | 44.4843 | 44.0463 | 43.6091 | 43.1728 | 42.7375 | 42.3031 | 41.8699 | 41.4377 | 41.0066 | 40.5767
Northwest | Machines & Computer | Peak | July | Miscellaneous | MW | 51.223 | 58.5316 | 68.2312 | 80.4408 | 77.787 | 74.077 | 73.4852 | 85.2011 | 70.0444 | 86.5881 | 88.7253 | 75.0128 | 81.9828 | 82.7933 | 79.0121 | 49.4044 | 50.165 | 58.9482 | 58.417 | 64.3643 | 63.6445 | 57.7864 | 60.8036 | 62.1982 | 62.321 | 59.8881 | 61.3233 | 53.3227 | 51.44 | 51.778 | 51.1317 | 50.499 | 49.8791 | 49.2712 | 48.6745 | 48.0718 | 47.4698 | 46.8788 | 46.2983 | 45.7276 | 45.166 | 44.613 | 44.0681 | 43.5308 | 43.0007 | 42.4773 | 41.9603 | 41.4492 | 40.9436 | 40.4424
Northwest | Machines & Computer | Peak | August | Process Heat | MW | 22.9412 | 25.8482 | 29.4193 | 35.0925 | 33.7833 | 32.6198 | 32.7289 | 40.2185 | 32.1874 | 42.6896 | 44.0728 | 38.9743 | 39.9891 | 40.5561 | 38.6521 | 25.8622 | 24.7209 | 29.3799 | 32.328 | 35.4187 | 32.3591 | 30.7626 | 34.8951 | 31.7412 | 36.3662 | 35.2865 | 35.7803 | 30.3202 | 29.9232 | 30.2638 | 30.0263 | 29.7917 | 29.56 | 29.3312 | 29.1051 | 28.8814 | 28.6623 | 28.4483 | 28.2393 | 28.0349 | 27.8348 | 27.6388 | 27.4467 | 27.2581 | 27.0729 | 26.8907 | 26.7114 | 26.5348 | 26.3606 | 26.1887
Northwest | Machines & Computer | Peak | August | Motors | MW | 83.8781 | 87.6159 | 92.5078 | 112.7508 | 104.5734 | 103.3143 | 111.3232 | 146.9482 | 113.8811 | 149.1039 | 156.7778 | 139.0079 | 139.9284 | 138.5917 | 135.1866 | 108.2269 | 101.007 | 124.9002 | 141.2443 | 152.6444 | 134.3567 | 133.4221 | 136.6102 | 119.3142 | 146.4171 | 140.8844 | 141.8462 | 107.3556 | 103.8476 | 104.5531 | 103.2623 | 101.9907 | 100.7372 | 99.5007 | 98.2803 | 97.0516 | 95.8237 | 94.6115 | 93.414 | 92.2305 | 91.0602 | 89.9024 | 88.7563 | 87.6215 | 86.4973 | 85.3831 | 84.2785 | 83.1831 | 82.0964 | 81.0179
Northwest | Machines & Computer | Peak | August | Other Subs | MW | 30.3557 | 33.2152 | 36.8744 | 45.532 | 43.3088 | 42.5906 | 47.5969 | 64.7804 | 49.6401 | 69.003 | 72.808 | 65.4494 | 65.3105 | 64.7795 | 63.2251 | 49.7581 | 45.3034 | 57.4 | 65.189 | 70.3766 | 66.6549 | 67.1861 | 74.2432 | 65.6781 | 80.4085 | 78.0897 | 79.3462 | 52.9598 | 49.06 | 49.5815 | 49.1476 | 48.7113 | 48.2731 | 47.8333 | 47.3923 | 46.9455 | 46.4953 | 46.0452 | 45.5954 | 45.1461 | 44.6974 | 44.2494 | 43.8022 | 43.356 | 42.9107 | 42.4665 | 42.0234 | 41.5814 | 41.1405 | 40.7007
Northwest | Machines & Computer | Peak | August | Miscellaneous | MW | 49.2961 | 56.3524 | 65.7686 | 77.5816 | 74.7478 | 71.1766 | 70.7102 | 82.2946 | 67.2065 | 83.2723 | 85.4613 | 75.5837 | 78.1737 | 81.139 | 75.6195 | 48.8544 | 48.5796 | 53.9679 | 58.0105 | 62.7264 | 56.1636 | 53.3115 | 60.7365 | 57.6341 | 62.4405 | 61.0984 | 61.9809 | 53.7219 | 51.8234 | 52.158 | 51.501 | 50.8577 | 50.2273 | 49.609 | 49.0021 | 48.3892 | 47.7769 | 47.1758 | 46.5853 | 46.0046 | 45.4332 | 44.8704 | 44.3159 | 43.769 | 43.2293 | 42.6965 | 42.1701 | 41.6497 | 41.1348 | 40.6244
Northwest | Machines & Computer | Peak | September | Process Heat | MW | 25.5416 | 28.6367 | 32.5734 | 38.3409 | 38.187 | 36.4225 | 37.4483 | 43.2477 | 37.4753 | 48.1163 | 50.6582 | 44.4935 | 48.4405 | 45.4553 | 42.3805 | 29.2107 | 27.1679 | 38.3911 | 35.2338 | 38.5037 | 40.3795 | 36.9217 | 38.6396 | 37.8282 | 39.7657 | 43.2594 | 40.2631 | 32.7394 | 32.4407 | 32.7944 | 32.5209 | 32.2502 | 31.9822 | 31.7169 | 31.4542 | 31.1938 | 30.9379 | 30.687 | 30.4409 | 30.1993 | 29.9621 | 29.7288 | 29.4993 | 29.2733 | 29.0505 | 28.8308 | 28.614 | 28.3997 | 28.1879 | 27.9783
Northwest | Machines & Computer | Peak | September | Motors | MW | 98.3743 | 101.6167 | 108.0904 | 129.8467 | 124.3023 | 121.367 | 133.2714 | 162.7809 | 137.9354 | 172.7571 | 186.0351 | 163.7309 | 175.8425 | 161.1398 | 153.5135 | 124.0865 | 112.701 | 166.0963 | 155.8716 | 168.142 | 170.0145 | 162.3235 | 152.5238 | 143.31 | 160.8268 | 173.7088 | 160.6431 | 118.3386 | 114.3663 | 115.0435 | 113.5226 | 112.0229 | 110.5433 | 109.0826 | 107.6399 | 106.1908 | 104.7443 | 103.315 | 101.9019 | 100.5041 | 99.1209 | 97.7514 | 96.3948 | 95.0506 | 93.7182 | 92.3968 | 91.086 | 89.7853 | 88.4942 | 87.2122
Northwest | Machines & Computer | Peak | September | Other Subs | MW | 35.6762 | 38.8011 | 43.6771 | 53.0238 | 51.5854 | 49.9653 | 57.0651 | 71.8482 | 60.2595 | 80.3 | 86.8716 | 77.3562 | 82.4084 | 75.5494 | 71.9527 | 57.1188 | 50.6429 | 76.5632 | 72.117 | 77.6893 | 84.5115 | 81.7821 | 83.0954 | 79.248 | 88.6706 | 96.6606 | 90.1749 | 58.4075 | 54.454 | 54.9814 | 54.4482 | 53.9124 | 53.3744 | 52.8347 | 52.2936 | 51.7466 | 51.1962 | 50.6458 | 50.0956 | 49.546 | 48.9969 | 48.4486 | 47.9012 | 47.3548 | 46.8094 | 46.2651 | 45.7221 | 45.1802 | 44.6396 | 44.1003
Northwest | Machines & Computer | Peak | September | Miscellaneous | MW | 55.5336 | 63.2536 | 73.914 | 86.0528 | 85.7706 | 80.5666 | 82.1893 | 89.1811 | 79.8245 | 94.1787 | 98.363 | 86.3585 | 94.5367 | 90.8949 | 83.3981 | 56.5771 | 54.7035 | 71.31 | 63.7759 | 68.5384 | 70.4865 | 64.6563 | 67.7065 | 68.9856 | 68.5485 | 75.2029 | 70.0604 | 58.5066 | 56.4021 | 56.7233 | 55.9652 | 55.2223 | 54.4934 | 53.7778 | 53.0746 | 52.3665 | 51.6602 | 50.9659 | 50.283 | 49.6107 | 48.9484 | 48.2956 | 47.6516 | 47.0158 | 46.388 | 45.7675 | 45.1539 | 44.547 | 43.9459 | 43.3496
Northwest | Machines & Computer | Peak | October | Process Heat | MW | 29.3399 | 33.2344 | 38.0238 | 43.9851 | 45.0135 | 42.1506 | 44.8192 | 48.005 | 44.5144 | 55.8256 | 54.1041 | 49.2559 | 49.4684 | 46.4651 | 44.492 | 32.0406 | 32.2444 | 40.6378 | 38.1049 | 37.8948 | 51.3389 | 44.3 | 44.8803 | 42.9078 | 43.5261 | 45.9394 | 45.2413 | 35.7611 | 35.3929 | 35.7608 | 35.4442 | 35.1303 | 34.8193 | 34.5109 | 34.2053 | 33.902 | 33.6033 | 33.3098 | 33.0212 | 32.7374 | 32.458 | 32.1828 | 31.9114 | 31.6437 | 31.3794 | 31.1183 | 30.8601 | 30.6047 | 30.3518 | 30.1012
Northwest | Machines & Computer | Peak | October | Motors | MW | 117.12 | 122.371 | 131.5835 | 155.1678 | 152.7632 | 145.9132 | 165.386 | 183.3035 | 168.0137 | 203.0918 | 202.0324 | 184.0369 | 182.1711 | 167.5996 | 164.142 | 137.3703 | 134.9741 | 177.4763 | 169.5165 | 166.291 | 218.0447 | 196.4219 | 178.103 | 163.3782 | 176.5264 | 185.0981 | 181.3124 | 130.9596 | 126.4841 | 127.1476 | 125.3802 | 123.6364 | 121.915 | 120.2147 | 118.5344 | 116.8486 | 115.1666 | 113.5036 | 111.8586 | 110.2305 | 108.6185 | 107.0216 | 105.4392 | 103.8705 | 102.3147 | 100.7713 | 99.2396 | 97.7191 | 96.2092 | 94.7095
Northwest | Machines & Computer | Peak | October | Other Subs | MW | 42.6625 | 47.0918 | 53.842 | 63.9756 | 63.5215 | 60.0419 | 70.9304 | 80.9268 | 73.4686 | 94.5392 | 94.5579 | 87.0856 | 85.4696 | 78.6529 | 76.9712 | 63.244 | 60.6539 | 81.8865 | 78.4671 | 76.834 | 108.5106 | 98.981 | 97.157 | 90.6018 | 97.5487 | 103.2337 | 102.0371 | 64.7001 | 60.396 | 60.9353 | 60.2984 | 59.6585 | 59.0162 | 58.372 | 57.7262 | 57.0742 | 56.4186 | 55.763 | 55.1076 | 54.4528 | 53.7986 | 53.1453 | 52.493 | 51.8417 | 51.1916 | 50.5428 | 49.8953 | 49.2492 | 48.6044 | 47.9612
Northwest | Machines & Computer | Peak | October | Miscellaneous | MW | 64.8209 | 74.5584 | 87.619 | 100.1887 | 102.672 | 94.4631 | 100.234 | 99.4538 | 96.2424 | 109.4825 | 105.124 | 95.6592 | 96.5012 | 92.9057 | 87.8352 | 63.1404 | 65.9573 | 75.9494 | 69.2873 | 67.5779 | 89.9526 | 78.1074 | 78.9883 | 78.4825 | 75.2173 | 80.0645 | 79.0024 | 64.2847 | 61.9433 | 62.2582 | 61.3879 | 60.5342 | 59.696 | 58.8725 | 58.0627 | 57.2484 | 56.4366 | 55.6381 | 54.852 | 54.0776 | 53.3141 | 52.561 | 51.8175 | 51.0831 | 50.3574 | 49.6398 | 48.9298 | 48.227 | 47.5307 | 46.8395
Northwest | Machines & Computer | Peak | November | Process Heat | MW | 31.9741 | 36.2676 | 41.5526 | 48.0525 | 49.1361 | 45.9903 | 49.005 | 52.5614 | 48.7564 | 61.074 | 60.7079 | 53.3578 | 53.8444 | 51.2769 | 54.2191 | 38.2326 | 33.4723 | 45.9336 | 47.06 | 48.7281 | 55.8333 | 49.0658 | 45.6519 | 42.5388 | 57.0163 | 48.023 | 47.9794 | 37.9914 | 37.6644 | 38.059 | 37.7251 | 37.3942 | 37.0662 | 36.7411 | 36.4189 | 36.099 | 35.7841 | 35.4747 | 35.1705 | 34.8714 | 34.5769 | 34.2868 | 34.0008 | 33.7187 | 33.4402 | 33.165 | 32.893 | 32.6239 | 32.3574 | 32.0934
Northwest | Machines & Computer | Peak | November | Motors | MW | 127.8826 | 133.875 | 144.1382 | 169.8793 | 167.2647 | 159.549 | 181.3719 | 201.237 | 184.6871 | 222.7097 | 227.2128 | 199.8737 | 198.8824 | 185.5037 | 200.5343 | 164.269 | 140.4558 | 200.8898 | 209.6641 | 214.0667 | 236.8954 | 217.3135 | 180.9112 | 161.769 | 231.0703 | 193.3807 | 192.2319 | 139.1063 | 134.3653 | 135.0784 | 133.2092 | 131.3651 | 129.5448 | 127.7469 | 125.9702 | 124.1878 | 122.4096 | 120.6515 | 118.9125 | 117.1915 | 115.4875 | 113.7997 | 112.1272 | 110.4692 | 108.825 | 107.1939 | 105.5752 | 103.9684 | 102.373 | 100.7883
Northwest | Machines & Computer | Peak | November | Other Subs | MW | 46.5911 | 51.5474 | 59.0211 | 70.078 | 69.5704 | 65.6613 | 77.8061 | 88.88 | 80.7993 | 103.74 | 106.4108 | 94.6135 | 93.3586 | 87.0942 | 94.0731 | 75.6664 | 63.1602 | 92.7368 | 97.1008 | 98.9558 | 117.847 | 109.4782 | 98.6499 | 89.6439 | 127.6253 | 107.8086 | 108.1531 | 68.6906 | 64.1905 | 64.7687 | 64.0967 | 63.4215 | 62.7438 | 62.0641 | 61.3827 | 60.6948 | 60.003 | 59.3112 | 58.6197 | 57.9287 | 57.2384 | 56.549 | 55.8606 | 55.1734 | 54.4874 | 53.8028 | 53.1195 | 52.4377 | 51.7574 | 51.0786
Northwest | Machines & Computer | Peak | November | Miscellaneous | MW | 70.6814 | 81.4404 | 95.8255 | 109.5275 | 112.1999 | 103.1426 | 109.7866 | 109.0543 | 105.7077 | 119.897 | 118.0637 | 103.6993 | 105.0575 | 102.549 | 107.1591 | 75.5177 | 68.7101 | 85.9292 | 85.6387 | 86.9402 | 97.7737 | 86.44 | 80.2717 | 77.7489 | 98.4633 | 83.6499 | 83.7508 | 68.2791 | 65.7958 | 66.1336 | 65.2127 | 64.3094 | 63.4226 | 62.5514 | 61.6948 | 60.8335 | 59.975 | 59.1305 | 58.2993 | 57.4804 | 56.6732 | 55.877 | 55.091 | 54.3148 | 53.5477 | 52.7892 | 52.0388 | 51.2961 | 50.5602 | 49.8299
Northwest | Machines & Computer | Peak | December | Process Heat | MW | 29.9376 | 34.0295 | 38.9041 | 44.8152 | 46.1155 | 42.9825 | 46.2534 | 48.9038 | 45.9189 | 57.4472 | 59.654 | 51.9512 | 61.5969 | 49.0806 | 49.1945 | 34.4796 | 29.3337 | 42.5287 | 40.8121 | 47.4904 | 47.375 | 45.1018 | 51.775 | 51.5668 | 46.5204 | 48.1284 | 46.5359 | 36.6277 | 36.3435 | 36.721 | 36.3956 | 36.073 | 35.7531 | 35.436 | 35.1216 | 34.8094 | 34.5019 | 34.1996 | 33.9024 | 33.6098 | 33.3217 | 33.0378 | 32.7578 | 32.4814 | 32.2085 | 31.9388 | 31.672 | 31.408 | 31.1465 | 30.8874
Northwest | Machines & Computer | Peak | December | Motors | MW | 120.7118 | 126.6222 | 136.1735 | 159.8421 | 158.2434 | 150.2079 | 172.4167 | 187.7183 | 174.4861 | 210.0844 | 224.2789 | 195.4307 | 228.3661 | 178.3807 | 182.608 | 148.1118 | 123.0139 | 186.0879 | 181.8128 | 208.6752 | 201.0441 | 199.9196 | 205.2266 | 196.177 | 188.6568 | 193.9793 | 186.6311 | 134.5583 | 129.9649 | 130.637 | 128.8112 | 127.0099 | 125.2315 | 123.4749 | 121.7388 | 119.9978 | 118.261 | 116.5437 | 114.8449 | 113.1635 | 111.4986 | 109.8493 | 108.2149 | 106.5944 | 104.9873 | 103.3929 | 101.8105 | 100.2397 | 98.6798 | 97.1303
Northwest | Machines & Computer | Peak | December | Other Subs | MW | 43.995 | 48.8146 | 55.8861 | 66.0496 | 65.8345 | 61.8024 | 73.97 | 82.8922 | 76.3257 | 97.8734 | 105.0892 | 92.5443 | 107.2236 | 83.7722 | 85.6656 | 68.2013 | 55.2909 | 85.887 | 84.1813 | 96.4375 | 99.9854 | 100.6745 | 111.8926 | 108.7156 | 104.2379 | 108.1962 | 105.049 | 66.4311 | 62.1398 | 62.6903 | 62.0305 | 61.3677 | 60.7025 | 60.0352 | 59.3663 | 58.6912 | 58.0125 | 57.3337 | 56.6552 | 55.9772 | 55.2999 | 54.6234 | 53.948 | 53.2736 | 52.6005 | 51.9286 | 51.2581 | 50.589 | 49.9213 | 49.2551
Northwest | Machines & Computer | Peak | December | Miscellaneous | MW | 66.3383 | 76.6219 | 89.9855 | 102.4344 | 105.5944 | 96.6166 | 103.8675 | 101.4525 | 99.6218 | 112.7267 | 115.9268 | 100.9039 | 120.145 | 98.1555 | 97.2295 | 68.1567 | 60.176 | 79.5792 | 74.2824 | 84.7342 | 82.9581 | 79.5214 | 91.0931 | 94.2847 | 80.3714 | 83.8815 | 81.2844 | 65.9226 | 63.5206 | 63.8384 | 62.9409 | 62.0606 | 61.1962 | 60.347 | 59.5118 | 58.6726 | 57.8361 | 57.0133 | 56.2032 | 55.4051 | 54.6182 | 53.842 | 53.0757 | 52.3187 | 51.5706 | 50.8309 | 50.099 | 49.3745 | 48.6566 | 47.944
Northwest | Electric Equipment | Peak | January | Process Heat | MW | 15.54 | 18.6138 | 20.1217 | 20.5761 | 25.5985 | 27.1724 | 27.5277 | 28.9559 | 29.4178 | 36.4245 | 39.0709 | 38.6571 | 35.1022 | 31.5411 | 35.4728 | 30.2661 | 26.138 | 27.2072 | 32.4743 | 32.4057 | 31.3928 | 32.7668 | 32.742 | 29.9958 | 26.773 | 29.6913 | 28.8984 | 31.4383 | 32.9257 | 33.974 | 34.3777 | 34.7764 | 35.1602 | 35.5374 | 35.911 | 36.2809 | 36.6472 | 37.01 | 37.3694 | 37.7281 | 38.0882 | 38.4443 | 38.7965 | 39.1449 | 39.4375 | 39.7139 | 39.9804 | 40.2379 | 40.4871 | 40.6831
Northwest | Electric Equipment | Peak | January | Motors | MW | 46.7332 | 55.0242 | 55.343 | 56.7635 | 68.1997 | 74.8193 | 85.0298 | 93.3426 | 95.0518 | 115.4388 | 123.9522 | 120.3007 | 104.2224 | 89.2085 | 109.9965 | 115.8472 | 98.2324 | 103.4056 | 126.3847 | 123.5627 | 116.1881 | 127.6091 | 114.8553 | 101.8948 | 98.78 | 108.9535 | 105.9924 | 104.4518 | 99.0282 | 101.5437 | 102.1303 | 102.7112 | 103.277 | 103.8367 | 104.3932 | 104.9467 | 105.497 | 106.0442 | 106.5885 | 107.1295 | 107.667 | 108.2019 | 108.7342 | 109.264 | 109.6429 | 110.0042 | 110.3644 | 110.7238 | 111.0828 | 111.3395
Northwest | Electric Equipment | Peak | January | Other Subs | MW | 16.441 | 19.9826 | 20.836 | 21.5562 | 27.2468 | 30.0506 | 35.0957 | 39.6576 | 40.2091 | 51.2945 | 54.8421 | 54.2505 | 46.6955 | 40.0734 | 50.1931 | 51.4853 | 42.7307 | 45.4025 | 55.8043 | 54.6349 | 55.9567 | 63.6871 | 60.4261 | 52.5085 | 50.7256 | 56.6202 | 56.0564 | 46.5467 | 46.2909 | 47.6018 | 48.0019 | 48.3907 | 48.7688 | 49.1372 | 49.4968 | 49.8483 | 50.1921 | 50.5287 | 50.8587 | 51.1807 | 51.493 | 51.7992 | 52.0999 | 52.3953 | 52.5757 | 52.7394 | 52.8992 | 53.0556 | 53.2091 | 53.2847
Northwest | Electric Equipment | Peak | January | Miscellaneous | MW | 32.0334 | 39.0999 | 43.5511 | 43.7068 | 52.9176 | 55.7917 | 53.342 | 53.7505 | 54.6553 | 65.741 | 70.1019 | 70.3848 | 66.2904 | 61.3026 | 64.582 | 50.6955 | 44.4143 | 45.8282 | 53.8061 | 53.9332 | 51.552 | 51.3651 | 52.3657 | 51.0881 | 42.9128 | 48.1659 | 46.8802 | 53.0235 | 50.203 | 51.5041 | 51.8264 | 52.1452 | 52.4499 | 52.7504 | 53.0495 | 53.3471 | 53.6433 | 53.9381 | 54.2313 | 54.5222 | 54.8102 | 55.097 | 55.3827 | 55.6672 | 55.8591 | 56.0395 | 56.2187 | 56.397 | 56.5742 | 56.6994
Northwest | Electric Equipment | Peak | February | Process Heat | MW | 15.9512 | 19.1068 | 20.6516 | 21.1292 | 26.3154 | 27.9208 | 28.2776 | 29.7316 | 30.2298 | 37.4062 | 40.52 | 37.2982 | 32.6631 | 32.9671 | 34.8894 | 30.9109 | 25.8502 | 29.8671 | 28.9492 | 31.9819 | 36.686 | 32.2242 | 30.5293 | 29.326 | 27.8814 | 31.0976 | 28.9479 | 31.4946 | 32.9786 | 34.0282 | 34.4322 | 34.8313 | 35.2155 | 35.5931 | 35.9671 | 36.3374 | 36.7041 | 37.0673 | 37.427 | 37.7861 | 38.1467 | 38.5032 | 38.8558 | 39.2046 | 39.4973 | 39.7738 | 40.0403 | 40.2977 | 40.5469 | 40.7428
Northwest | Electric Equipment | Peak | February | Motors | MW | 48.0011 | 56.4919 | 56.8138 | 58.2929 | 70.1135 | 76.8886 | 87.3532 | 95.8591 | 97.6829 | 118.5459 | 128.4866 | 116.0303 | 96.968 | 93.2335 | 108.176 | 118.3484 | 97.1696 | 113.4984 | 112.6619 | 121.9355 | 135.895 | 125.6073 | 107.2275 | 99.7082 | 102.9219 | 114.157 | 106.2036 | 104.5831 | 99.1406 | 101.6579 | 102.2442 | 102.8248 | 103.3904 | 103.9499 | 104.5062 | 105.0593 | 105.6094 | 106.1564 | 106.7005 | 107.2413 | 107.7785 | 108.3131 | 108.8452 | 109.3747 | 109.7526 | 110.1127 | 110.4718 | 110.8301 | 111.188 | 111.4438
Northwest | Electric Equipment | Peak | February | Other Subs | MW | 16.8847 | 20.5137 | 21.3863 | 22.1361 | 28.0108 | 30.8809 | 36.0551 | 40.7285 | 41.324 | 52.6767 | 56.8474 | 52.3238 | 43.445 | 41.8806 | 49.3637 | 52.6045 | 42.2745 | 49.8388 | 49.7501 | 53.9204 | 65.4729 | 62.7032 | 56.4343 | 51.4126 | 52.8699 | 59.3403 | 56.1817 | 46.6218 | 46.3628 | 47.6752 | 48.0754 | 48.4644 | 48.8424 | 49.2109 | 49.5706 | 49.9221 | 50.2659 | 50.6026 | 50.9326 | 51.2546 | 51.5668 | 51.873 | 52.1735 | 52.4689 | 52.6485 | 52.8115 | 52.9706 | 53.1262 | 53.2789 | 53.3539
Northwest | Electric Equipment | Peak | February | Miscellaneous | MW | 32.8715 | 40.1272 | 44.6885 | 44.8738 | 54.3882 | 57.3175 | 54.7861 | 55.1939 | 56.1708 | 67.5156 | 72.7177 | 67.9165 | 61.6748 | 64.0645 | 63.5251 | 51.7793 | 43.9355 | 50.306 | 47.9611 | 53.2274 | 60.2768 | 50.5514 | 48.8553 | 49.9734 | 44.7125 | 50.4689 | 46.9795 | 53.0957 | 50.2653 | 51.5676 | 51.89 | 52.2089 | 52.5138 | 52.8144 | 53.1136 | 53.4114 | 53.7078 | 54.0027 | 54.296 | 54.5871 | 54.8752 | 55.1621 | 55.4479 | 55.7325 | 55.924 | 56.1039 | 56.2827 | 56.4605 | 56.6374 | 56.7622
Northwest | Electric Equipment | Peak | March | Process Heat | MW | 14.3524 | 17.1765 | 18.5651 | 19.0141 | 23.637 | 25.117 | 25.4185 | 26.8037 | 27.2088 | 33.6696 | 33.5503 | 34.3822 | 32.8836 | 31.2807 | 33.1734 | 27.0822 | 25.2777 | 26.2355 | 26.3544 | 26.7785 | 32.3587 | 28.9195 | 28.2377 | 29.377 | 26.645 | 26.5872 | 28.1381 | 30.6117 | 32.0375 | 33.0577 | 33.4508 | 33.839 | 34.2128 | 34.5802 | 34.944 | 35.3042 | 35.661 | 36.0144 | 36.3644 | 36.7138 | 37.0647 | 37.4116 | 37.7547 | 38.094 | 38.3785 | 38.6472 | 38.9061 | 39.1562 | 39.3982 | 39.5886
Northwest | Electric Equipment | Peak | March | Motors | MW | 43.1832 | 50.7746 | 51.0627 | 52.4547 | 62.9662 | 69.1633 | 78.5223 | 86.4357 | 87.9241 | 106.7219 | 106.4194 | 106.9979 | 97.6516 | 88.4721 | 102.8649 | 103.6722 | 95.0038 | 99.7031 | 102.5685 | 102.1 | 119.8773 | 112.7259 | 99.1913 | 99.8981 | 98.3747 | 97.6215 | 103.2473 | 101.5303 | 96.2373 | 98.6817 | 99.2516 | 99.8161 | 100.3658 | 100.9096 | 101.4504 | 101.9881 | 102.5228 | 103.0545 | 103.5834 | 104.109 | 104.6312 | 105.1509 | 105.6681 | 106.1828 | 106.5491 | 106.898 | 107.2459 | 107.5932 | 107.94 | 108.1879
Northwest | Electric Equipment | Peak | March | Other Subs | MW | 15.1898 | 18.4366 | 19.2203 | 19.9177 | 25.1555 | 27.7774 | 32.4087 | 36.7221 | 37.1941 | 47.4216 | 47.0844 | 48.2514 | 43.751 | 39.7415 | 46.9395 | 46.0792 | 41.3304 | 43.7796 | 45.2918 | 45.1473 | 57.7566 | 56.2752 | 52.2071 | 51.5179 | 50.5385 | 50.7545 | 54.629 | 45.279 | 45.0088 | 46.2833 | 46.6723 | 47.0503 | 47.4178 | 47.776 | 48.1256 | 48.4672 | 48.8014 | 49.1287 | 49.4495 | 49.7625 | 50.066 | 50.3636 | 50.6558 | 50.9429 | 51.1169 | 51.2745 | 51.4283 | 51.5788 | 51.7265 | 51.7989
Northwest | Electric Equipment | Peak | March | Miscellaneous | MW | 29.5757 | 36.0715 | 40.1724 | 40.3805 | 48.8538 | 51.5612 | 49.2378 | 49.7491 | 50.5453 | 60.7623 | 60.1958 | 62.594 | 62.0853 | 60.7866 | 60.3897 | 45.3589 | 42.9531 | 44.1899 | 43.6644 | 44.5673 | 53.1697 | 45.369 | 45.1889 | 50.0656 | 42.7379 | 43.1638 | 45.6816 | 51.5683 | 48.8141 | 50.0795 | 50.3932 | 50.7035 | 51.0002 | 51.2927 | 51.5839 | 51.8736 | 52.162 | 52.4489 | 52.7343 | 53.0175 | 53.2978 | 53.577 | 53.8551 | 54.132 | 54.3178 | 54.4922 | 54.6655 | 54.838 | 55.0094 | 55.1305
Northwest | Electric Equipment | Peak | April | Process Heat | MW | 12.7375 | 15.1788 | 16.3494 | 16.8084 | 20.8898 | 22.2446 | 22.4778 | 23.9348 | 24.1818 | 29.9276 | 27.593 | 31.2541 | 28.9729 | 28.7881 | 30.5478 | 25.508 | 22.1278 | 24.8277 | 24.0865 | 26.6792 | 27.3408 | 25.3822 | 26.8927 | 23.5621 | 23.2974 | 23.5255 | 23.1672 | 25.1936 | 26.3447 | 27.1852 | 27.5099 | 27.8306 | 28.1395 | 28.4431 | 28.7438 | 29.0415 | 29.3364 | 29.6285 | 29.9178 | 30.2065 | 30.4964 | 30.7831 | 31.0666 | 31.347 | 31.582 | 31.8038 | 32.0176 | 32.2241 | 32.4239 | 32.5812
Northwest | Electric Equipment | Peak | April | Motors | MW | 38.363 | 44.7583 | 44.8057 | 46.2353 | 55.4953 | 61.1183 | 69.3132 | 77.1765 | 78.0408 | 94.8336 | 87.4793 | 97.2267 | 86.0229 | 81.3444 | 94.6738 | 97.5516 | 83.0847 | 94.2279 | 93.6454 | 101.6487 | 101.2277 | 98.8726 | 94.4322 | 80.1039 | 86.0065 | 86.3738 | 84.9749 | 83.4288 | 79.0861 | 81.0981 | 81.5697 | 82.0367 | 82.4916 | 82.9416 | 83.3891 | 83.834 | 84.2765 | 84.7165 | 85.1541 | 85.589 | 86.0212 | 86.4512 | 86.8792 | 87.3051 | 87.6078 | 87.8961 | 88.1836 | 88.4706 | 88.7571 | 88.9623
Northwest | Electric Equipment | Peak | April | Other Subs | MW | 13.4798 | 16.2304 | 16.8311 | 17.5326 | 22.1661 | 24.5439 | 28.6022 | 32.7824 | 33.0113 | 42.1332 | 38.7003 | 43.8423 | 38.5379 | 36.5365 | 43.2034 | 43.3619 | 36.1476 | 41.3721 | 41.3514 | 44.9474 | 48.7743 | 49.3671 | 49.7031 | 41.3066 | 44.1811 | 44.9071 | 44.9566 | 37.21 | 36.9551 | 38.0034 | 38.3246 | 38.6368 | 38.9404 | 39.2363 | 39.5251 | 39.8074 | 40.0836 | 40.3541 | 40.6192 | 40.878 | 41.129 | 41.3752 | 41.6169 | 41.8544 | 41.9981 | 42.1283 | 42.2553 | 42.3796 | 42.5015 | 42.5616
Northwest | Electric Equipment | Peak | April | Miscellaneous | MW | 26.1955 | 31.8105 | 35.3117 | 35.6362 | 43.1125 | 45.605 | 43.4195 | 44.3664 | 44.8305 | 53.9555 | 49.4627 | 56.8424 | 54.6644 | 55.9228 | 55.5588 | 42.6516 | 37.5352 | 41.7814 | 39.878 | 44.3882 | 44.9149 | 39.7973 | 43.0202 | 40.1489 | 37.3673 | 38.1971 | 37.6058 | 42.4086 | 40.1461 | 41.1886 | 41.4485 | 41.7055 | 41.9513 | 42.1936 | 42.4348 | 42.6748 | 42.9136 | 43.1513 | 43.3877 | 43.6222 | 43.8544 | 44.0857 | 44.316 | 44.5453 | 44.699 | 44.8432 | 44.9866 | 45.1292 | 45.2709 | 45.3713
Northwest | Electric Equipment | Peak | May | Process Heat | MW | 12.8054 | 15.076 | 16.2427 | 16.8273 | 20.8609 | 22.2494 | 22.1308 | 23.8927 | 23.7897 | 29.3835 | 30.4852 | 31.9819 | 29.2242 | 30.3475 | 32.5522 | 25.7363 | 25.273 | 24.9345 | 24.053 | 27.6911 | 29.9326 | 25.7782 | 26.2247 | 24.6974 | 24.6976 | 23.5689 | 23.8667 | 25.9039 | 27.0298 | 27.8989 | 28.2388 | 28.5746 | 28.8981 | 29.2161 | 29.531 | 29.8429 | 30.1519 | 30.4579 | 30.7612 | 31.0635 | 31.3667 | 31.6665 | 31.9632 | 32.2568 | 32.5032 | 32.736 | 32.9604 | 33.1774 | 33.3875 | 33.5529
Northwest | Electric Equipment | Peak | May | Motors | MW | 38.1392 | 43.7362 | 43.6161 | 45.444 | 54.712 | 60.3542 | 67.3602 | 76.4665 | 76.1194 | 92.4387 | 95.7403 | 98.5946 | 86.0618 | 85.0061 | 100.2137 | 98.2811 | 94.7227 | 94.3 | 93.3012 | 105.2954 | 110.498 | 100.0379 | 91.8101 | 83.7341 | 90.9557 | 86.3092 | 87.2866 | 85.5342 | 81.1611 | 83.2419 | 83.7416 | 84.2365 | 84.7187 | 85.1958 | 85.6702 | 86.1419 | 86.6109 | 87.0773 | 87.5412 | 88.0023 | 88.4605 | 88.9164 | 89.3702 | 89.8217 | 90.1451 | 90.4535 | 90.7609 | 91.0677 | 91.3741 | 91.5947
Northwest | Electric Equipment | Peak | May | Other Subs | MW | 13.4012 | 15.8183 | 16.2919 | 17.1709 | 21.8582 | 24.2635 | 27.8084 | 32.4991 | 32.2135 | 41.0542 | 42.3153 | 44.4333 | 38.5441 | 38.1785 | 45.7401 | 43.7145 | 41.2349 | 41.4134 | 41.2157 | 46.5802 | 53.2492 | 49.983 | 48.3109 | 43.1174 | 46.6515 | 44.8036 | 46.1046 | 38.0908 | 37.7184 | 38.7975 | 39.1344 | 39.4622 | 39.781 | 40.0919 | 40.3956 | 40.6925 | 40.9832 | 41.268 | 41.5473 | 41.8202 | 42.0854 | 42.3457 | 42.6014 | 42.8529 | 43.0067 | 43.1467 | 43.2833 | 43.4172 | 43.5487 | 43.615
Northwest | Electric Equipment | Peak | May | Miscellaneous | MW | 26.2795 | 31.4605 | 34.9132 | 35.5346 | 42.9109 | 45.4828 | 42.573 | 44.2627 | 43.9812 | 52.9994 | 54.726 | 58.2157 | 55.1853 | 58.9831 | 59.2129 | 42.8698 | 42.7245 | 41.8784 | 39.7494 | 46.0492 | 49.1193 | 40.2923 | 41.8467 | 42.0103 | 39.5339 | 38.1871 | 38.6373 | 43.583 | 41.294 | 42.3746 | 42.6501 | 42.9224 | 43.183 | 43.4399 | 43.6955 | 43.9499 | 44.2029 | 44.4547 | 44.7051 | 44.9536 | 45.1997 | 45.4448 | 45.6888 | 45.9317 | 46.0959 | 46.2502 | 46.4035 | 46.556 | 46.7076 | 46.8156
Northwest | Electric Equipment | Peak | June | Process Heat | MW | 12.9713 | 15.0974 | 16.3962 | 17.1969 | 20.4725 | 22.2077 | 21.4482 | 24.3451 | 23.011 | 28.7394 | 26.953 | 27.7217 | 27.0004 | 28.4389 | 32.288 | 23.7331 | 23.7525 | 24.1402 | 24.3674 | 26.4449 | 28.9742 | 22.776 | 25.4183 | 21.1261 | 21.8426 | 20.9939 | 21.433 | 23.2279 | 24.1545 | 24.9362 | 25.2451 | 25.5503 | 25.8445 | 26.1338 | 26.4204 | 26.7043 | 26.9855 | 27.2641 | 27.5402 | 27.8153 | 28.091 | 28.3637 | 28.6336 | 28.9008 | 29.1243 | 29.3353 | 29.5387 | 29.7352 | 29.9254 | 30.0756
Northwest | Electric Equipment | Peak | June | Motors | MW | 38.0013 | 43.0605 | 43.0967 | 45.5749 | 53.0338 | 59.4146 | 64.2855 | 77.1378 | 72.8478 | 89.5677 | 83.6449 | 84.5264 | 78.6808 | 78.7684 | 98.4284 | 90.5509 | 88.8871 | 91.0892 | 94.4883 | 100.4431 | 106.7644 | 88.1896 | 88.9111 | 71.5685 | 80.3983 | 76.826 | 78.2908 | 76.1961 | 72.3161 | 74.1808 | 74.6367 | 75.0883 | 75.5285 | 75.9641 | 76.3971 | 76.8277 | 77.2558 | 77.6816 | 78.105 | 78.5259 | 78.9442 | 79.3604 | 79.7745 | 80.1867 | 80.48 | 80.7593 | 81.0378 | 81.3157 | 81.5932 | 81.7939
Northwest | Electric Equipment | Peak | June | Other Subs | MW | 13.3839 | 15.561 | 16.0422 | 17.179 | 21.2104 | 23.9414 | 26.5693 | 32.8184 | 30.8546 | 39.7704 | 36.9296 | 38.0688 | 35.2318 | 35.3853 | 44.9376 | 40.3181 | 38.7268 | 40.031 | 41.7825 | 44.4768 | 51.4726 | 44.0931 | 46.7907 | 36.8445 | 41.22 | 39.8727 | 41.3473 | 33.9566 | 33.5058 | 34.4707 | 34.7763 | 35.0736 | 35.363 | 35.6453 | 35.9211 | 36.1909 | 36.4551 | 36.714 | 36.9681 | 37.2164 | 37.4581 | 37.6954 | 37.9287 | 38.1581 | 38.2971 | 38.4233 | 38.5467 | 38.6675 | 38.7862 | 38.8466
Northwest | Electric Equipment | Peak | June | Miscellaneous | MW | 26.6462 | 31.4537 | 35.1472 | 36.2268 | 42.0699 | 45.3651 | 41.2794 | 45.1588 | 42.5154 | 51.9744 | 48.5541 | 50.6012 | 51.118 | 55.3837 | 58.8271 | 39.3788 | 40.0334 | 40.5081 | 40.2354 | 43.9856 | 47.5248 | 35.5376 | 40.5136 | 35.9173 | 34.9561 | 34.0176 | 34.6907 | 38.9505 | 36.9093 | 37.8815 | 38.1339 | 38.3835 | 38.6226 | 38.8583 | 39.0927 | 39.326 | 39.558 | 39.7888 | 40.0183 | 40.2461 | 40.4718 | 40.6964 | 40.92 | 41.1426 | 41.2921 | 41.4325 | 41.5718 | 41.7104 | 41.8482 | 41.947
Northwest | Electric Equipment | Peak | July | Process Heat | MW | 11.9858 | 13.9771 | 15.3121 | 16.1759 | 18.6299 | 20.3645 | 19.4338 | 22.9754 | 20.8176 | 26.3983 | 26.0012 | 25.5874 | 26.6825 | 26.7471 | 29.518 | 20.7984 | 21.1505 | 22.3274 | 22.3463 | 26.0145 | 26.5659 | 22.9237 | 22.6755 | 22.1885 | 21.7266 | 20.6864 | 21.8136 | 23.6128 | 24.4725 | 25.2693 | 25.5871 | 25.901 | 26.2037 | 26.5015 | 26.7965 | 27.0887 | 27.3782 | 27.6651 | 27.9494 | 28.2328 | 28.5164 | 28.797 | 29.0749 | 29.35 | 29.5792 | 29.7955 | 30.0038 | 30.205 | 30.3997 | 30.5537
Northwest | Electric Equipment | Peak | July | Motors | MW | 34.633 | 39.4736 | 39.7625 | 42.4653 | 47.9184 | 54.0112 | 57.7191 | 72.4849 | 65.4306 | 81.8012 | 80.1171 | 77.4953 | 77.0097 | 73.5695 | 89.3719 | 79.2913 | 79.0615 | 84.0156 | 86.5949 | 98.623 | 97.6856 | 88.5444 | 79.2746 | 75.1418 | 79.9395 | 75.6461 | 79.6275 | 76.932 | 73.0154 | 74.9078 | 75.3777 | 75.8431 | 76.2967 | 76.7456 | 77.1919 | 77.6357 | 78.0769 | 78.5157 | 78.952 | 79.3858 | 79.8169 | 80.2458 | 80.6727 | 81.0975 | 81.3971 | 81.6822 | 81.9664 | 82.25 | 82.5333 | 82.7389
Northwest | Electric Equipment | Peak | July | Other Subs | MW | 12.2309 | 14.2766 | 14.792 | 15.9953 | 19.1844 | 21.8051 | 23.8768 | 30.8556 | 27.7277 | 36.3185 | 35.3484 | 34.8885 | 34.4752 | 33.056 | 40.8081 | 35.3293 | 34.4628 | 36.94 | 38.3204 | 43.6939 | 47.1207 | 44.3042 | 41.7276 | 38.6876 | 40.9696 | 39.2518 | 42.0617 | 34.3239 | 33.7547 | 34.7323 | 35.0456 | 35.3506 | 35.6475 | 35.9373 | 36.2205 | 36.4977 | 36.7691 | 37.0352 | 37.2963 | 37.5517 | 37.8006 | 38.045 | 38.2852 | 38.5216 | 38.6631 | 38.7912 | 38.9163 | 39.039 | 39.1595 | 39.2211
Northwest | Electric Equipment | Peak | July | Miscellaneous | MW | 24.6884 | 29.1501 | 32.8167 | 34.0624 | 38.3146 | 41.6307 | 37.5036 | 42.6864 | 38.4757 | 47.846 | 46.9494 | 46.7989 | 50.6334 | 52.1667 | 53.8348 | 34.4095 | 35.575 | 37.4204 | 36.8664 | 43.2582 | 43.5541 | 35.7004 | 36.1051 | 37.7165 | 34.7664 | 33.523 | 35.321 | 39.4505 | 37.3803 | 38.3707 | 38.632 | 38.8904 | 39.1379 | 39.3818 | 39.6245 | 39.8659 | 40.106 | 40.3448 | 40.5822 | 40.8179 | 41.0514 | 41.2838 | 41.5152 | 41.7454 | 41.8987 | 42.0424 | 42.185 | 42.3268 | 42.4678 | 42.5694
Northwest | Electric Equipment | Peak | August | Process Heat | MW | 11.5131 | 13.4233 | 14.7365 | 15.5679 | 17.8385 | 19.5147 | 18.5906 | 22.0639 | 19.8873 | 25.2688 | 24.9271 | 25.6668 | 25.3816 | 26.1452 | 28.1683 | 20.4843 | 20.3666 | 20.3551 | 22.0705 | 25.2494 | 23.3516 | 21.0088 | 22.4597 | 20.4112 | 21.5949 | 20.9535 | 21.8797 | 23.6885 | 24.5415 | 25.3405 | 25.6591 | 25.974 | 26.2775 | 26.5759 | 26.8716 | 27.1645 | 27.4548 | 27.7424 | 28.0274 | 28.3115 | 28.5959 | 28.8773 | 29.1559 | 29.4318 | 29.6613 | 29.8777 | 30.0862 | 30.2875 | 30.4822 | 30.6364
Northwest | Electric Equipment | Peak | August | Motors | MW | 33.1858 | 37.8771 | 38.2473 | 40.8557 | 45.8801 | 51.7455 | 55.1689 | 69.5832 | 62.4726 | 78.2571 | 76.7362 | 77.6845 | 73.2131 | 71.906 | 85.2219 | 78.1427 | 76.1642 | 76.6232 | 85.5867 | 95.7661 | 85.9084 | 81.1996 | 78.5959 | 69.1785 | 79.5072 | 76.6675 | 79.9101 | 77.0869 | 73.1451 | 75.0403 | 75.5105 | 75.9762 | 76.4299 | 76.8789 | 77.3253 | 77.7692 | 78.2105 | 78.6494 | 79.0859 | 79.5198 | 79.9511 | 80.3802 | 80.8071 | 81.2321 | 81.5307 | 81.8145 | 82.0975 | 82.38 | 82.6621 | 82.867
Northwest | Electric Equipment | Peak | August | Other Subs | MW | 11.7301 | 13.7091 | 14.2393 | 15.3976 | 18.3735 | 20.8977 | 22.8271 | 29.6271 | 26.4781 | 34.7491 | 33.8566 | 34.9736 | 32.7779 | 32.3124 | 38.9145 | 34.8263 | 33.207 | 33.6984 | 37.8846 | 42.4388 | 41.4467 | 40.6335 | 41.379 | 35.6359 | 40.7631 | 39.7973 | 42.2291 | 34.416 | 33.8387 | 34.8184 | 35.132 | 35.4374 | 35.7346 | 36.0247 | 36.3082 | 36.5857 | 36.8574 | 37.1238 | 37.3852 | 37.6408 | 37.8898 | 38.1344 | 38.3749 | 38.6114 | 38.7521 | 38.8793 | 39.0036 | 39.1254 | 39.245 | 39.3059
Northwest | Electric Equipment | Peak | August | Miscellaneous | MW | 23.7407 | 28.0215 | 31.6036 | 32.8021 | 36.7098 | 39.9163 | 35.9233 | 41.035 | 36.791 | 45.8439 | 45.06 | 46.9884 | 48.1945 | 51.0141 | 51.4164 | 33.9012 | 34.2789 | 34.1288 | 36.4236 | 42.0002 | 38.2963 | 32.738 | 35.7799 | 34.7132 | 34.5773 | 33.978 | 35.4545 | 39.5415 | 37.4576 | 38.4499 | 38.7117 | 38.9705 | 39.2183 | 39.4624 | 39.7054 | 39.947 | 40.1874 | 40.4264 | 40.6641 | 40.9 | 41.1338 | 41.3665 | 41.5981 | 41.8286 | 41.9814 | 42.1245 | 42.2666 | 42.4078 | 42.5483 | 42.6495
Northwest | Electric Equipment | Peak | September | Process Heat | MW | 12.1847 | 14.2933 | 15.484 | 16.1595 | 19.4299 | 20.9763 | 20.5597 | 22.9725 | 22.1152 | 27.5156 | 27.437 | 27.965 | 29.1723 | 27.8433 | 29.3207 | 21.8979 | 21.507 | 24.9368 | 22.7724 | 26.0638 | 27.2526 | 23.4968 | 23.4449 | 23.0426 | 22.3844 | 24.1465 | 23.0373 | 25.0091 | 26.0787 | 26.9165 | 27.2438 | 27.5671 | 27.8787 | 28.1851 | 28.4886 | 28.7891 | 29.0868 | 29.3818 | 29.6739 | 29.9653 | 30.2575 | 30.5466 | 30.8325 | 31.1155 | 31.3524 | 31.576 | 31.7915 | 31.9997 | 32.2012 | 32.3601
Northwest | Electric Equipment | Peak | September | Motors | MW | 36.1609 | 41.4067 | 41.4892 | 43.5869 | 50.9121 | 56.8137 | 62.4214 | 73.5011 | 70.6213 | 86.4536 | 85.9642 | 86.1047 | 85.7895 | 77.9116 | 90.0185 | 83.7395 | 80.6735 | 94.4112 | 88.5632 | 99.2477 | 100.6923 | 91.2531 | 82.2275 | 78.2347 | 82.5398 | 88.5145 | 84.3262 | 82.4258 | 78.181 | 80.1831 | 80.6623 | 81.1369 | 81.5995 | 82.0572 | 82.5122 | 82.9647 | 83.4146 | 83.862 | 84.3069 | 84.7492 | 85.1886 | 85.6259 | 86.0611 | 86.4941 | 86.802 | 87.0952 | 87.3876 | 87.6794 | 87.9708 | 88.1804
Northwest | Electric Equipment | Peak | September | Other Subs | MW | 12.7232 | 14.9914 | 15.5112 | 16.478 | 20.3538 | 22.8626 | 25.7837 | 31.2526 | 29.8986 | 38.4082 | 37.994 | 38.8052 | 38.4297 | 35.0048 | 41.0924 | 37.2794 | 35.1451 | 41.4985 | 39.1651 | 43.9446 | 48.5484 | 45.6024 | 43.2867 | 40.3214 | 42.3676 | 45.9823 | 44.5755 | 36.7494 | 36.3801 | 37.4198 | 37.7436 | 38.0585 | 38.3648 | 38.6636 | 38.9553 | 39.2406 | 39.5198 | 39.7933 | 40.0616 | 40.3236 | 40.5782 | 40.828 | 41.0734 | 41.3147 | 41.4607 | 41.5931 | 41.7224 | 41.849 | 41.9734 | 42.0355
Northwest | Electric Equipment | Peak | September | Miscellaneous | MW | 25.0422 | 29.8668 | 33.3052 | 34.1408 | 40.015 | 42.9293 | 39.6612 | 42.6463 | 40.9578 | 49.7521 | 49.3854 | 51.0146 | 55.1729 | 54.1853 | 53.4306 | 36.4747 | 36.3962 | 41.9335 | 37.6772 | 43.3906 | 44.7501 | 36.7509 | 37.4482 | 39.2304 | 35.8728 | 39.1686 | 37.3425 | 42.0164 | 39.7943 | 40.835 | 41.0998 | 41.3615 | 41.6122 | 41.8594 | 42.1053 | 42.3501 | 42.5935 | 42.8357 | 43.0765 | 43.3155 | 43.5522 | 43.7879 | 44.0226 | 44.2562 | 44.4129 | 44.56 | 44.7061 | 44.8514 | 44.9959 | 45.0988
Northwest | Electric Equipment | Peak | October | Process Heat | MW | 13.4231 | 16.0053 | 17.2951 | 17.7452 | 22.0063 | 23.4141 | 23.5988 | 24.997 | 25.2866 | 31.2667 | 28.5268 | 30.1753 | 29.0429 | 27.6462 | 29.8124 | 23.0896 | 24.8222 | 25.3857 | 23.9077 | 25.0916 | 33.1114 | 26.8419 | 26.1377 | 25.181 | 23.699 | 24.6851 | 24.6451 | 26.8047 | 28.0394 | 28.9326 | 29.277 | 29.6171 | 29.9449 | 30.2672 | 30.5863 | 30.9023 | 31.2152 | 31.5251 | 31.8322 | 32.1386 | 32.4462 | 32.7505 | 33.0513 | 33.3489 | 33.5983 | 33.8338 | 34.0606 | 34.2797 | 34.4918 | 34.6586
Northwest | Electric Equipment | Peak | October | Motors | MW | 40.319 | 47.1937 | 47.4319 | 48.8323 | 58.5131 | 64.3673 | 72.7343 | 80.5296 | 81.5881 | 98.9998 | 90.3673 | 93.7731 | 86.1296 | 78.0807 | 92.3464 | 88.3447 | 93.2482 | 96.4233 | 93.0082 | 95.6429 | 122.7561 | 104.648 | 91.8737 | 85.6717 | 87.5105 | 90.635 | 90.4152 | 88.8283 | 84.1997 | 86.3392 | 86.8388 | 87.3335 | 87.8157 | 88.2927 | 88.7671 | 89.2387 | 89.7076 | 90.174 | 90.6378 | 91.0987 | 91.5567 | 92.0124 | 92.4659 | 92.9172 | 93.238 | 93.5434 | 93.848 | 94.1519 | 94.4555 | 94.6725
Northwest | Electric Equipment | Peak | October | Other Subs | MW | 14.1847 | 17.1325 | 17.8427 | 18.5354 | 23.3785 | 25.8572 | 30.0234 | 34.2153 | 34.516 | 43.9878 | 39.9763 | 42.2836 | 38.5864 | 35.0726 | 42.1401 | 39.2664 | 40.5663 | 42.3375 | 41.0691 | 42.2912 | 59.1738 | 52.2586 | 48.3685 | 44.1979 | 44.9632 | 47.1238 | 47.8404 | 39.6201 | 39.3658 | 40.4812 | 40.822 | 41.1533 | 41.4753 | 41.7893 | 42.0957 | 42.3951 | 42.6881 | 42.975 | 43.2562 | 43.5305 | 43.7966 | 44.0576 | 44.3138 | 44.5655 | 44.7177 | 44.8556 | 44.9901 | 45.1217 | 45.2509 | 45.3142
Northwest | Electric Equipment | Peak | October | Miscellaneous | MW | 27.6589 | 33.5984 | 37.4053 | 37.6726 | 45.4704 | 48.0598 | 45.698 | 46.3975 | 46.9534 | 56.4357 | 51.1907 | 54.9427 | 54.8431 | 53.7284 | 54.2639 | 38.6433 | 42.1461 | 42.7447 | 39.6002 | 41.7559 | 54.4363 | 42.1152 | 41.8367 | 42.9261 | 38.0196 | 40.0778 | 40.0106 | 45.1352 | 42.7253 | 43.8335 | 44.1088 | 44.3811 | 44.6418 | 44.8989 | 45.1547 | 45.4093 | 45.6626 | 45.9147 | 46.1654 | 46.4141 | 46.6603 | 46.9055 | 47.1497 | 47.3929 | 47.5559 | 47.7089 | 47.8609 | 48.0121 | 48.1624 | 48.2687
Northwest | Electric Equipment | Peak | November | Process Heat | MW | 14.5992 | 17.4288 | 18.8544 | 19.3403 | 23.9585 | 25.5008 | 25.7082 | 27.2444 | 27.5263 | 34.0537 | 31.8351 | 32.4831 | 31.4394 | 30.3562 | 36.1259 | 27.3678 | 25.5883 | 28.5301 | 29.3509 | 32.1308 | 36.188 | 29.8976 | 26.8256 | 25.1824 | 31.2882 | 25.9685 | 26.2253 | 28.5225 | 29.8482 | 30.7992 | 31.166 | 31.5282 | 31.8771 | 32.2202 | 32.5599 | 32.8963 | 33.2294 | 33.5593 | 33.8861 | 34.2123 | 34.5397 | 34.8635 | 35.1838 | 35.5005 | 35.7663 | 36.0173 | 36.2592 | 36.4928 | 36.719 | 36.8969
Northwest | Electric Equipment | Peak | November | Motors | MW | 43.8972 | 51.4588 | 51.7852 | 53.2886 | 63.7753 | 70.165 | 79.3211 | 87.8218 | 88.8953 | 107.8781 | 100.8747 | 101.0199 | 93.3454 | 85.8309 | 111.9432 | 104.8362 | 96.2105 | 108.4446 | 114.2994 | 122.5533 | 134.0361 | 116.4667 | 94.1768 | 85.5914 | 115.4606 | 95.2977 | 96.1822 | 94.6141 | 89.6979 | 91.9778 | 92.5107 | 93.0385 | 93.5527 | 94.0614 | 94.5672 | 95.0702 | 95.5703 | 96.0677 | 96.5623 | 97.054 | 97.5424 | 98.0284 | 98.5121 | 98.9935 | 99.3368 | 99.6639 | 99.9901 | 100.3155 | 100.6406 | 100.8731
Northwest | Electric Equipment | Peak | November | Other Subs | MW | 15.4428 | 18.6852 | 19.4886 | 20.2339 | 25.4827 | 28.1879 | 32.7438 | 37.3195 | 37.6117 | 47.941 | 44.6311 | 45.5552 | 41.8255 | 38.5596 | 51.0858 | 46.614 | 41.8695 | 47.6335 | 50.4909 | 54.2101 | 64.5838 | 58.1482 | 49.5656 | 44.1281 | 59.3006 | 49.5302 | 50.8755 | 42.1792 | 41.918 | 43.106 | 43.4693 | 43.8224 | 44.1657 | 44.5003 | 44.827 | 45.1462 | 45.4584 | 45.7643 | 46.064 | 46.3565 | 46.6403 | 46.9185 | 47.1917 | 47.4601 | 47.6233 | 47.7713 | 47.9157 | 48.057 | 48.1957 | 48.2639
Northwest | Electric Equipment | Peak | November | Miscellaneous | MW | 30.0811 | 36.5959 | 40.7882 | 41.0664 | 49.5154 | 52.3512 | 49.8091 | 50.6024 | 51.1665 | 61.5031 | 57.1735 | 59.1785 | 59.3803 | 59.0086 | 65.8087 | 45.8424 | 43.5029 | 48.0692 | 48.6383 | 53.4923 | 59.4587 | 46.8773 | 42.9104 | 42.9026 | 50.1644 | 42.1379 | 42.5536 | 48.0619 | 45.5029 | 46.6832 | 46.9765 | 47.2666 | 47.5442 | 47.8179 | 48.0903 | 48.3614 | 48.6311 | 48.8995 | 49.1665 | 49.4314 | 49.6936 | 49.9548 | 50.2149 | 50.4739 | 50.648 | 50.8116 | 50.9742 | 51.1359 | 51.2967 | 51.4104
Northwest | Electric Equipment | Peak | December | Process Heat | MW | 13.5378 | 16.219 | 17.4725 | 17.8573 | 22.3139 | 23.6705 | 24.1191 | 25.3126 | 25.8577 | 31.9618 | 31.154 | 31.4888 | 35.7527 | 28.8226 | 32.628 | 24.6595 | 22.4712 | 26.3657 | 25.4353 | 31.2689 | 30.6577 | 27.3021 | 30.255 | 30.3639 | 25.3319 | 25.7675 | 25.1641 | 27.3822 | 28.6853 | 29.5975 | 29.9482 | 30.2946 | 30.628 | 30.9558 | 31.2804 | 31.6017 | 31.92 | 32.2352 | 32.5474 | 32.859 | 33.172 | 33.4814 | 33.7874 | 34.0901 | 34.3442 | 34.5844 | 34.8158 | 35.0394 | 35.2558 | 35.426
Northwest | Electric Equipment | Peak | December | Motors | MW | 40.9006 | 48.1262 | 48.2754 | 49.4663 | 59.5922 | 65.3473 | 74.7494 | 81.7784 | 83.7042 | 101.5109 | 99.1198 | 98.2721 | 106.4273 | 81.7048 | 101.3569 | 94.3899 | 84.447 | 100.2177 | 98.9906 | 119.2428 | 113.495 | 106.3564 | 106.1497 | 103.1785 | 93.4887 | 94.5925 | 92.3298 | 91.0102 | 86.2741 | 88.4632 | 88.9719 | 89.4758 | 89.9665 | 90.452 | 90.9347 | 91.4147 | 91.892 | 92.3667 | 92.8388 | 93.308 | 93.7742 | 94.238 | 94.6997 | 95.1592 | 95.4875 | 95.8004 | 96.1124 | 96.4238 | 96.7348 | 96.9569
Northwest | Electric Equipment | Peak | December | Other Subs | MW | 14.378 | 17.4778 | 18.1862 | 18.7927 | 23.8043 | 26.2372 | 30.8436 | 34.7363 | 35.4033 | 45.108 | 43.8663 | 44.3236 | 47.6867 | 36.704 | 46.2496 | 41.9476 | 36.7317 | 43.9995 | 43.7062 | 52.7215 | 54.6586 | 53.0721 | 55.8451 | 53.1781 | 48.0176 | 49.1694 | 48.841 | 40.5649 | 40.3572 | 41.4987 | 41.8462 | 42.184 | 42.5123 | 42.8322 | 43.1445 | 43.4496 | 43.7481 | 44.0403 | 44.3268 | 44.6063 | 44.8772 | 45.1429 | 45.4038 | 45.66 | 45.8162 | 45.958 | 46.0963 | 46.2316 | 46.3644 | 46.4296
Northwest | Electric Equipment | Peak | December | Miscellaneous | MW | 27.8861 | 34.0721 | 37.8345 | 37.9443 | 46.1363 | 48.6096 | 46.7065 | 46.964 | 48.0239 | 57.6437 | 55.838 | 57.2787 | 67.4761 | 56.0077 | 59.3756 | 41.3099 | 38.18 | 44.4105 | 42.1447 | 52.0408 | 50.3484 | 42.8069 | 48.3996 | 51.7256 | 40.6112 | 41.8145 | 40.8363 | 46.1857 | 43.7242 | 44.8561 | 45.1357 | 45.4122 | 45.6766 | 45.9372 | 46.1967 | 46.455 | 46.712 | 46.9677 | 47.2221 | 47.4745 | 47.7243 | 47.9732 | 48.221 | 48.4679 | 48.6341 | 48.7904 | 48.9457 | 49.1002 | 49.2538 | 49.3621
Northwest | Transport Equipment | Peak | January | Process Heat | MW | 84.6323 | 90.6003 | 104.7347 | 113.3596 | 141.7481 | 154.6893 | 149.1793 | 152.7631 | 137.0407 | 137.2334 | 116.8421 | 128.0218 | 144.0547 | 139.2589 | 131.378 | 85.9327 | 66.8833 | 76.5847 | 93.1208 | 98.6518 | 86.3496 | 82.3143 | 78.2281 | 93.2592 | 88.5335 | 114.7483 | 116.0047 | 97.2049 | 109.321 | 112.4696 | 113.6282 | 114.7766 | 115.922 | 117.07 | 118.2258 | 119.4 | 120.594 | 121.8061 | 123.0381 | 124.2912 | 125.566 | 126.8629 | 128.1816 | 129.5217 | 130.8825 | 132.2631 | 133.6626 | 135.0796 | 136.5129 | 137.9613
Northwest | Transport Equipment | Peak | January | Motors | MW | 188.1915 | 200.8291 | 219.9332 | 237.8882 | 314.4704 | 345.6743 | 324.8369 | 362.8169 | 333.5722 | 326.4236 | 252.6241 | 280.2937 | 328.2365 | 328.7114 | 317.4795 | 373.3527 | 266.1629 | 299.9303 | 398.8484 | 393.7853 | 345.3091 | 347.3562 | 318.4122 | 347.6696 | 351.3832 | 443.9344 | 442.6742 | 327.6823 | 298.0204 | 304.7192 | 305.539 | 306.4112 | 307.3311 | 308.2948 | 309.2986 | 310.3185 | 311.3633 | 312.4431 | 313.5554 | 314.6977 | 315.8674 | 317.0627 | 318.2815 | 319.522 | 320.7827 | 322.0619 | 323.3585 | 324.6711 | 325.9987 | 327.3402
Northwest | Transport Equipment | Peak | January | Other Subs | MW | 71.351 | 76.4249 | 84.5892 | 93.4179 | 131.3364 | 148.2385 | 139.7891 | 161.8668 | 145.1149 | 143.2592 | 105.2762 | 120.499 | 144.9062 | 147.6444 | 142.5382 | 172.0957 | 119.0352 | 135.8812 | 181.6966 | 179.0405 | 169.4268 | 176.3024 | 169.297 | 184.2773 | 180.3268 | 232.8043 | 239.0649 | 150.2296 | 128.2056 | 130.9428 | 131.1801 | 131.423 | 131.6784 | 131.9514 | 132.2461 | 132.5699 | 132.9242 | 133.3084 | 133.7233 | 134.1694 | 134.6466 | 135.1544 | 135.6922 | 136.259 | 136.8539 | 137.4754 | 138.1223 | 138.7931 | 139.4864 | 140.2007
Northwest | Transport Equipment | Peak | January | Miscellaneous | MW | 187.2681 | 201.125 | 233.5931 | 251.5957 | 310.1878 | 335.5229 | 324.5833 | 324.0923 | 289.4294 | 289.6222 | 253.0864 | 277.0648 | 308.5626 | 295.6696 | 276.5182 | 145.8059 | 119.9024 | 137.0162 | 158.8453 | 174.1259 | 151.2556 | 138.6698 | 130.9395 | 168.313 | 152.6675 | 200.4739 | 204.1528 | 196.8297 | 177.4923 | 181.8918 | 182.7835 | 183.7032 | 184.6485 | 185.6172 | 186.6073 | 187.6064 | 188.6189 | 189.6498 | 190.6978 | 191.7615 | 192.8396 | 193.931 | 195.0348 | 196.1499 | 197.2755 | 198.4108 | 199.5551 | 200.7076 | 201.8678 | 203.035
Northwest | Transport Equipment | Peak | February | Process Heat | MW | 86.8037 | 92.9235 | 107.3515 | 116.334 | 145.4669 | 158.7236 | 153.1488 | 156.8506 | 140.871 | 140.9898 | 121.4966 | 123.6978 | 133.9169 | 145.3444 | 129.331 | 88.1076 | 66.4611 | 84.3795 | 83.271 | 97.6169 | 102.3762 | 81.8013 | 73.7572 | 91.8347 | 92.7362 | 120.6544 | 116.5734 | 97.6545 | 109.8146 | 112.9785 | 114.1434 | 115.2982 | 116.4498 | 117.6042 | 118.7662 | 119.9468 | 121.1471 | 122.3657 | 123.6043 | 124.864 | 126.1456 | 127.4492 | 128.7748 | 130.1219 | 131.4899 | 132.8777 | 134.2844 | 135.7088 | 137.1496 | 138.6055
Northwest | Transport Equipment | Peak | February | Motors | MW | 193.0559 | 205.993 | 225.4561 | 244.1423 | 322.7396 | 354.7128 | 333.4968 | 372.5401 | 342.8965 | 335.3429 | 262.5157 | 270.7262 | 305.1222 | 343.0805 | 312.5001 | 382.8728 | 264.5123 | 330.4149 | 356.6693 | 389.6328 | 409.4775 | 345.3241 | 300.4296 | 342.4789 | 368.0948 | 466.8112 | 444.8608 | 329.1392 | 299.3152 | 306.0435 | 306.867 | 307.7432 | 308.6672 | 309.6352 | 310.6435 | 311.6681 | 312.7178 | 313.8026 | 314.9199 | 316.0673 | 317.2423 | 318.4429 | 319.6671 | 320.9131 | 322.1793 | 323.4641 | 324.7664 | 326.0848 | 327.4181 | 328.7654
Northwest | Transport Equipment | Peak | February | Other Subs | MW | 73.1904 | 78.3873 | 86.7087 | 95.8716 | 134.7862 | 152.11 | 143.5159 | 166.2092 | 149.1782 | 147.1812 | 109.4038 | 116.3881 | 134.7066 | 154.1005 | 140.3127 | 176.516 | 118.3305 | 149.7273 | 162.5164 | 177.1876 | 201.0395 | 175.3837 | 159.8356 | 181.5961 | 188.9419 | 244.8299 | 240.2697 | 150.9375 | 128.7864 | 131.5358 | 131.7738 | 132.0176 | 132.2737 | 132.5477 | 132.8434 | 133.1683 | 133.5239 | 133.9095 | 134.326 | 134.7738 | 135.2528 | 135.7626 | 136.3026 | 136.8717 | 137.469 | 138.093 | 138.7426 | 139.4162 | 140.1124 | 140.8297
Northwest | Transport Equipment | Peak | February | Miscellaneous | MW | 192.063 | 206.275 | 239.4211 | 258.1897 | 318.3145 | 344.2636 | 333.2119 | 332.768 | 297.5277 | 297.5551 | 263.2051 | 267.7221 | 286.8406 | 308.5815 | 272.219 | 149.4847 | 119.1493 | 150.9552 | 142.0301 | 172.2971 | 179.3611 | 137.8288 | 123.4632 | 165.7589 | 159.9373 | 210.8117 | 205.1708 | 197.7342 | 178.2943 | 182.7147 | 183.6113 | 184.5361 | 185.4866 | 186.4606 | 187.4561 | 188.4606 | 189.4787 | 190.5152 | 191.5688 | 192.6381 | 193.722 | 194.8192 | 195.9287 | 197.0497 | 198.1812 | 199.3223 | 200.4725 | 201.6309 | 202.7971 | 203.9703
Northwest | Transport Equipment | Peak | March | Process Heat | MW | 78.1091 | 83.5386 | 96.5255 | 104.6581 | 130.752 | 142.7779 | 137.5425 | 141.1942 | 126.6467 | 126.745 | 100.375 | 113.786 | 134.6601 | 137.8683 | 122.7966 | 77.122 | 64.9063 | 74.0198 | 75.7411 | 81.6421 | 90.3797 | 73.6428 | 68.4544 | 92.5187 | 89.0135 | 103.7975 | 113.9683 | 95.4315 | 107.3277 | 110.4242 | 111.5673 | 112.7004 | 113.8303 | 114.963 | 116.1031 | 117.2613 | 118.4387 | 119.634 | 120.8488 | 122.0843 | 123.3412 | 124.6197 | 125.9196 | 127.2405 | 128.5818 | 129.9426 | 131.3219 | 132.7184 | 134.1309 | 135.5583
Northwest | Transport Equipment | Peak | March | Motors | MW | 173.707 | 185.176 | 202.7072 | 219.6399 | 290.0721 | 319.0744 | 299.5291 | 335.3976 | 308.2931 | 301.5059 | 216.9767 | 249.138 | 306.8808 | 325.4486 | 296.743 | 335.1049 | 258.3031 | 289.8626 | 324.4183 | 325.8776 | 361.5041 | 310.8534 | 278.8412 | 345.0217 | 353.3124 | 401.5716 | 434.8872 | 321.5199 | 292.3347 | 298.9221 | 299.7421 | 300.6133 | 301.5312 | 302.4919 | 303.4919 | 304.5079 | 305.5484 | 306.623 | 307.7293 | 308.8649 | 310.0273 | 311.2147 | 312.4251 | 313.6566 | 314.9078 | 316.177 | 317.4633 | 318.7653 | 320.0818 | 321.4118
Northwest | Transport Equipment | Peak | March | Other Subs | MW | 65.8554 | 70.4653 | 77.9594 | 86.2484 | 121.1451 | 136.8266 | 128.8941 | 149.6286 | 134.1177 | 132.3242 | 90.4229 | 107.1049 | 135.4771 | 146.178 | 133.2321 | 154.4879 | 115.5452 | 131.3402 | 147.8108 | 148.1827 | 177.4868 | 157.8879 | 148.3654 | 182.9769 | 181.3737 | 210.6466 | 234.9209 | 147.4727 | 125.7965 | 128.4881 | 128.7266 | 128.9707 | 129.2269 | 129.5004 | 129.7953 | 130.1187 | 130.472 | 130.8547 | 131.2675 | 131.711 | 132.185 | 132.6891 | 133.2227 | 133.7848 | 134.3744 | 134.9902 | 135.6309 | 136.2952 | 136.9815 | 137.6885
Northwest | Transport Equipment | Peak | March | Miscellaneous | MW | 172.8239 | 185.4399 | 215.2754 | 232.2747 | 286.1158 | 309.6775 | 299.2467 | 299.5387 | 267.4713 | 267.4791 | 217.4223 | 246.2467 | 288.4221 | 292.7073 | 258.4511 | 130.8403 | 116.3518 | 132.4236 | 129.192 | 144.1015 | 158.3465 | 124.0853 | 114.5844 | 166.9953 | 153.5245 | 181.3726 | 200.6019 | 193.2424 | 174.2194 | 178.5466 | 179.4304 | 180.3417 | 181.278 | 182.2372 | 183.2173 | 184.2063 | 185.2085 | 186.2287 | 187.2655 | 188.3176 | 189.3839 | 190.4631 | 191.5544 | 192.6567 | 193.7693 | 194.8913 | 196.0221 | 197.1609 | 198.3072 | 199.4604
Northwest | Transport Equipment | Peak | April | Process Heat | MW | 69.037 | 73.5992 | 84.8758 | 92.2668 | 115.1616 | 126.0719 | 121.0475 | 125.4211 | 112.2321 | 112.2004 | 82.2182 | 102.8921 | 118.0506 | 126.5832 | 112.6206 | 72.9193 | 57.0001 | 70.2433 | 69.4941 | 81.4503 | 76.6164 | 64.7833 | 65.4186 | 74.5443 | 78.22 | 92.434 | 94.4092 | 79.0087 | 88.8859 | 91.4576 | 92.4118 | 93.3577 | 94.301 | 95.2464 | 96.1981 | 97.1647 | 98.1472 | 99.1445 | 100.1581 | 101.1887 | 102.2371 | 103.3034 | 104.3874 | 105.4889 | 106.6073 | 107.7418 | 108.8916 | 110.0557 | 111.2331 | 112.4228
Northwest | Transport Equipment | Peak | April | Motors | MW | 153.5401 | 163.0021 | 178.103 | 193.5267 | 255.301 | 281.6305 | 263.5423 | 297.9849 | 273.0829 | 266.8902 | 177.6991 | 225.289 | 269.0475 | 298.7098 | 272.0916 | 316.7503 | 226.7277 | 274.8757 | 297.5428 | 325.0104 | 306.3535 | 273.3624 | 266.4524 | 277.9474 | 310.4204 | 357.5454 | 360.1402 | 266.0005 | 241.7701 | 247.2513 | 247.9619 | 248.7147 | 249.506 | 250.3325 | 251.1913 | 252.0632 | 252.9552 | 253.8754 | 254.8215 | 255.7918 | 256.7841 | 257.7969 | 258.8286 | 259.8777 | 260.9429 | 262.0229 | 263.117 | 264.2239 | 265.3428 | 266.4728
Northwest | Transport Equipment | Peak | April | Other Subs | MW | 58.1914 | 62.0118 | 68.4739 | 75.9747 | 106.6235 | 120.7694 | 113.401 | 132.9234 | 118.8057 | 117.1275 | 74.0508 | 96.8458 | 118.7727 | 134.1735 | 122.1723 | 146.0727 | 101.4615 | 124.5897 | 135.6115 | 147.8214 | 150.4502 | 138.8929 | 141.8151 | 147.4332 | 159.3752 | 187.5819 | 194.5798 | 122.0206 | 104.048 | 106.2874 | 106.4978 | 106.7129 | 106.9379 | 107.1773 | 107.4344 | 107.7151 | 108.0206 | 108.3503 | 108.7051 | 109.0853 | 109.4908 | 109.9212 | 110.376 | 110.8545 | 111.3557 | 111.8787 | 112.4223 | 112.9854 | 113.5667 | 114.1653
Northwest | Transport Equipment | Peak | April | Miscellaneous | MW | 152.691 | 163.3142 | 189.2379 | 204.7158 | 251.9338 | 273.3918 | 263.2515 | 266.0157 | 236.9433 | 236.7344 | 178.0487 | 222.6085 | 252.8105 | 268.7331 | 236.9846 | 123.5949 | 102.0819 | 125.6213 | 118.4913 | 143.7472 | 134.2244 | 109.1287 | 109.4765 | 134.5407 | 134.9095 | 161.5215 | 166.1738 | 160.0115 | 144.2229 | 147.8199 | 148.5662 | 149.335 | 150.1244 | 150.9326 | 151.758 | 152.5908 | 153.4344 | 154.2928 | 155.1648 | 156.0495 | 156.9457 | 157.8526 | 158.7695 | 159.6953 | 160.6297 | 161.5718 | 162.521 | 163.4769 | 164.4389 | 165.4066
Northwest | Transport Equipment | Peak | May | Process Heat | MW | 70.0543 | 74.2121 | 86.0152 | 94.1004 | 116.6664 | 128.1433 | 122.1937 | 127.6849 | 112.9046 | 112.7158 | 93.7683 | 108.0808 | 121.3319 | 135.9999 | 122.4711 | 75.3863 | 66.8714 | 72.3582 | 71.2547 | 86.4879 | 85.0311 | 66.4463 | 64.4382 | 78.5645 | 83.3974 | 93.1235 | 97.7874 | 81.7688 | 92.1281 | 94.8171 | 95.8299 | 96.834 | 97.8354 | 98.8391 | 99.8493 | 100.8751 | 101.9175 | 102.9753 | 104.0499 | 105.1424 | 106.2533 | 107.3828 | 108.5308 | 109.697 | 110.8807 | 112.0812 | 113.2975 | 114.5288 | 115.7739 | 117.0317
Northwest | Transport Equipment | Peak | May | Motors | MW | 155.0195 | 163.3155 | 179.4583 | 196.2888 | 257.5699 | 285.3336 | 264.7529 | 302.4065 | 273.5425 | 266.783 | 200.5484 | 234.596 | 275.1108 | 319.5432 | 294.4414 | 327.3487 | 265.6798 | 282.4777 | 304.7547 | 344.6632 | 339.4546 | 279.8039 | 262.1685 | 292.5839 | 330.5552 | 359.7844 | 372.5229 | 274.7944 | 249.5388 | 255.3197 | 256.175 | 257.0733 | 258.0105 | 258.9835 | 259.9891 | 261.0075 | 262.0459 | 263.1129 | 264.2064 | 265.3242 | 266.4645 | 267.6255 | 268.8058 | 270.0036 | 271.2177 | 272.4469 | 273.6902 | 274.9464 | 276.2148 | 277.4943
Northwest | Transport Equipment | Peak | May | Other Subs | MW | 58.7924 | 62.141 | 68.9717 | 77.0627 | 107.6462 | 122.462 | 114.0328 | 135.0093 | 119.1223 | 117.1425 | 83.5599 | 100.8606 | 121.5099 | 143.62 | 132.3142 | 151.1479 | 119.0825 | 128.2208 | 139.0857 | 156.943 | 166.8612 | 142.3562 | 139.6668 | 155.2367 | 169.7248 | 188.7719 | 201.3093 | 125.9625 | 107.3543 | 109.716 | 109.984 | 110.2568 | 110.5399 | 110.8378 | 111.154 | 111.4948 | 111.8613 | 112.253 | 112.6706 | 113.1146 | 113.5848 | 114.0809 | 114.6023 | 115.1483 | 115.7179 | 116.31 | 116.9235 | 117.5572 | 118.2098 | 118.8801
Northwest | Transport Equipment | Peak | May | Miscellaneous | MW | 154.8693 | 164.5419 | 191.646 | 208.6713 | 255.0742 | 277.7848 | 265.6697 | 270.8624 | 238.302 | 237.9514 | 203.366 | 234.0678 | 259.9756 | 288.8036 | 257.8109 | 127.4725 | 119.5112 | 129.2946 | 121.3608 | 152.611 | 148.9215 | 111.7833 | 107.6983 | 141.7146 | 143.7777 | 162.6646 | 172.0422 | 165.711 | 149.2682 | 153.0431 | 153.8666 | 154.7131 | 155.5805 | 156.467 | 157.3709 | 158.282 | 159.2038 | 160.1407 | 161.0915 | 162.0551 | 163.0305 | 164.0168 | 165.0131 | 166.0186 | 167.0326 | 168.0545 | 169.0837 | 170.1196 | 171.1617 | 172.2095
Northwest | Transport Equipment | Peak | June | Process Heat | MW | 72.4604 | 76.2431 | 89.6569 | 98.8144 | 118.193 | 132.3882 | 124.1039 | 134.5629 | 113.3513 | 114.5508 | 86.9546 | 97.5883 | 116.0631 | 132.3231 | 126.0608 | 71.9941 | 65.238 | 72.5373 | 75.2237 | 85.8228 | 84.3469 | 59.8379 | 63.7427 | 68.5441 | 75.2891 | 85.1437 | 90.0979 | 75.1633 | 84.7717 | 87.2717 | 88.2302 | 89.1807 | 90.1285 | 91.0784 | 92.0342 | 93.0043 | 93.9896 | 94.989 | 96.004 | 97.0355 | 98.0839 | 99.1496 | 100.2323 | 101.3318 | 102.4474 | 103.5786 | 104.7244 | 105.884 | 107.0563 | 108.2404
Northwest | Transport Equipment | Peak | June | Motors | MW | 159.2981 | 166.701 | 185.8945 | 204.931 | 259.8448 | 293.6714 | 267.2391 | 317.3303 | 273.164 | 269.4223 | 183.6066 | 209.6222 | 261.4418 | 309.1512 | 300.9536 | 312.618 | 258.8959 | 282.6565 | 321.5947 | 341.6144 | 336.3153 | 251.6096 | 259.2711 | 255.1137 | 298.2127 | 328.6719 | 342.8601 | 251.9011 | 228.4331 | 233.8392 | 234.7341 | 235.6675 | 236.6359 | 237.6364 | 238.6663 | 239.7075 | 240.7668 | 241.8515 | 242.96 | 244.0903 | 245.2406 | 246.4094 | 247.5954 | 248.797 | 250.0132 | 251.2427 | 252.4848 | 253.7385 | 255.0028 | 256.2772
Northwest | Transport Equipment | Peak | June | Other Subs | MW | 60.5074 | 63.4737 | 71.4672 | 80.4928 | 108.7136 | 126.2127 | 115.2761 | 141.8447 | 119.1159 | 118.3931 | 76.494 | 90.1493 | 115.5566 | 139.0812 | 135.4003 | 144.5809 | 116.2581 | 128.5168 | 147.0069 | 155.8011 | 165.5167 | 128.1792 | 138.2592 | 135.4463 | 153.1957 | 172.5583 | 185.4231 | 115.5469 | 98.3296 | 100.5379 | 100.8284 | 101.1231 | 101.4273 | 101.7451 | 102.0797 | 102.4369 | 102.8178 | 103.2219 | 103.6499 | 104.1022 | 104.5787 | 105.079 | 105.6027 | 106.149 | 106.7171 | 107.306 | 107.9146 | 108.5418 | 109.1865 | 109.8475
Northwest | Transport Equipment | Peak | June | Miscellaneous | MW | 160.2117 | 168.9945 | 199.698 | 219.0744 | 258.3703 | 286.9879 | 269.9625 | 285.6112 | 239.2993 | 242.0908 | 189.0135 | 211.6891 | 248.9265 | 281.1621 | 265.5977 | 121.4287 | 116.372 | 129.5588 | 128.026 | 151.4441 | 147.7103 | 100.5919 | 106.4605 | 123.6108 | 129.8 | 148.7372 | 158.5241 | 152.4022 | 137.1424 | 140.6625 | 141.4697 | 142.2975 | 143.1441 | 144.0079 | 144.8873 | 145.7731 | 146.6685 | 147.5775 | 148.4989 | 149.4317 | 150.375 | 151.328 | 152.29 | 153.2602 | 154.238 | 155.2228 | 156.214 | 157.2112 | 158.214 | 159.2218
Northwest | Transport Equipment | Peak | July | Process Heat | MW | 68.2059 | 72.0935 | 85.7162 | 94.5091 | 110.6609 | 124.9341 | 116.3559 | 129.3017 | 105.3097 | 107.9044 | 86.3158 | 92.4221 | 118.2119 | 127.5998 | 118.0518 | 64.6315 | 59.5467 | 69.2212 | 71.3527 | 86.8159 | 79.7221 | 61.5385 | 58.2733 | 74.1537 | 76.5459 | 86.2791 | 94.2169 | 78.4353 | 88.5549 | 91.1898 | 92.2153 | 93.2321 | 94.2462 | 95.2623 | 96.2847 | 97.3218 | 98.3746 | 99.4423 | 100.5263 | 101.6274 | 102.7465 | 103.8834 | 105.0383 | 106.2108 | 107.4002 | 108.6058 | 109.8269 | 111.0623 | 112.3111 | 113.5722
Northwest | Transport Equipment | Peak | July | Motors | MW | 149.2327 | 157.0605 | 177.0945 | 195.4311 | 242.6864 | 276.4696 | 249.6396 | 304.3546 | 252.9238 | 252.8695 | 180.9595 | 197.3271 | 264.8025 | 297.1244 | 280.5579 | 280.5992 | 236.0958 | 269.1804 | 304.8575 | 345.0947 | 317.4353 | 258.3568 | 236.9942 | 275.8325 | 303.0113 | 332.7696 | 358.2371 | 262.2453 | 237.5492 | 243.2728 | 244.303 | 245.3727 | 246.4781 | 247.6164 | 248.7846 | 249.9645 | 251.1629 | 252.3872 | 253.6357 | 254.9063 | 256.1973 | 257.5071 | 258.8343 | 260.1773 | 261.5352 | 262.9065 | 264.2906 | 265.6863 | 267.0929 | 268.5096
Northwest | Transport Equipment | Peak | July | Other Subs | MW | 56.7616 | 59.8469 | 68.1173 | 76.7906 | 101.6156 | 118.937 | 107.787 | 136.1173 | 110.3764 | 111.166 | 75.3824 | 84.8764 | 117.1008 | 133.7427 | 126.3043 | 129.9043 | 106.125 | 122.5471 | 139.5098 | 157.5432 | 156.4317 | 131.7998 | 126.5134 | 146.5719 | 155.7313 | 174.8207 | 193.8832 | 120.36 | 102.2891 | 104.6264 | 104.9682 | 105.3144 | 105.6705 | 106.0408 | 106.4288 | 106.8402 | 107.2763 | 107.7367 | 108.2221 | 108.7329 | 109.2691 | 109.8302 | 110.4158 | 111.025 | 111.6571 | 112.3109 | 112.9853 | 113.6792 | 114.3914 | 115.1206
Northwest | Transport Equipment | Peak | July | Miscellaneous | MW | 150.8747 | 159.8257 | 190.929 | 209.536 | 241.9411 | 270.8763 | 253.2681 | 274.5514 | 222.381 | 228.2138 | 187.8688 | 200.6851 | 253.738 | 271.2315 | 248.8541 | 108.826 | 106.0954 | 123.5767 | 121.3652 | 153.1854 | 139.6016 | 103.3722 | 97.2622 | 133.7081 | 131.9683 | 150.732 | 165.7967 | 159.1088 | 143.0581 | 146.7764 | 147.6636 | 148.5721 | 149.4997 | 150.4448 | 151.406 | 152.3737 | 153.3513 | 154.3426 | 155.3466 | 156.3623 | 157.3886 | 158.4248 | 159.4701 | 160.5237 | 161.585 | 162.6534 | 163.7284 | 164.8094 | 165.896 | 166.9878
Northwest | Transport Equipment | Peak | August | Process Heat | MW | 65.8064 | 69.5932 | 82.8635 | 91.335 | 106.5328 | 120.2956 | 112.0595 | 124.8239 | 101.1444 | 103.9132 | 83.4238 | 93.3369 | 113.0415 | 125.2809 | 113.4168 | 64.1026 | 57.7911 | 63.5507 | 70.9616 | 84.843 | 70.5845 | 56.877 | 58.1836 | 68.795 | 76.5871 | 87.9252 | 95.0838 | 79.1373 | 89.3563 | 92.016 | 93.0516 | 94.0787 | 95.1029 | 96.1292 | 97.1617 | 98.209 | 99.2722 | 100.3504 | 101.445 | 102.5569 | 103.6869 | 104.835 | 106.0011 | 107.185 | 108.386 | 109.6034 | 110.8363 | 112.0838 | 113.3447 | 114.6181
Northwest | Transport Equipment | Peak | August | Motors | MW | 143.8798 | 151.5624 | 171.152 | 188.8183 | 233.6071 | 266.1644 | 240.3096 | 293.7297 | 242.8379 | 243.4158 | 174.7003 | 199.1352 | 253.1209 | 291.6867 | 269.3941 | 278.3755 | 229.1701 | 247.1431 | 303.2509 | 337.2793 | 281.0824 | 238.8247 | 236.7189 | 255.95 | 303.2271 | 339.1572 | 361.5685 | 264.5617 | 239.6488 | 245.4231 | 246.4624 | 247.5414 | 248.6564 | 249.8046 | 250.983 | 252.1733 | 253.3824 | 254.6175 | 255.877 | 257.1588 | 258.461 | 259.7822 | 261.1208 | 262.4755 | 263.8451 | 265.2282 | 266.6241 | 268.0318 | 269.4504 | 270.8792
Northwest | Transport Equipment | Peak | August | Other Subs | MW | 54.743 | 57.7653 | 65.845 | 74.2056 | 97.8263 | 114.5192 | 103.7765 | 131.3851 | 105.9893 | 107.0239 | 72.7812 | 85.6607 | 111.9464 | 131.3066 | 121.2952 | 128.9018 | 103.0397 | 112.5409 | 138.7999 | 154.0055 | 138.5416 | 121.8592 | 126.3893 | 136.0391 | 155.8646 | 178.1989 | 195.7118 | 121.4403 | 103.1924 | 105.5497 | 105.8941 | 106.2429 | 106.6017 | 106.9748 | 107.3657 | 107.7802 | 108.2196 | 108.6836 | 109.1728 | 109.6876 | 110.228 | 110.7936 | 111.3839 | 111.9981 | 112.6353 | 113.2944 | 113.9744 | 114.674 | 115.3921 | 116.1274
Northwest | Transport Equipment | Peak | August | Miscellaneous | MW | 145.5962 | 154.3084 | 184.5948 | 202.5222 | 232.9407 | 260.8422 | 243.9678 | 265.0919 | 213.6254 | 219.8234 | 181.6468 | 202.731 | 242.6748 | 266.3234 | 239.1379 | 107.9405 | 102.9906 | 113.4682 | 120.7087 | 149.7188 | 123.6135 | 95.5638 | 97.1279 | 124.0613 | 132.0577 | 153.6259 | 167.3448 | 160.5328 | 144.3345 | 148.0867 | 148.9825 | 149.8997 | 150.8363 | 151.7905 | 152.7609 | 153.738 | 154.7251 | 155.7261 | 156.7398 | 157.7652 | 158.8014 | 159.8475 | 160.9028 | 161.9665 | 163.0379 | 164.1165 | 165.2017 | 166.293 | 167.3899 | 168.492
Northwest | Transport Equipment | Peak | September | Process Heat | MW | 67.1717 | 70.9462 | 82.7602 | 90.9322 | 110.1787 | 122.4857 | 115.5679 | 123.9864 | 106.4921 | 107.2137 | 86.209 | 96.0313 | 122.8333 | 126.7112 | 112.3864 | 65.8468 | 58.5451 | 74.2021 | 69.4463 | 83.5372 | 79.0306 | 61.1962 | 58.3422 | 74.1065 | 76.1804 | 96.4185 | 95.3843 | 79.6887 | 89.7552 | 92.3778 | 93.3677 | 94.3492 | 95.3279 | 96.3088 | 97.296 | 98.2983 | 99.3167 | 100.35 | 101.3997 | 102.4668 | 103.5519 | 104.655 | 105.7762 | 106.9151 | 108.071 | 109.2433 | 110.4311 | 111.6335 | 112.8492 | 114.0774
Northwest | Transport Equipment | Peak | September | Motors | MW | 148.4457 | 156.0215 | 172.5053 | 189.5607 | 243.1006 | 272.5403 | 250.0142 | 293.5023 | 257.6748 | 253.468 | 183.7519 | 208.0701 | 278.1817 | 297.4629 | 269.5939 | 286.1347 | 232.6474 | 289.6926 | 297.2707 | 332.9685 | 315.5302 | 257.7584 | 237.5657 | 276.1045 | 302.0707 | 372.5762 | 363.4088 | 267.6472 | 242.9686 | 248.5994 | 249.4339 | 250.3101 | 251.2241 | 252.1731 | 253.1538 | 254.1471 | 255.1602 | 256.2009 | 257.2674 | 258.3575 | 259.4693 | 260.6013 | 261.7519 | 262.9195 | 264.103 | 265.3011 | 266.5128 | 267.7372 | 268.9732 | 270.2202
Northwest | Transport Equipment | Peak | September | Other Subs | MW | 56.3301 | 59.3883 | 66.3223 | 74.4393 | 101.6371 | 117.0249 | 107.7397 | 131.0742 | 112.2648 | 111.3375 | 76.58 | 89.475 | 122.9064 | 133.7464 | 121.2132 | 132.2491 | 104.4048 | 131.6291 | 135.796 | 151.7559 | 155.2251 | 131.1981 | 126.6155 | 146.5464 | 155.1372 | 195.5437 | 196.4471 | 122.7894 | 104.5889 | 106.8895 | 107.1503 | 107.4157 | 107.6911 | 107.981 | 108.2888 | 108.6204 | 108.977 | 109.3583 | 109.7648 | 110.197 | 110.6547 | 111.1377 | 111.6454 | 112.177 | 112.7316 | 113.3082 | 113.9057 | 114.5229 | 115.1585 | 115.8114
Northwest | Transport Equipment | Peak | September | Miscellaneous | MW | 148.5394 | 157.3394 | 184.418 | 201.6679 | 240.9427 | 265.5727 | 251.3964 | 263.1179 | 224.8618 | 226.4797 | 187.1807 | 208.1265 | 263.3014 | 269.1546 | 236.7234 | 111.281 | 104.6451 | 132.6377 | 118.3032 | 147.4522 | 138.4426 | 102.9719 | 97.5374 | 133.7039 | 131.372 | 168.4614 | 167.8593 | 161.4816 | 145.4221 | 149.103 | 149.9082 | 150.7358 | 151.5837 | 152.4501 | 153.3335 | 154.224 | 155.1251 | 156.0407 | 156.9698 | 157.9114 | 158.8643 | 159.8278 | 160.8009 | 161.783 | 162.7734 | 163.7714 | 164.7764 | 165.7879 | 166.8055 | 167.8286
Northwest | Transport Equipment | Peak | October | Process Heat | MW | 73.1985 | 78.1006 | 90.2596 | 98.0083 | 122.1873 | 133.6287 | 128.4525 | 132.0759 | 118.1858 | 118.1556 | 85.6958 | 100.2725 | 119.3246 | 122.2278 | 110.5973 | 65.8361 | 63.8211 | 71.7264 | 68.8194 | 76.5737 | 94.2784 | 68.9747 | 63.887 | 79.7541 | 79.4008 | 96.5665 | 100.1692 | 83.826 | 94.2573 | 96.9816 | 97.9905 | 98.9906 | 99.9879 | 100.9875 | 101.9937 | 103.0158 | 104.0547 | 105.1092 | 106.181 | 107.2709 | 108.3796 | 109.5072 | 110.6537 | 111.8186 | 113.0014 | 114.2014 | 115.4175 | 116.6488 | 117.8942 | 119.1526
Northwest | Transport Equipment | Peak | October | Motors | MW | 162.666 | 172.9458 | 189.3807 | 205.5172 | 270.8942 | 298.4835 | 279.4694 | 313.6014 | 287.474 | 280.8611 | 184.98 | 219.2449 | 271.6992 | 288.3192 | 267.0652 | 286.0014 | 253.9066 | 280.7868 | 294.7076 | 305.5967 | 377.1203 | 291.1693 | 260.353 | 297.4814 | 315.1463 | 373.5644 | 382.1608 | 282.2442 | 256.5197 | 262.3186 | 263.0561 | 263.8385 | 264.6617 | 265.5225 | 266.4176 | 267.3267 | 268.2572 | 269.2177 | 270.2058 | 271.2195 | 272.2568 | 273.3159 | 274.395 | 275.4927 | 276.6075 | 277.7382 | 278.8837 | 280.043 | 281.215 | 282.3988
Northwest | Transport Equipment | Peak | October | Other Subs | MW | 61.6785 | 65.8162 | 72.8338 | 80.7063 | 113.1513 | 128.0173 | 120.2869 | 139.9196 | 125.0803 | 123.271 | 77.0834 | 94.2546 | 119.9519 | 129.5097 | 119.9161 | 131.8606 | 113.5875 | 127.2367 | 134.2825 | 138.9637 | 185.3221 | 148.0013 | 138.6064 | 157.8197 | 161.8059 | 195.975 | 206.4723 | 129.5197 | 110.4363 | 112.8064 | 113.0229 | 113.2443 | 113.4763 | 113.7236 | 113.9896 | 114.2806 | 114.598 | 114.9411 | 115.3108 | 115.7073 | 116.1307 | 116.5805 | 117.0562 | 117.557 | 118.082 | 118.63 | 119.1998 | 119.7904 | 120.4003 | 121.0284
Northwest | Transport Equipment | Peak | October | Miscellaneous | MW | 161.9555 | 173.3548 | 201.2865 | 217.5075 | 267.3599 | 289.8314 | 279.4736 | 280.2056 | 249.5917 | 249.3775 | 185.6607 | 217.0363 | 255.5989 | 259.5127 | 232.7784 | 111.6517 | 114.3595 | 128.3046 | 117.3709 | 135.1519 | 165.2068 | 116.2104 | 106.93 | 143.9586 | 136.9548 | 168.7422 | 176.3183 | 169.7441 | 152.9933 | 156.8024 | 157.5874 | 158.3964 | 159.2273 | 160.0781 | 160.9473 | 161.8243 | 162.7127 | 163.6169 | 164.5356 | 165.4677 | 166.4121 | 167.3679 | 168.3342 | 169.3101 | 170.295 | 171.2881 | 172.2889 | 173.2967 | 174.311 | 175.3314
Northwest | Transport Equipment | Peak | November | Process Heat | MW | 79.5446 | 84.9587 | 98.2684 | 106.7268 | 132.8604 | 145.4298 | 139.7967 | 144.166 | 128.7803 | 128.9213 | 96.0619 | 108.1511 | 129.1653 | 134.3362 | 134.5634 | 78.8044 | 66.4928 | 81.3021 | 85.2559 | 98.9065 | 101.4008 | 76.0539 | 64.9701 | 79.1359 | 104.3115 | 101.1601 | 106.0286 | 88.7741 | 99.8357 | 102.7184 | 103.7842 | 104.8406 | 105.8941 | 106.95 | 108.013 | 109.0928 | 110.1905 | 111.3048 | 112.4374 | 113.5891 | 114.7607 | 115.9524 | 117.1641 | 118.3953 | 119.6455 | 120.9138 | 122.1993 | 123.5008 | 124.8173 | 126.1474
Northwest | Transport Equipment | Peak | November | Motors | MW | 176.8389 | 188.2241 | 206.2705 | 223.8784 | 294.6619 | 324.9099 | 304.2537 | 342.3412 | 313.3384 | 306.5185 | 207.323 | 236.5871 | 294.2874 | 317.0284 | 324.963 | 342.5443 | 264.6623 | 318.3534 | 365.2593 | 394.8048 | 405.5323 | 320.9551 | 264.6068 | 295.0741 | 413.9438 | 391.2912 | 404.5169 | 299.0212 | 271.8285 | 277.9669 | 278.7422 | 279.5651 | 280.4314 | 281.3375 | 282.2801 | 283.2373 | 284.2172 | 285.2289 | 286.27 | 287.3382 | 288.4315 | 289.5479 | 290.6857 | 291.8431 | 293.0188 | 294.2113 | 295.4196 | 296.6425 | 297.8788 | 299.1278
Northwest | Transport Equipment | Peak | November | Other Subs | MW | 67.0478 | 71.6304 | 79.3319 | 87.9186 | 123.0745 | 139.3484 | 130.9511 | 152.7554 | 136.3427 | 134.5495 | 86.4112 | 101.7176 | 129.9368 | 142.4182 | 145.9375 | 157.9889 | 118.4641 | 144.3232 | 166.4986 | 179.6073 | 199.1504 | 163.0539 | 140.8153 | 156.4898 | 212.4985 | 205.2485 | 218.5131 | 137.1593 | 116.9892 | 119.4979 | 119.7252 | 119.9577 | 120.2015 | 120.4615 | 120.7412 | 121.0475 | 121.3817 | 121.7432 | 122.1328 | 122.5508 | 122.9972 | 123.4717 | 123.9735 | 124.5019 | 125.0559 | 125.6343 | 126.2358 | 126.8592 | 127.5032 | 128.1663
Northwest | Transport Equipment | Peak | November | Miscellaneous | MW | 175.9969 | 188.5874 | 219.1554 | 236.8627 | 290.7273 | 315.4342 | 304.1742 | 305.8894 | 272.0192 | 272.1335 | 208.176 | 234.1164 | 276.6821 | 285.2302 | 283.2799 | 133.6652 | 119.2015 | 145.4604 | 145.4122 | 174.5893 | 177.6529 | 128.115 | 108.727 | 142.8232 | 179.8955 | 176.7486 | 186.6104 | 179.7682 | 162.0547 | 166.0853 | 166.9128 | 167.7658 | 168.6421 | 169.5396 | 170.4565 | 171.3815 | 172.3188 | 173.2728 | 174.2422 | 175.2258 | 176.2225 | 177.2314 | 178.2513 | 179.2816 | 180.3214 | 181.3699 | 182.4265 | 183.4907 | 184.5618 | 185.6393
Northwest | Transport Equipment | Peak | December | Process Heat | MW | 73.2728 | 78.4036 | 90.2515 | 97.6848 | 122.779 | 133.9057 | 129.0409 | 132.3981 | 119.4224 | 119.2485 | 91.9152 | 102.9835 | 145.4407 | 126.5453 | 119.8754 | 69.9236 | 57.296 | 73.9448 | 72.7339 | 94.8792 | 84.1302 | 68.1861 | 71.936 | 94.2038 | 83.4971 | 99.5161 | 100.9367 | 84.5824 | 95.0986 | 97.8345 | 98.8394 | 99.8354 | 100.8287 | 101.8243 | 102.8267 | 103.8451 | 104.8806 | 105.9319 | 107.0005 | 108.0874 | 109.1933 | 110.3183 | 111.4622 | 112.6248 | 113.8054 | 115.0033 | 116.2174 | 117.4469 | 118.6906 | 119.9473
Northwest | Transport Equipment | Peak | December | Motors | MW | 163.228 | 174.068 | 189.8044 | 205.2899 | 272.631 | 299.461 | 281.4409 | 314.7819 | 291.0031 | 284.0945 | 199.4404 | 226.1717 | 331.97 | 299.0549 | 290.0954 | 303.7979 | 228.0217 | 289.64 | 311.5453 | 378.778 | 336.4911 | 287.8132 | 292.8246 | 351.2504 | 331.4599 | 385.0722 | 385.2398 | 285.1832 | 259.3852 | 265.1989 | 265.896 | 266.6388 | 267.4231 | 268.2457 | 269.1033 | 269.975 | 270.8685 | 271.7925 | 272.7448 | 273.7233 | 274.7257 | 275.7505 | 276.7957 | 277.8599 | 278.9417 | 280.0396 | 281.1528 | 282.28 | 283.4202 | 284.5725
Northwest | Transport Equipment | Peak | December | Other Subs | MW | 61.8575 | 66.2273 | 72.9951 | 80.6053 | 113.8387 | 128.3882 | 121.0656 | 140.3959 | 126.5632 | 124.661 | 83.1171 | 97.224 | 146.5335 | 134.3085 | 130.22 | 140.0259 | 101.9673 | 131.2014 | 141.9141 | 172.1978 | 165.0861 | 146.0321 | 155.6604 | 186.1606 | 170.0915 | 201.9372 | 208.0448 | 130.77 | 111.6007 | 113.9766 | 114.1762 | 114.3808 | 114.5962 | 114.8269 | 115.0765 | 115.3514 | 115.6529 | 115.9804 | 116.3346 | 116.7159 | 117.1242 | 117.5592 | 118.0203 | 118.5067 | 119.0173 | 119.5512 | 120.1072 | 120.684 | 121.2803 | 121.895
Northwest | Transport Equipment | Peak | December | Miscellaneous | MW | 162.1133 | 174.054 | 201.3025 | 216.8112 | 268.6883 | 290.4459 | 280.709 | 280.8408 | 252.1878 | 251.5907 | 198.9576 | 222.757 | 311.4541 | 268.6544 | 252.2562 | 118.6538 | 102.715 | 132.2943 | 124.0741 | 167.4664 | 147.3703 | 114.8807 | 120.4262 | 170.0306 | 143.9887 | 173.8736 | 177.6463 | 171.2531 | 154.4362 | 158.2573 | 159.0264 | 159.82 | 160.6358 | 161.4721 | 162.327 | 163.1898 | 164.0643 | 164.9549 | 165.8604 | 166.7795 | 167.7112 | 168.6545 | 169.6086 | 170.5726 | 171.5457 | 172.5273 | 173.5167 | 174.5133 | 175.5166 | 176.526
Northwest | Other Manufacturing | Peak | January | Process Heat | MW | 16.828 | 19.009 | 19.776 | 22.4325 | 24.633 | 23.5867 | 24.8003 | 25.0117 | 24.082 | 25.9446 | 24.9042 | 23.1524 | 24.0101 | 22.5853 | 23.2359 | 17.4751 | 14.8981 | 15.7769 | 18.9778 | 19.7057 | 17.5563 | 17.8861 | 17.2337 | 17.6084 | 15.3601 | 18.0846 | 17.8072 | 18.0637 | 17.971 | 19.1253 | 19.8418 | 20.5624 | 21.2937 | 22.0352 | 22.6199 | 23.3135 | 24.056 | 24.8229 | 25.6041 | 26.3954 | 27.1948 | 28.0012 | 28.8139 | 29.6323 | 30.456 | 31.2847 | 32.1178 | 32.9551 | 33.7961 | 34.6406
Northwest | Other Manufacturing | Peak | January | Motors | MW | 50.0116 | 50.5824 | 47.3107 | 53.2844 | 57.6439 | 57.0139 | 64.4418 | 69.2355 | 67.3023 | 70.5859 | 66.6749 | 60.4232 | 59.6629 | 54.4225 | 62.0465 | 69.7139 | 56.5021 | 59.4204 | 75.7681 | 75.1993 | 66.6507 | 71.3262 | 63.4838 | 61.0027 | 59.4667 | 68.1962 | 66.4882 | 68.616 | 61.4276 | 65.8709 | 69.0525 | 72.243 | 75.4601 | 78.7005 | 81.2329 | 84.2212 | 87.4003 | 90.6631 | 93.966 | 97.2906 | 100.6287 | 103.9763 | 107.3312 | 110.6919 | 114.0573 | 117.4265 | 120.7985 | 124.1728 | 127.5485 | 130.9251
Northwest | Other Manufacturing | Peak | January | Other Subs | MW | 15.9488 | 16.6356 | 15.8067 | 18.2519 | 20.9857 | 20.8896 | 24.0618 | 26.5642 | 25.5764 | 27.7161 | 25.8779 | 24.0886 | 23.4559 | 21.6297 | 24.9032 | 27.9029 | 21.9243 | 23.3431 | 29.9043 | 29.5925 | 28.4382 | 31.3345 | 29.3388 | 27.8122 | 26.7658 | 31.4477 | 31.4521 | 30.7796 | 28.4192 | 30.7688 | 32.5575 | 34.3426 | 36.1257 | 37.9067 | 39.3171 | 40.947 | 42.6634 | 44.4132 | 46.175 | 47.9402 | 49.7055 | 51.4695 | 53.2316 | 54.9916 | 56.7492 | 58.5044 | 60.2571 | 62.0073 | 63.7549 | 65.4999
Northwest | Other Manufacturing | Peak | January | Miscellaneous | MW | 34.3206 | 39.8566 | 42.4699 | 47.7147 | 52.1086 | 49.2802 | 50.2068 | 49.2286 | 47.2235 | 50.7216 | 48.8331 | 46.0289 | 48.9147 | 46.6259 | 45.8358 | 29.3395 | 25.7498 | 27.3283 | 31.8833 | 33.8717 | 29.8805 | 29.0234 | 28.3524 | 31.2672 | 25.3471 | 30.3389 | 29.989 | 35.4027 | 31.48 | 33.5607 | 34.9418 | 36.3385 | 37.758 | 39.1981 | 40.2913 | 41.62 | 43.051 | 44.5301 | 46.0349 | 47.5558 | 49.0883 | 50.63 | 52.1796 | 53.7358 | 55.298 | 56.8653 | 58.4371 | 60.0129 | 61.5919 | 63.1733
Northwest | Other Manufacturing | Peak | February | Process Heat | MW | 17.2776 | 19.5113 | 20.2935 | 23.0352 | 25.3029 | 24.223 | 25.4604 | 25.6671 | 24.7362 | 26.6332 | 25.8411 | 22.349 | 22.3151 | 23.5739 | 22.8447 | 17.8591 | 14.7427 | 17.3332 | 16.9247 | 19.4512 | 20.5987 | 17.5993 | 16.0849 | 17.2275 | 16.0221 | 18.9649 | 17.8556 | 18.1007 | 17.9955 | 19.1511 | 19.868 | 20.589 | 21.3206 | 22.0624 | 22.6466 | 23.3403 | 24.0831 | 24.8503 | 25.632 | 26.4238 | 27.2237 | 28.0306 | 28.8439 | 29.6629 | 30.4872 | 31.3164 | 32.1502 | 32.9881 | 33.8297 | 34.6749
Northwest | Other Manufacturing | Peak | February | Motors | MW | 51.3903 | 51.9406 | 48.5743 | 54.7326 | 59.2282 | 58.5703 | 66.1753 | 71.0542 | 69.129 | 72.4587 | 69.1403 | 58.3071 | 55.464 | 56.8201 | 60.9967 | 71.2872 | 55.9319 | 65.2906 | 67.5966 | 74.2428 | 78.2445 | 70.2483 | 59.3336 | 59.7258 | 62.0334 | 71.5188 | 66.6669 | 68.7512 | 61.5435 | 65.9963 | 69.1847 | 72.3818 | 75.6054 | 78.8524 | 81.3874 | 84.3807 | 87.5657 | 90.8349 | 94.1443 | 97.4754 | 100.82 | 104.1742 | 107.5357 | 110.9029 | 114.2749 | 117.6506 | 121.0292 | 124.4099 | 127.7922 | 131.1753
Northwest | Other Manufacturing | Peak | February | Other Subs | MW | 16.3864 | 17.0816 | 16.2278 | 18.748 | 21.5634 | 21.4605 | 24.712 | 27.267 | 26.2757 | 28.4568 | 26.8375 | 23.2453 | 21.8113 | 22.5874 | 24.4883 | 28.5415 | 21.712 | 25.6583 | 26.6901 | 29.2288 | 33.4162 | 30.902 | 27.454 | 27.2572 | 27.9334 | 32.9896 | 31.5457 | 30.8534 | 28.476 | 30.8303 | 32.6225 | 34.4113 | 36.1979 | 37.9824 | 39.3943 | 41.0269 | 42.7465 | 44.4996 | 46.2647 | 48.0334 | 49.8022 | 51.5696 | 53.3351 | 55.0984 | 56.8593 | 58.6179 | 60.374 | 62.1275 | 63.8785 | 65.6268
Northwest | Other Manufacturing | Peak | February | Miscellaneous | MW | 35.2271 | 40.9035 | 43.5738 | 48.9909 | 53.5181 | 50.6024 | 51.5366 | 50.5186 | 48.5088 | 52.0685 | 50.6827 | 44.4362 | 45.4556 | 48.6606 | 45.0665 | 29.9789 | 25.4822 | 30.0232 | 28.4294 | 33.4329 | 35.07 | 28.5568 | 26.4582 | 30.5932 | 26.4493 | 31.8246 | 30.0787 | 35.4773 | 31.5438 | 33.6293 | 35.0135 | 36.413 | 37.8356 | 39.2787 | 40.3729 | 41.7039 | 43.1376 | 44.6197 | 46.1276 | 47.6516 | 49.1873 | 50.7322 | 52.2849 | 53.8443 | 55.4096 | 56.9801 | 58.5552 | 60.1342 | 61.7164 | 63.301
Northwest | Other Manufacturing | Peak | March | Process Heat | MW | 15.5468 | 17.5425 | 18.2465 | 20.7291 | 22.7361 | 21.7927 | 22.8848 | 23.1315 | 22.2599 | 23.9656 | 21.3823 | 20.5833 | 22.4588 | 22.3692 | 21.7133 | 15.6472 | 14.4153 | 15.2203 | 15.4067 | 16.2844 | 18.178 | 15.8298 | 14.9065 | 17.3098 | 15.3425 | 16.2626 | 17.4057 | 17.6336 | 17.5254 | 18.651 | 19.3488 | 20.0506 | 20.7628 | 21.4851 | 22.0529 | 22.7279 | 23.4508 | 24.1977 | 24.9588 | 25.7297 | 26.5084 | 27.2941 | 28.0858 | 28.8832 | 29.6858 | 30.4932 | 31.305 | 32.1208 | 32.9404 | 33.7633
Northwest | Other Manufacturing | Peak | March | Motors | MW | 46.2385 | 46.6957 | 43.6698 | 49.2546 | 53.212 | 52.6928 | 59.4921 | 64.0579 | 62.2233 | 65.2188 | 57.2433 | 53.7328 | 55.8361 | 53.918 | 57.9903 | 62.4453 | 54.6828 | 57.3299 | 61.5266 | 62.151 | 69.051 | 63.1743 | 54.9894 | 60.0114 | 59.4078 | 61.3277 | 64.9811 | 66.9709 | 59.9436 | 64.2826 | 67.3896 | 70.5049 | 73.646 | 76.8099 | 79.2768 | 82.192 | 85.2948 | 88.4799 | 91.7042 | 94.9496 | 98.2083 | 101.4763 | 104.7513 | 108.032 | 111.3172 | 114.606 | 117.8976 | 121.1913 | 124.4865 | 127.7825
Northwest | Other Manufacturing | Peak | March | Other Subs | MW | 14.7436 | 15.3562 | 14.5889 | 16.8707 | 19.3727 | 19.306 | 22.2143 | 24.5791 | 23.6485 | 25.6114 | 22.2195 | 21.4224 | 21.9556 | 21.4323 | 23.2797 | 24.999 | 21.2247 | 22.5273 | 24.2899 | 24.4643 | 29.4878 | 27.7819 | 25.4404 | 27.3893 | 26.7529 | 28.2953 | 30.7558 | 30.0595 | 27.7373 | 30.0308 | 31.7768 | 33.5193 | 35.2597 | 36.9981 | 38.3717 | 39.9615 | 41.6363 | 43.3439 | 45.0633 | 46.7862 | 48.5091 | 50.2308 | 51.9505 | 53.6681 | 55.3835 | 57.0964 | 58.807 | 60.5151 | 62.2207 | 63.9236
Northwest | Other Manufacturing | Peak | March | Miscellaneous | MW | 31.6978 | 36.7757 | 39.1788 | 44.0856 | 48.0909 | 45.5255 | 46.3183 | 45.5205 | 43.6459 | 46.8469 | 41.9266 | 40.9156 | 45.7442 | 46.1734 | 42.8282 | 26.2661 | 24.9147 | 26.3636 | 25.8814 | 27.9902 | 30.9502 | 25.6922 | 24.5224 | 30.7445 | 25.3312 | 27.2976 | 29.3296 | 34.5688 | 30.7326 | 32.765 | 34.1135 | 35.4772 | 36.8632 | 38.2692 | 39.3337 | 40.6298 | 42.0264 | 43.4703 | 44.9394 | 46.4242 | 47.9204 | 49.4256 | 50.9383 | 52.4577 | 53.9828 | 55.5129 | 57.0475 | 58.5858 | 60.1274 | 61.6713
Northwest | Other Manufacturing | Peak | April | Process Heat | MW | 13.8259 | 15.5326 | 16.1165 | 18.3603 | 20.0891 | 19.3047 | 20.2246 | 20.6186 | 19.7706 | 21.2661 | 17.5603 | 18.6778 | 19.7259 | 20.5477 | 19.9389 | 14.764 | 12.6257 | 14.4232 | 14.1059 | 16.2229 | 15.3825 | 13.9082 | 14.2174 | 13.918 | 13.4533 | 14.4432 | 14.3906 | 14.5696 | 14.4797 | 15.4094 | 15.9853 | 16.5646 | 17.1525 | 17.7487 | 18.2167 | 18.7736 | 19.3704 | 19.987 | 20.6153 | 21.2517 | 21.8947 | 22.5434 | 23.1971 | 23.8555 | 24.5182 | 25.1849 | 25.8552 | 26.5289 | 27.2056 | 27.8851
Northwest | Other Manufacturing | Peak | April | Motors | MW | 41.246 | 41.3817 | 38.5917 | 43.6603 | 47.01 | 46.6867 | 52.6462 | 57.1766 | 55.2942 | 57.93 | 47.0644 | 48.8271 | 49.0924 | 49.5377 | 53.2938 | 58.9312 | 47.9003 | 54.3184 | 56.3357 | 61.9194 | 58.4228 | 55.501 | 52.4536 | 48.2506 | 52.0866 | 54.4584 | 53.7056 | 55.3214 | 49.5084 | 53.092 | 55.6576 | 58.2305 | 60.8247 | 63.4376 | 65.472 | 67.8784 | 70.4403 | 73.0705 | 75.7332 | 78.4133 | 81.1044 | 83.8032 | 86.5077 | 89.217 | 91.9299 | 94.6459 | 97.3641 | 100.0841 | 102.8052 | 105.527
Northwest | Other Manufacturing | Peak | April | Other Subs | MW | 13.1396 | 13.5993 | 12.8821 | 14.9464 | 17.1126 | 17.1034 | 19.6571 | 21.9386 | 21.0187 | 22.7536 | 18.2733 | 19.469 | 19.3115 | 19.6975 | 21.4064 | 23.5993 | 18.6024 | 21.3519 | 22.25 | 24.3849 | 24.9576 | 24.4178 | 24.2764 | 22.026 | 23.458 | 25.1299 | 25.423 | 24.8317 | 22.9134 | 24.8078 | 26.2499 | 27.6891 | 29.1266 | 30.5624 | 31.6955 | 33.008 | 34.391 | 35.8013 | 37.2214 | 38.6443 | 40.0673 | 41.4892 | 42.9095 | 44.3281 | 45.7448 | 47.1595 | 48.5723 | 49.983 | 51.3916 | 52.7981
Northwest | Other Manufacturing | Peak | April | Miscellaneous | MW | 28.1424 | 32.5287 | 34.5776 | 39.0175 | 42.4665 | 40.3051 | 40.8834 | 40.5405 | 38.7312 | 41.5395 | 34.4044 | 37.0931 | 40.1552 | 42.4023 | 39.3021 | 24.7625 | 21.8057 | 24.9733 | 23.6869 | 27.8791 | 26.1889 | 22.5658 | 23.3826 | 24.7193 | 22.2144 | 24.2485 | 24.2524 | 28.5694 | 25.3951 | 27.0745 | 28.1884 | 29.3149 | 30.4599 | 31.6214 | 32.4994 | 33.5697 | 34.7232 | 35.916 | 37.1296 | 38.3562 | 39.5922 | 40.8357 | 42.0855 | 43.3407 | 44.6006 | 45.8647 | 47.1324 | 48.4033 | 49.6769 | 50.9523
Northwest | Other Manufacturing | Peak | May | Process Heat | MW | 13.9553 | 15.582 | 16.2505 | 18.6334 | 20.2474 | 19.4924 | 20.203 | 20.7901 | 19.6826 | 21.1435 | 19.7103 | 19.3952 | 20.1134 | 21.9061 | 21.4501 | 15.0598 | 14.5616 | 14.6728 | 14.2778 | 17.0142 | 16.9981 | 14.2491 | 13.9881 | 14.6874 | 14.3808 | 14.5955 | 14.9662 | 15.1592 | 15.1048 | 16.0733 | 16.6731 | 17.2772 | 17.8902 | 18.5119 | 19.0002 | 19.5812 | 20.2035 | 20.8465 | 21.5017 | 22.1654 | 22.8359 | 23.5124 | 24.1941 | 24.8807 | 25.5718 | 26.2671 | 26.9661 | 27.6687 | 28.3744 | 29.0831
Northwest | Other Manufacturing | Peak | May | Motors | MW | 41.3837 | 41.2499 | 38.6639 | 44.0571 | 47.1506 | 46.9149 | 52.2099 | 57.3615 | 54.737 | 57.2518 | 52.3172 | 50.2673 | 49.7817 | 52.5603 | 57.0355 | 60.1685 | 55.242 | 55.1911 | 57.0352 | 64.9161 | 64.4898 | 56.7882 | 51.5662 | 50.8649 | 55.6028 | 54.9658 | 55.7806 | 57.5259 | 51.4683 | 55.1867 | 57.8474 | 60.5177 | 63.2102 | 65.9223 | 68.0327 | 70.5301 | 73.1893 | 75.9195 | 78.6836 | 81.4659 | 84.2596 | 87.0613 | 89.8692 | 92.6818 | 95.4984 | 98.3181 | 101.1403 | 103.9642 | 106.7894 | 109.6154
Northwest | Other Manufacturing | Peak | May | Other Subs | MW | 13.1822 | 13.5461 | 12.8893 | 15.0722 | 17.1666 | 17.1962 | 19.5005 | 22.0241 | 20.8198 | 22.4862 | 20.2955 | 20.0286 | 19.5841 | 20.9055 | 22.9236 | 24.1171 | 21.48 | 21.7147 | 22.5478 | 25.594 | 27.5601 | 24.9994 | 23.8758 | 23.2151 | 25.0311 | 25.3477 | 26.386 | 25.7839 | 23.8315 | 25.8002 | 27.2986 | 28.7941 | 30.2878 | 31.7798 | 32.9569 | 34.3205 | 35.7577 | 37.2231 | 38.6988 | 40.1774 | 41.6561 | 43.1338 | 44.6098 | 46.0839 | 47.5562 | 49.0264 | 50.4946 | 51.9606 | 53.4245 | 54.8861
Northwest | Other Manufacturing | Peak | May | Miscellaneous | MW | 28.3971 | 32.6127 | 34.8431 | 39.5861 | 42.7841 | 40.6917 | 40.8657 | 40.9272 | 38.5884 | 41.3716 | 38.7325 | 38.6031 | 40.9909 | 45.2394 | 42.3325 | 25.2134 | 25.1257 | 25.3983 | 23.9582 | 29.242 | 28.9353 | 23.0935 | 22.9818 | 26.0698 | 23.7343 | 24.4894 | 25.2017 | 29.7407 | 26.4318 | 28.1766 | 29.3333 | 30.504 | 31.6941 | 32.9014 | 33.8138 | 34.9262 | 36.1253 | 37.3652 | 38.6268 | 39.902 | 41.1869 | 42.4796 | 43.7789 | 45.0838 | 46.3937 | 47.708 | 49.026 | 50.3474 | 51.6715 | 52.9976
Northwest | Other Manufacturing | Peak | June | Process Heat | MW | 14.157 | 15.7495 | 16.6385 | 19.3115 | 20.1651 | 19.7262 | 20.0284 | 21.5339 | 19.391 | 21.099 | 17.8318 | 17.168 | 18.9528 | 20.98 | 21.6599 | 14.0874 | 13.8902 | 14.4308 | 14.7573 | 16.534 | 16.6698 | 12.7434 | 13.7242 | 12.7168 | 12.8728 | 13.2088 | 13.6627 | 13.7965 | 13.7353 | 14.6145 | 15.1571 | 15.7039 | 16.259 | 16.822 | 17.2612 | 17.7861 | 18.3494 | 18.9318 | 19.5254 | 20.1268 | 20.7345 | 21.3475 | 21.9655 | 22.5879 | 23.2145 | 23.8448 | 24.4786 | 25.1156 | 25.7556 | 26.3982
Northwest | Other Manufacturing | Peak | June | Motors | MW | 41.4217 | 41.2777 | 39.1901 | 45.2892 | 46.628 | 47.0941 | 51.0602 | 58.8939 | 53.4342 | 56.5682 | 46.6493 | 43.9246 | 46.4804 | 49.9408 | 57.0731 | 56.3948 | 52.6798 | 54.2303 | 59.0017 | 63.0687 | 63.2089 | 50.7389 | 50.5972 | 44.0224 | 49.7483 | 49.7008 | 50.8539 | 52.3061 | 46.766 | 50.1452 | 52.5616 | 54.9879 | 57.4342 | 59.8981 | 61.8034 | 64.0673 | 66.4811 | 68.9604 | 71.4708 | 73.9979 | 76.5354 | 79.0801 | 81.6304 | 84.185 | 86.7431 | 89.304 | 91.8671 | 94.4318 | 96.9976 | 99.5641
Northwest | Other Manufacturing | Peak | June | Other Subs | MW | 13.2179 | 13.5609 | 13.067 | 15.4951 | 16.9891 | 17.2889 | 19.0825 | 22.6299 | 20.339 | 22.2094 | 18.0696 | 17.4827 | 18.2778 | 19.8671 | 22.95 | 22.6379 | 20.5066 | 21.3623 | 23.3473 | 24.8992 | 27.0289 | 22.3394 | 23.4264 | 20.0965 | 22.4023 | 22.9347 | 24.0762 | 23.4589 | 21.6733 | 23.463 | 24.8248 | 26.184 | 27.5415 | 28.8974 | 29.9612 | 31.1981 | 32.5031 | 33.8344 | 35.1752 | 36.5187 | 37.8623 | 39.2049 | 40.546 | 41.8855 | 43.2232 | 44.559 | 45.8929 | 47.2249 | 48.5549 | 49.8828
Northwest | Other Manufacturing | Peak | June | Miscellaneous | MW | 28.8844 | 33.003 | 35.7055 | 41.0585 | 42.6555 | 41.2398 | 40.6642 | 42.5151 | 38.114 | 41.4375 | 35.223 | 34.3135 | 38.7277 | 43.4105 | 42.8667 | 23.5367 | 23.9569 | 24.9878 | 24.7591 | 28.4359 | 28.3837 | 20.652 | 22.5443 | 22.5759 | 21.2543 | 22.1792 | 23.0249 | 27.0937 | 24.0641 | 25.6528 | 26.7044 | 27.7694 | 28.8519 | 29.95 | 30.7744 | 31.784 | 32.8739 | 34.0013 | 35.1488 | 36.3087 | 37.4775 | 38.6534 | 39.8353 | 41.0223 | 42.2138 | 43.4093 | 44.6083 | 45.8103 | 47.0148 | 48.2212
Northwest | Other Manufacturing | Peak | July | Process Heat | MW | 13.0692 | 14.6499 | 15.6559 | 18.2914 | 18.5777 | 18.2818 | 18.4452 | 20.5046 | 17.7934 | 19.6515 | 17.4615 | 16.0618 | 19.0976 | 20.04 | 20.0784 | 12.4913 | 12.5261 | 13.5883 | 13.8025 | 16.5376 | 15.5499 | 13.0067 | 12.4198 | 13.6039 | 12.974 | 13.2436 | 14.1371 | 14.2391 | 14.1701 | 15.0772 | 15.6353 | 16.1982 | 16.7696 | 17.3492 | 17.7984 | 18.3377 | 18.9173 | 19.5169 | 20.1282 | 20.7476 | 21.3735 | 22.0051 | 22.6417 | 23.2829 | 23.9285 | 24.5779 | 25.231 | 25.8874 | 26.5469 | 27.2091
Northwest | Other Manufacturing | Peak | July | Motors | MW | 37.7283 | 38.0783 | 36.5935 | 42.6733 | 42.7215 | 43.3649 | 46.5468 | 55.8102 | 48.7084 | 52.3389 | 45.2711 | 40.7551 | 46.4539 | 47.4557 | 52.5784 | 50.0361 | 47.4614 | 50.9698 | 55.1747 | 63.0128 | 58.9212 | 51.7301 | 45.7988 | 47.0677 | 50.1355 | 49.7958 | 52.5703 | 53.9489 | 48.2075 | 51.6947 | 54.1877 | 56.6917 | 59.2161 | 61.7585 | 63.7125 | 66.0435 | 68.5318 | 71.0887 | 73.6781 | 76.2848 | 78.9022 | 81.5269 | 84.1573 | 86.7922 | 89.4306 | 92.0718 | 94.7152 | 97.3603 | 100.0064 | 102.6531
Northwest | Other Manufacturing | Peak | July | Other Subs | MW | 12.0656 | 12.5221 | 12.2106 | 14.6039 | 15.5749 | 15.9392 | 17.3994 | 21.4471 | 18.5404 | 20.537 | 17.5138 | 16.2091 | 18.2482 | 18.8742 | 21.1351 | 20.0974 | 18.4744 | 20.081 | 21.8316 | 24.8775 | 25.2024 | 22.7762 | 21.201 | 21.4855 | 22.5751 | 22.9899 | 24.909 | 24.2003 | 22.3521 | 24.1981 | 25.6025 | 27.0044 | 28.4044 | 29.8027 | 30.8936 | 32.1666 | 33.5114 | 34.8837 | 36.2661 | 37.6514 | 39.0367 | 40.421 | 41.8038 | 43.1848 | 44.564 | 45.9412 | 47.3165 | 48.6897 | 50.0609 | 51.43
Northwest | Other Manufacturing | Peak | July | Miscellaneous | MW | 26.7619 | 30.7587 | 33.641 | 38.9245 | 39.356 | 38.2833 | 37.5796 | 40.5597 | 35.047 | 38.6971 | 34.6048 | 32.1922 | 39.1136 | 41.5219 | 39.8111 | 20.8475 | 21.6049 | 23.5404 | 23.1609 | 28.4581 | 26.4882 | 21.0793 | 20.4017 | 24.1666 | 21.429 | 22.254 | 23.8471 | 27.9931 | 24.8488 | 26.4901 | 27.5749 | 28.6742 | 29.7915 | 30.9249 | 31.7699 | 32.8096 | 33.9335 | 35.0969 | 36.2811 | 37.4782 | 38.6845 | 39.8982 | 41.1181 | 42.3433 | 43.5731 | 44.8071 | 46.0446 | 47.2852 | 48.5285 | 49.7737
Northwest | Other Manufacturing | Peak | August | Process Heat | MW | 12.5431 | 14.0713 | 15.0685 | 17.6118 | 17.8197 | 17.5384 | 17.6886 | 19.7242 | 17.0334 | 18.8543 | 16.7884 | 16.1534 | 18.2092 | 19.6271 | 19.2162 | 12.3338 | 12.0949 | 12.421 | 13.6711 | 16.0976 | 13.7129 | 11.9645 | 12.3412 | 12.5626 | 12.9273 | 13.448 | 14.2159 | 14.314 | 14.243 | 15.1557 | 15.7172 | 16.2835 | 16.8583 | 17.4414 | 17.8927 | 18.435 | 19.018 | 19.6211 | 20.2359 | 20.859 | 21.4887 | 22.1239 | 22.7643 | 23.4094 | 24.0587 | 24.712 | 25.3689 | 26.0292 | 26.6925 | 27.3587
Northwest | Other Manufacturing | Peak | August | Motors | MW | 36.096 | 36.5073 | 35.1706 | 41.039 | 40.9478 | 41.5651 | 44.5505 | 53.6132 | 46.5701 | 50.1424 | 43.4265 | 40.9114 | 44.2429 | 46.4514 | 50.2495 | 49.4305 | 45.8332 | 46.5919 | 54.6685 | 61.3428 | 51.9703 | 47.59 | 45.5311 | 43.4747 | 49.9767 | 50.5773 | 52.8724 | 54.2372 | 48.4639 | 51.9732 | 54.4826 | 57.0027 | 59.5434 | 62.102 | 64.0662 | 66.4111 | 68.9147 | 71.4875 | 74.093 | 76.716 | 79.3496 | 81.9907 | 84.6374 | 87.2885 | 89.9432 | 92.6007 | 95.2603 | 97.9216 | 100.584 | 103.2469
Northwest | Other Manufacturing | Peak | August | Other Subs | MW | 11.5518 | 12.0113 | 11.7414 | 14.0493 | 14.9315 | 15.2823 | 16.6556 | 20.6069 | 17.7284 | 19.6758 | 16.7975 | 16.2695 | 17.38 | 18.4767 | 20.1992 | 19.8585 | 17.8437 | 18.36 | 21.6342 | 24.222 | 22.2289 | 20.9497 | 21.0745 | 19.8488 | 22.5052 | 23.3549 | 25.0579 | 24.3284 | 22.4669 | 24.3231 | 25.7355 | 27.1453 | 28.5532 | 29.9594 | 31.055 | 32.3346 | 33.6867 | 35.0666 | 36.4567 | 37.8496 | 39.2427 | 40.6347 | 42.0251 | 43.4138 | 44.8006 | 46.1855 | 47.5683 | 48.9492 | 50.3279 | 51.7046
Northwest | Other Manufacturing | Peak | August | Miscellaneous | MW | 25.7136 | 29.5653 | 32.3948 | 37.4952 | 37.7659 | 36.7416 | 36.07 | 39.0444 | 33.5727 | 37.1566 | 33.3074 | 32.4049 | 37.3126 | 40.6786 | 38.1287 | 20.5865 | 20.8689 | 21.5245 | 22.9439 | 27.7076 | 23.3649 | 19.4013 | 20.2796 | 22.3253 | 21.3578 | 22.6048 | 23.9896 | 28.1471 | 24.9838 | 26.6348 | 27.7259 | 28.8314 | 29.9551 | 31.0951 | 31.9436 | 32.9887 | 34.1188 | 35.2887 | 36.4796 | 37.6836 | 38.8968 | 40.1174 | 41.3442 | 42.5764 | 43.8133 | 45.0543 | 46.2989 | 47.5466 | 48.7969 | 50.0493
Northwest | Other Manufacturing | Peak | September | Process Heat | MW | 13.266 | 14.7774 | 15.5062 | 17.9166 | 18.9442 | 18.4384 | 18.8908 | 20.0393 | 18.3939 | 19.907 | 17.8627 | 17.0499 | 20.1862 | 20.2219 | 19.456 | 12.9298 | 12.5044 | 14.7956 | 13.6643 | 16.1675 | 15.5932 | 13.0232 | 12.5387 | 13.7538 | 13.0519 | 15.0055 | 14.497 | 14.6524 | 14.5685 | 15.502 | 16.0789 | 16.6597 | 17.2493 | 17.8472 | 18.3149 | 18.8729 | 19.4712 | 20.0897 | 20.7201 | 21.3587 | 22.0039 | 22.6548 | 23.3109 | 23.9718 | 24.6369 | 25.3061 | 25.9789 | 26.6552 | 27.3345 | 28.0167
Northwest | Other Manufacturing | Peak | September | Motors | MW | 39.1685 | 39.0122 | 36.7966 | 42.2939 | 44.0253 | 44.2657 | 48.5758 | 55.1541 | 50.9842 | 53.7076 | 47.1409 | 44.0105 | 49.8156 | 48.418 | 51.5314 | 51.7636 | 47.463 | 55.6705 | 54.6754 | 61.7216 | 59.1912 | 51.9275 | 46.2829 | 47.6584 | 50.4929 | 56.516 | 54.0253 | 55.5882 | 49.721 | 53.3162 | 55.8884 | 58.4694 | 61.0718 | 63.693 | 65.7261 | 68.137 | 70.7058 | 73.3438 | 76.0146 | 78.7032 | 81.4027 | 84.1099 | 86.823 | 89.5408 | 92.2623 | 94.9867 | 97.7135 | 100.4421 | 103.1718 | 105.9021
Northwest | Other Manufacturing | Peak | September | Other Subs | MW | 12.49 | 12.8209 | 12.277 | 14.4756 | 16.0379 | 16.24 | 18.1504 | 21.1871 | 19.4019 | 21.0981 | 18.2828 | 17.5331 | 19.6028 | 19.2692 | 20.7216 | 20.7705 | 18.4733 | 21.927 | 21.6337 | 24.3592 | 25.3165 | 22.8715 | 21.4411 | 21.7627 | 22.7414 | 26.0829 | 25.5792 | 24.9489 | 23.0307 | 24.9334 | 26.3814 | 27.8266 | 29.27 | 30.7118 | 31.8459 | 33.1623 | 34.5504 | 35.9662 | 37.3919 | 38.8206 | 40.2493 | 41.677 | 43.103 | 44.5273 | 45.9497 | 47.3702 | 48.7886 | 50.205 | 51.6193 | 53.0314
Northwest | Other Manufacturing | Peak | September | Miscellaneous | MW | 27.0364 | 30.9621 | 33.272 | 38.0825 | 40.0682 | 38.5299 | 38.295 | 39.5056 | 36.1197 | 39.0319 | 35.1997 | 34.0057 | 41.1937 | 41.802 | 38.4644 | 21.6381 | 21.5921 | 25.6329 | 22.939 | 27.8082 | 26.5571 | 21.1136 | 20.6068 | 24.4249 | 21.553 | 25.1959 | 24.4326 | 28.7525 | 25.5466 | 27.2346 | 28.353 | 29.4848 | 30.6353 | 31.8023 | 32.6812 | 33.7552 | 34.9138 | 36.112 | 37.3314 | 38.564 | 39.806 | 41.0555 | 42.3113 | 43.5726 | 44.8387 | 46.1089 | 47.3829 | 48.66 | 49.9398 | 51.2215
Northwest | Other Manufacturing | Peak | October | Process Heat | MW | 14.5452 | 16.3706 | 17.0344 | 19.3826 | 21.2089 | 20.35 | 21.312 | 21.6089 | 20.7377 | 22.3086 | 18.229 | 18.1124 | 19.8842 | 19.8198 | 19.5465 | 13.3613 | 14.1749 | 14.7507 | 13.9997 | 15.2764 | 18.7063 | 14.6993 | 13.8045 | 14.8424 | 13.6547 | 15.1106 | 15.2722 | 15.4493 | 15.333 | 16.316 | 16.9243 | 17.5361 | 18.1571 | 18.7869 | 19.2808 | 19.8689 | 20.4993 | 21.1507 | 21.8146 | 22.4871 | 23.1665 | 23.8519 | 24.5427 | 25.2385 | 25.9388 | 26.6434 | 27.3518 | 28.0637 | 28.779 | 29.4971
Northwest | Other Manufacturing | Peak | October | Motors | MW | 43.2075 | 43.5178 | 40.7182 | 46.0045 | 49.5905 | 49.1567 | 55.3082 | 59.7931 | 57.9064 | 60.6454 | 48.7338 | 47.2114 | 49.3857 | 47.7309 | 52.1664 | 53.3041 | 53.756 | 55.543 | 55.8937 | 58.2923 | 71.1004 | 58.7072 | 50.9783 | 51.4879 | 52.8589 | 56.9667 | 56.99 | 58.6519 | 52.4847 | 56.2816 | 58.9992 | 61.7244 | 64.4721 | 67.2398 | 69.3941 | 71.9428 | 74.6565 | 77.4424 | 80.2629 | 83.102 | 85.9526 | 88.8114 | 91.6763 | 94.5462 | 97.4201 | 100.2971 | 103.1766 | 106.058 | 108.9406 | 111.8239
Northwest | Other Manufacturing | Peak | October | Other Subs | MW | 13.7788 | 14.3109 | 13.6014 | 15.7567 | 18.0551 | 18.0128 | 20.6534 | 22.9428 | 22.0081 | 23.8123 | 18.9114 | 18.8191 | 19.4157 | 18.9698 | 20.9398 | 21.337 | 20.8628 | 21.8224 | 22.0633 | 22.9421 | 30.4039 | 25.8565 | 23.6129 | 23.522 | 23.8156 | 26.2926 | 26.986 | 26.3525 | 24.2995 | 26.3078 | 27.8363 | 29.3618 | 30.8855 | 32.4074 | 33.6084 | 34.9995 | 36.4654 | 37.9602 | 39.4654 | 40.9737 | 42.482 | 43.9891 | 45.4946 | 46.9982 | 48.4998 | 49.9994 | 51.4968 | 52.992 | 54.4851 | 55.9758
Northwest | Other Manufacturing | Peak | October | Miscellaneous | MW | 29.6601 | 34.3217 | 36.5773 | 41.2254 | 44.8637 | 42.5185 | 43.1499 | 42.5344 | 40.6678 | 43.6232 | 35.7588 | 36.0184 | 40.5092 | 40.9168 | 38.558 | 22.4256 | 24.4946 | 25.5493 | 23.517 | 26.2581 | 31.8611 | 23.848 | 22.702 | 26.3602 | 22.5502 | 25.3681 | 25.7403 | 30.2869 | 26.9208 | 28.7012 | 29.8821 | 31.0763 | 32.29 | 33.5212 | 34.4519 | 35.5863 | 36.809 | 38.0732 | 39.3596 | 40.6598 | 41.9699 | 43.2878 | 44.6125 | 45.9428 | 47.2782 | 48.618 | 49.9617 | 51.3087 | 52.6585 | 54.0103
Northwest | Other Manufacturing | Peak | November | Process Heat | MW | 15.818 | 17.8118 | 18.5476 | 21.1078 | 23.0634 | 22.1432 | 23.1828 | 23.5314 | 22.5463 | 24.2724 | 20.3339 | 19.4837 | 21.4704 | 21.7208 | 23.6735 | 15.8635 | 14.6301 | 16.5949 | 17.2105 | 19.5875 | 20.3466 | 16.3488 | 14.1477 | 14.8175 | 18.0072 | 15.8783 | 16.2193 | 16.4266 | 16.3213 | 17.3683 | 18.017 | 18.6694 | 19.3316 | 20.0032 | 20.531 | 21.1587 | 21.8309 | 22.5255 | 23.2333 | 23.9502 | 24.6744 | 25.4051 | 26.1414 | 26.8831 | 27.6296 | 28.3805 | 29.1355 | 29.8943 | 30.6566 | 31.422
Northwest | Other Manufacturing | Peak | November | Motors | MW | 47.0276 | 47.3799 | 44.3635 | 50.1244 | 53.953 | 53.5074 | 60.1914 | 65.0957 | 62.9547 | 65.973 | 54.3198 | 50.7885 | 53.351 | 52.3333 | 63.155 | 63.3757 | 55.5281 | 62.5248 | 68.7878 | 74.7885 | 77.2896 | 65.2485 | 52.1918 | 51.3714 | 69.6895 | 59.8554 | 60.5328 | 62.3736 | 55.8241 | 59.8615 | 62.7517 | 65.65 | 68.5724 | 71.516 | 73.8111 | 76.5235 | 79.4104 | 82.374 | 85.374 | 88.3939 | 91.426 | 94.4668 | 97.5142 | 100.5669 | 103.6238 | 106.6841 | 109.747 | 112.8119 | 115.8781 | 118.9452
Northwest | Other Manufacturing | Peak | November | Other Subs | MW | 14.9964 | 15.5828 | 14.822 | 17.1707 | 19.6462 | 19.6106 | 22.4812 | 24.9877 | 23.9364 | 25.915 | 21.0863 | 20.2482 | 20.9884 | 20.8122 | 25.3659 | 25.3857 | 21.5687 | 24.5852 | 27.1752 | 29.4611 | 33.0198 | 28.7105 | 24.1595 | 23.452 | 31.3895 | 27.6162 | 28.6503 | 28.0043 | 25.8392 | 27.9748 | 29.6004 | 31.2228 | 32.8432 | 34.4618 | 35.741 | 37.2212 | 38.7806 | 40.3706 | 41.9715 | 43.5756 | 45.1798 | 46.7828 | 48.384 | 49.9833 | 51.5804 | 53.1754 | 54.7681 | 56.3584 | 57.9465 | 59.5321
Northwest | Other Manufacturing | Peak | November | Miscellaneous | MW | 32.251 | 37.3432 | 39.8262 | 44.8938 | 48.7872 | 46.2645 | 46.9399 | 46.3328 | 44.2315 | 47.478 | 39.9116 | 38.7568 | 43.7437 | 44.845 | 46.7214 | 26.6231 | 25.291 | 28.7498 | 28.9094 | 33.6733 | 34.6417 | 26.521 | 23.2643 | 26.31 | 29.7285 | 26.6482 | 27.3255 | 32.1994 | 28.6251 | 30.5175 | 31.773 | 33.0427 | 34.3333 | 35.6424 | 36.6338 | 37.8408 | 39.1412 | 40.4856 | 41.8535 | 43.2361 | 44.6292 | 46.0307 | 47.4392 | 48.8539 | 50.2739 | 51.6986 | 53.1275 | 54.5599 | 55.9952 | 57.4327
Northwest | Other Manufacturing | Peak | December | Process Heat | MW | 14.6613 | 16.5287 | 17.1165 | 19.4058 | 21.4056 | 20.4901 | 21.6005 | 21.7718 | 21.0767 | 22.644 | 19.7257 | 18.7369 | 24.3153 | 20.548 | 21.2717 | 14.2305 | 12.7834 | 15.2588 | 14.8384 | 18.9787 | 17.1148 | 14.8559 | 15.8738 | 17.7953 | 14.4984 | 15.6736 | 15.4849 | 15.7031 | 15.6124 | 16.6149 | 17.2371 | 17.8627 | 18.4976 | 19.1414 | 19.6488 | 20.251 | 20.8956 | 21.5614 | 22.2397 | 22.9268 | 23.6209 | 24.3211 | 25.0267 | 25.7374 | 26.4526 | 27.1722 | 27.8956 | 28.6226 | 29.353 | 30.0863
Northwest | Other Manufacturing | Peak | December | Motors | MW | 43.7613 | 44.1022 | 41.0516 | 46.198 | 50.1642 | 49.6057 | 56.3364 | 60.403 | 59.0265 | 61.7642 | 53.029 | 49.0977 | 60.5666 | 49.5881 | 56.9164 | 56.7662 | 48.4905 | 57.4803 | 59.2456 | 72.4334 | 64.9832 | 59.2516 | 58.4773 | 61.6587 | 56.1382 | 59.1119 | 57.8234 | 59.6499 | 53.4006 | 57.2636 | 60.0298 | 62.8033 | 65.5999 | 68.4168 | 70.6181 | 73.2157 | 75.9792 | 78.8156 | 81.6868 | 84.5768 | 87.4786 | 90.3887 | 93.3052 | 96.2266 | 99.1522 | 102.081 | 105.0123 | 107.9455 | 110.88 | 113.8152
Northwest | Other Manufacturing | Peak | December | Other Subs | MW | 13.9468 | 14.5019 | 13.7152 | 15.8238 | 18.2616 | 18.172 | 21.0332 | 23.1735 | 22.4315 | 24.2581 | 20.5931 | 19.5811 | 23.8198 | 19.7138 | 22.85 | 22.7194 | 18.8178 | 22.5814 | 23.3849 | 28.5046 | 27.7304 | 26.0295 | 27.0295 | 28.1116 | 25.2692 | 27.2636 | 27.358 | 26.7687 | 24.7067 | 26.7494 | 28.3044 | 29.8563 | 31.4064 | 32.9547 | 34.1807 | 35.5976 | 37.0898 | 38.6109 | 40.1425 | 41.6771 | 43.2117 | 44.7452 | 46.2771 | 47.807 | 49.3349 | 50.8608 | 52.3845 | 53.906 | 55.4252 | 56.9422
Northwest | Other Manufacturing | Peak | December | Miscellaneous | MW | 29.8686 | 34.64 | 36.7483 | 41.2638 | 45.2716 | 42.7991 | 43.6769 | 42.8167 | 41.2991 | 44.224 | 38.6178 | 37.1974 | 49.5027 | 42.4085 | 41.9319 | 23.8936 | 22.0909 | 26.4277 | 24.9276 | 32.6193 | 29.1278 | 24.1038 | 26.1141 | 31.6003 | 23.9254 | 26.2975 | 26.0815 | 30.773 | 27.3634 | 29.1723 | 30.3732 | 31.5874 | 32.8215 | 34.0734 | 35.0236 | 36.1787 | 37.4226 | 38.7084 | 40.0166 | 41.3387 | 42.6709 | 44.0112 | 45.3582 | 46.711 | 48.069 | 49.4314 | 50.7978 | 52.1676 | 53.5402 | 54.9149
Area | Sector | Day | Month | Enduse | Units | 1986 | 1987 | 1988 | 1989 | 1990 | 1991 | 1992 | 1993 | 1994 | 1995 | 1996 | 1997 | 1998 | 1999 | 2000 | 2001 | 2002 | 2003 | 2004 | 2005 | 2006 | 2007 | 2008 | 2009 | 2010 | 2011 | 2012 | 2013 | 2014 | 2015 | 2016 | 2017 | 2018 | 2019 | 2020 | 2021 | 2022 | 2023 | 2024 | 2025 | 2026 | 2027 | 2028 | 2029 | 2030 | 2031 | 2032 | 2033 | 2034 | 2035
Northwest | Data Centers | Peak | January | Miscellaneous | MW | 0 | 0 | 0 | 0 | 0 | 0 | 0 | 0 | 0 | 0 | 0 | 0 | 0 | 0 | 0 | 0 | 0 | 0 | 0 | 0 | 0 | 0 | 0 | 0 | 0 | 0 | 0 | 511.4817 | 536.5192 | 562.7781 | 584.6993 | 607.4883 | 625.0754 | 643.1965 | 655.4062 | 667.8499 | 673.8384 | 679.912 | 686.021 | 692.1979 | 691.5064 | 690.8156 | 690.1254 | 689.436 | 688.7473 | 688.0592 | 687.3718 | 686.6851 | 685.9991 | 685.3138
Northwest | Data Centers | Peak | February | Miscellaneous | MW | 0 | 0 | 0 | 0 | 0 | 0 | 0 | 0 | 0 | 0 | 0 | 0 | 0 | 0 | 0 | 0 | 0 | 0 | 0 | 0 | 0 | 0 | 0 | 0 | 0 | 0 | 0 | 517.0715 | 542.3827 | 568.9286 | 591.0894 | 614.1274 | 631.9068 | 650.2259 | 662.569 | 675.1486 | 681.2026 | 687.3425 | 693.5184 | 699.7628 | 699.0637 | 698.3654 | 697.6677 | 696.9707 | 696.2744 | 695.5789 | 694.884 | 694.1898 | 693.4963 | 692.8035
Northwest | Data Centers | Peak | March | Miscellaneous | MW | 0 | 0 | 0 | 0 | 0 | 0 | 0 | 0 | 0 | 0 | 0 | 0 | 0 | 0 | 0 | 0 | 0 | 0 | 0 | 0 | 0 | 0 | 0 | 0 | 0 | 0 | 0 | 512.7546 | 537.8546 | 564.1788 | 586.1546 | 609.0001 | 626.6312 | 644.7973 | 657.0374 | 669.512 | 675.5155 | 681.6041 | 687.7285 | 693.9207 | 693.2275 | 692.5349 | 691.8431 | 691.1519 | 690.4614 | 689.7717 | 689.0826 | 688.3942 | 687.7065 | 687.0195
Northwest | Data Centers | Peak | April | Miscellaneous | MW | 0 | 0 | 0 | 0 | 0 | 0 | 0 | 0 | 0 | 0 | 0 | 0 | 0 | 0 | 0 | 0 | 0 | 0 | 0 | 0 | 0 | 0 | 0 | 0 | 0 | 0 | 0 | 452.2321 | 474.3693 | 497.5865 | 516.9684 | 537.1173 | 552.6674 | 568.6892 | 579.4845 | 590.4867 | 595.7816 | 601.1516 | 606.553 | 612.0143 | 611.403 | 610.7922 | 610.1819 | 609.5724 | 608.9634 | 608.355 | 607.7473 | 607.1401 | 606.5336 | 605.9277
Northwest | Data Centers | Peak | May | Miscellaneous | MW | 0 | 0 | 0 | 0 | 0 | 0 | 0 | 0 | 0 | 0 | 0 | 0 | 0 | 0 | 0 | 0 | 0 | 0 | 0 | 0 | 0 | 0 | 0 | 0 | 0 | 0 | 0 | 432.0849 | 453.236 | 475.4187 | 493.9371 | 513.1885 | 528.0457 | 543.3538 | 553.6682 | 564.1803 | 569.2393 | 574.37 | 579.5308 | 584.7488 | 584.1647 | 583.5811 | 582.998 | 582.4156 | 581.8338 | 581.2526 | 580.6719 | 580.0918 | 579.5123 | 578.9333
Northwest | Data Centers | Peak | June | Miscellaneous | MW | 0 | 0 | 0 | 0 | 0 | 0 | 0 | 0 | 0 | 0 | 0 | 0 | 0 | 0 | 0 | 0 | 0 | 0 | 0 | 0 | 0 | 0 | 0 | 0 | 0 | 0 | 0 | 413.0205 | 433.2383 | 454.4424 | 472.1437 | 490.5454 | 504.7474 | 519.3799 | 529.2391 | 539.2874 | 544.1234 | 549.0276 | 553.9607 | 558.9485 | 558.3901 | 557.8323 | 557.275 | 556.7183 | 556.1622 | 555.6066 | 555.0515 | 554.4969 | 553.9431 | 553.3896
Northwest | Data Centers | Peak | July | Miscellaneous | MW | 0 | 0 | 0 | 0 | 0 | 0 | 0 | 0 | 0 | 0 | 0 | 0 | 0 | 0 | 0 | 0 | 0 | 0 | 0 | 0 | 0 | 0 | 0 | 0 | 0 | 0 | 0 | 443.5747 | 465.2881 | 488.061 | 507.0719 | 526.8345 | 542.0875 | 557.8022 | 568.3907 | 579.1824 | 584.3764 | 589.6434 | 594.9413 | 600.2982 | 599.6985 | 599.0994 | 598.5009 | 597.903 | 597.3057 | 596.7089 | 596.1128 | 595.5173 | 594.9224 | 594.3281
Northwest | Data Centers | Peak | August | Miscellaneous | MW | 0 | 0 | 0 | 0 | 0 | 0 | 0 | 0 | 0 | 0 | 0 | 0 | 0 | 0 | 0 | 0 | 0 | 0 | 0 | 0 | 0 | 0 | 0 | 0 | 0 | 0 | 0 | 441.3522 | 462.9569 | 485.6157 | 504.5312 | 524.1948 | 539.3714 | 555.0073 | 565.5427 | 576.2805 | 581.4484 | 586.689 | 591.9604 | 597.2904 | 596.6937 | 596.0976 | 595.5021 | 594.9072 | 594.3129 | 593.7191 | 593.126 | 592.5334 | 591.9415 | 591.3502
Northwest | Data Centers | Peak | September | Miscellaneous | MW | 0 | 0 | 0 | 0 | 0 | 0 | 0 | 0 | 0 | 0 | 0 | 0 | 0 | 0 | 0 | 0 | 0 | 0 | 0 | 0 | 0 | 0 | 0 | 0 | 0 | 0 | 0 | 440.6804 | 462.2521 | 484.8763 | 503.7631 | 523.3972 | 538.5502 | 554.1627 | 564.6821 | 575.4034 | 580.5631 | 585.7959 | 591.0593 | 596.3812 | 595.7853 | 595.1902 | 594.5956 | 594.0016 | 593.4081 | 592.8154 | 592.2231 | 591.6315 | 591.0404 | 590.45
Northwest | Data Centers | Peak | October | Miscellaneous | MW | 0 | 0 | 0 | 0 | 0 | 0 | 0 | 0 | 0 | 0 | 0 | 0 | 0 | 0 | 0 | 0 | 0 | 0 | 0 | 0 | 0 | 0 | 0 | 0 | 0 | 0 | 0 | 466.7493 | 489.5971 | 513.5596 | 533.5637 | 554.3594 | 570.4086 | 586.9448 | 598.0867 | 609.4421 | 614.9069 | 620.4493 | 626.024 | 631.6608 | 631.0297 | 630.3994 | 629.7696 | 629.1404 | 628.5119 | 627.884 | 627.2568 | 626.6301 | 626.0042 | 625.3787
Northwest | Data Centers | Peak | November | Miscellaneous | MW | 0 | 0 | 0 | 0 | 0 | 0 | 0 | 0 | 0 | 0 | 0 | 0 | 0 | 0 | 0 | 0 | 0 | 0 | 0 | 0 | 0 | 0 | 0 | 0 | 0 | 0 | 0 | 495.9483 | 520.2255 | 545.687 | 566.9424 | 589.0392 | 606.0923 | 623.6631 | 635.5019 | 647.5677 | 653.3744 | 659.2635 | 665.187 | 671.1763 | 670.5058 | 669.8359 | 669.1668 | 668.4983 | 667.8304 | 667.1633 | 666.4968 | 665.8309 | 665.1658 | 664.5013
Northwest | Data Centers | Peak | December | Miscellaneous | MW | 0 | 0 | 0 | 0 | 0 | 0 | 0 | 0 | 0 | 0 | 0 | 0 | 0 | 0 | 0 | 0 | 0 | 0 | 0 | 0 | 0 | 0 | 0 | 0 | 0 | 0 | 0 | 500.6217 | 525.1277 | 550.829 | 572.2848 | 594.5899 | 611.8037 | 629.54 | 641.4905 | 653.6699 | 659.5313 | 665.4758 | 671.4552 | 677.501 | 676.8242 | 676.148 | 675.4725 | 674.7977 | 674.1236 | 673.4501 | 672.7773 | 672.1052 | 671.4338 | 670.7631
Area | Sector | Day | Month | Enduse | Units | 1986 | 1987 | 1988 | 1989 | 1990 | 1991 | 1992 | 1993 | 1994 | 1995 | 1996 | 1997 | 1998 | 1999 | 2000 | 2001 | 2002 | 2003 | 2004 | 2005 | 2006 | 2007 | 2008 | 2009 | 2010 | 2011 | 2012 | 2013 | 2014 | 2015 | 2016 | 2017 | 2018 | 2019 | 2020 | 2021 | 2022 | 2023 | 2024 | 2025 | 2026 | 2027 | 2028 | 2029 | 2030 | 2031 | 2032 | 2033 | 2034 | 2035
Northwest | Agriculture | Peak | January | Motors | MW | 0 | 0 | 0 | 0 | 0 | 0 | 0 | 0 | 0 | 0 | 0 | 0 | 0 | 0 | 0 | 0 | 0 | 0 | 0 | 0 | 0 | 0 | 0 | 0 | 0 | 0 | 0 | 0 | 0 | 0 | 0 | 0 | 0 | 0 | 0 | 0 | 0 | 0 | 0 | 0 | 0 | 0 | 0 | 0 | 0 | 0 | 0 | 0 | 0 | 0
Northwest | Agriculture | Peak | February | Motors | MW | 0 | 0 | 0 | 0 | 0 | 0 | 0 | 0 | 0 | 0 | 0 | 0 | 0 | 0 | 0 | 0 | 0 | 0 | 0 | 0 | 0 | 0 | 0 | 0 | 0 | 0 | 0 | 0 | 0 | 0 | 0 | 0 | 0 | 0 | 0 | 0 | 0 | 0 | 0 | 0 | 0 | 0 | 0 | 0 | 0 | 0 | 0 | 0 | 0 | 0
Northwest | Agriculture | Peak | March | Motors | MW | 0 | 0 | 0 | 0 | 0 | 0 | 0 | 0 | 0 | 0 | 0 | 0 | 0 | 0 | 0 | 0 | 0 | 0 | 0 | 0 | 0 | 0 | 0 | 0 | 0 | 0 | 0 | 0 | 0 | 0 | 0 | 0 | 0 | 0 | 0 | 0 | 0 | 0 | 0 | 0 | 0 | 0 | 0 | 0 | 0 | 0 | 0 | 0 | 0 | 0
Northwest | Agriculture | Peak | April | Motors | MW | 377.2318 | 413.0329 | 425.6468 | 419.8834 | 429.694 | 417.0314 | 473.8035 | 361.7187 | 455.1825 | 391.5628 | 373.3427 | 406.6812 | 332.8436 | 359.5685 | 359.7989 | 457.2246 | 436.257 | 434.4615 | 414.9974 | 335.8601 | 354.6234 | 413.4439 | 443.9288 | 391.3569 | 359.8532 | 358.2596 | 390.0922 | 293.3518 | 281.8555 | 287.9885 | 288.5829 | 289.2672 | 290.0334 | 290.8742 | 291.783 | 292.7297 | 293.7334 | 294.7909 | 295.8976 | 297.0495 | 298.2426 | 299.4738 | 300.7398 | 302.0381 | 303.3659 | 304.7212 | 306.1019 | 307.5061 | 308.9321 | 310.3781
Northwest | Agriculture | Peak | May | Motors | MW | 1197.53 | 1296.968 | 1341.052 | 1337.003 | 1356.496 | 1337.43 | 1477.798 | 1196.503 | 1451.37 | 1282.517 | 1381.389 | 1389.71 | 1122.823 | 1262.262 | 1276.796 | 1529.074 | 1661.054 | 1455.719 | 1388.648 | 1181.851 | 1294.592 | 1390.445 | 1441.186 | 1368.703 | 1274.313 | 1196.58 | 1324.874 | 998.5714 | 959.4795 | 980.5093 | 982.6572 | 985.1127 | 987.8483 | 990.8393 | 994.0629 | 997.4125 | 1000.957 | 1004.685 | 1008.582 | 1012.634 | 1016.827 | 1021.151 | 1025.593 | 1030.146 | 1034.799 | 1039.547 | 1044.381 | 1049.295 | 1054.284 | 1059.341
Northwest | Agriculture | Peak | June | Motors | MW | 2040.207 | 2198.346 | 2279.167 | 2302.933 | 2260.419 | 2280.396 | 2451.652 | 2135.25 | 2410.276 | 2222.485 | 2172.224 | 2137.069 | 1835.932 | 2075.993 | 2214.368 | 2462.527 | 2756.394 | 2515.591 | 2533.171 | 2038.962 | 2226.844 | 2178.376 | 2502.428 | 2098.804 | 2025.72 | 1908.938 | 2110.659 | 1592.122 | 1529.92 | 1563.669 | 1567.26 | 1571.343 | 1575.873 | 1580.811 | 1586.121 | 1591.631 | 1597.451 | 1603.566 | 1609.95 | 1616.581 | 1623.438 | 1630.502 | 1637.756 | 1645.186 | 1652.777 | 1660.517 | 1668.395 | 1676.401 | 1684.525 | 1692.758
Northwest | Agriculture | Peak | July | Motors | MW | 1957.754 | 2139.612 | 2213.566 | 2256.21 | 2157.391 | 2185.42 | 2356.838 | 2153.111 | 2271.486 | 2175.27 | 2231.381 | 2097.133 | 1905.74 | 2060.355 | 2119.205 | 2253.163 | 2590.503 | 2449.332 | 2474.984 | 2130.052 | 2144.596 | 2297.944 | 2376.658 | 2353.082 | 2149.896 | 1994.914 | 2276.164 | 1717.681 | 1650.734 | 1687.365 | 1691.407 | 1695.979 | 1701.033 | 1706.528 | 1712.425 | 1718.533 | 1724.976 | 1731.737 | 1738.789 | 1746.107 | 1753.669 | 1761.454 | 1769.444 | 1777.624 | 1785.977 | 1794.491 | 1803.154 | 1811.954 | 1820.882 | 1829.927
Northwest | Agriculture | Peak | August | Motors | MW | 1779.169 | 1948.436 | 2015.25 | 2055.025 | 1958.648 | 1982.01 | 2142.252 | 1962.843 | 2056.543 | 1974.108 | 2028.932 | 1993.774 | 1713.24 | 1903.486 | 1914.055 | 2104.999 | 2371.582 | 2117.194 | 2319.72 | 1959.599 | 1787.152 | 2000.726 | 2239.217 | 2056.666 | 2029.064 | 1916.477 | 2167.089 | 1634.624 | 1570.946 | 1605.802 | 1609.643 | 1613.988 | 1618.791 | 1624.013 | 1629.616 | 1635.419 | 1641.54 | 1647.963 | 1654.663 | 1661.616 | 1668.8 | 1676.197 | 1683.788 | 1691.56 | 1699.497 | 1707.587 | 1715.818 | 1724.18 | 1732.663 | 1741.258
Northwest | Agriculture | Peak | September | Motors | MW | 1040.613 | 1128.941 | 1164.796 | 1170.592 | 1160.303 | 1154.143 | 1268.608 | 1066.188 | 1236.556 | 1112.021 | 1149.853 | 1123.363 | 1029.333 | 1062.071 | 1050.788 | 1194.802 | 1309.831 | 1351.05 | 1229.263 | 1033.004 | 1084.674 | 1164.995 | 1194.456 | 1181.008 | 1068.214 | 1129.476 | 1178.783 | 887.744 | 853.0024 | 871.685 | 873.5801 | 875.748 | 878.1647 | 880.808 | 883.6578 | 886.6218 | 889.7584 | 893.0585 | 896.5082 | 900.0948 | 903.807 | 907.6342 | 911.5672 | 915.5979 | 919.7183 | 923.922 | 928.2023 | 932.5538 | 936.9714 | 941.4495
Northwest | Agriculture | Peak | October | Motors | MW | 200.8997 | 220.2429 | 227.1472 | 223.5817 | 229.0478 | 221.5142 | 252.5537 | 189.8381 | 240.2738 | 205.4259 | 193.7607 | 196.9924 | 166.817 | 172.5533 | 176.1302 | 208.589 | 246.6395 | 223.5865 | 207.0362 | 158.381 | 217.2126 | 219.94 | 217.1357 | 210.0887 | 183.0836 | 187.5887 | 207.575 | 156.0655 | 149.946 | 153.2049 | 153.5178 | 153.8784 | 154.2827 | 154.7267 | 155.2068 | 155.7076 | 156.2387 | 156.7984 | 157.3843 | 157.9942 | 158.626 | 159.278 | 159.9485 | 160.6362 | 161.3396 | 162.0576 | 162.7891 | 163.5331 | 164.2887 | 165.055
Northwest | Agriculture | Peak | November | Motors | MW | 98.756 | 108.534 | 111.9876 | 110.1537 | 112.9439 | 109.046 | 124.785 | 93.8669 | 119.0991 | 101.4404 | 98.1287 | 96.1905 | 81.8157 | 85.8153 | 96.875 | 112.6531 | 116.1506 | 114.0796 | 115.4171 | 91.9049 | 105.7734 | 109.281 | 99.1845 | 93.6355 | 107.9615 | 88.2934 | 99.0156 | 74.4671 | 71.5467 | 73.1018 | 73.2514 | 73.4238 | 73.617 | 73.8291 | 74.0586 | 74.2978 | 74.5514 | 74.8187 | 75.0985 | 75.3898 | 75.6916 | 76.003 | 76.3232 | 76.6517 | 76.9876 | 77.3305 | 77.6799 | 78.0353 | 78.3962 | 78.7621
Northwest | Agriculture | Peak | December | Motors | MW | 0 | 0 | 0 | 0 | 0 | 0 | 0 | 0 | 0 | 0 | 0 | 0 | 0 | 0 | 0 | 0 | 0 | 0 | 0 | 0 | 0 | 0 | 0 | 0 | 0 | 0 | 0 | 0 | 0 | 0 | 0 | 0 | 0 | 0 | 0 | 0 | 0 | 0 | 0 | 0 | 0 | 0 | 0 | 0 | 0 | 0 | 0 | 0 | 0 | 0
Northwest | Food & Tobacco | Peak | January | All | MW | 349.2363 | 400.8991 | 403.4919 | 399.1234 | 386.8425 | 442.9344 | 452.4949 | 457.8651 | 465.5942 | 491.4332 | 541.7752 | 488.7045 | 478.0167 | 430.8782 | 459.5835 | 422.2605 | 354.8145 | 401.9157 | 488.8393 | 479.1255 | 441.7403 | 493.3916 | 445.2928 | 407.0174 | 395.2075 | 442.4921 | 425.3959 | 427.8532 | 388.8847 | 407.7952 | 419.2422 | 430.7665 | 442.3582 | 454.0085 | 465.7094 | 477.4533 | 489.2336 | 501.0442 | 512.8797 | 524.7348 | 536.6049 | 548.4858 | 560.3735 | 572.2643 | 584.1551 | 596.0427 | 607.9244 | 619.7977 | 631.6585 | 643.5012
Northwest | Food & Tobacco | Peak | February | All | MW | 422.3271 | 484.7083 | 487.8702 | 482.8617 | 468.2578 | 536.1582 | 547.5805 | 554.1578 | 563.9243 | 594.6758 | 661.9141 | 555.5643 | 523.5731 | 530.1978 | 532.6481 | 508.7365 | 413.9264 | 519.6582 | 513.2138 | 556.8629 | 610.9306 | 573.9085 | 491.5929 | 470.8267 | 486.6936 | 547.6824 | 503.3651 | 505.6915 | 459.5988 | 481.9485 | 495.4774 | 509.0973 | 522.7968 | 536.5653 | 550.3934 | 564.2722 | 578.194 | 592.1515 | 606.1382 | 620.1481 | 634.1756 | 648.2158 | 662.2639 | 676.3157 | 690.3674 | 704.4152 | 718.4561 | 732.4868 | 746.5029 | 760.4974
Northwest | Food & Tobacco | Peak | March | All | MW | 346.7046 | 397.6836 | 400.3057 | 396.6309 | 383.936 | 440.2689 | 449.2008 | 455.9818 | 463.1454 | 488.588 | 500.2297 | 467.4644 | 481.3387 | 459.3124 | 462.1144 | 406.5903 | 369.2182 | 416.775 | 426.6916 | 425.7469 | 492.2282 | 470.4709 | 415.3195 | 430.9237 | 424.9876 | 428.0209 | 447.1177 | 448.8004 | 407.8648 | 427.6946 | 439.6965 | 451.7791 | 463.9322 | 476.1465 | 488.4136 | 500.7257 | 513.076 | 525.4578 | 537.8656 | 550.2939 | 562.7379 | 575.1931 | 587.6553 | 600.1208 | 612.5862 | 625.0483 | 637.5042 | 649.951 | 662.3848 | 674.7996
Northwest | Food & Tobacco | Peak | April | All | MW | 310.4456 | 354.4184 | 356.2157 | 354.1953 | 342.0188 | 394.1372 | 400.6973 | 412.3697 | 415.8072 | 439.7827 | 416.3742 | 430.1675 | 429.5785 | 428.1144 | 430.4653 | 387.2033 | 326.7056 | 398.3585 | 394.2647 | 429.5239 | 421.4335 | 418.1541 | 400.9409 | 350.7956 | 377.5208 | 384.9281 | 373.2979 | 374.8903 | 340.6702 | 357.229 | 367.2495 | 377.3373 | 387.4841 | 397.682 | 407.9241 | 418.2037 | 428.5153 | 438.8532 | 449.2129 | 459.5897 | 469.9797 | 480.379 | 490.7843 | 501.1924 | 511.6004 | 522.0056 | 532.4058 | 542.7984 | 553.1803 | 563.5463
Northwest | Food & Tobacco | Peak | May | All | MW | 298.809 | 338.5326 | 341.9342 | 341.7686 | 329.2199 | 382.2386 | 382.6855 | 402.9974 | 399.1989 | 423.3728 | 449.4333 | 429.6068 | 423.5229 | 440.7095 | 448.5424 | 383.314 | 366.6081 | 390.6403 | 385.4222 | 438.0788 | 449.9214 | 411.7169 | 379.526 | 358.0607 | 389.4408 | 375.0862 | 372.6561 | 377.1646 | 342.7496 | 359.3968 | 369.4665 | 379.6046 | 389.8025 | 400.0525 | 410.3474 | 420.6805 | 431.0462 | 441.4389 | 451.8538 | 462.2864 | 472.7327 | 483.1887 | 493.6511 | 504.1166 | 514.5824 | 525.0457 | 535.5043 | 545.9556 | 556.3965 | 566.8223
Northwest | Food & Tobacco | Peak | June | All | MW | 381.0283 | 430.4786 | 438.3678 | 442.9037 | 412.5547 | 487.663 | 476.4232 | 529.0833 | 496.4683 | 535.3522 | 511.285 | 478.664 | 503.8054 | 530.7213 | 570.7873 | 455.9146 | 445.9243 | 488.3552 | 507.1779 | 543.0229 | 560.9772 | 467.4969 | 474.7922 | 396.0784 | 445.5602 | 431.9439 | 431.0891 | 436.69 | 396.6936 | 415.9429 | 427.5792 | 439.2945 | 451.0789 | 462.9235 | 474.8199 | 486.7607 | 498.739 | 510.7487 | 522.7842 | 534.8402 | 546.9121 | 558.9954 | 571.0862 | 583.1808 | 595.2759 | 607.3682 | 619.4552 | 631.534 | 643.6011 | 655.651
Northwest | Food & Tobacco | Peak | July | All | MW | 394.9238 | 450.5946 | 461.5533 | 469.7205 | 425.9486 | 505.8849 | 491.4901 | 568.8745 | 509.4764 | 559.947 | 559.4996 | 500.4921 | 562.8003 | 565.66 | 589.521 | 452.6783 | 451.7739 | 510.7445 | 529.5447 | 606.0676 | 580.1241 | 529.2415 | 479.7627 | 472.9778 | 502.9565 | 482.0247 | 497.3165 | 503.5641 | 457.2949 | 479.4566 | 492.8421 | 506.3187 | 519.8748 | 533.5002 | 547.1855 | 560.9219 | 574.7019 | 588.518 | 602.364 | 616.2338 | 630.122 | 644.0237 | 657.9341 | 671.8492 | 685.765 | 699.678 | 713.5849 | 727.4827 | 741.3672 | 755.2327
Northwest | Food & Tobacco | Peak | August | All | MW | 378.9669 | 432.8156 | 443.8374 | 451.9192 | 408.282 | 484.7634 | 470.6808 | 546.9387 | 487.0177 | 536.5703 | 536.9319 | 502.5625 | 535.4984 | 553.1695 | 562.8411 | 446.5783 | 435.9153 | 466.4376 | 524.3391 | 589.3525 | 511.0216 | 486.7008 | 477.2106 | 436.7185 | 501.6606 | 489.7154 | 500.3677 | 505.7448 | 459.2602 | 481.509 | 494.9439 | 508.4702 | 522.0764 | 535.7521 | 549.4879 | 563.2751 | 577.106 | 590.9732 | 604.8705 | 618.7916 | 632.7313 | 646.6845 | 660.6465 | 674.6133 | 688.5807 | 702.5453 | 716.5039 | 730.4533 | 744.3894 | 758.3063
Northwest | Food & Tobacco | Peak | September | All | MW | 352.3463 | 399.1109 | 403.9975 | 407.3124 | 381.9892 | 447.8942 | 443.334 | 483.6653 | 461.7968 | 495.157 | 504.6292 | 469.0354 | 526.7667 | 503.7489 | 502.004 | 407.0563 | 389.9882 | 489.0791 | 459.1088 | 516.7426 | 511.1676 | 467.9991 | 425.2091 | 418.3444 | 442.2189 | 480.5272 | 449.6813 | 453.4224 | 411.946 | 431.9551 | 444.0581 | 456.2427 | 468.4987 | 480.8168 | 493.1884 | 505.6057 | 518.0616 | 530.5498 | 543.0643 | 555.5999 | 568.1516 | 580.7148 | 593.2855 | 605.8597 | 618.4342 | 631.0055 | 643.5709 | 656.1274 | 668.6714 | 681.1968
Northwest | Food & Tobacco | Peak | October | All | MW | 465.6067 | 532.2839 | 536.0363 | 532.0275 | 513.7999 | 590.5817 | 599.6788 | 612.5308 | 619.1794 | 653.6303 | 612.2483 | 590.256 | 611.8764 | 584.1734 | 597.452 | 498.6952 | 521.7489 | 580.3123 | 557.2083 | 574.7318 | 728.2655 | 629.0144 | 554.8004 | 533.2019 | 545.2635 | 572.6539 | 563.7199 | 565.6146 | 513.9343 | 538.9285 | 554.0583 | 569.2896 | 584.6091 | 600.0056 | 615.4681 | 630.9871 | 646.5538 | 662.1602 | 677.7989 | 693.4633 | 709.1473 | 724.8452 | 740.5518 | 756.2625 | 771.9728 | 787.6787 | 803.3768 | 819.0634 | 834.7336 | 850.3796
Northwest | Food & Tobacco | Peak | November | All | MW | 431.7021 | 494.0574 | 497.8128 | 494.1508 | 476.8683 | 547.9494 | 556.9839 | 569.2413 | 575.1077 | 607.0149 | 582.9694 | 542.5909 | 564.9393 | 547.0624 | 617.7469 | 505.4247 | 459.6802 | 556.9851 | 584.4454 | 628.0482 | 674.5001 | 594.2715 | 482.089 | 451.6701 | 610.144 | 511.0297 | 509.4755 | 511.9855 | 465.2677 | 487.8938 | 501.5902 | 515.3787 | 529.2474 | 543.1859 | 557.1846 | 571.2346 | 585.3281 | 599.4575 | 613.6165 | 627.7988 | 641.999 | 656.2119 | 670.4328 | 684.6575 | 698.882 | 713.1025 | 727.3161 | 741.5193 | 755.7078 | 769.8745
Northwest | Food & Tobacco | Peak | December | All | MW | 377.8641 | 433.0607 | 434.4511 | 429.7258 | 417.6561 | 477.8632 | 490.1168 | 494.7691 | 505.5215 | 532.7001 | 534.1421 | 492.4977 | 602.3536 | 487.5088 | 522.5969 | 424.9137 | 376.1885 | 480.7917 | 472.6003 | 570.8444 | 533.1642 | 508.2322 | 508.7113 | 509.7765 | 462.7076 | 475.4693 | 458.6234 | 460.7709 | 418.7896 | 439.1582 | 451.4894 | 463.9036 | 476.3902 | 488.9397 | 501.5435 | 514.1936 | 526.8828 | 539.6044 | 552.3527 | 565.1221 | 577.9075 | 590.7044 | 603.5085 | 616.3161 | 629.1234 | 641.9272 | 654.7247 | 667.5128 | 680.2875 | 693.0426
Northwest | Textiles | Peak | January | All | MW | 22.1855 | 25.7075 | 26.3688 | 32.3036 | 35.9644 | 44.3029 | 41.9977 | 42.3379 | 43.1262 | 41.7555 | 42.2759 | 37.3398 | 33.5355 | 30.1614 | 35.2525 | 33.8389 | 29.2861 | 30.1874 | 35.7885 | 35.0973 | 31.9365 | 33.2957 | 30.5589 | 27.9939 | 26.0612 | 28.7119 | 27.6548 | 32.4208 | 32.323 | 33.0105 | 33.065 | 33.1207 | 33.1777 | 33.2359 | 33.2956 | 33.3565 | 33.4188 | 33.4825 | 33.5475 | 33.6138 | 33.6813 | 33.6514 | 33.6041 | 33.5597 | 33.5181 | 33.4795 | 33.4438 | 33.411 | 33.3812 | 33.3541
Northwest | Textiles | Peak | February | All | MW | 22.8019 | 26.4139 | 27.0986 | 33.2048 | 36.9804 | 45.5405 | 43.1531 | 43.4707 | 44.3151 | 42.8834 | 43.8473 | 36.0329 | 31.2205 | 31.5354 | 34.6741 | 34.569 | 28.9692 | 33.1621 | 31.927 | 34.6599 | 37.328 | 32.7263 | 28.4701 | 27.3391 | 27.1182 | 30.0507 | 27.6837 | 32.4688 | 32.3632 | 33.0518 | 33.1066 | 33.1625 | 33.2198 | 33.2784 | 33.3383 | 33.3997 | 33.4624 | 33.5265 | 33.5919 | 33.6586 | 33.7266 | 33.6973 | 33.6508 | 33.6072 | 33.5664 | 33.5286 | 33.4937 | 33.4617 | 33.4327 | 33.4064
Northwest | Textiles | Peak | March | All | MW | 20.5157 | 23.7449 | 24.3587 | 29.878 | 33.2129 | 40.9634 | 38.7935 | 39.1921 | 39.8932 | 38.6011 | 36.3109 | 33.2177 | 31.4263 | 29.9197 | 32.9738 | 30.2906 | 28.3307 | 29.1225 | 29.0565 | 29.0135 | 32.9208 | 29.3784 | 26.3422 | 27.4032 | 25.9238 | 25.7037 | 26.9208 | 31.5855 | 31.473 | 32.1417 | 32.1942 | 32.2479 | 32.3028 | 32.3591 | 32.4167 | 32.4757 | 32.5361 | 32.5978 | 32.6609 | 32.7252 | 32.7908 | 32.7623 | 32.7171 | 32.6747 | 32.6351 | 32.5984 | 32.5645 | 32.5335 | 32.5053 | 32.4799
Northwest | Textiles | Peak | April | All | MW | 18.3041 | 21.1004 | 21.5918 | 26.5287 | 29.3498 | 36.3116 | 34.4037 | 35.055 | 35.5528 | 34.3754 | 29.9319 | 30.2607 | 27.7301 | 27.5739 | 30.417 | 28.6044 | 24.8547 | 27.6451 | 26.636 | 28.9575 | 27.8683 | 25.8384 | 25.1385 | 22.0188 | 22.7031 | 22.7828 | 22.2285 | 26.0739 | 25.9767 | 26.5266 | 26.5679 | 26.6102 | 26.6536 | 26.6981 | 26.7437 | 26.7904 | 26.8383 | 26.8874 | 26.9375 | 26.9887 | 27.041 | 27.0158 | 26.9768 | 26.9401 | 26.9058 | 26.8739 | 26.8443 | 26.8171 | 26.7922 | 26.7696
Northwest | Textiles | Peak | May | All | MW | 18.3756 | 21.0895 | 21.6922 | 26.6715 | 29.2697 | 36.3413 | 34.0574 | 35.1621 | 35.2101 | 33.942 | 33.2495 | 31.1521 | 28.1455 | 29.2774 | 32.5761 | 29.0688 | 28.5497 | 28.0251 | 26.8491 | 30.2593 | 30.7738 | 26.5253 | 24.7954 | 23.3077 | 24.3442 | 23.0994 | 23.2195 | 27.1505 | 27.0671 | 27.6314 | 27.6662 | 27.702 | 27.7388 | 27.7767 | 27.8158 | 27.856 | 27.8973 | 27.9398 | 27.9834 | 28.0281 | 28.0738 | 28.038 | 27.9875 | 27.9396 | 27.894 | 27.851 | 27.8104 | 27.7723 | 27.7367 | 27.7035
Northwest | Textiles | Peak | June | All | MW | 18.4157 | 21.0709 | 21.9573 | 27.2372 | 28.6812 | 36.2369 | 33.0532 | 35.963 | 34.2377 | 33.3322 | 29.4951 | 27.1114 | 26.1368 | 27.6418 | 32.4853 | 27.0287 | 26.9941 | 27.3384 | 27.4079 | 29.0938 | 30.015 | 23.6215 | 24.2069 | 20.0689 | 21.6826 | 20.7563 | 21.0619 | 24.6166 | 24.5206 | 25.0245 | 25.0492 | 25.0749 | 25.1015 | 25.1292 | 25.158 | 25.1879 | 25.2189 | 25.2509 | 25.284 | 25.3182 | 25.3534 | 25.3156 | 25.2647 | 25.2161 | 25.1697 | 25.1257 | 25.0839 | 25.0444 | 25.0071 | 24.9721
Northwest | Textiles | Peak | July | All | MW | 16.7779 | 19.3534 | 20.4174 | 25.5263 | 26.062 | 33.1659 | 29.8993 | 33.9447 | 31.0506 | 30.6577 | 28.4901 | 25.0699 | 25.9431 | 26.1045 | 29.8058 | 23.8262 | 24.1298 | 25.4852 | 25.3056 | 28.8133 | 27.7668 | 23.9809 | 21.7512 | 21.2276 | 21.717 | 20.6446 | 21.6096 | 25.2619 | 25.1363 | 25.6465 | 25.6657 | 25.686 | 25.7074 | 25.73 | 25.7537 | 25.7786 | 25.8048 | 25.8321 | 25.8606 | 25.8902 | 25.921 | 25.878 | 25.822 | 25.7684 | 25.7171 | 25.6681 | 25.6216 | 25.5774 | 25.5356 | 25.4961
Northwest | Textiles | Peak | August | All | MW | 16.0547 | 18.5258 | 19.5954 | 24.5178 | 24.9551 | 31.7706 | 28.5715 | 32.5674 | 29.6429 | 29.317 | 27.276 | 25.1188 | 24.6652 | 25.5078 | 28.4278 | 23.4706 | 23.2345 | 23.2304 | 24.9864 | 27.9634 | 24.4052 | 21.9657 | 21.5237 | 19.5131 | 21.5624 | 20.8924 | 21.6527 | 25.3323 | 25.1949 | 25.7063 | 25.7257 | 25.7462 | 25.7678 | 25.7906 | 25.8146 | 25.8398 | 25.8663 | 25.894 | 25.9229 | 25.953 | 25.9842 | 25.942 | 25.8869 | 25.8342 | 25.7838 | 25.7358 | 25.6902 | 25.647 | 25.6062 | 25.5676
Northwest | Textiles | Peak | September | All | MW | 17.406 | 19.9044 | 20.6183 | 25.5754 | 27.2635 | 34.2431 | 31.5725 | 33.7379 | 32.7079 | 31.7036 | 29.8339 | 27.1625 | 28.0587 | 26.8498 | 29.3381 | 24.7914 | 24.3241 | 28.0277 | 25.4053 | 28.4875 | 28.0475 | 24.1672 | 22.1166 | 21.6988 | 21.9901 | 23.6225 | 22.3702 | 26.1932 | 26.0928 | 26.637 | 26.6709 | 26.7057 | 26.7416 | 26.7786 | 26.8168 | 26.8561 | 26.8966 | 26.9382 | 26.981 | 27.0248 | 27.0698 | 27.0369 | 26.9903 | 26.946 | 26.9041 | 26.8645 | 26.8274 | 26.7927 | 26.7604 | 26.7304
Northwest | Textiles | Peak | October | All | MW | 19.1742 | 22.1282 | 22.709 | 27.8772 | 30.9129 | 38.1787 | 36.0372 | 36.5662 | 37.1154 | 35.8688 | 30.8978 | 29.1802 | 27.7818 | 26.4728 | 29.6608 | 25.8527 | 27.8446 | 28.211 | 26.3868 | 27.2018 | 33.7282 | 27.2975 | 24.3921 | 23.4868 | 23.0576 | 23.8774 | 23.6105 | 27.7003 | 27.5983 | 28.1836 | 28.2286 | 28.2747 | 28.3218 | 28.3702 | 28.4197 | 28.4705 | 28.5225 | 28.5756 | 28.63 | 28.6855 | 28.742 | 28.7163 | 28.6759 | 28.6379 | 28.6025 | 28.5695 | 28.5391 | 28.5111 | 28.4857 | 28.4627
Northwest | Textiles | Peak | November | All | MW | 20.8731 | 24.0994 | 24.7595 | 30.4051 | 33.6711 | 41.5985 | 39.2414 | 39.8213 | 40.3535 | 39.02 | 34.425 | 31.362 | 30.037 | 29.037 | 35.9007 | 30.635 | 28.6929 | 31.6874 | 32.3809 | 34.8299 | 36.8536 | 30.4206 | 25.068 | 23.5209 | 30.4886 | 25.1496 | 25.1356 | 29.4731 | 29.3748 | 29.998 | 30.046 | 30.0951 | 30.1454 | 30.197 | 30.2497 | 30.3038 | 30.359 | 30.4156 | 30.4733 | 30.5322 | 30.5923 | 30.5643 | 30.5206 | 30.4795 | 30.441 | 30.4052 | 30.3721 | 30.3416 | 30.3138 | 30.2885
Northwest | Textiles | Peak | December | All | MW | 19.4124 | 22.4369 | 22.904 | 28.0694 | 31.3649 | 38.6083 | 36.8068 | 36.9917 | 37.8927 | 36.6159 | 33.6974 | 30.3964 | 34.1155 | 27.515 | 32.4026 | 27.5627 | 25.175 | 29.2405 | 28.0201 | 33.847 | 31.1627 | 27.7041 | 28.1937 | 28.2964 | 24.6112 | 24.8722 | 24.0379 | 28.192 | 28.1047 | 28.7037 | 28.7522 | 28.8018 | 28.8525 | 28.9043 | 28.9573 | 29.0114 | 29.0668 | 29.1233 | 29.181 | 29.2398 | 29.2997 | 29.275 | 29.2352 | 29.1979 | 29.1632 | 29.1309 | 29.1012 | 29.074 | 29.0494 | 29.0272
Northwest | Apparel | Peak | January | All | MW | 13.6368 | 14.8646 | 16.7454 | 14.5329 | 14.8979 | 17.0324 | 21.5627 | 27.1654 | 23.2798 | 27.9556 | 25.4137 | 13.3603 | 14.6104 | 14.2614 | 14.6108 | 11.9412 | 9.6214 | 11.0178 | 13.982 | 14.3049 | 12.2425 | 12.9552 | 11.6759 | 11.8486 | 11.4817 | 13.5666 | 13.1664 | 9.3224 | 9.1917 | 9.3557 | 9.3391 | 9.3203 | 9.2996 | 9.2772 | 9.2532 | 9.2277 | 9.2008 | 9.1727 | 9.1434 | 9.1131 | 9.0814 | 9.037 | 8.9916 | 8.9453 | 8.8983 | 8.8506 | 8.8022 | 8.7534 | 8.704 | 8.6542
Northwest | Apparel | Peak | February | All | MW | 13.9737 | 15.2314 | 17.1571 | 14.9023 | 15.2794 | 17.4647 | 22.1171 | 27.8592 | 23.9007 | 28.6787 | 26.3495 | 12.8935 | 13.5618 | 14.8721 | 14.3595 | 12.2202 | 9.5324 | 12.1068 | 12.4712 | 14.1193 | 14.4266 | 12.7931 | 10.9465 | 11.6297 | 12.0051 | 14.2516 | 13.2206 | 9.3479 | 9.2133 | 9.3782 | 9.3619 | 9.3435 | 9.3232 | 9.3012 | 9.2775 | 9.2524 | 9.2258 | 9.1981 | 9.1692 | 9.1392 | 9.1079 | 9.0637 | 9.0185 | 8.9724 | 8.9256 | 8.8781 | 8.83 | 8.7814 | 8.7322 | 8.6826
Northwest | Apparel | Peak | March | All | MW | 12.5728 | 13.699 | 15.4302 | 13.4151 | 13.7356 | 15.7187 | 19.8796 | 25.1075 | 21.5047 | 25.8083 | 21.8026 | 11.8726 | 13.6533 | 14.114 | 13.6451 | 10.7005 | 9.3155 | 10.6301 | 11.3537 | 11.8205 | 12.7381 | 11.5157 | 10.1536 | 11.6995 | 11.5087 | 12.238 | 12.9024 | 9.1094 | 8.9741 | 9.1348 | 9.1189 | 9.1011 | 9.0814 | 9.0599 | 9.0369 | 9.0124 | 8.9866 | 8.9596 | 8.9315 | 8.9023 | 8.8718 | 8.8288 | 8.7849 | 8.7401 | 8.6946 | 8.6484 | 8.6016 | 8.5543 | 8.5065 | 8.4582
Northwest | Apparel | Peak | April | All | MW | 11.0917 | 12.047 | 13.5454 | 11.8202 | 12.0803 | 13.8643 | 17.469 | 22.2988 | 19.0086 | 22.8235 | 17.8322 | 10.735 | 11.9537 | 12.9323 | 12.4849 | 10.0787 | 8.1392 | 10.0406 | 10.3702 | 11.7517 | 10.7623 | 10.0964 | 9.6708 | 9.4018 | 10.0905 | 10.8713 | 10.6556 | 7.5101 | 7.3948 | 7.5261 | 7.512 | 7.4962 | 7.4789 | 7.4601 | 7.4401 | 7.4188 | 7.3965 | 7.3731 | 7.3489 | 7.3237 | 7.2976 | 7.2612 | 7.2241 | 7.1864 | 7.148 | 7.109 | 7.0696 | 7.0297 | 6.9895 | 6.9489
Northwest | Apparel | Peak | May | All | MW | 11.0493 | 11.9329 | 13.4896 | 11.8595 | 12.0689 | 13.9178 | 17.3001 | 22.3861 | 18.8042 | 22.5864 | 19.8746 | 11.0659 | 12.0994 | 13.7086 | 13.3504 | 10.2856 | 9.3931 | 10.1727 | 10.4767 | 12.31 | 11.8123 | 10.23 | 9.4156 | 9.832 | 10.6787 | 10.8788 | 10.9538 | 7.7165 | 7.5972 | 7.7259 | 7.7052 | 7.6828 | 7.6589 | 7.6334 | 7.6066 | 7.5786 | 7.5495 | 7.5193 | 7.4882 | 7.4563 | 7.4233 | 7.3809 | 7.3377 | 7.2938 | 7.2494 | 7.2044 | 7.1589 | 7.113 | 7.0667 | 7.0201
Northwest | Apparel | Peak | June | All | MW | 11.1364 | 12.0096 | 13.7164 | 12.198 | 11.9979 | 14.0911 | 17.1608 | 23.1972 | 18.4967 | 22.544 | 17.9346 | 9.7635 | 11.3628 | 13.0978 | 13.4194 | 9.6581 | 8.9993 | 10.0217 | 10.8955 | 12.0158 | 11.5679 | 9.1129 | 9.2274 | 8.5077 | 9.5519 | 9.8384 | 9.9733 | 6.9703 | 6.8468 | 6.9593 | 6.9372 | 6.9135 | 6.8884 | 6.8619 | 6.8343 | 6.8055 | 6.7757 | 6.745 | 6.7135 | 6.6812 | 6.6479 | 6.6068 | 6.565 | 6.5227 | 6.4798 | 6.4364 | 6.3926 | 6.3484 | 6.3039 | 6.2591
Northwest | Apparel | Peak | July | All | MW | 10.3394 | 11.2302 | 12.9263 | 11.5539 | 11.108 | 13.1302 | 15.8996 | 22.1785 | 17.0121 | 21.0594 | 17.5789 | 9.1275 | 11.4331 | 12.5114 | 12.4149 | 8.5828 | 8.1456 | 9.4424 | 10.2395 | 12.0359 | 10.7852 | 9.2648 | 8.3556 | 9.1244 | 9.6319 | 9.8613 | 10.3206 | 7.164 | 7.0223 | 7.1354 | 7.1103 | 7.0836 | 7.0555 | 7.0259 | 6.9952 | 6.9632 | 6.9303 | 6.8964 | 6.8616 | 6.8261 | 6.7896 | 6.7456 | 6.7009 | 6.6556 | 6.6097 | 6.5634 | 6.5167 | 6.4695 | 6.4221 | 6.3743
Northwest | Apparel | Peak | August | All | MW | 9.9504 | 10.8123 | 12.4623 | 11.1375 | 10.6703 | 12.6127 | 15.2809 | 21.3756 | 16.3128 | 20.2399 | 16.9326 | 9.1983 | 10.9139 | 12.2673 | 11.8981 | 8.4974 | 7.8883 | 8.6537 | 10.1722 | 11.7456 | 9.5386 | 8.5541 | 8.3384 | 8.4572 | 9.6309 | 10.0426 | 10.4084 | 7.2195 | 7.0745 | 7.1893 | 7.1649 | 7.1389 | 7.1114 | 7.0826 | 7.0525 | 7.0212 | 6.9889 | 6.9556 | 6.9214 | 6.8865 | 6.8506 | 6.8071 | 6.7628 | 6.718 | 6.6726 | 6.6267 | 6.5803 | 6.5337 | 6.4866 | 6.4393
Northwest | Apparel | Peak | September | All | MW | 10.5084 | 11.3458 | 12.8742 | 11.3974 | 11.3179 | 13.1875 | 16.2523 | 21.6549 | 17.6156 | 21.3535 | 18.0776 | 9.7748 | 12.1732 | 12.6869 | 12.1238 | 8.9001 | 8.1329 | 10.3427 | 10.1427 | 11.798 | 10.898 | 9.3856 | 8.5016 | 9.2624 | 9.7494 | 11.2368 | 10.6571 | 7.4741 | 7.3492 | 7.4747 | 7.4558 | 7.4351 | 7.4129 | 7.3893 | 7.3644 | 7.3384 | 7.3112 | 7.283 | 7.254 | 7.2241 | 7.1931 | 7.1529 | 7.112 | 7.0703 | 7.0281 | 6.9854 | 6.9422 | 6.8986 | 6.8546 | 6.8103
Northwest | Apparel | Peak | October | All | MW | 11.7451 | 12.7713 | 14.3921 | 12.5361 | 12.8075 | 14.6831 | 18.5003 | 23.4577 | 20.0204 | 24.0248 | 18.5808 | 10.4369 | 12.0794 | 12.4978 | 12.2717 | 9.128 | 9.1532 | 10.2922 | 10.3097 | 11.0846 | 13.1663 | 10.7033 | 9.4217 | 10.0481 | 10.2465 | 11.3678 | 11.312 | 7.9619 | 7.8375 | 7.9769 | 7.9622 | 7.9458 | 7.9277 | 7.9081 | 7.8871 | 7.8648 | 7.8414 | 7.817 | 7.7915 | 7.7652 | 7.7377 | 7.6993 | 7.6601 | 7.6202 | 7.5796 | 7.5384 | 7.4968 | 7.4546 | 7.4121 | 7.3691
Northwest | Apparel | Peak | November | All | MW | 12.7634 | 13.8819 | 15.656 | 13.635 | 13.9143 | 15.9525 | 20.1278 | 25.5443 | 21.7795 | 26.146 | 20.7377 | 11.251 | 13.0497 | 13.7056 | 14.8785 | 10.8867 | 9.4845 | 11.6178 | 12.7211 | 14.2528 | 14.2511 | 11.8617 | 9.6106 | 9.992 | 13.471 | 11.9176 | 11.9937 | 8.4623 | 8.3357 | 8.4838 | 8.4679 | 8.4501 | 8.4306 | 8.4094 | 8.3869 | 8.3629 | 8.3378 | 8.3115 | 8.2841 | 8.2559 | 8.2264 | 8.1854 | 8.1435 | 8.1008 | 8.0575 | 8.0135 | 7.969 | 7.924 | 7.8785 | 7.8327
Northwest | Apparel | Peak | December | All | MW | 11.8638 | 12.9151 | 14.4967 | 12.5768 | 12.9405 | 14.783 | 18.7541 | 23.6205 | 20.3502 | 24.3757 | 20.1166 | 10.8131 | 14.8014 | 12.9845 | 13.3741 | 9.7226 | 8.2458 | 10.6493 | 10.9261 | 13.7714 | 11.9367 | 10.7597 | 10.7552 | 11.9852 | 10.8473 | 11.775 | 11.4653 | 8.1145 | 7.9999 | 8.1435 | 8.1297 | 8.1141 | 8.0969 | 8.0781 | 8.0579 | 8.0365 | 8.0138 | 7.9901 | 7.9654 | 7.9397 | 7.9129 | 7.8748 | 7.8359 | 7.7962 | 7.7559 | 7.7149 | 7.6734 | 7.6315 | 7.5891 | 7.5463
Northwest | Lumber | Peak | January | All | MW | 1011.373 | 1025.783 | 1045.2 | 1122.595 | 1044.117 | 1048.816 | 986.1907 | 1012.356 | 943.1573 | 1004.478 | 1065.601 | 1016.839 | 1016.186 | 909.3719 | 960.1758 | 982.6493 | 854.9199 | 929.0823 | 1124.056 | 1097.282 | 981.8096 | 1075.178 | 977.7748 | 906.4603 | 874.412 | 985.9235 | 948.7155 | 735.5433 | 723.4538 | 722.7827 | 707.9629 | 693.057 | 678.0786 | 663.0396 | 647.9509 | 632.8221 | 617.2695 | 600.8477 | 584.4646 | 568.1261 | 551.8368 | 535.6005 | 519.4207 | 503.3 | 487.2407 | 471.2447 | 455.3136 | 439.4485 | 423.6498 | 407.9167
Northwest | Lumber | Peak | February | All | MW | 1055.966 | 1070.257 | 1090.694 | 1171.864 | 1090.41 | 1095.187 | 1029.511 | 1056.854 | 985.4683 | 1048.534 | 1123.181 | 997.6516 | 960.2758 | 965.3865 | 960.1727 | 1021.788 | 860.8498 | 1037.048 | 1018.726 | 1100.86 | 1172.318 | 1079.062 | 931.3473 | 904.7367 | 929.323 | 1053.157 | 968.8387 | 750.446 | 738.0822 | 737.4099 | 722.3022 | 707.1062 | 691.8358 | 676.5031 | 661.1194 | 645.6945 | 629.8358 | 613.0909 | 596.3854 | 579.7249 | 563.1142 | 546.5574 | 530.058 | 513.6187 | 497.2419 | 480.9296 | 464.6833 | 448.5043 | 432.3929 | 416.3484
Northwest | Lumber | Peak | March | All | MW | 925.1013 | 937.2321 | 955.0636 | 1027.325 | 954.1124 | 959.7171 | 901.277 | 927.9844 | 863.649 | 919.2931 | 905.6926 | 895.5416 | 941.9578 | 892.3511 | 888.7953 | 871.3128 | 819.2637 | 887.2841 | 903.5772 | 897.9054 | 1007.734 | 944.0916 | 839.7429 | 883.8909 | 866.0055 | 878.4402 | 918.5026 | 711.1368 | 699.3436 | 698.736 | 684.4501 | 670.0802 | 655.6392 | 641.139 | 626.5899 | 612.0015 | 596.9995 | 581.154 | 565.3456 | 549.58 | 533.8615 | 518.1942 | 502.5812 | 487.0253 | 471.5287 | 456.0932 | 440.7204 | 425.4115 | 410.1667 | 394.9854
Northwest | Lumber | Peak | April | All | MW | 779.2819 | 784.7783 | 798.0598 | 860.7746 | 796.0909 | 803.6025 | 751.8552 | 784.1926 | 724.4603 | 773.0095 | 704.2013 | 770.1595 | 785.4066 | 777.0168 | 773.3736 | 776.0963 | 677.993 | 793.5037 | 781.1904 | 847.183 | 807.1792 | 784.9689 | 758.3957 | 673.1823 | 719.6597 | 739.1273 | 717.7594 | 556.0577 | 546.5692 | 546.1183 | 534.9771 | 523.7699 | 512.5069 | 501.1974 | 489.8495 | 478.4707 | 466.7657 | 454.397 | 442.0574 | 429.7513 | 417.4822 | 405.2532 | 393.0668 | 380.9251 | 368.8299 | 356.7827 | 344.7846 | 332.8365 | 320.9388 | 309.0909
Northwest | Lumber | Peak | May | All | MW | 752.3428 | 752.4419 | 767.6889 | 830.9739 | 762.9072 | 773.0016 | 712.4212 | 757.8984 | 686.9916 | 734.8504 | 751.1399 | 760.2807 | 764.9722 | 789.855 | 795.5992 | 760.4091 | 753.2791 | 771.1279 | 756.7705 | 855.4396 | 854.1091 | 766.3171 | 711.9481 | 680.8962 | 735.8406 | 714.0724 | 710.9591 | 554.4885 | 544.0069 | 543.5893 | 532.5323 | 521.4105 | 510.2338 | 499.0114 | 487.7515 | 476.4611 | 464.8398 | 452.5432 | 440.2769 | 428.045 | 415.8512 | 403.6983 | 391.5889 | 379.5249 | 367.5081 | 355.5399 | 343.6214 | 331.7534 | 319.9362 | 308.1693
Northwest | Lumber | Peak | June | All | MW | 769.6537 | 770.6607 | 791.0742 | 866.1958 | 766.1549 | 788.0601 | 710.4954 | 794.6276 | 680.8964 | 740.6622 | 681.713 | 675.4884 | 725.4992 | 758.0024 | 806.3026 | 721.9162 | 732.1326 | 770.0963 | 795.774 | 846.9061 | 850.9293 | 695.2545 | 711.4752 | 601.5021 | 672.1473 | 657.0848 | 657.639 | 513.6608 | 502.9639 | 502.6714 | 492.5409 | 482.3492 | 472.1057 | 461.8188 | 451.4962 | 441.1446 | 430.4753 | 419.1668 | 407.8863 | 396.6376 | 385.4243 | 374.2491 | 363.1143 | 352.0219 | 340.9735 | 329.9705 | 319.0138 | 308.1042 | 297.2423 | 286.4273
Northwest | Lumber | Peak | July | All | MW | 657.3201 | 666.9453 | 688.4598 | 760.4586 | 654.3609 | 675.6016 | 606.8482 | 705.7159 | 576.9957 | 639.5292 | 616.163 | 582.686 | 669.3428 | 666.5616 | 686.9909 | 592.0497 | 613.1085 | 666.2513 | 687.1374 | 781.4826 | 728.5153 | 651.2814 | 594.5735 | 594.2623 | 627.0742 | 606.6966 | 627.5935 | 490.6313 | 479.7395 | 479.5651 | 470.0057 | 460.3867 | 450.7172 | 441.0053 | 431.2584 | 421.4829 | 411.3937 | 400.677 | 389.9872 | 379.3284 | 368.7036 | 358.1156 | 347.5667 | 337.0588 | 326.5934 | 316.1719 | 305.7952 | 295.4641 | 285.1789 | 274.9392
Northwest | Lumber | Peak | August | All | MW | 676.585 | 687.7166 | 710.8057 | 785.7743 | 674.1594 | 695.9877 | 625.1578 | 729.6862 | 593.2472 | 659.1016 | 636.0475 | 629.3804 | 685.0078 | 701.0682 | 705.5131 | 628.3487 | 636.5134 | 654.5239 | 731.8685 | 817.4792 | 690.3531 | 644.2683 | 636.0446 | 590.2255 | 672.6101 | 662.8592 | 679.054 | 530.3557 | 518.726 | 518.5662 | 508.2582 | 497.8855 | 487.4578 | 476.984 | 466.4721 | 455.9291 | 445.0455 | 433.479 | 421.9417 | 410.438 | 398.9713 | 387.5446 | 376.1602 | 364.8204 | 353.5267 | 342.2806 | 331.083 | 319.9349 | 308.8366 | 297.7876
Northwest | Lumber | Peak | September | All | MW | 729.2239 | 729.8321 | 746.4435 | 815.7531 | 729.5496 | 746.4302 | 681.3788 | 750.0043 | 655.4931 | 708.9022 | 695.8219 | 684.9656 | 784.9238 | 744.6788 | 734.4991 | 667.0276 | 662.2136 | 797.1812 | 744.3643 | 833.2524 | 801.3344 | 718.6861 | 657.7114 | 656.1647 | 688.8017 | 754.5485 | 707.6224 | 550.2377 | 539.7527 | 539.3698 | 528.4292 | 517.4232 | 506.3616 | 495.2537 | 484.1076 | 472.9305 | 461.4217 | 449.2442 | 437.0958 | 424.9808 | 412.9028 | 400.8648 | 388.8694 | 376.9187 | 365.0144 | 353.158 | 341.3506 | 329.5931 | 317.886 | 306.2285
Northwest | Lumber | Peak | October | All | MW | 870.2301 | 879.3837 | 896.3381 | 965.6528 | 894.3199 | 901.2296 | 842.4984 | 872.5372 | 808.0055 | 860.7025 | 775.9403 | 791.3218 | 837.9717 | 794.2548 | 804.0536 | 747.9917 | 810.2914 | 864.6732 | 825.8356 | 848.2069 | 1043.804 | 883.1163 | 784.7188 | 765.035 | 777.2837 | 822.3205 | 810.5228 | 627.083 | 616.2844 | 615.7503 | 603.1619 | 590.4987 | 577.7723 | 564.9931 | 552.1704 | 539.3126 | 526.0878 | 512.1239 | 498.1918 | 484.2966 | 470.4423 | 456.6324 | 442.8698 | 429.1572 | 415.4963 | 401.889 | 388.3366 | 374.8402 | 361.4002 | 348.0159
Northwest | Lumber | Peak | November | All | MW | 990.9198 | 1001.32 | 1021.329 | 1100.414 | 1018.698 | 1026.406 | 960.7192 | 995.3323 | 921.475 | 981.3411 | 907.0889 | 893.7872 | 950.084 | 913.3577 | 1021.106 | 931.6534 | 877.3986 | 1020.002 | 1064.631 | 1139.285 | 1187.81 | 1025.7 | 838.4308 | 796.7576 | 1069.412 | 902.2035 | 900.3416 | 697.4809 | 685.6014 | 684.989 | 670.967 | 656.8628 | 642.6889 | 628.4569 | 614.1771 | 599.8588 | 585.1345 | 569.5869 | 554.0754 | 538.6055 | 523.1815 | 507.8074 | 492.4863 | 477.221 | 462.0135 | 446.8659 | 431.7796 | 416.7557 | 401.7946 | 386.8956
Northwest | Lumber | Peak | December | All | MW | 971.3089 | 981.9935 | 997.4424 | 1071.189 | 999.6747 | 1003.872 | 947.3029 | 970.6733 | 909.0221 | 966.4278 | 932.2219 | 909.6191 | 1136.622 | 913.3712 | 969.2972 | 878.2795 | 804.831 | 986.9393 | 965.049 | 1160.905 | 1052.143 | 983.0753 | 991.4421 | 1007.905 | 908.7446 | 940.48 | 907.9906 | 703.2222 | 691.7609 | 691.1103 | 676.9304 | 662.6681 | 648.3362 | 633.9461 | 619.5084 | 605.0321 | 590.1515 | 574.4438 | 558.7729 | 543.1441 | 527.562 | 512.0302 | 496.5521 | 481.1302 | 465.7668 | 450.4637 | 435.2224 | 420.0439 | 404.9288 | 389.8762
Northwest | Furniture | Peak | January | All | MW | 28.5972 | 30.322 | 34.4938 | 40.946 | 44.0629 | 44.0205 | 51.1634 | 58.4004 | 60.4144 | 60.7862 | 62.3935 | 63.3832 | 62.154 | 54.8773 | 60.9639 | 55.9918 | 47.4786 | 51.3364 | 60.6023 | 58.1957 | 52.8404 | 57.2541 | 53.161 | 49.6876 | 45.1876 | 49.9998 | 48.2432 | 47.1761 | 39.2454 | 42.1031 | 44.183 | 46.2481 | 48.299 | 50.3366 | 52.3615 | 54.3301 | 56.2289 | 58.1285 | 60.0282 | 61.9276 | 63.8259 | 65.6878 | 67.5223 | 69.3618 | 71.2053 | 73.0518 | 74.9002 | 76.7498 | 78.5995 | 80.4479
Northwest | Furniture | Peak | February | All | MW | 29.3455 | 31.0971 | 35.3825 | 42.0296 | 45.2564 | 45.1972 | 52.5153 | 59.9183 | 62.0389 | 62.3709 | 64.6483 | 61.1288 | 57.7343 | 57.2657 | 59.9054 | 57.1898 | 46.9503 | 56.3145 | 53.9713 | 57.3716 | 61.8658 | 56.3266 | 49.6377 | 48.6331 | 47.1292 | 52.4345 | 48.3748 | 47.2723 | 39.3199 | 42.1871 | 44.2751 | 46.3482 | 48.4071 | 50.4526 | 52.4853 | 54.4614 | 56.3671 | 58.2738 | 60.1807 | 62.0872 | 63.9927 | 65.8618 | 67.7036 | 69.5504 | 71.4012 | 73.2549 | 75.1106 | 76.9674 | 78.8243 | 80.6799
Northwest | Furniture | Peak | March | All | MW | 26.3993 | 27.9604 | 31.8117 | 37.8283 | 40.6607 | 40.667 | 47.2131 | 54.0299 | 55.8434 | 56.1536 | 53.5351 | 56.3476 | 58.1522 | 54.3548 | 56.9559 | 50.096 | 45.9022 | 49.4774 | 49.1568 | 48.056 | 54.6009 | 50.6171 | 45.9584 | 48.7789 | 45.0797 | 44.8804 | 47.0665 | 45.9809 | 38.2305 | 41.0186 | 43.0491 | 45.0651 | 47.0673 | 49.0564 | 51.0331 | 52.9546 | 54.8076 | 56.6614 | 58.5154 | 60.3691 | 62.2219 | 64.0394 | 65.8304 | 67.6264 | 69.4262 | 71.2288 | 73.0333 | 74.8389 | 76.6446 | 78.4491
Northwest | Furniture | Peak | April | All | MW | 23.3584 | 24.6158 | 27.9684 | 33.4085 | 35.8319 | 35.9439 | 41.6308 | 48.1497 | 49.4472 | 49.7576 | 43.8761 | 51.0667 | 51.0447 | 49.8345 | 52.2067 | 47.0328 | 40.0311 | 46.644 | 44.7782 | 47.7344 | 46.0467 | 44.3175 | 43.6886 | 39.0946 | 39.4126 | 39.7205 | 38.7179 | 37.8447 | 31.4409 | 33.7274 | 35.3908 | 37.0424 | 38.6827 | 40.3122 | 41.9316 | 43.5057 | 45.0234 | 46.5419 | 48.0607 | 49.5791 | 51.0968 | 52.5855 | 54.0524 | 55.5233 | 56.9975 | 58.474 | 59.9521 | 61.4312 | 62.9103 | 64.3885
Northwest | Furniture | Peak | May | All | MW | 23.1127 | 24.2239 | 27.6923 | 33.3345 | 35.6032 | 35.8684 | 40.9028 | 47.9513 | 48.3426 | 48.6026 | 48.1334 | 51.8674 | 51.1087 | 52.1272 | 55.2104 | 47.2774 | 45.5623 | 46.584 | 44.5251 | 49.3834 | 50.1074 | 44.5782 | 42.2031 | 40.6585 | 41.4684 | 39.4922 | 39.5235 | 38.8293 | 32.1859 | 34.4853 | 36.1472 | 37.7972 | 39.436 | 41.0641 | 42.682 | 44.2552 | 45.772 | 47.2895 | 48.8072 | 50.3246 | 51.8412 | 53.3274 | 54.7907 | 56.2585 | 57.7297 | 59.2035 | 60.6792 | 62.156 | 63.6332 | 65.1096
Northwest | Furniture | Peak | June | All | MW | 23.0217 | 24.1262 | 27.8829 | 33.9558 | 34.928 | 35.8259 | 39.7867 | 48.8869 | 46.6013 | 47.4856 | 42.394 | 44.7458 | 47.0767 | 48.6668 | 54.408 | 43.4779 | 42.8176 | 45.0476 | 45.2569 | 47.2404 | 48.4053 | 39.2737 | 40.8681 | 34.7717 | 36.6509 | 35.1546 | 35.4069 | 34.831 | 28.7801 | 30.8162 | 32.2823 | 33.738 | 35.1837 | 36.62 | 38.0473 | 39.435 | 40.7722 | 42.1101 | 43.4482 | 44.7861 | 46.1235 | 47.4336 | 48.7235 | 50.0173 | 51.3144 | 52.6138 | 53.915 | 55.2173 | 56.52 | 57.8222
Northwest | Furniture | Peak | July | All | MW | 21.0845 | 22.3533 | 26.0432 | 31.9138 | 31.8989 | 32.9523 | 36.2685 | 46.2734 | 42.2018 | 43.7191 | 40.9043 | 41.2321 | 46.5272 | 45.7861 | 49.6464 | 38.0816 | 38.2363 | 41.6956 | 41.7123 | 46.5775 | 44.357 | 39.427 | 36.4885 | 36.6618 | 36.4863 | 34.637 | 36.0397 | 35.4871 | 29.2382 | 31.2909 | 32.7647 | 34.228 | 35.6812 | 37.1249 | 38.5596 | 39.9542 | 41.2972 | 42.641 | 43.9851 | 45.3291 | 46.6726 | 47.9886 | 49.2842 | 50.5839 | 51.8869 | 53.1924 | 54.4997 | 55.8083 | 57.1174 | 58.426
Northwest | Furniture | Peak | August | All | MW | 20.2407 | 21.4871 | 25.071 | 30.7107 | 30.5775 | 31.5973 | 34.7426 | 44.4726 | 40.3541 | 41.9023 | 39.2631 | 41.4172 | 44.3048 | 44.8054 | 47.4324 | 37.5796 | 36.8972 | 38.0872 | 41.3028 | 45.306 | 39.0911 | 36.2641 | 36.283 | 33.8461 | 36.3722 | 35.1753 | 36.2432 | 35.6655 | 29.3813 | 31.4481 | 32.9331 | 34.4074 | 35.8716 | 37.3262 | 38.7717 | 40.1767 | 41.5295 | 42.8831 | 44.237 | 45.5909 | 46.9443 | 48.2703 | 49.5758 | 50.8854 | 52.1983 | 53.5138 | 54.8311 | 56.1496 | 57.4685 | 58.787
Northwest | Furniture | Peak | September | All | MW | 21.9404 | 22.9828 | 26.3829 | 31.9865 | 33.2242 | 33.8426 | 38.1089 | 46.1527 | 44.9653 | 45.6385 | 43.4079 | 45.4837 | 51.1016 | 47.9024 | 49.715 | 40.3709 | 38.9381 | 46.8163 | 42.515 | 46.754 | 45.7738 | 40.7235 | 37.919 | 38.1241 | 37.7498 | 40.6016 | 38.2731 | 37.5192 | 31.0838 | 33.3145 | 34.9296 | 36.533 | 38.1255 | 39.7076 | 41.2798 | 42.8082 | 44.2814 | 45.7554 | 47.2296 | 48.7035 | 50.1768 | 51.6211 | 53.0437 | 54.4705 | 55.9005 | 57.333 | 58.7673 | 60.2026 | 61.6381 | 63.0729
Northwest | Furniture | Peak | October | All | MW | 24.6383 | 26.0295 | 29.6295 | 35.2957 | 37.8484 | 37.9191 | 43.8395 | 50.4014 | 51.8672 | 52.1491 | 45.5076 | 49.4134 | 51.3411 | 48.022 | 51.1462 | 42.6847 | 45.054 | 47.8522 | 44.5815 | 45.0321 | 55.9389 | 46.8816 | 42.5142 | 41.7962 | 40.0868 | 41.6445 | 41.1804 | 40.2078 | 33.4097 | 35.8454 | 37.619 | 39.3799 | 41.1288 | 42.8662 | 44.5928 | 46.2712 | 47.8894 | 49.5085 | 51.1278 | 52.7467 | 54.3649 | 55.9524 | 57.5169 | 59.0856 | 60.6577 | 62.2323 | 63.8085 | 65.3856 | 66.9629 | 68.5391
Northwest | Furniture | Peak | November | All | MW | 26.8137 | 28.3326 | 32.2823 | 38.4488 | 41.1877 | 41.2639 | 47.7302 | 54.879 | 56.4455 | 56.7721 | 50.7765 | 53.2544 | 55.5339 | 52.6918 | 61.957 | 50.6905 | 46.4978 | 53.8301 | 54.7981 | 57.6899 | 60.9916 | 52.1573 | 43.5167 | 41.6971 | 52.8063 | 43.7336 | 43.7714 | 42.7785 | 35.5584 | 38.1465 | 40.0299 | 41.8999 | 43.7571 | 45.6022 | 47.4358 | 49.2182 | 50.9371 | 52.6569 | 54.3768 | 56.0964 | 57.8151 | 59.5009 | 61.162 | 62.8277 | 64.497 | 66.169 | 67.8427 | 69.5175 | 71.1924 | 72.8662
Northwest | Furniture | Peak | December | All | MW | 24.9937 | 26.428 | 29.9524 | 35.5484 | 38.3957 | 38.3254 | 44.7511 | 51.0062 | 53.0658 | 53.2973 | 49.7343 | 51.6437 | 63.2874 | 50.1585 | 56.0454 | 45.6227 | 40.7643 | 49.7146 | 47.4311 | 56.1244 | 51.5939 | 47.6955 | 49.109 | 50.3336 | 42.7804 | 43.4364 | 42.05 | 41.086 | 34.1874 | 36.6829 | 38.5008 | 40.3057 | 42.0983 | 43.8792 | 45.649 | 47.3695 | 49.029 | 50.6892 | 52.3496 | 54.0096 | 55.6687 | 57.2962 | 58.8999 | 60.508 | 62.1196 | 63.7336 | 65.3493 | 66.966 | 68.5828 | 70.1985
Northwest | Paper | Peak | January | All | MW | 901.9423 | 974.3884 | 997.3519 | 951.0167 | 965.9741 | 1053.41 | 977.0952 | 969.3987 | 981.7221 | 946.4916 | 868.5826 | 789.3807 | 818.5024 | 762.5992 | 771.899 | 801.1892 | 675.3993 | 708.3357 | 885.2143 | 889.2483 | 783.1973 | 792.3209 | 729.3185 | 754.1623 | 709.0093 | 837.4911 | 807.679 | 581.7867 | 464.6346 | 490.7982 | 505.9968 | 519.4202 | 532.5966 | 545.8781 | 559.2477 | 572.6905 | 586.1936 | 599.7458 | 613.3375 | 626.9604 | 640.6074 | 654.2723 | 667.95 | 681.6359 | 695.3262 | 709.0176 | 722.7073 | 736.3929 | 750.0715 | 763.7396
Northwest | Paper | Peak | February | All | MW | 943.1077 | 1018.591 | 1042.381 | 994.661 | 1010.475 | 1101.632 | 1021.896 | 1013.665 | 1027.509 | 989.9468 | 918.1636 | 776.2599 | 775.1561 | 811.0712 | 773.4232 | 835.2109 | 681.8643 | 793.4171 | 805.0016 | 894.9855 | 939.2562 | 797.2767 | 696.2113 | 753.7401 | 754.5829 | 895.6618 | 825.8401 | 594.6211 | 474.81 | 501.5497 | 517.0938 | 530.8184 | 544.2893 | 557.8672 | 571.535 | 585.2773 | 599.081 | 612.9347 | 626.8286 | 640.7542 | 654.7041 | 668.6724 | 682.6535 | 696.6428 | 710.6367 | 724.6315 | 738.6245 | 752.6132 | 766.5945 | 780.5652
Northwest | Paper | Peak | March | All | MW | 846.4882 | 913.5702 | 934.9499 | 892.8954 | 905.7925 | 988.6939 | 916.0997 | 911.1766 | 922.189 | 888.5381 | 757.8395 | 713.2151 | 778.2082 | 767.6824 | 733.1642 | 729.6303 | 664.7481 | 694.8215 | 730.813 | 747.1933 | 826.9282 | 715.2118 | 643.6658 | 755.7189 | 721.2029 | 766.7401 | 803.5534 | 578.2159 | 461.5399 | 487.5428 | 502.6743 | 516.0293 | 529.1356 | 542.3455 | 555.6424 | 569.0115 | 582.4401 | 595.917 | 609.4328 | 622.9792 | 636.5493 | 650.1369 | 663.7369 | 677.3448 | 690.957 | 704.5701 | 718.1812 | 731.7881 | 745.3878 | 758.9769
Northwest | Paper | Peak | April | All | MW | 792.6503 | 851.7949 | 870.0562 | 833.1051 | 842.4622 | 921.783 | 851.9546 | 855.9803 | 862.6804 | 831.1795 | 656.0391 | 682.3127 | 721.2191 | 743.9513 | 710.1082 | 726.2061 | 614.3123 | 694.4005 | 705.9541 | 785.6066 | 738.3335 | 662.8527 | 647.7567 | 641.1623 | 667.3613 | 718.7172 | 700.7556 | 504.0126 | 402.1037 | 424.774 | 437.9768 | 449.6263 | 461.0573 | 472.5786 | 484.1756 | 495.8354 | 507.547 | 519.3008 | 531.0884 | 542.9027 | 554.7376 | 566.5878 | 578.4489 | 590.3168 | 602.1884 | 614.0608 | 625.9316 | 637.7986 | 649.6595 | 661.5112
Northwest | Paper | Peak | May | All | MW | 756.3657 | 808.6279 | 831.3484 | 800.7246 | 802.7033 | 880.3082 | 803.7386 | 817.7908 | 813.4066 | 783.3335 | 696.7377 | 670.3513 | 696.6948 | 751.5035 | 724.326 | 705.6652 | 675.5344 | 671.5538 | 680.0538 | 784.6898 | 774.0795 | 642.8242 | 603.3093 | 640.8128 | 675.1503 | 687.2691 | 688.9117 | 495.7478 | 395.1024 | 417.4211 | 430.4097 | 441.8758 | 453.1263 | 464.4668 | 475.8826 | 487.3612 | 498.8917 | 510.4643 | 522.071 | 533.7047 | 545.3593 | 557.0296 | 568.7112 | 580.4001 | 592.0933 | 603.7876 | 615.4808 | 627.1709 | 638.8553 | 650.5315
Northwest | Paper | Peak | June | All | MW | 790.4175 | 843.5535 | 879.0853 | 856.3922 | 825.2676 | 920.7307 | 821.4815 | 873.9126 | 826.8651 | 806.9224 | 649.1927 | 611.118 | 676.4119 | 741.7383 | 754.1738 | 685.9553 | 669.501 | 685.0027 | 730.0774 | 792.0961 | 785.6181 | 593.5717 | 611.7203 | 573.6581 | 625.3133 | 643.6022 | 650.3185 | 466.9893 | 371.4223 | 392.4601 | 404.748 | 415.5814 | 426.2052 | 436.9129 | 447.6911 | 458.5281 | 469.4134 | 480.3383 | 491.295 | 502.277 | 513.2784 | 524.2947 | 535.3215 | 546.3551 | 557.3926 | 568.4313 | 579.4689 | 590.5035 | 601.5329 | 612.5545
Northwest | Paper | Peak | July | All | MW | 741.3626 | 798.2723 | 841.2139 | 824.4572 | 773.811 | 869.1588 | 769.0834 | 845.8987 | 770.4292 | 763.4737 | 644.7076 | 579.7964 | 689.8143 | 718.4894 | 708.5358 | 619.6464 | 614.8122 | 655.6149 | 695.0997 | 805.6514 | 745.0726 | 614.5006 | 562.4202 | 623.6537 | 640.887 | 656.1493 | 684.3391 | 490.225 | 389.1149 | 411.2111 | 424.1708 | 435.5792 | 446.7599 | 458.0277 | 469.3687 | 480.7705 | 492.2226 | 503.7156 | 515.2418 | 526.7939 | 538.3664 | 549.9541 | 561.5526 | 573.1581 | 584.7675 | 596.378 | 607.9872 | 619.5931 | 631.1935 | 642.7858
Northwest | Paper | Peak | August | All | MW | 826.3768 | 890.7125 | 940.3671 | 922.015 | 862.4036 | 968.9821 | 856.9162 | 945.3973 | 856.7039 | 850.877 | 719.9423 | 677.2057 | 763.6937 | 817.2054 | 787.5074 | 711.4657 | 690.3515 | 696.6045 | 800.3668 | 911.5035 | 763.6025 | 657.0637 | 649.7856 | 669.4714 | 742.4927 | 774.5303 | 799.8346 | 572.514 | 454.2892 | 480.0928 | 495.2465 | 508.5793 | 521.644 | 534.8097 | 548.0604 | 561.3817 | 574.7612 | 588.1882 | 601.6534 | 615.149 | 628.6678 | 642.2042 | 655.7529 | 669.3096 | 682.8707 | 696.4329 | 709.9935 | 723.55 | 737.0998 | 750.64
Northwest | Paper | Peak | September | All | MW | 817.6608 | 872.8835 | 902.4684 | 875.8378 | 855.4929 | 948.9628 | 856.1254 | 898.2062 | 865.3833 | 840.1923 | 718.9335 | 671.1023 | 795.8511 | 789.8732 | 747.6871 | 692.9343 | 663.5859 | 773.9829 | 744.7569 | 852.3149 | 810.4623 | 669.8496 | 617.5073 | 684.3115 | 699.0146 | 805.733 | 761.0837 | 546.9436 | 435.673 | 460.2936 | 474.6542 | 487.3198 | 499.744 | 512.2662 | 524.8708 | 537.5439 | 550.2734 | 563.0488 | 575.8614 | 588.7031 | 601.5675 | 614.4488 | 627.3421 | 640.2432 | 653.1486 | 666.055 | 678.96 | 691.8611 | 704.7558 | 717.641
Northwest | Paper | Peak | October | All | MW | 787.2873 | 847.6686 | 868.0148 | 830.2577 | 840.0865 | 918.2798 | 847.9131 | 846.4317 | 854.0211 | 822.4391 | 642.173 | 623.7269 | 684.8139 | 676.03 | 656.0034 | 619.3254 | 649.8648 | 669.4075 | 660.2097 | 696.9767 | 849.894 | 662.5508 | 594.6415 | 645.9819 | 638.9538 | 708.8634 | 701.6696 | 504.7544 | 402.7898 | 425.4911 | 438.7081 | 450.3711 | 461.8161 | 473.3515 | 484.9627 | 496.6368 | 508.3628 | 520.131 | 531.9331 | 543.7619 | 555.6112 | 567.476 | 579.3515 | 591.2339 | 603.12 | 615.0068 | 626.892 | 638.7734 | 650.6487 | 662.5147
Northwest | Paper | Peak | November | All | MW | 820.2094 | 883.5321 | 905.3388 | 866.132 | 875.3421 | 957.2469 | 884.2631 | 883.8018 | 890.4722 | 858.0041 | 687.0272 | 643.5756 | 709.5281 | 710.8609 | 762.3719 | 706.811 | 644.8197 | 723.4789 | 779.9384 | 858.4821 | 882.4166 | 703.6582 | 581.9626 | 616.2421 | 805.8105 | 712.5735 | 712.9262 | 513.1803 | 409.6349 | 432.7157 | 446.1392 | 457.9896 | 469.62 | 481.3428 | 493.143 | 505.0075 | 516.925 | 528.8857 | 540.881 | 552.9037 | 564.9475 | 577.0071 | 589.0778 | 601.1557 | 613.2374 | 625.3201 | 637.4011 | 649.4785 | 661.5496 | 673.6115
Northwest | Paper | Peak | December | All | MW | 752.6019 | 811.2446 | 826.5475 | 787.85 | 803.8919 | 876.2241 | 815.0622 | 808.2 | 822.6817 | 791.2029 | 659.3348 | 612.3624 | 794.6733 | 665.1574 | 677.1172 | 624.4651 | 554.597 | 655.7444 | 662.5607 | 819.8052 | 731.1323 | 630.0355 | 643.3821 | 729.9644 | 640.9531 | 695.4144 | 672.956 | 484.7138 | 387.1623 | 408.9579 | 421.6201 | 432.8027 | 443.7796 | 454.844 | 465.9816 | 477.1801 | 488.4287 | 499.7182 | 511.0405 | 522.3887 | 533.7568 | 545.1398 | 556.5334 | 567.9337 | 579.3376 | 590.7425 | 602.1458 | 613.5456 | 624.9395 | 636.3246
Northwest | Printing | Peak | January | All | MW | 86.8208 | 98.604 | 102.8818 | 102.8258 | 112.7682 | 117.9533 | 121.0484 | 125.3394 | 116.2168 | 129.9865 | 133.7327 | 159.1913 | 157.4348 | 143.7949 | 155.0577 | 143.6801 | 120.0653 | 130.171 | 159.0961 | 159.1122 | 145.7533 | 156.5777 | 147.4215 | 140.4695 | 128.302 | 146.3402 | 142.9585 | 73.9414 | 60.709 | 62.9256 | 63.9539 | 64.9733 | 65.984 | 66.9867 | 67.9815 | 68.9689 | 69.9493 | 70.9228 | 71.8898 | 72.8506 | 73.8053 | 74.7542 | 75.5836 | 76.1927 | 76.8003 | 77.4065 | 77.9619 | 78.4227 | 78.8837 | 79.3448
Northwest | Printing | Peak | February | All | MW | 88.9747 | 101.041 | 105.4328 | 105.4683 | 115.7183 | 121.0393 | 124.1937 | 128.5746 | 119.3169 | 133.3514 | 138.5782 | 153.5837 | 146.3121 | 150.1042 | 152.4457 | 146.8471 | 118.8058 | 142.8897 | 141.7938 | 156.9693 | 170.8949 | 154.2395 | 137.7993 | 137.6007 | 133.8825 | 153.5159 | 143.3895 | 74.058 | 60.7851 | 63.0033 | 64.0317 | 65.051 | 66.0618 | 67.0644 | 68.0592 | 69.0466 | 70.0269 | 71.0003 | 71.9672 | 72.9279 | 73.8825 | 74.8313 | 75.6608 | 76.2705 | 76.8787 | 77.4855 | 78.041 | 78.5012 | 78.9616 | 79.422
Northwest | Printing | Peak | March | All | MW | 80.0417 | 90.8652 | 94.8127 | 94.9415 | 103.9919 | 108.92 | 111.6515 | 115.9199 | 107.3913 | 120.0473 | 114.7352 | 141.5313 | 147.313 | 142.4465 | 144.9061 | 128.6199 | 116.1405 | 125.5126 | 129.1108 | 131.445 | 150.8179 | 138.6032 | 127.5985 | 138.0812 | 128.1202 | 131.5068 | 139.6274 | 72.037 | 59.1121 | 61.2652 | 62.2611 | 63.2483 | 64.2272 | 65.198 | 66.1613 | 67.1174 | 68.0665 | 69.009 | 69.9452 | 70.8752 | 71.7994 | 72.718 | 73.5209 | 74.1111 | 74.6998 | 75.2871 | 75.8246 | 76.2696 | 76.7146 | 77.1597
Northwest | Printing | Peak | April | All | MW | 70.5158 | 79.7426 | 83.1087 | 83.609 | 91.3379 | 96.0686 | 98.191 | 103.1264 | 94.9872 | 106.3083 | 93.9809 | 128.2993 | 129.3665 | 130.7162 | 132.9495 | 120.9633 | 101.4391 | 118.4847 | 117.7853 | 130.7023 | 127.3135 | 121.4615 | 121.4016 | 110.7699 | 112.1136 | 116.5243 | 115.037 | 59.3496 | 48.6951 | 50.4645 | 51.2807 | 52.0896 | 52.8915 | 53.687 | 54.4761 | 55.2593 | 56.0368 | 56.8088 | 57.5756 | 58.3373 | 59.0942 | 59.8465 | 60.5035 | 60.9854 | 61.4659 | 61.9453 | 62.3845 | 62.7489 | 63.1134 | 63.4779
Northwest | Printing | Peak | May | All | MW | 69.3186 | 77.9531 | 81.6915 | 82.9407 | 90.1107 | 95.4539 | 96.223 | 102.7526 | 93.0948 | 104.3304 | 103.6131 | 131.0825 | 130.237 | 137.5536 | 141.3752 | 122.2229 | 115.9758 | 118.8902 | 117.7165 | 135.7851 | 139.0171 | 122.5988 | 117.6689 | 115.566 | 118.3676 | 116.2825 | 117.9355 | 61.2522 | 50.3036 | 52.1222 | 52.956 | 53.7824 | 54.6015 | 55.4138 | 56.2196 | 57.0192 | 57.8128 | 58.6008 | 59.3834 | 60.1608 | 60.9332 | 61.7007 | 62.3681 | 62.851 | 63.3326 | 63.8131 | 64.2565 | 64.631 | 65.0055 | 65.3802
Northwest | Printing | Peak | June | All | MW | 68.7732 | 77.4024 | 81.7309 | 84.1816 | 88.1973 | 95.1899 | 93.8194 | 105.1295 | 90.2312 | 102.7068 | 91.9488 | 113.9081 | 120.7833 | 129.4956 | 140.4213 | 113.1633 | 109.5354 | 115.538 | 120.2938 | 130.568 | 134.8094 | 108.3203 | 114.2264 | 99.1452 | 105.0188 | 104.0732 | 106.3046 | 55.1293 | 45.239 | 46.8587 | 47.5927 | 48.3199 | 49.0404 | 49.7548 | 50.4633 | 51.1661 | 51.8636 | 52.556 | 53.2434 | 53.9262 | 54.6044 | 55.2784 | 55.8625 | 56.2813 | 56.6989 | 57.1156 | 57.5014 | 57.8298 | 58.1582 | 58.4868
Northwest | Printing | Peak | July | All | MW | 63.2168 | 71.8523 | 76.2663 | 79.1446 | 80.7578 | 87.6577 | 85.8916 | 99.826 | 82.1134 | 95.0619 | 89.172 | 105.408 | 119.9598 | 122.3936 | 128.6727 | 99.534 | 98.0612 | 107.3665 | 111.2934 | 129.1846 | 124.0613 | 109.082 | 102.2424 | 104.9027 | 104.9314 | 103.13 | 108.822 | 56.3215 | 46.1852 | 47.821 | 48.5524 | 49.2768 | 49.9944 | 50.7056 | 51.4107 | 52.1101 | 52.8039 | 53.4925 | 54.176 | 54.8548 | 55.529 | 56.1987 | 56.7777 | 57.1897 | 57.6004 | 58.0103 | 58.3905 | 58.7159 | 59.0413 | 59.3667
Northwest | Printing | Peak | August | All | MW | 60.7705 | 69.1361 | 73.4408 | 76.219 | 77.4983 | 84.1058 | 82.384 | 96.0598 | 78.5946 | 91.1859 | 85.6742 | 105.9423 | 114.3043 | 119.8409 | 123.0292 | 98.273 | 94.6696 | 98.1194 | 110.2433 | 125.7129 | 109.3618 | 100.3408 | 101.6622 | 96.8737 | 104.6275 | 104.7695 | 109.4788 | 56.5774 | 46.3863 | 48.0255 | 48.7564 | 49.4801 | 50.1971 | 50.9076 | 51.6121 | 52.3107 | 53.0038 | 53.6916 | 54.3744 | 55.0524 | 55.7257 | 56.3946 | 56.9732 | 57.3854 | 57.7964 | 58.2064 | 58.5863 | 58.9104 | 59.2345 | 59.5587
Northwest | Printing | Peak | September | All | MW | 65.7585 | 74.0269 | 77.7107 | 79.5806 | 84.2383 | 90.136 | 89.9012 | 99.125 | 86.7741 | 98.1531 | 93.6427 | 115.1147 | 130.4917 | 126.746 | 127.7148 | 104.6946 | 99.364 | 119.7327 | 112.6366 | 128.838 | 127.234 | 112.0799 | 105.7571 | 108.3873 | 107.7467 | 119.655 | 114.3208 | 59.1024 | 48.4877 | 50.2371 | 51.0373 | 51.8301 | 52.616 | 53.3953 | 54.1683 | 54.9353 | 55.6966 | 56.4524 | 57.203 | 57.9486 | 58.6893 | 59.4254 | 60.0659 | 60.5305 | 60.9939 | 61.4562 | 61.8818 | 62.2394 | 62.597 | 62.9547
Northwest | Printing | Peak | October | All | MW | 74.6391 | 84.5428 | 88.2593 | 88.5627 | 96.753 | 101.5492 | 103.6708 | 108.1699 | 99.8055 | 111.5869 | 97.6175 | 124.209 | 130.1349 | 125.924 | 130.1885 | 109.6309 | 114.0285 | 121.424 | 117.127 | 123.1861 | 154.8718 | 128.5998 | 118.1828 | 118.4377 | 113.9931 | 122.0969 | 122.2949 | 62.996 | 51.6634 | 53.5447 | 54.4148 | 55.2771 | 56.1321 | 56.9802 | 57.8216 | 58.6566 | 59.4856 | 60.3088 | 61.1264 | 61.9387 | 62.7459 | 63.548 | 64.2491 | 64.7638 | 65.2772 | 65.7894 | 66.2583 | 66.6468 | 67.0354 | 67.424
Northwest | Printing | Peak | November | All | MW | 81.1721 | 91.9769 | 96.0705 | 96.4138 | 105.2584 | 110.4693 | 112.8699 | 117.8083 | 108.589 | 121.4224 | 108.8876 | 133.8652 | 140.8393 | 138.2695 | 157.8682 | 130.324 | 117.8052 | 136.7177 | 144.1212 | 157.9979 | 168.6013 | 142.9274 | 120.9116 | 118.0955 | 150.1433 | 128.1928 | 129.902 | 67.059 | 55.0246 | 57.0304 | 57.9591 | 58.8796 | 59.7923 | 60.6976 | 61.5958 | 62.4873 | 63.3723 | 64.2512 | 65.1241 | 65.9914 | 66.8532 | 67.7097 | 68.458 | 69.007 | 69.5546 | 70.101 | 70.6017 | 71.0172 | 71.4329 | 71.8486
Northwest | Printing | Peak | December | All | MW | 75.7993 | 85.9244 | 89.371 | 89.275 | 98.2662 | 102.6983 | 105.7512 | 109.3397 | 101.9246 | 113.7445 | 106.3671 | 129.4842 | 160.1095 | 131.3081 | 142.4166 | 117.0455 | 103.0795 | 126.0241 | 124.4949 | 153.4023 | 142.2828 | 130.3601 | 136.1284 | 142.2201 | 121.3769 | 127.0695 | 124.545 | 64.3418 | 52.8149 | 54.7451 | 55.6415 | 56.5301 | 57.4113 | 58.2853 | 59.1526 | 60.0135 | 60.8681 | 61.7169 | 62.56 | 63.3976 | 64.23 | 65.0574 | 65.7809 | 66.3131 | 66.844 | 67.3738 | 67.8586 | 68.2601 | 68.6617 | 69.0633
Northwest | Chemicals | Peak | January | All | MW | 317.9586 | 352.839 | 354.2769 | 337.8954 | 397.9975 | 300.7906 | 286.533 | 299.2146 | 343.8236 | 321.6057 | 334.5341 | 304.157 | 322.1801 | 299.7309 | 317.9483 | 310.4486 | 267.541 | 271.2976 | 331.9806 | 334.2398 | 300.9758 | 312.4924 | 289.246 | 288.8749 | 259.2045 | 298.9034 | 294.3611 | 431.6176 | 414.5273 | 453.4893 | 484.4948 | 515.567 | 546.6839 | 577.8267 | 601.7838 | 630.0638 | 660.0307 | 690.5759 | 721.3668 | 752.2289 | 783.0883 | 813.9113 | 844.6812 | 875.3878 | 906.0243 | 936.5856 | 967.067 | 997.4648 | 1027.776 | 1057.996
Northwest | Chemicals | Peak | February | All | MW | 328.911 | 365.0048 | 366.2664 | 349.7875 | 412.0756 | 311.459 | 296.6706 | 309.6018 | 356.0929 | 332.9057 | 349.943 | 296.1214 | 302.1306 | 315.66 | 315.2585 | 320.0579 | 267.0192 | 300.6778 | 298.7016 | 332.8307 | 355.8042 | 309.8834 | 272.0554 | 284.823 | 272.4732 | 315.9664 | 297.5518 | 435.8143 | 418.5529 | 457.9132 | 489.2398 | 520.6339 | 552.0729 | 583.5381 | 607.7162 | 636.2782 | 666.5512 | 697.4116 | 728.5212 | 759.7032 | 790.8826 | 822.0251 | 853.114 | 884.1389 | 915.093 | 945.9709 | 976.7681 | 1007.481 | 1038.106 | 1068.64
Northwest | Chemicals | Peak | March | All | MW | 284.4911 | 315.486 | 316.6125 | 302.5713 | 355.9944 | 269.3785 | 256.3708 | 268.2694 | 308.089 | 288.0157 | 278.4358 | 262.2194 | 292.3017 | 287.9022 | 288.0846 | 269.5399 | 250.9756 | 253.765 | 261.3222 | 267.8115 | 301.7573 | 267.8766 | 242.3144 | 275.0155 | 250.7382 | 260.3324 | 278.7042 | 407.6689 | 391.5858 | 428.4326 | 457.7632 | 487.1567 | 516.5922 | 546.0521 | 568.6559 | 595.3839 | 623.7217 | 652.6126 | 681.7379 | 710.9315 | 740.1226 | 769.2792 | 798.3856 | 827.4319 | 856.4119 | 885.3204 | 914.1534 | 942.9072 | 971.5786 | 1000.165
Northwest | Chemicals | Peak | April | All | MW | 263.4732 | 291.2885 | 291.594 | 279.6995 | 328.3677 | 249.375 | 237.0868 | 250.0673 | 286.1575 | 267.3643 | 239.2673 | 249.1495 | 268.6847 | 276.6306 | 276.8012 | 266.1299 | 229.9673 | 251.655 | 250.3542 | 279.0532 | 267.037 | 246.1885 | 241.7286 | 231.2082 | 229.8443 | 241.6797 | 240.9766 | 352.1151 | 338.2304 | 370.072 | 395.4214 | 420.8253 | 446.2654 | 471.7264 | 491.2408 | 514.3324 | 538.8204 | 563.7886 | 588.9603 | 614.1912 | 639.4201 | 664.6193 | 689.7748 | 714.8785 | 739.9249 | 764.9095 | 789.8287 | 814.6794 | 839.4589 | 864.1647
Northwest | Chemicals | Peak | May | All | MW | 231.7984 | 254.8475 | 256.3591 | 247.2817 | 288.3163 | 218.8879 | 205.6087 | 218.6908 | 247.2017 | 230.4852 | 232.6802 | 224.4707 | 237.8808 | 256.1442 | 258.3863 | 236.2638 | 230.5071 | 222.7623 | 220.5456 | 254.3748 | 256.9006 | 219.9239 | 207.4241 | 212.5998 | 214.1786 | 212.9558 | 218.6919 | 320.027 | 307.3384 | 336.252 | 359.2666 | 382.3307 | 405.4279 | 428.5444 | 446.2917 | 467.269 | 489.5071 | 512.1788 | 535.0342 | 557.943 | 580.8499 | 603.7297 | 626.5701 | 649.3635 | 672.1049 | 694.7902 | 717.4163 | 739.9803 | 762.4797 | 784.9122
Northwest | Chemicals | Peak | June | All | MW | 235.2191 | 257.5925 | 262.3766 | 255.2329 | 286.6383 | 219.5273 | 201.2531 | 223.8391 | 240.6758 | 226.9081 | 207.4448 | 195.9798 | 221.3451 | 242.3763 | 257.679 | 219.399 | 217.7797 | 217.0419 | 225.8142 | 244.6919 | 249.7887 | 195.1859 | 201.8777 | 182.4565 | 190.0338 | 191.0246 | 197.9844 | 288.302 | 276.8819 | 302.9893 | 323.7824 | 344.6201 | 365.4875 | 386.3722 | 402.3249 | 421.2444 | 441.3227 | 461.802 | 482.4501 | 503.1475 | 523.8434 | 544.5151 | 565.1509 | 585.7442 | 606.2903 | 626.7858 | 647.2275 | 667.613 | 687.9399 | 708.2063
Northwest | Chemicals | Peak | July | All | MW | 245.7301 | 270.5468 | 278.5846 | 271.5327 | 297.6242 | 227.7582 | 206.7484 | 238.1172 | 246.7445 | 235.7479 | 226.5303 | 204.4341 | 248.8337 | 258.4185 | 266.7014 | 217.8624 | 219.5614 | 228.6769 | 236.2412 | 273.7718 | 260.9057 | 223.2856 | 204.5886 | 218.3278 | 214.4121 | 214.4223 | 229.241 | 332.1366 | 319.1556 | 349.3193 | 373.3569 | 397.4455 | 421.5679 | 445.7097 | 464.0477 | 485.8761 | 509.0685 | 532.7339 | 556.598 | 580.5204 | 604.4415 | 628.3343 | 652.1856 | 675.9875 | 699.7346 | 723.4229 | 747.0489 | 770.6096 | 794.1024 | 817.525
Northwest | Chemicals | Peak | August | All | MW | 229.4637 | 252.7305 | 260.6717 | 253.951 | 277.3836 | 211.9655 | 192.2044 | 222.0724 | 229.0381 | 219.1899 | 210.9765 | 199.1838 | 229.9754 | 245.3759 | 247.3907 | 208.6824 | 205.5933 | 202.6876 | 226.9058 | 258.4099 | 223.1056 | 199.125 | 197.0645 | 195.4358 | 207.126 | 211.0984 | 223.4872 | 323.3587 | 310.8597 | 340.2578 | 363.6888 | 387.1691 | 410.6821 | 434.2137 | 452.0572 | 473.3211 | 495.9213 | 518.9843 | 542.2421 | 565.557 | 588.8706 | 612.1567 | 635.4023 | 658.5995 | 681.7432 | 704.8295 | 727.855 | 750.8167 | 773.7122 | 796.5391
Northwest | Chemicals | Peak | September | All | MW | 228.1633 | 250.3443 | 253.1778 | 245.715 | 279.4206 | 213.5602 | 198.0232 | 217.1979 | 238.0394 | 223.2574 | 216.7377 | 202.9483 | 245.7813 | 243.4709 | 241.3128 | 209.4431 | 204.0895 | 231.4225 | 217.4207 | 249.0243 | 242.9812 | 207.323 | 191.6004 | 205.1622 | 200.2706 | 225.6143 | 218.2876 | 318.3009 | 305.6724 | 334.4764 | 357.4135 | 380.3999 | 403.4192 | 426.4575 | 444.0808 | 464.9615 | 487.1146 | 509.7072 | 532.4852 | 555.3172 | 578.1476 | 600.951 | 623.7151 | 646.4323 | 669.0975 | 691.7068 | 714.2569 | 736.7451 | 759.1686 | 781.5255
Northwest | Chemicals | Peak | October | All | MW | 259.9066 | 287.6338 | 288.777 | 276.3049 | 324.3549 | 245.5109 | 232.9098 | 244.5239 | 280.0707 | 261.5578 | 231.6112 | 225.1166 | 252.5117 | 248.9266 | 253.0864 | 224.658 | 240.8687 | 240.054 | 231.7679 | 245.1722 | 302.6674 | 242.7024 | 218.9042 | 230.0015 | 217.626 | 235.9753 | 238.6036 | 348.4909 | 334.5693 | 366.0727 | 391.1548 | 416.291 | 441.4634 | 466.6569 | 485.965 | 508.8138 | 533.0457 | 557.7552 | 582.6663 | 607.6359 | 632.6038 | 657.5422 | 682.4377 | 707.2819 | 732.0693 | 756.7958 | 781.4576 | 806.0518 | 830.5755 | 855.0262
Northwest | Chemicals | Peak | November | All | MW | 291.1817 | 322.409 | 323.817 | 310.0345 | 363.4699 | 275.2452 | 261.1326 | 274.2892 | 313.6497 | 293.0912 | 265.9337 | 249.4541 | 280.9639 | 281.0942 | 315.7077 | 274.983 | 256.1925 | 278.2697 | 293.6373 | 323.9695 | 339.9163 | 278.6143 | 231.6186 | 237.0615 | 296.2746 | 255.9488 | 261.5125 | 382.6368 | 367.3842 | 401.9489 | 429.4623 | 457.0351 | 484.6477 | 512.2833 | 533.5007 | 558.5793 | 585.1658 | 612.2714 | 639.5967 | 666.9859 | 694.3728 | 721.7275 | 749.035 | 776.2864 | 803.4756 | 830.598 | 857.6494 | 884.6267 | 911.5267 | 938.3468
Northwest | Chemicals | Peak | December | All | MW | 284.8145 | 315.7195 | 315.5882 | 301.1685 | 356.3727 | 269.5899 | 257.847 | 268.9752 | 310.7543 | 290.0037 | 273.9005 | 254.4794 | 337.0388 | 281.4955 | 300.6746 | 260.9643 | 237.0515 | 270.9097 | 267.9785 | 332.3354 | 302.841 | 267.8784 | 274.933 | 301.2524 | 252.4364 | 267.2377 | 264.0631 | 387.0475 | 371.6842 | 406.6253 | 434.4323 | 462.2993 | 490.2064 | 518.1367 | 539.6161 | 564.9764 | 591.8514 | 619.2463 | 646.8618 | 674.5414 | 702.2185 | 729.863 | 757.4599 | 785 | 812.4774 | 839.8871 | 867.2252 | 894.4885 | 921.6737 | 948.7782
Northwest | Petroleum Products | Peak | January | All | MW | 283.188 | 294.3983 | 282.0816 | 325.5154 | 373.7837 | 332.5439 | 288.8664 | 277.2139 | 292.2411 | 256.8716 | 220.9555 | 180.2741 | 265.8111 | 253.619 | 248.5749 | 188.3503 | 161.0205 | 175.8333 | 227.6858 | 244.4003 | 193.9389 | 230.2744 | 200.2816 | 215.8158 | 185.3673 | 221.7711 | 222.5572 | 321.2837 | 307.2677 | 318.6355 | 324.1252 | 329.6994 | 335.3538 | 341.0838 | 346.8844 | 352.7506 | 358.6773 | 364.6595 | 370.6922 | 376.7706 | 382.8901 | 389.0462 | 395.2345 | 401.451 | 407.6917 | 413.953 | 420.2315 | 426.5239 | 432.8272 | 439.1386
Northwest | Petroleum Products | Peak | February | All | MW | 292.0809 | 303.6584 | 290.9327 | 336.1974 | 386.1086 | 343.24 | 298.1485 | 286.0435 | 301.8808 | 265.1632 | 230.6707 | 175.4924 | 248.2133 | 266.1151 | 245.7616 | 194.0728 | 160.4199 | 194.4467 | 204.1524 | 242.4289 | 230.2338 | 227.245 | 188.1586 | 212.7237 | 195.4327 | 235.0302 | 225.4118 | 325.112 | 310.8109 | 322.3278 | 327.8983 | 333.5539 | 339.2901 | 345.1024 | 350.9857 | 356.9349 | 362.9449 | 369.0108 | 375.1275 | 381.2901 | 387.494 | 393.7346 | 400.0075 | 406.3087 | 412.6343 | 418.9804 | 425.3438 | 431.721 | 438.109 | 444.5051
Northwest | Petroleum Products | Peak | March | All | MW | 243.2206 | 252.8729 | 242.229 | 280.0954 | 321.3474 | 285.9802 | 248.1234 | 238.6087 | 251.4662 | 220.8867 | 176.5765 | 149.326 | 231.2698 | 233.7686 | 216.1489 | 157.365 | 145.1829 | 158.0489 | 172.1884 | 188.0242 | 188.3585 | 190.2911 | 162.1591 | 198.8239 | 173.7122 | 187.1708 | 203.997 | 294.1421 | 281.1601 | 291.5849 | 296.6304 | 301.7527 | 306.9477 | 312.2114 | 317.5392 | 322.9265 | 328.3688 | 333.8613 | 339.3998 | 344.9797 | 350.5968 | 356.2471 | 361.9265 | 367.6314 | 373.3582 | 379.1036 | 384.8645 | 390.6379 | 396.421 | 402.2114
Northwest | Petroleum Products | Peak | April | All | MW | 243.3218 | 252.5208 | 241.6071 | 280.1888 | 321.1494 | 286.2513 | 247.3027 | 239.9878 | 251.9489 | 221.1799 | 163.3463 | 153.0001 | 229.1585 | 242.7112 | 223.4056 | 168.427 | 143.4733 | 169.2775 | 178.4454 | 211.5604 | 180.8183 | 189.4843 | 175.5045 | 181.9994 | 173.6419 | 189.6768 | 192.292 | 277.0827 | 264.7733 | 274.6026 | 279.3657 | 284.2008 | 289.1042 | 294.0719 | 299.0997 | 304.1833 | 309.3184 | 314.5007 | 319.726 | 324.9901 | 330.2891 | 335.6191 | 340.9764 | 346.3576 | 351.7592 | 357.1783 | 362.6118 | 368.0569 | 373.511 | 378.9719
Northwest | Petroleum Products | Peak | May | All | MW | 241.5464 | 249.459 | 239.6833 | 279.9175 | 318.7881 | 284.8223 | 244.3888 | 238.2185 | 246.5254 | 217.0454 | 181.7856 | 158.1245 | 229.7159 | 254.4326 | 235.2687 | 170.2791 | 163.0584 | 169.918 | 178.5819 | 218.1767 | 196.6358 | 190.1848 | 169.0785 | 187.7967 | 181.825 | 188.0657 | 196.1285 | 282.7058 | 270.1743 | 280.1987 | 285.0539 | 289.9827 | 294.9812 | 300.0456 | 305.1714 | 310.3543 | 315.5898 | 320.8736 | 326.2013 | 331.5687 | 336.9719 | 342.4067 | 347.8695 | 353.3567 | 358.8649 | 364.3908 | 369.9316 | 375.4843 | 381.0463 | 386.6151
Northwest | Petroleum Products | Peak | June | All | MW | 267.5086 | 276.4428 | 267.3499 | 315.8954 | 348.1571 | 315.9498 | 268.7325 | 270.4912 | 265.1558 | 238.184 | 181.8785 | 154.7798 | 236.6277 | 266.1504 | 257.5498 | 173.8698 | 170.5284 | 182.5254 | 204.1036 | 231.8528 | 210.215 | 185.4705 | 181.5995 | 177.283 | 176.8754 | 185.3328 | 194.6479 | 279.6285 | 266.8288 | 276.7901 | 281.6445 | 286.5699 | 291.5627 | 296.6191 | 301.7349 | 306.9057 | 312.1273 | 317.3954 | 322.7058 | 328.0545 | 333.4376 | 338.851 | 344.2913 | 349.7548 | 355.2384 | 360.7387 | 366.2531 | 371.7787 | 377.3128 | 382.8532
Northwest | Petroleum Products | Peak | July | All | MW | 253.1669 | 263.0177 | 255.4246 | 302.6985 | 327.5221 | 298.8524 | 254.6231 | 261.6805 | 247.8499 | 226.1932 | 182.1927 | 147.3975 | 243.0893 | 257.429 | 241.6484 | 156.5986 | 157.5467 | 176.3204 | 197.1057 | 236.9585 | 200.3053 | 192.197 | 167.9143 | 194.5568 | 180.6944 | 188.3099 | 203.9264 | 292.6028 | 279.0234 | 289.4679 | 294.5712 | 299.7482 | 304.9949 | 310.3075 | 315.6815 | 321.1126 | 326.5962 | 332.128 | 337.7036 | 343.3187 | 348.9694 | 354.6514 | 360.3611 | 366.0948 | 371.8491 | 377.6207 | 383.4066 | 389.2039 | 395.0099 | 400.8223
Northwest | Petroleum Products | Peak | August | All | MW | 242.1115 | 251.5563 | 244.3904 | 289.6714 | 312.4189 | 284.8687 | 243.1549 | 250.2703 | 235.8534 | 215.7871 | 174.3812 | 147.6013 | 230.2284 | 250.256 | 229.8681 | 154.048 | 151.6395 | 160.5404 | 194.6251 | 229.6863 | 176.4141 | 176.8415 | 167.0159 | 179.561 | 179.5533 | 190.4306 | 204.2137 | 293.2809 | 279.76 | 290.2184 | 295.3221 | 300.4999 | 305.748 | 311.0625 | 316.4389 | 321.8728 | 327.3596 | 332.895 | 338.4746 | 344.0941 | 349.7493 | 355.4362 | 361.1511 | 366.8902 | 372.6502 | 378.4276 | 384.2196 | 390.0231 | 395.8355 | 401.6544
Northwest | Petroleum Products | Peak | September | All | MW | 240.403 | 248.5814 | 239.2907 | 281.5269 | 314.1782 | 282.8957 | 241.7275 | 240.9586 | 241.7572 | 215.1082 | 173.7102 | 146.6467 | 241.8629 | 246.2068 | 223.3673 | 154.9936 | 148.4767 | 181.3318 | 182.4591 | 219.4665 | 190.4484 | 182.1767 | 159.6347 | 185.4888 | 173.3806 | 202.9568 | 199.2974 | 286.4666 | 273.4416 | 283.6372 | 288.5997 | 293.6353 | 298.7403 | 303.9107 | 309.1422 | 314.4304 | 319.7708 | 325.1592 | 330.5912 | 336.0625 | 341.5692 | 347.1073 | 352.673 | 358.2627 | 363.8731 | 369.5008 | 375.1431 | 380.7968 | 386.4596 | 392.1288
Northwest | Petroleum Products | Peak | October | All | MW | 259.626 | 269.7823 | 258.4761 | 299.4302 | 342.7013 | 305.4739 | 264.4192 | 254.8822 | 267.7672 | 235.332 | 172.5252 | 150.4374 | 234.1215 | 236.8367 | 222.278 | 153.6921 | 163.2315 | 175.1318 | 178.9423 | 201.6383 | 221.5029 | 199.5915 | 170.2737 | 193.6611 | 175.9337 | 197.975 | 203.8074 | 292.8798 | 279.5716 | 289.9955 | 295.0689 | 300.2171 | 305.4362 | 310.7221 | 316.0705 | 321.4768 | 326.9366 | 332.4453 | 337.9986 | 343.5922 | 349.2219 | 354.8837 | 360.5736 | 366.2882 | 372.0239 | 377.7773 | 383.5456 | 389.3256 | 395.1147 | 400.9106
Northwest | Petroleum Products | Peak | November | All | MW | 289.922 | 301.028 | 288.6674 | 334.6003 | 382.7595 | 340.8568 | 295.1693 | 284.6837 | 298.4872 | 262.4949 | 197.1586 | 166.4889 | 258.8523 | 266.0341 | 275.8618 | 188.3157 | 173.2293 | 202.5786 | 226.3836 | 265.5582 | 247.0029 | 229.0628 | 179.2467 | 198.579 | 238.2396 | 213.869 | 222.5938 | 320.4369 | 306.1016 | 317.4803 | 323.0017 | 328.6059 | 334.2886 | 340.0454 | 345.8712 | 351.7613 | 357.7105 | 363.714 | 369.7669 | 375.8645 | 382.0021 | 388.1754 | 394.38 | 400.612 | 406.8675 | 413.1429 | 419.4348 | 425.7401 | 432.0556 | 438.3787
Northwest | Petroleum Products | Peak | December | All | MW | 272.522 | 283.0814 | 270.5598 | 312.1438 | 360.1985 | 320.2267 | 277.4937 | 267.0389 | 283.1302 | 247.7683 | 192.7419 | 160.8351 | 298.0121 | 255.9494 | 252.0172 | 170.8816 | 153.087 | 188.7626 | 197.6484 | 261.5552 | 209.9624 | 212.2102 | 204.3817 | 242.909 | 194.6732 | 214.1202 | 215.5773 | 310.9722 | 297.3183 | 308.3315 | 313.6565 | 319.063 | 324.5467 | 330.1033 | 335.7278 | 341.4156 | 347.1616 | 352.961 | 358.8091 | 364.7012 | 370.6328 | 376.5996 | 382.5975 | 388.6223 | 394.6706 | 400.7385 | 406.823 | 412.9207 | 419.0289 | 425.1448
Northwest | Rubber | Peak | January | All | MW | 132.6591 | 145.2552 | 145.9786 | 166.1658 | 191.1039 | 203.8003 | 219.5535 | 242.4241 | 262.2719 | 280.1097 | 293.1888 | 281.99 | 273.1651 | 246.6174 | 262.7787 | 246.545 | 205.314 | 228.8143 | 280.6861 | 279.7209 | 260.3589 | 279.0246 | 268.5443 | 253.8205 | 233.2671 | 266.5674 | 260.0475 | 270.0518 | 227.442 | 244.0468 | 256.1583 | 268.2423 | 280.3018 | 292.3347 | 304.3389 | 316.3127 | 328.2547 | 340.1635 | 352.0381 | 363.8776 | 375.6813 | 387.4488 | 399.1796 | 410.8732 | 422.5297 | 434.1487 | 445.7302 | 457.2742 | 468.7786 | 480.2378
Northwest | Rubber | Peak | February | All | MW | 136.1465 | 149.0341 | 149.8038 | 170.6502 | 196.3474 | 209.3389 | 225.4322 | 248.9199 | 269.5078 | 287.5897 | 303.9739 | 272.0009 | 253.8738 | 257.455 | 258.3929 | 251.97 | 203.189 | 251.0718 | 250.0824 | 275.896 | 305.3391 | 275.1959 | 251.3258 | 248.9392 | 243.5858 | 279.7874 | 260.9595 | 270.8803 | 228.0784 | 244.7402 | 256.8963 | 269.0245 | 281.1281 | 293.2046 | 305.2522 | 317.2692 | 329.254 | 341.2054 | 353.1223 | 365.004 | 376.8497 | 388.6589 | 400.4311 | 412.166 | 423.8636 | 435.5234 | 447.1457 | 458.7302 | 470.2749 | 481.7743
Northwest | Rubber | Peak | March | All | MW | 122.4361 | 133.9377 | 134.6511 | 153.5423 | 176.37 | 188.2989 | 202.5733 | 224.341 | 242.4833 | 258.8285 | 251.6384 | 250.696 | 255.6408 | 244.3265 | 245.5888 | 220.6524 | 198.5889 | 220.5728 | 227.7445 | 231.0549 | 269.4722 | 247.1426 | 232.6054 | 249.6246 | 233.0146 | 239.5607 | 253.9858 | 263.5509 | 221.8048 | 238.0085 | 249.8304 | 261.6252 | 273.3959 | 285.1404 | 296.8567 | 308.5433 | 320.1986 | 331.8214 | 343.4107 | 354.9658 | 366.4857 | 377.9703 | 389.4189 | 400.8313 | 412.2072 | 423.5466 | 434.8494 | 446.1155 | 457.3429 | 468.5263
Northwest | Rubber | Peak | April | All | MW | 107.7414 | 117.4032 | 118.1542 | 135.4376 | 155.1788 | 166.1438 | 178.0666 | 199.7172 | 214.4928 | 229.2993 | 206.1672 | 226.9974 | 224.434 | 224.0567 | 225.144 | 207.0115 | 173.1474 | 207.7386 | 207.3034 | 229.4943 | 227.142 | 216.257 | 221.011 | 199.9663 | 203.6338 | 211.9609 | 208.7689 | 216.6178 | 182.1962 | 195.4845 | 205.174 | 214.8417 | 224.49 | 234.1172 | 243.7217 | 253.3021 | 262.8571 | 272.3858 | 281.8872 | 291.3607 | 300.8057 | 310.2218 | 319.6086 | 328.9658 | 338.2934 | 347.591 | 356.8588 | 366.0966 | 375.3028 | 384.473
Northwest | Rubber | Peak | May | All | MW | 104.3581 | 113.3267 | 115.8006 | 134.4954 | 153.4368 | 164.5725 | 173.7919 | 198.6845 | 209.5221 | 224.0334 | 225.9632 | 230.1018 | 224.4288 | 233.9813 | 237.9485 | 207.7204 | 196.8795 | 206.7223 | 205.5112 | 237.0475 | 246.0814 | 216.2852 | 212.3341 | 207.0095 | 213.0501 | 209.5167 | 211.6803 | 220.0401 | 184.9062 | 198.2636 | 207.9706 | 217.6582 | 227.329 | 236.9808 | 246.6118 | 256.2204 | 265.8053 | 275.3652 | 284.8992 | 294.4064 | 303.8861 | 313.3379 | 322.7612 | 332.1557 | 341.5211 | 350.8573 | 360.1641 | 369.4414 | 378.6877 | 387.8988
Northwest | Rubber | Peak | June | All | MW | 102.2358 | 110.9837 | 115.5746 | 136.5541 | 150.1876 | 163.6365 | 168.6351 | 202.5202 | 202.14 | 219.0965 | 198.9452 | 198.3568 | 206.4874 | 218.1427 | 234.4113 | 190.8418 | 184.7747 | 199.4789 | 208.4731 | 226.5127 | 236.9281 | 189.6457 | 204.8082 | 176.5417 | 187.8978 | 186.1546 | 189.1953 | 196.5337 | 164.721 | 176.5498 | 185.1285 | 193.6916 | 202.241 | 210.7748 | 219.2914 | 227.7891 | 236.2667 | 244.7231 | 253.1572 | 261.5684 | 269.9559 | 278.3193 | 286.6579 | 294.9716 | 303.26 | 311.523 | 319.7603 | 327.9718 | 336.1563 | 344.3103
Northwest | Rubber | Peak | July | All | MW | 92.8803 | 102.0063 | 107.4129 | 128.0742 | 137.0381 | 150.147 | 153.7349 | 191.6703 | 182.983 | 201.7064 | 191.7401 | 182.6983 | 203.4804 | 204.9188 | 213.4559 | 166.8593 | 164.5922 | 183.8202 | 191.4518 | 222.5055 | 216.0876 | 189.3378 | 182.094 | 185.4567 | 186.5628 | 182.9844 | 192.2867 | 199.5857 | 166.8463 | 178.7744 | 187.4109 | 196.0328 | 204.642 | 213.2364 | 221.8143 | 230.374 | 238.9142 | 247.4337 | 255.9314 | 264.4065 | 272.8583 | 281.2862 | 289.6896 | 298.0683 | 306.4219 | 314.7502 | 323.053 | 331.3301 | 339.5802 | 347.8
Northwest | Rubber | Peak | August | All | MW | 89.2752 | 98.135 | 103.4391 | 123.3414 | 131.4836 | 144.1122 | 147.4721 | 184.4613 | 175.1376 | 193.4991 | 184.2284 | 183.6766 | 193.8833 | 200.6635 | 204.0867 | 164.7395 | 158.904 | 167.9911 | 189.6649 | 216.5196 | 190.4599 | 174.1763 | 181.1398 | 171.3006 | 186.1339 | 185.9925 | 193.5604 | 200.8194 | 167.8142 | 179.8259 | 188.5261 | 197.2112 | 205.8832 | 214.5401 | 223.1802 | 231.8019 | 240.4037 | 248.9845 | 257.5432 | 266.0791 | 274.5913 | 283.0795 | 291.5429 | 299.9813 | 308.3944 | 316.7819 | 325.1437 | 333.4796 | 341.7882 | 350.0663
Northwest | Rubber | Peak | September | All | MW | 99.2567 | 107.6632 | 110.4037 | 129.2446 | 143.487 | 155.6561 | 162.4086 | 191.8624 | 195.3834 | 210.9205 | 204.3397 | 202.2619 | 224.8958 | 215.5442 | 214.7504 | 177.6169 | 168.5148 | 208.1604 | 196.6666 | 224.8553 | 225.0414 | 197.8195 | 191.1873 | 194.4262 | 194.433 | 215.9043 | 205.4921 | 213.3025 | 179.0803 | 192.0426 | 201.4699 | 210.8779 | 220.269 | 229.6411 | 238.9927 | 248.3221 | 257.628 | 266.9094 | 276.1653 | 285.395 | 294.5977 | 303.7731 | 312.9207 | 322.0401 | 331.1311 | 340.1936 | 349.2275 | 358.2326 | 367.2075 | 376.148
Northwest | Rubber | Peak | October | All | MW | 114.0297 | 124.3521 | 125.2231 | 143.1468 | 164.0624 | 175.4278 | 187.9465 | 209.1986 | 225.1235 | 240.3042 | 213.7624 | 219.7262 | 225.5463 | 215.6824 | 220.3765 | 187.8448 | 194.7638 | 213.1415 | 206.38 | 216.3866 | 276.5818 | 229.3178 | 215.5306 | 214.2343 | 207.3837 | 222.3806 | 222.2797 | 230.5268 | 193.9095 | 208.0649 | 218.3914 | 228.6944 | 238.9765 | 249.2358 | 259.4706 | 269.6794 | 279.861 | 290.0143 | 300.1384 | 310.2325 | 320.2962 | 330.3289 | 340.3302 | 350.2999 | 360.2379 | 370.1439 | 380.018 | 389.8601 | 399.6684 | 409.4382
Northwest | Rubber | Peak | November | All | MW | 124.2784 | 135.667 | 136.6423 | 156.1633 | 178.7724 | 191.2182 | 204.9414 | 228.2956 | 245.4926 | 262.0809 | 239.0366 | 237.1372 | 244.5325 | 237.1933 | 267.6136 | 223.467 | 201.4303 | 240.1993 | 254.1462 | 277.705 | 301.0628 | 254.6455 | 220.2361 | 213.3696 | 272.8373 | 233.2651 | 236.0266 | 244.9482 | 206.1415 | 221.1809 | 232.1493 | 243.0929 | 254.0145 | 264.912 | 275.7838 | 286.6281 | 297.4435 | 308.2291 | 318.9837 | 329.7067 | 340.3973 | 351.0551 | 361.6797 | 372.2708 | 382.8282 | 393.3518 | 403.8414 | 414.2971 | 424.717 | 435.0961
Northwest | Rubber | Peak | December | All | MW | 116.3216 | 127.0742 | 127.0537 | 144.4222 | 166.6793 | 177.703 | 192.082 | 211.7796 | 230.3589 | 245.6384 | 233.7997 | 229.8251 | 278.4167 | 225.7085 | 241.7523 | 200.8949 | 176.3349 | 221.6574 | 219.7594 | 269.8611 | 254.3995 | 232.6311 | 248.3413 | 257.2921 | 221.0304 | 231.8096 | 226.8871 | 235.5363 | 198.3867 | 212.8875 | 223.4693 | 234.0266 | 244.5622 | 255.0742 | 265.5609 | 276.0208 | 286.4525 | 296.8552 | 307.2277 | 317.5695 | 327.8798 | 338.1583 | 348.4045 | 358.6183 | 368.7994 | 378.9477 | 389.0632 | 399.1458 | 409.1937 | 419.2021
Northwest | Leather | Peak | January | All | MW | 2.2657 | 3.0727 | 2.5757 | 1.48 | 1.8458 | 2.074 | 2.2194 | 3.6001 | 2.9067 | 3.0389 | 2.6872 | 2.0118 | 2.185 | 2.5855 | 2.9049 | 2.0817 | 1.8453 | 1.9768 | 2.3446 | 2.4114 | 2.177 | 2.4536 | 2.3268 | 2.1756 | 1.8817 | 2.1102 | 2.0598 | 2.0916 | 2.0982 | 2.1095 | 2.0804 | 2.0518 | 2.0237 | 1.996 | 1.9688 | 1.942 | 1.9157 | 1.8899 | 1.8645 | 1.8395 | 1.8148 | 1.7902 | 1.7662 | 1.7426 | 1.7194 | 1.6967 | 1.6743 | 1.6524 | 1.6308 | 1.6095
Northwest | Leather | Peak | February | All | MW | 2.3222 | 3.1503 | 2.641 | 1.5191 | 1.8962 | 2.1281 | 2.2762 | 3.6914 | 2.9826 | 3.1146 | 2.781 | 1.9395 | 2.0254 | 2.6947 | 2.852 | 2.1243 | 1.8233 | 2.1668 | 2.0858 | 2.3741 | 2.5481 | 2.4094 | 2.1702 | 2.1279 | 1.9635 | 2.214 | 2.0663 | 2.0928 | 2.098 | 2.1093 | 2.0802 | 2.0516 | 2.0235 | 1.9958 | 1.9686 | 1.9418 | 1.9155 | 1.8896 | 1.8642 | 1.8392 | 1.8145 | 1.7899 | 1.7658 | 1.7422 | 1.7191 | 1.6963 | 1.6739 | 1.6519 | 1.6303 | 1.609
Northwest | Leather | Peak | March | All | MW | 2.0889 | 2.8327 | 2.375 | 1.367 | 1.7033 | 1.9151 | 2.0471 | 3.329 | 2.6848 | 2.8047 | 2.3036 | 1.7873 | 2.0413 | 2.5582 | 2.7117 | 1.8613 | 1.7828 | 1.9041 | 1.9006 | 1.9896 | 2.2498 | 2.1678 | 2.0111 | 2.1365 | 1.8788 | 1.8959 | 2.0114 | 2.0357 | 2.0404 | 2.0514 | 2.0231 | 1.9953 | 1.9679 | 1.941 | 1.9145 | 1.8885 | 1.8629 | 1.8377 | 1.8129 | 1.7886 | 1.7645 | 1.7406 | 1.7172 | 1.6942 | 1.6717 | 1.6495 | 1.6277 | 1.6063 | 1.5853 | 1.5645
Northwest | Leather | Peak | April | All | MW | 1.8411 | 2.4892 | 2.0865 | 1.2044 | 1.4974 | 1.6859 | 1.8019 | 2.9611 | 2.3715 | 2.4804 | 1.8845 | 1.6167 | 1.7859 | 2.3408 | 2.4788 | 1.7436 | 1.5507 | 1.7913 | 1.728 | 1.9719 | 1.8952 | 1.8959 | 1.9099 | 1.712 | 1.6426 | 1.6782 | 1.6544 | 1.6773 | 1.6808 | 1.6897 | 1.6663 | 1.6432 | 1.6206 | 1.5982 | 1.5763 | 1.5547 | 1.5335 | 1.5126 | 1.4921 | 1.4719 | 1.4519 | 1.4321 | 1.4127 | 1.3936 | 1.3749 | 1.3565 | 1.3384 | 1.3207 | 1.3032 | 1.2859
Northwest | Leather | Peak | May | All | MW | 1.7934 | 2.431 | 2.0436 | 1.1942 | 1.472 | 1.6566 | 1.7648 | 2.9443 | 2.3232 | 2.4408 | 2.0753 | 1.6481 | 1.7886 | 2.4578 | 2.6261 | 1.748 | 1.7608 | 1.7848 | 1.7143 | 2.0356 | 2.0582 | 1.9031 | 1.8405 | 1.7764 | 1.7233 | 1.6641 | 1.6837 | 1.7369 | 1.7429 | 1.7515 | 1.7266 | 1.7021 | 1.678 | 1.6543 | 1.6309 | 1.608 | 1.5854 | 1.5632 | 1.5414 | 1.5199 | 1.4986 | 1.4775 | 1.4568 | 1.4365 | 1.4166 | 1.397 | 1.3777 | 1.3588 | 1.3402 | 1.3218
Northwest | Leather | Peak | June | All | MW | 1.7533 | 2.4049 | 2.0213 | 1.2118 | 1.4302 | 1.6312 | 1.7156 | 3.0061 | 2.2549 | 2.4172 | 1.8419 | 1.432 | 1.6561 | 2.3172 | 2.6023 | 1.6017 | 1.6551 | 1.725 | 1.7451 | 1.948 | 1.9876 | 1.6787 | 1.7854 | 1.5217 | 1.5228 | 1.4814 | 1.508 | 1.5619 | 1.5649 | 1.5721 | 1.5493 | 1.5269 | 1.5047 | 1.4829 | 1.4615 | 1.4404 | 1.4196 | 1.3992 | 1.3791 | 1.3593 | 1.3397 | 1.3203 | 1.3012 | 1.2824 | 1.264 | 1.2459 | 1.2281 | 1.2106 | 1.1934 | 1.1764
Northwest | Leather | Peak | July | All | MW | 1.594 | 2.2225 | 1.8671 | 1.1377 | 1.2989 | 1.4905 | 1.5678 | 2.8541 | 2.0579 | 2.25 | 1.7909 | 1.3271 | 1.6524 | 2.1977 | 2.3899 | 1.403 | 1.4833 | 1.6005 | 1.6148 | 1.9272 | 1.8237 | 1.6884 | 1.5989 | 1.6125 | 1.5169 | 1.4601 | 1.5363 | 1.5976 | 1.6 | 1.6072 | 1.5836 | 1.5604 | 1.5374 | 1.5149 | 1.4927 | 1.4708 | 1.4493 | 1.4281 | 1.4072 | 1.3867 | 1.3664 | 1.3462 | 1.3264 | 1.3069 | 1.2878 | 1.269 | 1.2505 | 1.2323 | 1.2143 | 1.1967
Northwest | Leather | Peak | August | All | MW | 1.5291 | 2.1363 | 1.793 | 1.096 | 1.2455 | 1.4295 | 1.5023 | 2.7455 | 1.9706 | 2.159 | 1.7196 | 1.3345 | 1.5741 | 2.1526 | 2.2861 | 1.3854 | 1.4328 | 1.4633 | 1.6006 | 1.8763 | 1.6095 | 1.556 | 1.5932 | 1.4917 | 1.5142 | 1.4845 | 1.5468 | 1.6067 | 1.6098 | 1.6172 | 1.5936 | 1.5703 | 1.5474 | 1.5249 | 1.5026 | 1.4808 | 1.4592 | 1.4381 | 1.4172 | 1.3967 | 1.3764 | 1.3562 | 1.3364 | 1.3169 | 1.2978 | 1.279 | 1.2605 | 1.2423 | 1.2243 | 1.2066
Northwest | Leather | Peak | September | All | MW | 1.6945 | 2.3056 | 1.9342 | 1.1472 | 1.3737 | 1.561 | 1.645 | 2.8376 | 2.1664 | 2.2971 | 1.8711 | 1.447 | 1.7872 | 2.2637 | 2.3682 | 1.4922 | 1.5069 | 1.7961 | 1.6418 | 1.9302 | 1.8818 | 1.7391 | 1.656 | 1.6694 | 1.5714 | 1.7131 | 1.6325 | 1.6705 | 1.6729 | 1.6812 | 1.6573 | 1.6337 | 1.6105 | 1.5877 | 1.5653 | 1.5432 | 1.5215 | 1.5001 | 1.4791 | 1.4584 | 1.438 | 1.4176 | 1.3977 | 1.3781 | 1.3589 | 1.3401 | 1.3215 | 1.3032 | 1.2852 | 1.2675
Northwest | Leather | Peak | October | All | MW | 1.945 | 2.6344 | 2.2087 | 1.2747 | 1.583 | 1.783 | 1.9003 | 3.1064 | 2.4958 | 2.6099 | 1.9618 | 1.5695 | 1.8047 | 2.2633 | 2.4372 | 1.5867 | 1.7503 | 1.842 | 1.7241 | 1.8653 | 2.3025 | 2.0021 | 1.8569 | 1.828 | 1.6702 | 1.7585 | 1.759 | 1.774 | 1.7745 | 1.7838 | 1.759 | 1.7346 | 1.7105 | 1.6868 | 1.6635 | 1.6406 | 1.6181 | 1.5959 | 1.5741 | 1.5527 | 1.5315 | 1.5105 | 1.4898 | 1.4696 | 1.4497 | 1.4301 | 1.4109 | 1.392 | 1.3734 | 1.3551
Northwest | Leather | Peak | November | All | MW | 2.1163 | 2.8678 | 2.404 | 1.3895 | 1.7249 | 1.9403 | 2.0673 | 3.38 | 2.7132 | 2.8339 | 2.1814 | 1.689 | 1.9435 | 2.4783 | 2.9472 | 1.882 | 1.8046 | 2.0704 | 2.1177 | 2.3859 | 2.5105 | 2.2294 | 1.9002 | 1.8229 | 2.1983 | 1.8456 | 1.8688 | 1.892 | 1.8948 | 1.9048 | 1.8783 | 1.8523 | 1.8266 | 1.8014 | 1.7766 | 1.7522 | 1.7282 | 1.7047 | 1.6815 | 1.6587 | 1.6361 | 1.6137 | 1.5918 | 1.5702 | 1.5491 | 1.5283 | 1.5079 | 1.4878 | 1.468 | 1.4486
Northwest | Leather | Peak | December | All | MW | 1.9847 | 2.6812 | 2.243 | 1.2858 | 1.6118 | 1.8097 | 1.9402 | 3.1412 | 2.5468 | 2.6532 | 2.1349 | 1.634 | 2.2181 | 2.3572 | 2.6639 | 1.6964 | 1.5825 | 1.9132 | 1.8339 | 2.3243 | 2.1246 | 2.0427 | 2.1476 | 2.204 | 1.7818 | 1.8337 | 1.7959 | 1.8178 | 1.8224 | 1.8322 | 1.807 | 1.7822 | 1.7578 | 1.7338 | 1.7102 | 1.687 | 1.6642 | 1.6417 | 1.6197 | 1.598 | 1.5766 | 1.5553 | 1.5344 | 1.514 | 1.4939 | 1.4742 | 1.4548 | 1.4357 | 1.417 | 1.3985
Northwest | Stone, Clay, etc. | Peak | January | All | MW | 274.6246 | 306.48 | 350.6162 | 359.0477 | 385.7495 | 412.4727 | 402.9854 | 396.5909 | 421.2622 | 420.3907 | 406.9225 | 352.3125 | 396.1977 | 368.6011 | 372.3206 | 320.0856 | 270.5201 | 303.947 | 371.49 | 371.1256 | 327.1575 | 363.9012 | 342.0425 | 338.7247 | 297.7241 | 348.0911 | 343.2234 | 349.9386 | 345.0715 | 368.1722 | 384.0134 | 399.541 | 415.1375 | 430.7508 | 442.117 | 456.0952 | 471.1377 | 486.6225 | 502.2977 | 518.0596 | 533.8643 | 549.6917 | 565.5317 | 581.3786 | 597.2283 | 613.0777 | 628.9241 | 644.7656 | 660.5986 | 676.4186
Northwest | Stone, Clay, etc. | Peak | February | All | MW | 281.0702 | 313.6593 | 359.0105 | 367.9675 | 395.5329 | 422.8761 | 413.136 | 406.6006 | 432.2758 | 431.0322 | 421.5586 | 339.8438 | 367.561 | 384.1495 | 365.6705 | 327.0927 | 267.523 | 333.3498 | 330.6479 | 365.5828 | 384.264 | 358.0299 | 319.7249 | 331.8689 | 311.1349 | 365.5955 | 344.5927 | 350.852 | 345.8482 | 369.0388 | 384.9531 | 400.5524 | 416.2204 | 431.9045 | 443.3182 | 457.3574 | 472.4662 | 488.0194 | 503.7636 | 519.5947 | 535.4685 | 551.3649 | 567.2738 | 583.1893 | 599.1075 | 615.0253 | 630.9399 | 646.8492 | 662.7501 | 678.6377
Northwest | Stone, Clay, etc. | Peak | March | All | MW | 252.8897 | 282.2254 | 322.9272 | 331.32 | 355.5731 | 380.6196 | 371.4326 | 366.5298 | 389.0341 | 388.0113 | 348.9306 | 313.0329 | 370.1726 | 364.6583 | 347.5527 | 286.494 | 261.5323 | 292.878 | 301.2535 | 306.2981 | 339.3681 | 322.4142 | 296.5476 | 333.6883 | 298.0736 | 313.6347 | 336.0032 | 341.862 | 336.9554 | 359.5747 | 375.1024 | 390.3219 | 405.6082 | 420.9103 | 432.0323 | 445.724 | 460.4624 | 475.6355 | 490.9954 | 506.4402 | 521.9266 | 537.4352 | 552.9558 | 568.4828 | 584.0125 | 599.5416 | 615.0676 | 630.5884 | 646.1009 | 661.6005
Northwest | Stone, Clay, etc. | Peak | April | All | MW | 222.3179 | 247.6314 | 282.9278 | 291.4838 | 312.1888 | 335.2316 | 325.8515 | 325.3038 | 343.2204 | 342.6912 | 284.9396 | 282.7911 | 323.8442 | 333.5968 | 317.4225 | 268.8634 | 227.5667 | 275.5714 | 274.0936 | 303.6369 | 286.0802 | 282.0589 | 281.795 | 267.6953 | 260.9535 | 278.1512 | 276.9029 | 281.867 | 277.8171 | 296.4758 | 309.2855 | 321.8397 | 334.4491 | 347.0723 | 356.227 | 367.5139 | 379.6692 | 392.1852 | 404.856 | 417.5972 | 430.3729 | 443.1667 | 455.9706 | 468.7799 | 481.5912 | 494.402 | 507.2103 | 520.0143 | 532.8115 | 545.5981
Northwest | Stone, Clay, etc. | Peak | May | All | MW | 219.6388 | 244.2914 | 279.9749 | 290.6703 | 309.6223 | 334.2053 | 320.7173 | 325.0303 | 336.9945 | 336.8841 | 314.8908 | 289.1611 | 325.9142 | 350.9316 | 337.0346 | 271.7965 | 260.0598 | 276.1922 | 273.9421 | 315.2745 | 311.7388 | 283.6869 | 272.0215 | 278.1876 | 274.2776 | 276.4793 | 282.556 | 289.9104 | 286.0912 | 305.2077 | 318.297 | 331.1213 | 344.004 | 356.9059 | 366.2037 | 377.7197 | 390.1396 | 402.9351 | 415.8922 | 428.923 | 441.9901 | 455.0768 | 468.1743 | 481.2779 | 494.3841 | 507.4904 | 520.5945 | 533.6946 | 546.7882 | 559.8716
Northwest | Stone, Clay, etc. | Peak | June | All | MW | 219.5415 | 245.4157 | 282.7263 | 297.1801 | 305.7068 | 335.9649 | 316.5269 | 335.1619 | 328.8409 | 334.0869 | 281.7221 | 252.8846 | 304.1479 | 332.3044 | 335.7151 | 252.1084 | 246.815 | 269.266 | 282.3017 | 304.765 | 302.9833 | 251.364 | 265.1558 | 239.557 | 243.7801 | 248.1239 | 255.1828 | 261.9283 | 258.3603 | 275.6859 | 287.5612 | 299.192 | 310.8755 | 322.5787 | 330.9389 | 341.3559 | 352.6104 | 364.2124 | 375.9637 | 387.7825 | 399.6346 | 411.5043 | 423.3838 | 435.2686 | 447.1555 | 459.0424 | 470.9271 | 482.8081 | 494.6831 | 506.549
Northwest | Stone, Clay, etc. | Peak | July | All | MW | 203.8013 | 230.0112 | 265.806 | 280.9861 | 282.1538 | 311.8773 | 292.9659 | 320.1317 | 301.4081 | 311.3259 | 275.1006 | 235.278 | 304.6874 | 316.0258 | 309.1893 | 222.5891 | 222.8012 | 252.0899 | 264.1367 | 303.8575 | 280.3085 | 254.1475 | 238.8706 | 255.8686 | 244.3706 | 246.7387 | 262.2397 | 269.1988 | 265.5406 | 283.3991 | 295.6466 | 307.6371 | 319.6821 | 331.7494 | 340.2995 | 351.0134 | 362.6081 | 374.5679 | 386.6844 | 398.8716 | 411.0936 | 423.3338 | 435.5842 | 447.84 | 460.0981 | 472.3561 | 484.6119 | 496.8638 | 509.1096 | 521.3462
Northwest | Stone, Clay, etc. | Peak | August | All | MW | 196.2086 | 221.4976 | 256.21 | 270.8105 | 271.0122 | 299.5531 | 281.5671 | 308.5373 | 288.9478 | 299.1844 | 264.9208 | 237.0337 | 290.7536 | 309.7734 | 296.182 | 220.2488 | 215.651 | 230.9057 | 262.3533 | 296.3753 | 247.8811 | 234.7253 | 238.5223 | 237.2235 | 244.3552 | 251.2687 | 264.4788 | 271.2137 | 267.5711 | 285.5797 | 297.932 | 310.024 | 322.1711 | 334.3405 | 342.9574 | 353.7599 | 365.4519 | 377.5128 | 389.7319 | 402.0226 | 414.3483 | 426.6925 | 439.0471 | 451.4071 | 463.7696 | 476.1319 | 488.4921 | 500.8484 | 513.1985 | 525.5394
Northwest | Stone, Clay, etc. | Peak | September | All | MW | 208.3785 | 232.1406 | 266.6555 | 279.0054 | 290.1019 | 316.3224 | 301.1378 | 314.3833 | 315.0807 | 318.3319 | 286.0392 | 255.1834 | 327.4655 | 324.0705 | 305.0953 | 233.9571 | 224.0983 | 279.6736 | 264.5049 | 300.947 | 286.5369 | 259.8312 | 245.4924 | 262.1656 | 250.6139 | 285.4337 | 274.7658 | 280.6854 | 276.6727 | 295.2572 | 308.0114 | 320.5076 | 333.0592 | 345.6278 | 354.674 | 365.8861 | 377.9801 | 390.4401 | 403.0571 | 415.7452 | 428.4682 | 441.2095 | 453.9609 | 466.7177 | 479.4766 | 492.2351 | 504.9911 | 517.7429 | 530.4879 | 543.2227
Northwest | Stone, Clay, etc. | Peak | October | All | MW | 235.943 | 263.0533 | 301.0126 | 309.4476 | 331.2229 | 355.2553 | 345.35 | 342.3141 | 361.8139 | 360.9873 | 297.1411 | 274.8939 | 327.2907 | 322.6665 | 312.3595 | 244.2983 | 256.8984 | 283.4578 | 273.4672 | 287.2579 | 348.9362 | 298.2193 | 274.2103 | 285.8889 | 265.1742 | 291.0917 | 294.1722 | 298.8091 | 294.2314 | 314.0432 | 327.6634 | 341.0139 | 354.422 | 367.8433 | 377.586 | 389.5885 | 402.5111 | 415.8153 | 429.2831 | 442.8249 | 456.4027 | 469.9993 | 483.6061 | 497.2181 | 510.8318 | 524.4448 | 538.0547 | 551.6598 | 565.2573 | 578.8431
Northwest | Stone, Clay, etc. | Peak | November | All | MW | 256.2474 | 285.5078 | 327.2083 | 336.3683 | 359.9145 | 386.0048 | 375.6501 | 372.6481 | 393.4579 | 392.6992 | 331.4848 | 296.4158 | 353.4908 | 353.6067 | 378.3346 | 290.7254 | 265.3788 | 319.1145 | 336.5005 | 368.1642 | 378.9554 | 331.3939 | 280.0389 | 284.5309 | 348.5713 | 305.1623 | 312.075 | 317.6417 | 312.9718 | 333.9889 | 348.4207 | 362.5667 | 376.7746 | 390.9973 | 401.3307 | 414.0545 | 427.752 | 441.8536 | 456.1288 | 470.4828 | 484.8752 | 499.288 | 513.7119 | 528.1416 | 542.5735 | 557.0048 | 571.433 | 585.8564 | 600.272 | 614.6754
Northwest | Stone, Clay, etc. | Peak | December | All | MW | 238.9532 | 266.0969 | 303.7685 | 310.9821 | 335.4503 | 358.4347 | 350.7631 | 345.12 | 368.5781 | 366.9387 | 322.6297 | 285.7217 | 401.8522 | 335.9667 | 341.1109 | 260.7231 | 231.7442 | 293.8612 | 290.2999 | 357.4104 | 319.0754 | 302.5563 | 315.3258 | 342.955 | 281.6589 | 302.4002 | 299.14 | 304.5587 | 300.2085 | 320.3315 | 334.1399 | 347.6758 | 361.2713 | 374.8804 | 384.7955 | 396.9817 | 410.0933 | 423.5892 | 437.2504 | 450.9869 | 464.7603 | 478.5533 | 492.3571 | 506.1667 | 519.9786 | 533.7901 | 547.5989 | 561.4031 | 575.1999 | 588.9852
Northwest | Aluminum | Peak | January | All | MW | 2850.147 | 3206.825 | 3806.262 | 3914.804 | 3870.411 | 3839.842 | 3642.128 | 3024.773 | 2778.186 | 3014.211 | 3607.467 | 3476.574 | 3358.501 | 3025.895 | 2709.225 | 327.2655 | 416.3214 | 454.6371 | 389.7041 | 548.5435 | 577.2495 | 1008.484 | 886.5602 | 741.4081 | 758.5286 | 838.9798 | 868.347 | 895.7344 | 895.0278 | 894.1337 | 0 | 394.398 | 532.8593 | 539.9792 | 536.4259 | 535.4559 | 534.4867 | 533.5184 | 532.5513 | 528.2485 | 527.2864 | 526.3253 | 525.3653 | 524.4062 | 523.448 | 481.3732 | 481.7324 | 482.0899 | 482.4035 | 482.7578
Northwest | Aluminum | Peak | February | All | MW | 2945.607 | 3315.161 | 3934.224 | 4050.732 | 4005.467 | 3972.92 | 3768.583 | 3129.941 | 2877.871 | 3120.278 | 3779.702 | 3386.369 | 3146.969 | 3183.614 | 2687.133 | 338.4127 | 415.9988 | 504.6761 | 350.9545 | 546.9468 | 690.9913 | 1010.407 | 841.9009 | 736.907 | 802.3982 | 890.3773 | 880.5952 | 908.3712 | 907.6526 | 906.7458 | 0 | 406.985 | 545.6801 | 552.8255 | 549.2231 | 548.2401 | 547.2582 | 546.2772 | 545.2972 | 540.9346 | 539.9598 | 538.9862 | 538.0135 | 537.0418 | 536.0709 | 493.4032 | 493.7684 | 494.1319 | 494.4507 | 494.811
Northwest | Aluminum | Peak | March | All | MW | 2726.793 | 3067.125 | 3639.734 | 3750.031 | 3703.908 | 3677.39 | 3483.391 | 2899.78 | 2662.745 | 2886.969 | 3213.411 | 3204.509 | 3256.504 | 3107.388 | 2625.721 | 304.7561 | 418.2679 | 455.5302 | 328.5779 | 470.7093 | 627.8549 | 937.549 | 805.5156 | 765.003 | 793.1339 | 788.9657 | 886.6311 | 914.5984 | 913.8741 | 912.9611 | 0 | 413.1879 | 552.062 | 559.2259 | 555.599 | 554.6099 | 553.6214 | 552.6342 | 551.6478 | 547.2555 | 546.2747 | 545.2947 | 544.3157 | 543.3376 | 542.3606 | 499.4006 | 499.7685 | 500.1349 | 500.4563 | 500.8195
Northwest | Aluminum | Peak | April | All | MW | 2868.433 | 3220.938 | 3816.69 | 3942.668 | 3888.819 | 3869.5 | 3651.18 | 3067.143 | 2808.812 | 3042.008 | 3132.139 | 3448.718 | 3398.318 | 3395.146 | 2864.258 | 343.4846 | 434.9517 | 513.868 | 358.588 | 558.4222 | 633.9012 | 982.6824 | 916.8486 | 735.0741 | 831.3013 | 838.0272 | 876.1783 | 903.8178 | 903.1003 | 902.1981 | 0 | 402.4464 | 539.7733 | 546.7935 | 543.2102 | 542.2332 | 541.2573 | 540.2823 | 539.3083 | 534.9686 | 533.9999 | 533.032 | 532.0653 | 531.0995 | 530.1347 | 487.6816 | 488.0461 | 488.4088 | 488.7271 | 489.0868
Northwest | Aluminum | Peak | May | All | MW | 2633.26 | 2939.507 | 3500.144 | 3638.348 | 3562.185 | 3554.111 | 3333.288 | 2820.893 | 2552.707 | 2763.1 | 3235.566 | 3284.809 | 3158.979 | 3294.291 | 2811.57 | 322.7507 | 460.6727 | 481.3416 | 334.6048 | 538.5131 | 640.205 | 918.3389 | 821.8688 | 703.9791 | 805.967 | 767.1755 | 824.8406 | 850.86 | 850.1851 | 849.3358 | 0 | 349.6895 | 482.8752 | 489.502 | 486.1285 | 485.2086 | 484.2896 | 483.3715 | 482.4544 | 478.3687 | 477.4565 | 476.5453 | 475.6349 | 474.7255 | 473.817 | 433.8512 | 434.1941 | 434.5354 | 434.8349 | 435.1731
Northwest | Aluminum | Peak | June | All | MW | 2590.036 | 2875.144 | 3461.194 | 3634.529 | 3426.194 | 3480.646 | 3226.718 | 2832.913 | 2440.373 | 2678.287 | 2868.777 | 2837.497 | 2880.831 | 3046.17 | 2752.34 | 295.5243 | 430.809 | 463.6952 | 341.1352 | 513.6978 | 610.8708 | 796.8302 | 784.1384 | 590.3207 | 699.2233 | 674.2496 | 730.4855 | 753.5361 | 752.9315 | 752.1794 | 0 | 252.7272 | 375.2119 | 380.8364 | 377.8518 | 377.0401 | 376.229 | 375.4189 | 374.6097 | 370.9941 | 370.1892 | 369.3852 | 368.5819 | 367.7793 | 366.9778 | 331.5855 | 331.8921 | 332.1973 | 332.4655 | 332.7679
Northwest | Aluminum | Peak | July | All | MW | 2556.258 | 2844.616 | 3452.66 | 3637.473 | 3348.43 | 3425.712 | 3172.327 | 2854.721 | 2377.873 | 2647.373 | 2993.441 | 2823.37 | 3079.377 | 3074.093 | 2702.754 | 279.2013 | 417.3587 | 469.8574 | 344.2591 | 549.8312 | 611.8854 | 868.0218 | 760.6718 | 676.0337 | 750.1744 | 721.3503 | 805.9127 | 831.347 | 830.6768 | 829.8469 | 0 | 330.2397 | 457.5446 | 463.6326 | 460.341 | 459.4469 | 458.5536 | 457.6613 | 456.7699 | 452.7825 | 451.8958 | 451.01 | 450.1253 | 449.2413 | 448.3583 | 409.3126 | 409.6522 | 409.9903 | 410.2875 | 410.6227
Northwest | Aluminum | Peak | August | All | MW | 2416.385 | 2687.899 | 3266.073 | 3441.168 | 3155.506 | 3228.847 | 2993.615 | 2699.905 | 2237.763 | 2497.378 | 2834.683 | 2794.316 | 2884.637 | 2955.489 | 2543.423 | 271.5713 | 397.7465 | 423.5642 | 336.2894 | 527.4758 | 532.3562 | 788.6569 | 747.0703 | 616.087 | 736.6622 | 721.3032 | 798.0198 | 823.2032 | 822.5411 | 821.7194 | 0 | 322.1284 | 449.4189 | 455.5026 | 452.2425 | 451.3565 | 450.4712 | 449.587 | 448.7036 | 444.7547 | 443.8761 | 442.9983 | 442.1215 | 441.2456 | 440.3705 | 401.7068 | 402.0423 | 402.3765 | 402.6701 | 403.0014
Northwest | Aluminum | Peak | September | All | MW | 2805.509 | 3124.274 | 3738.11 | 3910.637 | 3736.322 | 3769.9 | 3510.188 | 3048.809 | 2678.891 | 2923.095 | 3310.094 | 3247.969 | 3556.273 | 3406.139 | 2866.442 | 314.911 | 450.5276 | 552.2715 | 366.0765 | 582.1663 | 666.1002 | 944.9301 | 831.5147 | 742.1844 | 821.8352 | 887.3683 | 898.746 | 927.1041 | 926.3621 | 925.4366 | 0 | 425.6385 | 562.4729 | 569.4567 | 565.7837 | 564.7842 | 563.7858 | 562.7883 | 561.7918 | 557.3429 | 556.3518 | 555.3616 | 554.3726 | 553.3844 | 552.3974 | 508.8525 | 509.2289 | 509.6036 | 509.9328 | 510.3042
Northwest | Aluminum | Peak | October | All | MW | 2647.604 | 2972.432 | 3527.966 | 3640.55 | 3587.076 | 3566.236 | 3372.129 | 2812.504 | 2576.381 | 2791.418 | 2847.293 | 2931.025 | 2992.993 | 2857.51 | 2452.922 | 269.9706 | 427.2453 | 458.3997 | 310.0493 | 458.176 | 679.7133 | 909.7415 | 777.6244 | 683.9483 | 734.0097 | 761.3749 | 808.6937 | 834.2102 | 833.5427 | 832.71 | 0 | 333.0971 | 462.6291 | 468.9197 | 465.6147 | 464.7152 | 463.8168 | 462.919 | 462.0224 | 458.019 | 457.1271 | 456.2363 | 455.3463 | 454.4571 | 453.5688 | 414.3869 | 414.7255 | 415.0627 | 415.3587 | 415.6929
Northwest | Aluminum | Peak | November | All | MW | 2904.863 | 3262.752 | 3876.507 | 4001.475 | 3937.759 | 3917.218 | 3704.134 | 3096.434 | 2830.998 | 3069.848 | 3215.638 | 3186.773 | 3265.624 | 3163.73 | 3006.205 | 326.3893 | 447.2839 | 523.83 | 387.4326 | 597.2794 | 737.7192 | 1013.287 | 798.9587 | 685.0939 | 973.8539 | 805.6472 | 864.3151 | 891.5822 | 890.8727 | 889.9827 | 0 | 390.2554 | 525.8927 | 532.7556 | 529.2216 | 528.2587 | 527.2966 | 526.3355 | 525.3755 | 521.0953 | 520.1404 | 519.1866 | 518.2335 | 517.2816 | 516.3306 | 474.4527 | 474.813 | 475.1715 | 475.4863 | 475.8418
Northwest | Aluminum | Peak | December | All | MW | 3226.032 | 3629.757 | 4292.904 | 4414.412 | 4386.753 | 4349.731 | 4120.652 | 3428.48 | 3166.048 | 3423.636 | 3706.587 | 3651.25 | 4432.256 | 3593.121 | 3231.616 | 348.2167 | 464.8782 | 572.9971 | 397.3566 | 689.1253 | 734.34 | 1089.758 | 1062.717 | 978.521 | 934.3652 | 951.0721 | 987.6135 | 1018.765 | 1017.959 | 1016.942 | 0 | 516.9614 | 665.0342 | 673.067 | 669.0266 | 667.924 | 666.8224 | 665.722 | 664.6227 | 659.7296 | 658.6363 | 657.5441 | 656.4529 | 655.3628 | 654.2739 | 606.4204 | 606.8299 | 607.2373 | 607.5946 | 607.9985
Northwest | Other Primary Metals | Peak | January | All | MW | 90.5373 | 71.324 | 87.3936 | 94.3174 | 93.3035 | 100.4668 | 121.6827 | 114.5039 | 142.8987 | 93.6821 | 113.8475 | 118.7392 | 104.9151 | 93.4049 | 117.0424 | 170.6031 | 98.2267 | 122.8766 | 156.3523 | 158.3065 | 137.175 | 184.8002 | 169.0329 | 147.3667 | 108.2134 | 107.2582 | 102.8401 | 177.7412 | 193.6121 | 194.7468 | 192.1698 | 189.6363 | 187.1428 | 184.686 | 182.263 | 179.8714 | 177.5088 | 175.1734 | 172.8634 | 170.5771 | 168.3133 | 166.0707 | 163.848 | 161.6444 | 159.4588 | 157.2905 | 155.1387 | 153.0028 | 150.8819 | 148.7752
Northwest | Other Primary Metals | Peak | February | All | MW | 102.4243 | 80.5859 | 98.7379 | 106.6578 | 105.5491 | 113.6528 | 137.7054 | 129.6321 | 161.9174 | 106.0123 | 130.1661 | 126.263 | 107.3835 | 107.3921 | 126.8807 | 190.4729 | 106.8088 | 147.8962 | 152.4353 | 170.897 | 175.7276 | 198.1965 | 172.5236 | 157.8921 | 124.2452 | 123.9621 | 113.6443 | 196.1954 | 213.6803 | 214.9088 | 212.0413 | 209.2221 | 206.4473 | 203.7133 | 201.0169 | 198.3553 | 195.7261 | 193.127 | 190.5562 | 188.0118 | 185.4924 | 182.9964 | 180.5227 | 178.0702 | 175.6377 | 173.2245 | 170.8295 | 168.4522 | 166.0916 | 163.7468
Northwest | Other Primary Metals | Peak | March | All | MW | 88.9831 | 69.9921 | 85.7346 | 92.691 | 91.5887 | 98.7426 | 119.5094 | 112.829 | 140.6943 | 92.1206 | 103.982 | 112.3091 | 104.4301 | 98.4307 | 116.435 | 161.5211 | 100.8647 | 125.6659 | 134.4352 | 138.5891 | 150.0004 | 172.7393 | 154.6808 | 153.2857 | 114.7381 | 102.2871 | 106.5948 | 184.1707 | 200.633 | 201.7794 | 199.0801 | 196.4264 | 193.8146 | 191.2413 | 188.7035 | 186.1986 | 183.7242 | 181.2784 | 178.8592 | 176.4651 | 174.0945 | 171.7461 | 169.4187 | 167.1113 | 164.8229 | 162.5527 | 160.2997 | 158.0634 | 155.8429 | 153.6373
Northwest | Other Primary Metals | Peak | April | All | MW | 86.4131 | 67.4667 | 82.2034 | 89.0625 | 87.7818 | 94.9533 | 114.8624 | 109.7908 | 136.1494 | 88.9199 | 92.778 | 110.744 | 99.968 | 98.4265 | 116.5617 | 163.4788 | 95.3493 | 128.3162 | 132.5498 | 149.1138 | 137.5758 | 164.7135 | 160.1965 | 134.1253 | 109.5601 | 98.7788 | 95.4869 | 165.151 | 179.9792 | 181.0237 | 178.6186 | 176.2548 | 173.9286 | 171.6373 | 169.3781 | 167.1485 | 164.9466 | 162.7704 | 160.6183 | 158.4888 | 156.3806 | 154.2924 | 152.2233 | 150.1721 | 148.1382 | 146.1206 | 144.1187 | 142.1318 | 140.1591 | 138.1999
Northwest | Other Primary Metals | Peak | May | All | MW | 67.2377 | 52.3377 | 63.1269 | 68.4476 | 66.9178 | 72.4992 | 87.1052 | 84.3193 | 102.5563 | 67.0516 | 79.0483 | 86.9274 | 77.0601 | 78.9488 | 94.9406 | 124.8499 | 82.6438 | 97.6229 | 100.5377 | 117.7503 | 114.8945 | 127.5866 | 118.9552 | 107.1925 | 88.3145 | 75.1252 | 74.3633 | 129.4617 | 141.3172 | 142.256 | 140.4861 | 138.7485 | 137.0405 | 135.3596 | 133.7038 | 132.0713 | 130.4604 | 128.8696 | 127.2977 | 125.7434 | 124.2058 | 122.6839 | 121.1768 | 119.6838 | 118.2043 | 116.7375 | 115.283 | 113.8402 | 112.4085 | 110.9874
Northwest | Other Primary Metals | Peak | June | All | MW | 67.6503 | 53.1486 | 63.8706 | 69.6647 | 65.625 | 71.9964 | 84.8663 | 85.5424 | 98.026 | 65.6627 | 70.3456 | 75.3241 | 70.8092 | 73.064 | 92.7062 | 110.956 | 76.3635 | 93.0031 | 101.8988 | 111.3287 | 110.1225 | 112.7449 | 115.7781 | 91.8786 | 77.3734 | 65.7685 | 65.2532 | 113.9368 | 124.5316 | 125.3908 | 123.864 | 122.3663 | 120.8956 | 119.4496 | 118.0265 | 116.6246 | 115.2424 | 113.8786 | 112.5319 | 111.2015 | 109.8862 | 108.5853 | 107.298 | 106.0235 | 104.7612 | 103.5106 | 102.2711 | 101.0424 | 99.8237 | 98.6146
Northwest | Other Primary Metals | Peak | July | All | MW | 65.9925 | 52.8771 | 63.6259 | 69.5829 | 63.9138 | 70.2288 | 82.2955 | 85.7229 | 93.3679 | 64.2877 | 72.4321 | 73.8453 | 73.8469 | 72.4885 | 88.8829 | 102.6553 | 71.9204 | 91.1384 | 100.886 | 116.9514 | 106.5471 | 120.3275 | 110.3221 | 103.955 | 81.1871 | 67.4881 | 69.2068 | 121.6281 | 133.1876 | 134.1354 | 132.532 | 130.9606 | 129.4186 | 127.9039 | 126.4142 | 124.9478 | 123.5031 | 122.0787 | 120.6732 | 119.2854 | 117.9144 | 116.5592 | 115.2188 | 113.8927 | 112.58 | 111.2801 | 109.9925 | 108.7166 | 107.4518 | 106.1976
Northwest | Other Primary Metals | Peak | August | All | MW | 58.7659 | 47.2564 | 56.9571 | 62.3156 | 57.0283 | 62.6375 | 73.3086 | 76.6117 | 82.8631 | 57.4016 | 64.8622 | 69.1316 | 65.4305 | 65.9754 | 78.889 | 94.1845 | 64.449 | 77.3448 | 92.9921 | 105.7419 | 87.5252 | 103.3156 | 102.4771 | 89.6137 | 75.3892 | 63.7772 | 64.7732 | 114.1272 | 125.0353 | 125.9143 | 124.3983 | 122.9124 | 121.4541 | 120.0213 | 118.6122 | 117.2249 | 115.8581 | 114.5102 | 113.1802 | 111.8669 | 110.5693 | 109.2865 | 108.0178 | 106.7624 | 105.5197 | 104.289 | 103.0699 | 101.8617 | 100.6641 | 99.4764
Northwest | Other Primary Metals | Peak | September | All | MW | 56.1012 | 43.8246 | 53.0386 | 57.9493 | 55.2875 | 60.4429 | 71.7488 | 71.773 | 83.9412 | 55.9594 | 63.5295 | 67.724 | 68.2754 | 64.1816 | 75.3058 | 92.6792 | 61.8455 | 86.0194 | 84.8727 | 97.818 | 91.9857 | 102.401 | 94.2426 | 88.99 | 71.0275 | 67.8706 | 63.2193 | 109.673 | 119.6596 | 120.4121 | 118.8716 | 117.3589 | 115.8719 | 114.4083 | 112.9666 | 111.5449 | 110.142 | 108.7566 | 107.3876 | 106.0338 | 104.6945 | 103.3689 | 102.0561 | 100.7555 | 99.4666 | 98.1887 | 96.9215 | 95.6644 | 94.4169 | 93.1786
Northwest | Other Primary Metals | Peak | October | All | MW | 78.4183 | 61.6223 | 75.3578 | 81.5621 | 80.3515 | 86.7723 | 104.6098 | 99.1939 | 123.0533 | 80.6656 | 83.3685 | 92.8703 | 86.8392 | 81.8597 | 98.4379 | 130.4647 | 93.2799 | 114.7159 | 115.2109 | 122.7631 | 142.951 | 148.6105 | 133.4588 | 122.6156 | 95.7656 | 89.0587 | 87.3147 | 150.1669 | 163.4766 | 164.3913 | 162.1731 | 159.9928 | 157.8471 | 155.7333 | 153.649 | 151.5919 | 149.5602 | 147.5522 | 145.5663 | 143.6011 | 141.6555 | 139.7283 | 137.8185 | 135.9253 | 134.0479 | 132.1854 | 130.3374 | 128.503 | 126.6818 | 124.8729
Northwest | Other Primary Metals | Peak | November | All | MW | 87.7757 | 68.9052 | 84.4351 | 91.4444 | 90.0558 | 97.2575 | 117.3539 | 111.4608 | 138.1574 | 90.6796 | 96.1588 | 103.3121 | 97.0406 | 92.7572 | 123.1306 | 157.2013 | 98.7408 | 131.8907 | 144.4537 | 160.1898 | 161.6883 | 171.5057 | 141.0076 | 126.2198 | 129.773 | 96.3233 | 95.8245 | 165.1496 | 179.8386 | 180.8738 | 178.462 | 176.0914 | 173.7584 | 171.4602 | 169.1939 | 166.9573 | 164.7482 | 162.5648 | 160.4054 | 158.2685 | 156.1528 | 154.0572 | 151.9805 | 149.9217 | 147.8801 | 145.8548 | 143.845 | 141.8503 | 139.8697 | 137.9025
Northwest | Other Primary Metals | Peak | December | All | MW | 87.2573 | 68.3636 | 83.7208 | 90.4355 | 89.8573 | 96.7874 | 117.528 | 110.651 | 138.9722 | 90.6979 | 99.9547 | 106.6531 | 118.2001 | 94.6347 | 119.1376 | 153.7687 | 93.0646 | 131.3243 | 134.8741 | 168.5035 | 147.7397 | 169.9418 | 172.0935 | 165.1216 | 113.4284 | 103.1143 | 99.1864 | 171.0811 | 186.2805 | 187.3461 | 184.8407 | 182.3775 | 179.9527 | 177.5634 | 175.2068 | 172.8804 | 170.5822 | 168.3101 | 166.0625 | 163.838 | 161.6351 | 159.4526 | 157.2894 | 155.1446 | 153.0173 | 150.9066 | 148.8118 | 146.7324 | 144.6674 | 142.6162
Northwest | Fabricated Metals | Peak | January | All | MW | 184.7919 | 185.6299 | 204.3116 | 240.4989 | 254.6183 | 259.4343 | 243.544 | 256.6512 | 267.4323 | 281.8699 | 286.6469 | 325.6167 | 325.2166 | 300.4236 | 319.1948 | 281.6915 | 229.9041 | 250.4363 | 303.4133 | 296.0502 | 275.859 | 296.9054 | 280.3348 | 271.1588 | 256.3287 | 300.1313 | 296.8993 | 337.3511 | 302.8821 | 305.1152 | 301.5655 | 298.1057 | 294.7282 | 291.4261 | 288.1934 | 285.0245 | 281.9147 | 278.8593 | 275.8544 | 272.8962 | 269.9814 | 267.1068 | 264.2696 | 261.4672 | 258.6973 | 255.9576 | 253.2461 | 250.561 | 247.9004 | 245.2625
Northwest | Fabricated Metals | Peak | February | All | MW | 189.6427 | 190.449 | 209.6145 | 246.8983 | 261.4627 | 266.3544 | 250.024 | 263.4366 | 274.7595 | 289.3842 | 297.3039 | 314.1978 | 302.282 | 313.6168 | 313.8849 | 288.0639 | 227.6628 | 275.0758 | 270.5887 | 292.238 | 324.1402 | 292.977 | 262.5103 | 265.9718 | 267.7112 | 315.0309 | 297.9374 | 338.2717 | 303.6195 | 305.8366 | 302.2568 | 298.767 | 295.3596 | 292.0278 | 288.7654 | 285.5671 | 282.4279 | 279.3432 | 276.3091 | 273.3217 | 270.3778 | 267.4742 | 264.6081 | 261.7769 | 258.9782 | 256.2097 | 253.4696 | 250.7559 | 248.0667 | 245.4003
Northwest | Fabricated Metals | Peak | March | All | MW | 170.6111 | 171.2137 | 188.4453 | 222.1865 | 234.925 | 239.6298 | 224.7091 | 237.423 | 247.2223 | 260.4191 | 246.0669 | 289.4925 | 304.2939 | 297.596 | 298.317 | 252.2708 | 222.5085 | 241.5707 | 246.3349 | 244.6584 | 286.0731 | 263.3244 | 243.167 | 267.0902 | 256.3256 | 270.0947 | 290.3546 | 329.4636 | 295.6003 | 297.7458 | 294.2474 | 290.8366 | 287.5061 | 284.2492 | 281.0599 | 277.9329 | 274.8635 | 271.8471 | 268.8799 | 265.9583 | 263.0789 | 260.2388 | 257.4352 | 254.6656 | 251.9275 | 249.219 | 246.5379 | 243.8826 | 241.2512 | 238.642
Northwest | Fabricated Metals | Peak | April | All | MW | 151.1049 | 150.8291 | 165.662 | 196.1359 | 206.8058 | 211.6377 | 197.9785 | 211.4309 | 219.0565 | 230.8842 | 201.8277 | 262.3897 | 267.2174 | 273.1357 | 273.7278 | 237.3813 | 194.4606 | 228.1962 | 224.9273 | 243.4213 | 241.661 | 230.931 | 231.5636 | 214.422 | 224.4469 | 239.5345 | 239.4378 | 271.6927 | 243.6478 | 245.416 | 242.5323 | 239.7209 | 236.9757 | 234.2911 | 231.6624 | 229.085 | 226.5551 | 224.0689 | 221.6233 | 219.2153 | 216.8421 | 214.5012 | 212.1904 | 209.9076 | 207.6509 | 205.4184 | 203.2087 | 201.0201 | 198.8512 | 196.7006
Northwest | Fabricated Metals | Peak | May | All | MW | 150.0474 | 148.6757 | 163.8487 | 195.9141 | 205.718 | 211.4914 | 195.2412 | 211.6042 | 215.9086 | 227.4134 | 223.5368 | 268.8233 | 269.7444 | 288.2102 | 291.8943 | 240.5677 | 223.0613 | 229.7944 | 225.7008 | 253.7983 | 264.5167 | 233.7527 | 225.1345 | 223.9679 | 237.1369 | 239.2202 | 245.6988 | 279.8304 | 250.8222 | 252.7192 | 249.828 | 247.0116 | 244.2636 | 241.5785 | 238.9511 | 236.3768 | 233.8515 | 231.3715 | 228.9334 | 226.5341 | 224.1708 | 221.8408 | 219.5419 | 217.2718 | 215.0286 | 212.8105 | 210.6157 | 208.4427 | 206.2899 | 204.156
Northwest | Fabricated Metals | Peak | June | All | MW | 149.9159 | 148.2661 | 164.8667 | 200.0517 | 202.853 | 212.3886 | 191.3308 | 217.3449 | 210.4702 | 224.511 | 199.1879 | 234.4881 | 251.1152 | 272.4916 | 291.2192 | 223.7298 | 211.5901 | 224.362 | 231.9018 | 245.363 | 257.4681 | 207.1749 | 219.3 | 192.6843 | 210.9591 | 214.9029 | 222.3392 | 253.0433 | 226.3257 | 228.0201 | 225.394 | 222.8356 | 220.3392 | 217.8995 | 215.5119 | 213.1723 | 210.877 | 208.6226 | 206.4059 | 204.2243 | 202.0751 | 199.956 | 197.8649 | 195.7998 | 193.7589 | 191.7406 | 189.7433 | 187.7656 | 185.8063 | 183.8638
Northwest | Fabricated Metals | Peak | July | All | MW | 137.4748 | 137.3493 | 153.9 | 188.2708 | 186.1867 | 196.2665 | 175.2994 | 206.3708 | 191.8406 | 207.8194 | 193.3294 | 217.4895 | 250.1415 | 258.2112 | 267.5547 | 197.3523 | 189.8721 | 209.2671 | 215.4039 | 243.6044 | 237.9796 | 209.3535 | 197.0528 | 204.6514 | 211.3396 | 213.7917 | 228.5146 | 259.7823 | 231.9025 | 233.622 | 230.9149 | 228.2773 | 225.7032 | 223.1874 | 220.7252 | 218.3121 | 215.9445 | 213.6187 | 211.3317 | 209.0805 | 206.8626 | 204.6756 | 202.5172 | 200.3854 | 198.2784 | 196.1945 | 194.1321 | 192.0899 | 190.0663 | 188.0601
Northwest | Fabricated Metals | Peak | August | All | MW | 131.9569 | 132.0397 | 148.1716 | 181.2952 | 178.7005 | 188.4071 | 168.1374 | 198.5891 | 183.6555 | 199.38 | 185.8057 | 218.6918 | 238.4498 | 252.9193 | 255.9745 | 195.0207 | 183.4758 | 191.4039 | 213.5378 | 237.2486 | 209.9515 | 192.7087 | 196.075 | 189.1788 | 210.8861 | 217.3547 | 230.0697 | 261.3198 | 233.2213 | 234.9398 | 232.2065 | 229.5431 | 226.9436 | 224.4027 | 221.9156 | 219.4781 | 217.0861 | 214.7363 | 212.4254 | 210.1507 | 207.9093 | 205.6989 | 203.5174 | 201.3626 | 199.2328 | 197.1262 | 195.0412 | 192.9765 | 190.9306 | 188.9021
Northwest | Fabricated Metals | Peak | September | All | MW | 142.4466 | 141.1217 | 156.1762 | 188.2106 | 192.5687 | 200.1798 | 182.5025 | 204.2023 | 201.6052 | 214.1247 | 202.3313 | 236.3346 | 270.6107 | 265.9619 | 264.2184 | 206.7507 | 191.783 | 232.1642 | 216.7147 | 241.6129 | 242.7958 | 213.9729 | 202.6319 | 210.3458 | 216.0856 | 246.5455 | 238.5493 | 271.0229 | 242.6923 | 244.4731 | 241.6206 | 238.8404 | 236.1263 | 233.4728 | 230.875 | 228.3286 | 225.8295 | 223.374 | 220.959 | 218.5815 | 216.2387 | 213.9281 | 211.6476 | 209.3948 | 207.1681 | 204.9655 | 202.7855 | 200.6266 | 198.4873 | 196.3661
Northwest | Fabricated Metals | Peak | October | All | MW | 159.2953 | 159.414 | 175.4808 | 207.3431 | 218.7778 | 223.5491 | 208.8342 | 221.5884 | 229.8969 | 242.0683 | 209.3507 | 254.1582 | 268.9032 | 263.1644 | 268.0899 | 215.0389 | 218.4657 | 233.7287 | 223.5043 | 229.2978 | 294.6518 | 244.7897 | 225.5934 | 229.3696 | 228.1997 | 250.8828 | 254.4953 | 288.5681 | 258.7357 | 260.5861 | 257.4965 | 254.4834 | 251.5405 | 248.6619 | 245.8425 | 243.0775 | 240.3629 | 237.6946 | 235.0694 | 232.4839 | 229.9354 | 227.4213 | 224.939 | 222.4864 | 220.0615 | 217.6624 | 215.2873 | 212.9347 | 210.603 | 208.2908
Northwest | Fabricated Metals | Peak | November | All | MW | 173.3349 | 173.6027 | 191.2741 | 225.9562 | 238.1205 | 243.3643 | 227.4418 | 241.559 | 250.3672 | 263.7355 | 233.8624 | 273.9421 | 291.0701 | 289.0344 | 325.2638 | 255.9793 | 226.0756 | 263.5157 | 275.4054 | 294.5236 | 320.0212 | 271.6582 | 230.5247 | 228.4313 | 300.3665 | 263.2447 | 270.1012 | 306.6091 | 275.0587 | 277.0562 | 273.8022 | 270.6296 | 267.5317 | 264.5022 | 261.5357 | 258.6272 | 255.7721 | 252.9665 | 250.2066 | 247.4892 | 244.8111 | 242.1694 | 239.5617 | 236.9856 | 234.4389 | 231.9197 | 229.426 | 226.9563 | 224.5088 | 222.082
Northwest | Fabricated Metals | Peak | December | All | MW | 161.4242 | 161.8021 | 177.4746 | 208.7004 | 221.6843 | 225.7087 | 212.6284 | 223.8098 | 234.4707 | 246.6475 | 227.9264 | 264.5877 | 330.4819 | 274.1833 | 292.9648 | 229.437 | 197.3282 | 242.3699 | 237.3647 | 285.3238 | 269.225 | 246.9983 | 258.6813 | 274.4496 | 242.4028 | 260.5968 | 258.6375 | 293.694 | 263.679 | 265.6066 | 262.4998 | 259.4712 | 256.5141 | 253.6227 | 250.7916 | 248.016 | 245.2918 | 242.6149 | 239.9819 | 237.3896 | 234.835 | 232.3154 | 229.8284 | 227.3716 | 224.9431 | 222.5409 | 220.1633 | 217.8086 | 215.4753 | 213.1617
Northwest | Machines & Computer | Peak | January | All | MW | 296.335 | 325.3163 | 365.2832 | 424.9514 | 427.3168 | 400.1634 | 449.512 | 478.5199 | 448.6352 | 541.7586 | 628.6976 | 536.9343 | 503.5142 | 443.5009 | 447.8578 | 390.9566 | 311.6621 | 406.0797 | 485.9875 | 452.3018 | 439.9781 | 507.5697 | 494.9106 | 442.4796 | 440.5576 | 496.5554 | 478.1802 | 347.1129 | 333.9483 | 336.1743 | 331.9652 | 327.8033 | 323.6864 | 319.6125 | 315.5796 | 311.5314 | 307.4923 | 303.4972 | 299.5437 | 295.63 | 291.7539 | 287.9135 | 284.1071 | 280.333 | 276.5895 | 272.8752 | 269.1885 | 265.5283 | 261.8928 | 258.2796
Northwest | Machines & Computer | Peak | February | All | MW | 304.1108 | 333.7466 | 374.7743 | 436.1052 | 438.7877 | 410.8736 | 461.4269 | 491.8387 | 461.3791 | 556.2558 | 651.2184 | 517.3958 | 467.5078 | 462.7432 | 440.4195 | 399.5986 | 308.6272 | 444.6778 | 432.1972 | 445.414 | 516.9439 | 502.7559 | 465.4988 | 436.2324 | 461.4561 | 522.4412 | 480.8843 | 348.4654 | 335.1383 | 337.3513 | 333.1062 | 328.9085 | 324.756 | 320.6466 | 316.5783 | 312.4947 | 308.4201 | 304.3896 | 300.4011 | 296.4524 | 292.5414 | 288.6664 | 284.8255 | 281.017 | 277.2393 | 273.4909 | 269.7703 | 266.0763 | 262.407 | 258.7602
Northwest | Machines & Computer | Peak | March | All | MW | 273.3992 | 299.8401 | 336.7186 | 392.3444 | 393.9716 | 369.5367 | 414.4167 | 443.2411 | 414.8083 | 500.6754 | 539.1918 | 477.1415 | 471.1221 | 439.2574 | 418.4255 | 349.5629 | 301.2856 | 390.9526 | 393.9281 | 373.2577 | 456.434 | 450.8931 | 430.3354 | 436.575 | 441.1398 | 446.8874 | 467.4663 | 338.7394 | 325.6761 | 327.8203 | 323.6888 | 319.6034 | 315.5618 | 311.5623 | 307.6028 | 303.628 | 299.6618 | 295.7386 | 291.8562 | 288.0126 | 284.2058 | 280.434 | 276.6955 | 272.9884 | 269.3114 | 265.6628 | 262.0415 | 258.4459 | 254.8744 | 251.3249
Northwest | Machines & Computer | Peak | April | All | MW | 239.4512 | 261.1075 | 292.0325 | 341.7493 | 342.151 | 322.7916 | 358.9536 | 392.1637 | 362.4055 | 441.0509 | 438.953 | 429.509 | 412.2608 | 401.0564 | 381.3661 | 323.7018 | 259.6086 | 363.837 | 354.5942 | 368.2883 | 382.1211 | 391.8906 | 406.4982 | 347.7057 | 383.8075 | 393.5157 | 380.9661 | 277.2058 | 266.4846 | 268.2704 | 264.9213 | 261.6098 | 258.3343 | 255.0931 | 251.8847 | 248.6632 | 245.4484 | 242.2689 | 239.1228 | 236.0086 | 232.9246 | 229.8692 | 226.8412 | 223.8389 | 220.8613 | 217.907 | 214.975 | 212.0641 | 209.173 | 206.2998
Northwest | Machines & Computer | Peak | May | All | MW | 226.4248 | 244.5044 | 271.5957 | 320.298 | 320.7004 | 305.3414 | 331.1026 | 376.8613 | 338.6186 | 417.6078 | 464.9928 | 420.9551 | 399.9039 | 405.0067 | 391.0089 | 313.8431 | 286.5812 | 348.6672 | 339.1809 | 370.6834 | 400.0009 | 376.8119 | 376.1238 | 347.6278 | 387.5594 | 374.731 | 369.4677 | 275.7682 | 265.4356 | 267.4257 | 264.301 | 261.2138 | 258.1624 | 255.1451 | 252.1605 | 249.1608 | 246.1666 | 243.2079 | 240.2826 | 237.3892 | 234.526 | 231.6915 | 228.8842 | 226.1026 | 223.3456 | 220.6119 | 217.9003 | 215.2097 | 212.5388 | 209.8858
Northwest | Machines & Computer | Peak | June | All | MW | 216.5023 | 232.6438 | 257.3637 | 307.306 | 299.2595 | 290.2849 | 305.5443 | 369.8381 | 311.8792 | 395.4046 | 395.0595 | 350.72 | 355.6524 | 362.2544 | 369.9632 | 277.4239 | 260.6339 | 326.3962 | 334.5977 | 345.4955 | 373.6356 | 320.3953 | 353.9687 | 289.4779 | 334.5403 | 324.0982 | 319.3269 | 242.2151 | 232.9561 | 234.8035 | 232.162 | 229.5534 | 226.9763 | 224.4293 | 221.9108 | 219.3768 | 216.8466 | 214.3477 | 211.8786 | 209.4377 | 207.0237 | 204.635 | 202.2704 | 199.9287 | 197.6087 | 195.3093 | 193.0294 | 190.768 | 188.5241 | 186.296
Northwest | Machines & Computer | Peak | July | All | MW | 194.0072 | 210.9452 | 232.9878 | 280.9132 | 266.7809 | 259.8606 | 272.8451 | 346.0884 | 274.1826 | 357.8787 | 373.0247 | 316.6843 | 339.2372 | 331.6253 | 326.8936 | 235.346 | 226.9181 | 290.1476 | 298.7846 | 329.4863 | 328.0472 | 308.61 | 306.7849 | 296.033 | 324.9718 | 309.084 | 315.562 | 242.5037 | 232.9897 | 234.908 | 232.3369 | 229.799 | 227.2926 | 224.8164 | 222.3689 | 219.9038 | 217.4413 | 215.0107 | 212.6102 | 210.2383 | 207.8936 | 205.5746 | 203.28 | 201.0085 | 198.7589 | 196.5301 | 194.3211 | 192.1308 | 189.9581 | 187.8013
Northwest | Machines & Computer | Peak | August | All | MW | 186.471 | 203.0317 | 224.5702 | 270.9568 | 256.4133 | 249.7014 | 262.3592 | 334.2419 | 262.9152 | 344.0689 | 359.12 | 319.0154 | 323.4017 | 325.0664 | 312.6833 | 232.7015 | 219.6109 | 265.6481 | 296.7717 | 321.166 | 289.5344 | 284.6823 | 306.4849 | 274.3676 | 325.6322 | 315.359 | 318.9536 | 244.3575 | 234.6542 | 236.5564 | 233.9372 | 231.3515 | 228.7976 | 226.2742 | 223.7799 | 221.2677 | 218.7583 | 216.2809 | 213.834 | 211.4161 | 209.0256 | 206.661 | 204.3211 | 202.0046 | 199.7102 | 197.4368 | 195.1834 | 192.949 | 190.7322 | 188.5317
Northwest | Machines & Computer | Peak | September | All | MW | 215.1257 | 232.3082 | 258.2549 | 307.2643 | 299.8452 | 288.3215 | 309.974 | 367.0578 | 315.4948 | 395.3521 | 421.9279 | 371.939 | 401.2282 | 373.0394 | 351.2448 | 266.9932 | 245.2153 | 352.3607 | 326.9984 | 352.8734 | 365.3919 | 345.6836 | 341.9653 | 329.3718 | 357.8116 | 388.8318 | 361.1415 | 267.9921 | 257.6632 | 259.5426 | 256.4569 | 253.4077 | 250.3933 | 247.412 | 244.4623 | 241.4978 | 238.5385 | 235.6137 | 232.7214 | 229.8602 | 227.0283 | 224.2244 | 221.4469 | 218.6945 | 215.9661 | 213.2602 | 210.576 | 207.9122 | 205.2676 | 202.6404
Northwest | Machines & Computer | Peak | October | All | MW | 253.9433 | 277.2556 | 311.0682 | 363.3172 | 363.9702 | 342.5689 | 381.3696 | 411.6891 | 382.2391 | 462.9391 | 455.8183 | 416.0376 | 413.6103 | 385.6234 | 373.4404 | 295.7953 | 293.8298 | 375.95 | 355.3758 | 348.5977 | 467.8467 | 417.8103 | 399.1287 | 375.3703 | 392.8185 | 414.3357 | 407.5933 | 295.7055 | 284.2163 | 286.1019 | 282.5106 | 278.9595 | 275.4465 | 271.9701 | 268.5286 | 265.0732 | 261.6251 | 258.2145 | 254.8395 | 251.4983 | 248.1892 | 244.9107 | 241.6611 | 238.4391 | 235.2432 | 232.0721 | 228.9248 | 225.7999 | 222.6961 | 219.6115
Northwest | Machines & Computer | Peak | November | All | MW | 277.1292 | 303.1304 | 340.5375 | 397.5374 | 398.1711 | 374.3433 | 417.9695 | 451.7327 | 419.9506 | 507.4207 | 512.3952 | 451.5443 | 451.1429 | 426.4238 | 455.9856 | 353.6857 | 305.7984 | 425.4895 | 439.4636 | 448.6908 | 508.3495 | 462.2975 | 405.4847 | 371.7007 | 514.1751 | 432.8622 | 432.1153 | 314.0674 | 302.016 | 304.0397 | 300.2437 | 296.4902 | 292.7774 | 289.1034 | 285.4665 | 281.8152 | 278.1716 | 274.5679 | 271.0019 | 267.4719 | 263.976 | 260.5125 | 257.0797 | 253.6761 | 250.3003 | 246.9509 | 243.6266 | 240.3261 | 237.048 | 233.7902
Northwest | Machines & Computer | Peak | December | All | MW | 260.9827 | 286.0881 | 320.9492 | 373.1412 | 375.7878 | 351.6095 | 396.5077 | 420.9667 | 396.3525 | 478.1317 | 504.9488 | 440.8301 | 517.3316 | 409.3891 | 414.6976 | 318.9494 | 267.8144 | 394.0828 | 381.0886 | 437.3372 | 431.3626 | 425.2173 | 459.9873 | 450.744 | 419.7865 | 434.1854 | 419.5004 | 303.5398 | 291.9689 | 293.8867 | 290.1783 | 286.5112 | 282.8833 | 279.293 | 275.7385 | 272.171 | 268.6115 | 265.0904 | 261.6057 | 258.1556 | 254.7385 | 251.3526 | 247.9963 | 244.6683 | 241.367 | 238.0912 | 234.8396 | 231.6111 | 228.4042 | 225.2168
Northwest | Electric Equipment | Peak | January | All | MW | 110.7475 | 132.7205 | 139.8517 | 142.6027 | 173.9627 | 187.8339 | 200.9952 | 215.7066 | 219.334 | 268.8988 | 287.9671 | 283.5932 | 252.3104 | 222.1257 | 260.2444 | 248.2941 | 211.5154 | 221.8434 | 268.4694 | 264.5364 | 255.0897 | 275.4282 | 260.3891 | 235.4872 | 219.1914 | 243.4309 | 237.8274 | 235.4603 | 228.4479 | 234.6235 | 236.3362 | 238.0235 | 239.6559 | 241.2617 | 242.8505 | 244.423 | 245.9796 | 247.521 | 249.048 | 250.5605 | 252.0585 | 253.5425 | 255.0134 | 256.4714 | 257.5152 | 258.497 | 259.4627 | 260.4143 | 261.3533 | 262.0067
Northwest | Electric Equipment | Peak | February | All | MW | 113.7086 | 136.2397 | 143.5403 | 146.432 | 178.8278 | 193.0078 | 206.4721 | 221.5131 | 225.4075 | 276.1445 | 298.5717 | 273.5688 | 234.751 | 232.1456 | 255.9542 | 253.643 | 209.2298 | 243.5103 | 239.3223 | 261.0652 | 298.3307 | 271.0862 | 243.0464 | 230.4202 | 228.3857 | 255.0638 | 238.3127 | 235.7953 | 228.7473 | 234.9289 | 236.6418 | 238.3293 | 239.9621 | 241.5683 | 243.1575 | 244.7303 | 246.2872 | 247.829 | 249.3562 | 250.869 | 252.3672 | 253.8515 | 255.3225 | 256.7807 | 257.8224 | 258.8019 | 259.7653 | 260.7145 | 261.6511 | 262.3028
Northwest | Electric Equipment | Peak | March | All | MW | 102.3012 | 122.4593 | 129.0204 | 131.7669 | 160.6125 | 173.6189 | 185.5873 | 199.7107 | 202.8723 | 248.5754 | 247.2499 | 252.2256 | 236.3715 | 220.281 | 243.3676 | 222.1925 | 204.5651 | 213.9082 | 217.8792 | 218.5931 | 263.1623 | 243.2896 | 224.825 | 230.8586 | 218.2962 | 218.127 | 231.696 | 228.9893 | 222.0977 | 228.1022 | 229.7679 | 231.4089 | 232.9966 | 234.5585 | 236.1038 | 237.6332 | 239.1472 | 240.6465 | 242.1317 | 243.6028 | 245.0597 | 246.5032 | 247.9337 | 249.3518 | 250.3623 | 251.312 | 252.2459 | 253.1661 | 254.074 | 254.706
Northwest | Electric Equipment | Peak | April | All | MW | 90.7758 | 107.978 | 113.298 | 116.2125 | 141.6638 | 153.5117 | 163.8127 | 178.2601 | 180.0646 | 220.85 | 203.2353 | 229.1655 | 208.1982 | 202.5918 | 223.9837 | 209.073 | 178.8953 | 202.2091 | 198.9613 | 217.6635 | 222.2577 | 213.4192 | 214.0483 | 185.1216 | 190.8523 | 193.0034 | 190.7047 | 188.241 | 182.532 | 187.4753 | 188.8526 | 190.2096 | 191.5227 | 192.8146 | 194.0928 | 195.3578 | 196.6101 | 197.8503 | 199.0788 | 200.2958 | 201.501 | 202.6951 | 203.8786 | 205.0518 | 205.8869 | 206.6715 | 207.4431 | 208.2034 | 208.9535 | 209.4763
Northwest | Electric Equipment | Peak | May | All | MW | 90.6253 | 106.091 | 111.0639 | 114.9768 | 140.3421 | 152.3499 | 159.8725 | 177.1211 | 176.1038 | 215.8758 | 223.2668 | 233.2256 | 209.0154 | 212.5152 | 237.719 | 210.6016 | 203.9551 | 202.5263 | 198.3192 | 225.6159 | 242.799 | 216.0914 | 208.1924 | 193.5591 | 201.8387 | 192.8688 | 195.8953 | 193.112 | 187.2034 | 192.3129 | 193.765 | 195.1957 | 196.5808 | 197.9437 | 199.2923 | 200.6272 | 201.9489 | 203.2579 | 204.5547 | 205.8396 | 207.1123 | 208.3735 | 209.6236 | 210.8631 | 211.751 | 212.5863 | 213.4082 | 214.2183 | 215.0179 | 215.5783
Northwest | Electric Equipment | Peak | June | All | MW | 91.0027 | 105.1726 | 110.6824 | 116.1776 | 136.7867 | 150.9288 | 153.5825 | 179.4602 | 169.2287 | 210.0519 | 196.0816 | 200.9182 | 192.0311 | 197.9763 | 234.4811 | 193.9808 | 191.3998 | 195.7686 | 200.8736 | 215.3503 | 234.7359 | 190.5964 | 201.6337 | 165.4563 | 178.4171 | 171.7103 | 175.7618 | 172.3311 | 166.8857 | 171.4693 | 172.7921 | 174.0957 | 175.3585 | 176.6014 | 177.8314 | 179.0489 | 180.2545 | 181.4486 | 182.6316 | 183.8038 | 184.965 | 186.1159 | 187.2568 | 188.3882 | 189.1935 | 189.9504 | 190.6949 | 191.4288 | 192.1532 | 192.6631
Northwest | Electric Equipment | Peak | July | All | MW | 83.5382 | 96.8773 | 102.6834 | 108.699 | 124.0473 | 137.8115 | 138.5334 | 169.0023 | 152.4517 | 192.364 | 188.4161 | 184.7702 | 188.8008 | 185.5393 | 213.5329 | 169.8285 | 170.2498 | 180.7034 | 184.1281 | 211.5896 | 214.9263 | 191.4727 | 179.7827 | 173.7344 | 177.4022 | 169.1073 | 178.8239 | 174.3193 | 168.6229 | 173.2801 | 174.6424 | 175.9851 | 177.2859 | 178.5663 | 179.8334 | 181.088 | 182.3302 | 183.5608 | 184.78 | 185.9882 | 187.1852 | 188.3717 | 189.548 | 190.7145 | 191.5382 | 192.3112 | 193.0715 | 193.8208 | 194.5603 | 195.0833
Northwest | Electric Equipment | Peak | August | All | MW | 80.1697 | 93.031 | 98.8266 | 104.6233 | 118.8019 | 132.0741 | 132.5099 | 162.3091 | 145.629 | 184.119 | 180.5799 | 185.3132 | 179.5672 | 181.3777 | 203.721 | 167.3545 | 164.0167 | 164.8055 | 181.9654 | 205.4545 | 189.0031 | 175.5799 | 178.2145 | 159.9388 | 176.4426 | 171.3964 | 179.4734 | 174.7329 | 168.9828 | 173.6491 | 175.0134 | 176.3581 | 177.6603 | 178.942 | 180.2105 | 181.4664 | 182.7101 | 183.942 | 185.1626 | 186.3722 | 187.5706 | 188.7584 | 189.936 | 191.1039 | 191.9256 | 192.6961 | 193.4539 | 194.2007 | 194.9376 | 195.4588
Northwest | Electric Equipment | Peak | September | All | MW | 86.111 | 100.5581 | 105.7897 | 110.3652 | 130.7108 | 143.5818 | 148.426 | 170.3725 | 163.5929 | 202.1295 | 200.7807 | 203.8895 | 208.5644 | 194.9449 | 213.8623 | 179.3916 | 173.7218 | 202.7801 | 188.1779 | 212.6469 | 221.2434 | 197.1033 | 186.4072 | 180.8292 | 183.1647 | 197.8119 | 189.2815 | 186.2007 | 180.4341 | 185.3544 | 186.7494 | 188.1241 | 189.4553 | 190.7653 | 192.0615 | 193.3445 | 194.6147 | 195.8727 | 197.119 | 198.3536 | 199.5766 | 200.7884 | 201.9896 | 203.1806 | 204.028 | 204.8244 | 205.6077 | 206.3795 | 207.1413 | 207.6748
Northwest | Electric Equipment | Peak | October | All | MW | 95.5858 | 113.9299 | 119.975 | 122.7855 | 149.3684 | 161.6984 | 172.0545 | 186.1395 | 188.3442 | 230.6901 | 210.0612 | 221.1747 | 208.602 | 194.528 | 218.5627 | 189.3441 | 200.7828 | 206.8913 | 197.5853 | 204.7816 | 269.4776 | 225.8637 | 208.2166 | 197.9768 | 194.1923 | 202.5217 | 202.9113 | 200.3882 | 194.3302 | 199.5865 | 201.0466 | 202.485 | 203.8777 | 205.248 | 206.6037 | 207.9454 | 209.2736 | 210.5887 | 211.8915 | 213.182 | 214.4599 | 215.726 | 216.9808 | 218.2246 | 219.1099 | 219.9417 | 220.7596 | 221.5655 | 222.3606 | 222.914
Northwest | Electric Equipment | Peak | November | All | MW | 104.0203 | 124.1688 | 130.9164 | 133.9291 | 162.732 | 176.2049 | 187.5822 | 202.9881 | 205.1998 | 251.3759 | 234.5144 | 238.2367 | 225.9907 | 213.7554 | 264.9638 | 224.6604 | 207.1712 | 232.6774 | 242.7795 | 262.3865 | 294.2666 | 251.3899 | 213.4784 | 197.8045 | 256.2137 | 212.9343 | 215.8366 | 213.3777 | 206.9669 | 212.5663 | 214.1225 | 215.6557 | 217.1397 | 218.5998 | 220.0444 | 221.474 | 222.8893 | 224.2907 | 225.679 | 227.0542 | 228.416 | 229.7653 | 231.1025 | 232.4281 | 233.3744 | 234.2641 | 235.1391 | 236.0013 | 236.852 | 237.4443
Northwest | Electric Equipment | Peak | December | All | MW | 96.7025 | 115.895 | 121.7685 | 124.0606 | 151.8467 | 163.8645 | 176.4185 | 188.7913 | 192.9892 | 236.2244 | 229.9781 | 231.3633 | 257.3428 | 203.2391 | 239.6101 | 202.307 | 181.8298 | 214.9934 | 210.2768 | 255.2741 | 249.1596 | 229.5376 | 240.6495 | 238.4462 | 207.4494 | 211.3439 | 207.1712 | 205.1431 | 199.0408 | 204.4156 | 205.9021 | 207.3665 | 208.7834 | 210.1772 | 211.5563 | 212.921 | 214.2721 | 215.6099 | 216.9351 | 218.2478 | 219.5477 | 220.8356 | 222.112 | 223.3772 | 224.2821 | 225.1332 | 225.9702 | 226.795 | 227.6088 | 228.1747
Northwest | Transport Equipment | Peak | January | All | MW | 531.4429 | 568.9793 | 642.8502 | 696.2615 | 897.7427 | 984.1251 | 938.3885 | 1001.539 | 905.1573 | 896.5385 | 727.8288 | 805.8792 | 925.7599 | 911.2844 | 867.9139 | 777.187 | 571.9837 | 649.4124 | 832.5111 | 845.6036 | 752.3411 | 744.6428 | 696.8767 | 793.519 | 772.911 | 991.9611 | 1001.897 | 771.9466 | 713.0392 | 730.0234 | 733.1307 | 736.3141 | 739.5799 | 742.9334 | 746.3777 | 749.8948 | 753.5004 | 757.2074 | 761.0146 | 764.9197 | 768.9196 | 773.011 | 777.1901 | 781.4526 | 785.7946 | 790.2112 | 794.6984 | 799.2514 | 803.8658 | 808.5373
Northwest | Transport Equipment | Peak | February | All | MW | 545.113 | 583.5787 | 658.9374 | 714.5376 | 921.3072 | 1009.81 | 963.3734 | 1028.368 | 930.4734 | 921.0689 | 756.6212 | 778.5342 | 860.5862 | 951.1069 | 854.3629 | 796.9811 | 568.4532 | 715.4769 | 744.4868 | 836.7344 | 892.2543 | 740.3379 | 657.4857 | 781.6687 | 809.7103 | 1043.107 | 1006.875 | 775.4654 | 716.2105 | 733.2724 | 736.3956 | 739.5952 | 742.8774 | 746.2477 | 749.7093 | 753.2439 | 756.8675 | 760.593 | 764.419 | 768.3433 | 772.3627 | 776.4739 | 780.6733 | 784.9564 | 789.3193 | 793.7572 | 798.2659 | 802.8407 | 807.4772 | 812.1709
Northwest | Transport Equipment | Peak | March | All | MW | 490.4954 | 524.6198 | 592.4675 | 642.821 | 828.0848 | 908.3563 | 865.2123 | 925.7591 | 836.5287 | 828.0542 | 625.1968 | 716.2756 | 865.4402 | 902.2023 | 811.2228 | 697.5551 | 555.1065 | 627.6463 | 677.1623 | 699.8039 | 787.7171 | 666.4694 | 610.2454 | 787.5127 | 777.2242 | 897.3884 | 984.3783 | 757.6664 | 699.6783 | 716.381 | 719.4663 | 722.626 | 725.8663 | 729.1924 | 732.6076 | 736.0941 | 739.6676 | 743.3403 | 747.1112 | 750.9778 | 754.9374 | 758.9866 | 763.1217 | 767.3386 | 771.6332 | 776.0012 | 780.4382 | 784.9397 | 789.5014 | 794.119
Northwest | Transport Equipment | Peak | April | All | MW | 433.4595 | 461.9273 | 520.6906 | 566.4841 | 729.0199 | 801.8635 | 761.2424 | 822.345 | 741.0639 | 732.9525 | 512.0169 | 647.6355 | 758.6814 | 828.1996 | 743.8691 | 659.3373 | 487.2711 | 595.33 | 621.1398 | 698.0293 | 667.6445 | 586.1672 | 583.1626 | 634.4656 | 682.925 | 799.0828 | 815.3031 | 627.0413 | 578.9268 | 592.8163 | 595.4377 | 598.1203 | 600.8692 | 603.6888 | 606.5818 | 609.5338 | 612.5574 | 615.663 | 618.8496 | 622.1153 | 625.4577 | 628.8741 | 632.3615 | 635.9163 | 639.5355 | 643.2151 | 646.9519 | 650.7419 | 654.5815 | 658.4675
Northwest | Transport Equipment | Peak | May | All | MW | 438.7355 | 464.2105 | 526.0911 | 576.1231 | 736.9567 | 813.7237 | 766.6492 | 835.9631 | 743.8713 | 734.5927 | 581.2427 | 677.6052 | 777.9283 | 887.9667 | 807.0376 | 681.3555 | 571.1449 | 612.3513 | 636.4559 | 740.705 | 740.2684 | 600.3897 | 573.9718 | 668.0997 | 727.4551 | 804.3444 | 843.6618 | 648.2366 | 598.2894 | 612.8959 | 615.8556 | 618.8772 | 621.9662 | 625.1273 | 628.3634 | 631.6593 | 635.0285 | 638.4819 | 642.0184 | 645.6364 | 649.3332 | 653.1061 | 656.952 | 660.8674 | 664.8489 | 668.8926 | 672.9949 | 677.152 | 681.3601 | 685.6157
Northwest | Transport Equipment | Peak | June | All | MW | 452.4776 | 475.4123 | 546.7166 | 603.3126 | 745.1217 | 839.2602 | 776.5817 | 879.3491 | 744.9305 | 744.457 | 536.0688 | 609.049 | 741.9879 | 861.7177 | 828.0124 | 650.6218 | 556.764 | 613.2695 | 671.8514 | 734.6824 | 733.8892 | 540.2186 | 567.7336 | 582.715 | 656.4974 | 735.1111 | 776.9053 | 595.0135 | 548.6768 | 562.3114 | 565.2624 | 568.2687 | 571.3358 | 574.4678 | 577.6677 | 580.9219 | 584.2427 | 587.6399 | 591.1127 | 594.6596 | 598.2782 | 601.966 | 605.7203 | 609.5379 | 613.4157 | 617.3501 | 621.3379 | 625.3755 | 629.4597 | 633.5869
Northwest | Transport Equipment | Peak | July | All | MW | 425.0748 | 448.8267 | 521.857 | 576.2668 | 696.904 | 791.217 | 727.0505 | 844.325 | 690.9909 | 700.1536 | 530.5264 | 575.3107 | 753.8531 | 829.6984 | 773.7681 | 583.9609 | 507.8629 | 584.5254 | 637.0853 | 742.6392 | 693.1907 | 555.0672 | 519.043 | 630.2662 | 667.2568 | 744.6014 | 812.1339 | 620.1494 | 571.4513 | 585.8654 | 589.1501 | 592.4913 | 595.8945 | 599.3644 | 602.9041 | 606.5002 | 610.1651 | 613.9088 | 617.7307 | 621.629 | 625.6014 | 629.6456 | 633.7585 | 637.9368 | 642.1774 | 646.4767 | 650.8312 | 655.2373 | 659.6915 | 664.1902
Northwest | Transport Equipment | Peak | August | All | MW | 410.0255 | 433.2293 | 504.4554 | 556.881 | 670.9069 | 761.8214 | 700.1135 | 815.0306 | 663.597 | 674.1763 | 512.5521 | 580.8639 | 720.7836 | 814.5975 | 743.244 | 579.3203 | 492.9915 | 536.703 | 633.721 | 725.8466 | 613.822 | 513.1248 | 518.4196 | 584.8454 | 667.7365 | 758.9073 | 819.7089 | 625.672 | 576.5319 | 591.0755 | 594.3907 | 597.7627 | 601.1972 | 604.699 | 608.2712 | 611.9005 | 615.5993 | 619.3775 | 623.2345 | 627.1685 | 631.1773 | 635.2583 | 639.4087 | 643.6251 | 647.9042 | 652.2426 | 656.6366 | 661.0826 | 665.5771 | 670.1166
Northwest | Transport Equipment | Peak | September | All | MW | 420.4868 | 443.6954 | 506.0059 | 556.6002 | 695.8591 | 777.6236 | 724.7182 | 811.6807 | 701.2935 | 698.4989 | 533.7216 | 601.7029 | 787.2228 | 827.0751 | 739.917 | 595.5117 | 500.2425 | 628.1616 | 620.8162 | 715.7138 | 688.2285 | 553.1246 | 520.0607 | 630.4613 | 664.7604 | 832.9999 | 823.0996 | 631.6069 | 582.7347 | 596.9696 | 599.86 | 602.8107 | 605.8268 | 608.913 | 612.0722 | 615.2899 | 618.579 | 621.9499 | 625.4017 | 628.9326 | 632.5402 | 636.2218 | 639.9744 | 643.7946 | 647.6791 | 651.624 | 655.6261 | 659.6815 | 663.7864 | 667.9376
Northwest | Transport Equipment | Peak | October | All | MW | 459.4985 | 490.2174 | 553.7606 | 601.7393 | 773.5927 | 849.961 | 807.6823 | 865.8025 | 780.3319 | 771.6652 | 533.42 | 630.8083 | 766.5746 | 799.5694 | 730.3569 | 595.3499 | 545.6747 | 608.0546 | 615.1804 | 656.286 | 821.9276 | 624.3557 | 569.7764 | 679.0139 | 693.3078 | 834.8481 | 865.1206 | 665.3339 | 614.2067 | 628.9089 | 631.6568 | 634.4697 | 637.3531 | 640.3117 | 643.3483 | 646.4474 | 649.6226 | 652.8849 | 656.2332 | 659.6655 | 663.1792 | 666.7714 | 670.439 | 674.1784 | 677.9859 | 681.8576 | 685.7899 | 689.7789 | 693.8205 | 697.9111
Northwest | Transport Equipment | Peak | November | All | MW | 499.4282 | 533.4006 | 603.0262 | 655.3865 | 841.3242 | 925.1224 | 879.1757 | 945.1521 | 850.4805 | 842.1227 | 597.972 | 680.5721 | 830.0715 | 879.013 | 888.7438 | 713.0028 | 568.8206 | 689.439 | 762.426 | 847.9079 | 883.7364 | 688.1779 | 579.1192 | 673.523 | 910.6494 | 874.4485 | 915.6691 | 704.7228 | 650.7081 | 666.2685 | 669.1644 | 672.1293 | 675.1691 | 678.2886 | 681.4907 | 684.7592 | 688.1082 | 691.5496 | 695.0823 | 698.704 | 702.412 | 706.2034 | 710.0746 | 714.022 | 718.0416 | 722.1293 | 726.2812 | 730.4932 | 734.761 | 739.0808
Northwest | Transport Equipment | Peak | December | All | MW | 460.4716 | 492.7528 | 554.3535 | 600.3912 | 777.937 | 852.2009 | 812.2564 | 868.4166 | 789.1766 | 779.5947 | 573.4303 | 649.1362 | 935.3983 | 828.563 | 792.4469 | 632.4013 | 490.0001 | 627.0806 | 650.2673 | 813.3214 | 733.0778 | 616.9122 | 640.847 | 801.6454 | 729.0372 | 860.3992 | 871.8676 | 671.7888 | 620.5208 | 635.2674 | 637.938 | 640.6749 | 643.4838 | 646.369 | 649.3335 | 652.3613 | 655.4664 | 658.6597 | 661.9403 | 665.3061 | 668.7545 | 672.2825 | 675.8869 | 679.564 | 683.3102 | 687.1214 | 690.9941 | 694.9241 | 698.9076 | 702.9408
Northwest | Other Manufacturing | Peak | January | All | MW | 117.109 | 126.0836 | 125.3634 | 141.6835 | 155.3713 | 150.7704 | 163.5108 | 170.04 | 164.1842 | 174.9683 | 166.2902 | 153.6931 | 156.0435 | 145.2633 | 156.0214 | 144.4315 | 119.0743 | 125.8688 | 156.5336 | 158.3692 | 142.5257 | 149.5702 | 138.4086 | 137.6905 | 126.9397 | 148.0674 | 145.7365 | 152.862 | 139.2979 | 149.3257 | 156.3937 | 163.4866 | 170.6375 | 177.8405 | 183.4612 | 190.1018 | 197.1707 | 204.4293 | 211.78 | 219.182 | 226.6173 | 234.0771 | 241.5563 | 249.0516 | 256.5605 | 264.0808 | 271.6105 | 279.148 | 286.6915 | 294.2389
Northwest | Other Manufacturing | Peak | February | All | MW | 120.2816 | 129.437 | 128.6695 | 145.5067 | 159.6126 | 154.8563 | 167.8844 | 174.5068 | 168.6497 | 179.6172 | 172.5016 | 148.3376 | 145.0459 | 151.6421 | 153.3962 | 147.6668 | 117.8688 | 138.3053 | 139.6408 | 156.3557 | 167.3294 | 147.3064 | 129.3307 | 134.8037 | 132.4382 | 155.298 | 146.1469 | 153.1827 | 139.5589 | 149.6071 | 156.6888 | 163.795 | 170.9594 | 178.1759 | 183.8013 | 190.4518 | 197.5329 | 204.8046 | 212.1687 | 219.5843 | 227.0332 | 234.5066 | 241.9995 | 249.5085 | 257.0311 | 264.565 | 272.1085 | 279.6597 | 287.2168 | 294.778
Northwest | Other Manufacturing | Peak | March | All | MW | 108.2267 | 116.3702 | 115.6841 | 130.94 | 143.4116 | 139.317 | 150.9095 | 157.289 | 151.7777 | 161.6427 | 142.7717 | 136.6541 | 145.9947 | 143.8929 | 145.8114 | 129.3577 | 115.2375 | 121.4411 | 127.1046 | 130.8899 | 147.667 | 132.4783 | 119.8587 | 135.455 | 126.8345 | 133.1832 | 142.4722 | 149.2328 | 135.9389 | 145.7294 | 152.6287 | 159.552 | 166.5318 | 173.5623 | 179.0351 | 185.5111 | 192.4083 | 199.4918 | 206.6657 | 213.8897 | 221.1463 | 228.4267 | 235.726 | 243.041 | 250.3693 | 257.7086 | 265.0571 | 272.4131 | 279.775 | 287.1407
Northwest | Other Manufacturing | Peak | April | All | MW | 96.354 | 103.0423 | 102.168 | 115.9846 | 126.6782 | 123.3999 | 133.4113 | 140.2744 | 134.8148 | 143.4893 | 117.3024 | 124.0669 | 128.2851 | 132.1853 | 133.9411 | 122.057 | 100.9341 | 115.0669 | 116.3784 | 130.4063 | 124.9518 | 116.3927 | 114.33 | 108.914 | 111.2124 | 118.28 | 117.7715 | 123.2921 | 112.2967 | 120.3837 | 126.0811 | 131.7991 | 137.5637 | 143.3701 | 147.8837 | 153.2297 | 158.925 | 164.7747 | 170.6994 | 176.6656 | 182.6587 | 188.6714 | 194.6999 | 200.7413 | 206.7935 | 212.855 | 218.924 | 224.9993 | 231.0793 | 237.1626
Northwest | Other Manufacturing | Peak | May | All | MW | 96.9183 | 102.9906 | 102.6469 | 117.3489 | 127.3487 | 124.2953 | 132.7791 | 141.1029 | 133.8278 | 142.2532 | 131.0556 | 128.2942 | 130.4701 | 140.6114 | 143.7417 | 124.5588 | 116.4092 | 116.9769 | 117.819 | 136.7664 | 137.9833 | 119.1302 | 112.4119 | 114.8372 | 118.7491 | 119.3984 | 122.3346 | 128.2099 | 116.8363 | 125.2369 | 131.1523 | 137.093 | 143.0823 | 149.1153 | 153.8037 | 159.358 | 165.2758 | 171.3543 | 177.5109 | 183.7107 | 189.9386 | 196.1871 | 202.452 | 208.7304 | 215.0202 | 221.3196 | 227.627 | 233.9409 | 240.2598 | 246.5822
Northwest | Other Manufacturing | Peak | June | All | MW | 97.681 | 103.591 | 104.6011 | 121.1543 | 126.4376 | 125.3491 | 130.8353 | 145.5729 | 131.2782 | 141.3141 | 117.7737 | 112.8887 | 122.4388 | 134.1983 | 144.5497 | 116.6568 | 111.0336 | 115.0113 | 121.8655 | 132.9379 | 135.2913 | 106.4738 | 110.2922 | 99.4116 | 106.2776 | 108.0235 | 111.6178 | 116.6552 | 106.2387 | 113.8755 | 119.2478 | 124.6451 | 130.0866 | 135.5676 | 139.8003 | 144.8356 | 150.2075 | 155.7279 | 161.3201 | 166.9521 | 172.6097 | 178.286 | 183.9772 | 189.6807 | 195.3946 | 201.1171 | 206.8469 | 212.5826 | 218.3229 | 224.0663
Northwest | Other Manufacturing | Peak | July | All | MW | 89.625 | 96.0089 | 98.101 | 114.4932 | 116.2301 | 115.8692 | 119.9711 | 138.3217 | 120.0893 | 131.2245 | 114.8511 | 105.2183 | 122.9133 | 127.8917 | 133.6031 | 103.4722 | 100.0668 | 108.1796 | 113.9697 | 132.8861 | 126.1617 | 108.5922 | 99.8213 | 106.3237 | 107.1137 | 108.2833 | 115.4635 | 120.3814 | 109.5786 | 117.46 | 123.0005 | 128.5684 | 134.1816 | 139.8354 | 144.1745 | 149.3575 | 154.894 | 160.5862 | 166.3534 | 172.1619 | 177.997 | 183.8513 | 189.7209 | 195.6032 | 201.4962 | 207.398 | 213.3073 | 219.2226 | 225.1427 | 231.066
Northwest | Other Manufacturing | Peak | August | All | MW | 85.9046 | 92.1551 | 94.3754 | 110.1955 | 111.4649 | 111.1274 | 114.9646 | 132.9887 | 114.9046 | 125.8291 | 110.3199 | 105.7392 | 117.1447 | 125.2338 | 127.7936 | 102.2094 | 96.6407 | 98.8973 | 112.9179 | 129.3701 | 111.2771 | 99.9056 | 99.2264 | 98.2115 | 106.7669 | 109.9851 | 116.1358 | 121.0267 | 110.1576 | 118.0868 | 123.6613 | 129.263 | 134.91 | 140.5979 | 144.9576 | 150.1695 | 155.7382 | 161.4639 | 167.2653 | 173.1082 | 178.9778 | 184.8668 | 190.7711 | 196.6881 | 202.6158 | 208.5524 | 214.4965 | 220.4466 | 226.4014 | 232.3595
Northwest | Other Manufacturing | Peak | September | All | MW | 91.961 | 97.5726 | 97.8517 | 112.7686 | 119.0756 | 117.474 | 123.912 | 135.8862 | 124.8997 | 133.7447 | 118.486 | 112.5992 | 130.7983 | 129.7111 | 130.1734 | 107.1021 | 100.0328 | 118.0261 | 112.9125 | 130.0565 | 126.658 | 108.9359 | 100.8695 | 107.5998 | 107.8393 | 122.8003 | 118.5341 | 123.9421 | 112.8669 | 120.9863 | 126.7017 | 132.4406 | 138.2265 | 144.0544 | 148.5681 | 153.9274 | 159.6412 | 165.5117 | 171.4581 | 177.4465 | 183.4619 | 189.4973 | 195.5483 | 201.6125 | 207.6876 | 213.772 | 219.864 | 225.9623 | 232.0654 | 238.1718
Northwest | Other Manufacturing | Peak | October | All | MW | 101.1916 | 108.5211 | 107.9312 | 122.3692 | 133.7182 | 130.038 | 140.4235 | 146.8792 | 141.3201 | 150.3895 | 121.6331 | 120.1613 | 129.1947 | 127.4373 | 131.2107 | 110.4281 | 113.2883 | 117.6654 | 115.4737 | 122.7689 | 152.0718 | 123.1111 | 111.0977 | 116.2124 | 112.8794 | 123.738 | 124.9886 | 130.7406 | 119.0381 | 127.6066 | 133.642 | 139.6987 | 145.8048 | 151.9553 | 156.7351 | 162.3975 | 168.4302 | 174.6267 | 180.9026 | 187.2225 | 193.5709 | 199.9402 | 206.3261 | 212.7258 | 219.137 | 225.5579 | 231.9869 | 238.4225 | 244.8631 | 251.3072
Northwest | Other Manufacturing | Peak | November | All | MW | 110.093 | 118.1178 | 117.5592 | 133.2968 | 145.4498 | 141.5257 | 152.7953 | 159.9476 | 153.6688 | 163.6385 | 135.6516 | 129.2772 | 139.5536 | 139.7113 | 158.9159 | 131.2479 | 117.0179 | 132.4548 | 142.0829 | 157.5104 | 165.2978 | 136.8289 | 113.7633 | 115.9508 | 148.8147 | 129.9981 | 132.728 | 139.004 | 126.6097 | 135.7221 | 142.1421 | 148.5849 | 155.0805 | 161.6234 | 166.717 | 172.7441 | 179.1632 | 185.7557 | 192.4323 | 199.1557 | 205.9094 | 212.6853 | 219.4789 | 226.2871 | 233.1077 | 239.9386 | 246.778 | 253.6245 | 260.4764 | 267.332
Northwest | Other Manufacturing | Peak | December | All | MW | 102.238 | 109.7728 | 108.6317 | 122.6915 | 135.103 | 131.0669 | 142.6471 | 148.1651 | 143.8338 | 152.8903 | 131.9657 | 124.6132 | 158.2044 | 132.2583 | 142.97 | 117.6098 | 102.1826 | 121.7481 | 122.3964 | 152.5361 | 138.9563 | 124.2409 | 127.4947 | 139.1659 | 119.8312 | 128.3466 | 126.7478 | 132.8948 | 121.0831 | 129.8003 | 135.9445 | 142.1097 | 148.3254 | 154.5863 | 159.4712 | 165.2429 | 171.3872 | 177.6963 | 184.0856 | 190.5195 | 196.9822 | 203.4662 | 209.9671 | 216.4821 | 223.0088 | 229.5453 | 236.0902 | 242.6417 | 249.1984 | 255.7586
Area | Sector | Day | Month | Enduse | Units | 1986 | 1987 | 1988 | 1989 | 1990 | 1991 | 1992 | 1993 | 1994 | 1995 | 1996 | 1997 | 1998 | 1999 | 2000 | 2001 | 2002 | 2003 | 2004 | 2005 | 2006 | 2007 | 2008 | 2009 | 2010 | 2011 | 2012 | 2013 | 2014 | 2015 | 2016 | 2017 | 2018 | 2019 | 2020 | 2021 | 2022 | 2023 | 2024 | 2025 | 2026 | 2027 | 2028 | 2029 | 2030 | 2031 | 2032 | 2033 | 2034 | 2035
Northwest | Data Centers | Peak | January | All | MW | 0 | 0 | 0 | 0 | 0 | 0 | 0 | 0 | 0 | 0 | 0 | 0 | 0 | 0 | 0 | 0 | 0 | 0 | 0 | 0 | 0 | 0 | 0 | 0 | 0 | 0 | 0 | 511.4817 | 536.5192 | 562.7781 | 584.6993 | 607.4883 | 625.0754 | 643.1965 | 655.4062 | 667.8499 | 673.8384 | 679.912 | 686.021 | 692.1979 | 691.5064 | 690.8156 | 690.1254 | 689.436 | 688.7473 | 688.0592 | 687.3718 | 686.6851 | 685.9991 | 685.3138
Northwest | Data Centers | Peak | February | All | MW | 0 | 0 | 0 | 0 | 0 | 0 | 0 | 0 | 0 | 0 | 0 | 0 | 0 | 0 | 0 | 0 | 0 | 0 | 0 | 0 | 0 | 0 | 0 | 0 | 0 | 0 | 0 | 517.0715 | 542.3827 | 568.9286 | 591.0894 | 614.1274 | 631.9068 | 650.2259 | 662.569 | 675.1486 | 681.2026 | 687.3425 | 693.5184 | 699.7628 | 699.0637 | 698.3654 | 697.6677 | 696.9707 | 696.2744 | 695.5789 | 694.884 | 694.1898 | 693.4963 | 692.8035
Northwest | Data Centers | Peak | March | All | MW | 0 | 0 | 0 | 0 | 0 | 0 | 0 | 0 | 0 | 0 | 0 | 0 | 0 | 0 | 0 | 0 | 0 | 0 | 0 | 0 | 0 | 0 | 0 | 0 | 0 | 0 | 0 | 512.7546 | 537.8546 | 564.1788 | 586.1546 | 609.0001 | 626.6312 | 644.7973 | 657.0374 | 669.512 | 675.5155 | 681.6041 | 687.7285 | 693.9207 | 693.2275 | 692.5349 | 691.8431 | 691.1519 | 690.4614 | 689.7717 | 689.0826 | 688.3942 | 687.7065 | 687.0195
Northwest | Data Centers | Peak | April | All | MW | 0 | 0 | 0 | 0 | 0 | 0 | 0 | 0 | 0 | 0 | 0 | 0 | 0 | 0 | 0 | 0 | 0 | 0 | 0 | 0 | 0 | 0 | 0 | 0 | 0 | 0 | 0 | 452.2321 | 474.3693 | 497.5865 | 516.9684 | 537.1173 | 552.6674 | 568.6892 | 579.4845 | 590.4867 | 595.7816 | 601.1516 | 606.553 | 612.0143 | 611.403 | 610.7922 | 610.1819 | 609.5724 | 608.9634 | 608.355 | 607.7473 | 607.1401 | 606.5336 | 605.9277
Northwest | Data Centers | Peak | May | All | MW | 0 | 0 | 0 | 0 | 0 | 0 | 0 | 0 | 0 | 0 | 0 | 0 | 0 | 0 | 0 | 0 | 0 | 0 | 0 | 0 | 0 | 0 | 0 | 0 | 0 | 0 | 0 | 432.0849 | 453.236 | 475.4187 | 493.9371 | 513.1885 | 528.0457 | 543.3538 | 553.6682 | 564.1803 | 569.2393 | 574.37 | 579.5308 | 584.7488 | 584.1647 | 583.5811 | 582.998 | 582.4156 | 581.8338 | 581.2526 | 580.6719 | 580.0918 | 579.5123 | 578.9333
Northwest | Data Centers | Peak | June | All | MW | 0 | 0 | 0 | 0 | 0 | 0 | 0 | 0 | 0 | 0 | 0 | 0 | 0 | 0 | 0 | 0 | 0 | 0 | 0 | 0 | 0 | 0 | 0 | 0 | 0 | 0 | 0 | 413.0205 | 433.2383 | 454.4424 | 472.1437 | 490.5454 | 504.7474 | 519.3799 | 529.2391 | 539.2874 | 544.1234 | 549.0276 | 553.9607 | 558.9485 | 558.3901 | 557.8323 | 557.275 | 556.7183 | 556.1622 | 555.6066 | 555.0515 | 554.4969 | 553.9431 | 553.3896
Northwest | Data Centers | Peak | July | All | MW | 0 | 0 | 0 | 0 | 0 | 0 | 0 | 0 | 0 | 0 | 0 | 0 | 0 | 0 | 0 | 0 | 0 | 0 | 0 | 0 | 0 | 0 | 0 | 0 | 0 | 0 | 0 | 443.5747 | 465.2881 | 488.061 | 507.0719 | 526.8345 | 542.0875 | 557.8022 | 568.3907 | 579.1824 | 584.3764 | 589.6434 | 594.9413 | 600.2982 | 599.6985 | 599.0994 | 598.5009 | 597.903 | 597.3057 | 596.7089 | 596.1128 | 595.5173 | 594.9224 | 594.3281
Northwest | Data Centers | Peak | August | All | MW | 0 | 0 | 0 | 0 | 0 | 0 | 0 | 0 | 0 | 0 | 0 | 0 | 0 | 0 | 0 | 0 | 0 | 0 | 0 | 0 | 0 | 0 | 0 | 0 | 0 | 0 | 0 | 441.3522 | 462.9569 | 485.6157 | 504.5312 | 524.1948 | 539.3714 | 555.0073 | 565.5427 | 576.2805 | 581.4484 | 586.689 | 591.9604 | 597.2904 | 596.6937 | 596.0976 | 595.5021 | 594.9072 | 594.3129 | 593.7191 | 593.126 | 592.5334 | 591.9415 | 591.3502
Northwest | Data Centers | Peak | September | All | MW | 0 | 0 | 0 | 0 | 0 | 0 | 0 | 0 | 0 | 0 | 0 | 0 | 0 | 0 | 0 | 0 | 0 | 0 | 0 | 0 | 0 | 0 | 0 | 0 | 0 | 0 | 0 | 440.6804 | 462.2521 | 484.8763 | 503.7631 | 523.3972 | 538.5502 | 554.1627 | 564.6821 | 575.4034 | 580.5631 | 585.7959 | 591.0593 | 596.3812 | 595.7853 | 595.1902 | 594.5956 | 594.0016 | 593.4081 | 592.8154 | 592.2231 | 591.6315 | 591.0404 | 590.45
Northwest | Data Centers | Peak | October | All | MW | 0 | 0 | 0 | 0 | 0 | 0 | 0 | 0 | 0 | 0 | 0 | 0 | 0 | 0 | 0 | 0 | 0 | 0 | 0 | 0 | 0 | 0 | 0 | 0 | 0 | 0 | 0 | 466.7493 | 489.5971 | 513.5596 | 533.5637 | 554.3594 | 570.4086 | 586.9448 | 598.0867 | 609.4421 | 614.9069 | 620.4493 | 626.024 | 631.6608 | 631.0297 | 630.3994 | 629.7696 | 629.1404 | 628.5119 | 627.884 | 627.2568 | 626.6301 | 626.0042 | 625.3787
Northwest | Data Centers | Peak | November | All | MW | 0 | 0 | 0 | 0 | 0 | 0 | 0 | 0 | 0 | 0 | 0 | 0 | 0 | 0 | 0 | 0 | 0 | 0 | 0 | 0 | 0 | 0 | 0 | 0 | 0 | 0 | 0 | 495.9483 | 520.2255 | 545.687 | 566.9424 | 589.0392 | 606.0923 | 623.6631 | 635.5019 | 647.5677 | 653.3744 | 659.2635 | 665.187 | 671.1763 | 670.5058 | 669.8359 | 669.1668 | 668.4983 | 667.8304 | 667.1633 | 666.4968 | 665.8309 | 665.1658 | 664.5013
Northwest | Data Centers | Peak | December | All | MW | 0 | 0 | 0 | 0 | 0 | 0 | 0 | 0 | 0 | 0 | 0 | 0 | 0 | 0 | 0 | 0 | 0 | 0 | 0 | 0 | 0 | 0 | 0 | 0 | 0 | 0 | 0 | 500.6217 | 525.1277 | 550.829 | 572.2848 | 594.5899 | 611.8037 | 629.54 | 641.4905 | 653.6699 | 659.5313 | 665.4758 | 671.4552 | 677.501 | 676.8242 | 676.148 | 675.4725 | 674.7977 | 674.1236 | 673.4501 | 672.7773 | 672.1052 | 671.4338 | 670.7631
Area | Sector | Day | Month | Enduse | Units | 1986 | 1987 | 1988 | 1989 | 1990 | 1991 | 1992 | 1993 | 1994 | 1995 | 1996 | 1997 | 1998 | 1999 | 2000 | 2001 | 2002 | 2003 | 2004 | 2005 | 2006 | 2007 | 2008 | 2009 | 2010 | 2011 | 2012 | 2013 | 2014 | 2015 | 2016 | 2017 | 2018 | 2019 | 2020 | 2021 | 2022 | 2023 | 2024 | 2025 | 2026 | 2027 | 2028 | 2029 | 2030 | 2031 | 2032 | 2033 | 2034 | 2035
Northwest | Agriculture | Peak | January | All | MW | 0 | 0 | 0 | 0 | 0 | 0 | 0 | 0 | 0 | 0 | 0 | 0 | 0 | 0 | 0 | 0 | 0 | 0 | 0 | 0 | 0 | 0 | 0 | 0 | 0 | 0 | 0 | 0 | 0 | 0 | 0 | 0 | 0 | 0 | 0 | 0 | 0 | 0 | 0 | 0 | 0 | 0 | 0 | 0 | 0 | 0 | 0 | 0 | 0 | 0
Northwest | Agriculture | Peak | February | All | MW | 0 | 0 | 0 | 0 | 0 | 0 | 0 | 0 | 0 | 0 | 0 | 0 | 0 | 0 | 0 | 0 | 0 | 0 | 0 | 0 | 0 | 0 | 0 | 0 | 0 | 0 | 0 | 0 | 0 | 0 | 0 | 0 | 0 | 0 | 0 | 0 | 0 | 0 | 0 | 0 | 0 | 0 | 0 | 0 | 0 | 0 | 0 | 0 | 0 | 0
Northwest | Agriculture | Peak | March | All | MW | 0 | 0 | 0 | 0 | 0 | 0 | 0 | 0 | 0 | 0 | 0 | 0 | 0 | 0 | 0 | 0 | 0 | 0 | 0 | 0 | 0 | 0 | 0 | 0 | 0 | 0 | 0 | 0 | 0 | 0 | 0 | 0 | 0 | 0 | 0 | 0 | 0 | 0 | 0 | 0 | 0 | 0 | 0 | 0 | 0 | 0 | 0 | 0 | 0 | 0
Northwest | Agriculture | Peak | April | All | MW | 377.2318 | 413.0329 | 425.6468 | 419.8834 | 429.694 | 417.0314 | 473.8035 | 361.7187 | 455.1825 | 391.5628 | 373.3427 | 406.6812 | 332.8436 | 359.5685 | 359.7989 | 457.2246 | 436.257 | 434.4615 | 414.9974 | 335.8601 | 354.6234 | 413.4439 | 443.9288 | 391.3569 | 359.8532 | 358.2596 | 390.0922 | 293.3518 | 328.2915 | 340.9006 | 343.1275 | 345.3283 | 347.663 | 350.1265 | 354.221 | 357.0045 | 359.7863 | 362.7304 | 365.6079 | 370.4185 | 373.3734 | 376.3081 | 379.2717 | 382.2665 | 387.0583 | 390.3215 | 393.7171 | 397.1321 | 400.454 | 405.8863
Northwest | Agriculture | Peak | May | All | MW | 1197.53 | 1296.968 | 1341.052 | 1337.003 | 1356.496 | 1337.43 | 1477.798 | 1196.503 | 1451.37 | 1282.517 | 1381.389 | 1389.71 | 1122.823 | 1262.262 | 1276.796 | 1529.074 | 1661.054 | 1455.719 | 1388.648 | 1181.851 | 1294.592 | 1390.445 | 1441.186 | 1368.703 | 1274.313 | 1196.58 | 1324.874 | 998.5714 | 1126.705 | 1171.056 | 1179.083 | 1186.999 | 1195.382 | 1204.217 | 1218.913 | 1228.876 | 1238.823 | 1249.346 | 1259.62 | 1276.846 | 1287.383 | 1297.841 | 1308.395 | 1319.058 | 1336.185 | 1347.802 | 1359.892 | 1372.048 | 1383.863 | 1403.274
Northwest | Agriculture | Peak | June | All | MW | 2040.207 | 2198.346 | 2279.167 | 2302.933 | 2260.419 | 2280.396 | 2451.652 | 2135.25 | 2410.276 | 2222.485 | 2172.224 | 2137.069 | 1835.932 | 2075.993 | 2214.368 | 2462.527 | 2756.394 | 2515.591 | 2533.171 | 2038.962 | 2226.844 | 2178.376 | 2502.428 | 2098.804 | 2025.72 | 1908.938 | 2110.659 | 1592.122 | 1807.229 | 1879.653 | 1892.993 | 1906.132 | 1920.033 | 1934.662 | 1958.997 | 1975.479 | 1991.919 | 2009.3 | 2026.26 | 2054.745 | 2072.124 | 2089.359 | 2106.756 | 2124.315 | 2152.596 | 2171.731 | 2191.643 | 2211.658 | 2231.107 | 2263.148
Northwest | Agriculture | Peak | July | All | MW | 1957.754 | 2139.612 | 2213.566 | 2256.21 | 2157.391 | 2185.42 | 2356.838 | 2153.111 | 2271.486 | 2175.27 | 2231.381 | 2097.133 | 1905.74 | 2060.355 | 2119.205 | 2253.163 | 2590.503 | 2449.332 | 2474.984 | 2130.052 | 2144.596 | 2297.944 | 2376.658 | 2353.082 | 2149.896 | 1994.914 | 2276.164 | 1717.681 | 1959.1 | 2038.739 | 2053.62 | 2068.265 | 2083.748 | 2100.018 | 2127.071 | 2145.388 | 2163.642 | 2182.929 | 2201.743 | 2233.373 | 2252.636 | 2271.727 | 2291.008 | 2310.447 | 2341.814 | 2363.004 | 2385.05 | 2407.206 | 2428.731 | 2464.256
Northwest | Agriculture | Peak | August | All | MW | 1779.169 | 1948.436 | 2015.25 | 2055.025 | 1958.648 | 1982.01 | 2142.252 | 1962.843 | 2056.543 | 1974.108 | 2028.932 | 1993.774 | 1713.24 | 1903.486 | 1914.055 | 2104.999 | 2371.582 | 2117.194 | 2319.72 | 1959.599 | 1787.152 | 2000.726 | 2239.217 | 2056.666 | 2029.064 | 1916.477 | 2167.089 | 1634.624 | 1862.669 | 1938.212 | 1952.306 | 1966.182 | 1980.853 | 1996.268 | 2021.886 | 2039.241 | 2056.536 | 2074.809 | 2092.637 | 2122.592 | 2140.847 | 2158.938 | 2177.214 | 2195.637 | 2225.347 | 2245.431 | 2266.323 | 2287.321 | 2307.722 | 2341.37
Northwest | Agriculture | Peak | September | All | MW | 1040.613 | 1128.941 | 1164.796 | 1170.592 | 1160.303 | 1154.143 | 1268.608 | 1066.188 | 1236.556 | 1112.021 | 1149.853 | 1123.363 | 1029.333 | 1062.071 | 1050.788 | 1194.802 | 1309.831 | 1351.05 | 1229.263 | 1033.004 | 1084.674 | 1164.995 | 1194.456 | 1181.008 | 1068.214 | 1129.476 | 1178.783 | 887.744 | 1000.359 | 1039.592 | 1046.668 | 1053.648 | 1061.043 | 1068.836 | 1081.795 | 1090.589 | 1099.368 | 1108.655 | 1117.724 | 1132.923 | 1142.225 | 1151.458 | 1160.78 | 1170.193 | 1185.307 | 1195.565 | 1206.24 | 1216.973 | 1227.407 | 1244.536
Northwest | Agriculture | Peak | October | All | MW | 200.8997 | 220.2429 | 227.1472 | 223.5817 | 229.0478 | 221.5142 | 252.5537 | 189.8381 | 240.2738 | 205.4259 | 193.7607 | 196.9924 | 166.817 | 172.5533 | 176.1302 | 208.589 | 246.6395 | 223.5865 | 207.0362 | 158.381 | 217.2126 | 219.94 | 217.1357 | 210.0887 | 183.0836 | 187.5887 | 207.575 | 156.0655 | 174.5237 | 181.2101 | 182.3871 | 183.5504 | 184.7848 | 186.0876 | 188.2539 | 189.7269 | 191.1991 | 192.7573 | 194.2805 | 196.8268 | 198.391 | 199.9447 | 201.5137 | 203.0993 | 205.6361 | 207.3638 | 209.1618 | 210.9701 | 212.7291 | 215.6052
Northwest | Agriculture | Peak | November | All | MW | 98.756 | 108.534 | 111.9876 | 110.1537 | 112.9439 | 109.046 | 124.785 | 93.8669 | 119.0991 | 101.4404 | 98.1287 | 96.1905 | 81.8157 | 85.8153 | 96.875 | 112.6531 | 116.1506 | 114.0796 | 115.4171 | 91.9049 | 105.7734 | 109.281 | 99.1845 | 93.6355 | 107.9615 | 88.2934 | 99.0156 | 74.4671 | 83.2982 | 86.4921 | 87.0549 | 87.611 | 88.201 | 88.8239 | 89.8595 | 90.5634 | 91.267 | 92.0118 | 92.7397 | 93.9568 | 94.7044 | 95.4469 | 96.1966 | 96.9545 | 98.167 | 98.9927 | 99.8519 | 100.7161 | 101.5568 | 102.9314
Northwest | Agriculture | Peak | December | All | MW | 0 | 0 | 0 | 0 | 0 | 0 | 0 | 0 | 0 | 0 | 0 | 0 | 0 | 0 | 0 | 0 | 0 | 0 | 0 | 0 | 0 | 0 | 0 | 0 | 0 | 0 | 0 | 0 | 0 | 0 | 0 | 0 | 0 | 0 | 0 | 0 | 0 | 0 | 0 | 0 | 0 | 0 | 0 | 0 | 0 | 0 | 0 | 0 | 0 | 0
Area | Sector | Day | Month | Enduse | Units | 1986 | 1987 | 1988 | 1989 | 1990 | 1991 | 1992 | 1993 | 1994 | 1995 | 1996 | 1997 | 1998 | 1999 | 2000 | 2001 | 2002 | 2003 | 2004 | 2005 | 2006 | 2007 | 2008 | 2009 | 2010 | 2011 | 2012 | 2013 | 2014 | 2015 | 2016 | 2017 | 2018 | 2019 | 2020 | 2021 | 2022 | 2023 | 2024 | 2025 | 2026 | 2027 | 2028 | 2029 | 2030 | 2031 | 2032 | 2033 | 2034 | 2035
Northwest | Industrial, excluding Data Center and Ag. | Peak | January | All | MW | 7605.599 | 8289.493 | 9133.379 | 9508.566 | 9827.834 | 9942.787 | 9611.472 | 9173.641 | 8881.844 | 9256.83 | 9816.808 | 9389.975 | 9466.24 | 8658.995 | 8539.571 | 5859.492 | 4956.514 | 5475.07 | 6574.737 | 6687.976 | 6114.346 | 6976.521 | 6424.158 | 6166.161 | 5849.776 | 6768.353 | 6667.79 | 6712.717 | 6357.624 | 6562.145 | 5186.1761 | 5659.7751 | 5877.5844 | 5964.494 | 6028.044 | 6102.3162 | 6179.5638 | 6257.4615 | 6336.2054 | 6412.1166 | 6491.7122 | 6571.4241 | 6651.1888 | 6730.9193 | 6810.4013 | 6848.8406 | 6929.7578 | 7010.6526 | 7091.5486 | 7172.217
Northwest | Industrial, excluding Data Center and Ag. | Peak | February | All | MW | 7937.916 | 8651.044 | 9523.169 | 9917.983 | 10245.35 | 10372.74 | 10032.1 | 9578.592 | 9289.67 | 9669.007 | 10371.69 | 9223.179 | 8946.163 | 9188.769 | 8547.596 | 6126.718 | 5015.522 | 6145.927 | 5992.401 | 6744.593 | 7350.927 | 7042.163 | 6151.737 | 6178.885 | 6241.669 | 7250.628 | 6825.69 | 6871.476 | 6506.551 | 6716.237 | 5323.8469 | 5812.3455 | 6032.7107 | 6121.9827 | 6187.7008 | 6264.2688 | 6343.8447 | 6424.0762 | 6505.1675 | 6583.3884 | 6665.3474 | 6747.4283 | 6829.5664 | 6911.6743 | 6993.5343 | 7033.7721 | 7117.0881 | 7200.3805 | 7283.6725 | 7366.738
Northwest | Industrial, excluding Data Center and Ag. | Peak | March | All | MW | 7123.76 | 7763.729 | 8563.332 | 8924.592 | 9202.933 | 9327.732 | 9008.397 | 8606.502 | 8324.021 | 8674.032 | 8565.9 | 8484.859 | 8987.632 | 8702.442 | 8091.942 | 5280.369 | 4828.817 | 5317.507 | 5369.591 | 5562.86 | 6398.083 | 6256.524 | 5633.046 | 6131.565 | 5907.938 | 6147.058 | 6579.986 | 6621.741 | 6271.437 | 6471.884 | 5073.6729 | 5564.044 | 5780.2368 | 5865.1515 | 5927.0042 | 5999.3728 | 6074.6208 | 6150.502 | 6227.2054 | 6300.9925 | 6378.5261 | 6456.1752 | 6533.8772 | 6611.5491 | 6688.9763 | 6724.4929 | 6803.3812 | 6882.2479 | 6961.1142 | 7039.7659
Northwest | Industrial, excluding Data Center and Ag. | Peak | April | All | MW | 7187.567 | 7826.152 | 8625.307 | 8979.636 | 9220.167 | 9335.088 | 9041.556 | 8562.336 | 8337.685 | 8611.969 | 7929.436 | 8675.466 | 8809.979 | 8939.785 | 8284.764 | 5524.099 | 4756.908 | 5576.396 | 5415.04 | 6008.381 | 5906.646 | 6103.215 | 5999.519 | 5480.191 | 5712.536 | 5994.3 | 6004.987 | 5997.125 | 5737.177 | 5920.761 | 4248.3113 | 4717.4835 | 4921.6518 | 4995.8899 | 5049.0999 | 5111.6216 | 5176.6215 | 5242.2136 | 5308.5035 | 5371.8416 | 5438.8334 | 5505.9234 | 5573.0601 | 5640.1724 | 5707.0805 | 5732.5578 | 5800.888 | 5869.1977 | 5937.4961 | 6005.6204
Northwest | Industrial, excluding Data Center and Ag. | Peak | May | All | MW | 7629.288 | 8254.441 | 9058.968 | 9450.291 | 9650.183 | 9792.517 | 9517.436 | 9014.875 | 8852.578 | 9012.319 | 9379.675 | 9479.263 | 9272.434 | 9882.493 | 9336.952 | 6493.652 | 6452.69 | 6459.373 | 6243.375 | 6898.539 | 7158.495 | 6919.32 | 6629.409 | 6484.47 | 6721.679 | 6624.306 | 6876.036 | 6612.905 | 6439.296 | 6652.702 | 4224.5858 | 4640.4796 | 4839.9889 | 4913.3212 | 4966.6183 | 5028.8452 | 5093.4578 | 5158.6263 | 5224.4843 | 5287.589 | 5354.1545 | 5420.8204 | 5487.5325 | 5554.2194 | 5620.6967 | 5648.1805 | 5716.0189 | 5783.8508 | 5851.6821 | 5919.3345
Northwest | Industrial, excluding Data Center and Ag. | Peak | June | All | MW | 8594.178 | 9263.866 | 10172.33 | 10684.27 | 10522.6 | 10865.76 | 10470.19 | 10291.09 | 9749.326 | 9991.872 | 9451.314 | 9322.187 | 9532.138 | 10334.52 | 10387.59 | 7226.355 | 7452.445 | 7558.534 | 7696.616 | 7748.532 | 8107.082 | 7212.807 | 7697.016 | 6621.84 | 7005.043 | 6917.373 | 7262.66 | 6818.715 | 6743.836 | 6976.466 | 3955.1177 | 4271.3639 | 4457.4791 | 4527.1004 | 4578.8621 | 4638.7836 | 4700.9045 | 4763.5321 | 4826.801 | 4887.6518 | 4951.5823 | 5015.613 | 5079.6923 | 5143.7549 | 5207.6234 | 5236.9609 | 5302.0425 | 5367.124 | 5432.2064 | 5497.1268
Northwest | Industrial, excluding Data Center and Ag. | Peak | July | All | MW | 8211.923 | 8935.519 | 9875.356 | 10419.11 | 10009.47 | 10390.06 | 9990.181 | 10134.83 | 9182.605 | 9607.042 | 9571.272 | 9008.768 | 9841.474 | 10136.4 | 9865.167 | 6524.691 | 6889.004 | 7242.259 | 7360.384 | 7905.874 | 7683.447 | 7496.824 | 7150.797 | 7262.712 | 7240.583 | 7075.679 | 7677.052 | 7235.143 | 7168.694 | 7420.612 | 4136.2577 | 4537.3044 | 4735.5357 | 4812.9439 | 4870.6288 | 4937.3846 | 5006.6225 | 5076.4894 | 5147.05 | 5214.926 | 5286.1834 | 5357.5442 | 5428.9538 | 5500.3436 | 5571.5189 | 5604.5842 | 5677.0746 | 5749.559 | 5822.0306 | 5894.3322
Northwest | Industrial, excluding Data Center and Ag. | Peak | August | All | MW | 7896.381 | 8594.34 | 9500.764 | 10023.63 | 9589.56 | 9968.375 | 9566.895 | 9767.104 | 8780.691 | 9215.475 | 9175.149 | 9026.501 | 9367.457 | 9906.23 | 9426.246 | 6450.679 | 6649.204 | 6624.805 | 7306.344 | 7743.833 | 6807.466 | 6900.281 | 7103.368 | 6709.027 | 7236.219 | 7212.819 | 7738.55 | 7264.104 | 7164.677 | 7415.805 | 4243.6987 | 4637.5013 | 4836.5396 | 4914.7742 | 4973.3971 | 5041.0344 | 5111.1182 | 5181.7772 | 5253.1359 | 5321.8482 | 5393.9171 | 5466.0966 | 5538.3317 | 5610.5536 | 5682.5632 | 5716.8413 | 5790.163 | 5863.4826 | 5936.7934 | 6009.9388
Northwest | Industrial, excluding Data Center and Ag. | Peak | September | All | MW | 7651.094 | 8283.417 | 9141.98 | 9598.471 | 9541.609 | 9796.358 | 9401.692 | 9175.756 | 8663.437 | 8945.94 | 8987.769 | 8796.647 | 9823.466 | 9607.166 | 8881.929 | 5681.42 | 5666.433 | 6690.38 | 6147.455 | 6780.303 | 6768.885 | 6522.926 | 6136.441 | 6255.996 | 6318.279 | 7041.251 | 6874.838 | 6627.285 | 6421.949 | 6634.02 | 4254.6471 | 4749.1649 | 4954.9715 | 5031.3148 | 5087.0405 | 5151.8787 | 5219.0882 | 5286.8547 | 5355.3056 | 5420.7142 | 5489.8636 | 5559.1137 | 5628.4118 | 5697.6867 | 5766.7539 | 5793.3213 | 5863.85 | 5934.3656 | 6004.8698 | 6075.2006
Northwest | Industrial, excluding Data Center and Ag. | Peak | October | All | MW | 7121.208 | 7755.898 | 8529.764 | 8885.062 | 9126.355 | 9268.21 | 8964.32 | 8537.755 | 8289.126 | 8596.454 | 7794.673 | 7953.515 | 8430.808 | 8175.996 | 7740.465 | 4880.369 | 5174.704 | 5574.792 | 5273.356 | 5579.792 | 7077.512 | 6274.219 | 5651.479 | 5678.197 | 5650.93 | 6116.354 | 6193.625 | 6196.727 | 5889.241 | 6080.342 | 4626.716 | 5032.1741 | 5234.2153 | 5313.4198 | 5372.3999 | 5440.6468 | 5511.4072 | 5582.7316 | 5654.7849 | 5724.1684 | 5796.9646 | 5869.8684 | 5942.8233 | 6015.7555 | 6088.4729 | 6122.96 | 6197.0063 | 6271.0316 | 6345.0517 | 6418.8787
Northwest | Industrial, excluding Data Center and Ag. | Peak | November | All | MW | 7603.6 | 8277.291 | 9128.231 | 9527.335 | 9778.138 | 9920.233 | 9572.134 | 9152.866 | 8835.944 | 9193.183 | 8552.028 | 8420.72 | 8986.104 | 8835.633 | 9232.377 | 5620.618 | 5169.474 | 6089.928 | 6295.282 | 6988.762 | 7471.724 | 6761.369 | 5596.151 | 5485.699 | 7232.205 | 6248.643 | 6393.228 | 6442.903 | 6118.886 | 6314.449 | 4868.0485 | 5332.5452 | 5542.5832 | 5624.2644 | 5684.1057 | 5753.8842 | 5826.343 | 5899.3688 | 5973.1718 | 6044.1213 | 6118.7162 | 6193.4261 | 6268.1908 | 6342.9324 | 6417.4505 | 6451.1131 | 6527.0577 | 6602.9851 | 6678.9111 | 6754.6368
Northwest | Industrial, excluding Data Center and Ag. | Peak | December | All | MW | 7543.549 | 8233.088 | 9094.181 | 9458.069 | 9761.472 | 9851.107 | 9517.31 | 8979.936 | 8707.67 | 9079.189 | 8835.611 | 8637.745 | 10872.72 | 8924.869 | 8784.912 | 5025.462 | 4509.779 | 5620.804 | 5422.227 | 6833.607 | 6345.679 | 6257.787 | 6375.321 | 6675.187 | 5929.903 | 6284.977 | 6219.856 | 6327.901 | 6015.899 | 6201.604 | 4705.8725 | 5293.4454 | 5512.2863 | 5591.4837 | 5647.3853 | 5713.4348 | 5782.0973 | 5851.2826 | 5921.2246 | 5987.8248 | 6058.5349 | 6129.3563 | 6200.2323 | 6271.0871 | 6341.7328 | 6365.6832 | 6437.9396 | 6510.1779 | 6582.4083 | 6654.4548
Area | Sector | Day | Month | Enduse | Units | 1986 | 1987 | 1988 | 1989 | 1990 | 1991 | 1992 | 1993 | 1994 | 1995 | 1996 | 1997 | 1998 | 1999 | 2000 | 2001 | 2002 | 2003 | 2004 | 2005 | 2006 | 2007 | 2008 | 2009 | 2010 | 2011 | 2012 | 2013 | 2014 | 2015 | 2016 | 2017 | 2018 | 2019 | 2020 | 2021 | 2022 | 2023 | 2024 | 2025 | 2026 | 2027 | 2028 | 2029 | 2030 | 2031 | 2032 | 2033 | 2034 | 2035
Northwest | Passenger | Peak | January | Electric Vehicle | MW | 0 | 0 | 0 | 0 | 0 | 0 | 0 | 0 | 0 | 0 | 0 | 0 | 0 | 0 | 0 | 0 | 0 | 0 | 0 | 0 | 0 | 0 | 0 | 0 | 0.9131 | 1.0069 | 0.9571 | 1.0346 | 2.2822 | 3.0242 | 4.1735 | 5.6912 | 7.5188 | 9.6347 | 11.9539 | 14.4995 | 17.2234 | 20.0932 | 23.0902 | 26.2144 | 29.4522 | 32.6345 | 35.7268 | 38.6932 | 41.4886 | 43.9109 | 46.0133 | 47.7842 | 49.5196 | 50.6823
Northwest | Passenger | Peak | February | Electric Vehicle | MW | 0 | 0 | 0 | 0 | 0 | 0 | 0 | 0 | 0 | 0 | 0 | 0 | 0 | 0 | 0 | 0 | 0 | 0 | 0 | 0 | 0 | 0 | 0 | 0 | 0.9544 | 1.0592 | 0.9634 | 1.0418 | 2.3036 | 3.0542 | 4.2167 | 5.7519 | 7.6006 | 9.7409 | 12.0868 | 14.6618 | 17.4172 | 20.3202 | 23.352 | 26.5124 | 29.7878 | 33.0073 | 36.1357 | 39.1368 | 41.9651 | 44.4135 | 46.5408 | 48.3327 | 50.0886 | 51.2654
Northwest | Passenger | Peak | March | Electric Vehicle | MW | 0 | 0 | 0 | 0 | 0 | 0 | 0 | 0 | 0 | 0 | 0 | 0 | 0 | 0 | 0 | 0 | 0 | 0 | 0 | 0 | 0 | 0 | 0 | 0 | 0.9262 | 0.9179 | 0.9495 | 1.0273 | 2.2787 | 3.0232 | 4.1763 | 5.699 | 7.5328 | 9.6557 | 11.9824 | 14.5362 | 17.269 | 20.1483 | 23.1553 | 26.29 | 29.5389 | 32.7322 | 35.8353 | 38.8121 | 41.6176 | 44.045 | 46.1551 | 47.9327 | 49.6747 | 50.8422
Northwest | Passenger | Peak | April | Electric Vehicle | MW | 0 | 0 | 0 | 0 | 0 | 0 | 0 | 0 | 0 | 0 | 0 | 0 | 0 | 0 | 0 | 0 | 0 | 0 | 0 | 0 | 0 | 0 | 0 | 0 | 0.863 | 0.8643 | 0.8338 | 0.9025 | 2.0034 | 2.6586 | 3.6732 | 5.0129 | 6.6262 | 8.4938 | 10.5404 | 12.7867 | 15.1905 | 17.723 | 20.3679 | 23.1251 | 25.9827 | 28.7913 | 31.5207 | 34.1389 | 36.6065 | 38.7423 | 40.5981 | 42.1615 | 43.6935 | 44.7203
Northwest | Passenger | Peak | May | Electric Vehicle | MW | 0 | 0 | 0 | 0 | 0 | 0 | 0 | 0 | 0 | 0 | 0 | 0 | 0 | 0 | 0 | 0 | 0 | 0 | 0 | 0 | 0 | 0 | 0 | 0 | 0.8493 | 0.8057 | 0.8025 | 0.868 | 1.9066 | 2.5251 | 3.4819 | 4.745 | 6.2658 | 8.0261 | 9.9543 | 12.0704 | 14.3346 | 16.7197 | 19.2103 | 21.8064 | 24.4966 | 27.1404 | 29.7092 | 32.173 | 34.4946 | 36.5155 | 38.2609 | 39.7308 | 41.171 | 42.1352
Northwest | Passenger | Peak | June | Electric Vehicle | MW | 0 | 0 | 0 | 0 | 0 | 0 | 0 | 0 | 0 | 0 | 0 | 0 | 0 | 0 | 0 | 0 | 0 | 0 | 0 | 0 | 0 | 0 | 0 | 0 | 0.7843 | 0.7468 | 0.752 | 0.8147 | 1.7989 | 2.3857 | 3.2928 | 4.4901 | 5.9314 | 7.5994 | 9.4254 | 11.4294 | 13.5734 | 15.8321 | 18.1906 | 20.649 | 23.1965 | 25.7001 | 28.1326 | 30.4656 | 32.6641 | 34.5787 | 36.2315 | 37.6232 | 38.9868 | 39.9
Northwest | Passenger | Peak | July | Electric Vehicle | MW | 0 | 0 | 0 | 0 | 0 | 0 | 0 | 0 | 0 | 0 | 0 | 0 | 0 | 0 | 0 | 0 | 0 | 0 | 0 | 0 | 0 | 0 | 0 | 0 | 0.8077 | 0.7595 | 0.7885 | 0.8561 | 1.9078 | 2.5356 | 3.5054 | 4.7852 | 6.3259 | 8.1087 | 10.0591 | 12.1998 | 14.49 | 16.9026 | 19.4219 | 22.048 | 24.7693 | 27.4436 | 30.0421 | 32.5344 | 34.8832 | 36.9283 | 38.6937 | 40.1804 | 41.6371 | 42.6129
Northwest | Passenger | Peak | August | Electric Vehicle | MW | 0 | 0 | 0 | 0 | 0 | 0 | 0 | 0 | 0 | 0 | 0 | 0 | 0 | 0 | 0 | 0 | 0 | 0 | 0 | 0 | 0 | 0 | 0 | 0 | 0.7905 | 0.757 | 0.778 | 0.8453 | 1.8942 | 2.5205 | 3.488 | 4.7648 | 6.3019 | 8.0805 | 10.0263 | 12.1619 | 14.4467 | 16.8537 | 19.3673 | 21.9874 | 24.7027 | 27.3711 | 29.9639 | 32.4508 | 34.7947 | 36.8334 | 38.5953 | 40.079 | 41.5328 | 42.5069
Northwest | Passenger | Peak | September | Electric Vehicle | MW | 0 | 0 | 0 | 0 | 0 | 0 | 0 | 0 | 0 | 0 | 0 | 0 | 0 | 0 | 0 | 0 | 0 | 0 | 0 | 0 | 0 | 0 | 0 | 0 | 0.8032 | 0.8602 | 0.8071 | 0.874 | 1.9347 | 2.5666 | 3.5441 | 4.8347 | 6.3885 | 8.1871 | 10.1569 | 12.3189 | 14.6323 | 17.0694 | 19.6145 | 22.2675 | 25.017 | 27.7191 | 30.3448 | 32.8635 | 35.237 | 37.2971 | 39.0819 | 40.5851 | 42.058 | 43.0449
Northwest | Passenger | Peak | October | Electric Vehicle | MW | 0 | 0 | 0 | 0 | 0 | 0 | 0 | 0 | 0 | 0 | 0 | 0 | 0 | 0 | 0 | 0 | 0 | 0 | 0 | 0 | 0 | 0 | 0 | 0 | 0.8524 | 0.8829 | 0.8618 | 0.9327 | 2.0683 | 2.7442 | 3.7907 | 5.1726 | 6.8367 | 8.7633 | 10.8745 | 13.1919 | 15.6717 | 18.2845 | 21.0132 | 23.8578 | 26.806 | 29.7039 | 32.5201 | 35.2216 | 37.7677 | 39.9692 | 41.8843 | 43.4976 | 45.0787 | 46.1385
Northwest | Passenger | Peak | November | Electric Vehicle | MW | 0 | 0 | 0 | 0 | 0 | 0 | 0 | 0 | 0 | 0 | 0 | 0 | 0 | 0 | 0 | 0 | 0 | 0 | 0 | 0 | 0 | 0 | 0 | 0 | 1.1319 | 0.9341 | 0.9218 | 0.997 | 2.2038 | 2.9217 | 4.0335 | 5.5017 | 7.2697 | 9.3165 | 11.5596 | 14.0218 | 16.6564 | 19.4321 | 22.331 | 25.353 | 28.4849 | 31.5632 | 34.5545 | 37.4241 | 40.1284 | 42.4697 | 44.5036 | 46.217 | 47.896 | 49.0211
Northwest | Passenger | Peak | December | Electric Vehicle | MW | 0 | 0 | 0 | 0 | 0 | 0 | 0 | 0 | 0 | 0 | 0 | 0 | 0 | 0 | 0 | 0 | 0 | 0 | 0 | 0 | 0 | 0 | 0 | 0 | 0.9717 | 0.9813 | 0.936 | 1.0119 | 2.2344 | 2.9615 | 4.0877 | 5.5751 | 7.3662 | 9.4399 | 11.7129 | 14.208 | 16.8778 | 19.6906 | 22.6282 | 25.6905 | 28.8642 | 31.9836 | 35.0149 | 37.9228 | 40.6631 | 43.0356 | 45.0967 | 46.8329 | 48.5344 | 49.6745
Area | Sector | Day | Month | Enduse | Units | 1986 | 1987 | 1988 | 1989 | 1990 | 1991 | 1992 | 1993 | 1994 | 1995 | 1996 | 1997 | 1998 | 1999 | 2000 | 2001 | 2002 | 2003 | 2004 | 2005 | 2006 | 2007 | 2008 | 2009 | 2010 | 2011 | 2012 | 2013 | 2014 | 2015 | 2016 | 2017 | 2018 | 2019 | 2020 | 2021 | 2022 | 2023 | 2024 | 2025 | 2026 | 2027 | 2028 | 2029 | 2030 | 2031 | 2032 | 2033 | 2034 | 2035
Northwest | Streetlighting | Peak | January | All | MW | 497.317 | 504.8642 | 499.2192 | 503.9071 | 496.8288 | 507.6668 | 521.3878 | 507.186 | 525.7513 | 520.8448 | 567.2001 | 524.5923 | 496.8592 | 456.8854 | 469.1248 | 519.7562 | 511.4627 | 498.4184 | 579.3708 | 521.8486 | 505.2594 | 584.201 | 602.7036 | 580.6599 | 536.237 | 580.6252 | 546.7547 | 548.355 | 549.8762 | 551.3124 | 552.6587 | 553.9264 | 555.1042 | 556.2549 | 557.3461 | 558.405 | 559.4209 | 560.366 | 561.2649 | 562.1123 | 562.9165 | 563.6822 | 564.3957 | 565.0532 | 565.6449 | 566.3363 | 566.9758 | 567.5836 | 568.1896 | 568.7798
Northwest | Streetlighting | Peak | February | All | MW | 514.7109 | 522.3629 | 516.572 | 521.7239 | 514.6177 | 525.7336 | 539.8132 | 525.1556 | 544.8758 | 539.3379 | 593.7238 | 510.6243 | 465.784 | 481.0729 | 465.3449 | 536.4598 | 511.682 | 552.6271 | 521.4566 | 519.8147 | 601.1699 | 583.7585 | 571.3975 | 575.2413 | 565.2099 | 614.5391 | 553.197 | 554.8143 | 556.3516 | 557.8032 | 559.1638 | 560.4449 | 561.6354 | 562.7983 | 563.9011 | 564.9713 | 565.9979 | 566.9529 | 567.861 | 568.7173 | 569.5297 | 570.3032 | 571.0238 | 571.6877 | 572.2851 | 572.9832 | 573.6288 | 574.2422 | 574.8538 | 575.4494
Northwest | Streetlighting | Peak | March | All | MW | 471.2233 | 477.9161 | 472.6292 | 477.811 | 470.5256 | 481.3506 | 493.6786 | 481.6543 | 498.8705 | 493.8768 | 499.8029 | 478.5757 | 477.1679 | 464.6032 | 449.9709 | 477.9575 | 508.6124 | 493.7668 | 483.058 | 442.8053 | 540.1445 | 534.4466 | 539.291 | 588.5405 | 551.1914 | 536.356 | 548.7142 | 550.3116 | 551.8294 | 553.2623 | 554.605 | 555.869 | 557.043 | 558.1899 | 559.2771 | 560.3318 | 561.3436 | 562.2842 | 563.1783 | 564.0212 | 564.8204 | 565.5811 | 566.2893 | 566.9415 | 567.5275 | 568.2136 | 568.8476 | 569.4496 | 570.0499 | 570.6344
Northwest | Streetlighting | Peak | April | All | MW | 444.0002 | 448.1788 | 442.672 | 448.9534 | 440.8165 | 452.4562 | 462.1106 | 456.6011 | 469.9967 | 465.9281 | 436.14 | 461.4343 | 446.5199 | 454.5008 | 439.3051 | 478.3748 | 472.9503 | 497.2139 | 470.3225 | 469.55 | 486.622 | 500.1256 | 548.2455 | 504.114 | 515.0253 | 507.3203 | 482.5152 | 483.9084 | 485.2314 | 486.4796 | 487.6483 | 488.7481 | 489.7686 | 490.7653 | 491.7096 | 492.6254 | 493.5032 | 494.3188 | 495.0935 | 495.8232 | 496.5146 | 497.1722 | 497.7839 | 498.3463 | 498.851 | 499.4436 | 499.9906 | 500.5097 | 501.0273 | 501.5311
Northwest | Streetlighting | Peak | May | All | MW | 401.3469 | 402.4774 | 399.3951 | 407.975 | 397.523 | 409.5866 | 412.8309 | 415.5715 | 420.3589 | 418.8802 | 444.2699 | 434.0192 | 411.9835 | 437.3904 | 427.4099 | 442.2617 | 496.6077 | 459.6202 | 432.9749 | 448.9194 | 487.8049 | 464.2977 | 489.4004 | 481.6377 | 498.5027 | 464.1731 | 453.551 | 454.8289 | 456.0394 | 457.1791 | 458.2431 | 459.2431 | 460.1669 | 461.0685 | 461.9216 | 462.7475 | 463.5373 | 464.2696 | 464.9643 | 465.6159 | 466.2325 | 466.8174 | 467.3598 | 467.8565 | 468.2999 | 468.8268 | 469.3115 | 469.7708 | 470.2287 | 470.6749
Northwest | Streetlighting | Peak | June | All | MW | 418.6477 | 418.9148 | 419.3618 | 433.9271 | 406.5228 | 425.9653 | 420.7546 | 444.2363 | 425.704 | 433.0398 | 418.6423 | 399.2527 | 401.2652 | 430.8883 | 445.7733 | 429.9083 | 494.9461 | 472.5418 | 468.5061 | 456.8702 | 499.0509 | 432.8338 | 502.0322 | 434.6969 | 465.412 | 436.5475 | 429.1812 | 430.3511 | 431.4559 | 432.4939 | 433.4598 | 434.3661 | 435.1995 | 436.0124 | 436.7798 | 437.5212 | 438.2283 | 438.8817 | 439.4999 | 440.0776 | 440.6221 | 441.137 | 441.6122 | 442.0447 | 442.4274 | 442.8894 | 443.312 | 443.7112 | 444.1091 | 444.4965
Northwest | Streetlighting | Peak | July | All | MW | 398.7409 | 402.8731 | 405.9242 | 423.2477 | 385.4515 | 406.1788 | 399.8146 | 437.3571 | 401.3503 | 416.8464 | 424.776 | 386.6281 | 415.0974 | 422.8366 | 424.9907 | 393.6158 | 462.4395 | 460.3719 | 454.2927 | 472.9154 | 482.1747 | 457.0581 | 472.2117 | 481.7794 | 486.0896 | 451.7776 | 458.2102 | 459.4205 | 460.5602 | 461.6287 | 462.6199 | 463.548 | 464.3982 | 465.2265 | 466.0067 | 466.7588 | 467.4744 | 468.133 | 468.7544 | 469.3328 | 469.8756 | 470.3874 | 470.857 | 471.2814 | 471.6534 | 472.1104 | 472.5255 | 472.9162 | 473.3057 | 473.6845
Northwest | Streetlighting | Peak | August | All | MW | 379.5611 | 383.9379 | 387.2248 | 403.967 | 366.5133 | 386.2686 | 380.306 | 417.3064 | 380.8944 | 396.7641 | 405.5327 | 385.8675 | 392.149 | 410.2343 | 403.3425 | 386.1332 | 444.0959 | 417.9768 | 446.8965 | 457.0797 | 422.4204 | 417.9396 | 466.6869 | 441.9707 | 481.0988 | 455.3206 | 457.2626 | 458.4677 | 459.6024 | 460.6662 | 461.6528 | 462.5766 | 463.4226 | 464.247 | 465.0232 | 465.7715 | 466.4834 | 467.1381 | 467.7558 | 468.3307 | 468.8698 | 469.3781 | 469.8441 | 470.2651 | 470.6336 | 471.087 | 471.4985 | 471.8855 | 472.2714 | 472.6465
Northwest | Streetlighting | Peak | September | All | MW | 402.3264 | 403.1703 | 401.3932 | 413.3925 | 392.1485 | 408.4034 | 407.683 | 423.6805 | 414.1166 | 417.3684 | 426.8499 | 403.9105 | 436.1794 | 425.2023 | 408.9227 | 402.7615 | 454.3771 | 492.9276 | 441.28 | 453.4226 | 474.8867 | 449.7978 | 466.361 | 478.0373 | 479.352 | 504.0451 | 463.743 | 465.0441 | 466.2762 | 467.4365 | 468.5196 | 469.5374 | 470.4779 | 471.3957 | 472.2639 | 473.1042 | 473.9079 | 474.6527 | 475.3587 | 476.0214 | 476.6476 | 477.2416 | 477.7922 | 478.2959 | 478.7451 | 479.2792 | 479.7703 | 480.2352 | 480.6988 | 481.15
Northwest | Streetlighting | Peak | October | All | MW | 455.9925 | 461.1813 | 456.1827 | 462.0533 | 453.7462 | 465.0253 | 475.1022 | 465.8076 | 480.3822 | 475.962 | 441.2332 | 436.0452 | 437.1765 | 425.8326 | 419.0311 | 422.0563 | 517.2495 | 495.3482 | 454.4391 | 430.2713 | 579.5794 | 516.8962 | 520.1676 | 524.4752 | 508.683 | 515.9247 | 497.95 | 499.3929 | 500.7634 | 502.0571 | 503.2689 | 504.4096 | 505.4687 | 506.5031 | 507.4837 | 508.4347 | 509.3466 | 510.1944 | 510.9998 | 511.759 | 512.4785 | 513.163 | 513.8002 | 514.3865 | 514.913 | 515.53 | 516.1001 | 516.6412 | 517.1807 | 517.7057
Northwest | Streetlighting | Peak | November | All | MW | 496.2497 | 502.2543 | 497.2196 | 503.6075 | 494.1647 | 506.4738 | 517.8495 | 508.1952 | 523.7816 | 518.9839 | 493.5976 | 469.9964 | 473.2476 | 467.5982 | 509.0354 | 503.7998 | 537.787 | 559.7355 | 561.1099 | 553.764 | 626.7481 | 571.5449 | 529.9788 | 521.5651 | 669.2256 | 541.582 | 528.8786 | 530.4156 | 531.8758 | 533.254 | 534.5452 | 535.7608 | 536.8895 | 537.9919 | 539.037 | 540.0509 | 541.0231 | 541.9271 | 542.7863 | 543.5961 | 544.364 | 545.0946 | 545.775 | 546.4012 | 546.9641 | 547.6232 | 548.2324 | 548.8108 | 549.3876 | 549.9492
Northwest | Streetlighting | Peak | December | All | MW | 489.1772 | 495.6111 | 488.4756 | 492.7322 | 487.8759 | 498.2533 | 512.9295 | 498.438 | 519.4178 | 512.874 | 506.1302 | 478.5006 | 568.4557 | 469.7789 | 484.6996 | 476.7597 | 493.867 | 542.767 | 510.1827 | 566.0618 | 554.9935 | 546.2864 | 625.2241 | 661.6177 | 570.6151 | 567.3788 | 536.0581 | 537.6318 | 539.1281 | 540.5414 | 541.8666 | 543.1147 | 544.275 | 545.4086 | 546.4837 | 547.5273 | 548.5288 | 549.4608 | 550.3473 | 551.1835 | 551.9771 | 552.7331 | 553.4377 | 554.0873 | 554.6724 | 555.3549 | 555.9866 | 556.5869 | 557.1855 | 557.7686
Note that because majority of charging for Electric Vehicels occurs at night (off peak) we are showing the off peak loads for this enduse.
Area | Sector | Day | Month | Enduse | Units | 1986 | 1987 | 1988 | 1989 | 1990 | 1991 | 1992 | 1993 | 1994 | 1995 | 1996 | 1997 | 1998 | 1999 | 2000 | 2001 | 2002 | 2003 | 2004 | 2005 | 2006 | 2007 | 2008 | 2009 | 2010 | 2011 | 2012 | 2013 | 2014 | 2015 | 2016 | 2017 | 2018 | 2019 | 2020 | 2021 | 2022 | 2023 | 2024 | 2025 | 2026 | 2027 | 2028 | 2029 | 2030 | 2031 | 2032 | 2033 | 2034 | 2035
Northwest | Transportation | Off Peak | January | Electric Vehicle | MW | 0 | 0 | 0 | 0 | 0 | 0 | 0 | 0 | 0 | 0 | 0 | 0 | 0 | 0 | 0 | 0 | 0 | 0 | 0 | 0 | 0 | 0 | 0 | 0 | 17.6542 | 17.0397 | 18.033 | 19.4776 | 42.6419 | 56.4169 | 77.7495 | 105.9185 | 139.8376 | 179.1051 | 222.1458 | 269.3859 | 319.9318 | 373.1807 | 428.7892 | 486.7516 | 546.8181 | 605.8516 | 663.2122 | 718.2327 | 770.0756 | 815.1143 | 854.1013 | 886.9352 | 919.1089 | 940.653
Northwest | Transportation | Off Peak | February | Electric Vehicle | MW | 0 | 0 | 0 | 0 | 0 | 0 | 0 | 0 | 0 | 0 | 0 | 0 | 0 | 0 | 0 | 0 | 0 | 0 | 0 | 0 | 0 | 0 | 0 | 0 | 17.0147 | 17.6907 | 17.5238 | 18.9219 | 41.352 | 54.6883 | 75.3429 | 102.6166 | 135.4576 | 173.4774 | 215.1531 | 260.8949 | 309.8372 | 361.3963 | 415.2399 | 471.3619 | 529.5206 | 586.6788 | 642.2166 | 695.4883 | 745.6821 | 789.3027 | 827.0496 | 858.8383 | 889.9877 | 910.8435
Northwest | Transportation | Off Peak | March | Electric Vehicle | MW | 0 | 0 | 0 | 0 | 0 | 0 | 0 | 0 | 0 | 0 | 0 | 0 | 0 | 0 | 0 | 0 | 0 | 0 | 0 | 0 | 0 | 0 | 0 | 0 | 16.4688 | 16.2782 | 16.6681 | 18.0015 | 39.2852 | 51.9439 | 71.5447 | 97.4256 | 128.5887 | 164.6667 | 204.2085 | 247.6097 | 294.0491 | 342.9729 | 394.066 | 447.3225 | 502.5132 | 556.7567 | 609.465 | 660.0244 | 707.6638 | 749.0027 | 784.8326 | 815.0103 | 844.5822 | 864.386
Northwest | Transportation | Off Peak | April | Electric Vehicle | MW | 0 | 0 | 0 | 0 | 0 | 0 | 0 | 0 | 0 | 0 | 0 | 0 | 0 | 0 | 0 | 0 | 0 | 0 | 0 | 0 | 0 | 0 | 0 | 0 | 15.0152 | 16.1342 | 14.8399 | 16.0398 | 35.1303 | 46.4908 | 64.0751 | 87.2918 | 115.2458 | 147.6055 | 183.0626 | 221.9793 | 263.619 | 307.4857 | 353.2963 | 401.0466 | 450.5302 | 499.1631 | 546.4185 | 591.746 | 634.4568 | 671.5554 | 703.6742 | 730.7246 | 757.2312 | 774.9821
Northwest | Transportation | Off Peak | May | Electric Vehicle | MW | 0 | 0 | 0 | 0 | 0 | 0 | 0 | 0 | 0 | 0 | 0 | 0 | 0 | 0 | 0 | 0 | 0 | 0 | 0 | 0 | 0 | 0 | 0 | 0 | 14.0714 | 14.5827 | 14.5212 | 15.6868 | 33.9675 | 44.8531 | 61.6863 | 83.9049 | 110.6509 | 141.6066 | 175.5106 | 212.7175 | 252.5226 | 294.4502 | 338.231 | 383.8592 | 431.1367 | 477.5938 | 522.7289 | 566.0159 | 606.7955 | 642.4271 | 673.0828 | 698.8914 | 724.1783 | 741.0933
Northwest | Transportation | Off Peak | June | Electric Vehicle | MW | 0 | 0 | 0 | 0 | 0 | 0 | 0 | 0 | 0 | 0 | 0 | 0 | 0 | 0 | 0 | 0 | 0 | 0 | 0 | 0 | 0 | 0 | 0 | 0 | 13.1476 | 13.9925 | 14.3563 | 15.5025 | 33.3063 | 43.9126 | 60.3028 | 81.9321 | 107.9644 | 138.0899 | 171.0741 | 207.268 | 245.9851 | 286.762 | 329.3374 | 373.7048 | 419.6704 | 464.8327 | 508.7047 | 550.7754 | 590.4028 | 625.1899 | 654.9709 | 680.0357 | 704.5916 | 721.0031
Northwest | Transportation | Off Peak | July | Electric Vehicle | MW | 0 | 0 | 0 | 0 | 0 | 0 | 0 | 0 | 0 | 0 | 0 | 0 | 0 | 0 | 0 | 0 | 0 | 0 | 0 | 0 | 0 | 0 | 0 | 0 | 13.1975 | 13.8133 | 13.9254 | 15.0606 | 32.6914 | 43.2011 | 59.4408 | 80.8721 | 106.6679 | 136.5199 | 169.1981 | 205.0589 | 243.4228 | 283.8317 | 326.0258 | 370.0006 | 415.564 | 460.3357 | 503.8329 | 545.548 | 584.8481 | 619.2136 | 648.7532 | 673.6215 | 697.9864 | 714.2852
Northwest | Transportation | Off Peak | August | Electric Vehicle | MW | 0 | 0 | 0 | 0 | 0 | 0 | 0 | 0 | 0 | 0 | 0 | 0 | 0 | 0 | 0 | 0 | 0 | 0 | 0 | 0 | 0 | 0 | 0 | 0 | 13.6693 | 14.1512 | 13.188 | 14.2563 | 30.8574 | 40.7512 | 56.04 | 76.2166 | 100.5017 | 128.6055 | 159.3725 | 193.1353 | 229.2539 | 267.2969 | 307.0199 | 348.418 | 391.3105 | 433.4565 | 474.4017 | 513.6684 | 550.6597 | 583.0401 | 610.8433 | 634.2481 | 657.1788 | 672.5143
Northwest | Transportation | Off Peak | September | Electric Vehicle | MW | 0 | 0 | 0 | 0 | 0 | 0 | 0 | 0 | 0 | 0 | 0 | 0 | 0 | 0 | 0 | 0 | 0 | 0 | 0 | 0 | 0 | 0 | 0 | 0 | 14.1822 | 14.5571 | 14.1017 | 15.2395 | 33.136 | 43.7925 | 60.2747 | 82.0314 | 108.2232 | 138.5391 | 171.7441 | 208.1861 | 247.1746 | 288.2445 | 331.1316 | 375.8308 | 422.1484 | 467.6651 | 511.889 | 554.3048 | 594.267 | 629.1035 | 659.1486 | 684.447 | 709.2352 | 725.824
Northwest | Transportation | Off Peak | October | Electric Vehicle | MW | 0 | 0 | 0 | 0 | 0 | 0 | 0 | 0 | 0 | 0 | 0 | 0 | 0 | 0 | 0 | 0 | 0 | 0 | 0 | 0 | 0 | 0 | 0 | 0 | 14.2069 | 14.4661 | 14.1915 | 15.3309 | 33.3223 | 44.031 | 60.5995 | 82.4718 | 108.8042 | 139.285 | 172.6777 | 209.3266 | 248.5378 | 289.8434 | 332.9776 | 377.9351 | 424.5216 | 470.3041 | 514.7875 | 557.4536 | 597.652 | 632.6529 | 662.8789 | 688.3315 | 713.2714 | 729.9641
Northwest | Transportation | Off Peak | November | Electric Vehicle | MW | 0 | 0 | 0 | 0 | 0 | 0 | 0 | 0 | 0 | 0 | 0 | 0 | 0 | 0 | 0 | 0 | 0 | 0 | 0 | 0 | 0 | 0 | 0 | 0 | 15.5135 | 17.4984 | 14.9519 | 16.1632 | 35.5114 | 47.023 | 64.8463 | 88.3805 | 116.7186 | 149.525 | 185.4763 | 224.9371 | 267.161 | 311.6452 | 358.1025 | 406.5289 | 456.7156 | 506.0422 | 553.9739 | 599.9525 | 643.2796 | 680.8389 | 713.4252 | 740.8727 | 767.7695 | 785.7881
Northwest | Transportation | Off Peak | December | Electric Vehicle | MW | 0 | 0 | 0 | 0 | 0 | 0 | 0 | 0 | 0 | 0 | 0 | 0 | 0 | 0 | 0 | 0 | 0 | 0 | 0 | 0 | 0 | 0 | 0 | 0 | 17.5577 | 17.4628 | 16.9588 | 18.3302 | 40.3374 | 53.4272 | 73.6994 | 100.4692 | 132.7051 | 170.0251 | 210.9293 | 255.827 | 303.8689 | 354.4831 | 407.3426 | 462.4431 | 519.5472 | 575.6733 | 630.2123 | 682.5297 | 731.8306 | 774.5528 | 811.6329 | 842.8661 | 873.4727 | 893.978
Note on AK2863: Massoud Jourabchi: Alcoa Nov 2015 idling of two smelting operations in the region.

## Res. Misc. enduses
[58 empty] | 2036 | 2037 | 2038 | 2039 | 2040 | 2041 | 2042
[58 empty] | 149.282 | 150.445 | 151.618 | 152.805 | 154.005 | 155.21 | 156.414
In this tab, we are presenting estimated historic and future count of major misc. (plug loads). The unit consumption values and market penetration rates were derived from various national and regional (NEEA) studies. | [57 empty] | 106.705 | 107.471 | 108.242 | 109.02 | 109.805 | 110.592 | 111.378
[58 empty] | 43.369 | 43.849 | 44.329 | 44.809 | 45.289 | 45.769 | 46.249
|  | National Stock (milllions) | 1985 | 1986 | 1987 | 1988 | 1989 | 1990 | 1991 | 1992 | 1993 | 1994 | 1995 | 1996 | 1997 | 1998 | 1999 | 2000 | 2001 | 2002 | 2003 | 2004 | 2005 | 2006 | 2007 | 2008 | 2009 | 2010 | 2011 | 2012 | 2013 | 2014 | 2015 | 2016 | 2017 | 2018 | 2019 | 2020 | 2021 | 2022 | 2023 | 2024 | 2025 | 2026 | 2027 | 2028 | 2029 | 2030 | 2031 | 2032 | 2033 | 2034 | 2035
|  | Total | 87.415 | 88.841 | 90.096 | 91.764 | 93.024 | 93.77 | 95.045 | 96.34 | 96.6 | 98.525 | 100.104 | 101.187 | 101.4 | 104.396 | 105.712 | 107.037 | 107 | 110.04 | 110.594 | 110.981 | 111.1 | 111.99 | 112.365 | 112.956 | 113.6 | 117.918 | 118.99 | 120.151 | 121.572 | 123.016 | 124.504 | 125.938 | 127.168 | 128.378 | 129.562 | 130.727 | 131.901 | 133.076 | 134.214 | 135.346 | 136.494 | 137.654 | 138.811 | 139.981 | 141.154 | 142.32 | 143.481 | 144.637 | 145.799 | 146.961 | 148.119
Stock | Single Family | National Stock (milllions) | 67.6878 | 68.792 | 69.7638 | 71.0554 | 72.031 | 72.6087 | 73.5959 | 74.5987 | 74.8 | 77.0516 | 78.2865 | 79.1334 | 79.3 | 81.1752 | 82.1985 | 83.2288 | 83.2 | 86.6652 | 87.1015 | 87.4063 | 87.5 | 86.2599 | 86.5487 | 87.004 | 87.5 | 90.8259 | 91.6516 | 92.5459 | 93.6404 | 94.7526 | 95.8988 | 97.0033 | 97.9507 | 98.8827 | 99.7947 | 100.692 | 101.5963 | 102.5013 | 103.3779 | 104.2498 | 105.134 | 106.0275 | 106.9187 | 107.8199 | 108.7234 | 109.6215 | 110.5157 | 111.4061 | 112.3012 | 113.1962 | 114.0881
Stock | Multi-family | National Stock (milllions) | 11.3514 | 11.5365 | 11.6995 | 11.9161 | 12.0797 | 12.1766 | 12.3422 | 12.5103 | 16.2 | 15.352 | 15.5981 | 15.7668 | 15.8 | 16.5863 | 16.7954 | 17.0059 | 17 | 16.5407 | 16.6239 | 16.6821 | 16.7 | 18.8293 | 18.8924 | 18.9917 | 19.1 | 19.826 | 20.0062 | 20.2014 | 20.4404 | 20.6831 | 20.9333 | 21.1744 | 21.3812 | 21.5847 | 21.7838 | 21.9796 | 22.177 | 22.3746 | 22.5659 | 22.7562 | 22.9493 | 23.1443 | 23.3388 | 23.5355 | 23.7328 | 23.9288 | 24.124 | 24.3184 | 24.5137 | 24.7091 | 24.9038
Stock | Other Family | National Stock (milllions) | 5.0675 | 5.1502 | 5.223 | 5.3197 | 5.3927 | 5.4359 | 5.5099 | 5.5849 | 5.6 | 6.1214 | 6.2195 | 6.2868 | 6.3 | 6.6345 | 6.7181 | 6.8024 | 6.8 | 6.8342 | 6.8686 | 6.8926 | 6.9 | 6.8022 | 6.825 | 6.8609 | 6.9 | 7.1623 | 7.2274 | 7.2979 | 7.3842 | 7.4719 | 7.5623 | 7.6494 | 7.7241 | 7.7976 | 7.8695 | 7.9403 | 8.0116 | 8.083 | 8.1521 | 8.2208 | 8.2906 | 8.361 | 8.4313 | 8.5024 | 8.5736 | 8.6444 | 8.715 | 8.7852 | 8.8557 | 8.9263 | 8.9967
| Housing type | Housing type | 1985 | 1986 | 1987 | 1988 | 1989 | 1990 | 1991 | 1992 | 1993 | 1994 | 1995 | 1996 | 1997 | 1998 | 1999 | 2000 | 2001 | 2002 | 2003 | 2004 | 2005 | 2006 | 2007 | 2008 | 2009 | 2010 | 2011 | 2012 | 2013 | 2014 | 2015 | 2016 | 2017 | 2018 | 2019 | 2020 | 2021 | 2022 | 2023 | 2024 | 2025 | 2026 | 2027 | 2028 | 2029 | 2030 | 2031 | 2032 | 2033 | 2034 | 2035 |  | Average Ice per house | RBSA M Consumper electronics average usage per SF home.
Stock | Single Family | Idaho | 302348 | 305216 | 307908 | 310721 | 314257 | 319011 | 324814 | 333267 | 342789 | 352909 | 361693 | 371231 | 380338 | 390913 | 401457 | 411088 | 420529 | 431260 | 444237 | 459333 | 478106 | 493551 | 503243 | 509268 | 513605 | 517304 | 520550 | 526106 | 532499 | 540948 | 551326 | 561910 | 572280 | 582326 | 592400 | 602331 | 611997 | 621621 | 631353 | 641316 | 651607 | 662036 | 672614 | 683242 | 694042 | 704866 | 715643 | 726184 | 736848 | 747648 | 758695 | ID SF | 1877.7 | 1877.7 | 1
Stock | Single Family | Montana | 251374.8 | 252347.2 | 253172.7 | 253903.3 | 254600.1 | 255525.7 | 256875.1 | 259329.5 | 261930.8 | 264837.6 | 267220.5 | 269291.4 | 271254.4 | 273240.8 | 275337.7 | 277357.9 | 279604.3 | 282299.2 | 285437.4 | 289905.5 | 294295.6 | 298642.8 | 302505.1 | 305123.3 | 306955 | 308624.2 | 310146.5 | 312316.2 | 314561.3 | 317191.2 | 320533.5 | 323965.5 | 327289.6 | 330465.5 | 333425.6 | 336275.2 | 339024.7 | 341710.5 | 344371.6 | 347023.6 | 349656.1 | 352243.1 | 354818.4 | 357363.8 | 359926.1 | 362463.7 | 364977.9 | 367424.5 | 369872.4 | 372328.1 | 374816.3 | MT SF | 2008.6878 | 1877.7 | 0.93479
Stock | Single Family | Oregon | 854033 | 861001 | 869206 | 878506 | 889920 | 903520 | 915926 | 930833 | 947598 | 965096 | 981491 | 999499 | 1016434 | 1033952 | 1050639 | 1066115 | 1082078 | 1099496 | 1118177 | 1138732 | 1162084 | 1182467 | 1197864 | 1206028 | 1211354 | 1216656 | 1221687 | 1228474 | 1237399 | 1250401 | 1267778 | 1285643 | 1302798 | 1319419 | 1335736 | 1351665 | 1366909 | 1381780 | 1396560 | 1411522 | 1426949 | 1442411 | 1457640 | 1472337 | 1487011 | 1501809 | 1516454 | 1530484 | 1544482 | 1558685 | 1573252 | OR SF | 2009.6345 | 1877.7 | 0.93435
Stock | Single Family | Washington | 1345186 | 1364410 | 1385291 | 1407321 | 1434014 | 1463548 | 1488804 | 1521629 | 1555220 | 1589583 | 1617913 | 1646571 | 1675417 | 1705131 | 1733232 | 1758581 | 1784635 | 1814734 | 1848975 | 1885300 | 1925545 | 1962528 | 1992903 | 2011724 | 2025118 | 2039993 | 2053776 | 2070757 | 2093516 | 2121849 | 2155122 | 2189394 | 2221313 | 2250985 | 2279213 | 2305906 | 2330776 | 2354475 | 2377742 | 2400600 | 2423118 | 2445333 | 2467100 | 2488415 | 2509807 | 2531179 | 2552234 | 2572367 | 2592409 | 2612610 | 2633143 | WA SF | 2004.9141 | 1877.7 | 0.93655
Stock | Multi Family | Idaho | 35255 | 36149 | 36703 | 37054 | 37941 | 38924 | 39731 | 41179 | 43211 | 45816 | 47679 | 49270 | 50454 | 51553 | 52917 | 53962 | 55505 | 57262 | 59119 | 60865 | 62452 | 64079 | 65592 | 66275 | 66739 | 67092 | 67749 | 68551 | 70094 | 72176 | 74455 | 76811 | 79214 | 81727 | 84171 | 86353 | 88422 | 90446 | 92452 | 94447 | 96451 | 98499 | 100533 | 102583 | 104660 | 106755 | 108864 | 110987 | 113126 | 115288 | 117496 |  | 1006.1618
Stock | Multi Family | Montana | 35797 | 36298 | 36455 | 36719 | 36839 | 37135 | 37612 | 37896 | 38408 | 39210 | 40158 | 41323 | 42174 | 42982 | 43730 | 44458 | 45137 | 46252 | 47235 | 48211 | 49212 | 50053 | 50812 | 51207 | 51398 | 51829 | 52496 | 53498 | 55000 | 56898 | 58816 | 60700 | 62476 | 64166 | 65794 | 67347 | 68868 | 70401 | 71968 | 73536 | 75110 | 76710 | 78248 | 79768 | 81306 | 82876 | 84483 | 86093 | 87730 | 89370 | 91028 |  | 1317.5828
Stock | Multi Family | Oregon | 174996 | 178450 | 182220 | 186375 | 196507 | 205268 | 209074 | 212865 | 216876 | 223426 | 232183 | 242780 | 252041 | 259997 | 265735 | 269235 | 273273 | 277179 | 282246 | 287415 | 292186 | 297879 | 302010 | 305256 | 306743 | 307925 | 310533 | 314047 | 319037 | 325725 | 332793 | 339343 | 345807 | 352875 | 360828 | 369277 | 378294 | 387065 | 395202 | 403021 | 410716 | 418466 | 425978 | 433205 | 440034 | 446558 | 452899 | 459032 | 464954 | 470532 | 476026 |  | 1066.8412
Stock | Multi Family | Washington | 331721 | 347559 | 363947 | 384068 | 404035 | 422576 | 431354 | 439910 | 448259 | 458448 | 469022 | 481006 | 492888 | 506491 | 519344 | 530691 | 541385 | 549364 | 557270 | 566088 | 575672 | 586217 | 597840 | 607145 | 610707 | 614925 | 621375 | 630639 | 642707 | 656818 | 672045 | 686956 | 701934 | 717186 | 732115 | 746036 | 759112 | 771928 | 784764 | 798016 | 811763 | 826318 | 840949 | 855794 | 870968 | 886322 | 901836 | 917113 | 932229 | 947222 | 962310 |  | 1001.1915
Stock | Other Family | Idaho | 48299 | 49137 | 49742 | 50314 | 51017 | 51837 | 52926 | 54622 | 57401 | 61113 | 64280 | 66915 | 69549 | 72529 | 74872 | 76189 | 77187 | 78229 | 79014 | 79779 | 80577 | 81426 | 82147 | 82673 | 82946 | 83229 | 83493 | 83710 | 83978.85 | 84284.1583 | 84552.6847 | 84820.4655 | 85085.7098 | 85351.1614 | 85624.6883 | 85898.9947 | 86168.1341 | 86437.3756 | 86706.8606 | 86977.0524 | 87248.0343 | 87518.5919 | 87788.5248 | 88058.59 | 88328.7923 | 88599.1143 | 88869.4579 | 89139.6952 | 89409.8791 | 89680.1048 | 89950.3573 |  | 1798.239
Stock | Other Family | Montana | 45243 | 45910 | 46424 | 46865 | 47345 | 47850 | 48503 | 49524 | 50977 | 52848 | 54620 | 56369 | 58050 | 59969 | 61705 | 62900 | 63822 | 64794 | 65621 | 66318 | 66959 | 67570 | 68163 | 68600 | 68890 | 69215 | 69576 | 70044 | 70352.75 | 70717.7083 | 71070.6597 | 71434.103 | 71803.9535 | 72175.2791 | 72530.4923 | 72893.4493 | 73256.0728 | 73620.3083 | 73984.6759 | 74348.1296 | 74710.2714 | 75073.5679 | 75436.921 | 75800.3957 | 76163.7436 | 76526.9215 | 76890.0535 | 77253.3505 | 77616.6476 | 77979.9354 | 78343.192 |  | 1946.7247
Stock | Other Family | Oregon | 102267 | 104564 | 107474 | 111326 | 115713 | 120618 | 125338 | 130441 | 136895 | 144492 | 151942 | 158426 | 164993 | 171216 | 176418 | 179617 | 182009 | 184526 | 186941 | 189433 | 191928 | 194158 | 195930 | 197208 | 197925 | 198572 | 199017 | 199490 | 200378.6667 | 201120.1111 | 201772.1296 | 202413.3179 | 203053.5376 | 203726.2938 | 204432.3428 | 205107.9555 | 205772.5962 | 206439.3406 | 207110.3444 | 207786.4789 | 208463.1764 | 209134.982 | 209806.1531 | 210478.4126 | 211151.5912 | 211825.1324 | 212498.2413 | 213170.7521 | 213843.3804 | 214516.2516 | 215189.2248 |  | 1943.3501
Stock | Other Family | Washington | 133244 | 137794 | 141667 | 145851 | 150248 | 155893 | 161246 | 167210 | 174059 | 181391 | 188643 | 194900 | 201319 | 208193 | 213532 | 217385 | 220356 | 223289 | 226157 | 228862 | 231585 | 234238 | 236301 | 237922 | 238781 | 239462 | 240025 | 240585 | 241642.8333 | 242533.1389 | 243301.662 | 244055.1057 | 244820.6233 | 245619.8939 | 246459.0429 | 247261.7445 | 248049.8454 | 248841.2093 | 249638.8932 | 250441.9382 | 251245.6122 | 252043.3738 | 252840.312 | 253638.7231 | 254438.3087 | 255238.2113 | 256037.5902 | 256836.2532 | 257635.0664 | 258434.1922 | 259233.437 |  | 1545.1096
| National Average | Stock Saturation | 2011: 2.9834; 2012: 2.9685; 2013: 2.9535; 2014: 2.9386; 2015: 2.9236; 2016: 2.9325; 2017: 2.9414; 2018: 2.9503; 2019: 2.9591; 2020: 2.968; 2021: 2.9832; 2022: 2.9984; 2023: 3.0135; 2024: 3.0287; 2025: 3.0439; 2026: 3.059; 2027: 3.0742; 2028: 3.0894; 2029: 3.1046; 2030: 3.1197; 2031: 3.1338; 2032: 3.1478; 2033: 3.1619; 2034: 3.1759; 2035: 3.19 | 0.0027932
| Regional average | Stock Saturation | 1986: 1.3369; 1987: 1.3857; 1988: 1.4345; 1989: 1.483; 1990: 1.531; 1991: 1.5794; 1992: 1.6291; 1993: 1.6793; 1994: 1.7005; 1995: 1.7212; 1996: 1.7414; 1997: 1.7613; 1998: 1.7814; 1999: 1.8015; 2000: 1.8219; 2001: 1.8425; 2002: 1.863; 2003: 1.884; 2004: 1.9052; 2005: 1.9264; 2006: 1.948; 2007: 1.9691; 2008: 1.9898; 2009: 2.0103; 2010: 2.0313; 2011: 2.0523; 2012: 2.0728; 2013: 2.1349
Color TV | TV Set Saturation |  | 1985 | 1986 | 1987 | 1988 | 1989 | 1990 | 1991 | 1992 | 1993 | 1994 | 1995 | 1996 | 1997 | 1998 | 1999 | 2000 | 2001 | 2002 | 2003 | 2004 | 2005 | 2006 | 2007 | 2008 | 2009 | 2010 | 2011 | 2012 | 2013 | 2014 | 2015 | 2016 | 2017 | 2018 | 2019 | 2020 | 2021 | 2022 | 2023 | 2024 | 2025 | 2026 | 2027 | 2028 | 2029 | 2030 | 2031 | 2032 | 2033 | 2034 | 2035
Color TV | Single Family | Idaho | 1.4 | 1.4575 | 1.5149 | 1.5724 | 1.6298 | 1.6873 | 1.7447 | 1.8022 | 1.828 | 1.8538 | 1.8796 | 1.9054 | 1.9312 | 1.9571 | 1.9829 | 2.0087 | 2.0345 | 2.0603 | 2.0861 | 2.1119 | 2.1377 | 2.1635 | 2.1893 | 2.2151 | 2.241 | 2.2668 | 2.2926 | 2.37 | 2.3766 | 2.3833 | 2.3899 | 2.3966 | 2.4033 | 2.41 | 2.4167 | 2.4235 | 2.4302 | 2.437 | 2.4438 | 2.4507 | 2.4575 | 2.4644 | 2.4713 | 2.4782 | 2.4851 | 2.492 | 2.499 | 2.506 | 2.513 | 2.52 | 2.527
Color TV | Single Family | Montana | 1.4 | 1.4519 | 1.5038 | 1.5556 | 1.6075 | 1.6594 | 1.7113 | 1.7632 | 1.7726 | 1.782 | 1.7914 | 1.8008 | 1.8102 | 1.8196 | 1.829 | 1.8384 | 1.8478 | 1.8572 | 1.8666 | 1.876 | 1.8854 | 1.8948 | 1.9042 | 1.9136 | 1.923 | 1.9324 | 1.9418 | 1.97 | 1.9755 | 1.981 | 1.9866 | 1.9921 | 1.9977 | 2.0032 | 2.0088 | 2.0145 | 2.0201 | 2.0257 | 2.0314 | 2.0371 | 2.0427 | 2.0485 | 2.0542 | 2.0599 | 2.0657 | 2.0714 | 2.0772 | 2.083 | 2.0888 | 2.0947 | 2.1005
Color TV | Single Family | Oregon | 1.4 | 1.4403 | 1.4806 | 1.5209 | 1.5612 | 1.6015 | 1.6418 | 1.6821 | 1.7102 | 1.7383 | 1.7664 | 1.7945 | 1.8225 | 1.8506 | 1.8787 | 1.9068 | 1.9349 | 1.963 | 1.9911 | 2.0191 | 2.0472 | 2.0753 | 2.1034 | 2.1315 | 2.1596 | 2.1877 | 2.2157 | 2.3 | 2.3064 | 2.3129 | 2.3193 | 2.3258 | 2.3323 | 2.3388 | 2.3453 | 2.3519 | 2.3585 | 2.3651 | 2.3717 | 2.3783 | 2.3849 | 2.3916 | 2.3983 | 2.405 | 2.4117 | 2.4184 | 2.4252 | 2.432 | 2.4387 | 2.4456 | 2.4524
Color TV | Single Family | Washington | 1.4 | 1.4604 | 1.5207 | 1.5811 | 1.6414 | 1.7018 | 1.7621 | 1.8225 | 1.8464 | 1.8704 | 1.8944 | 1.9184 | 1.9424 | 1.9663 | 1.9903 | 2.0143 | 2.0383 | 2.0623 | 2.0862 | 2.1102 | 2.1342 | 2.1582 | 2.1821 | 2.2061 | 2.2301 | 2.2541 | 2.2781 | 2.35 | 2.3566 | 2.3631 | 2.3697 | 2.3764 | 2.383 | 2.3897 | 2.3963 | 2.403 | 2.4097 | 2.4165 | 2.4232 | 2.43 | 2.4368 | 2.4436 | 2.4504 | 2.4573 | 2.4641 | 2.471 | 2.4779 | 2.4848 | 2.4918 | 2.4987 | 2.5057
Color TV | Multi Family | Idaho | 1 | 1.0374 | 1.0747 | 1.1121 | 1.1495 | 1.1868 | 1.2242 | 1.2615 | 1.2728 | 1.2841 | 1.2954 | 1.3067 | 1.318 | 1.3293 | 1.3406 | 1.3519 | 1.3632 | 1.3745 | 1.3858 | 1.3971 | 1.4084 | 1.4197 | 1.4309 | 1.4422 | 1.4535 | 1.4648 | 1.4761 | 1.51 | 1.5142 | 1.5184 | 1.5227 | 1.5269 | 1.5312 | 1.5355 | 1.5398 | 1.5441 | 1.5484 | 1.5527 | 1.557 | 1.5614 | 1.5658 | 1.5701 | 1.5745 | 1.5789 | 1.5833 | 1.5877 | 1.5922 | 1.5966 | 1.6011 | 1.6056 | 1.61
Color TV | Multi Family | Montana | 1 | 1.0335 | 1.0669 | 1.1004 | 1.1338 | 1.1673 | 1.2008 | 1.2342 | 1.2468 | 1.2593 | 1.2718 | 1.2844 | 1.2969 | 1.3094 | 1.322 | 1.3345 | 1.347 | 1.3596 | 1.3721 | 1.3846 | 1.3972 | 1.4097 | 1.4223 | 1.4348 | 1.4473 | 1.4599 | 1.4724 | 1.51 | 1.5142 | 1.5184 | 1.5227 | 1.5269 | 1.5312 | 1.5355 | 1.5398 | 1.5441 | 1.5484 | 1.5527 | 1.557 | 1.5614 | 1.5658 | 1.5701 | 1.5745 | 1.5789 | 1.5833 | 1.5877 | 1.5922 | 1.5966 | 1.6011 | 1.6056 | 1.61
Color TV | Multi Family | Oregon | 1 | 1.0254 | 1.0507 | 1.0761 | 1.1014 | 1.1268 | 1.1521 | 1.1775 | 1.1926 | 1.2077 | 1.2228 | 1.2379 | 1.253 | 1.2682 | 1.2833 | 1.2984 | 1.3135 | 1.3286 | 1.3437 | 1.3589 | 1.374 | 1.3891 | 1.4042 | 1.4193 | 1.4344 | 1.4495 | 1.4647 | 1.51 | 1.5142 | 1.5184 | 1.5227 | 1.5269 | 1.5312 | 1.5355 | 1.5398 | 1.5441 | 1.5484 | 1.5527 | 1.557 | 1.5614 | 1.5658 | 1.5701 | 1.5745 | 1.5789 | 1.5833 | 1.5877 | 1.5922 | 1.5966 | 1.6011 | 1.6056 | 1.61
Color TV | Multi Family | Washington | 1 | 1.0394 | 1.0788 | 1.1182 | 1.1576 | 1.1969 | 1.2363 | 1.2757 | 1.2864 | 1.297 | 1.3077 | 1.3183 | 1.329 | 1.3396 | 1.3503 | 1.3609 | 1.3716 | 1.3822 | 1.3929 | 1.4035 | 1.4142 | 1.4248 | 1.4355 | 1.4461 | 1.4568 | 1.4674 | 1.4781 | 1.51 | 1.5142 | 1.5184 | 1.5227 | 1.5269 | 1.5312 | 1.5355 | 1.5398 | 1.5441 | 1.5484 | 1.5527 | 1.557 | 1.5614 | 1.5658 | 1.5701 | 1.5745 | 1.5789 | 1.5833 | 1.5877 | 1.5922 | 1.5966 | 1.6011 | 1.6056 | 1.61
Color TV | Other Family | Idaho | 1.4 | 1.4575 | 1.5149 | 1.5724 | 1.6298 | 1.6873 | 1.7447 | 1.8022 | 1.8203 | 1.8384 | 1.8564 | 1.8745 | 1.8926 | 1.9107 | 1.9288 | 1.9469 | 1.9649 | 1.983 | 2.0011 | 2.0192 | 2.0373 | 2.0553 | 2.0734 | 2.0915 | 2.1096 | 2.1277 | 2.1458 | 2.2 | 2.2061 | 2.2123 | 2.2185 | 2.2247 | 2.2309 | 2.2371 | 2.2434 | 2.2496 | 2.2559 | 2.2622 | 2.2685 | 2.2749 | 2.2812 | 2.2876 | 2.294 | 2.3004 | 2.3068 | 2.3133 | 2.3197 | 2.3262 | 2.3327 | 2.3392 | 2.3458
Color TV | Other Family | Montana | 1.4 | 1.4519 | 1.5038 | 1.5556 | 1.6075 | 1.6594 | 1.7113 | 1.7632 | 1.768 | 1.7729 | 1.7777 | 1.7826 | 1.7875 | 1.7923 | 1.7972 | 1.802 | 1.8069 | 1.8117 | 1.8166 | 1.8214 | 1.8263 | 1.8312 | 1.836 | 1.8409 | 1.8457 | 1.8506 | 1.8554 | 1.87 | 1.8752 | 1.8805 | 1.8857 | 1.891 | 1.8963 | 1.9016 | 1.9069 | 1.9122 | 1.9175 | 1.9229 | 1.9283 | 1.9337 | 1.9391 | 1.9445 | 1.9499 | 1.9553 | 1.9608 | 1.9663 | 1.9718 | 1.9773 | 1.9828 | 1.9883 | 1.9939
Color TV | Other Family | Oregon | 1.4 | 1.4403 | 1.4806 | 1.5209 | 1.5612 | 1.6015 | 1.6418 | 1.6821 | 1.7002 | 1.7183 | 1.7364 | 1.7545 | 1.7725 | 1.7906 | 1.8087 | 1.8268 | 1.8449 | 1.863 | 1.8811 | 1.8991 | 1.9172 | 1.9353 | 1.9534 | 1.9715 | 1.9896 | 2.0077 | 2.0257 | 2.08 | 2.0858 | 2.0916 | 2.0975 | 2.1033 | 2.1092 | 2.1151 | 2.121 | 2.1269 | 2.1329 | 2.1388 | 2.1448 | 2.1508 | 2.1568 | 2.1628 | 2.1689 | 2.1749 | 2.181 | 2.1871 | 2.1932 | 2.1993 | 2.2055 | 2.2116 | 2.2178
Color TV | Other Family | Washington | 1.4 | 1.4604 | 1.5207 | 1.5811 | 1.6414 | 1.7018 | 1.7621 | 1.8225 | 1.831 | 1.8395 | 1.848 | 1.8566 | 1.8651 | 1.8736 | 1.8821 | 1.8907 | 1.8992 | 1.9077 | 1.9162 | 1.9248 | 1.9333 | 1.9418 | 1.9503 | 1.9589 | 1.9674 | 1.9759 | 1.9844 | 2.01 | 2.0156 | 2.0212 | 2.0269 | 2.0326 | 2.0382 | 2.0439 | 2.0496 | 2.0554 | 2.0611 | 2.0669 | 2.0726 | 2.0784 | 2.0842 | 2.09 | 2.0959 | 2.1017 | 2.1076 | 2.1135 | 2.1194 | 2.1253 | 2.1313 | 2.1372 | 2.1432
Color TV
Color TV | Percent CRT |  | 1 | 1 | 1 | 1 | 1 | 0.95 | 0.95 | 0.95 | 0.95 | 0.95 | 0.98 | 0.98 | 0.98 | 0.98 | 0.98 | 0.89 | 0.89 | 0.89 | 0.89 | 0.89 | 0.18 | 0.18 | 0.18 | 0.18 | 0.18 | 0.045 | 0.045 | 0.045 | 0.04 | 0.03 | 0.02 | 0 | 0 | 0 | 0 | 0 | 0 | 0 | 0 | 0 | 0 | 0 | 0 | 0 | 0 | 0 | 0 | 0 | 0 | 0 | 0
Life | 8 | Marginal EUI | 141 | 141 | 141 | 141 | 141 | 141 | 141 | 141 | 141 | 141 | 141 | 129 | 117 | 150 | 151 | 152 | 153 | 154 | 155 | 156 | 181.6667 | 207.3333 | 233 | 210.5 | 188 | 183 | 165.4 | 147.8 | 130.2 | 112.6 | 95 | 92.6 | 90.2 | 87.8 | 85.4 | 83 | 81.6 | 80.2 | 78.8 | 77.4 | 76 | 74.6 | 73.2 | 71.8 | 70.4 | 69 | 68.2 | 67.4 | 66.6 | 65.8 | 65
Color TV | National Average | Stock EUI | 141 | 141 | 141 | 141 | 141 | 141 | 141 | 141 | 141 | 141 | 141 | 139.5 | 136.6875 | 138.1875 | 139.2969 | 140.5156 | 141.8438 | 143.2812 | 144.8281 | 146.4844 | 152.6458 | 162.9271 | 172.4062 | 178.5625 | 182.1484 | 185.3516 | 186.3234 | 185.2609 | 182.1641 | 174.3349 | 161.7734 | 146.3797 | 133.1844 | 122.1875 | 111.475 | 102.425 | 95.1625 | 89.6719 | 85.9531 | 84.0062 | 82.1688 | 80.4406 | 78.8219 | 77.3125 | 75.9125 | 74.5125 | 73.1875 | 71.9281 | 70.7344 | 69.6062 | 68.5437
Color TV | TV EUI | Area | 1985 | 1986 | 1987 | 1988 | 1989 | 1990 | 1991 | 1992 | 1993 | 1994 | 1995 | 1996 | 1997 | 1998 | 1999 | 2000 | 2001 | 2002 | 2003 | 2004 | 2005 | 2006 | 2007 | 2008 | 2009 | 2010 | 2011 | 2012 | 2013 | 2014 | 2015 | 2016 | 2017 | 2018 | 2019 | 2020 | 2021 | 2022 | 2023 | 2024 | 2025 | 2026 | 2027 | 2028 | 2029 | 2030 | 2031 | 2032 | 2033 | 2034 | 2035
Color TV | Single Family | Idaho | 159.9808 | 159.9808 | 159.9808 | 159.9808 | 159.9808 | 159.9808 | 159.9808 | 159.9808 | 159.9808 | 159.9808 | 159.9808 | 158.2789 | 155.0878 | 156.7897 | 158.0484 | 159.4313 | 160.9382 | 162.5692 | 164.3243 | 166.2035 | 173.1944 | 184.8597 | 195.6149 | 202.5998 | 206.6685 | 210.3028 | 211.4055 | 210.2 | 206.6862 | 197.8031 | 183.5507 | 166.0847 | 151.1131 | 138.6359 | 126.4813 | 116.213 | 107.9729 | 101.7431 | 97.5238 | 95.3148 | 93.23 | 91.2692 | 89.4326 | 87.72 | 86.1315 | 84.5431 | 83.0397 | 81.6108 | 80.2563 | 78.9764 | 77.7708
Color TV | Single Family | Montana | 143.9828 | 143.9828 | 143.9828 | 143.9828 | 143.9828 | 143.9828 | 143.9828 | 143.9828 | 143.9828 | 143.9828 | 143.9828 | 142.451 | 139.579 | 141.1108 | 142.2436 | 143.4881 | 144.8444 | 146.3123 | 147.8919 | 149.5831 | 155.8749 | 166.3737 | 176.0534 | 182.3399 | 186.0017 | 189.2725 | 190.265 | 189.18 | 140.8499 | 134.7964 | 125.0838 | 113.1813 | 102.9787 | 94.4758 | 86.1929 | 79.1954 | 73.58 | 69.3346 | 66.4593 | 64.954 | 63.5332 | 62.197 | 60.9454 | 59.7783 | 58.6958 | 57.6133 | 56.5889 | 55.6151 | 54.6921 | 53.8198 | 52.9983
Color TV | Single Family | Oregon | 153.4102 | 153.4102 | 153.4102 | 153.4102 | 153.4102 | 153.4102 | 153.4102 | 153.4102 | 153.4102 | 153.4102 | 153.4102 | 151.7782 | 148.7181 | 150.3502 | 151.5572 | 152.8832 | 154.3282 | 155.8922 | 157.5753 | 159.3773 | 166.081 | 177.2672 | 187.5807 | 194.2788 | 198.1803 | 201.6654 | 202.7228 | 201.5668 | 150.0723 | 143.6224 | 133.2738 | 120.592 | 109.7213 | 100.6618 | 91.8365 | 84.3808 | 78.3977 | 73.8744 | 70.8108 | 69.2069 | 67.6931 | 66.2694 | 64.9358 | 63.6924 | 62.539 | 61.3856 | 60.2941 | 59.2566 | 58.2731 | 57.3437 | 56.4684
Color TV | Single Family | Washington | 154.2672 | 154.2672 | 154.2672 | 154.2672 | 154.2672 | 154.2672 | 154.2672 | 154.2672 | 154.2672 | 154.2672 | 154.2672 | 152.6261 | 149.549 | 151.1901 | 152.4039 | 153.7373 | 155.1904 | 156.7631 | 158.4556 | 160.2677 | 167.0089 | 178.2575 | 188.6286 | 195.3641 | 199.2875 | 202.792 | 203.8553 | 202.6929 | 150.9107 | 144.4247 | 134.0184 | 121.2657 | 110.3343 | 101.2241 | 92.3495 | 84.8522 | 78.8357 | 74.2871 | 71.2064 | 69.5935 | 68.0713 | 66.6396 | 65.2986 | 64.0482 | 62.8884 | 61.7286 | 60.6309 | 59.5876 | 58.5987 | 57.6641 | 56.7839
Color TV | Multi Family | Idaho | 146.2276 | 146.2276 | 146.2276 | 146.2276 | 146.2276 | 146.2276 | 146.2276 | 146.2276 | 146.2276 | 146.2276 | 146.2276 | 144.672 | 141.7552 | 143.3108 | 144.4613 | 145.7252 | 147.1026 | 148.5934 | 150.1976 | 151.9153 | 158.3052 | 168.9676 | 178.7982 | 185.1827 | 188.9016 | 192.2235 | 193.2314 | 192.1295 | 188.9178 | 180.7983 | 167.7712 | 151.8067 | 138.1222 | 126.7176 | 115.6079 | 106.2224 | 98.6906 | 92.9965 | 89.1398 | 87.1208 | 85.2151 | 83.423 | 81.7442 | 80.1789 | 78.7269 | 77.275 | 75.9009 | 74.5949 | 73.3568 | 72.1869 | 71.085
Color TV | Multi Family | Montana | 146.2276 | 146.2276 | 146.2276 | 146.2276 | 146.2276 | 146.2276 | 146.2276 | 146.2276 | 146.2276 | 146.2276 | 146.2276 | 144.672 | 141.7552 | 143.3108 | 144.4613 | 145.7252 | 147.1026 | 148.5934 | 150.1976 | 151.9153 | 158.3052 | 168.9676 | 178.7982 | 185.1827 | 188.9016 | 192.2235 | 193.2314 | 192.1295 | 188.9178 | 180.7983 | 167.7712 | 151.8067 | 138.1222 | 126.7176 | 115.6079 | 106.2224 | 98.6906 | 92.9965 | 89.1398 | 87.1208 | 85.2151 | 83.423 | 81.7442 | 80.1789 | 78.7269 | 77.275 | 75.9009 | 74.5949 | 73.3568 | 72.1869 | 71.085
Color TV | Multi Family | Oregon | 146.2276 | 146.2276 | 146.2276 | 146.2276 | 146.2276 | 146.2276 | 146.2276 | 146.2276 | 146.2276 | 146.2276 | 146.2276 | 144.672 | 141.7552 | 143.3108 | 144.4613 | 145.7252 | 147.1026 | 148.5934 | 150.1976 | 151.9153 | 158.3052 | 168.9676 | 178.7982 | 185.1827 | 188.9016 | 192.2235 | 193.2314 | 192.1295 | 188.9178 | 180.7983 | 167.7712 | 151.8067 | 138.1222 | 126.7176 | 115.6079 | 106.2224 | 98.6906 | 92.9965 | 89.1398 | 87.1208 | 85.2151 | 83.423 | 81.7442 | 80.1789 | 78.7269 | 77.275 | 75.9009 | 74.5949 | 73.3568 | 72.1869 | 71.085
Color TV | Multi Family | Washington | 146.2276 | 146.2276 | 146.2276 | 146.2276 | 146.2276 | 146.2276 | 146.2276 | 146.2276 | 146.2276 | 146.2276 | 146.2276 | 144.672 | 141.7552 | 143.3108 | 144.4613 | 145.7252 | 147.1026 | 148.5934 | 150.1976 | 151.9153 | 158.3052 | 168.9676 | 178.7982 | 185.1827 | 188.9016 | 192.2235 | 193.2314 | 192.1295 | 188.9178 | 180.7983 | 167.7712 | 151.8067 | 138.1222 | 126.7176 | 115.6079 | 106.2224 | 98.6906 | 92.9965 | 89.1398 | 87.1208 | 85.2151 | 83.423 | 81.7442 | 80.1789 | 78.7269 | 77.275 | 75.9009 | 74.5949 | 73.3568 | 72.1869 | 71.085
Color TV | Other Family | Idaho | 181.2703 | 181.2703 | 181.2703 | 181.2703 | 181.2703 | 181.2703 | 181.2703 | 181.2703 | 181.2703 | 181.2703 | 181.2703 | 179.3419 | 175.7261 | 177.6545 | 179.0807 | 180.6475 | 182.355 | 184.203 | 186.1917 | 188.321 | 196.2422 | 209.4598 | 221.6463 | 229.5608 | 234.1709 | 238.2888 | 239.5383 | 238.1723 | 234.191 | 224.1258 | 207.9767 | 188.1864 | 171.2225 | 157.0848 | 143.3128 | 131.6781 | 122.3414 | 115.2826 | 110.5017 | 107.9988 | 105.6365 | 103.4148 | 101.3338 | 99.3933 | 97.5935 | 95.7936 | 94.0902 | 92.4711 | 90.9364 | 89.4861 | 88.1202
Color TV | Other Family | Montana | 158.7737 | 158.7737 | 158.7737 | 158.7737 | 158.7737 | 158.7737 | 158.7737 | 158.7737 | 158.7737 | 158.7737 | 158.7737 | 157.0846 | 153.9176 | 155.6067 | 156.8559 | 158.2283 | 159.7238 | 161.3425 | 163.0844 | 164.9494 | 171.8876 | 183.4648 | 194.1389 | 201.0711 | 205.1091 | 208.716 | 209.8104 | 208.614 | 205.1267 | 196.3106 | 182.1657 | 164.8315 | 149.9729 | 137.5898 | 125.5269 | 115.3362 | 107.1582 | 100.9754 | 96.7879 | 94.5956 | 92.5265 | 90.5805 | 88.7577 | 87.0581 | 85.4816 | 83.9052 | 82.4131 | 80.995 | 79.6508 | 78.3804 | 77.184
Color TV | Other Family | Oregon | 138.224 | 138.224 | 138.224 | 138.224 | 138.224 | 138.224 | 138.224 | 138.224 | 138.224 | 138.224 | 138.224 | 136.7535 | 133.9964 | 135.4669 | 136.5544 | 137.7491 | 139.0511 | 140.4603 | 141.9767 | 143.6004 | 149.6405 | 159.7194 | 169.0119 | 175.047 | 178.5623 | 181.7023 | 182.6551 | 181.6135 | 178.5776 | 170.9026 | 158.5884 | 143.4978 | 130.5622 | 119.7819 | 109.2803 | 100.4085 | 93.2889 | 87.9064 | 84.2609 | 82.3523 | 80.551 | 78.8569 | 77.27 | 75.7904 | 74.4179 | 73.0455 | 71.7466 | 70.512 | 69.3418 | 68.2358 | 67.1943
Color TV | Other Family | Washington | 165.6957 | 165.6957 | 165.6957 | 165.6957 | 165.6957 | 165.6957 | 165.6957 | 165.6957 | 165.6957 | 165.6957 | 165.6957 | 163.933 | 160.6279 | 162.3906 | 163.6943 | 165.1265 | 166.6873 | 168.3765 | 170.1943 | 172.1407 | 179.3813 | 191.4633 | 202.6027 | 209.8372 | 214.0512 | 217.8153 | 218.9574 | 217.7088 | 214.0696 | 204.8691 | 190.1076 | 172.0177 | 156.5112 | 143.5883 | 130.9995 | 120.3644 | 111.8299 | 105.3776 | 101.0076 | 98.7197 | 96.5604 | 94.5296 | 92.6273 | 90.8536 | 89.2083 | 87.5631 | 86.0061 | 84.5261 | 83.1233 | 81.7976 | 80.549
Color TV
Color TV | TV XDMD | GWh | 1985 | 1986 | 1987 | 1988 | 1989 | 1990 | 1991 | 1992 | 1993 | 1994 | 1995 | 1996 | 1997 | 1998 | 1999 | 2000 | 2001 | 2002 | 2003 | 2004 | 2005 | 2006 | 2007 | 2008 | 2009 | 2010 | 2011 | 2012 | 2013 | 2014 | 2015 | 2016 | 2017 | 2018 | 2019 | 2020 | 2021 | 2022 | 2023 | 2024 | 2025 | 2026 | 2027 | 2028 | 2029 | 2030 | 2031 | 2032 | 2033 | 2034 | 2035
Color TV | Single Family | Idaho | 67.7178 | 71.1658 | 74.6238 | 78.1617 | 81.9399 | 86.1119 | 90.664 | 96.0869 | 100.2476 | 104.6643 | 108.7628 | 111.9599 | 113.9162 | 119.9503 | 125.8122 | 131.6491 | 137.6922 | 144.4463 | 152.2832 | 161.2291 | 177.0145 | 197.3953 | 215.5224 | 228.5535 | 237.8684 | 246.6024 | 252.2911 | 262.0923 | 261.5713 | 255.0115 | 241.8505 | 223.661 | 207.8337 | 194.5622 | 181.0795 | 169.6405 | 160.5886 | 154.132 | 150.4722 | 149.8019 | 149.2924 | 148.9065 | 148.6554 | 148.5264 | 148.5558 | 148.5039 | 148.507 | 148.515 | 148.6088 | 148.7966 | 149.1056
Color TV | Single Family | Montana | 50.6711 | 52.7522 | 54.816 | 56.8709 | 58.9289 | 61.052 | 63.2933 | 65.8353 | 66.8502 | 67.9506 | 68.9237 | 69.0795 | 68.5361 | 70.1581 | 71.6323 | 73.1633 | 74.8337 | 76.709 | 78.796 | 81.3523 | 86.4891 | 94.1452 | 101.4117 | 106.465 | 109.7917 | 112.8792 | 114.5855 | 116.3954 | 87.5265 | 84.701 | 79.648 | 73.0441 | 67.3291 | 62.5434 | 57.732 | 53.6478 | 50.3918 | 47.9942 | 46.4916 | 45.9164 | 45.3791 | 44.8784 | 44.4205 | 44.0051 | 43.6396 | 43.2572 | 42.9022 | 42.5652 | 42.2553 | 41.9744 | 41.7261
Color TV | Single Family | Oregon | 183.4243 | 190.2441 | 197.4309 | 204.9748 | 213.1399 | 221.9832 | 230.694 | 240.2036 | 248.6127 | 257.3618 | 265.9628 | 272.222 | 275.4986 | 287.6883 | 299.1504 | 310.7905 | 323.1158 | 336.4582 | 350.8177 | 366.4496 | 395.1148 | 435.0115 | 472.6253 | 499.4186 | 518.4404 | 536.7575 | 548.7591 | 569.525 | 428.3013 | 415.3574 | 391.8773 | 360.5888 | 333.3902 | 310.63 | 287.7023 | 268.245 | 252.7397 | 241.4207 | 234.5374 | 232.3279 | 230.3714 | 228.6069 | 227.0039 | 225.5301 | 224.2779 | 222.9535 | 221.742 | 220.5569 | 219.4916 | 218.5861 | 217.868
Color TV | Single Family | Washington | 290.5254 | 307.3805 | 324.9824 | 343.2533 | 363.1152 | 384.2199 | 404.7117 | 427.8018 | 442.9988 | 458.667 | 472.8264 | 482.1085 | 486.6723 | 506.9206 | 525.7455 | 544.5847 | 564.5175 | 586.6776 | 611.2258 | 637.6064 | 686.32 | 755.0044 | 820.3104 | 867.0496 | 900.0279 | 932.5022 | 953.7643 | 986.36 | 744.5184 | 724.1802 | 684.4446 | 630.9215 | 584.0432 | 544.4935 | 504.3908 | 470.1795 | 442.786 | 422.6581 | 410.2765 | 405.9692 | 401.9335 | 398.1969 | 394.7565 | 391.6334 | 388.9306 | 386.0841 | 383.4411 | 380.8767 | 378.5281 | 376.4422 | 374.6529
Color TV | Multi Family | Idaho | 5.1553 | 5.4835 | 5.768 | 6.0257 | 6.3772 | 6.7551 | 7.1122 | 7.5964 | 8.0426 | 8.6031 | 9.0317 | 9.3143 | 9.4266 | 9.821 | 10.2481 | 10.6308 | 11.1303 | 11.6951 | 12.305 | 12.9177 | 13.9237 | 15.371 | 16.7817 | 17.7006 | 18.3248 | 18.8914 | 19.3242 | 19.8877 | 20.0513 | 19.8147 | 19.0205 | 17.8048 | 16.7533 | 15.9019 | 14.9833 | 14.1632 | 13.5119 | 13.0601 | 12.8319 | 12.8476 | 12.8691 | 12.9019 | 12.9394 | 12.9866 | 13.0459 | 13.0981 | 13.156 | 13.2186 | 13.2868 | 13.3619 | 13.4474
Color TV | Multi Family | Montana | 5.2345 | 5.4854 | 5.6875 | 5.9083 | 6.1079 | 6.3386 | 6.6041 | 6.8394 | 7.0022 | 7.2203 | 7.4685 | 7.6783 | 7.7534 | 8.0658 | 8.3513 | 8.6458 | 8.944 | 9.344 | 9.7346 | 10.1411 | 10.8848 | 11.9225 | 12.9213 | 13.6056 | 14.0523 | 14.5442 | 14.9358 | 15.5206 | 15.7334 | 15.6204 | 15.0253 | 14.0703 | 13.2133 | 12.485 | 11.712 | 11.0459 | 10.5238 | 10.1657 | 9.9888 | 10.0031 | 10.0217 | 10.0479 | 10.0711 | 10.0983 | 10.1348 | 10.1683 | 10.2096 | 10.2537 | 10.304 | 10.358 | 10.4182
Color TV | Multi Family | Oregon | 25.5892 | 26.7559 | 27.9967 | 29.3261 | 31.6488 | 33.8209 | 35.2231 | 36.6509 | 37.8209 | 39.4569 | 41.5166 | 43.4805 | 44.7691 | 47.2522 | 49.263 | 50.9416 | 52.8019 | 54.7219 | 56.9646 | 59.3312 | 63.5522 | 69.9151 | 75.825 | 80.231 | 83.1167 | 85.7989 | 87.8862 | 91.1099 | 91.2646 | 89.4222 | 85.0164 | 78.6597 | 73.136 | 68.6599 | 64.231 | 60.567 | 57.8076 | 55.8909 | 54.8521 | 54.823 | 54.8004 | 54.8128 | 54.8267 | 54.8419 | 54.8504 | 54.7897 | 54.732 | 54.6709 | 54.6093 | 54.5349 | 54.4813
Color TV | Multi Family | Washington | 48.5068 | 52.8246 | 57.4117 | 62.7979 | 68.3898 | 73.9622 | 77.9831 | 82.0637 | 84.3192 | 86.9497 | 89.6855 | 91.7396 | 92.8545 | 97.2372 | 101.3041 | 105.2467 | 109.2304 | 112.8328 | 116.5836 | 120.6985 | 128.8752 | 141.1298 | 153.4401 | 162.5899 | 168.0565 | 173.4517 | 177.4687 | 182.9581 | 183.8545 | 180.3181 | 171.6828 | 159.2364 | 148.4546 | 139.5449 | 130.3237 | 122.3612 | 116.0009 | 111.4638 | 108.9214 | 108.5543 | 108.3106 | 108.2353 | 108.2366 | 108.3398 | 108.5666 | 108.7458 | 108.9853 | 109.2286 | 109.4912 | 109.7836 | 110.1366
Color TV | Other Family | Idaho | 12.2572 | 12.9817 | 13.6596 | 14.3407 | 15.0725 | 15.8546 | 16.7389 | 17.8442 | 18.9402 | 20.3654 | 21.6314 | 22.4956 | 23.1307 | 24.6195 | 25.8613 | 26.7953 | 27.6574 | 28.5754 | 29.4397 | 30.3363 | 32.2145 | 35.0549 | 37.7521 | 39.6937 | 40.9757 | 42.1972 | 42.9146 | 43.8623 | 43.3885 | 41.791 | 39.0121 | 35.5105 | 32.501 | 29.994 | 27.5287 | 25.4457 | 23.7818 | 22.5425 | 21.7355 | 21.3689 | 21.0252 | 20.7045 | 20.4073 | 20.1342 | 19.8856 | 19.6333 | 19.3971 | 19.1747 | 18.9664 | 18.7726 | 18.5936
Color TV | Other Family | Montana | 10.0568 | 10.5832 | 11.0841 | 11.5755 | 12.084 | 12.6071 | 13.1787 | 13.8641 | 14.3101 | 14.8761 | 15.417 | 15.7844 | 15.9708 | 16.7251 | 17.3944 | 17.9347 | 18.4191 | 18.9399 | 19.4407 | 19.925 | 21.0197 | 22.7003 | 24.2961 | 25.392 | 26.08 | 26.734 | 27.0852 | 27.3247 | 27.0618 | 26.1058 | 24.4137 | 22.2655 | 20.4202 | 18.8836 | 17.3612 | 16.0763 | 15.0527 | 14.2945 | 13.808 | 13.5994 | 13.4041 | 13.2228 | 13.0558 | 12.9034 | 12.766 | 12.6255 | 12.4947 | 12.3721 | 12.2582 | 12.153 | 12.0568
Color TV | Other Family | Oregon | 19.7901 | 20.817 | 21.9951 | 23.4035 | 24.9704 | 26.7008 | 28.4438 | 30.3285 | 32.1713 | 34.3179 | 36.4672 | 38.0107 | 39.1881 | 41.5319 | 43.573 | 45.1987 | 46.6913 | 48.2855 | 49.9255 | 51.6616 | 55.0631 | 60.0155 | 64.6858 | 68.0569 | 70.3153 | 72.4382 | 73.6387 | 75.3586 | 74.6368 | 71.8936 | 67.1166 | 61.0932 | 55.9176 | 51.6143 | 47.3843 | 43.8033 | 40.9434 | 38.8142 | 37.4297 | 36.8038 | 36.2169 | 35.6688 | 35.1612 | 34.695 | 34.2712 | 33.8407 | 33.4377 | 33.0584 | 32.7034 | 32.3733 | 32.0684
Color TV | Other Family | Washington | 30.9091 | 33.3426 | 35.6965 | 38.2093 | 40.8637 | 43.9579 | 47.0798 | 50.4933 | 52.8074 | 55.288 | 57.7649 | 59.3183 | 60.3122 | 63.3442 | 65.7882 | 67.8673 | 69.7581 | 71.7235 | 73.7571 | 75.8287 | 80.3125 | 87.0861 | 93.3725 | 97.7956 | 100.5554 | 103.0602 | 104.2921 | 105.2787 | 104.2645 | 100.4307 | 93.7507 | 85.3301 | 78.0992 | 72.0853 | 66.1744 | 61.1705 | 57.1736 | 54.1977 | 52.2622 | 51.3858 | 50.564 | 49.7964 | 49.0854 | 48.4324 | 47.8385 | 47.2354 | 46.6708 | 46.1393 | 45.6418 | 45.179 | 44.7516
| Estimated Regional GWH of consumption |  | 749.8376 | 789.8164 | 831.1522 | 874.8476 | 922.6381 | 973.3642 | 1021.7268 | 1075.6082 | 1114.1233 | 1155.7211 | 1195.4584 | 1223.1915 | 1238.0285 | 1293.3143 | 1344.1237 | 1393.4485 | 1444.7918 | 1500.4092 | 1561.2735 | 1627.4775 | 1750.784 | 1924.7517 | 2088.9444 | 2206.552 | 2287.6053 | 2365.857 | 2416.9455 | 2495.6734 | 2082.1728 | 2024.6464 | 1912.8585 | 1762.1861 | 1631.0912 | 1521.3979 | 1410.6031 | 1316.3461 | 1241.3016 | 1186.6343 | 1153.6071 | 1143.4014 | 1134.1884 | 1125.9792 | 1118.6197 | 1112.1264 | 1106.763 | 1100.9356 | 1095.6755 | 1090.6301 | 1086.1449 | 1082.3157 | 1079.3067 | Growth rate
| National Average | Stock Saturation | [12 empty] | 0 | 0.19315 | 0.38629 | 0.57944 | 0.67865 | 0.77787 | 0.87708 | 1.0223 | 1.1674 | 1.3126 | 1.1122 | 0.91186 | 1.1471 | 1.3823 | 1.38 | 1.5311 | 1.6821 | 1.7782 | 1.8714 | 2.0391 | 2.1691 | 2.2673 | 2.3406 | 2.6926 | 2.7051 | 2.7172 | 2.73 | 2.7426 | 2.7547 | 2.7664 | 2.7779 | 2.7889 | 2.7998 | 2.8106 | 2.8171 | 2.8236 | 2.8299 | 2.8361 | 2.8423 | 0.033366
Set-top box | Saturation |  | 1985 | 1986 | 1987 | 1988 | 1989 | 1990 | 1991 | 1992 | 1993 | 1994 | 1995 | 1996 | 1997 | 1998 | 1999 | 2000 | 2001 | 2002 | 2003 | 2004 | 2005 | 2006 | 2007 | 2008 | 2009 | 2010 | 2011 | 2012 | 2013 | 2014 | 2015 | 2016 | 2017 | 2018 | 2019 | 2020 | 2021 | 2022 | 2023 | 2024 | 2025 | 2026 | 2027 | 2028 | 2029 | 2030 | 2031 | 2032 | 2033 | 2034 | 2035
Set-top box | Single Family | Idaho | 0 | 0 | 0 | 0 | 0 | 0 | 0 | 0 | 0 | 0 | 0 | 0 | 0 | 0.18862 | 0.37724 | 0.56586 | 0.66275 | 0.75964 | 0.85653 | 0.99831 | 1.1401 | 1.2819 | 1.0862 | 0.8905 | 1.1202 | 1.3499 | 1.3477 | 1.32 | 1.364 | 1.4096 | 1.4566 | 1.5052 | 1.5554 | 1.6073 | 1.6609 | 1.7164 | 1.7736 | 1.8328 | 1.8939 | 1.9571 | 2.0224 | 2.0899 | 2.1597 | 2.2317 | 2.3062 | 2.3831 | 2.4626 | 2.5448 | 2.6297 | 2.7175 | 2.8081
Set-top box | Single Family | Montana | 0 | 0 | 0 | 0 | 0 | 0 | 0 | 0 | 0 | 0 | 0 | 0 | 0 | 0.19577 | 0.39153 | 0.5873 | 0.68786 | 0.78842 | 0.88898 | 1.0361 | 1.1833 | 1.3304 | 1.1273 | 0.92423 | 1.1626 | 1.4011 | 1.3987 | 1.37 | 1.4157 | 1.4629 | 1.5118 | 1.5622 | 1.6143 | 1.6682 | 1.7238 | 1.7814 | 1.8408 | 1.9022 | 1.9657 | 2.0313 | 2.0991 | 2.1691 | 2.2415 | 2.3162 | 2.3935 | 2.4734 | 2.5559 | 2.6412 | 2.7293 | 2.8204 | 2.9145
Set-top box | Single Family | Oregon | 0 | 0 | 0 | 0 | 0 | 0 | 0 | 0 | 0 | 0 | 0 | 0 | 0 | 0.23292 | 0.46584 | 0.69876 | 0.8184 | 0.93805 | 1.0577 | 1.2328 | 1.4078 | 1.5829 | 1.3413 | 1.0996 | 1.3833 | 1.667 | 1.6642 | 1.63 | 1.6844 | 1.7406 | 1.7987 | 1.8587 | 1.9207 | 1.9848 | 2.051 | 2.1194 | 2.1902 | 2.2632 | 2.3387 | 2.4168 | 2.4974 | 2.5807 | 2.6668 | 2.7558 | 2.8478 | 2.9428 | 3.041 | 3.1424 | 3.2473 | 3.3556 | 3.4676
Set-top box | Single Family | Washington | 0 | 0 | 0 | 0 | 0 | 0 | 0 | 0 | 0 | 0 | 0 | 0 | 0 | 0.23006 | 0.46012 | 0.69018 | 0.80836 | 0.92654 | 1.0447 | 1.2176 | 1.3906 | 1.5635 | 1.3248 | 1.0861 | 1.3663 | 1.6465 | 1.6437 | 1.61 | 1.6637 | 1.7192 | 1.7766 | 1.8359 | 1.8971 | 1.9604 | 2.0258 | 2.0934 | 2.1633 | 2.2355 | 2.31 | 2.3871 | 2.4668 | 2.5491 | 2.6341 | 2.722 | 2.8128 | 2.9067 | 3.0037 | 3.1039 | 3.2075 | 3.3145 | 3.4251
Set-top box | Multi Family | Idaho | 0 | 0 | 0 | 0 | 0 | 0 | 0 | 0 | 0 | 0 | 0 | 0 | 0 | 0.14861 | 0.29722 | 0.44583 | 0.52217 | 0.59851 | 0.67484 | 0.78655 | 0.89825 | 1.01 | 0.85578 | 0.7016 | 0.88259 | 1.0636 | 1.0618 | 1.04 | 1.0747 | 1.1106 | 1.1476 | 1.1859 | 1.2255 | 1.2664 | 1.3086 | 1.3523 | 1.3974 | 1.444 | 1.4922 | 1.542 | 1.5934 | 1.6466 | 1.7015 | 1.7583 | 1.817 | 1.8776 | 1.9403 | 2.005 | 2.0719 | 2.141 | 2.2125
Set-top box | Multi Family | Montana | 0 | 0 | 0 | 0 | 0 | 0 | 0 | 0 | 0 | 0 | 0 | 0 | 0 | 0.14861 | 0.29722 | 0.44583 | 0.52217 | 0.59851 | 0.67484 | 0.78655 | 0.89825 | 1.01 | 0.85578 | 0.7016 | 0.88259 | 1.0636 | 1.0618 | 1.04 | 1.0747 | 1.1106 | 1.1476 | 1.1859 | 1.2255 | 1.2664 | 1.3086 | 1.3523 | 1.3974 | 1.444 | 1.4922 | 1.542 | 1.5934 | 1.6466 | 1.7015 | 1.7583 | 1.817 | 1.8776 | 1.9403 | 2.005 | 2.0719 | 2.141 | 2.2125
Set-top box | Multi Family | Oregon | 0 | 0 | 0 | 0 | 0 | 0 | 0 | 0 | 0 | 0 | 0 | 0 | 0 | 0.14861 | 0.29722 | 0.44583 | 0.52217 | 0.59851 | 0.67484 | 0.78655 | 0.89825 | 1.01 | 0.85578 | 0.7016 | 0.88259 | 1.0636 | 1.0618 | 1.04 | 1.0747 | 1.1106 | 1.1476 | 1.1859 | 1.2255 | 1.2664 | 1.3086 | 1.3523 | 1.3974 | 1.444 | 1.4922 | 1.542 | 1.5934 | 1.6466 | 1.7015 | 1.7583 | 1.817 | 1.8776 | 1.9403 | 2.005 | 2.0719 | 2.141 | 2.2125
Set-top box | Multi Family | Washington | 0 | 0 | 0 | 0 | 0 | 0 | 0 | 0 | 0 | 0 | 0 | 0 | 0 | 0.14861 | 0.29722 | 0.44583 | 0.52217 | 0.59851 | 0.67484 | 0.78655 | 0.89825 | 1.01 | 0.85578 | 0.7016 | 0.88259 | 1.0636 | 1.0618 | 1.04 | 1.0747 | 1.1106 | 1.1476 | 1.1859 | 1.2255 | 1.2664 | 1.3086 | 1.3523 | 1.3974 | 1.444 | 1.4922 | 1.542 | 1.5934 | 1.6466 | 1.7015 | 1.7583 | 1.817 | 1.8776 | 1.9403 | 2.005 | 2.0719 | 2.141 | 2.2125
Set-top box | Other Family | Idaho | 0 | 0 | 0 | 0 | 0 | 0 | 0 | 0 | 0 | 0 | 0 | 0 | 0 | 0.24721 | 0.49442 | 0.74163 | 0.86861 | 0.99559 | 1.1226 | 1.3084 | 1.4942 | 1.68 | 1.4236 | 1.1671 | 1.4682 | 1.7692 | 1.7663 | 1.73 | 1.7877 | 1.8474 | 1.909 | 1.9727 | 2.0385 | 2.1065 | 2.1768 | 2.2495 | 2.3245 | 2.4021 | 2.4822 | 2.565 | 2.6506 | 2.7391 | 2.8305 | 2.9249 | 3.0225 | 3.1233 | 3.2275 | 3.3352 | 3.4465 | 3.5615 | 3.6803
Set-top box | Other Family | Montana | 0 | 0 | 0 | 0 | 0 | 0 | 0 | 0 | 0 | 0 | 0 | 0 | 0 | 0.19434 | 0.38867 | 0.58301 | 0.68284 | 0.78266 | 0.88249 | 1.0286 | 1.1746 | 1.3207 | 1.1191 | 0.91748 | 1.1542 | 1.3908 | 1.3885 | 1.36 | 1.4054 | 1.4523 | 1.5007 | 1.5508 | 1.6025 | 1.656 | 1.7113 | 1.7684 | 1.8274 | 1.8883 | 1.9513 | 2.0164 | 2.0837 | 2.1533 | 2.2251 | 2.2993 | 2.3761 | 2.4553 | 2.5373 | 2.6219 | 2.7094 | 2.7998 | 2.8932
Set-top box | Other Family | Oregon | 0 | 0 | 0 | 0 | 0 | 0 | 0 | 0 | 0 | 0 | 0 | 0 | 0 | 0.24578 | 0.49156 | 0.73734 | 0.86359 | 0.98984 | 1.1161 | 1.3008 | 1.4856 | 1.6703 | 1.4153 | 1.1603 | 1.4597 | 1.759 | 1.7561 | 1.72 | 1.7774 | 1.8367 | 1.898 | 1.9613 | 2.0267 | 2.0944 | 2.1642 | 2.2365 | 2.3111 | 2.3882 | 2.4679 | 2.5502 | 2.6353 | 2.7232 | 2.8141 | 2.908 | 3.005 | 3.1053 | 3.2089 | 3.316 | 3.4266 | 3.5409 | 3.6591
Set-top box | Other Family | Washington | 0 | 0 | 0 | 0 | 0 | 0 | 0 | 0 | 0 | 0 | 0 | 0 | 0 | 0.18862 | 0.37724 | 0.56586 | 0.66275 | 0.75964 | 0.85653 | 0.99831 | 1.1401 | 1.2819 | 1.0862 | 0.8905 | 1.1202 | 1.3499 | 1.3477 | 1.32 | 1.364 | 1.4096 | 1.4566 | 1.5052 | 1.5554 | 1.6073 | 1.6609 | 1.7164 | 1.7736 | 1.8328 | 1.8939 | 1.9571 | 2.0224 | 2.0899 | 2.1597 | 2.2317 | 2.3062 | 2.3831 | 2.4626 | 2.5448 | 2.6297 | 2.7175 | 2.8081
Life | 5 | Marginal EUI | 0 | 0 | 0 | 0 | 0 | 0 | 0 | 0 | 0 | 0 | 0 | 0 | 0 | 110.7581 | 110.7581 | 110.7581 | 120.5054 | 130.2527 | 140 | 136.6667 | 133.3333 | 130 | 159.6699 | 189.3398 | 160.811 | 132.2822 | 127.2 | 127.2 | 120.4 | 113.6 | 106.8 | 104.4833 | 102.1667 | 99.85 | 97.5333 | 92.9 | 91.34 | 89.78 | 88.22 | 86.66 | 85.1 | 83.54 | 81.98 | 80.42 | 78.86 | 77.3 | 77.2167 | 77.1333 | 77.05 | 76.9667 | 76.8
Set-top box | National Average | Stock average EUI | 0 | 0 | 0 | 0 | 0 | 0 | 0 | 0 | 0 | 0 | 0 | 0 | 0 | 110.7581 | 110.7581 | 110.7581 | 120.5054 | 116.6065 | 122.4548 | 127.6366 | 132.1516 | 134.0505 | 139.934 | 149.8019 | 154.6308 | 154.4206 | 153.8606 | 147.3666 | 133.5786 | 124.1364 | 119.04 | 114.4967 | 109.49 | 105.38 | 102.1667 | 99.3867 | 96.758 | 94.2807 | 91.9547 | 89.78 | 88.22 | 86.66 | 85.1 | 83.54 | 81.98 | 80.42 | 79.1553 | 78.186 | 77.512 | 77.1333 | 77.0333
Set-top box | EUI | Area | 1985 | 1986 | 1987 | 1988 | 1989 | 1990 | 1991 | 1992 | 1993 | 1994 | 1995 | 1996 | 1997 | 1998 | 1999 | 2000 | 2001 | 2002 | 2003 | 2004 | 2005 | 2006 | 2007 | 2008 | 2009 | 2010 | 2011 | 2012 | 2013 | 2014 | 2015 | 2016 | 2017 | 2018 | 2019 | 2020 | 2021 | 2022 | 2023 | 2024 | 2025 | 2026 | 2027 | 2028 | 2029 | 2030 | 2031 | 2032 | 2033 | 2034 | 2035
Set-top box | Single Family | Idaho | 0 | 0 | 0 | 0 | 0 | 0 | 0 | 0 | 0 | 0 | 0 | 0 | 0 | 103.6341 | 103.6341 | 120.6289 | 131.2449 | 126.9985 | 133.3681 | 139.0116 | 143.929 | 145.9972 | 152.405 | 163.1524 | 168.4116 | 168.1826 | 167.5727 | 160.5 | 145.4832 | 135.1996 | 129.6489 | 124.7007 | 119.2478 | 114.7715 | 111.2718 | 108.2441 | 105.3811 | 102.683 | 100.1497 | 97.7812 | 96.0822 | 94.3832 | 92.6842 | 90.9851 | 89.2861 | 87.5871 | 86.2097 | 85.154 | 84.4199 | 84.0075 | 83.8986
Set-top box | Single Family | Montana | 0 | 0 | 0 | 0 | 0 | 0 | 0 | 0 | 0 | 0 | 0 | 0 | 0 | 103.6341 | 103.6341 | 120.6289 | 131.2449 | 126.9985 | 133.3681 | 139.0116 | 143.929 | 145.9972 | 152.405 | 163.1524 | 168.4116 | 168.1826 | 167.5727 | 160.5 | 145.4832 | 135.1996 | 129.6489 | 124.7007 | 119.2478 | 114.7715 | 111.2718 | 108.2441 | 105.3811 | 102.683 | 100.1497 | 97.7812 | 96.0822 | 94.3832 | 92.6842 | 90.9851 | 89.2861 | 87.5871 | 86.2097 | 85.154 | 84.4199 | 84.0075 | 83.8986
Set-top box | Single Family | Oregon | 0 | 0 | 0 | 0 | 0 | 0 | 0 | 0 | 0 | 0 | 0 | 0 | 0 | 103.6341 | 103.6341 | 120.6289 | 131.2449 | 126.9985 | 133.3681 | 139.0116 | 143.929 | 145.9972 | 152.405 | 163.1524 | 168.4116 | 168.1826 | 167.5727 | 160.5 | 145.4832 | 135.1996 | 129.6489 | 124.7007 | 119.2478 | 114.7715 | 111.2718 | 108.2441 | 105.3811 | 102.683 | 100.1497 | 97.7812 | 96.0822 | 94.3832 | 92.6842 | 90.9851 | 89.2861 | 87.5871 | 86.2097 | 85.154 | 84.4199 | 84.0075 | 83.8986
Set-top box | Single Family | Washington | 0 | 0 | 0 | 0 | 0 | 0 | 0 | 0 | 0 | 0 | 0 | 0 | 0 | 103.6341 | 103.6341 | 120.6289 | 131.2449 | 126.9985 | 133.3681 | 139.0116 | 143.929 | 145.9972 | 152.405 | 163.1524 | 168.4116 | 168.1826 | 167.5727 | 160.5 | 145.4832 | 135.1996 | 129.6489 | 124.7007 | 119.2478 | 114.7715 | 111.2718 | 108.2441 | 105.3811 | 102.683 | 100.1497 | 97.7812 | 96.0822 | 94.3832 | 92.6842 | 90.9851 | 89.2861 | 87.5871 | 86.2097 | 85.154 | 84.4199 | 84.0075 | 83.8986
Set-top box | Multi Family | Idaho | 0 | 0 | 0 | 0 | 0 | 0 | 0 | 0 | 0 | 0 | 0 | 0 | 0 | 103.6341 | 103.6341 | 120.6289 | 131.2449 | 126.9985 | 133.3681 | 139.0116 | 143.929 | 145.9972 | 152.405 | 163.1524 | 168.4116 | 168.1826 | 167.5727 | 160.5 | 145.4832 | 135.1996 | 129.6489 | 124.7007 | 119.2478 | 114.7715 | 111.2718 | 108.2441 | 105.3811 | 102.683 | 100.1497 | 97.7812 | 96.0822 | 94.3832 | 92.6842 | 90.9851 | 89.2861 | 87.5871 | 86.2097 | 85.154 | 84.4199 | 84.0075 | 83.8986
Set-top box | Multi Family | Montana | 0 | 0 | 0 | 0 | 0 | 0 | 0 | 0 | 0 | 0 | 0 | 0 | 0 | 103.6341 | 103.6341 | 120.6289 | 131.2449 | 126.9985 | 133.3681 | 139.0116 | 143.929 | 145.9972 | 152.405 | 163.1524 | 168.4116 | 168.1826 | 167.5727 | 160.5 | 145.4832 | 135.1996 | 129.6489 | 124.7007 | 119.2478 | 114.7715 | 111.2718 | 108.2441 | 105.3811 | 102.683 | 100.1497 | 97.7812 | 96.0822 | 94.3832 | 92.6842 | 90.9851 | 89.2861 | 87.5871 | 86.2097 | 85.154 | 84.4199 | 84.0075 | 83.8986
Set-top box | Multi Family | Oregon | 0 | 0 | 0 | 0 | 0 | 0 | 0 | 0 | 0 | 0 | 0 | 0 | 0 | 103.6341 | 103.6341 | 120.6289 | 131.2449 | 126.9985 | 133.3681 | 139.0116 | 143.929 | 145.9972 | 152.405 | 163.1524 | 168.4116 | 168.1826 | 167.5727 | 160.5 | 145.4832 | 135.1996 | 129.6489 | 124.7007 | 119.2478 | 114.7715 | 111.2718 | 108.2441 | 105.3811 | 102.683 | 100.1497 | 97.7812 | 96.0822 | 94.3832 | 92.6842 | 90.9851 | 89.2861 | 87.5871 | 86.2097 | 85.154 | 84.4199 | 84.0075 | 83.8986
Set-top box | Multi Family | Washington | 0 | 0 | 0 | 0 | 0 | 0 | 0 | 0 | 0 | 0 | 0 | 0 | 0 | 103.6341 | 103.6341 | 120.6289 | 131.2449 | 126.9985 | 133.3681 | 139.0116 | 143.929 | 145.9972 | 152.405 | 163.1524 | 168.4116 | 168.1826 | 167.5727 | 160.5 | 145.4832 | 135.1996 | 129.6489 | 124.7007 | 119.2478 | 114.7715 | 111.2718 | 108.2441 | 105.3811 | 102.683 | 100.1497 | 97.7812 | 96.0822 | 94.3832 | 92.6842 | 90.9851 | 89.2861 | 87.5871 | 86.2097 | 85.154 | 84.4199 | 84.0075 | 83.8986
Set-top box | Other Family | Idaho | 0 | 0 | 0 | 0 | 0 | 0 | 0 | 0 | 0 | 0 | 0 | 0 | 0 | 103.6341 | 103.6341 | 120.6289 | 131.2449 | 126.9985 | 133.3681 | 139.0116 | 143.929 | 145.9972 | 152.405 | 163.1524 | 168.4116 | 168.1826 | 167.5727 | 160.5 | 145.4832 | 135.1996 | 129.6489 | 124.7007 | 119.2478 | 114.7715 | 111.2718 | 108.2441 | 105.3811 | 102.683 | 100.1497 | 97.7812 | 96.0822 | 94.3832 | 92.6842 | 90.9851 | 89.2861 | 87.5871 | 86.2097 | 85.154 | 84.4199 | 84.0075 | 83.8986
Set-top box | Other Family | Montana | 0 | 0 | 0 | 0 | 0 | 0 | 0 | 0 | 0 | 0 | 0 | 0 | 0 | 103.6341 | 103.6341 | 120.6289 | 131.2449 | 126.9985 | 133.3681 | 139.0116 | 143.929 | 145.9972 | 152.405 | 163.1524 | 168.4116 | 168.1826 | 167.5727 | 160.5 | 145.4832 | 135.1996 | 129.6489 | 124.7007 | 119.2478 | 114.7715 | 111.2718 | 108.2441 | 105.3811 | 102.683 | 100.1497 | 97.7812 | 96.0822 | 94.3832 | 92.6842 | 90.9851 | 89.2861 | 87.5871 | 86.2097 | 85.154 | 84.4199 | 84.0075 | 83.8986
Set-top box | Other Family | Oregon | 0 | 0 | 0 | 0 | 0 | 0 | 0 | 0 | 0 | 0 | 0 | 0 | 0 | 103.6341 | 103.6341 | 120.6289 | 131.2449 | 126.9985 | 133.3681 | 139.0116 | 143.929 | 145.9972 | 152.405 | 163.1524 | 168.4116 | 168.1826 | 167.5727 | 160.5 | 145.4832 | 135.1996 | 129.6489 | 124.7007 | 119.2478 | 114.7715 | 111.2718 | 108.2441 | 105.3811 | 102.683 | 100.1497 | 97.7812 | 96.0822 | 94.3832 | 92.6842 | 90.9851 | 89.2861 | 87.5871 | 86.2097 | 85.154 | 84.4199 | 84.0075 | 83.8986
Set-top box | Other Family | Washington | 0 | 0 | 0 | 0 | 0 | 0 | 0 | 0 | 0 | 0 | 0 | 0 | 0 | 103.6341 | 103.6341 | 120.6289 | 131.2449 | 126.9985 | 133.3681 | 139.0116 | 143.929 | 145.9972 | 152.405 | 163.1524 | 168.4116 | 168.1826 | 167.5727 | 160.5 | 145.4832 | 135.1996 | 129.6489 | 124.7007 | 119.2478 | 114.7715 | 111.2718 | 108.2441 | 105.3811 | 102.683 | 100.1497 | 97.7812 | 96.0822 | 94.3832 | 92.6842 | 90.9851 | 89.2861 | 87.5871 | 86.2097 | 85.154 | 84.4199 | 84.0075 | 83.8986
Set-top box
Set-top box | XDMD | GWh | 1985 | 1986 | 1987 | 1988 | 1989 | 1990 | 1991 | 1992 | 1993 | 1994 | 1995 | 1996 | 1997 | 1998 | 1999 | 2000 | 2001 | 2002 | 2003 | 2004 | 2005 | 2006 | 2007 | 2008 | 2009 | 2010 | 2011 | 2012 | 2013 | 2014 | 2015 | 2016 | 2017 | 2018 | 2019 | 2020 | 2021 | 2022 | 2023 | 2024 | 2025 | 2026 | 2027 | 2028 | 2029 | 2030 | 2031 | 2032 | 2033 | 2034 | 2035
Set-top box | Single Family | Idaho | 0 | 0 | 0 | 0 | 0 | 0 | 0 | 0 | 0 | 0 | 0 | 0 | 0 | 7.6414 | 15.6951 | 28.0607 | 36.5789 | 41.6052 | 50.7471 | 63.7448 | 78.4533 | 92.3675 | 83.3065 | 73.9898 | 96.8952 | 117.4462 | 117.5572 | 111.4608 | 105.672 | 103.0891 | 104.115 | 105.4692 | 106.1459 | 107.4233 | 109.4844 | 111.904 | 114.3859 | 116.9873 | 119.7541 | 122.7298 | 126.6208 | 130.589 | 134.6344 | 138.7342 | 142.9099 | 147.1273 | 151.9334 | 157.3643 | 163.5805 | 170.6782 | 178.7469
Set-top box | Single Family | Montana | 0 | 0 | 0 | 0 | 0 | 0 | 0 | 0 | 0 | 0 | 0 | 0 | 0 | 5.5435 | 11.1721 | 19.6495 | 25.2421 | 28.266 | 33.8418 | 41.7561 | 50.1207 | 58.0077 | 51.9733 | 46.0095 | 60.1028 | 72.7226 | 72.6943 | 68.6736 | 64.7877 | 62.7372 | 62.8239 | 63.1109 | 63.0048 | 63.2711 | 63.9562 | 64.8413 | 65.7659 | 66.7449 | 67.7941 | 68.9261 | 70.5192 | 72.1131 | 73.7128 | 75.3123 | 76.9195 | 78.5232 | 80.4211 | 82.637 | 85.2221 | 88.2172 | 91.6509
Set-top box | Single Family | Oregon | 0 | 0 | 0 | 0 | 0 | 0 | 0 | 0 | 0 | 0 | 0 | 0 | 0 | 24.9579 | 50.7214 | 89.8631 | 116.227 | 130.9833 | 157.7323 | 195.1426 | 235.4713 | 273.2685 | 244.8626 | 216.3698 | 282.2005 | 341.0943 | 340.6908 | 321.3872 | 303.2246 | 294.2526 | 295.6391 | 297.984 | 298.3907 | 300.5583 | 304.8398 | 310.0938 | 315.4833 | 321.1186 | 327.1081 | 333.5641 | 342.4061 | 351.3401 | 360.2914 | 369.1729 | 378.0979 | 387.0927 | 397.5572 | 409.5454 | 423.3993 | 439.3927 | 457.7026
Set-top box | Single Family | Washington | 0 | 0 | 0 | 0 | 0 | 0 | 0 | 0 | 0 | 0 | 0 | 0 | 0 | 40.654 | 82.648 | 146.4124 | 189.3373 | 213.5372 | 257.6199 | 319.1165 | 385.3829 | 447.976 | 402.3828 | 356.4889 | 465.9886 | 564.9026 | 565.7073 | 535.094 | 506.7213 | 493.2007 | 496.3965 | 501.2273 | 502.5233 | 506.4736 | 513.7765 | 522.5211 | 531.3438 | 540.4542 | 550.0912 | 560.3375 | 574.3094 | 588.3219 | 602.3219 | 616.288 | 630.331 | 644.4087 | 660.89 | 679.8991 | 701.9546 | 727.457 | 756.6548
Set-top box | Multi Family | Idaho | 0 | 0 | 0 | 0 | 0 | 0 | 0 | 0 | 0 | 0 | 0 | 0 | 0 | 0.79398 | 1.63 | 2.9021 | 3.8039 | 4.3525 | 5.3209 | 6.6549 | 8.0741 | 9.4485 | 8.5548 | 7.5864 | 9.92 | 12.0012 | 12.0545 | 11.4425 | 10.9593 | 10.837 | 11.0779 | 11.359 | 11.5759 | 11.8784 | 12.2563 | 12.64 | 13.021 | 13.411 | 13.8164 | 14.2405 | 14.7668 | 15.3079 | 15.8547 | 16.4113 | 16.9792 | 17.5564 | 18.2096 | 18.9492 | 19.7868 | 20.736 | 21.8099
Set-top box | Multi Family | Montana | 0 | 0 | 0 | 0 | 0 | 0 | 0 | 0 | 0 | 0 | 0 | 0 | 0 | 0.66197 | 1.347 | 2.391 | 3.0933 | 3.5156 | 4.2513 | 5.2714 | 6.3623 | 7.3803 | 6.6272 | 5.8616 | 7.6397 | 9.271 | 9.3405 | 8.9299 | 8.5993 | 8.5431 | 8.751 | 8.9765 | 9.1299 | 9.326 | 9.5804 | 9.858 | 10.1414 | 10.4388 | 10.7552 | 11.0876 | 11.4994 | 11.9217 | 12.3402 | 12.7614 | 13.1904 | 13.6293 | 14.1314 | 14.699 | 15.3448 | 16.0743 | 16.8969
Set-top box | Multi Family | Oregon | 0 | 0 | 0 | 0 | 0 | 0 | 0 | 0 | 0 | 0 | 0 | 0 | 0 | 4.0043 | 8.1852 | 14.4795 | 18.728 | 21.0682 | 25.4029 | 31.4258 | 37.7751 | 43.9224 | 39.3896 | 34.9421 | 45.5939 | 55.0804 | 55.2528 | 52.4207 | 49.8817 | 48.9066 | 49.5152 | 50.1831 | 50.5345 | 51.2876 | 52.5408 | 54.0533 | 55.7073 | 57.3926 | 59.0604 | 60.7666 | 62.8811 | 65.0346 | 67.1795 | 69.3046 | 71.3875 | 73.4385 | 75.7561 | 78.3722 | 81.3248 | 84.631 | 88.3612
Set-top box | Multi Family | Washington | 0 | 0 | 0 | 0 | 0 | 0 | 0 | 0 | 0 | 0 | 0 | 0 | 0 | 7.8005 | 15.997 | 28.5407 | 37.1023 | 41.7569 | 50.1558 | 61.8957 | 74.4254 | 86.438 | 77.9733 | 69.4988 | 90.7748 | 109.9954 | 110.5605 | 105.2663 | 100.4878 | 98.6193 | 99.9914 | 101.5891 | 102.5771 | 104.2374 | 106.6046 | 109.2017 | 111.7862 | 114.4588 | 117.278 | 120.3231 | 124.282 | 128.4197 | 132.6231 | 136.9108 | 141.2987 | 145.7597 | 150.8494 | 156.582 | 163.0556 | 170.3695 | 178.6265
Set-top box | Other Family | Idaho | 0 | 0 | 0 | 0 | 0 | 0 | 0 | 0 | 0 | 0 | 0 | 0 | 0 | 1.8581 | 3.8363 | 6.816 | 8.7994 | 9.8912 | 11.8297 | 14.5103 | 17.3289 | 19.972 | 17.8224 | 15.7421 | 20.5088 | 24.7651 | 24.7121 | 23.2433 | 21.8415 | 21.0511 | 20.9269 | 20.8656 | 20.6835 | 20.6354 | 20.74 | 20.9156 | 21.1078 | 21.32 | 21.5548 | 21.815 | 22.2202 | 22.6255 | 23.0303 | 23.4343 | 23.837 | 24.2375 | 24.7276 | 25.3165 | 26.0142 | 26.8318 | 27.7745
Set-top box | Other Family | Montana | 0 | 0 | 0 | 0 | 0 | 0 | 0 | 0 | 0 | 0 | 0 | 0 | 0 | 1.2078 | 2.4855 | 4.4236 | 5.7197 | 6.4403 | 7.7233 | 9.4823 | 11.3204 | 13.0288 | 11.6256 | 10.2687 | 13.3904 | 16.1904 | 16.1887 | 15.2892 | 14.3842 | 13.8851 | 13.828 | 13.8143 | 13.7217 | 13.7178 | 13.8109 | 13.9529 | 14.1069 | 14.275 | 14.4586 | 14.6593 | 14.9577 | 15.2573 | 15.5575 | 15.8579 | 16.1581 | 16.4576 | 16.8187 | 17.2481 | 17.7531 | 18.3412 | 19.0168
Set-top box | Other Family | Oregon | 0 | 0 | 0 | 0 | 0 | 0 | 0 | 0 | 0 | 0 | 0 | 0 | 0 | 4.3611 | 8.9871 | 15.9759 | 20.6292 | 23.1964 | 27.8263 | 34.2552 | 41.0374 | 47.3475 | 42.2627 | 37.334 | 48.6551 | 58.7443 | 58.5641 | 55.0712 | 51.814 | 49.9422 | 49.6502 | 49.5054 | 49.0749 | 48.9704 | 49.2313 | 49.6532 | 50.1147 | 50.6244 | 51.1887 | 51.8143 | 52.7841 | 53.7534 | 54.7221 | 55.6892 | 56.6533 | 57.6127 | 58.785 | 60.1924 | 61.8591 | 63.811 | 66.0612
Set-top box | Other Family | Washington | 0 | 0 | 0 | 0 | 0 | 0 | 0 | 0 | 0 | 0 | 0 | 0 | 0 | 4.0697 | 8.3481 | 14.8386 | 19.1672 | 21.5415 | 25.8349 | 31.7607 | 38.0012 | 43.8373 | 39.1171 | 34.5669 | 45.0477 | 54.3663 | 54.2055 | 50.9703 | 47.9529 | 46.2198 | 45.9462 | 45.8086 | 45.4091 | 45.3102 | 45.5493 | 45.9375 | 46.362 | 46.8312 | 47.3511 | 47.9275 | 48.8223 | 49.7165 | 50.61 | 51.502 | 52.3913 | 53.2761 | 54.3576 | 55.6565 | 57.1951 | 58.9971 | 61.0749
| Estimated Regional GWH of consumption |  | 0 | 0 | 0 | 0 | 0 | 0 | 0 | 0 | 0 | 0 | 0 | 0 | 0 | 103.5542 | 211.0528 | 374.3531 | 484.4282 | 546.1544 | 658.2862 | 815.0163 | 983.7531 | 1142.9946 | 1025.898 | 908.6586 | 1186.7177 | 1436.5797 | 1437.5281 | 1359.2491 | 1286.3263 | 1251.2837 | 1258.6614 | 1269.8931 | 1272.7712 | 1283.0896 | 1302.3707 | 1325.5723 | 1349.3261 | 1374.0567 | 1400.2107 | 1428.1913 | 1466.0691 | 1504.4008 | 1542.8778 | 1581.3789 | 1620.1536 | 1659.1197 | 1704.4371 | 1756.4617 | 1816.4899 | 1885.5369 | 1964.377