| National Average | Stock Saturation | 2011: 0.85721; 2012: 0.85576; 2013: 0.8543; 2014: 0.85284; 2015: 0.85138; 2016: 0.84327; 2017: 0.83517; 2018: 0.82706; 2019: 0.81896; 2020: 0.81085; 2021: 0.80354; 2022: 0.79623; 2023: 0.78893; 2024: 0.78162; 2025: 0.77431; 2026: 0.767; 2027: 0.7597; 2028: 0.75239; 2029: 0.74508; 2030: 0.73777; 2031: 0.72887; 2032: 0.71996; 2033: 0.71105; 2034: 0.70214; 2035: 0.70214
Desktop Computers | Saturation |  | 1985 | 1986 | 1987 | 1988 | 1989 | 1990 | 1991 | 1992 | 1993 | 1994 | 1995 | 1996 | 1997 | 1998 | 1999 | 2000 | 2001 | 2002 | 2003 | 2004 | 2005 | 2006 | 2007 | 2008 | 2009 | 2010 | 2011 | 2012 | 2013 | 2014 | 2015 | 2016 | 2017 | 2018 | 2019 | 2020 | 2021 | 2022 | 2023 | 2024 | 2025 | 2026 | 2027 | 2028 | 2029 | 2030 | 2031 | 2032 | 2033 | 2034 | 2035
Desktop Computers | Single Family | Idaho | 0.086594 | 0.095254 | 0.10391 | 0.11257 | 0.12123 | 0.12123 | 0.12816 | 0.341 | 0.40495 | 0.4689 | 0.53285 | 0.5968 | 0.66075 | 0.7247 | 0.78865 | 0.8526 | 0.91655 | 0.9805 | 1.0444 | 1.1084 | 1.1723 | 1.2363 | 1.3002 | 1.3642 | 1.4281 | 1.4921 | 1.556 | 1.62 | 1.6172 | 1.6145 | 1.6117 | 1.5964 | 1.581 | 1.5657 | 1.5503 | 1.535 | 1.5212 | 1.5073 | 1.4935 | 1.4797 | 1.4658 | 1.452 | 1.4382 | 1.4243 | 1.4105 | 1.3967 | 1.3798 | 1.3629 | 1.3461 | 1.3292 | 1.3292
Desktop Computers | Single Family | Montana | 0.086594 | 0.095254 | 0.10391 | 0.11257 | 0.12123 | 0.12123 | 0.12816 | 0.34316 | 0.40711 | 0.47106 | 0.53501 | 0.59896 | 0.66291 | 0.72686 | 0.79081 | 0.85476 | 0.91871 | 0.98266 | 1.0466 | 1.1106 | 1.1745 | 1.2385 | 1.3024 | 1.3664 | 1.4303 | 1.4943 | 1.5582 | 1.29 | 1.2878 | 1.2856 | 1.2834 | 1.2712 | 1.259 | 1.2467 | 1.2345 | 1.2223 | 1.2113 | 1.2003 | 1.1893 | 1.1782 | 1.1672 | 1.1562 | 1.1452 | 1.1342 | 1.1232 | 1.1121 | 1.0987 | 1.0853 | 1.0719 | 1.0584 | 1.0584
Desktop Computers | Single Family | Oregon | 0.086594 | 0.095254 | 0.10391 | 0.11257 | 0.12123 | 0.12123 | 0.12816 | 0.2948 | 0.35875 | 0.4227 | 0.48665 | 0.5506 | 0.61455 | 0.6785 | 0.74245 | 0.8064 | 0.87035 | 0.9343 | 0.99825 | 1.0622 | 1.1261 | 1.1901 | 1.254 | 1.318 | 1.3819 | 1.4459 | 1.5099 | 1.6 | 1.5973 | 1.5945 | 1.5918 | 1.5767 | 1.5615 | 1.5464 | 1.5312 | 1.516 | 1.5024 | 1.4887 | 1.4751 | 1.4614 | 1.4477 | 1.4341 | 1.4204 | 1.4067 | 1.3931 | 1.3794 | 1.3628 | 1.3461 | 1.3294 | 1.3128 | 1.3128
Desktop Computers | Single Family | Washington | 0.086594 | 0.095254 | 0.10391 | 0.11257 | 0.12123 | 0.12123 | 0.12816 | 0.36071 | 0.42466 | 0.48861 | 0.55256 | 0.61651 | 0.68046 | 0.74441 | 0.80836 | 0.87231 | 0.93626 | 1.0002 | 1.0642 | 1.1281 | 1.1921 | 1.256 | 1.32 | 1.3839 | 1.4479 | 1.5118 | 1.5758 | 1.81 | 1.8069 | 1.8038 | 1.8007 | 1.7836 | 1.7665 | 1.7493 | 1.7322 | 1.715 | 1.6996 | 1.6841 | 1.6687 | 1.6532 | 1.6377 | 1.6223 | 1.6068 | 1.5914 | 1.5759 | 1.5605 | 1.5416 | 1.5228 | 1.5039 | 1.4851 | 1.4851
Desktop Computers | Multi Family | Idaho | 0.011232 | 0.012355 | 0.013478 | 0.014601 | 0.015725 | 0.015725 | 0.016623 | 0.031992 | 0.095942 | 0.15989 | 0.22384 | 0.28779 | 0.35174 | 0.41569 | 0.47964 | 0.54359 | 0.60754 | 0.67149 | 0.73544 | 0.79939 | 0.86334 | 0.9273 | 0.99125 | 1.0552 | 1.1191 | 1.1831 | 1.247 | 0.71 | 0.70879 | 0.70758 | 0.70637 | 0.69964 | 0.69292 | 0.68619 | 0.67947 | 0.67274 | 0.66668 | 0.66062 | 0.65455 | 0.64849 | 0.64243 | 0.63637 | 0.6303 | 0.62424 | 0.61818 | 0.61211 | 0.60472 | 0.59733 | 0.58994 | 0.58255 | 0.58255
Desktop Computers | Multi Family | Montana | 0.011232 | 0.012355 | 0.013478 | 0.014601 | 0.015725 | 0.015725 | 0.016623 | 0.031992 | 0.095942 | 0.15989 | 0.22384 | 0.28779 | 0.35174 | 0.41569 | 0.47964 | 0.54359 | 0.60754 | 0.67149 | 0.73544 | 0.79939 | 0.86334 | 0.9273 | 0.99125 | 1.0552 | 1.1191 | 1.1831 | 1.247 | 0.71 | 0.70879 | 0.70758 | 0.70637 | 0.69964 | 0.69292 | 0.68619 | 0.67947 | 0.67274 | 0.66668 | 0.66062 | 0.65455 | 0.64849 | 0.64243 | 0.63637 | 0.6303 | 0.62424 | 0.61818 | 0.61211 | 0.60472 | 0.59733 | 0.58994 | 0.58255 | 0.58255
Desktop Computers | Multi Family | Oregon | 0.011232 | 0.012355 | 0.013478 | 0.014601 | 0.015725 | 0.015725 | 0.016623 | 0.031992 | 0.095942 | 0.15989 | 0.22384 | 0.28779 | 0.35174 | 0.41569 | 0.47964 | 0.54359 | 0.60754 | 0.67149 | 0.73544 | 0.79939 | 0.86334 | 0.9273 | 0.99125 | 1.0552 | 1.1191 | 1.1831 | 1.247 | 0.71 | 0.70879 | 0.70758 | 0.70637 | 0.69964 | 0.69292 | 0.68619 | 0.67947 | 0.67274 | 0.66668 | 0.66062 | 0.65455 | 0.64849 | 0.64243 | 0.63637 | 0.6303 | 0.62424 | 0.61818 | 0.61211 | 0.60472 | 0.59733 | 0.58994 | 0.58255 | 0.58255
Desktop Computers | Multi Family | Washington | 0.011232 | 0.012355 | 0.013478 | 0.014601 | 0.015725 | 0.015725 | 0.016623 | 0.031992 | 0.095942 | 0.15989 | 0.22384 | 0.28779 | 0.35174 | 0.41569 | 0.47964 | 0.54359 | 0.60754 | 0.67149 | 0.73544 | 0.79939 | 0.86334 | 0.9273 | 0.99125 | 1.0552 | 1.1191 | 1.1831 | 1.247 | 0.71 | 0.70879 | 0.70758 | 0.70637 | 0.69964 | 0.69292 | 0.68619 | 0.67947 | 0.67274 | 0.66668 | 0.66062 | 0.65455 | 0.64849 | 0.64243 | 0.63637 | 0.6303 | 0.62424 | 0.61818 | 0.61211 | 0.60472 | 0.59733 | 0.58994 | 0.58255 | 0.58255
Desktop Computers | Other Family | Idaho | 0.0021739 | 0.0023913 | 0.0026087 | 0.0028261 | 0.0030435 | 0.0030435 | 0.0032174 | 0.006192 | 0.070142 | 0.13409 | 0.19804 | 0.26199 | 0.32594 | 0.38989 | 0.45384 | 0.51779 | 0.58174 | 0.64569 | 0.70964 | 0.77359 | 0.83755 | 0.9015 | 0.96545 | 1.0294 | 1.0933 | 1.1573 | 1.2212 | 1.03 | 1.0282 | 1.0265 | 1.0247 | 1.015 | 1.0052 | 0.99546 | 0.98571 | 0.97595 | 0.96716 | 0.95836 | 0.94956 | 0.94077 | 0.93197 | 0.92318 | 0.91438 | 0.90559 | 0.89679 | 0.888 | 0.87727 | 0.86655 | 0.85583 | 0.8451 | 0.8451
Desktop Computers | Other Family | Montana | 0.0021739 | 0.0023913 | 0.0026087 | 0.0028261 | 0.0030435 | 0.0030435 | 0.0032174 | 0.006192 | 0.070142 | 0.13409 | 0.19804 | 0.26199 | 0.32594 | 0.38989 | 0.45384 | 0.51779 | 0.58174 | 0.64569 | 0.70964 | 0.77359 | 0.83755 | 0.9015 | 0.96545 | 1.0294 | 1.0933 | 1.1573 | 1.2212 | 1.03 | 1.0282 | 1.0265 | 1.0247 | 1.015 | 1.0052 | 0.99546 | 0.98571 | 0.97595 | 0.96716 | 0.95836 | 0.94956 | 0.94077 | 0.93197 | 0.92318 | 0.91438 | 0.90559 | 0.89679 | 0.888 | 0.87727 | 0.86655 | 0.85583 | 0.8451 | 0.8451
Desktop Computers | Other Family | Oregon | 0.0021739 | 0.0023913 | 0.0026087 | 0.0028261 | 0.0030435 | 0.0030435 | 0.0032174 | 0.006192 | 0.070142 | 0.13409 | 0.19804 | 0.26199 | 0.32594 | 0.38989 | 0.45384 | 0.51779 | 0.58174 | 0.64569 | 0.70964 | 0.77359 | 0.83755 | 0.9015 | 0.96545 | 1.0294 | 1.0933 | 1.1573 | 1.2212 | 1.43 | 1.4276 | 1.4251 | 1.4227 | 1.4091 | 1.3956 | 1.3821 | 1.3685 | 1.355 | 1.3427 | 1.3305 | 1.3183 | 1.3061 | 1.2939 | 1.2817 | 1.2695 | 1.2573 | 1.2451 | 1.2328 | 1.218 | 1.2031 | 1.1882 | 1.1733 | 1.1733
Desktop Computers | Other Family | Washington | 0.0021739 | 0.0023913 | 0.0026087 | 0.0028261 | 0.0030435 | 0.0030435 | 0.0032174 | 0.006192 | 0.070142 | 0.13409 | 0.19804 | 0.26199 | 0.32594 | 0.38989 | 0.45384 | 0.51779 | 0.58174 | 0.64569 | 0.70964 | 0.77359 | 0.83755 | 0.9015 | 0.96545 | 1.0294 | 1.0933 | 1.1573 | 1.2212 | 0.97 | 0.96835 | 0.96669 | 0.96504 | 0.95585 | 0.94666 | 0.93747 | 0.92829 | 0.9191 | 0.91082 | 0.90253 | 0.89425 | 0.88597 | 0.87768 | 0.8694 | 0.86112 | 0.85283 | 0.84455 | 0.83627 | 0.82617 | 0.81607 | 0.80597 | 0.79587 | 0.79587
Life | 5 | Marginal EUI | 49 | 49 | 49 | 49 | 49 | 49 | 49 | 49 | 49 | 49 | 49 | 49 | 49 | 49 | 49 | 60 | 90 | 114.3886 | 138.7772 | 163.1658 | 187.5544 | 194.0435 | 200.5326 | 207.0218 | 213.5109 | 220 | 220 | 207.5 | 195 | 182.5 | 170 | 162 | 154 | 146 | 138 | 130 | 124 | 118 | 112 | 106 | 100 | 94 | 88 | 82 | 76 | 70 | 62.5 | 55 | 47.5 | 40 | 40
Desktop Computers | National Average | Stock EUI | 49 | 49 | 49 | 49 | 49 | 49 | 49 | 49 | 49 | 49 | 49 | 49 | 49 | 49 | 49 | 51.2 | 59.4 | 72.4777 | 90.4332 | 113.2663 | 138.7772 | 159.5859 | 176.8147 | 190.4636 | 200.5326 | 207.0218 | 212.2131 | 213.6065 | 211.2022 | 205 | 195 | 183.4 | 172.7 | 162.9 | 154 | 146 | 138.4 | 131.2 | 124.4 | 118 | 112 | 106 | 100 | 94 | 88 | 82 | 75.7 | 69.1 | 62.2 | 55 | 49
Desktop Computers | EUI | Area | 1985 | 1986 | 1987 | 1988 | 1989 | 1990 | 1991 | 1992 | 1993 | 1994 | 1995 | 1996 | 1997 | 1998 | 1999 | 2000 | 2001 | 2002 | 2003 | 2004 | 2005 | 2006 | 2007 | 2008 | 2009 | 2010 | 2011 | 2012 | 2013 | 2014 | 2015 | 2016 | 2017 | 2018 | 2019 | 2020 | 2021 | 2022 | 2023 | 2024 | 2025 | 2026 | 2027 | 2028 | 2029 | 2030 | 2031 | 2032 | 2033 | 2034 | 2035
Desktop Computers | Single Family | Idaho | 76.0899 | 76.0899 | 76.0899 | 76.0899 | 76.0899 | 76.0899 | 76.0899 | 76.0899 | 76.0899 | 76.0899 | 76.0899 | 76.0899 | 76.0899 | 76.0899 | 76.0899 | 79.5062 | 92.2396 | 112.5474 | 140.4296 | 175.8862 | 215.5009 | 247.8138 | 274.5676 | 295.7624 | 311.3981 | 321.4748 | 329.5361 | 331.7 | 327.9664 | 318.3353 | 302.8068 | 284.7936 | 268.1781 | 252.9601 | 239.1397 | 226.7169 | 214.9152 | 203.7346 | 193.1752 | 183.2369 | 173.9198 | 164.6026 | 155.2855 | 145.9684 | 136.6513 | 127.3341 | 117.5511 | 107.3023 | 96.5876 | 85.407 | 76.0899
Desktop Computers | Single Family | Montana | 76.0899 | 76.0899 | 76.0899 | 76.0899 | 76.0899 | 76.0899 | 76.0899 | 76.0899 | 76.0899 | 76.0899 | 76.0899 | 76.0899 | 76.0899 | 76.0899 | 76.0899 | 79.5062 | 92.2396 | 112.5474 | 140.4296 | 175.8862 | 215.5009 | 247.8138 | 274.5676 | 295.7624 | 311.3981 | 321.4748 | 329.5361 | 331.7 | 327.9664 | 318.3353 | 302.8068 | 284.7936 | 268.1781 | 252.9601 | 239.1397 | 226.7169 | 214.9152 | 203.7346 | 193.1752 | 183.2369 | 173.9198 | 164.6026 | 155.2855 | 145.9684 | 136.6513 | 127.3341 | 117.5511 | 107.3023 | 96.5876 | 85.407 | 76.0899
Desktop Computers | Single Family | Oregon | 76.0899 | 76.0899 | 76.0899 | 76.0899 | 76.0899 | 76.0899 | 76.0899 | 76.0899 | 76.0899 | 76.0899 | 76.0899 | 76.0899 | 76.0899 | 76.0899 | 76.0899 | 79.5062 | 92.2396 | 112.5474 | 140.4296 | 175.8862 | 215.5009 | 247.8138 | 274.5676 | 295.7624 | 311.3981 | 321.4748 | 329.5361 | 331.7 | 327.9664 | 318.3353 | 302.8068 | 284.7936 | 268.1781 | 252.9601 | 239.1397 | 226.7169 | 214.9152 | 203.7346 | 193.1752 | 183.2369 | 173.9198 | 164.6026 | 155.2855 | 145.9684 | 136.6513 | 127.3341 | 117.5511 | 107.3023 | 96.5876 | 85.407 | 76.0899
Desktop Computers | Single Family | Washington | 76.0899 | 76.0899 | 76.0899 | 76.0899 | 76.0899 | 76.0899 | 76.0899 | 76.0899 | 76.0899 | 76.0899 | 76.0899 | 76.0899 | 76.0899 | 76.0899 | 76.0899 | 79.5062 | 92.2396 | 112.5474 | 140.4296 | 175.8862 | 215.5009 | 247.8138 | 274.5676 | 295.7624 | 311.3981 | 321.4748 | 329.5361 | 331.7 | 327.9664 | 318.3353 | 302.8068 | 284.7936 | 268.1781 | 252.9601 | 239.1397 | 226.7169 | 214.9152 | 203.7346 | 193.1752 | 183.2369 | 173.9198 | 164.6026 | 155.2855 | 145.9684 | 136.6513 | 127.3341 | 117.5511 | 107.3023 | 96.5876 | 85.407 | 76.0899
Desktop Computers | Multi Family | Idaho | 76.0899 | 76.0899 | 76.0899 | 76.0899 | 76.0899 | 76.0899 | 76.0899 | 76.0899 | 76.0899 | 76.0899 | 76.0899 | 76.0899 | 76.0899 | 76.0899 | 76.0899 | 79.5062 | 92.2396 | 112.5474 | 140.4296 | 175.8862 | 215.5009 | 247.8138 | 274.5676 | 295.7624 | 311.3981 | 321.4748 | 329.5361 | 331.7 | 327.9664 | 318.3353 | 302.8068 | 284.7936 | 268.1781 | 252.9601 | 239.1397 | 226.7169 | 214.9152 | 203.7346 | 193.1752 | 183.2369 | 173.9198 | 164.6026 | 155.2855 | 145.9684 | 136.6513 | 127.3341 | 117.5511 | 107.3023 | 96.5876 | 85.407 | 76.0899
Desktop Computers | Multi Family | Montana | 76.0899 | 76.0899 | 76.0899 | 76.0899 | 76.0899 | 76.0899 | 76.0899 | 76.0899 | 76.0899 | 76.0899 | 76.0899 | 76.0899 | 76.0899 | 76.0899 | 76.0899 | 79.5062 | 92.2396 | 112.5474 | 140.4296 | 175.8862 | 215.5009 | 247.8138 | 274.5676 | 295.7624 | 311.3981 | 321.4748 | 329.5361 | 331.7 | 327.9664 | 318.3353 | 302.8068 | 284.7936 | 268.1781 | 252.9601 | 239.1397 | 226.7169 | 214.9152 | 203.7346 | 193.1752 | 183.2369 | 173.9198 | 164.6026 | 155.2855 | 145.9684 | 136.6513 | 127.3341 | 117.5511 | 107.3023 | 96.5876 | 85.407 | 76.0899
Desktop Computers | Multi Family | Oregon | 76.0899 | 76.0899 | 76.0899 | 76.0899 | 76.0899 | 76.0899 | 76.0899 | 76.0899 | 76.0899 | 76.0899 | 76.0899 | 76.0899 | 76.0899 | 76.0899 | 76.0899 | 79.5062 | 92.2396 | 112.5474 | 140.4296 | 175.8862 | 215.5009 | 247.8138 | 274.5676 | 295.7624 | 311.3981 | 321.4748 | 329.5361 | 331.7 | 327.9664 | 318.3353 | 302.8068 | 284.7936 | 268.1781 | 252.9601 | 239.1397 | 226.7169 | 214.9152 | 203.7346 | 193.1752 | 183.2369 | 173.9198 | 164.6026 | 155.2855 | 145.9684 | 136.6513 | 127.3341 | 117.5511 | 107.3023 | 96.5876 | 85.407 | 76.0899
Desktop Computers | Multi Family | Washington | 76.0899 | 76.0899 | 76.0899 | 76.0899 | 76.0899 | 76.0899 | 76.0899 | 76.0899 | 76.0899 | 76.0899 | 76.0899 | 76.0899 | 76.0899 | 76.0899 | 76.0899 | 79.5062 | 92.2396 | 112.5474 | 140.4296 | 175.8862 | 215.5009 | 247.8138 | 274.5676 | 295.7624 | 311.3981 | 321.4748 | 329.5361 | 331.7 | 327.9664 | 318.3353 | 302.8068 | 284.7936 | 268.1781 | 252.9601 | 239.1397 | 226.7169 | 214.9152 | 203.7346 | 193.1752 | 183.2369 | 173.9198 | 164.6026 | 155.2855 | 145.9684 | 136.6513 | 127.3341 | 117.5511 | 107.3023 | 96.5876 | 85.407 | 76.0899
Desktop Computers | Other Family | Idaho | 76.0899 | 76.0899 | 76.0899 | 76.0899 | 76.0899 | 76.0899 | 76.0899 | 76.0899 | 76.0899 | 76.0899 | 76.0899 | 76.0899 | 76.0899 | 76.0899 | 76.0899 | 79.5062 | 92.2396 | 112.5474 | 140.4296 | 175.8862 | 215.5009 | 247.8138 | 274.5676 | 295.7624 | 311.3981 | 321.4748 | 329.5361 | 331.7 | 327.9664 | 318.3353 | 302.8068 | 284.7936 | 268.1781 | 252.9601 | 239.1397 | 226.7169 | 214.9152 | 203.7346 | 193.1752 | 183.2369 | 173.9198 | 164.6026 | 155.2855 | 145.9684 | 136.6513 | 127.3341 | 117.5511 | 107.3023 | 96.5876 | 85.407 | 76.0899
Desktop Computers | Other Family | Montana | 76.0899 | 76.0899 | 76.0899 | 76.0899 | 76.0899 | 76.0899 | 76.0899 | 76.0899 | 76.0899 | 76.0899 | 76.0899 | 76.0899 | 76.0899 | 76.0899 | 76.0899 | 79.5062 | 92.2396 | 112.5474 | 140.4296 | 175.8862 | 215.5009 | 247.8138 | 274.5676 | 295.7624 | 311.3981 | 321.4748 | 329.5361 | 331.7 | 327.9664 | 318.3353 | 302.8068 | 284.7936 | 268.1781 | 252.9601 | 239.1397 | 226.7169 | 214.9152 | 203.7346 | 193.1752 | 183.2369 | 173.9198 | 164.6026 | 155.2855 | 145.9684 | 136.6513 | 127.3341 | 117.5511 | 107.3023 | 96.5876 | 85.407 | 76.0899
Desktop Computers | Other Family | Oregon | 76.0899 | 76.0899 | 76.0899 | 76.0899 | 76.0899 | 76.0899 | 76.0899 | 76.0899 | 76.0899 | 76.0899 | 76.0899 | 76.0899 | 76.0899 | 76.0899 | 76.0899 | 79.5062 | 92.2396 | 112.5474 | 140.4296 | 175.8862 | 215.5009 | 247.8138 | 274.5676 | 295.7624 | 311.3981 | 321.4748 | 329.5361 | 331.7 | 327.9664 | 318.3353 | 302.8068 | 284.7936 | 268.1781 | 252.9601 | 239.1397 | 226.7169 | 214.9152 | 203.7346 | 193.1752 | 183.2369 | 173.9198 | 164.6026 | 155.2855 | 145.9684 | 136.6513 | 127.3341 | 117.5511 | 107.3023 | 96.5876 | 85.407 | 76.0899
Desktop Computers | Other Family | Washington | 76.0899 | 76.0899 | 76.0899 | 76.0899 | 76.0899 | 76.0899 | 76.0899 | 76.0899 | 76.0899 | 76.0899 | 76.0899 | 76.0899 | 76.0899 | 76.0899 | 76.0899 | 79.5062 | 92.2396 | 112.5474 | 140.4296 | 175.8862 | 215.5009 | 247.8138 | 274.5676 | 295.7624 | 311.3981 | 321.4748 | 329.5361 | 331.7 | 327.9664 | 318.3353 | 302.8068 | 284.7936 | 268.1781 | 252.9601 | 239.1397 | 226.7169 | 214.9152 | 203.7346 | 193.1752 | 183.2369 | 173.9198 | 164.6026 | 155.2855 | 145.9684 | 136.6513 | 127.3341 | 117.5511 | 107.3023 | 96.5876 | 85.407 | 76.0899
Desktop Computers
Desktop Computers | XDMD | GWh | 1985 | 1986 | 1987 | 1988 | 1989 | 1990 | 1991 | 1992 | 1993 | 1994 | 1995 | 1996 | 1997 | 1998 | 1999 | 2000 | 2001 | 2002 | 2003 | 2004 | 2005 | 2006 | 2007 | 2008 | 2009 | 2010 | 2011 | 2012 | 2013 | 2014 | 2015 | 2016 | 2017 | 2018 | 2019 | 2020 | 2021 | 2022 | 2023 | 2024 | 2025 | 2026 | 2027 | 2028 | 2029 | 2030 | 2031 | 2032 | 2033 | 2034 | 2035
Desktop Computers | Single Family | Idaho | 1.9922 | 2.2122 | 2.4345 | 2.6615 | 2.8989 | 2.9427 | 3.1675 | 8.647 | 10.5621 | 12.5912 | 14.6646 | 16.8577 | 19.1219 | 21.5558 | 24.0907 | 27.8663 | 35.5523 | 47.5906 | 65.1569 | 89.5479 | 120.7897 | 151.2101 | 179.6609 | 205.4789 | 228.412 | 248.1365 | 266.9248 | 282.7052 | 282.4373 | 278.0173 | 269.0678 | 255.4643 | 242.6445 | 230.6328 | 219.6303 | 209.6162 | 200.0739 | 190.896 | 182.1486 | 173.8784 | 166.1177 | 158.2273 | 150.2112 | 142.05 | 133.773 | 125.3545 | 116.0742 | 106.2006 | 95.7994 | 84.8748 | 76.733
Desktop Computers | Single Family | Montana | 1.6563 | 1.829 | 2.0018 | 2.1748 | 2.3486 | 2.3571 | 2.505 | 6.7713 | 8.1138 | 9.4925 | 10.8782 | 12.2729 | 13.6822 | 15.112 | 16.5678 | 18.8489 | 23.6941 | 31.2211 | 41.9522 | 56.6279 | 74.4886 | 91.6558 | 108.1758 | 123.3059 | 136.7166 | 148.253 | 159.2562 | 133.6379 | 132.8566 | 129.8112 | 124.5666 | 117.2835 | 110.5016 | 104.2211 | 98.4353 | 93.1878 | 88.2566 | 83.5611 | 79.1144 | 74.9217 | 70.9816 | 67.0374 | 63.0982 | 59.1632 | 55.2422 | 51.3302 | 47.139 | 42.7881 | 38.2923 | 33.6575 | 30.1862
Desktop Computers | Single Family | Oregon | 5.6272 | 6.2404 | 6.8726 | 7.525 | 8.2091 | 8.3345 | 8.9318 | 20.8795 | 25.8665 | 31.0403 | 36.3435 | 41.8739 | 47.5293 | 53.3796 | 59.3535 | 68.3525 | 86.8698 | 115.6151 | 156.7501 | 212.7449 | 282.0217 | 348.7367 | 412.4502 | 470.1276 | 521.29 | 565.5267 | 607.8507 | 651.9757 | 648.2133 | 634.703 | 611.0848 | 577.2831 | 545.5617 | 516.1105 | 489.1059 | 464.5833 | 441.3526 | 419.0975 | 397.9404 | 377.9778 | 359.2887 | 340.4818 | 321.5079 | 302.3283 | 283.0752 | 263.7868 | 242.9256 | 221.0619 | 198.3228 | 174.7611 | 157.1513
Desktop Computers | Single Family | Washington | 8.8634 | 9.889 | 10.9531 | 12.0546 | 13.2281 | 13.5005 | 14.5183 | 41.7635 | 50.2531 | 59.0983 | 68.0243 | 77.2413 | 86.747 | 96.5826 | 106.6082 | 121.9653 | 154.1222 | 204.2874 | 276.3113 | 374.0809 | 494.6554 | 610.8525 | 722.2677 | 823.4194 | 913.0505 | 991.4588 | 1066.4685 | 1243.2349 | 1240.6322 | 1218.4123 | 1175.1376 | 1112.1182 | 1052.2892 | 996.0729 | 944.1169 | 896.5917 | 851.3442 | 807.8465 | 766.4464 | 727.2052 | 690.1894 | 652.9824 | 615.5832 | 578.0334 | 540.4886 | 502.9442 | 462.5122 | 420.3167 | 376.5754 | 331.3749 | 297.5451
Desktop Computers | Multi Family | Idaho | 0.03013 | 0.033984 | 0.037641 | 0.041168 | 0.045396 | 0.046572 | 0.050254 | 0.10024 | 0.31545 | 0.55741 | 0.81208 | 1.0789 | 1.3504 | 1.6306 | 1.9313 | 2.3322 | 3.1105 | 4.3276 | 6.1057 | 8.5578 | 11.6193 | 14.7251 | 17.8518 | 20.6836 | 23.2585 | 25.5175 | 27.8412 | 16.1442 | 16.294 | 16.2574 | 15.9254 | 15.3049 | 14.72 | 14.1861 | 13.6768 | 13.1707 | 12.6691 | 12.1732 | 11.69 | 11.2229 | 10.7766 | 10.3175 | 9.8398 | 9.3473 | 8.8411 | 8.3208 | 7.7387 | 7.1137 | 6.446 | 5.736 | 5.2081
Desktop Computers | Multi Family | Montana | 0.030593 | 0.034124 | 0.037387 | 0.040796 | 0.044077 | 0.044432 | 0.047574 | 0.092248 | 0.28039 | 0.47704 | 0.68398 | 0.9049 | 1.1287 | 1.3595 | 1.596 | 1.9214 | 2.5295 | 3.4955 | 4.8783 | 6.7786 | 9.156 | 11.502 | 13.8292 | 15.981 | 17.9122 | 19.7124 | 21.5731 | 12.5992 | 12.7853 | 12.8161 | 12.5803 | 12.0947 | 11.6096 | 11.1379 | 10.6907 | 10.2719 | 9.8674 | 9.4753 | 9.0999 | 8.7381 | 8.3921 | 8.0352 | 7.6587 | 7.2684 | 6.8683 | 6.4596 | 6.0055 | 5.5181 | 4.9989 | 4.4465 | 4.0349
Desktop Computers | Multi Family | Oregon | 0.14956 | 0.16776 | 0.18688 | 0.20707 | 0.23512 | 0.2456 | 0.26445 | 0.51817 | 1.5832 | 2.7182 | 3.9546 | 5.3164 | 6.7456 | 8.2237 | 9.6983 | 11.6361 | 15.3141 | 20.9478 | 29.1498 | 40.4113 | 54.3617 | 68.4516 | 82.1962 | 95.2665 | 106.8999 | 117.1148 | 127.6125 | 73.9603 | 74.1631 | 73.3687 | 71.1821 | 67.6154 | 64.2597 | 61.2518 | 58.6301 | 56.3229 | 54.2018 | 52.0953 | 49.9708 | 47.89 | 45.8897 | 43.8332 | 41.6934 | 39.4733 | 37.1717 | 34.806 | 32.1947 | 29.4216 | 26.4934 | 23.4107 | 21.1003
Desktop Computers | Multi Family | Washington | 0.2835 | 0.32674 | 0.37325 | 0.42671 | 0.48342 | 0.50561 | 0.5456 | 1.0709 | 3.2724 | 5.5776 | 7.9885 | 10.5331 | 13.1917 | 16.0203 | 18.954 | 22.936 | 30.339 | 41.5181 | 57.5538 | 79.5934 | 107.1047 | 134.7106 | 162.7105 | 189.4822 | 212.8313 | 233.8778 | 255.3521 | 148.5199 | 149.4031 | 147.9465 | 143.7457 | 136.8787 | 130.4372 | 124.4887 | 118.9597 | 113.787 | 108.7653 | 103.8942 | 99.2284 | 94.8262 | 90.6991 | 86.5547 | 82.3094 | 77.9793 | 73.5747 | 69.0825 | 64.1077 | 58.7823 | 53.1191 | 47.1277 | 42.6553
Desktop Computers | Other Family | Idaho | 0.0079893 | 0.0089407 | 0.0098736 | 0.010819 | 0.011814 | 0.012004 | 0.012957 | 0.025735 | 0.30636 | 0.62354 | 0.96864 | 1.334 | 1.7249 | 2.1517 | 2.5855 | 3.1365 | 4.1418 | 5.685 | 7.8741 | 10.8551 | 14.5435 | 18.1908 | 21.7755 | 25.1703 | 28.2403 | 30.9646 | 33.6013 | 28.5996 | 28.3201 | 27.5413 | 26.2363 | 24.5181 | 22.9372 | 21.4925 | 20.1836 | 19.0064 | 17.9106 | 16.877 | 15.9048 | 14.9934 | 14.1419 | 13.2991 | 12.4651 | 11.6402 | 10.8245 | 10.0181 | 9.1646 | 8.2885 | 7.3908 | 6.4729 | 5.7842
Desktop Computers | Other Family | Montana | 0.0074838 | 0.0083535 | 0.009215 | 0.010078 | 0.010964 | 0.011081 | 0.011874 | 0.023333 | 0.27207 | 0.53921 | 0.82307 | 1.1237 | 1.4397 | 1.7791 | 2.1309 | 2.5895 | 3.4247 | 4.7087 | 6.5395 | 9.0235 | 12.0855 | 15.0953 | 18.0687 | 20.8857 | 23.4547 | 25.7509 | 28.0005 | 23.9306 | 23.725 | 23.1082 | 22.0529 | 20.6486 | 19.3567 | 18.1746 | 17.097 | 16.1287 | 15.2267 | 14.3744 | 13.5712 | 12.8164 | 12.1097 | 11.408 | 10.7113 | 10.0198 | 9.3337 | 8.6531 | 7.9292 | 7.1832 | 6.416 | 5.6284 | 5.0378
Desktop Computers | Other Family | Oregon | 0.016916 | 0.019026 | 0.021333 | 0.023939 | 0.026797 | 0.027932 | 0.030684 | 0.061457 | 0.73062 | 1.4743 | 2.2896 | 3.1582 | 4.092 | 5.0795 | 6.0922 | 7.3944 | 9.7666 | 13.4097 | 18.6296 | 25.7751 | 34.6414 | 43.3755 | 51.9371 | 60.0413 | 67.3867 | 73.877 | 80.0934 | 94.6243 | 93.8157 | 91.2416 | 86.9232 | 81.2313 | 75.9965 | 71.2235 | 66.9034 | 63.0076 | 59.3813 | 55.9609 | 52.7444 | 49.7293 | 46.9116 | 44.1212 | 41.3595 | 38.6274 | 35.9251 | 33.2531 | 30.4239 | 27.5188 | 24.5415 | 21.4962 | 19.2113
Desktop Computers | Other Family | Washington | 0.02204 | 0.025072 | 0.02812 | 0.031363 | 0.034794 | 0.036101 | 0.039475 | 0.07878 | 0.92897 | 1.8507 | 2.8427 | 3.8853 | 4.9929 | 6.1765 | 7.3739 | 8.9493 | 11.8243 | 16.2267 | 22.5377 | 31.14 | 41.7992 | 52.3295 | 62.6387 | 72.4369 | 81.2968 | 89.0898 | 96.5968 | 77.408 | 76.7421 | 74.6353 | 71.0976 | 66.4367 | 62.1536 | 58.2472 | 54.7115 | 51.5232 | 48.5553 | 45.7562 | 43.1243 | 40.6572 | 38.3518 | 36.0688 | 33.8096 | 31.5747 | 29.3645 | 27.1791 | 24.8656 | 22.4902 | 20.0561 | 17.5666 | 15.6987
| Desktop Computer Regional Demand (GWH) |  | 18.6872 | 20.7945 | 22.9657 | 25.2078 | 27.577 | 28.0642 | 30.1253 | 80.0321 | 102.485 | 126.0403 | 150.2736 | 175.5803 | 201.7464 | 229.051 | 256.9821 | 297.9283 | 380.6889 | 509.0333 | 693.4391 | 945.1363 | 1257.2666 | 1560.8355 | 1853.5622 | 2122.2793 | 2360.7496 | 2569.2799 | 2771.1712 | 2787.3397 | 2779.3878 | 2727.8589 | 2629.6005 | 2486.8776 | 2352.4676 | 2227.2398 | 2112.1412 | 2007.1976 | 1907.6047 | 1812.0076 | 1720.9835 | 1634.8566 | 1553.85 | 1472.3666 | 1390.2475 | 1307.5052 | 1224.4825 | 1141.1879 | 1051.081 | 956.6837 | 858.4519 | 756.5533 | 680.3461
Growth rate
| National Average | Stock Saturation | [20 empty] | 0.44284 | 0.5171 | 0.59136 | 0.66561 | 0.73987 | 0.81413 | 0.8521 | 0.89007 | 0.92804 | 0.96601 | 1.004 | 0.98525 | 0.97714 | 0.96903 | 0.96093 | 0.91029 | 0.89585 | 0.88141 | 0.86697 | 0.85253 | 0.83809 | 0.82365 | 0.8092 | 0.79476 | 0.78032 | 0.76588 | 0.74994 | 0.73401 | 0.71807 | 0.70214 | 0.70214 | -0.010259
Computer Monitor | Saturation |  | 1985 | 1986 | 1987 | 1988 | 1989 | 1990 | 1991 | 1992 | 1993 | 1994 | 1995 | 1996 | 1997 | 1998 | 1999 | 2000 | 2001 | 2002 | 2003 | 2004 | 2005 | 2006 | 2007 | 2008 | 2009 | 2010 | 2011 | 2012 | 2013 | 2014 | 2015 | 2016 | 2017 | 2018 | 2019 | 2020 | 2021 | 2022 | 2023 | 2024 | 2025 | 2026 | 2027 | 2028 | 2029 | 2030 | 2031 | 2032 | 2033 | 2034 | 2035
Computer Monitor | Single Family | Idaho | 0.086594 | 0.1245 | 0.1624 | 0.20031 | 0.23821 | 0.27611 | 0.31402 | 0.341 | 0.3789 | 0.4168 | 0.45471 | 0.49261 | 0.53051 | 0.56842 | 0.60632 | 0.64423 | 0.68213 | 0.72003 | 0.75794 | 0.79584 | 0.83375 | 0.87165 | 0.90955 | 0.94746 | 0.98536 | 1.0233 | 1.0612 | 1.11 | 1.0986 | 1.0873 | 1.0762 | 1.0651 | 1.0542 | 1.0434 | 1.0327 | 1.0221 | 1.0116 | 1.0012 | 0.99097 | 0.98081 | 0.97074 | 0.96079 | 0.95093 | 0.94117 | 0.93152 | 0.92196 | 0.91251 | 0.90314 | 0.89388 | 0.88471 | 0.87563
Computer Monitor | Single Family | Montana | 0.086594 | 0.11413 | 0.14166 | 0.16919 | 0.19673 | 0.22426 | 0.2518 | 0.34316 | 0.37069 | 0.39822 | 0.42576 | 0.45329 | 0.48083 | 0.50836 | 0.53589 | 0.56343 | 0.59096 | 0.61849 | 0.64603 | 0.67356 | 0.70109 | 0.72863 | 0.75616 | 0.78369 | 0.81123 | 0.83876 | 0.86629 | 0.83 | 0.82149 | 0.81306 | 0.80472 | 0.79646 | 0.78829 | 0.7802 | 0.7722 | 0.76428 | 0.75644 | 0.74868 | 0.741 | 0.7334 | 0.72587 | 0.71843 | 0.71106 | 0.70376 | 0.69654 | 0.6894 | 0.68232 | 0.67532 | 0.6684 | 0.66154 | 0.65475
Computer Monitor | Single Family | Oregon | 0.086594 | 0.11894 | 0.15129 | 0.18364 | 0.21599 | 0.24834 | 0.28068 | 0.2948 | 0.32714 | 0.35949 | 0.39184 | 0.42419 | 0.45654 | 0.48889 | 0.52123 | 0.55358 | 0.58593 | 0.61828 | 0.65063 | 0.68298 | 0.71532 | 0.74767 | 0.78002 | 0.81237 | 0.84472 | 0.87707 | 0.90941 | 0.96 | 0.95015 | 0.9404 | 0.93076 | 0.92121 | 0.91176 | 0.9024 | 0.89315 | 0.88398 | 0.87492 | 0.86594 | 0.85706 | 0.84827 | 0.83956 | 0.83095 | 0.82243 | 0.81399 | 0.80564 | 0.79737 | 0.78919 | 0.7811 | 0.77308 | 0.76515 | 0.7573
Computer Monitor | Single Family | Washington | 0.086594 | 0.12265 | 0.1587 | 0.19475 | 0.2308 | 0.26685 | 0.30291 | 0.36071 | 0.39676 | 0.43282 | 0.46887 | 0.50492 | 0.54097 | 0.57702 | 0.61308 | 0.64913 | 0.68518 | 0.72123 | 0.75728 | 0.79334 | 0.82939 | 0.86544 | 0.90149 | 0.93755 | 0.9736 | 1.0096 | 1.0457 | 1.06 | 1.0491 | 1.0384 | 1.0277 | 1.0172 | 1.0067 | 0.99641 | 0.98618 | 0.97607 | 0.96605 | 0.95614 | 0.94633 | 0.93663 | 0.92702 | 0.91751 | 0.9081 | 0.89878 | 0.88956 | 0.88043 | 0.8714 | 0.86246 | 0.85361 | 0.84486 | 0.83619
Computer Monitor | Multi Family | Idaho | 0.011232 | 0.027483 | 0.043733 | 0.059984 | 0.076235 | 0.092485 | 0.10874 | 0.12499 | 0.14124 | 0.15749 | 0.17374 | 0.18999 | 0.20624 | 0.22249 | 0.23874 | 0.25499 | 0.27124 | 0.28749 | 0.30374 | 0.31999 | 0.33625 | 0.3525 | 0.36875 | 0.385 | 0.40125 | 0.4175 | 0.43375 | 0.45 | 0.44538 | 0.44081 | 0.43629 | 0.43182 | 0.42739 | 0.423 | 0.41866 | 0.41437 | 0.41012 | 0.40591 | 0.40175 | 0.39762 | 0.39355 | 0.38951 | 0.38551 | 0.38156 | 0.37764 | 0.37377 | 0.36993 | 0.36614 | 0.36238 | 0.35867 | 0.35499
Computer Monitor | Multi Family | Montana | 0.011232 | 0.027483 | 0.043733 | 0.059984 | 0.076235 | 0.092485 | 0.10874 | 0.12499 | 0.14124 | 0.15749 | 0.17374 | 0.18999 | 0.20624 | 0.22249 | 0.23874 | 0.25499 | 0.27124 | 0.28749 | 0.30374 | 0.31999 | 0.33625 | 0.3525 | 0.36875 | 0.385 | 0.40125 | 0.4175 | 0.43375 | 0.45 | 0.44538 | 0.44081 | 0.43629 | 0.43182 | 0.42739 | 0.423 | 0.41866 | 0.41437 | 0.41012 | 0.40591 | 0.40175 | 0.39762 | 0.39355 | 0.38951 | 0.38551 | 0.38156 | 0.37764 | 0.37377 | 0.36993 | 0.36614 | 0.36238 | 0.35867 | 0.35499
Computer Monitor | Multi Family | Oregon | 0.011232 | 0.027483 | 0.043733 | 0.059984 | 0.076235 | 0.092485 | 0.10874 | 0.12499 | 0.14124 | 0.15749 | 0.17374 | 0.18999 | 0.20624 | 0.22249 | 0.23874 | 0.25499 | 0.27124 | 0.28749 | 0.30374 | 0.31999 | 0.33625 | 0.3525 | 0.36875 | 0.385 | 0.40125 | 0.4175 | 0.43375 | 0.45 | 0.44538 | 0.44081 | 0.43629 | 0.43182 | 0.42739 | 0.423 | 0.41866 | 0.41437 | 0.41012 | 0.40591 | 0.40175 | 0.39762 | 0.39355 | 0.38951 | 0.38551 | 0.38156 | 0.37764 | 0.37377 | 0.36993 | 0.36614 | 0.36238 | 0.35867 | 0.35499
Computer Monitor | Multi Family | Washington | 0.011232 | 0.027483 | 0.043733 | 0.059984 | 0.076235 | 0.092485 | 0.10874 | 0.12499 | 0.14124 | 0.15749 | 0.17374 | 0.18999 | 0.20624 | 0.22249 | 0.23874 | 0.25499 | 0.27124 | 0.28749 | 0.30374 | 0.31999 | 0.33625 | 0.3525 | 0.36875 | 0.385 | 0.40125 | 0.4175 | 0.43375 | 0.45 | 0.44538 | 0.44081 | 0.43629 | 0.43182 | 0.42739 | 0.423 | 0.41866 | 0.41437 | 0.41012 | 0.40591 | 0.40175 | 0.39762 | 0.39355 | 0.38951 | 0.38551 | 0.38156 | 0.37764 | 0.37377 | 0.36993 | 0.36614 | 0.36238 | 0.35867 | 0.35499
Computer Monitor | Other Family | Idaho | 0.0021739 | 0.043205 | 0.084235 | 0.12527 | 0.1663 | 0.20733 | 0.24836 | 0.28939 | 0.33042 | 0.37145 | 0.41248 | 0.45351 | 0.49454 | 0.53557 | 0.5766 | 0.61763 | 0.65866 | 0.69969 | 0.74072 | 0.78176 | 0.82279 | 0.86382 | 0.90485 | 0.94588 | 0.98691 | 1.0279 | 1.069 | 1.11 | 1.0986 | 1.0873 | 1.0762 | 1.0651 | 1.0542 | 1.0434 | 1.0327 | 1.0221 | 1.0116 | 1.0012 | 0.99097 | 0.98081 | 0.97074 | 0.96079 | 0.95093 | 0.94117 | 0.93152 | 0.92196 | 0.91251 | 0.90314 | 0.89388 | 0.88471 | 0.87563
Computer Monitor | Other Family | Montana | 0.0021739 | 0.032834 | 0.063494 | 0.094155 | 0.12481 | 0.15548 | 0.18614 | 0.2168 | 0.24746 | 0.27812 | 0.30878 | 0.33944 | 0.3701 | 0.40076 | 0.43142 | 0.46208 | 0.49274 | 0.5234 | 0.55406 | 0.58472 | 0.61538 | 0.64604 | 0.6767 | 0.70736 | 0.73802 | 0.76868 | 0.79934 | 0.83 | 0.82149 | 0.81306 | 0.80472 | 0.79646 | 0.78829 | 0.7802 | 0.7722 | 0.76428 | 0.75644 | 0.74868 | 0.741 | 0.7334 | 0.72587 | 0.71843 | 0.71106 | 0.70376 | 0.69654 | 0.6894 | 0.68232 | 0.67532 | 0.6684 | 0.66154 | 0.65475
Computer Monitor | Other Family | Oregon | 0.0021739 | 0.037649 | 0.073124 | 0.1086 | 0.14407 | 0.17955 | 0.21502 | 0.2505 | 0.28597 | 0.32145 | 0.35692 | 0.3924 | 0.42787 | 0.46335 | 0.49882 | 0.5343 | 0.56977 | 0.60525 | 0.64072 | 0.6762 | 0.71167 | 0.74715 | 0.78262 | 0.8181 | 0.85357 | 0.88905 | 0.92452 | 0.96 | 0.95015 | 0.9404 | 0.93076 | 0.92121 | 0.91176 | 0.9024 | 0.89315 | 0.88398 | 0.87492 | 0.86594 | 0.85706 | 0.84827 | 0.83956 | 0.83095 | 0.82243 | 0.81399 | 0.80564 | 0.79737 | 0.78919 | 0.7811 | 0.77308 | 0.76515 | 0.7573
Computer Monitor | Other Family | Washington | 0.0021739 | 0.041353 | 0.080531 | 0.11971 | 0.15889 | 0.19807 | 0.23725 | 0.27643 | 0.3156 | 0.35478 | 0.39396 | 0.43314 | 0.47232 | 0.5115 | 0.55068 | 0.58986 | 0.62903 | 0.66821 | 0.70739 | 0.74657 | 0.78575 | 0.82493 | 0.86411 | 0.90329 | 0.94246 | 0.98164 | 1.0208 | 1.06 | 1.0491 | 1.0384 | 1.0277 | 1.0172 | 1.0067 | 0.99641 | 0.98618 | 0.97607 | 0.96605 | 0.95614 | 0.94633 | 0.93663 | 0.92702 | 0.91751 | 0.9081 | 0.89878 | 0.88956 | 0.88043 | 0.8714 | 0.86246 | 0.85361 | 0.84486 | 0.83619
|  | Region | 0.067106 | 0.098488 | 0.12981 | 0.16095 | 0.19188 | 0.22283 | 0.25418 | 0.29263 | 0.32412 | 0.35543 | 0.38653 | 0.41749 | 0.44854 | 0.47962 | 0.51081 | 0.54213 | 0.57343 | 0.60499 | 0.63663 | 0.66834 | 0.70023 | 0.73184 | 0.76316 | 0.79437 | 0.82593 | 0.85747 | 0.88863 | 0.91324 | 0.90315 | 0.89306 | 0.88317 | 0.87351 | 0.86391 | 0.85431 | 0.84477 | 0.83538 | 0.82609 | 0.81692 | 0.8079 | 0.79899 | 0.79017 | 0.7814 | 0.77276 | 0.76422 | 0.75579 | 0.74747 | 0.73925 | 0.73112 | 0.72311 | 0.71522 | 0.70744
Life | 5 | Marginal EUI | 100 | 100 | 100 | 100 | 97 | 97 | 97 | 97 | 97 | 97 | 97 | 97 | 97 | 97 | 97 | 97 | 97 | 97 | 97 | 97 | 97 | 97 | 97 | 98 | 98 | 99 | 99 | 75 | 75 | 75 | 75 | 57 | 57 | 57 | 57 | 57 | 57 | 57 | 57 | 57 | 57 | 57 | 57 | 57 | 57 | 57 | 57 | 57 | 57 | 57 | 57
Computer Monitor | National Average | Stock average EUI | 97 | 97 | 97 | 97 | 99.4 | 98.8 | 98.2 | 97.6 | 97 | 97 | 97 | 97 | 97 | 97 | 97 | 97 | 97 | 97 | 97 | 97 | 97 | 97 | 97 | 97.2 | 97.4 | 97.8 | 98.2 | 93.8 | 89.2 | 84.6 | 79.8 | 71.4 | 67.8 | 64.2 | 60.6 | 57 | 57 | 57 | 57 | 57 | 57 | 57 | 57 | 57 | 57 | 57 | 57 | 57 | 57 | 57 | 57
Computer Monitor | EUI | Area | 1985 | 1986 | 1987 | 1988 | 1989 | 1990 | 1991 | 1992 | 1993 | 1994 | 1995 | 1996 | 1997 | 1998 | 1999 | 2000 | 2001 | 2002 | 2003 | 2004 | 2005 | 2006 | 2007 | 2008 | 2009 | 2010 | 2011 | 2012 | 2013 | 2014 | 2015 | 2016 | 2017 | 2018 | 2019 | 2020 | 2021 | 2022 | 2023 | 2024 | 2025 | 2026 | 2027 | 2028 | 2029 | 2030 | 2031 | 2032 | 2033 | 2034 | 2035
Computer Monitor | Single Family | Idaho | 149.6365 | 149.6365 | 149.6365 | 149.6365 | 153.3388 | 152.4132 | 151.4876 | 150.562 | 149.6365 | 149.6365 | 149.6365 | 149.6365 | 149.6365 | 149.6365 | 149.6365 | 149.6365 | 149.6365 | 149.6365 | 149.6365 | 149.6365 | 149.6365 | 149.6365 | 149.6365 | 149.945 | 150.2535 | 150.8706 | 151.4876 | 144.7 | 137.6038 | 130.5077 | 123.103 | 110.1448 | 104.5913 | 99.0377 | 93.4842 | 87.9307 | 87.9307 | 87.9307 | 87.9307 | 87.9307 | 87.9307 | 87.9307 | 87.9307 | 87.9307 | 87.9307 | 87.9307 | 87.9307 | 87.9307 | 87.9307 | 87.9307 | 87.9307
Computer Monitor | Single Family | Montana | 149.6365 | 149.6365 | 149.6365 | 149.6365 | 153.3388 | 152.4132 | 151.4876 | 150.562 | 149.6365 | 149.6365 | 149.6365 | 149.6365 | 149.6365 | 149.6365 | 149.6365 | 149.6365 | 149.6365 | 149.6365 | 149.6365 | 149.6365 | 149.6365 | 149.6365 | 149.6365 | 149.945 | 150.2535 | 150.8706 | 151.4876 | 144.7 | 137.6038 | 130.5077 | 123.103 | 110.1448 | 104.5913 | 99.0377 | 93.4842 | 87.9307 | 87.9307 | 87.9307 | 87.9307 | 87.9307 | 87.9307 | 87.9307 | 87.9307 | 87.9307 | 87.9307 | 87.9307 | 87.9307 | 87.9307 | 87.9307 | 87.9307 | 87.9307
Computer Monitor | Single Family | Oregon | 149.6365 | 149.6365 | 149.6365 | 149.6365 | 153.3388 | 152.4132 | 151.4876 | 150.562 | 149.6365 | 149.6365 | 149.6365 | 149.6365 | 149.6365 | 149.6365 | 149.6365 | 149.6365 | 149.6365 | 149.6365 | 149.6365 | 149.6365 | 149.6365 | 149.6365 | 149.6365 | 149.945 | 150.2535 | 150.8706 | 151.4876 | 144.7 | 137.6038 | 130.5077 | 123.103 | 110.1448 | 104.5913 | 99.0377 | 93.4842 | 87.9307 | 87.9307 | 87.9307 | 87.9307 | 87.9307 | 87.9307 | 87.9307 | 87.9307 | 87.9307 | 87.9307 | 87.9307 | 87.9307 | 87.9307 | 87.9307 | 87.9307 | 87.9307
Computer Monitor | Single Family | Washington | 149.6365 | 149.6365 | 149.6365 | 149.6365 | 153.3388 | 152.4132 | 151.4876 | 150.562 | 149.6365 | 149.6365 | 149.6365 | 149.6365 | 149.6365 | 149.6365 | 149.6365 | 149.6365 | 149.6365 | 149.6365 | 149.6365 | 149.6365 | 149.6365 | 149.6365 | 149.6365 | 149.945 | 150.2535 | 150.8706 | 151.4876 | 144.7 | 137.6038 | 130.5077 | 123.103 | 110.1448 | 104.5913 | 99.0377 | 93.4842 | 87.9307 | 87.9307 | 87.9307 | 87.9307 | 87.9307 | 87.9307 | 87.9307 | 87.9307 | 87.9307 | 87.9307 | 87.9307 | 87.9307 | 87.9307 | 87.9307 | 87.9307 | 87.9307
Computer Monitor | Multi Family | Idaho | 149.6365 | 149.6365 | 149.6365 | 149.6365 | 153.3388 | 152.4132 | 151.4876 | 150.562 | 149.6365 | 149.6365 | 149.6365 | 149.6365 | 149.6365 | 149.6365 | 149.6365 | 149.6365 | 149.6365 | 149.6365 | 149.6365 | 149.6365 | 149.6365 | 149.6365 | 149.6365 | 149.945 | 150.2535 | 150.8706 | 151.4876 | 144.7 | 137.6038 | 130.5077 | 123.103 | 110.1448 | 104.5913 | 99.0377 | 93.4842 | 87.9307 | 87.9307 | 87.9307 | 87.9307 | 87.9307 | 87.9307 | 87.9307 | 87.9307 | 87.9307 | 87.9307 | 87.9307 | 87.9307 | 87.9307 | 87.9307 | 87.9307 | 87.9307
Computer Monitor | Multi Family | Montana | 149.6365 | 149.6365 | 149.6365 | 149.6365 | 153.3388 | 152.4132 | 151.4876 | 150.562 | 149.6365 | 149.6365 | 149.6365 | 149.6365 | 149.6365 | 149.6365 | 149.6365 | 149.6365 | 149.6365 | 149.6365 | 149.6365 | 149.6365 | 149.6365 | 149.6365 | 149.6365 | 149.945 | 150.2535 | 150.8706 | 151.4876 | 144.7 | 137.6038 | 130.5077 | 123.103 | 110.1448 | 104.5913 | 99.0377 | 93.4842 | 87.9307 | 87.9307 | 87.9307 | 87.9307 | 87.9307 | 87.9307 | 87.9307 | 87.9307 | 87.9307 | 87.9307 | 87.9307 | 87.9307 | 87.9307 | 87.9307 | 87.9307 | 87.9307
Computer Monitor | Multi Family | Oregon | 149.6365 | 149.6365 | 149.6365 | 149.6365 | 153.3388 | 152.4132 | 151.4876 | 150.562 | 149.6365 | 149.6365 | 149.6365 | 149.6365 | 149.6365 | 149.6365 | 149.6365 | 149.6365 | 149.6365 | 149.6365 | 149.6365 | 149.6365 | 149.6365 | 149.6365 | 149.6365 | 149.945 | 150.2535 | 150.8706 | 151.4876 | 144.7 | 137.6038 | 130.5077 | 123.103 | 110.1448 | 104.5913 | 99.0377 | 93.4842 | 87.9307 | 87.9307 | 87.9307 | 87.9307 | 87.9307 | 87.9307 | 87.9307 | 87.9307 | 87.9307 | 87.9307 | 87.9307 | 87.9307 | 87.9307 | 87.9307 | 87.9307 | 87.9307
Computer Monitor | Multi Family | Washington | 149.6365 | 149.6365 | 149.6365 | 149.6365 | 153.3388 | 152.4132 | 151.4876 | 150.562 | 149.6365 | 149.6365 | 149.6365 | 149.6365 | 149.6365 | 149.6365 | 149.6365 | 149.6365 | 149.6365 | 149.6365 | 149.6365 | 149.6365 | 149.6365 | 149.6365 | 149.6365 | 149.945 | 150.2535 | 150.8706 | 151.4876 | 144.7 | 137.6038 | 130.5077 | 123.103 | 110.1448 | 104.5913 | 99.0377 | 93.4842 | 87.9307 | 87.9307 | 87.9307 | 87.9307 | 87.9307 | 87.9307 | 87.9307 | 87.9307 | 87.9307 | 87.9307 | 87.9307 | 87.9307 | 87.9307 | 87.9307 | 87.9307 | 87.9307
Computer Monitor | Other Family | Idaho | 149.6365 | 149.6365 | 149.6365 | 149.6365 | 153.3388 | 152.4132 | 151.4876 | 150.562 | 149.6365 | 149.6365 | 149.6365 | 149.6365 | 149.6365 | 149.6365 | 149.6365 | 149.6365 | 149.6365 | 149.6365 | 149.6365 | 149.6365 | 149.6365 | 149.6365 | 149.6365 | 149.945 | 150.2535 | 150.8706 | 151.4876 | 144.7 | 137.6038 | 130.5077 | 123.103 | 110.1448 | 104.5913 | 99.0377 | 93.4842 | 87.9307 | 87.9307 | 87.9307 | 87.9307 | 87.9307 | 87.9307 | 87.9307 | 87.9307 | 87.9307 | 87.9307 | 87.9307 | 87.9307 | 87.9307 | 87.9307 | 87.9307 | 87.9307
Computer Monitor | Other Family | Montana | 149.6365 | 149.6365 | 149.6365 | 149.6365 | 153.3388 | 152.4132 | 151.4876 | 150.562 | 149.6365 | 149.6365 | 149.6365 | 149.6365 | 149.6365 | 149.6365 | 149.6365 | 149.6365 | 149.6365 | 149.6365 | 149.6365 | 149.6365 | 149.6365 | 149.6365 | 149.6365 | 149.945 | 150.2535 | 150.8706 | 151.4876 | 144.7 | 137.6038 | 130.5077 | 123.103 | 110.1448 | 104.5913 | 99.0377 | 93.4842 | 87.9307 | 87.9307 | 87.9307 | 87.9307 | 87.9307 | 87.9307 | 87.9307 | 87.9307 | 87.9307 | 87.9307 | 87.9307 | 87.9307 | 87.9307 | 87.9307 | 87.9307 | 87.9307
Computer Monitor | Other Family | Oregon | 149.6365 | 149.6365 | 149.6365 | 149.6365 | 153.3388 | 152.4132 | 151.4876 | 150.562 | 149.6365 | 149.6365 | 149.6365 | 149.6365 | 149.6365 | 149.6365 | 149.6365 | 149.6365 | 149.6365 | 149.6365 | 149.6365 | 149.6365 | 149.6365 | 149.6365 | 149.6365 | 149.945 | 150.2535 | 150.8706 | 151.4876 | 144.7 | 137.6038 | 130.5077 | 123.103 | 110.1448 | 104.5913 | 99.0377 | 93.4842 | 87.9307 | 87.9307 | 87.9307 | 87.9307 | 87.9307 | 87.9307 | 87.9307 | 87.9307 | 87.9307 | 87.9307 | 87.9307 | 87.9307 | 87.9307 | 87.9307 | 87.9307 | 87.9307
Computer Monitor | Other Family | Washington | 149.6365 | 149.6365 | 149.6365 | 149.6365 | 153.3388 | 152.4132 | 151.4876 | 150.562 | 149.6365 | 149.6365 | 149.6365 | 149.6365 | 149.6365 | 149.6365 | 149.6365 | 149.6365 | 149.6365 | 149.6365 | 149.6365 | 149.6365 | 149.6365 | 149.6365 | 149.6365 | 149.945 | 150.2535 | 150.8706 | 151.4876 | 144.7 | 137.6038 | 130.5077 | 123.103 | 110.1448 | 104.5913 | 99.0377 | 93.4842 | 87.9307 | 87.9307 | 87.9307 | 87.9307 | 87.9307 | 87.9307 | 87.9307 | 87.9307 | 87.9307 | 87.9307 | 87.9307 | 87.9307 | 87.9307 | 87.9307 | 87.9307 | 87.9307
Computer Monitor
Computer Monitor | XDMD | GWh | 1985 | 1986 | 1987 | 1988 | 1989 | 1990 | 1991 | 1992 | 1993 | 1994 | 1995 | 1996 | 1997 | 1998 | 1999 | 2000 | 2001 | 2002 | 2003 | 2004 | 2005 | 2006 | 2007 | 2008 | 2009 | 2010 | 2011 | 2012 | 2013 | 2014 | 2015 | 2016 | 2017 | 2018 | 2019 | 2020 | 2021 | 2022 | 2023 | 2024 | 2025 | 2026 | 2027 | 2028 | 2029 | 2030 | 2031 | 2032 | 2033 | 2034 | 2035
Computer Monitor | Single Family | Idaho | 3.9177 | 5.686 | 7.4826 | 9.3133 | 11.4788 | 13.4251 | 15.4513 | 17.1102 | 19.4352 | 22.0106 | 24.6099 | 27.3644 | 30.1929 | 33.2496 | 36.4234 | 39.6288 | 42.9241 | 46.4654 | 50.3832 | 54.7006 | 59.6479 | 64.3742 | 68.4926 | 72.35 | 76.0413 | 79.8618 | 83.6805 | 84.5016 | 80.4997 | 76.7641 | 73.0407 | 65.9235 | 63.1009 | 60.1756 | 57.1911 | 54.1343 | 54.4387 | 54.7276 | 55.0142 | 55.309 | 55.62 | 55.9305 | 56.2412 | 56.5438 | 56.8484 | 57.1427 | 57.4212 | 57.6692 | 57.9158 | 58.1618 | 58.4157
Computer Monitor | Single Family | Montana | 3.2572 | 4.3095 | 5.3667 | 6.4283 | 7.6803 | 8.734 | 9.7982 | 13.3986 | 14.529 | 15.7814 | 17.0243 | 18.2658 | 19.5165 | 20.7852 | 22.0791 | 23.3838 | 24.7251 | 26.1265 | 27.593 | 29.2193 | 30.8743 | 32.5608 | 34.2282 | 35.8553 | 37.4147 | 39.0547 | 40.7014 | 37.5095 | 35.5579 | 33.6573 | 31.753 | 28.4202 | 26.9845 | 25.535 | 24.0695 | 22.5989 | 22.5499 | 22.4954 | 22.438 | 22.3789 | 22.3173 | 22.2518 | 22.1845 | 22.1145 | 22.0445 | 21.9722 | 21.8977 | 21.8183 | 21.7383 | 21.6582 | 21.5792
Computer Monitor | Single Family | Oregon | 11.0663 | 15.3242 | 19.6776 | 24.1406 | 29.4735 | 34.198 | 38.9454 | 41.3151 | 46.3875 | 51.9156 | 57.5485 | 63.4424 | 69.4374 | 75.639 | 81.9453 | 88.3129 | 94.873 | 101.7223 | 108.8631 | 116.3763 | 124.3879 | 132.2934 | 139.8143 | 146.9072 | 153.7473 | 160.9922 | 168.3058 | 170.6498 | 161.7831 | 153.4617 | 145.2607 | 130.4495 | 124.2374 | 117.9193 | 111.5275 | 105.0641 | 105.1591 | 105.2126 | 105.2471 | 105.2834 | 105.3422 | 105.3913 | 105.4114 | 105.3819 | 105.3404 | 105.2973 | 105.2333 | 105.1174 | 104.9906 | 104.8691 | 104.7633
Computer Monitor | Single Family | Washington | 17.4304 | 25.0401 | 32.8966 | 41.0118 | 50.7512 | 59.5257 | 68.3162 | 82.639 | 92.334 | 102.9495 | 113.5125 | 124.4059 | 135.6237 | 147.2277 | 159.0043 | 170.8168 | 182.9751 | 195.851 | 209.5211 | 223.808 | 238.9733 | 254.1504 | 268.8351 | 282.8086 | 296.2473 | 310.7447 | 325.3404 | 317.6169 | 302.2278 | 287.541 | 272.6537 | 245.2904 | 233.8942 | 222.1311 | 210.1266 | 197.9072 | 197.9895 | 197.9509 | 197.8563 | 197.7091 | 197.5164 | 197.2823 | 196.9966 | 196.6602 | 196.316 | 195.9566 | 195.5596 | 195.0803 | 194.5833 | 194.0879 | 193.6065
Computer Monitor | Multi Family | Idaho | 0.059253 | 0.14866 | 0.24019 | 0.33259 | 0.44352 | 0.54867 | 0.65445 | 0.77492 | 0.91323 | 1.0797 | 1.2395 | 1.4007 | 1.5571 | 1.7163 | 1.8904 | 2.059 | 2.2528 | 2.4634 | 2.687 | 2.9144 | 3.1422 | 3.3799 | 3.6192 | 3.826 | 4.0236 | 4.226 | 4.4516 | 4.4637 | 4.2958 | 4.1523 | 3.9989 | 3.6533 | 3.5409 | 3.4238 | 3.2943 | 3.1463 | 3.1887 | 3.2282 | 3.2659 | 3.3022 | 3.3377 | 3.3736 | 3.4079 | 3.4417 | 3.4754 | 3.5086 | 3.5412 | 3.5732 | 3.6047 | 3.6359 | 3.6675
Computer Monitor | Multi Family | Montana | 0.060164 | 0.14927 | 0.23856 | 0.32958 | 0.43064 | 0.52345 | 0.61955 | 0.71314 | 0.81172 | 0.92402 | 1.044 | 1.1748 | 1.3015 | 1.431 | 1.5622 | 1.6963 | 1.832 | 1.9897 | 2.1469 | 2.3085 | 2.4761 | 2.6401 | 2.8037 | 2.9561 | 3.0987 | 3.2646 | 3.4494 | 3.4835 | 3.3708 | 3.2733 | 3.1589 | 2.887 | 2.7927 | 2.6881 | 2.5751 | 2.4538 | 2.4835 | 2.5127 | 2.5423 | 2.5711 | 2.5992 | 2.6273 | 2.6525 | 2.6763 | 2.6999 | 2.7238 | 2.7481 | 2.7718 | 2.7955 | 2.8185 | 2.8414
Computer Monitor | Multi Family | Oregon | 0.29412 | 0.73386 | 1.1925 | 1.6729 | 2.2971 | 2.8935 | 3.4439 | 4.0057 | 4.5835 | 5.2652 | 6.0362 | 6.9021 | 7.7782 | 8.656 | 9.4932 | 10.273 | 11.0915 | 11.9241 | 12.8284 | 13.7623 | 14.7012 | 15.712 | 16.6643 | 17.6219 | 18.4932 | 19.3957 | 20.4044 | 20.4492 | 19.5527 | 18.7389 | 17.8739 | 16.1399 | 15.4579 | 14.7831 | 14.1222 | 13.4549 | 13.642 | 13.8151 | 13.9608 | 14.091 | 14.2127 | 14.3323 | 14.44 | 14.5343 | 14.612 | 14.6765 | 14.7322 | 14.7785 | 14.8156 | 14.8395 | 14.8588
Computer Monitor | Multi Family | Washington | 0.55752 | 1.4293 | 2.3817 | 3.4473 | 4.7231 | 5.9566 | 7.1053 | 8.2783 | 9.4736 | 10.8038 | 12.1935 | 13.6747 | 15.211 | 16.8625 | 18.5533 | 20.2491 | 21.9736 | 23.6334 | 25.3286 | 27.1059 | 28.9647 | 30.9207 | 32.9876 | 35.0495 | 36.8189 | 38.7331 | 40.8291 | 41.0641 | 39.3893 | 37.7865 | 36.0948 | 32.6732 | 31.3771 | 30.0452 | 28.6538 | 27.1823 | 27.375 | 27.5516 | 27.7224 | 27.9013 | 28.0908 | 28.3011 | 28.5068 | 28.7124 | 28.9217 | 29.1296 | 29.3355 | 29.5264 | 29.7051 | 29.8732 | 30.0377
Computer Monitor | Other Family | Idaho | 0.015712 | 0.31767 | 0.62698 | 0.9431 | 1.3009 | 1.638 | 1.9912 | 2.3799 | 2.8381 | 3.3968 | 3.9675 | 4.541 | 5.1467 | 5.8126 | 6.46 | 7.0414 | 7.6076 | 8.1906 | 8.7579 | 9.3325 | 9.9205 | 10.525 | 11.1225 | 11.7255 | 12.2998 | 12.9076 | 13.5205 | 13.4452 | 12.6954 | 11.9605 | 11.2017 | 9.9512 | 9.3817 | 8.8199 | 8.2663 | 7.7201 | 7.6649 | 7.61 | 7.5554 | 7.5012 | 7.4473 | 7.3938 | 7.3405 | 7.2876 | 7.2349 | 7.1826 | 7.1306 | 7.0789 | 7.0276 | 6.9765 | 6.9257
Computer Monitor | Other Family | Montana | 0.014717 | 0.22556 | 0.44108 | 0.66028 | 0.90613 | 1.1339 | 1.3676 | 1.6165 | 1.8876 | 2.1993 | 2.5237 | 2.8631 | 3.2148 | 3.5962 | 3.9834 | 4.3491 | 4.7057 | 5.0746 | 5.4405 | 5.8025 | 6.1658 | 6.5321 | 6.9021 | 7.2761 | 7.6392 | 8.0269 | 8.425 | 8.4124 | 7.9526 | 7.5039 | 7.0405 | 6.2666 | 5.9201 | 5.577 | 5.2359 | 4.8987 | 4.8726 | 4.8466 | 4.8206 | 4.7946 | 4.7685 | 4.7425 | 4.7166 | 4.6907 | 4.6648 | 4.639 | 4.6132 | 4.5874 | 4.5617 | 4.5361 | 4.5104
Computer Monitor | Other Family | Oregon | 0.033267 | 0.58908 | 1.176 | 1.8091 | 2.5563 | 3.3008 | 4.0827 | 4.9197 | 5.858 | 6.9501 | 8.1151 | 9.3023 | 10.5638 | 11.8711 | 13.1683 | 14.3605 | 15.5179 | 16.712 | 17.9231 | 19.1676 | 20.4389 | 21.707 | 22.9452 | 24.1915 | 25.3844 | 26.6348 | 27.8731 | 27.7116 | 26.1984 | 24.6835 | 23.1188 | 20.5381 | 19.3636 | 18.2075 | 17.0691 | 15.9429 | 15.8305 | 15.7189 | 15.6082 | 15.4985 | 15.3895 | 15.2807 | 15.1724 | 15.0649 | 14.9581 | 14.8518 | 14.7462 | 14.6411 | 14.5366 | 14.4328 | 14.3295
Computer Monitor | Other Family | Washington | 0.043344 | 0.85265 | 1.7071 | 2.6126 | 3.6606 | 4.7061 | 5.7952 | 6.9591 | 8.2201 | 9.6298 | 11.1207 | 12.6322 | 14.2284 | 15.9348 | 17.5953 | 19.1872 | 20.7413 | 22.3264 | 23.9391 | 25.5671 | 27.229 | 28.9142 | 30.5541 | 32.2249 | 33.8134 | 35.4646 | 37.1179 | 36.9014 | 34.8845 | 32.8667 | 30.7811 | 27.3429 | 25.7785 | 24.2382 | 22.7217 | 21.2215 | 21.0708 | 20.9212 | 20.7729 | 20.6259 | 20.4799 | 20.3341 | 20.1892 | 20.0451 | 19.9021 | 19.7598 | 19.6183 | 19.4777 | 19.3378 | 19.1988 | 19.0606
| Monitors Demand (GWH) |  | 36.7498 | 54.8059 | 73.4276 | 92.7014 | 115.7021 | 136.5837 | 157.5711 | 184.1104 | 207.2715 | 232.9058 | 258.9352 | 285.9692 | 313.772 | 342.7818 | 372.1582 | 401.3579 | 431.2198 | 462.4795 | 495.4118 | 530.065 | 566.9219 | 603.7098 | 638.969 | 672.7925 | 705.0218 | 739.3066 | 774.0992 | 766.2087 | 728.4078 | 692.3895 | 655.9769 | 589.536 | 561.8296 | 533.5436 | 504.8531 | 475.7251 | 476.2652 | 476.5907 | 476.8041 | 476.9661 | 477.1214 | 477.2414 | 477.2596 | 477.1534 | 477.0181 | 476.8405 | 476.5771 | 476.1201 | 475.6127 | 475.0883 | 474.5965
Growth
| National Average | Stock Saturation | [20 empty] | 0.19174 | 0.39089 | 0.59005 | 0.7892 | 0.98836 | 1.1875 | 1.3867 | 1.5219 | 1.6572 | 1.7924 | 1.9276 | 2.1388 | 2.3499 | 2.561 | 2.7722 | 2.9833 | 2.9871 | 2.9909 | 2.9947 | 2.9985 | 3.0023 | 3.0061 | 3.0099 | 3.0138 | 3.0176 | 3.0214 | 3.0255 | 3.0297 | 3.0339 | 3.0381 | 3.0381 | 0.030511
Laptop computers | Saturation |  | 1985 | 1986 | 1987 | 1988 | 1989 | 1990 | 1991 | 1992 | 1993 | 1994 | 1995 | 1996 | 1997 | 1998 | 1999 | 2000 | 2001 | 2002 | 2003 | 2004 | 2005 | 2006 | 2007 | 2008 | 2009 | 2010 | 2011 | 2012 | 2013 | 2014 | 2015 | 2016 | 2017 | 2018 | 2019 | 2020 | 2021 | 2022 | 2023 | 2024 | 2025 | 2026 | 2027 | 2028 | 2029 | 2030 | 2031 | 2032 | 2033 | 2034 | 2035
Laptop computers | Single Family | Idaho | 0 | 0 | 0 | 0 | 0 | 0 | 0 | 0 | 0 | 0 | 0 | 0 | 0 | 0 | 0 | 0 | 0.13084 | 0.15889 | 0.18693 | 0.21498 | 0.24302 | 0.29054 | 0.33806 | 0.38558 | 0.4331 | 0.60232 | 0.77155 | 1.11 | 1.1439 | 1.1788 | 1.2147 | 1.2518 | 1.29 | 1.3293 | 1.3699 | 1.4117 | 1.4548 | 1.4992 | 1.5449 | 1.592 | 1.6406 | 1.6907 | 1.7423 | 1.7954 | 1.8502 | 1.9066 | 1.9648 | 2.0248 | 2.0866 | 2.1502 | 2.2158
Laptop computers | Single Family | Montana | 0 | 0 | 0 | 0 | 0 | 0 | 0 | 0 | 0 | 0 | 0 | 0 | 0 | 0 | 0 | 0 | 0.13084 | 0.15889 | 0.18693 | 0.21498 | 0.24302 | 0.29054 | 0.33806 | 0.38558 | 0.4331 | 0.53232 | 0.63155 | 0.83 | 0.85532 | 0.88142 | 0.90831 | 0.93603 | 0.96459 | 0.99402 | 1.0243 | 1.0556 | 1.0878 | 1.121 | 1.1552 | 1.1904 | 1.2268 | 1.2642 | 1.3028 | 1.3425 | 1.3835 | 1.4257 | 1.4692 | 1.514 | 1.5602 | 1.6078 | 1.6569
Laptop computers | Single Family | Oregon | 0 | 0 | 0 | 0 | 0 | 0 | 0 | 0 | 0 | 0 | 0 | 0 | 0 | 0 | 0 | 0 | 0.13084 | 0.15889 | 0.18693 | 0.21498 | 0.24302 | 0.29054 | 0.33806 | 0.38558 | 0.4331 | 0.56482 | 0.69655 | 0.96 | 0.98929 | 1.0195 | 1.0506 | 1.0826 | 1.1157 | 1.1497 | 1.1848 | 1.2209 | 1.2582 | 1.2966 | 1.3361 | 1.3769 | 1.4189 | 1.4622 | 1.5068 | 1.5528 | 1.6002 | 1.649 | 1.6993 | 1.7512 | 1.8046 | 1.8596 | 1.9164
Laptop computers | Single Family | Washington | 0 | 0 | 0 | 0 | 0 | 0 | 0 | 0 | 0 | 0 | 0 | 0 | 0 | 0 | 0 | 0 | 0.13084 | 0.15889 | 0.18693 | 0.21498 | 0.24302 | 0.29054 | 0.33806 | 0.38558 | 0.4331 | 0.58982 | 0.74655 | 1.06 | 1.0923 | 1.1257 | 1.16 | 1.1954 | 1.2319 | 1.2695 | 1.3082 | 1.3481 | 1.3892 | 1.4316 | 1.4753 | 1.5203 | 1.5667 | 1.6145 | 1.6638 | 1.7145 | 1.7669 | 1.8208 | 1.8763 | 1.9336 | 1.9926 | 2.0534 | 2.116
Laptop computers | Multi Family | Idaho | 0 | 0 | 0 | 0 | 0 | 0 | 0 | 0 | 0 | 0 | 0 | 0 | 0 | 0 | 0 | 0 | 0.013084 | 0.018814 | 0.024544 | 0.030274 | 0.036004 | 0.05011 | 0.064217 | 0.078323 | 0.09243 | 0.18182 | 0.27121 | 0.45 | 0.46373 | 0.47788 | 0.49246 | 0.50748 | 0.52297 | 0.53893 | 0.55537 | 0.57231 | 0.58978 | 0.60777 | 0.62631 | 0.64542 | 0.66512 | 0.68541 | 0.70632 | 0.72787 | 0.75008 | 0.77297 | 0.79655 | 0.82085 | 0.8459 | 0.87171 | 0.8983
Laptop computers | Multi Family | Montana | 0 | 0 | 0 | 0 | 0 | 0 | 0 | 0 | 0 | 0 | 0 | 0 | 0 | 0 | 0 | 0 | 0.013084 | 0.018814 | 0.024544 | 0.030274 | 0.036004 | 0.05011 | 0.064217 | 0.078323 | 0.09243 | 0.18182 | 0.27121 | 0.45 | 0.46373 | 0.47788 | 0.49246 | 0.50748 | 0.52297 | 0.53893 | 0.55537 | 0.57231 | 0.58978 | 0.60777 | 0.62631 | 0.64542 | 0.66512 | 0.68541 | 0.70632 | 0.72787 | 0.75008 | 0.77297 | 0.79655 | 0.82085 | 0.8459 | 0.87171 | 0.8983
Laptop computers | Multi Family | Oregon | 0 | 0 | 0 | 0 | 0 | 0 | 0 | 0 | 0 | 0 | 0 | 0 | 0 | 0 | 0 | 0 | 0.013084 | 0.018814 | 0.024544 | 0.030274 | 0.036004 | 0.05011 | 0.064217 | 0.078323 | 0.09243 | 0.18182 | 0.27121 | 0.45 | 0.46373 | 0.47788 | 0.49246 | 0.50748 | 0.52297 | 0.53893 | 0.55537 | 0.57231 | 0.58978 | 0.60777 | 0.62631 | 0.64542 | 0.66512 | 0.68541 | 0.70632 | 0.72787 | 0.75008 | 0.77297 | 0.79655 | 0.82085 | 0.8459 | 0.87171 | 0.8983
Laptop computers | Multi Family | Washington | 0 | 0 | 0 | 0 | 0 | 0 | 0 | 0 | 0 | 0 | 0 | 0 | 0 | 0 | 0 | 0 | 0.013084 | 0.018814 | 0.024544 | 0.030274 | 0.036004 | 0.05011 | 0.064217 | 0.078323 | 0.09243 | 0.18182 | 0.27121 | 0.45 | 0.46373 | 0.47788 | 0.49246 | 0.50748 | 0.52297 | 0.53893 | 0.55537 | 0.57231 | 0.58978 | 0.60777 | 0.62631 | 0.64542 | 0.66512 | 0.68541 | 0.70632 | 0.72787 | 0.75008 | 0.77297 | 0.79655 | 0.82085 | 0.8459 | 0.87171 | 0.8983
Laptop computers | Other Family | Idaho | 0 | 0 | 0 | 0 | 0 | 0 | 0 | 0 | 0 | 0 | 0 | 0 | 0 | 0 | 0 | 0 | 0.0028037 | 0.0034529 | 0.0041021 | 0.0047513 | 0.0054005 | 0.0084518 | 0.011503 | 0.014554 | 0.017606 | 0.2907 | 0.5638 | 1.11 | 1.1439 | 1.1788 | 1.2147 | 1.2518 | 1.29 | 1.3293 | 1.3699 | 1.4117 | 1.4548 | 1.4992 | 1.5449 | 1.592 | 1.6406 | 1.6907 | 1.7423 | 1.7954 | 1.8502 | 1.9066 | 1.9648 | 2.0248 | 2.0866 | 2.1502 | 2.2158
Laptop computers | Other Family | Montana | 0 | 0 | 0 | 0 | 0 | 0 | 0 | 0 | 0 | 0 | 0 | 0 | 0 | 0 | 0 | 0 | 0.0028037 | 0.0034529 | 0.0041021 | 0.0047513 | 0.0054005 | 0.0084518 | 0.011503 | 0.014554 | 0.017606 | 0.2207 | 0.4238 | 0.83 | 0.85532 | 0.88142 | 0.90831 | 0.93603 | 0.96459 | 0.99402 | 1.0243 | 1.0556 | 1.0878 | 1.121 | 1.1552 | 1.1904 | 1.2268 | 1.2642 | 1.3028 | 1.3425 | 1.3835 | 1.4257 | 1.4692 | 1.514 | 1.5602 | 1.6078 | 1.6569
Laptop computers | Other Family | Oregon | 0 | 0 | 0 | 0 | 0 | 0 | 0 | 0 | 0 | 0 | 0 | 0 | 0 | 0 | 0 | 0 | 0.0028037 | 0.0034529 | 0.0041021 | 0.0047513 | 0.0054005 | 0.0084518 | 0.011503 | 0.014554 | 0.017606 | 0.2532 | 0.4888 | 0.96 | 0.98929 | 1.0195 | 1.0506 | 1.0826 | 1.1157 | 1.1497 | 1.1848 | 1.2209 | 1.2582 | 1.2966 | 1.3361 | 1.3769 | 1.4189 | 1.4622 | 1.5068 | 1.5528 | 1.6002 | 1.649 | 1.6993 | 1.7512 | 1.8046 | 1.8596 | 1.9164
Laptop computers | Other Family | Washington | 0 | 0 | 0 | 0 | 0 | 0 | 0 | 0 | 0 | 0 | 0 | 0 | 0 | 0 | 0 | 0 | 0.0028037 | 0.0034529 | 0.0041021 | 0.0047513 | 0.0054005 | 0.0084518 | 0.011503 | 0.014554 | 0.017606 | 0.2782 | 0.5388 | 1.06 | 1.0923 | 1.1257 | 1.16 | 1.1954 | 1.2319 | 1.2695 | 1.3082 | 1.3481 | 1.3892 | 1.4316 | 1.4753 | 1.5203 | 1.5667 | 1.6145 | 1.6638 | 1.7145 | 1.7669 | 1.8208 | 1.8763 | 1.9336 | 1.9926 | 2.0534 | 2.116
Laptop computers |  | Region | 0 | 0 | 0 | 0 | 0 | 0 | 0 | 0 | 0 | 0 | 0 | 0 | 0 | 0 | 0 | 0 | 0.1016 | 0.12393 | 0.14638 | 0.16897 | 0.19174 | 0.23075 | 0.2697 | 0.30858 | 0.34766 | 0.49885 | 0.64975 | 0.9514 | 0.96809 | 0.99689 | 1.0266 | 1.0574 | 1.089 | 1.1214 | 1.1548 | 1.1892 | 1.2247 | 1.2612 | 1.2988 | 1.3376 | 1.3776 | 1.4187 | 1.461 | 1.5047 | 1.5496 | 1.596 | 1.6437 | 1.6929 | 1.7436 | 1.7959 | 1.8498
Growth rate
Life | 5 | Marginal EUI | 0 | 0 | 0 | 0 | 0 | 0 | 0 | 0 | 0 | 0 | 0 | 0 | 0 | 0 | 0 | 0 | 77 | 75.75 | 74.5 | 73.25 | 72 | 64.75 | 57.5 | 50.25 | 43 | 63 | 60 | 56.25 | 52.5 | 48.75 | 45 | 42.6 | 40.2 | 37.8 | 35.4 | 33 | 31.4 | 29.8 | 28.2 | 26.6 | 25 | 23.4 | 21.8 | 20.2 | 18.6 | 17 | 16 | 15 | 14 | 13 | 13 | -0.061704
Laptop computers | National Average | Stock EUI | 0 | 0 | 0 | 0 | 0 | 0 | 0 | 0 | 0 | 0 | 0 | 0 | 0 | 0 | 9 | 0 | 77 | 75.75 | 74.5 | 73.25 | 74.5 | 72.05 | 68.4 | 63.55 | 57.5 | 55.7 | 54.75 | 54.5 | 54.95 | 56.1 | 52.5 | 49.02 | 45.81 | 42.87 | 40.2 | 37.8 | 35.56 | 33.48 | 31.56 | 29.8 | 28.2 | 26.6 | 25 | 23.4 | 21.8 | 20.2 | 18.72 | 17.36 | 16.12 | 15 | 14.2
Laptop computers | EUI | Area | 1985 | 1986 | 1987 | 1988 | 1989 | 1990 | 1991 | 1992 | 1993 | 1994 | 1995 | 1996 | 1997 | 1998 | 1999 | 2000 | 2001 | 2002 | 2003 | 2004 | 2005 | 2006 | 2007 | 2008 | 2009 | 2010 | 2011 | 2012 | 2013 | 2014 | 2015 | 2016 | 2017 | 2018 | 2019 | 2020 | 2021 | 2022 | 2023 | 2024 | 2025 | 2026 | 2027 | 2028 | 2029 | 2030 | 2031 | 2032 | 2033 | 2034 | 2035
Laptop computers | Single Family | Idaho | 0 | 0 | 0 | 0 | 0 | 0 | 0 | 0 | 0 | 0 | 0 | 0 | 0 | 0 | 9 | 0 | 77 | 75.75 | 74.5 | 73.25 | 74.5 | 72.05 | 68.4 | 63.55 | 57.5 | 55.7 | 54.75 | 54.5 | 54.95 | 56.1 | 52.5 | 49.02 | 45.81 | 42.87 | 40.2 | 37.8 | 35.56 | 33.48 | 31.56 | 29.8 | 28.2 | 26.6 | 25 | 23.4 | 21.8 | 20.2 | 18.72 | 17.36 | 16.12 | 15 | 14.2
Laptop computers | Single Family | Montana | 0 | 0 | 0 | 0 | 0 | 0 | 0 | 0 | 0 | 0 | 0 | 0 | 0 | 0 | 9 | 0 | 77 | 75.75 | 74.5 | 73.25 | 74.5 | 72.05 | 68.4 | 63.55 | 57.5 | 55.7 | 54.75 | 54.5 | 54.95 | 56.1 | 52.5 | 49.02 | 45.81 | 42.87 | 40.2 | 37.8 | 35.56 | 33.48 | 31.56 | 29.8 | 28.2 | 26.6 | 25 | 23.4 | 21.8 | 20.2 | 18.72 | 17.36 | 16.12 | 15 | 14.2
Laptop computers | Single Family | Oregon | 0 | 0 | 0 | 0 | 0 | 0 | 0 | 0 | 0 | 0 | 0 | 0 | 0 | 0 | 9 | 0 | 77 | 75.75 | 74.5 | 73.25 | 74.5 | 72.05 | 68.4 | 63.55 | 57.5 | 55.7 | 54.75 | 54.5 | 54.95 | 56.1 | 52.5 | 49.02 | 45.81 | 42.87 | 40.2 | 37.8 | 35.56 | 33.48 | 31.56 | 29.8 | 28.2 | 26.6 | 25 | 23.4 | 21.8 | 20.2 | 18.72 | 17.36 | 16.12 | 15 | 14.2
Laptop computers | Single Family | Washington | 0 | 0 | 0 | 0 | 0 | 0 | 0 | 0 | 0 | 0 | 0 | 0 | 0 | 0 | 9 | 0 | 77 | 75.75 | 74.5 | 73.25 | 74.5 | 72.05 | 68.4 | 63.55 | 57.5 | 55.7 | 54.75 | 54.5 | 54.95 | 56.1 | 52.5 | 49.02 | 45.81 | 42.87 | 40.2 | 37.8 | 35.56 | 33.48 | 31.56 | 29.8 | 28.2 | 26.6 | 25 | 23.4 | 21.8 | 20.2 | 18.72 | 17.36 | 16.12 | 15 | 14.2
Laptop computers | Multi Family | Idaho | 0 | 0 | 0 | 0 | 0 | 0 | 0 | 0 | 0 | 0 | 0 | 0 | 0 | 0 | 9 | 0 | 77 | 75.75 | 74.5 | 73.25 | 74.5 | 72.05 | 68.4 | 63.55 | 57.5 | 55.7 | 54.75 | 54.5 | 54.95 | 56.1 | 52.5 | 49.02 | 45.81 | 42.87 | 40.2 | 37.8 | 35.56 | 33.48 | 31.56 | 29.8 | 28.2 | 26.6 | 25 | 23.4 | 21.8 | 20.2 | 18.72 | 17.36 | 16.12 | 15 | 14.2
Laptop computers | Multi Family | Montana | 0 | 0 | 0 | 0 | 0 | 0 | 0 | 0 | 0 | 0 | 0 | 0 | 0 | 0 | 9 | 0 | 77 | 75.75 | 74.5 | 73.25 | 74.5 | 72.05 | 68.4 | 63.55 | 57.5 | 55.7 | 54.75 | 54.5 | 54.95 | 56.1 | 52.5 | 49.02 | 45.81 | 42.87 | 40.2 | 37.8 | 35.56 | 33.48 | 31.56 | 29.8 | 28.2 | 26.6 | 25 | 23.4 | 21.8 | 20.2 | 18.72 | 17.36 | 16.12 | 15 | 14.2
Laptop computers | Multi Family | Oregon | 0 | 0 | 0 | 0 | 0 | 0 | 0 | 0 | 0 | 0 | 0 | 0 | 0 | 0 | 9 | 0 | 77 | 75.75 | 74.5 | 73.25 | 74.5 | 72.05 | 68.4 | 63.55 | 57.5 | 55.7 | 54.75 | 54.5 | 54.95 | 56.1 | 52.5 | 49.02 | 45.81 | 42.87 | 40.2 | 37.8 | 35.56 | 33.48 | 31.56 | 29.8 | 28.2 | 26.6 | 25 | 23.4 | 21.8 | 20.2 | 18.72 | 17.36 | 16.12 | 15 | 14.2
Laptop computers | Multi Family | Washington | 0 | 0 | 0 | 0 | 0 | 0 | 0 | 0 | 0 | 0 | 0 | 0 | 0 | 0 | 9 | 0 | 77 | 75.75 | 74.5 | 73.25 | 74.5 | 72.05 | 68.4 | 63.55 | 57.5 | 55.7 | 54.75 | 54.5 | 54.95 | 56.1 | 52.5 | 49.02 | 45.81 | 42.87 | 40.2 | 37.8 | 35.56 | 33.48 | 31.56 | 29.8 | 28.2 | 26.6 | 25 | 23.4 | 21.8 | 20.2 | 18.72 | 17.36 | 16.12 | 15 | 14.2
Laptop computers | Other Family | Idaho | 0 | 0 | 0 | 0 | 0 | 0 | 0 | 0 | 0 | 0 | 0 | 0 | 0 | 0 | 9 | 0 | 77 | 75.75 | 74.5 | 73.25 | 74.5 | 72.05 | 68.4 | 63.55 | 57.5 | 55.7 | 54.75 | 54.5 | 54.95 | 56.1 | 52.5 | 49.02 | 45.81 | 42.87 | 40.2 | 37.8 | 35.56 | 33.48 | 31.56 | 29.8 | 28.2 | 26.6 | 25 | 23.4 | 21.8 | 20.2 | 18.72 | 17.36 | 16.12 | 15 | 14.2
Laptop computers | Other Family | Montana | 0 | 0 | 0 | 0 | 0 | 0 | 0 | 0 | 0 | 0 | 0 | 0 | 0 | 0 | 9 | 0 | 77 | 75.75 | 74.5 | 73.25 | 74.5 | 72.05 | 68.4 | 63.55 | 57.5 | 55.7 | 54.75 | 54.5 | 54.95 | 56.1 | 52.5 | 49.02 | 45.81 | 42.87 | 40.2 | 37.8 | 35.56 | 33.48 | 31.56 | 29.8 | 28.2 | 26.6 | 25 | 23.4 | 21.8 | 20.2 | 18.72 | 17.36 | 16.12 | 15 | 14.2
Laptop computers | Other Family | Oregon | 0 | 0 | 0 | 0 | 0 | 0 | 0 | 0 | 0 | 0 | 0 | 0 | 0 | 0 | 9 | 0 | 77 | 75.75 | 74.5 | 73.25 | 74.5 | 72.05 | 68.4 | 63.55 | 57.5 | 55.7 | 54.75 | 54.5 | 54.95 | 56.1 | 52.5 | 49.02 | 45.81 | 42.87 | 40.2 | 37.8 | 35.56 | 33.48 | 31.56 | 29.8 | 28.2 | 26.6 | 25 | 23.4 | 21.8 | 20.2 | 18.72 | 17.36 | 16.12 | 15 | 14.2
Laptop computers | Other Family | Washington | 0 | 0 | 0 | 0 | 0 | 0 | 0 | 0 | 0 | 0 | 0 | 0 | 0 | 0 | 9 | 0 | 77 | 75.75 | 74.5 | 73.25 | 74.5 | 72.05 | 68.4 | 63.55 | 57.5 | 55.7 | 54.75 | 54.5 | 54.95 | 56.1 | 52.5 | 49.02 | 45.81 | 42.87 | 40.2 | 37.8 | 35.56 | 33.48 | 31.56 | 29.8 | 28.2 | 26.6 | 25 | 23.4 | 21.8 | 20.2 | 18.72 | 17.36 | 16.12 | 15 | 14.2
Laptop computers | XDMD | GWh | 1985 | 1986 | 1987 | 1988 | 1989 | 1990 | 1991 | 1992 | 1993 | 1994 | 1995 | 1996 | 1997 | 1998 | 1999 | 2000 | 2001 | 2002 | 2003 | 2004 | 2005 | 2006 | 2007 | 2008 | 2009 | 2010 | 2011 | 2012 | 2013 | 2014 | 2015 | 2016 | 2017 | 2018 | 2019 | 2020 | 2021 | 2022 | 2023 | 2024 | 2025 | 2026 | 2027 | 2028 | 2029 | 2030 | 2031 | 2032 | 2033 | 2034 | 2035
Laptop computers | Single Family | Idaho | 0 | 0 | 0 | 0 | 0 | 0 | 0 | 0 | 0 | 0 | 0 | 0 | 0 | 0 | 0 | 0 | 4.2367 | 5.1905 | 6.1867 | 7.2332 | 8.6563 | 10.3318 | 11.6367 | 12.4789 | 12.7904 | 17.3553 | 21.9892 | 31.8268 | 33.4705 | 35.7723 | 35.16 | 34.4805 | 33.8186 | 33.1863 | 32.6237 | 32.1419 | 31.6598 | 31.2004 | 30.783 | 30.4259 | 30.1469 | 29.7731 | 29.2967 | 28.7049 | 27.9937 | 27.1474 | 26.3224 | 25.5254 | 24.784 | 24.114 | 23.8721
Laptop computers | Single Family | Montana | 0 | 0 | 0 | 0 | 0 | 0 | 0 | 0 | 0 | 0 | 0 | 0 | 0 | 0 | 0 | 0 | 2.8169 | 3.3977 | 3.9751 | 4.5652 | 5.3283 | 6.2517 | 6.9949 | 7.4766 | 7.6442 | 9.1508 | 10.724 | 14.1276 | 14.7844 | 15.6844 | 15.2851 | 14.8649 | 14.4622 | 14.0823 | 13.73 | 13.4179 | 13.1143 | 12.8247 | 12.5551 | 12.3108 | 12.0963 | 11.8451 | 11.5562 | 11.2266 | 10.8553 | 10.4386 | 10.0381 | 9.6572 | 9.3025 | 8.9795 | 8.8185
Laptop computers | Single Family | Oregon | 0 | 0 | 0 | 0 | 0 | 0 | 0 | 0 | 0 | 0 | 0 | 0 | 0 | 0 | 0 | 0 | 10.9017 | 13.2332 | 15.5723 | 17.9318 | 21.0399 | 24.7533 | 27.6987 | 29.552 | 30.1666 | 38.2768 | 46.5903 | 64.2738 | 67.2669 | 71.5136 | 69.9249 | 68.23 | 66.5843 | 65.0314 | 63.619 | 62.3812 | 61.157 | 59.9822 | 58.8907 | 57.9171 | 57.097 | 56.1021 | 54.91 | 53.4979 | 51.8725 | 50.0248 | 48.24 | 46.5268 | 44.9288 | 43.479 | 42.8123
Laptop computers | Single Family | Washington | 0 | 0 | 0 | 0 | 0 | 0 | 0 | 0 | 0 | 0 | 0 | 0 | 0 | 0 | 0 | 0 | 17.9798 | 21.8416 | 25.7497 | 29.6882 | 34.8626 | 41.0828 | 46.0827 | 49.2945 | 50.4319 | 67.0203 | 83.9452 | 119.6276 | 125.6616 | 133.995 | 131.2487 | 128.2962 | 125.3543 | 122.5033 | 119.8631 | 117.5061 | 115.1442 | 112.8527 | 110.71 | 108.7612 | 107.0568 | 105.0178 | 102.6178 | 99.836 | 96.6714 | 93.0953 | 89.6464 | 86.3459 | 83.2684 | 80.4693 | 79.1188
Laptop computers | Multi Family | Idaho | 0 | 0 | 0 | 0 | 0 | 0 | 0 | 0 | 0 | 0 | 0 | 0 | 0 | 0 | 0 | 0 | 0.05592 | 0.081607 | 0.1081 | 0.13497 | 0.16751 | 0.23135 | 0.28811 | 0.32988 | 0.3547 | 0.67947 | 1.006 | 1.6812 | 1.7861 | 1.935 | 1.925 | 1.9108 | 1.8977 | 1.8882 | 1.8792 | 1.8681 | 1.8544 | 1.8404 | 1.8274 | 1.8166 | 1.8091 | 1.7958 | 1.7752 | 1.7472 | 1.7114 | 1.6669 | 1.6233 | 1.5816 | 1.5426 | 1.5075 | 1.4988
Laptop computers | Multi Family | Montana | 0 | 0 | 0 | 0 | 0 | 0 | 0 | 0 | 0 | 0 | 0 | 0 | 0 | 0 | 0 | 0 | 0.045474 | 0.065916 | 0.08637 | 0.10691 | 0.132 | 0.18071 | 0.22319 | 0.25488 | 0.27316 | 0.5249 | 0.77951 | 1.312 | 1.4015 | 1.5254 | 1.5206 | 1.51 | 1.4968 | 1.4825 | 1.4689 | 1.4569 | 1.4443 | 1.4325 | 1.4226 | 1.4144 | 1.4088 | 1.3986 | 1.3817 | 1.3586 | 1.3295 | 1.294 | 1.2598 | 1.2268 | 1.1963 | 1.1686 | 1.1611
Laptop computers | Multi Family | Oregon | 0 | 0 | 0 | 0 | 0 | 0 | 0 | 0 | 0 | 0 | 0 | 0 | 0 | 0 | 0 | 0 | 0.27532 | 0.39502 | 0.51609 | 0.63736 | 0.78372 | 1.0755 | 1.3266 | 1.5194 | 1.6302 | 3.1185 | 4.6111 | 7.702 | 8.1297 | 8.7324 | 8.6041 | 8.4418 | 8.2846 | 8.1527 | 8.0558 | 7.9887 | 7.9337 | 7.876 | 7.8117 | 7.7515 | 7.7035 | 7.6294 | 7.5219 | 7.3784 | 7.1953 | 6.9725 | 6.7534 | 6.5412 | 6.3401 | 6.1525 | 6.0722
Laptop computers | Multi Family | Washington | 0 | 0 | 0 | 0 | 0 | 0 | 0 | 0 | 0 | 0 | 0 | 0 | 0 | 0 | 0 | 0 | 0.54543 | 0.78293 | 1.019 | 1.2553 | 1.5441 | 2.1165 | 2.626 | 3.022 | 3.2457 | 6.2277 | 9.2268 | 15.4664 | 16.3774 | 17.6086 | 17.3751 | 17.0893 | 16.8164 | 16.5697 | 16.3451 | 16.1393 | 15.9204 | 15.7073 | 15.512 | 15.3487 | 15.2256 | 15.0653 | 14.8495 | 14.5761 | 14.2419 | 13.839 | 13.4477 | 13.0689 | 12.7118 | 12.3855 | 12.2752
Laptop computers | Other Family | Idaho | 0 | 0 | 0 | 0 | 0 | 0 | 0 | 0 | 0 | 0 | 0 | 0 | 0 | 0 | 0 | 0 | 0.016664 | 0.020462 | 0.024147 | 0.027766 | 0.032419 | 0.049585 | 0.064634 | 0.076467 | 0.083968 | 1.3477 | 2.5773 | 5.064 | 5.2785 | 5.5736 | 5.3922 | 5.2048 | 5.0281 | 4.8641 | 4.7154 | 4.5838 | 4.4576 | 4.3385 | 4.2276 | 4.1264 | 4.0366 | 3.9359 | 3.8238 | 3.6996 | 3.5627 | 3.4123 | 3.2688 | 3.1333 | 3.0073 | 2.8925 | 2.8303
Laptop computers | Other Family | Montana | 0 | 0 | 0 | 0 | 0 | 0 | 0 | 0 | 0 | 0 | 0 | 0 | 0 | 0 | 0 | 0 | 0.013778 | 0.016948 | 0.020054 | 0.023081 | 0.02694 | 0.041147 | 0.053631 | 0.06345 | 0.069739 | 0.85088 | 1.6144 | 3.1684 | 3.3066 | 3.4968 | 3.3891 | 3.2777 | 3.1729 | 3.0756 | 2.9867 | 2.9086 | 2.8337 | 2.763 | 2.6973 | 2.6375 | 2.5846 | 2.5246 | 2.4569 | 2.3813 | 2.2971 | 2.2039 | 2.1147 | 2.0305 | 1.9521 | 1.8807 | 1.8432
Laptop computers | Other Family | Oregon | 0 | 0 | 0 | 0 | 0 | 0 | 0 | 0 | 0 | 0 | 0 | 0 | 0 | 0 | 0 | 0 | 0.039294 | 0.048265 | 0.057131 | 0.065929 | 0.07722 | 0.11823 | 0.15416 | 0.1824 | 0.20036 | 2.8006 | 5.3261 | 10.4373 | 10.8929 | 11.5026 | 11.1288 | 10.7422 | 10.3778 | 10.0412 | 9.7368 | 9.466 | 9.2065 | 8.9614 | 8.7335 | 8.5258 | 8.3413 | 8.1342 | 7.9035 | 7.6478 | 7.3658 | 7.0558 | 6.7598 | 6.4804 | 6.2207 | 5.9839 | 5.8559
Laptop computers | Other Family | Washington | 0 | 0 | 0 | 0 | 0 | 0 | 0 | 0 | 0 | 0 | 0 | 0 | 0 | 0 | 0 | 0 | 0.047572 | 0.058403 | 0.069116 | 0.079652 | 0.093176 | 0.14264 | 0.18592 | 0.22006 | 0.24172 | 3.7107 | 7.0806 | 13.8986 | 14.5044 | 15.316 | 14.8173 | 14.3014 | 13.8158 | 13.3672 | 12.9612 | 12.6002 | 12.2541 | 11.9272 | 11.6234 | 11.3465 | 11.1004 | 10.8243 | 10.5168 | 10.1761 | 9.8003 | 9.3875 | 8.9932 | 8.6211 | 8.2753 | 7.9599 | 7.7893
| Desktop Computer Monitors Demand (GWH) |  | 0 | 0 | 0 | 0 | 0 | 0 | 0 | 0 | 0 | 0 | 0 | 0 | 0 | 0 | 0 | 0 | 36.9746 | 45.1325 | 53.3838 | 61.7493 | 72.7441 | 86.3752 | 97.3352 | 104.4706 | 107.1326 | 151.0636 | 195.4706 | 288.5859 | 302.8605 | 322.6556 | 315.7709 | 308.3497 | 301.1094 | 294.2446 | 287.9847 | 282.4587 | 276.9802 | 271.7065 | 266.7946 | 262.3824 | 258.6068 | 254.0462 | 248.6099 | 242.2304 | 234.8968 | 226.5381 | 218.4674 | 210.739 | 203.5298 | 196.9727 | 193.9476
|  |  | 1985: 0.031837; 1986: 0.092586; 1987: 0.15334; 1988: 0.21409; 1989: 0.27484; 1990: 0.33559; 1991: 0.39634; 1992: 0.45709; 1993: 0.51784; 1994: 0.57859; 1995: 0.63934; 1996: 0.6561; 1997: 0.67287; 1998: 0.68964; 1999: 0.7064; 2000: 0.72317; 2001: 0.73994; 2002: 0.7567; 2003: 0.77347; 2004: 0.79024; 2005: 0.807; 2006: 0.82377; 2007: 0.84054; 2008: 0.8573; 2009: 0.87407; 2010: 0.92437; 2011: 0.94114 | Future Growth rate set to historic
Game Consoles | Saturation |  | 1985 | 1986 | 1987 | 1988 | 1989 | 1990 | 1991 | 1992 | 1993 | 1994 | 1995 | 1996 | 1997 | 1998 | 1999 | 2000 | 2001 | 2002 | 2003 | 2004 | 2005 | 2006 | 2007 | 2008 | 2009 | 2010 | 2011 | 2012 | 2013 | 2014 | 2015 | 2016 | 2017 | 2018 | 2019 | 2020 | 2021 | 2022 | 2023 | 2024 | 2025 | 2026 | 2027 | 2028 | 2029 | 2030 | 2031 | 2032 | 2033 | 2034 | 2035 | 0.03606 | assumption
Game Consoles | Single Family | Idaho | 0.030928 | 0.048752 | 0.066576 | 0.0844 | 0.10222 | 0.12005 | 0.13787 | 0.1557 | 0.17352 | 0.19134 | 0.20917 | 0.22699 | 0.24482 | 0.26264 | 0.28046 | 0.29829 | 0.31611 | 0.33394 | 0.35176 | 0.36958 | 0.38741 | 0.40523 | 0.42306 | 0.44088 | 0.4587 | 0.47653 | 0.49435 | 0.53 | 0.54911 | 0.56891 | 0.58943 | 0.61068 | 0.6327 | 0.65552 | 0.67916 | 0.70365 | 0.72902 | 0.75531 | 0.78254 | 0.81076 | 0.84 | 0.87029 | 0.90167 | 0.93418 | 0.96787 | 1.0028 | 1.0389 | 1.0764 | 1.1152 | 1.1554 | 1.1971 | half as much for MH
Game Consoles | Single Family | Montana | 0.01809 | 0.035914 | 0.053738 | 0.071562 | 0.089386 | 0.10721 | 0.12503 | 0.14286 | 0.16068 | 0.17851 | 0.19633 | 0.21415 | 0.23198 | 0.2498 | 0.26763 | 0.28545 | 0.30327 | 0.3211 | 0.33892 | 0.35675 | 0.37457 | 0.39239 | 0.41022 | 0.42804 | 0.44587 | 0.46369 | 0.48151 | 0.31 | 0.32118 | 0.33276 | 0.34476 | 0.35719 | 0.37007 | 0.38342 | 0.39724 | 0.41157 | 0.42641 | 0.44178 | 0.45771 | 0.47422 | 0.49132 | 0.50904 | 0.52739 | 0.54641 | 0.56611 | 0.58653 | 0.60768 | 0.62959 | 0.65229 | 0.67581 | 0.70018
Game Consoles | Single Family | Oregon | 0.02626 | 0.044084 | 0.061908 | 0.079732 | 0.097556 | 0.11538 | 0.1332 | 0.15103 | 0.16885 | 0.18668 | 0.2045 | 0.22232 | 0.24015 | 0.25797 | 0.2758 | 0.29362 | 0.31144 | 0.32927 | 0.34709 | 0.36492 | 0.38274 | 0.40056 | 0.41839 | 0.43621 | 0.45404 | 0.47186 | 0.48968 | 0.45 | 0.46623 | 0.48304 | 0.50046 | 0.5185 | 0.5372 | 0.55657 | 0.57664 | 0.59744 | 0.61898 | 0.6413 | 0.66442 | 0.68838 | 0.71321 | 0.73892 | 0.76557 | 0.79318 | 0.82178 | 0.85141 | 0.88211 | 0.91392 | 0.94688 | 0.98102 | 1.0164
Game Consoles | Single Family | Washington | 0.032096 | 0.04992 | 0.067744 | 0.085568 | 0.10339 | 0.12122 | 0.13904 | 0.15686 | 0.17469 | 0.19251 | 0.21034 | 0.22816 | 0.24598 | 0.26381 | 0.28163 | 0.29946 | 0.31728 | 0.3351 | 0.35293 | 0.37075 | 0.38858 | 0.4064 | 0.42422 | 0.44205 | 0.45987 | 0.4777 | 0.49552 | 0.55 | 0.56983 | 0.59038 | 0.61167 | 0.63373 | 0.65658 | 0.68025 | 0.70478 | 0.7302 | 0.75653 | 0.78381 | 0.81207 | 0.84136 | 0.8717 | 0.90313 | 0.9357 | 0.96944 | 1.0044 | 1.0406 | 1.0781 | 1.117 | 1.1573 | 1.199 | 1.2423
Game Consoles | Multi Family | Idaho | 0.01634 | 0.034164 | 0.051988 | 0.069812 | 0.087636 | 0.10546 | 0.12328 | 0.14111 | 0.15893 | 0.17676 | 0.19458 | 0.2124 | 0.23023 | 0.24805 | 0.26588 | 0.2837 | 0.30152 | 0.31935 | 0.33717 | 0.355 | 0.37282 | 0.39064 | 0.40847 | 0.42629 | 0.44412 | 0.46194 | 0.47976 | 0.28 | 0.2901 | 0.30056 | 0.3114 | 0.32262 | 0.33426 | 0.34631 | 0.3588 | 0.37174 | 0.38514 | 0.39903 | 0.41342 | 0.42833 | 0.44377 | 0.45977 | 0.47635 | 0.49353 | 0.51133 | 0.52977 | 0.54887 | 0.56866 | 0.58917 | 0.61041 | 0.63242
Game Consoles | Multi Family | Montana | 0.01634 | 0.034164 | 0.051988 | 0.069812 | 0.087636 | 0.10546 | 0.12328 | 0.14111 | 0.15893 | 0.17676 | 0.19458 | 0.2124 | 0.23023 | 0.24805 | 0.26588 | 0.2837 | 0.30152 | 0.31935 | 0.33717 | 0.355 | 0.37282 | 0.39064 | 0.40847 | 0.42629 | 0.44412 | 0.46194 | 0.47976 | 0.28 | 0.2901 | 0.30056 | 0.3114 | 0.32262 | 0.33426 | 0.34631 | 0.3588 | 0.37174 | 0.38514 | 0.39903 | 0.41342 | 0.42833 | 0.44377 | 0.45977 | 0.47635 | 0.49353 | 0.51133 | 0.52977 | 0.54887 | 0.56866 | 0.58917 | 0.61041 | 0.63242
Game Consoles | Multi Family | Oregon | 0.01634 | 0.034164 | 0.051988 | 0.069812 | 0.087636 | 0.10546 | 0.12328 | 0.14111 | 0.15893 | 0.17676 | 0.19458 | 0.2124 | 0.23023 | 0.24805 | 0.26588 | 0.2837 | 0.30152 | 0.31935 | 0.33717 | 0.355 | 0.37282 | 0.39064 | 0.40847 | 0.42629 | 0.44412 | 0.46194 | 0.47976 | 0.28 | 0.2901 | 0.30056 | 0.3114 | 0.32262 | 0.33426 | 0.34631 | 0.3588 | 0.37174 | 0.38514 | 0.39903 | 0.41342 | 0.42833 | 0.44377 | 0.45977 | 0.47635 | 0.49353 | 0.51133 | 0.52977 | 0.54887 | 0.56866 | 0.58917 | 0.61041 | 0.63242
Game Consoles | Multi Family | Washington | 0.01634 | 0.034164 | 0.051988 | 0.069812 | 0.087636 | 0.10546 | 0.12328 | 0.14111 | 0.15893 | 0.17676 | 0.19458 | 0.2124 | 0.23023 | 0.24805 | 0.26588 | 0.2837 | 0.30152 | 0.31935 | 0.33717 | 0.355 | 0.37282 | 0.39064 | 0.40847 | 0.42629 | 0.44412 | 0.46194 | 0.47976 | 0.28 | 0.2901 | 0.30056 | 0.3114 | 0.32262 | 0.33426 | 0.34631 | 0.3588 | 0.37174 | 0.38514 | 0.39903 | 0.41342 | 0.42833 | 0.44377 | 0.45977 | 0.47635 | 0.49353 | 0.51133 | 0.52977 | 0.54887 | 0.56866 | 0.58917 | 0.61041 | 0.63242
Game Consoles | Other Family | Idaho | 0.088701 | 0.10652 | 0.12435 | 0.14217 | 0.16 | 0.17782 | 0.19564 | 0.21347 | 0.23129 | 0.24912 | 0.26694 | 0.28476 | 0.30259 | 0.32041 | 0.33824 | 0.35606 | 0.37388 | 0.39171 | 0.40953 | 0.42736 | 0.44518 | 0.463 | 0.48083 | 0.49865 | 0.51648 | 0.5343 | 0.55212 | 1.52 | 1.5474 | 1.5753 | 1.6037 | 1.6326 | 1.6621 | 1.692 | 1.7225 | 1.7536 | 1.7852 | 1.8174 | 1.8502 | 1.8835 | 1.9175 | 1.9521 | 1.9872 | 2.0231 | 2.0596 | 2.0967 | 2.1345 | 2.173 | 2.2122 | 2.252 | 2.2926
Game Consoles | Other Family | Montana | 0.072361 | 0.090185 | 0.10801 | 0.12583 | 0.14366 | 0.16148 | 0.1793 | 0.19713 | 0.21495 | 0.23278 | 0.2506 | 0.26842 | 0.28625 | 0.30407 | 0.3219 | 0.33972 | 0.35754 | 0.37537 | 0.39319 | 0.41102 | 0.42884 | 0.44666 | 0.46449 | 0.48231 | 0.50014 | 0.51796 | 0.53578 | 1.24 | 1.2624 | 1.2851 | 1.3083 | 1.3319 | 1.3559 | 1.3803 | 1.4052 | 1.4306 | 1.4564 | 1.4826 | 1.5093 | 1.5366 | 1.5643 | 1.5925 | 1.6212 | 1.6504 | 1.6802 | 1.7105 | 1.7413 | 1.7727 | 1.8046 | 1.8372 | 1.8703
Game Consoles | Other Family | Oregon | 0.087533 | 0.10536 | 0.12318 | 0.14101 | 0.15883 | 0.17665 | 0.19448 | 0.2123 | 0.23013 | 0.24795 | 0.26577 | 0.2836 | 0.30142 | 0.31925 | 0.33707 | 0.35489 | 0.37272 | 0.39054 | 0.40837 | 0.42619 | 0.44401 | 0.46184 | 0.47966 | 0.49749 | 0.51531 | 0.53313 | 0.55096 | 1.5 | 1.527 | 1.5546 | 1.5826 | 1.6111 | 1.6402 | 1.6698 | 1.6999 | 1.7305 | 1.7617 | 1.7935 | 1.8258 | 1.8587 | 1.8922 | 1.9264 | 1.9611 | 1.9965 | 2.0325 | 2.0691 | 2.1064 | 2.1444 | 2.183 | 2.2224 | 2.2625
Game Consoles | Other Family | Washington | 0.06886 | 0.086684 | 0.10451 | 0.12233 | 0.14016 | 0.15798 | 0.1758 | 0.19363 | 0.21145 | 0.22928 | 0.2471 | 0.26492 | 0.28275 | 0.30057 | 0.3184 | 0.33622 | 0.35404 | 0.37187 | 0.38969 | 0.40752 | 0.42534 | 0.44316 | 0.46099 | 0.47881 | 0.49664 | 0.51446 | 0.53228 | 1.18 | 1.2013 | 1.2229 | 1.245 | 1.2674 | 1.2903 | 1.3135 | 1.3372 | 1.3613 | 1.3859 | 1.4109 | 1.4363 | 1.4622 | 1.4886 | 1.5154 | 1.5427 | 1.5705 | 1.5989 | 1.6277 | 1.657 | 1.6869 | 1.7173 | 1.7483 | 1.7798
|  | Region | 0.03132 | 0.049153 | 0.066981 | 0.084807 | 0.10262 | 0.12046 | 0.13835 | 0.15626 | 0.1742 | 0.19215 | 0.21008 | 0.22797 | 0.24587 | 0.26376 | 0.28163 | 0.29947 | 0.31728 | 0.33509 | 0.3529 | 0.37069 | 0.38849 | 0.40628 | 0.42407 | 0.44187 | 0.45968 | 0.4775 | 0.4953 | 0.54556 | 0.56194 | 0.57856 | 0.59556 | 0.61322 | 0.63154 | 0.65049 | 0.67011 | 0.69047 | 0.71157 | 0.73345 | 0.75614 | 0.77961 | 0.80389 | 0.82897 | 0.85495 | 0.88184 | 0.90969 | 0.93853 | 0.96837 | 0.99928 | 1.0313 | 1.0645 | 1.0988
Life | 5 | Marginal EUI | 24 | 24 | 24 | 24 | 24 | 24 | 24 | 24 | 24 | 24 | 24 | 20 | 16 | 12 | 10 | 13.7143 | 17.4286 | 21.1429 | 24.8571 | 28.5714 | 32.2857 | 36 | 60.75 | 85.5 | 110.25 | 135 | 126.67 | 118.854 | 111.5203 | 104.6391 | 98.1825 | 92.1243 | 86.4399 | 81.1062 | 76.1017 | 71.4059 | 66.9999 | 62.8658 | 58.9867 | 55.347 | 51.9319 | 48.7275 | 45.7209 | 42.8997 | 40.2526 | 37.7689 | 35.4384 | 33.2518 | 31.2 | 29.2748 | 27.4685
Game Consoles | National Average | Stock average EUI | 24 | 24 | 24 | 24 | 24 | 24 | 24 | 24 | 24 | 24 | 24 | 21.7 | 20.8 | 19.5 | 18.05 | 17.1143 | 16.55 | 16.3571 | 16.5357 | 17.0857 | 18.4071 | 20.5 | 25.9938 | 34.1625 | 44.4348 | 56.8107 | 67.1552 | 76.3595 | 84.471 | 91.5343 | 97.5911 | 100.5771 | 100.529 | 97.4813 | 91.4663 | 85.8225 | 80.527 | 75.5582 | 70.8959 | 66.5214 | 62.4168 | 58.5654 | 54.9517 | 51.561 | 48.3795 | 45.3943 | 42.5933 | 39.9652 | 37.4992 | 35.1853 | 33.0143 | Growth rate
Game Consoles | EUI | Area | 1985 | 1986 | 1987 | 1988 | 1989 | 1990 | 1991 | 1992 | 1993 | 1994 | 1995 | 1996 | 1997 | 1998 | 1999 | 2000 | 2001 | 2002 | 2003 | 2004 | 2005 | 2006 | 2007 | 2008 | 2009 | 2010 | 2011 | 2012 | 2013 | 2014 | 2015 | 2016 | 2017 | 2018 | 2019 | 2020 | 2021 | 2022 | 2023 | 2024 | 2025 | 2026 | 2027 | 2028 | 2029 | 2030 | 2031 | 2032 | 2033 | 2034 | 2035 | -0.061704 | Set to Laptop efficiency trajectory
Game Consoles | Single Family | Idaho | 28.4444 | 28.4444 | 28.4444 | 28.4444 | 28.4444 | 28.4444 | 28.4444 | 28.4444 | 28.4444 | 28.4444 | 28.4444 | 25.7185 | 24.6518 | 23.1111 | 21.3926 | 20.2836 | 19.6148 | 19.3862 | 19.5979 | 20.2497 | 21.8158 | 24.2963 | 30.8074 | 40.4888 | 52.6634 | 67.3311 | 79.5912 | 90.5 | 100.1137 | 108.485 | 115.6634 | 119.2024 | 119.1453 | 115.5332 | 108.4044 | 101.7155 | 95.4392 | 89.5503 | 84.0247 | 78.8401 | 73.9754 | 69.4108 | 65.1279 | 61.1093 | 57.3386 | 53.8006 | 50.4809 | 47.3661 | 44.4434 | 41.7011 | 39.128
Game Consoles | Single Family | Montana | 28.4444 | 28.4444 | 28.4444 | 28.4444 | 28.4444 | 28.4444 | 28.4444 | 28.4444 | 28.4444 | 28.4444 | 28.4444 | 25.7185 | 24.6518 | 23.1111 | 21.3926 | 20.2836 | 19.6148 | 19.3862 | 19.5979 | 20.2497 | 21.8158 | 24.2963 | 30.8074 | 40.4888 | 52.6634 | 67.3311 | 79.5912 | 90.5 | 100.1137 | 108.485 | 115.6634 | 119.2024 | 119.1453 | 115.5332 | 108.4044 | 101.7155 | 95.4392 | 89.5503 | 84.0247 | 78.8401 | 73.9754 | 69.4108 | 65.1279 | 61.1093 | 57.3386 | 53.8006 | 50.4809 | 47.3661 | 44.4434 | 41.7011 | 39.128
Game Consoles | Single Family | Oregon | 28.4444 | 28.4444 | 28.4444 | 28.4444 | 28.4444 | 28.4444 | 28.4444 | 28.4444 | 28.4444 | 28.4444 | 28.4444 | 25.7185 | 24.6518 | 23.1111 | 21.3926 | 20.2836 | 19.6148 | 19.3862 | 19.5979 | 20.2497 | 21.8158 | 24.2963 | 30.8074 | 40.4888 | 52.6634 | 67.3311 | 79.5912 | 90.5 | 100.1137 | 108.485 | 115.6634 | 119.2024 | 119.1453 | 115.5332 | 108.4044 | 101.7155 | 95.4392 | 89.5503 | 84.0247 | 78.8401 | 73.9754 | 69.4108 | 65.1279 | 61.1093 | 57.3386 | 53.8006 | 50.4809 | 47.3661 | 44.4434 | 41.7011 | 39.128
Game Consoles | Single Family | Washington | 28.4444 | 28.4444 | 28.4444 | 28.4444 | 28.4444 | 28.4444 | 28.4444 | 28.4444 | 28.4444 | 28.4444 | 28.4444 | 25.7185 | 24.6518 | 23.1111 | 21.3926 | 20.2836 | 19.6148 | 19.3862 | 19.5979 | 20.2497 | 21.8158 | 24.2963 | 30.8074 | 40.4888 | 52.6634 | 67.3311 | 79.5912 | 90.5 | 100.1137 | 108.485 | 115.6634 | 119.2024 | 119.1453 | 115.5332 | 108.4044 | 101.7155 | 95.4392 | 89.5503 | 84.0247 | 78.8401 | 73.9754 | 69.4108 | 65.1279 | 61.1093 | 57.3386 | 53.8006 | 50.4809 | 47.3661 | 44.4434 | 41.7011 | 39.128
Game Consoles | Multi Family | Idaho | 28.4444 | 28.4444 | 28.4444 | 28.4444 | 28.4444 | 28.4444 | 28.4444 | 28.4444 | 28.4444 | 28.4444 | 28.4444 | 25.7185 | 24.6518 | 23.1111 | 21.3926 | 20.2836 | 19.6148 | 19.3862 | 19.5979 | 20.2497 | 21.8158 | 24.2963 | 30.8074 | 40.4888 | 52.6634 | 67.3311 | 79.5912 | 90.5 | 100.1137 | 108.485 | 115.6634 | 119.2024 | 119.1453 | 115.5332 | 108.4044 | 101.7155 | 95.4392 | 89.5503 | 84.0247 | 78.8401 | 73.9754 | 69.4108 | 65.1279 | 61.1093 | 57.3386 | 53.8006 | 50.4809 | 47.3661 | 44.4434 | 41.7011 | 39.128
Game Consoles | Multi Family | Montana | 28.4444 | 28.4444 | 28.4444 | 28.4444 | 28.4444 | 28.4444 | 28.4444 | 28.4444 | 28.4444 | 28.4444 | 28.4444 | 25.7185 | 24.6518 | 23.1111 | 21.3926 | 20.2836 | 19.6148 | 19.3862 | 19.5979 | 20.2497 | 21.8158 | 24.2963 | 30.8074 | 40.4888 | 52.6634 | 67.3311 | 79.5912 | 90.5 | 100.1137 | 108.485 | 115.6634 | 119.2024 | 119.1453 | 115.5332 | 108.4044 | 101.7155 | 95.4392 | 89.5503 | 84.0247 | 78.8401 | 73.9754 | 69.4108 | 65.1279 | 61.1093 | 57.3386 | 53.8006 | 50.4809 | 47.3661 | 44.4434 | 41.7011 | 39.128
Game Consoles | Multi Family | Oregon | 28.4444 | 28.4444 | 28.4444 | 28.4444 | 28.4444 | 28.4444 | 28.4444 | 28.4444 | 28.4444 | 28.4444 | 28.4444 | 25.7185 | 24.6518 | 23.1111 | 21.3926 | 20.2836 | 19.6148 | 19.3862 | 19.5979 | 20.2497 | 21.8158 | 24.2963 | 30.8074 | 40.4888 | 52.6634 | 67.3311 | 79.5912 | 90.5 | 100.1137 | 108.485 | 115.6634 | 119.2024 | 119.1453 | 115.5332 | 108.4044 | 101.7155 | 95.4392 | 89.5503 | 84.0247 | 78.8401 | 73.9754 | 69.4108 | 65.1279 | 61.1093 | 57.3386 | 53.8006 | 50.4809 | 47.3661 | 44.4434 | 41.7011 | 39.128
Game Consoles | Multi Family | Washington | 28.4444 | 28.4444 | 28.4444 | 28.4444 | 28.4444 | 28.4444 | 28.4444 | 28.4444 | 28.4444 | 28.4444 | 28.4444 | 25.7185 | 24.6518 | 23.1111 | 21.3926 | 20.2836 | 19.6148 | 19.3862 | 19.5979 | 20.2497 | 21.8158 | 24.2963 | 30.8074 | 40.4888 | 52.6634 | 67.3311 | 79.5912 | 90.5 | 100.1137 | 108.485 | 115.6634 | 119.2024 | 119.1453 | 115.5332 | 108.4044 | 101.7155 | 95.4392 | 89.5503 | 84.0247 | 78.8401 | 73.9754 | 69.4108 | 65.1279 | 61.1093 | 57.3386 | 53.8006 | 50.4809 | 47.3661 | 44.4434 | 41.7011 | 39.128
Game Consoles | Other Family | Idaho | 28.4444 | 28.4444 | 28.4444 | 28.4444 | 28.4444 | 28.4444 | 28.4444 | 28.4444 | 28.4444 | 28.4444 | 28.4444 | 25.7185 | 24.6518 | 23.1111 | 21.3926 | 20.2836 | 19.6148 | 19.3862 | 19.5979 | 20.2497 | 21.8158 | 24.2963 | 30.8074 | 40.4888 | 52.6634 | 67.3311 | 79.5912 | 90.5 | 100.1137 | 108.485 | 115.6634 | 119.2024 | 119.1453 | 115.5332 | 108.4044 | 101.7155 | 95.4392 | 89.5503 | 84.0247 | 78.8401 | 73.9754 | 69.4108 | 65.1279 | 61.1093 | 57.3386 | 53.8006 | 50.4809 | 47.3661 | 44.4434 | 41.7011 | 39.128
Game Consoles | Other Family | Montana | 28.4444 | 28.4444 | 28.4444 | 28.4444 | 28.4444 | 28.4444 | 28.4444 | 28.4444 | 28.4444 | 28.4444 | 28.4444 | 25.7185 | 24.6518 | 23.1111 | 21.3926 | 20.2836 | 19.6148 | 19.3862 | 19.5979 | 20.2497 | 21.8158 | 24.2963 | 30.8074 | 40.4888 | 52.6634 | 67.3311 | 79.5912 | 90.5 | 100.1137 | 108.485 | 115.6634 | 119.2024 | 119.1453 | 115.5332 | 108.4044 | 101.7155 | 95.4392 | 89.5503 | 84.0247 | 78.8401 | 73.9754 | 69.4108 | 65.1279 | 61.1093 | 57.3386 | 53.8006 | 50.4809 | 47.3661 | 44.4434 | 41.7011 | 39.128
Game Consoles | Other Family | Oregon | 28.4444 | 28.4444 | 28.4444 | 28.4444 | 28.4444 | 28.4444 | 28.4444 | 28.4444 | 28.4444 | 28.4444 | 28.4444 | 25.7185 | 24.6518 | 23.1111 | 21.3926 | 20.2836 | 19.6148 | 19.3862 | 19.5979 | 20.2497 | 21.8158 | 24.2963 | 30.8074 | 40.4888 | 52.6634 | 67.3311 | 79.5912 | 90.5 | 100.1137 | 108.485 | 115.6634 | 119.2024 | 119.1453 | 115.5332 | 108.4044 | 101.7155 | 95.4392 | 89.5503 | 84.0247 | 78.8401 | 73.9754 | 69.4108 | 65.1279 | 61.1093 | 57.3386 | 53.8006 | 50.4809 | 47.3661 | 44.4434 | 41.7011 | 39.128
Game Consoles | Other Family | Washington | 28.4444 | 28.4444 | 28.4444 | 28.4444 | 28.4444 | 28.4444 | 28.4444 | 28.4444 | 28.4444 | 28.4444 | 28.4444 | 25.7185 | 24.6518 | 23.1111 | 21.3926 | 20.2836 | 19.6148 | 19.3862 | 19.5979 | 20.2497 | 21.8158 | 24.2963 | 30.8074 | 40.4888 | 52.6634 | 67.3311 | 79.5912 | 90.5 | 100.1137 | 108.485 | 115.6634 | 119.2024 | 119.1453 | 115.5332 | 108.4044 | 101.7155 | 95.4392 | 89.5503 | 84.0247 | 78.8401 | 73.9754 | 69.4108 | 65.1279 | 61.1093 | 57.3386 | 53.8006 | 50.4809 | 47.3661 | 44.4434 | 41.7011 | 39.128
Game Consoles
Game Consoles | XDMD | GWh | 1985 | 1986 | 1987 | 1988 | 1989 | 1990 | 1991 | 1992 | 1993 | 1994 | 1995 | 1996 | 1997 | 1998 | 1999 | 2000 | 2001 | 2002 | 2003 | 2004 | 2005 | 2006 | 2007 | 2008 | 2009 | 2010 | 2011 | 2012 | 2013 | 2014 | 2015 | 2016 | 2017 | 2018 | 2019 | 2020 | 2021 | 2022 | 2023 | 2024 | 2025 | 2026 | 2027 | 2028 | 2029 | 2030 | 2031 | 2032 | 2033 | 2034 | 2035
Game Consoles | Single Family | Idaho | 0.26599 | 0.42325 | 0.58309 | 0.74595 | 0.91377 | 1.0893 | 1.2738 | 1.4759 | 1.6919 | 1.9208 | 2.152 | 2.1672 | 2.2954 | 2.3728 | 2.4087 | 2.4872 | 2.6075 | 2.7919 | 3.0625 | 3.4376 | 4.0408 | 4.8593 | 6.5589 | 9.0908 | 12.4071 | 16.5978 | 20.4816 | 25.2347 | 29.2734 | 33.3865 | 37.5868 | 40.9041 | 43.1405 | 44.1019 | 43.6146 | 43.1098 | 42.581 | 42.0452 | 41.5134 | 40.9933 | 40.4903 | 39.9919 | 39.4985 | 39.0045 | 38.5168 | 38.0274 | 37.5328 | 37.0242 | 36.521 | 36.0235 | 35.537
Game Consoles | Single Family | Montana | 0.12935 | 0.25779 | 0.38699 | 0.51683 | 0.64733 | 0.77923 | 0.91358 | 1.0538 | 1.1972 | 1.3447 | 1.4923 | 1.4832 | 1.5512 | 1.5775 | 1.5764 | 1.6059 | 1.6633 | 1.7573 | 1.8959 | 2.0943 | 2.4049 | 2.8472 | 3.823 | 5.2881 | 7.2076 | 9.6355 | 11.8861 | 8.762 | 10.1145 | 11.4504 | 12.7816 | 13.7938 | 14.431 | 14.6387 | 14.3582 | 14.0774 | 13.797 | 13.5187 | 13.2443 | 12.9743 | 12.7084 | 12.4457 | 12.1873 | 11.9326 | 11.6833 | 11.4377 | 11.1961 | 10.957 | 10.7226 | 10.493 | 10.2688
Game Consoles | Single Family | Oregon | 0.63792 | 1.0796 | 1.5306 | 1.9924 | 2.4695 | 2.9653 | 3.4704 | 3.9988 | 4.5512 | 5.1245 | 5.7092 | 5.715 | 6.0174 | 6.1644 | 6.1987 | 6.3494 | 6.6103 | 7.0184 | 7.6061 | 8.4146 | 9.7032 | 11.508 | 15.4398 | 21.3005 | 28.9648 | 38.6542 | 47.6147 | 50.0296 | 57.7564 | 65.5241 | 73.3848 | 79.4615 | 83.3855 | 84.842 | 83.4975 | 82.1385 | 80.75 | 79.3536 | 77.9672 | 76.6064 | 75.2854 | 73.9803 | 72.6779 | 71.3648 | 70.0674 | 68.7925 | 67.5275 | 66.2529 | 64.9956 | 63.7653 | 62.5675
Game Consoles | Single Family | Washington | 1.2281 | 1.9374 | 2.6694 | 3.4253 | 4.2173 | 5.0462 | 5.8881 | 6.7893 | 7.7277 | 8.7044 | 9.6798 | 9.6619 | 10.1596 | 10.396 | 10.4424 | 10.6817 | 11.1064 | 11.7892 | 12.7887 | 14.1541 | 16.323 | 19.378 | 26.0457 | 36.0058 | 49.0451 | 65.6138 | 80.9988 | 103.0719 | 119.431 | 135.899 | 152.4702 | 165.3906 | 173.7695 | 176.9094 | 174.1358 | 171.2654 | 168.2881 | 165.2616 | 162.2435 | 159.2382 | 156.2525 | 153.2905 | 150.3449 | 147.4177 | 144.5413 | 141.7096 | 138.9063 | 136.1003 | 133.3382 | 130.6323 | 127.9898
Game Consoles | Multi Family | Idaho | 0.016385 | 0.035128 | 0.054275 | 0.07358 | 0.094577 | 0.11676 | 0.13933 | 0.16528 | 0.19534 | 0.23035 | 0.26389 | 0.26915 | 0.28635 | 0.29554 | 0.30098 | 0.31052 | 0.32827 | 0.35451 | 0.39065 | 0.43753 | 0.50795 | 0.60818 | 0.8254 | 1.1439 | 1.5609 | 2.0868 | 2.587 | 1.7371 | 2.0357 | 2.3534 | 2.6817 | 2.954 | 3.1547 | 3.2699 | 3.2739 | 3.2651 | 3.2502 | 3.2319 | 3.2115 | 3.1894 | 3.1663 | 3.1434 | 3.1189 | 3.0938 | 3.0685 | 3.0427 | 3.0163 | 2.9895 | 2.9622 | 2.9346 | 2.9075
Game Consoles | Multi Family | Montana | 0.016637 | 0.035273 | 0.053908 | 0.072915 | 0.09183 | 0.1114 | 0.13189 | 0.1521 | 0.17363 | 0.19714 | 0.22226 | 0.22573 | 0.23936 | 0.2464 | 0.24873 | 0.25583 | 0.26695 | 0.28634 | 0.31212 | 0.34657 | 0.40026 | 0.47506 | 0.63941 | 0.88383 | 1.2021 | 1.612 | 2.0046 | 1.3556 | 1.5973 | 1.8552 | 2.1184 | 2.3344 | 2.4881 | 2.5673 | 2.5591 | 2.5465 | 2.5314 | 2.5157 | 2.5 | 2.4833 | 2.4657 | 2.4481 | 2.4276 | 2.4058 | 2.3838 | 2.3621 | 2.3408 | 2.3189 | 2.2972 | 2.2749 | 2.2525
Game Consoles | Multi Family | Oregon | 0.081333 | 0.17341 | 0.26946 | 0.37009 | 0.48984 | 0.61575 | 0.73317 | 0.85438 | 0.98043 | 1.1233 | 1.2851 | 1.3262 | 1.4305 | 1.4905 | 1.5114 | 1.5493 | 1.6162 | 1.716 | 1.865 | 2.0661 | 2.3765 | 2.8272 | 3.8004 | 5.2687 | 7.1743 | 9.5774 | 11.8577 | 7.958 | 9.2657 | 10.6206 | 11.9862 | 13.0503 | 13.7719 | 14.1187 | 14.0346 | 13.9629 | 13.9052 | 13.8311 | 13.7283 | 13.6098 | 13.4831 | 13.3547 | 13.2155 | 13.0652 | 12.9013 | 12.7277 | 12.5487 | 12.3642 | 12.1746 | 11.9773 | 11.7795
Game Consoles | Multi Family | Washington | 0.15417 | 0.33774 | 0.53819 | 0.76266 | 1.0072 | 1.2676 | 1.5126 | 1.7657 | 2.0264 | 2.3049 | 2.5959 | 2.6276 | 2.7974 | 2.9036 | 2.9539 | 3.0538 | 3.2019 | 3.4011 | 3.6823 | 4.0694 | 4.6822 | 5.5639 | 7.5231 | 10.4793 | 14.2836 | 19.1259 | 23.7272 | 15.9804 | 18.6659 | 21.4162 | 24.2051 | 26.4187 | 27.9547 | 28.695 | 28.4759 | 28.2087 | 27.9032 | 27.5835 | 27.2607 | 26.9485 | 26.6488 | 26.3706 | 26.0896 | 25.8102 | 25.5358 | 25.2617 | 24.9876 | 24.7027 | 24.4101 | 24.1114 | 23.8128
Game Consoles | Other Family | Idaho | 0.12186 | 0.14889 | 0.17594 | 0.20347 | 0.23218 | 0.26219 | 0.29453 | 0.33166 | 0.37764 | 0.43304 | 0.48808 | 0.49007 | 0.51879 | 0.53708 | 0.54175 | 0.55025 | 0.56606 | 0.59405 | 0.63416 | 0.69039 | 0.78256 | 0.91598 | 1.2168 | 1.6692 | 2.2561 | 2.9942 | 3.669 | 11.5151 | 13.0097 | 14.4039 | 15.6837 | 16.5071 | 16.8492 | 16.6849 | 15.9887 | 15.3216 | 14.6812 | 14.0675 | 13.4794 | 12.9158 | 12.3758 | 11.8582 | 11.362 | 10.8866 | 10.4309 | 9.9942 | 9.5758 | 9.1747 | 8.7904 | 8.4221 | 8.0691
Game Consoles | Other Family | Montana | 0.093122 | 0.11777 | 0.14263 | 0.16774 | 0.19346 | 0.21979 | 0.24738 | 0.27769 | 0.31168 | 0.34992 | 0.38934 | 0.38914 | 0.40963 | 0.42143 | 0.42491 | 0.43343 | 0.44759 | 0.4715 | 0.50566 | 0.55196 | 0.62644 | 0.73329 | 0.97539 | 1.3396 | 1.8145 | 2.4139 | 2.967 | 7.8603 | 8.8911 | 9.8592 | 10.7545 | 11.3411 | 11.5998 | 11.5101 | 11.0487 | 10.6067 | 10.1821 | 9.7744 | 9.3829 | 9.0067 | 8.6452 | 8.2982 | 7.9649 | 7.6448 | 7.3375 | 7.0423 | 6.7588 | 6.4866 | 6.2252 | 5.9743 | 5.7333
Game Consoles | Other Family | Oregon | 0.25463 | 0.31336 | 0.37657 | 0.44651 | 0.52277 | 0.60608 | 0.69334 | 0.78771 | 0.89608 | 1.0191 | 1.1486 | 1.1555 | 1.226 | 1.2632 | 1.2721 | 1.293 | 1.3306 | 1.3971 | 1.4961 | 1.6348 | 1.8591 | 2.1786 | 2.8953 | 3.9723 | 5.3713 | 7.128 | 8.7272 | 27.0808 | 30.6335 | 33.9186 | 36.9343 | 38.8738 | 39.6809 | 39.3014 | 37.6714 | 36.1031 | 34.598 | 33.1555 | 31.7736 | 30.4496 | 29.1806 | 27.9636 | 26.7969 | 25.6788 | 24.6072 | 23.5801 | 22.5956 | 21.6519 | 20.7475 | 19.8806 | 19.0498
Game Consoles | Other Family | Washington | 0.26098 | 0.33975 | 0.42113 | 0.50751 | 0.59899 | 0.70053 | 0.80633 | 0.92093 | 1.0469 | 1.183 | 1.3259 | 1.3279 | 1.4032 | 1.4462 | 1.4544 | 1.4825 | 1.5303 | 1.6097 | 1.7272 | 1.8886 | 2.1489 | 2.5221 | 3.3559 | 4.6125 | 6.2452 | 8.2948 | 10.1687 | 25.6921 | 29.061 | 32.1769 | 35.0352 | 36.872 | 37.6365 | 37.2748 | 35.7271 | 34.2381 | 32.809 | 31.4396 | 30.1278 | 28.871 | 27.6665 | 26.5113 | 25.4041 | 24.343 | 23.326 | 22.3514 | 21.4172 | 20.5218 | 19.6637 | 18.8413 | 18.0531
|  | Regional Demand | 3.2605 | 5.1994 | 7.2021 | 9.285 | 11.4787 | 13.7801 | 16.1044 | 18.5733 | 21.1761 | 23.9351 | 26.7523 | 26.8387 | 28.3349 | 29.1147 | 29.3345 | 30.0528 | 31.2754 | 33.187 | 35.9664 | 39.7859 | 45.8557 | 54.4168 | 73.099 | 101.0545 | 137.5326 | 183.7342 | 226.6895 | 286.2776 | 329.7353 | 372.8639 | 415.6225 | 447.9014 | 467.8624 | 473.9143 | 464.3855 | 454.844 | 445.2763 | 435.7784 | 426.4326 | 417.2863 | 408.3686 | 399.6564 | 391.0881 | 382.6477 | 374.3997 | 366.3295 | 358.4034 | 350.5448 | 342.8482 | 335.3307 | 328.0208
| National Average | Stock Saturation | 1997: 0; 2011: 1.9077; 2015: 1.7509; 2020: 1.4458; 2030: 0.89938; 2035: 0.67513; 0.03606: Growth rate
DVD | Saturation |  | 1985 | 1986 | 1987 | 1988 | 1989 | 1990 | 1991 | 1992 | 1993 | 1994 | 1995 | 1996 | 1997 | 1998 | 1999 | 2000 | 2001 | 2002 | 2003 | 2004 | 2005 | 2006 | 2007 | 2008 | 2009 | 2010 | 2011 | 2012 | 2013 | 2014 | 2015 | 2016 | 2017 | 2018 | 2019 | 2020 | 2021 | 2022 | 2023 | 2024 | 2025 | 2026 | 2027 | 2028 | 2029 | 2030 | 2031 | 2032 | 2033 | 2034 | 2035 | -0.040699 | 2011-2035
DVD | Single Family | Idaho | 0 | 0 | 0 | 0 | 0 | 0 | 0 | 0 | 0 | 0 | 0 | 0 | 0 | 0.10186 | 0.20371 | 0.30557 | 0.40743 | 0.50929 | 0.61114 | 0.713 | 0.81486 | 0.91862 | 1.0356 | 1.1675 | 1.3161 | 1.4837 | 1.6726 | 1.6045 | 1.5392 | 1.4766 | 1.4165 | 1.3588 | 1.3035 | 1.2505 | 1.1996 | 1.1508 | 1.1039 | 1.059 | 1.0159 | 0.97456 | 0.9349 | 0.89685 | 0.86035 | 0.82533 | 0.79174 | 0.75952 | 0.72861 | 0.69896 | 0.67051 | 0.64322 | 0.61704 | 0.12733 | 1997-2011
DVD | Single Family | Montana | 0 | 0 | 0 | 0 | 0 | 0 | 0 | 0 | 0 | 0 | 0 | 0 | 0 | 0.10186 | 0.20371 | 0.30557 | 0.40743 | 0.50929 | 0.61114 | 0.713 | 0.81486 | 0.91862 | 1.0356 | 1.1675 | 1.3161 | 1.4837 | 1.6726 | 1.6045 | 1.5392 | 1.4766 | 1.4165 | 1.3588 | 1.3035 | 1.2505 | 1.1996 | 1.1508 | 1.1039 | 1.059 | 1.0159 | 0.97456 | 0.9349 | 0.89685 | 0.86035 | 0.82533 | 0.79174 | 0.75952 | 0.72861 | 0.69896 | 0.67051 | 0.64322 | 0.61704
DVD | Single Family | Oregon | 0 | 0 | 0 | 0 | 0 | 0 | 0 | 0 | 0 | 0 | 0 | 0 | 0 | 0.10186 | 0.20371 | 0.30557 | 0.40743 | 0.50929 | 0.61114 | 0.713 | 0.81486 | 0.91862 | 1.0356 | 1.1675 | 1.3161 | 1.4837 | 1.6726 | 1.6045 | 1.5392 | 1.4766 | 1.4165 | 1.3588 | 1.3035 | 1.2505 | 1.1996 | 1.1508 | 1.1039 | 1.059 | 1.0159 | 0.97456 | 0.9349 | 0.89685 | 0.86035 | 0.82533 | 0.79174 | 0.75952 | 0.72861 | 0.69896 | 0.67051 | 0.64322 | 0.61704
DVD | Single Family | Washington | 0 | 0 | 0 | 0 | 0 | 0 | 0 | 0 | 0 | 0 | 0 | 0 | 0 | 0.10186 | 0.20371 | 0.30557 | 0.40743 | 0.50929 | 0.61114 | 0.713 | 0.81486 | 0.91862 | 1.0356 | 1.1675 | 1.3161 | 1.4837 | 1.6726 | 1.6045 | 1.5392 | 1.4766 | 1.4165 | 1.3588 | 1.3035 | 1.2505 | 1.1996 | 1.1508 | 1.1039 | 1.059 | 1.0159 | 0.97456 | 0.9349 | 0.89685 | 0.86035 | 0.82533 | 0.79174 | 0.75952 | 0.72861 | 0.69896 | 0.67051 | 0.64322 | 0.61704
DVD | Multi Family | Idaho | 0 | 0 | 0 | 0 | 0 | 0 | 0 | 0 | 0 | 0 | 0 | 0 | 0 | 0.090199 | 0.1804 | 0.2706 | 0.3608 | 0.45099 | 0.54119 | 0.63139 | 0.72159 | 0.81347 | 0.91706 | 1.0338 | 1.1655 | 1.3139 | 1.4812 | 1.4209 | 1.3631 | 1.3076 | 1.2544 | 1.2033 | 1.1543 | 1.1074 | 1.0623 | 1.0191 | 0.97759 | 0.9378 | 0.89963 | 0.86302 | 0.82789 | 0.7942 | 0.76188 | 0.73087 | 0.70112 | 0.67259 | 0.64521 | 0.61896 | 0.59376 | 0.5696 | 0.54642
DVD | Multi Family | Montana | 0 | 0 | 0 | 0 | 0 | 0 | 0 | 0 | 0 | 0 | 0 | 0 | 0 | 0.090199 | 0.1804 | 0.2706 | 0.3608 | 0.45099 | 0.54119 | 0.63139 | 0.72159 | 0.81347 | 0.91706 | 1.0338 | 1.1655 | 1.3139 | 1.4812 | 1.4209 | 1.3631 | 1.3076 | 1.2544 | 1.2033 | 1.1543 | 1.1074 | 1.0623 | 1.0191 | 0.97759 | 0.9378 | 0.89963 | 0.86302 | 0.82789 | 0.7942 | 0.76188 | 0.73087 | 0.70112 | 0.67259 | 0.64521 | 0.61896 | 0.59376 | 0.5696 | 0.54642
DVD | Multi Family | Oregon | 0 | 0 | 0 | 0 | 0 | 0 | 0 | 0 | 0 | 0 | 0 | 0 | 0 | 0.090199 | 0.1804 | 0.2706 | 0.3608 | 0.45099 | 0.54119 | 0.63139 | 0.72159 | 0.81347 | 0.91706 | 1.0338 | 1.1655 | 1.3139 | 1.4812 | 1.4209 | 1.3631 | 1.3076 | 1.2544 | 1.2033 | 1.1543 | 1.1074 | 1.0623 | 1.0191 | 0.97759 | 0.9378 | 0.89963 | 0.86302 | 0.82789 | 0.7942 | 0.76188 | 0.73087 | 0.70112 | 0.67259 | 0.64521 | 0.61896 | 0.59376 | 0.5696 | 0.54642
DVD | Multi Family | Washington | 0 | 0 | 0 | 0 | 0 | 0 | 0 | 0 | 0 | 0 | 0 | 0 | 0 | 0.090199 | 0.1804 | 0.2706 | 0.3608 | 0.45099 | 0.54119 | 0.63139 | 0.72159 | 0.81347 | 0.91706 | 1.0338 | 1.1655 | 1.3139 | 1.4812 | 1.4209 | 1.3631 | 1.3076 | 1.2544 | 1.2033 | 1.1543 | 1.1074 | 1.0623 | 1.0191 | 0.97759 | 0.9378 | 0.89963 | 0.86302 | 0.82789 | 0.7942 | 0.76188 | 0.73087 | 0.70112 | 0.67259 | 0.64521 | 0.61896 | 0.59376 | 0.5696 | 0.54642
DVD | Other Family | Idaho | 0 | 0 | 0 | 0 | 0 | 0 | 0 | 0 | 0 | 0 | 0 | 0 | 0 | 0.096014 | 0.19203 | 0.28804 | 0.38406 | 0.48007 | 0.57609 | 0.6721 | 0.76812 | 0.86592 | 0.97618 | 1.1005 | 1.2406 | 1.3986 | 1.5767 | 1.5125 | 1.4509 | 1.3919 | 1.3352 | 1.2809 | 1.2288 | 1.1788 | 1.1308 | 1.0848 | 1.0406 | 0.99826 | 0.95764 | 0.91866 | 0.88127 | 0.84541 | 0.811 | 0.77799 | 0.74633 | 0.71595 | 0.68682 | 0.65886 | 0.63205 | 0.60632 | 0.58165
DVD | Other Family | Montana | 0 | 0 | 0 | 0 | 0 | 0 | 0 | 0 | 0 | 0 | 0 | 0 | 0 | 0.096014 | 0.19203 | 0.28804 | 0.38406 | 0.48007 | 0.57609 | 0.6721 | 0.76812 | 0.86592 | 0.97618 | 1.1005 | 1.2406 | 1.3986 | 1.5767 | 1.5125 | 1.4509 | 1.3919 | 1.3352 | 1.2809 | 1.2288 | 1.1788 | 1.1308 | 1.0848 | 1.0406 | 0.99826 | 0.95764 | 0.91866 | 0.88127 | 0.84541 | 0.811 | 0.77799 | 0.74633 | 0.71595 | 0.68682 | 0.65886 | 0.63205 | 0.60632 | 0.58165
DVD | Other Family | Oregon | 0 | 0 | 0 | 0 | 0 | 0 | 0 | 0 | 0 | 0 | 0 | 0 | 0 | 0.096014 | 0.19203 | 0.28804 | 0.38406 | 0.48007 | 0.57609 | 0.6721 | 0.76812 | 0.86592 | 0.97618 | 1.1005 | 1.2406 | 1.3986 | 1.5767 | 1.5125 | 1.4509 | 1.3919 | 1.3352 | 1.2809 | 1.2288 | 1.1788 | 1.1308 | 1.0848 | 1.0406 | 0.99826 | 0.95764 | 0.91866 | 0.88127 | 0.84541 | 0.811 | 0.77799 | 0.74633 | 0.71595 | 0.68682 | 0.65886 | 0.63205 | 0.60632 | 0.58165
DVD | Other Family | Washington | 0 | 0 | 0 | 0 | 0 | 0 | 0 | 0 | 0 | 0 | 0 | 0 | 0 | 0.096014 | 0.19203 | 0.28804 | 0.38406 | 0.48007 | 0.57609 | 0.6721 | 0.76812 | 0.86592 | 0.97618 | 1.1005 | 1.2406 | 1.3986 | 1.5767 | 1.5125 | 1.4509 | 1.3919 | 1.3352 | 1.2809 | 1.2288 | 1.1788 | 1.1308 | 1.0848 | 1.0406 | 0.99826 | 0.95764 | 0.91866 | 0.88127 | 0.84541 | 0.811 | 0.77799 | 0.74633 | 0.71595 | 0.68682 | 0.65886 | 0.63205 | 0.60632 | 0.58165
Life | 5 | Marginal EUI | 0 | 0 | 0 | 0 | 0 | 0 | 0 | 0 | 0 | 0 | 0 | 0 | 0 | 19 | 19 | 19 | 19 | 19 | 19 | 19 | 19 | 19 | 19 | 19 | 20 | 25 | 27 | 26 | 25 | 24 | 23 | 21.75 | 20.5 | 19.25 | 18 | 19 | 18.4545 | 17.9091 | 17.3636 | 16.8182 | 16.2727 | 15.7273 | 15.1818 | 14.6364 | 14.0909 | 13 | 12.4 | 11.8 | 11.2 | 10.6 | 10
| National Average | Stock average EUI | 0 | 0 | 0 | 0 | 0 | 0 | 0 | 0 | 0 | 0 | 0 | 0 | 0 | 19 | 19 | 19 | 19 | 19 | 19 | 19 | 19 | 19 | 19 | 19 | 20 | 25 | 21.3 | 21.9 | 22.4 | 22.8 | 23.1 | 23.25 | 23.275 | 23.075 | 22.25 | 21.55 | 20.7409 | 19.9773 | 19.2591 | 18.5864 | 17.9841 | 17.4523 | 16.9909 | 16.6 | 16.0545 | 15.4 | 14.7891 | 14.1727 | 13.5509 | 12.9236 | 12.2909
DVD | EUI | Area | 1985 | 1986 | 1987 | 1988 | 1989 | 1990 | 1991 | 1992 | 1993 | 1994 | 1995 | 1996 | 1997 | 1998 | 1999 | 2000 | 2001 | 2002 | 2003 | 2004 | 2005 | 2006 | 2007 | 2008 | 2009 | 2010 | 2011 | 2012 | 2013 | 2014 | 2015 | 2016 | 2017 | 2018 | 2019 | 2020 | 2021 | 2022 | 2023 | 2024 | 2025 | 2026 | 2027 | 2028 | 2029 | 2030 | 2031 | 2032 | 2033 | 2034 | 2035
DVD | Single Family | Idaho | 0 | 0 | 0 | 0 | 0 | 0 | 0 | 0 | 0 | 0 | 0 | 0 | 0 | 20.5616 | 20.5616 | 20.5616 | 20.5616 | 20.5616 | 20.5616 | 20.5616 | 20.5616 | 20.5616 | 20.5616 | 20.5616 | 21.6438 | 27.0548 | 29.2192 | 28.137 | 27.0548 | 25.9726 | 24.8904 | 23.5377 | 22.1849 | 20.8322 | 19.4795 | 20.5616 | 19.9714 | 19.3811 | 18.7908 | 18.2005 | 17.6102 | 17.0199 | 16.4296 | 15.8394 | 15.2491 | 14.0685 | 13.4192 | 12.7699 | 12.1205 | 11.4712 | 10.8219
DVD | Single Family | Montana | 0 | 0 | 0 | 0 | 0 | 0 | 0 | 0 | 0 | 0 | 0 | 0 | 0 | 20.5616 | 20.5616 | 20.5616 | 20.5616 | 20.5616 | 20.5616 | 20.5616 | 20.5616 | 20.5616 | 20.5616 | 20.5616 | 21.6438 | 27.0548 | 29.2192 | 28.137 | 27.0548 | 25.9726 | 24.8904 | 23.5377 | 22.1849 | 20.8322 | 19.4795 | 20.5616 | 19.9714 | 19.3811 | 18.7908 | 18.2005 | 17.6102 | 17.0199 | 16.4296 | 15.8394 | 15.2491 | 14.0685 | 13.4192 | 12.7699 | 12.1205 | 11.4712 | 10.8219
DVD | Single Family | Oregon | 0 | 0 | 0 | 0 | 0 | 0 | 0 | 0 | 0 | 0 | 0 | 0 | 0 | 20.5616 | 20.5616 | 20.5616 | 20.5616 | 20.5616 | 20.5616 | 20.5616 | 20.5616 | 20.5616 | 20.5616 | 20.5616 | 21.6438 | 27.0548 | 29.2192 | 28.137 | 27.0548 | 25.9726 | 24.8904 | 23.5377 | 22.1849 | 20.8322 | 19.4795 | 20.5616 | 19.9714 | 19.3811 | 18.7908 | 18.2005 | 17.6102 | 17.0199 | 16.4296 | 15.8394 | 15.2491 | 14.0685 | 13.4192 | 12.7699 | 12.1205 | 11.4712 | 10.8219
DVD | Single Family | Washington | 0 | 0 | 0 | 0 | 0 | 0 | 0 | 0 | 0 | 0 | 0 | 0 | 0 | 20.5616 | 20.5616 | 20.5616 | 20.5616 | 20.5616 | 20.5616 | 20.5616 | 20.5616 | 20.5616 | 20.5616 | 20.5616 | 21.6438 | 27.0548 | 29.2192 | 28.137 | 27.0548 | 25.9726 | 24.8904 | 23.5377 | 22.1849 | 20.8322 | 19.4795 | 20.5616 | 19.9714 | 19.3811 | 18.7908 | 18.2005 | 17.6102 | 17.0199 | 16.4296 | 15.8394 | 15.2491 | 14.0685 | 13.4192 | 12.7699 | 12.1205 | 11.4712 | 10.8219
DVD | Multi Family | Idaho | 0 | 0 | 0 | 0 | 0 | 0 | 0 | 0 | 0 | 0 | 0 | 0 | 0 | 20.5616 | 20.5616 | 20.5616 | 20.5616 | 20.5616 | 20.5616 | 20.5616 | 20.5616 | 20.5616 | 20.5616 | 20.5616 | 21.6438 | 27.0548 | 29.2192 | 28.137 | 27.0548 | 25.9726 | 24.8904 | 23.5377 | 22.1849 | 20.8322 | 19.4795 | 20.5616 | 19.9714 | 19.3811 | 18.7908 | 18.2005 | 17.6102 | 17.0199 | 16.4296 | 15.8394 | 15.2491 | 14.0685 | 13.4192 | 12.7699 | 12.1205 | 11.4712 | 10.8219
DVD | Multi Family | Montana | 0 | 0 | 0 | 0 | 0 | 0 | 0 | 0 | 0 | 0 | 0 | 0 | 0 | 20.5616 | 20.5616 | 20.5616 | 20.5616 | 20.5616 | 20.5616 | 20.5616 | 20.5616 | 20.5616 | 20.5616 | 20.5616 | 21.6438 | 27.0548 | 29.2192 | 28.137 | 27.0548 | 25.9726 | 24.8904 | 23.5377 | 22.1849 | 20.8322 | 19.4795 | 20.5616 | 19.9714 | 19.3811 | 18.7908 | 18.2005 | 17.6102 | 17.0199 | 16.4296 | 15.8394 | 15.2491 | 14.0685 | 13.4192 | 12.7699 | 12.1205 | 11.4712 | 10.8219
DVD | Multi Family | Oregon | 0 | 0 | 0 | 0 | 0 | 0 | 0 | 0 | 0 | 0 | 0 | 0 | 0 | 20.5616 | 20.5616 | 20.5616 | 20.5616 | 20.5616 | 20.5616 | 20.5616 | 20.5616 | 20.5616 | 20.5616 | 20.5616 | 21.6438 | 27.0548 | 29.2192 | 28.137 | 27.0548 | 25.9726 | 24.8904 | 23.5377 | 22.1849 | 20.8322 | 19.4795 | 20.5616 | 19.9714 | 19.3811 | 18.7908 | 18.2005 | 17.6102 | 17.0199 | 16.4296 | 15.8394 | 15.2491 | 14.0685 | 13.4192 | 12.7699 | 12.1205 | 11.4712 | 10.8219
DVD | Multi Family | Washington | 0 | 0 | 0 | 0 | 0 | 0 | 0 | 0 | 0 | 0 | 0 | 0 | 0 | 20.5616 | 20.5616 | 20.5616 | 20.5616 | 20.5616 | 20.5616 | 20.5616 | 20.5616 | 20.5616 | 20.5616 | 20.5616 | 21.6438 | 27.0548 | 29.2192 | 28.137 | 27.0548 | 25.9726 | 24.8904 | 23.5377 | 22.1849 | 20.8322 | 19.4795 | 20.5616 | 19.9714 | 19.3811 | 18.7908 | 18.2005 | 17.6102 | 17.0199 | 16.4296 | 15.8394 | 15.2491 | 14.0685 | 13.4192 | 12.7699 | 12.1205 | 11.4712 | 10.8219
DVD | Other Family | Idaho | 0 | 0 | 0 | 0 | 0 | 0 | 0 | 0 | 0 | 0 | 0 | 0 | 0 | 20.5616 | 20.5616 | 20.5616 | 20.5616 | 20.5616 | 20.5616 | 20.5616 | 20.5616 | 20.5616 | 20.5616 | 20.5616 | 21.6438 | 27.0548 | 29.2192 | 28.137 | 27.0548 | 25.9726 | 24.8904 | 23.5377 | 22.1849 | 20.8322 | 19.4795 | 20.5616 | 19.9714 | 19.3811 | 18.7908 | 18.2005 | 17.6102 | 17.0199 | 16.4296 | 15.8394 | 15.2491 | 14.0685 | 13.4192 | 12.7699 | 12.1205 | 11.4712 | 10.8219
DVD | Other Family | Montana | 0 | 0 | 0 | 0 | 0 | 0 | 0 | 0 | 0 | 0 | 0 | 0 | 0 | 20.5616 | 20.5616 | 20.5616 | 20.5616 | 20.5616 | 20.5616 | 20.5616 | 20.5616 | 20.5616 | 20.5616 | 20.5616 | 21.6438 | 27.0548 | 29.2192 | 28.137 | 27.0548 | 25.9726 | 24.8904 | 23.5377 | 22.1849 | 20.8322 | 19.4795 | 20.5616 | 19.9714 | 19.3811 | 18.7908 | 18.2005 | 17.6102 | 17.0199 | 16.4296 | 15.8394 | 15.2491 | 14.0685 | 13.4192 | 12.7699 | 12.1205 | 11.4712 | 10.8219
DVD | Other Family | Oregon | 0 | 0 | 0 | 0 | 0 | 0 | 0 | 0 | 0 | 0 | 0 | 0 | 0 | 20.5616 | 20.5616 | 20.5616 | 20.5616 | 20.5616 | 20.5616 | 20.5616 | 20.5616 | 20.5616 | 20.5616 | 20.5616 | 21.6438 | 27.0548 | 29.2192 | 28.137 | 27.0548 | 25.9726 | 24.8904 | 23.5377 | 22.1849 | 20.8322 | 19.4795 | 20.5616 | 19.9714 | 19.3811 | 18.7908 | 18.2005 | 17.6102 | 17.0199 | 16.4296 | 15.8394 | 15.2491 | 14.0685 | 13.4192 | 12.7699 | 12.1205 | 11.4712 | 10.8219
DVD | Other Family | Washington | 0 | 0 | 0 | 0 | 0 | 0 | 0 | 0 | 0 | 0 | 0 | 0 | 0 | 20.5616 | 20.5616 | 20.5616 | 20.5616 | 20.5616 | 20.5616 | 20.5616 | 20.5616 | 20.5616 | 20.5616 | 20.5616 | 21.6438 | 27.0548 | 29.2192 | 28.137 | 27.0548 | 25.9726 | 24.8904 | 23.5377 | 22.1849 | 20.8322 | 19.4795 | 20.5616 | 19.9714 | 19.3811 | 18.7908 | 18.2005 | 17.6102 | 17.0199 | 16.4296 | 15.8394 | 15.2491 | 14.0685 | 13.4192 | 12.7699 | 12.1205 | 11.4712 | 10.8219
DVD | XDMD | GWh | 1985 | 1986 | 1987 | 1988 | 1989 | 1990 | 1991 | 1992 | 1993 | 1994 | 1995 | 1996 | 1997 | 1998 | 1999 | 2000 | 2001 | 2002 | 2003 | 2004 | 2005 | 2006 | 2007 | 2008 | 2009 | 2010 | 2011 | 2012 | 2013 | 2014 | 2015 | 2016 | 2017 | 2018 | 2019 | 2020 | 2021 | 2022 | 2023 | 2024 | 2025 | 2026 | 2027 | 2028 | 2029 | 2030 | 2031 | 2032 | 2033 | 2034 | 2035
DVD | Single Family | Idaho | 0 | 0 | 0 | 0 | 0 | 0 | 0 | 0 | 0 | 0 | 0 | 0 | 0 | 0.81871 | 1.6816 | 2.5829 | 3.5229 | 4.516 | 5.5823 | 6.734 | 8.0106 | 9.3223 | 10.7157 | 12.2248 | 14.6303 | 20.7651 | 25.4405 | 23.7521 | 22.1752 | 20.7459 | 19.4382 | 17.9722 | 16.5498 | 15.1699 | 13.8429 | 14.2522 | 13.4928 | 12.7586 | 12.0524 | 11.3754 | 10.7279 | 10.1055 | 9.5076 | 8.9319 | 8.3794 | 7.5317 | 6.9971 | 6.4816 | 5.9883 | 5.5165 | 5.0662
DVD | Single Family | Montana | 0 | 0 | 0 | 0 | 0 | 0 | 0 | 0 | 0 | 0 | 0 | 0 | 0 | 0.57226 | 1.1533 | 1.7427 | 2.3424 | 2.9562 | 3.5868 | 4.2501 | 4.9309 | 5.6408 | 6.4413 | 7.3244 | 8.7438 | 12.3885 | 15.1576 | 14.1001 | 13.0995 | 12.1646 | 11.3011 | 10.3617 | 9.4649 | 8.6088 | 7.7913 | 7.9569 | 7.4745 | 7.0135 | 6.574 | 6.1553 | 5.7567 | 5.3768 | 5.0154 | 4.6717 | 4.3455 | 3.873 | 3.5685 | 3.2795 | 3.0059 | 2.7472 | 2.5029
DVD | Single Family | Oregon | 0 | 0 | 0 | 0 | 0 | 0 | 0 | 0 | 0 | 0 | 0 | 0 | 0 | 2.1655 | 4.4008 | 6.6985 | 9.065 | 11.5136 | 14.0511 | 16.6943 | 19.4705 | 22.3347 | 25.5065 | 28.9503 | 34.5061 | 48.8377 | 59.7068 | 55.4618 | 51.5299 | 47.954 | 44.6983 | 41.1201 | 37.6756 | 34.3715 | 31.2128 | 31.9828 | 30.1365 | 28.3607 | 26.66 | 25.0369 | 23.493 | 22.0174 | 20.6041 | 19.2475 | 17.9532 | 16.0473 | 14.8269 | 13.6604 | 12.5519 | 11.5008 | 10.5055
DVD | Single Family | Washington | 0 | 0 | 0 | 0 | 0 | 0 | 0 | 0 | 0 | 0 | 0 | 0 | 0 | 3.5711 | 7.26 | 11.0493 | 14.9506 | 19.0034 | 23.2344 | 27.6394 | 32.2621 | 37.0687 | 42.4356 | 48.2908 | 57.6867 | 81.8872 | 100.3729 | 93.4883 | 87.1818 | 81.3749 | 75.9835 | 70.0257 | 64.2382 | 58.6392 | 53.2595 | 54.5619 | 51.387 | 48.325 | 45.3905 | 42.5807 | 39.8937 | 37.3264 | 34.873 | 32.5304 | 30.3018 | 27.0464 | 24.9541 | 22.9598 | 21.0683 | 19.2772 | 17.583
DVD | Multi Family | Idaho | 0 | 0 | 0 | 0 | 0 | 0 | 0 | 0 | 0 | 0 | 0 | 0 | 0 | 0.095612 | 0.19628 | 0.30024 | 0.41177 | 0.531 | 0.65787 | 0.79018 | 0.92661 | 1.0718 | 1.2368 | 1.4088 | 1.6835 | 2.3849 | 2.9321 | 2.7406 | 2.5849 | 2.4512 | 2.3246 | 2.1755 | 2.0286 | 1.8853 | 1.7417 | 1.8094 | 1.7263 | 1.6439 | 1.5629 | 1.4835 | 1.4062 | 1.3314 | 1.2584 | 1.1876 | 1.119 | 1.0101 | 0.94257 | 0.87724 | 0.81414 | 0.75329 | 0.69479
DVD | Multi Family | Montana | 0 | 0 | 0 | 0 | 0 | 0 | 0 | 0 | 0 | 0 | 0 | 0 | 0 | 0.079716 | 0.16221 | 0.24736 | 0.33485 | 0.4289 | 0.52562 | 0.6259 | 0.73016 | 0.8372 | 0.95812 | 1.0885 | 1.2965 | 1.8423 | 2.272 | 2.1388 | 2.0283 | 1.9323 | 1.8363 | 1.7192 | 1.5999 | 1.4802 | 1.3615 | 1.4112 | 1.3446 | 1.2796 | 1.2166 | 1.1551 | 1.0951 | 1.0369 | 0.97946 | 0.92343 | 0.86928 | 0.7842 | 0.73147 | 0.68048 | 0.63137 | 0.58394 | 0.53827
DVD | Multi Family | Oregon | 0 | 0 | 0 | 0 | 0 | 0 | 0 | 0 | 0 | 0 | 0 | 0 | 0 | 0.4822 | 0.98568 | 1.498 | 2.0273 | 2.5703 | 3.1408 | 3.7314 | 4.3352 | 4.9824 | 5.6948 | 6.4889 | 7.7377 | 10.9457 | 13.4394 | 12.5555 | 11.7652 | 11.0621 | 10.3904 | 9.6113 | 8.8558 | 8.1404 | 7.4666 | 7.7377 | 7.3857 | 7.0351 | 6.6808 | 6.3304 | 5.988 | 5.6565 | 5.3321 | 5.015 | 4.7046 | 4.2255 | 3.9213 | 3.6282 | 3.3462 | 3.0745 | 2.8149
DVD | Multi Family | Washington | 0 | 0 | 0 | 0 | 0 | 0 | 0 | 0 | 0 | 0 | 0 | 0 | 0 | 0.93936 | 1.9264 | 2.9527 | 4.0163 | 5.0944 | 6.2012 | 7.3492 | 8.5413 | 9.8053 | 11.273 | 12.9062 | 15.4052 | 21.8584 | 26.8922 | 25.2127 | 23.7013 | 22.3065 | 20.9824 | 19.4568 | 17.9758 | 16.5446 | 15.1496 | 15.6321 | 14.8207 | 14.0302 | 13.2663 | 12.5347 | 11.835 | 11.1695 | 10.5265 | 9.9071 | 9.3119 | 8.3866 | 7.8083 | 7.2488 | 6.709 | 6.1891 | 5.6904
DVD | Other Family | Idaho | 0 | 0 | 0 | 0 | 0 | 0 | 0 | 0 | 0 | 0 | 0 | 0 | 0 | 0.14319 | 0.29563 | 0.45124 | 0.60954 | 0.7722 | 0.93594 | 1.1025 | 1.2726 | 1.4498 | 1.6488 | 1.8707 | 2.2272 | 3.1493 | 3.8464 | 3.5625 | 3.2966 | 3.047 | 2.8101 | 2.5573 | 2.3195 | 2.0959 | 1.8861 | 1.9159 | 1.7908 | 1.6723 | 1.5603 | 1.4543 | 1.354 | 1.2593 | 1.1697 | 1.0851 | 1.0053 | 0.8924 | 0.81907 | 0.74998 | 0.68495 | 0.62375 | 0.5662
DVD | Other Family | Montana | 0 | 0 | 0 | 0 | 0 | 0 | 0 | 0 | 0 | 0 | 0 | 0 | 0 | 0.11839 | 0.24364 | 0.37253 | 0.50399 | 0.63959 | 0.7773 | 0.91648 | 1.0575 | 1.2031 | 1.3682 | 1.5523 | 1.8498 | 2.619 | 3.2053 | 2.9809 | 2.7617 | 2.5565 | 2.362 | 2.1537 | 1.9574 | 1.7723 | 1.5976 | 1.6259 | 1.5224 | 1.4244 | 1.3313 | 1.2431 | 1.1595 | 1.0802 | 1.0052 | 0.93408 | 0.86681 | 0.77081 | 0.70866 | 0.64998 | 0.5946 | 0.54237 | 0.49313
DVD | Other Family | Oregon | 0 | 0 | 0 | 0 | 0 | 0 | 0 | 0 | 0 | 0 | 0 | 0 | 0 | 0.33802 | 0.69657 | 1.0638 | 1.4373 | 1.8215 | 2.2144 | 2.6179 | 3.0313 | 3.4569 | 3.9327 | 4.4624 | 5.3146 | 7.5136 | 9.1685 | 8.4897 | 7.8659 | 7.2707 | 6.7059 | 6.1026 | 5.5353 | 5.0027 | 4.5031 | 4.5748 | 4.2765 | 3.9941 | 3.7269 | 3.4742 | 3.2352 | 3.0092 | 2.7955 | 2.5937 | 2.4031 | 2.1336 | 1.9585 | 1.7935 | 1.6382 | 1.492 | 1.3545
DVD | Other Family | Washington | 0 | 0 | 0 | 0 | 0 | 0 | 0 | 0 | 0 | 0 | 0 | 0 | 0 | 0.41102 | 0.84312 | 1.2875 | 1.7401 | 2.2041 | 2.6789 | 3.1628 | 3.6576 | 4.1706 | 4.743 | 5.3836 | 6.4117 | 9.0609 | 11.0577 | 10.2386 | 9.4857 | 8.7678 | 8.0861 | 7.3581 | 6.6739 | 6.0315 | 5.4288 | 5.5151 | 5.1551 | 4.8144 | 4.4922 | 4.1874 | 3.8992 | 3.6266 | 3.3689 | 3.1256 | 2.8957 | 2.5709 | 2.3598 | 2.1609 | 1.9737 | 1.7975 | 1.6318
|  | Regional Demand | 0 | 0 | 0 | 0 | 0 | 0 | 0 | 0 | 0 | 0 | 0 | 0 | 0 | 9.7351 | 19.8452 | 30.2466 | 40.962 | 52.0513 | 63.5867 | 75.6141 | 88.2263 | 101.3437 | 115.9546 | 131.9518 | 157.4931 | 223.2525 | 273.4915 | 254.7216 | 237.476 | 221.6334 | 206.9188 | 190.6144 | 174.8746 | 159.7423 | 145.2414 | 148.9759 | 140.5129 | 132.3518 | 124.514 | 117.011 | 109.8434 | 102.9957 | 96.4359 | 90.1531 | 84.1556 | 75.2726 | 69.5962 | 64.1705 | 59.0066 | 54.0982 | 49.4416
| National Average | Stock Saturation | 1985: 0.5; 1986: Assumption for VCR
VCR | Saturation |  | 1985 | 1986 | 1987 | 1988 | 1989 | 1990 | 1991 | 1992 | 1993 | 1994 | 1995 | 1996 | 1997 | 1998 | 1999 | 2000 | 2001 | 2002 | 2003 | 2004 | 2005 | 2006 | 2007 | 2008 | 2009 | 2010 | 2011 | 2012 | 2013 | 2014 | 2015 | 2016 | 2017 | 2018 | 2019 | 2020 | 2021 | 2022 | 2023 | 2024 | 2025 | 2026 | 2027 | 2028 | 2029 | 2030 | 2031 | 2032 | 2033 | 2034 | 2035
VCR | Single Family | Idaho | 0.5 | 0.52821 | 0.55642 | 0.58463 | 0.61283 | 0.64104 | 0.66925 | 0.69746 | 0.72567 | 0.75388 | 0.78208 | 0.81029 | 0.8385 | 0.83554 | 0.83259 | 0.82963 | 0.82668 | 0.82372 | 0.82077 | 0.81781 | 0.81486 | 0.64857 | 0.48229 | 0.316 | 0.14971 | 0.08 | 0.04 | 0 | 0 | 0 | 0 | 0 | 0 | 0 | 0 | 0 | 0 | 0 | 0 | 0 | 0 | 0 | 0 | 0 | 0 | 0 | 0 | 0 | 0 | 0 | 0
VCR | Single Family | Montana | 0.5 | 0.52821 | 0.55642 | 0.58463 | 0.61283 | 0.64104 | 0.66925 | 0.69746 | 0.72567 | 0.75388 | 0.78208 | 0.81029 | 0.8385 | 0.83554 | 0.83259 | 0.82963 | 0.82668 | 0.82372 | 0.82077 | 0.81781 | 0.81486 | 0.64857 | 0.48229 | 0.316 | 0.14971 | 0.08 | 0.04 | 0 | 0 | 0 | 0 | 0 | 0 | 0 | 0 | 0 | 0 | 0 | 0 | 0 | 0 | 0 | 0 | 0 | 0 | 0 | 0 | 0 | 0 | 0 | 0
VCR | Single Family | Oregon | 0.5 | 0.52821 | 0.55642 | 0.58463 | 0.61283 | 0.64104 | 0.66925 | 0.69746 | 0.72567 | 0.75388 | 0.78208 | 0.81029 | 0.8385 | 0.83554 | 0.83259 | 0.82963 | 0.82668 | 0.82372 | 0.82077 | 0.81781 | 0.81486 | 0.64857 | 0.48229 | 0.316 | 0.14971 | 0.08 | 0.04 | 0 | 0 | 0 | 0 | 0 | 0 | 0 | 0 | 0 | 0 | 0 | 0 | 0 | 0 | 0 | 0 | 0 | 0 | 0 | 0 | 0 | 0 | 0 | 0
VCR | Single Family | Washington | 0.5 | 0.52821 | 0.55642 | 0.58463 | 0.61283 | 0.64104 | 0.66925 | 0.69746 | 0.72567 | 0.75388 | 0.78208 | 0.81029 | 0.8385 | 0.83554 | 0.83259 | 0.82963 | 0.82668 | 0.82372 | 0.82077 | 0.81781 | 0.81486 | 0.64857 | 0.48229 | 0.316 | 0.14971 | 0.08 | 0.04 | 0 | 0 | 0 | 0 | 0 | 0 | 0 | 0 | 0 | 0 | 0 | 0 | 0 | 0 | 0 | 0 | 0 | 0 | 0 | 0 | 0 | 0 | 0 | 0
VCR | Multi Family | Idaho | 0.5 | 0.526 | 0.552 | 0.578 | 0.604 | 0.63 | 0.656 | 0.682 | 0.708 | 0.734 | 0.76 | 0.786 | 0.812 | 0.80107 | 0.79014 | 0.77921 | 0.76828 | 0.75734 | 0.74641 | 0.73548 | 0.72455 | 0.56174 | 0.39892 | 0.23611 | 0.073298 | 0.01 | 0 | 0 | 0 | 0 | 0 | 0 | 0 | 0 | 0 | 0 | 0 | 0 | 0 | 0 | 0 | 0 | 0 | 0 | 0 | 0 | 0 | 0 | 0 | 0 | 0
VCR | Multi Family | Montana | 0.5 | 0.526 | 0.552 | 0.578 | 0.604 | 0.63 | 0.656 | 0.682 | 0.708 | 0.734 | 0.76 | 0.786 | 0.812 | 0.80107 | 0.79014 | 0.77921 | 0.76828 | 0.75734 | 0.74641 | 0.73548 | 0.72455 | 0.56174 | 0.39892 | 0.23611 | 0.073298 | 0.01 | 0 | 0 | 0 | 0 | 0 | 0 | 0 | 0 | 0 | 0 | 0 | 0 | 0 | 0 | 0 | 0 | 0 | 0 | 0 | 0 | 0 | 0 | 0 | 0 | 0
VCR | Multi Family | Oregon | 0.5 | 0.526 | 0.552 | 0.578 | 0.604 | 0.63 | 0.656 | 0.682 | 0.708 | 0.734 | 0.76 | 0.786 | 0.812 | 0.80107 | 0.79014 | 0.77921 | 0.76828 | 0.75734 | 0.74641 | 0.73548 | 0.72455 | 0.56174 | 0.39892 | 0.23611 | 0.073298 | 0.01 | 0 | 0 | 0 | 0 | 0 | 0 | 0 | 0 | 0 | 0 | 0 | 0 | 0 | 0 | 0 | 0 | 0 | 0 | 0 | 0 | 0 | 0 | 0 | 0 | 0
VCR | Multi Family | Washington | 0.5 | 0.526 | 0.552 | 0.578 | 0.604 | 0.63 | 0.656 | 0.682 | 0.708 | 0.734 | 0.76 | 0.786 | 0.812 | 0.80107 | 0.79014 | 0.77921 | 0.76828 | 0.75734 | 0.74641 | 0.73548 | 0.72455 | 0.56174 | 0.39892 | 0.23611 | 0.073298 | 0.01 | 0 | 0 | 0 | 0 | 0 | 0 | 0 | 0 | 0 | 0 | 0 | 0 | 0 | 0 | 0 | 0 | 0 | 0 | 0 | 0 | 0 | 0 | 0 | 0 | 0
VCR | Other Family | Idaho | 0.5 | 0.53242 | 0.56483 | 0.59725 | 0.62967 | 0.66208 | 0.6945 | 0.72692 | 0.75933 | 0.79175 | 0.82417 | 0.85658 | 0.889 | 0.88657 | 0.88414 | 0.88171 | 0.87928 | 0.87685 | 0.87442 | 0.87199 | 0.86957 | 0.69203 | 0.51449 | 0.33696 | 0.15942 | 0.01 | 0 | 0 | 0 | 0 | 0 | 0 | 0 | 0 | 0 | 0 | 0 | 0 | 0 | 0 | 0 | 0 | 0 | 0 | 0 | 0 | 0 | 0 | 0 | 0 | 0
VCR | Other Family | Montana | 0.5 | 0.53242 | 0.56483 | 0.59725 | 0.62967 | 0.66208 | 0.6945 | 0.72692 | 0.75933 | 0.79175 | 0.82417 | 0.85658 | 0.889 | 0.88657 | 0.88414 | 0.88171 | 0.87928 | 0.87685 | 0.87442 | 0.87199 | 0.86957 | 0.69203 | 0.51449 | 0.33696 | 0.15942 | 0.01 | 0 | 0 | 0 | 0 | 0 | 0 | 0 | 0 | 0 | 0 | 0 | 0 | 0 | 0 | 0 | 0 | 0 | 0 | 0 | 0 | 0 | 0 | 0 | 0 | 0
VCR | Other Family | Oregon | 0.5 | 0.53242 | 0.56483 | 0.59725 | 0.62967 | 0.66208 | 0.6945 | 0.72692 | 0.75933 | 0.79175 | 0.82417 | 0.85658 | 0.889 | 0.88657 | 0.88414 | 0.88171 | 0.87928 | 0.87685 | 0.87442 | 0.87199 | 0.86957 | 0.69203 | 0.51449 | 0.33696 | 0.15942 | 0.01 | 0 | 0 | 0 | 0 | 0 | 0 | 0 | 0 | 0 | 0 | 0 | 0 | 0 | 0 | 0 | 0 | 0 | 0 | 0 | 0 | 0 | 0 | 0 | 0 | 0
VCR | Other Family | Washington | 0.5 | 0.53242 | 0.56483 | 0.59725 | 0.62967 | 0.66208 | 0.6945 | 0.72692 | 0.75933 | 0.79175 | 0.82417 | 0.85658 | 0.889 | 0.88657 | 0.88414 | 0.88171 | 0.87928 | 0.87685 | 0.87442 | 0.87199 | 0.86957 | 0.69203 | 0.51449 | 0.33696 | 0.15942 | 0.01 | 0 | 0 | 0 | 0 | 0 | 0 | 0 | 0 | 0 | 0 | 0 | 0 | 0 | 0 | 0 | 0 | 0 | 0 | 0 | 0 | 0 | 0 | 0 | 0 | 0
Life | 5 | Marginal EUI
| National Average | Stock EUI | 0.5 1985: 58; Assumption for VCR 1986: 58; Assumption for VCR 1987: 58; Assumption for VCR 1988: 58; Assumption for VCR 1989: 58; Assumption for VCR 1990: 58; Assumption for VCR 1991: 58; Assumption for VCR 1992: 58; Assumption for VCR 1993: 58; Assumption for VCR 1994: 58; Assumption for VCR 1995: 58; Assumption for VCR 1996: 58; Assumption for VCR 1997: 58; Assumption for VCR 1998: 58; Assumption for VCR 1999: 58; Assumption for VCR 2000: 58; Assumption for VCR 2001: 58; Assumption for VCR 2002: 58; Assumption for VCR 2003: 58; Assumption for VCR 2004: 58; Assumption for VCR 2005: 58; Assumption for VCR 2006: 58; Assumption for VCR 2007: 58; Assumption for VCR 2008: 58; Assumption for VCR 2009: 58
VCR | EUI | Area | 1985 | 1986 | 1987 | 1988 | 1989 | 1990 | 1991 | 1992 | 1993 | 1994 | 1995 | 1996 | 1997 | 1998 | 1999 | 2000 | 2001 | 2002 | 2003 | 2004 | 2005 | 2006 | 2007 | 2008 | 2009 | 2010 | 2011 | 2012 | 2013 | 2014 | 2015 | 2016 | 2017 | 2018 | 2019 | 2020 | 2021 | 2022 | 2023 | 2024 | 2025 | 2026 | 2027 | 2028 | 2029 | 2030 | 2031 | 2032 | 2033 | 2034 | 2035
VCR | Single Family | Idaho | 58 | 58 | 58 | 58 | 58 | 58 | 58 | 58 | 58 | 58 | 58 | 58 | 58 | 58 | 58 | 58 | 58 | 58 | 58 | 58 | 58 | 58 | 58 | 58 | 58 | 0 | 0 | 0 | 0 | 0 | 0 | 0 | 0 | 0 | 0 | 0 | 0 | 0 | 0 | 0 | 0 | 0 | 0 | 0 | 0 | 0 | 0 | 0 | 0 | 0 | 0
VCR | Single Family | Montana | 58 | 58 | 58 | 58 | 58 | 58 | 58 | 58 | 58 | 58 | 58 | 58 | 58 | 58 | 58 | 58 | 58 | 58 | 58 | 58 | 58 | 58 | 58 | 58 | 58 | 0 | 0 | 0 | 0 | 0 | 0 | 0 | 0 | 0 | 0 | 0 | 0 | 0 | 0 | 0 | 0 | 0 | 0 | 0 | 0 | 0 | 0 | 0 | 0 | 0 | 0
VCR | Single Family | Oregon | 58 | 58 | 58 | 58 | 58 | 58 | 58 | 58 | 58 | 58 | 58 | 58 | 58 | 58 | 58 | 58 | 58 | 58 | 58 | 58 | 58 | 58 | 58 | 58 | 58 | 0 | 0 | 0 | 0 | 0 | 0 | 0 | 0 | 0 | 0 | 0 | 0 | 0 | 0 | 0 | 0 | 0 | 0 | 0 | 0 | 0 | 0 | 0 | 0 | 0 | 0
VCR | Single Family | Washington | 58 | 58 | 58 | 58 | 58 | 58 | 58 | 58 | 58 | 58 | 58 | 58 | 58 | 58 | 58 | 58 | 58 | 58 | 58 | 58 | 58 | 58 | 58 | 58 | 58 | 0 | 0 | 0 | 0 | 0 | 0 | 0 | 0 | 0 | 0 | 0 | 0 | 0 | 0 | 0 | 0 | 0 | 0 | 0 | 0 | 0 | 0 | 0 | 0 | 0 | 0
VCR | Multi Family | Idaho | 58 | 58 | 58 | 58 | 58 | 58 | 58 | 58 | 58 | 58 | 58 | 58 | 58 | 58 | 58 | 58 | 58 | 58 | 58 | 58 | 58 | 58 | 58 | 58 | 58 | 0 | 0 | 0 | 0 | 0 | 0 | 0 | 0 | 0 | 0 | 0 | 0 | 0 | 0 | 0 | 0 | 0 | 0 | 0 | 0 | 0 | 0 | 0 | 0 | 0 | 0
VCR | Multi Family | Montana | 58 | 58 | 58 | 58 | 58 | 58 | 58 | 58 | 58 | 58 | 58 | 58 | 58 | 58 | 58 | 58 | 58 | 58 | 58 | 58 | 58 | 58 | 58 | 58 | 58 | 0 | 0 | 0 | 0 | 0 | 0 | 0 | 0 | 0 | 0 | 0 | 0 | 0 | 0 | 0 | 0 | 0 | 0 | 0 | 0 | 0 | 0 | 0 | 0 | 0 | 0
VCR | Multi Family | Oregon | 58 | 58 | 58 | 58 | 58 | 58 | 58 | 58 | 58 | 58 | 58 | 58 | 58 | 58 | 58 | 58 | 58 | 58 | 58 | 58 | 58 | 58 | 58 | 58 | 58 | 0 | 0 | 0 | 0 | 0 | 0 | 0 | 0 | 0 | 0 | 0 | 0 | 0 | 0 | 0 | 0 | 0 | 0 | 0 | 0 | 0 | 0 | 0 | 0 | 0 | 0
VCR | Multi Family | Washington | 58 | 58 | 58 | 58 | 58 | 58 | 58 | 58 | 58 | 58 | 58 | 58 | 58 | 58 | 58 | 58 | 58 | 58 | 58 | 58 | 58 | 58 | 58 | 58 | 58 | 0 | 0 | 0 | 0 | 0 | 0 | 0 | 0 | 0 | 0 | 0 | 0 | 0 | 0 | 0 | 0 | 0 | 0 | 0 | 0 | 0 | 0 | 0 | 0 | 0 | 0
VCR | Other Family | Idaho | 58 | 58 | 58 | 58 | 58 | 58 | 58 | 58 | 58 | 58 | 58 | 58 | 58 | 58 | 58 | 58 | 58 | 58 | 58 | 58 | 58 | 58 | 58 | 58 | 58 | 0 | 0 | 0 | 0 | 0 | 0 | 0 | 0 | 0 | 0 | 0 | 0 | 0 | 0 | 0 | 0 | 0 | 0 | 0 | 0 | 0 | 0 | 0 | 0 | 0 | 0
VCR | Other Family | Montana | 58 | 58 | 58 | 58 | 58 | 58 | 58 | 58 | 58 | 58 | 58 | 58 | 58 | 58 | 58 | 58 | 58 | 58 | 58 | 58 | 58 | 58 | 58 | 58 | 58 | 0 | 0 | 0 | 0 | 0 | 0 | 0 | 0 | 0 | 0 | 0 | 0 | 0 | 0 | 0 | 0 | 0 | 0 | 0 | 0 | 0 | 0 | 0 | 0 | 0 | 0
VCR | Other Family | Oregon | 58 | 58 | 58 | 58 | 58 | 58 | 58 | 58 | 58 | 58 | 58 | 58 | 58 | 58 | 58 | 58 | 58 | 58 | 58 | 58 | 58 | 58 | 58 | 58 | 58 | 0 | 0 | 0 | 0 | 0 | 0 | 0 | 0 | 0 | 0 | 0 | 0 | 0 | 0 | 0 | 0 | 0 | 0 | 0 | 0 | 0 | 0 | 0 | 0 | 0 | 0
VCR | Other Family | Washington | 58 | 58 | 58 | 58 | 58 | 58 | 58 | 58 | 58 | 58 | 58 | 58 | 58 | 58 | 58 | 58 | 58 | 58 | 58 | 58 | 58 | 58 | 58 | 58 | 58 | 0 | 0 | 0 | 0 | 0 | 0 | 0 | 0 | 0 | 0 | 0 | 0 | 0 | 0 | 0 | 0 | 0 | 0 | 0 | 0 | 0 | 0 | 0 | 0 | 0 | 0
VCR | XDMD | GWh | 1985 | 1986 | 1987 | 1988 | 1989 | 1990 | 1991 | 1992 | 1993 | 1994 | 1995 | 1996 | 1997 | 1998 | 1999 | 2000 | 2001 | 2002 | 2003 | 2004 | 2005 | 2006 | 2007 | 2008 | 2009 | 2010 | 2011 | 2012 | 2013 | 2014 | 2015 | 2016 | 2017 | 2018 | 2019 | 2020 | 2021 | 2022 | 2023 | 2024 | 2025 | 2026 | 2027 | 2028 | 2029 | 2030 | 2031 | 2032 | 2033 | 2034 | 2035
VCR | Single Family | Idaho | 8.7681 | 9.3506 | 9.9369 | 10.536 | 11.1701 | 11.861 | 12.6081 | 13.4815 | 14.4275 | 15.4309 | 16.4067 | 17.4467 | 18.497 | 18.9443 | 19.3864 | 19.781 | 20.1633 | 20.6039 | 21.1477 | 21.7876 | 22.5961 | 18.566 | 14.077 | 9.3339 | 4.4599 | 0 | 0 | 0 | 0 | 0 | 0 | 0 | 0 | 0 | 0 | 0 | 0 | 0 | 0 | 0 | 0 | 0 | 0 | 0 | 0 | 0 | 0 | 0 | 0 | 0 | 0
VCR | Single Family | Montana | 7.2899 | 7.7309 | 8.1704 | 8.6094 | 9.0496 | 9.5006 | 9.971 | 10.4905 | 11.0243 | 11.58 | 12.1213 | 12.6559 | 13.1919 | 13.2417 | 13.2961 | 13.3461 | 13.4063 | 13.4871 | 13.5881 | 13.7511 | 13.9089 | 11.2341 | 8.4618 | 5.5923 | 2.6654 | 0 | 0 | 0 | 0 | 0 | 0 | 0 | 0 | 0 | 0 | 0 | 0 | 0 | 0 | 0 | 0 | 0 | 0 | 0 | 0 | 0 | 0 | 0 | 0 | 0 | 0
VCR | Single Family | Oregon | 24.767 | 26.3777 | 28.0512 | 29.7886 | 31.6316 | 33.5933 | 35.553 | 37.6546 | 39.8831 | 42.1986 | 44.5212 | 46.9734 | 49.4322 | 50.107 | 50.7355 | 51.3001 | 51.8828 | 52.5295 | 53.2303 | 54.0136 | 54.9221 | 44.481 | 33.5073 | 22.1041 | 10.5187 | 0 | 0 | 0 | 0 | 0 | 0 | 0 | 0 | 0 | 0 | 0 | 0 | 0 | 0 | 0 | 0 | 0 | 0 | 0 | 0 | 0 | 0 | 0 | 0 | 0 | 0
VCR | Single Family | Washington | 39.0104 | 41.8002 | 44.7063 | 47.7198 | 50.9711 | 54.4153 | 57.7902 | 61.5538 | 65.4571 | 69.5041 | 73.3899 | 77.3838 | 81.4806 | 82.6334 | 83.6981 | 84.6208 | 85.5685 | 86.7006 | 88.0196 | 89.4257 | 91.0046 | 73.8247 | 55.7466 | 36.8709 | 17.585 | 0 | 0 | 0 | 0 | 0 | 0 | 0 | 0 | 0 | 0 | 0 | 0 | 0 | 0 | 0 | 0 | 0 | 0 | 0 | 0 | 0 | 0 | 0 | 0 | 0 | 0
VCR | Multi Family | Idaho | 1.0224 | 1.1028 | 1.1751 | 1.2422 | 1.3291 | 1.4223 | 1.5117 | 1.6289 | 1.7744 | 1.9505 | 2.1017 | 2.2461 | 2.3762 | 2.3953 | 2.4251 | 2.4388 | 2.4733 | 2.5153 | 2.5594 | 2.5964 | 2.6245 | 2.0877 | 1.5176 | 0.9076 | 0.28373 | 0 | 0 | 0 | 0 | 0 | 0 | 0 | 0 | 0 | 0 | 0 | 0 | 0 | 0 | 0 | 0 | 0 | 0 | 0 | 0 | 0 | 0 | 0 | 0 | 0 | 0
VCR | Multi Family | Montana | 1.0381 | 1.1074 | 1.1671 | 1.231 | 1.2905 | 1.3569 | 1.4311 | 1.499 | 1.5772 | 1.6692 | 1.7702 | 1.8838 | 1.9862 | 1.997 | 2.0041 | 2.0092 | 2.0113 | 2.0317 | 2.0449 | 2.0566 | 2.0681 | 1.6308 | 1.1757 | 0.70125 | 0.21851 | 0 | 0 | 0 | 0 | 0 | 0 | 0 | 0 | 0 | 0 | 0 | 0 | 0 | 0 | 0 | 0 | 0 | 0 | 0 | 0 | 0 | 0 | 0 | 0 | 0 | 0
VCR | Multi Family | Oregon | 5.0749 | 5.4442 | 5.834 | 6.248 | 6.884 | 7.5005 | 7.9548 | 8.4201 | 8.9058 | 9.5117 | 10.2346 | 11.0679 | 11.8701 | 12.08 | 12.1781 | 12.1678 | 12.177 | 12.1754 | 12.219 | 12.2605 | 12.2788 | 9.7051 | 6.9878 | 4.1803 | 1.3041 | 0 | 0 | 0 | 0 | 0 | 0 | 0 | 0 | 0 | 0 | 0 | 0 | 0 | 0 | 0 | 0 | 0 | 0 | 0 | 0 | 0 | 0 | 0 | 0 | 0 | 0
VCR | Multi Family | Washington | 9.6199 | 10.6033 | 11.6521 | 12.8755 | 14.1542 | 15.4409 | 16.4122 | 17.4011 | 18.4073 | 19.517 | 20.6745 | 21.9281 | 23.2131 | 23.5326 | 23.8005 | 23.984 | 24.1241 | 24.1313 | 24.1253 | 24.1482 | 24.192 | 19.0994 | 13.8326 | 8.3145 | 2.5963 | 0 | 0 | 0 | 0 | 0 | 0 | 0 | 0 | 0 | 0 | 0 | 0 | 0 | 0 | 0 | 0 | 0 | 0 | 0 | 0 | 0 | 0 | 0 | 0 | 0 | 0
VCR | Other Family | Idaho | 1.4007 | 1.5174 | 1.6296 | 1.7429 | 1.8632 | 1.9906 | 2.1319 | 2.3029 | 2.528 | 2.8064 | 3.0727 | 3.3245 | 3.5861 | 3.7295 | 3.8395 | 3.8963 | 3.9364 | 3.9785 | 4.0073 | 4.0349 | 4.0639 | 3.2683 | 2.4513 | 1.6157 | 0.76695 | 0 | 0 | 0 | 0 | 0 | 0 | 0 | 0 | 0 | 0 | 0 | 0 | 0 | 0 | 0 | 0 | 0 | 0 | 0 | 0 | 0 | 0 | 0 | 0 | 0 | 0
VCR | Other Family | Montana | 1.312 | 1.4177 | 1.5209 | 1.6234 | 1.7291 | 1.8375 | 1.9537 | 2.088 | 2.2451 | 2.4269 | 2.6109 | 2.8005 | 2.9932 | 3.0837 | 3.1642 | 3.2167 | 3.2548 | 3.2953 | 3.3281 | 3.3541 | 3.3771 | 2.7121 | 2.034 | 1.3407 | 0.63698 | 0 | 0 | 0 | 0 | 0 | 0 | 0 | 0 | 0 | 0 | 0 | 0 | 0 | 0 | 0 | 0 | 0 | 0 | 0 | 0 | 0 | 0 | 0 | 0 | 0 | 0
VCR | Other Family | Oregon | 2.9657 | 3.229 | 3.5209 | 3.8564 | 4.2259 | 4.6318 | 5.0487 | 5.4995 | 6.029 | 6.6353 | 7.2631 | 7.8709 | 8.5074 | 8.8041 | 9.0467 | 9.1855 | 9.2822 | 9.3845 | 9.481 | 9.5807 | 9.6798 | 7.7931 | 5.8467 | 3.8541 | 1.8301 | 0 | 0 | 0 | 0 | 0 | 0 | 0 | 0 | 0 | 0 | 0 | 0 | 0 | 0 | 0 | 0 | 0 | 0 | 0 | 0 | 0 | 0 | 0 | 0 | 0 | 0
VCR | Other Family | Washington | 3.8641 | 4.2551 | 4.6411 | 5.0524 | 5.4872 | 5.9864 | 6.4952 | 7.0498 | 7.6658 | 8.3297 | 9.0174 | 9.683 | 10.3804 | 10.7055 | 10.95 | 11.1169 | 11.2378 | 11.3559 | 11.4699 | 11.5749 | 11.6799 | 9.4018 | 7.0514 | 4.6498 | 2.2079 | 0 | 0 | 0 | 0 | 0 | 0 | 0 | 0 | 0 | 0 | 0 | 0 | 0 | 0 | 0 | 0 | 0 | 0 | 0 | 0 | 0 | 0 | 0 | 0 | 0 | 0
| VCR | Regional Demand | 106.1332 | 113.9362 | 122.0055 | 130.5256 | 139.7855 | 149.537 | 158.8616 | 169.0698 | 179.9248 | 191.5603 | 203.1843 | 215.2645 | 227.5143 | 231.2539 | 234.5243 | 237.0632 | 239.5178 | 242.189 | 245.2206 | 248.5842 | 252.3958 | 203.804 | 152.6899 | 99.4652 | 45.0734 | 0 | 0 | 0 | 0 | 0 | 0 | 0 | 0 | 0 | 0 | 0 | 0 | 0 | 0 | 0 | 0 | 0 | 0 | 0 | 0 | 0 | 0 | 0 | 0 | 0 | 0
| National Average | Stock Saturation | 0.98381 | 0.99181 | 0.9998 | 1.0078 | 1.0158 | 1.0238 | 1.0348 | 1.0458 | 1.0568 | 1.0679 | 1.0789 | 1.1108 | 1.1428 | 1.1747 | 1.2067 | 1.2386 | 1.2706 | 1.3025 | 1.3345 | 1.3664 | 1.3984 | 1.4303 | 1.4622 | 1.4942 | 1.5261 | 1.5581 | 1.622 | 1.6141 | 1.6061 | 1.5982 | 1.5903 | 1.5843 | 1.5784 | 1.5724 | 1.5665 | 1.5605 | 1.5583 | 1.5562 | 1.554 | 1.5518 | 1.5496 | 1.5475 | 1.5453 | 1.5431 | 1.541 | 1.5388 | 1.54 | 1.53 | 1.53 | 1.52 | 1.519
AUDIO | Saturation |  | 1985 | 1986 | 1987 | 1988 | 1989 | 1990 | 1991 | 1992 | 1993 | 1994 | 1995 | 1996 | 1997 | 1998 | 1999 | 2000 | 2001 | 2002 | 2003 | 2004 | 2005 | 2006 | 2007 | 2008 | 2009 | 2010 | 2011 | 2012 | 2013 | 2014 | 2015 | 2016 | 2017 | 2018 | 2019 | 2020 | 2021 | 2022 | 2023 | 2024 | 2025 | 2026 | 2027 | 2028 | 2029 | 2030 | 2031 | 2032 | 2033 | 2034 | 2035
AUDIO | Single Family | Idaho | 0.89003 | 0.89726 | 0.90449 | 0.91172 | 0.91896 | 0.92619 | 0.93616 | 0.94612 | 0.95609 | 0.96606 | 0.97603 | 1.0049 | 1.0338 | 1.0627 | 1.0916 | 1.1205 | 1.1494 | 1.1783 | 1.2072 | 1.2361 | 1.2651 | 1.294 | 1.3229 | 1.3518 | 1.3807 | 1.4096 | 1.4674 | 1.57 | 1.453 | 1.4459 | 1.4387 | 1.4333 | 1.4279 | 1.4225 | 1.4171 | 1.4117 | 1.4098 | 1.4078 | 1.4059 | 1.4039 | 1.4019 | 1.4 | 1.398 | 1.396 | 1.3941 | 1.3921 | 1.3932 | 1.3841 | 1.3841 | 1.3751 | 1.3742
AUDIO | Single Family | Montana | 0.83334 | 0.84011 | 0.84688 | 0.85365 | 0.86042 | 0.86719 | 0.87653 | 0.88586 | 0.8952 | 0.90453 | 0.91386 | 0.94092 | 0.96799 | 0.99505 | 1.0221 | 1.0492 | 1.0762 | 1.1033 | 1.1304 | 1.1574 | 1.1845 | 1.2115 | 1.2386 | 1.2657 | 1.2927 | 1.3198 | 1.3739 | 1.47 | 1.3605 | 1.3538 | 1.3471 | 1.342 | 1.337 | 1.3319 | 1.3269 | 1.3218 | 1.32 | 1.3181 | 1.3163 | 1.3145 | 1.3126 | 1.3108 | 1.3089 | 1.3071 | 1.3053 | 1.3034 | 1.3045 | 1.296 | 1.296 | 1.2875 | 1.2867
AUDIO | Single Family | Oregon | 1.1905 | 1.2002 | 1.2098 | 1.2195 | 1.2292 | 1.2388 | 1.2522 | 1.2655 | 1.2789 | 1.2922 | 1.3055 | 1.3442 | 1.3828 | 1.4215 | 1.4602 | 1.4988 | 1.5375 | 1.5761 | 1.6148 | 1.6534 | 1.6921 | 1.7308 | 1.7694 | 1.8081 | 1.8467 | 1.8854 | 1.9627 | 2.1 | 1.9436 | 1.934 | 1.9244 | 1.9172 | 1.91 | 1.9027 | 1.8955 | 1.8883 | 1.8857 | 1.8831 | 1.8804 | 1.8778 | 1.8752 | 1.8726 | 1.8699 | 1.8673 | 1.8647 | 1.862 | 1.8635 | 1.8514 | 1.8514 | 1.8393 | 1.8382
AUDIO | Single Family | Washington | 1.1905 | 1.2002 | 1.2098 | 1.2195 | 1.2292 | 1.2388 | 1.2522 | 1.2655 | 1.2789 | 1.2922 | 1.3055 | 1.3442 | 1.3828 | 1.4215 | 1.4602 | 1.4988 | 1.5375 | 1.5761 | 1.6148 | 1.6534 | 1.6921 | 1.7308 | 1.7694 | 1.8081 | 1.8467 | 1.8854 | 1.9627 | 2.1 | 1.9436 | 1.934 | 1.9244 | 1.9172 | 1.91 | 1.9027 | 1.8955 | 1.8883 | 1.8857 | 1.8831 | 1.8804 | 1.8778 | 1.8752 | 1.8726 | 1.8699 | 1.8673 | 1.8647 | 1.862 | 1.8635 | 1.8514 | 1.8514 | 1.8393 | 1.8382
AUDIO | Multi Family | Idaho | 0.5669 | 0.5715 | 0.57611 | 0.58072 | 0.58532 | 0.58993 | 0.59628 | 0.60263 | 0.60898 | 0.61533 | 0.62168 | 0.64008 | 0.65849 | 0.6769 | 0.69531 | 0.71372 | 0.73213 | 0.75054 | 0.76895 | 0.78736 | 0.80577 | 0.82417 | 0.84258 | 0.86099 | 0.8794 | 0.89781 | 0.93463 | 1 | 0.9255 | 0.92094 | 0.91638 | 0.91294 | 0.90951 | 0.90607 | 0.90264 | 0.8992 | 0.89795 | 0.8967 | 0.89545 | 0.89419 | 0.89294 | 0.89169 | 0.89044 | 0.88919 | 0.88794 | 0.88669 | 0.88739 | 0.88162 | 0.88162 | 0.87586 | 0.87531
AUDIO | Multi Family | Montana | 0.5669 | 0.5715 | 0.57611 | 0.58072 | 0.58532 | 0.58993 | 0.59628 | 0.60263 | 0.60898 | 0.61533 | 0.62168 | 0.64008 | 0.65849 | 0.6769 | 0.69531 | 0.71372 | 0.73213 | 0.75054 | 0.76895 | 0.78736 | 0.80577 | 0.82417 | 0.84258 | 0.86099 | 0.8794 | 0.89781 | 0.93463 | 1 | 0.9255 | 0.92094 | 0.91638 | 0.91294 | 0.90951 | 0.90607 | 0.90264 | 0.8992 | 0.89795 | 0.8967 | 0.89545 | 0.89419 | 0.89294 | 0.89169 | 0.89044 | 0.88919 | 0.88794 | 0.88669 | 0.88739 | 0.88162 | 0.88162 | 0.87586 | 0.87531
AUDIO | Multi Family | Oregon | 0.5669 | 0.5715 | 0.57611 | 0.58072 | 0.58532 | 0.58993 | 0.59628 | 0.60263 | 0.60898 | 0.61533 | 0.62168 | 0.64008 | 0.65849 | 0.6769 | 0.69531 | 0.71372 | 0.73213 | 0.75054 | 0.76895 | 0.78736 | 0.80577 | 0.82417 | 0.84258 | 0.86099 | 0.8794 | 0.89781 | 0.93463 | 1 | 0.9255 | 0.92094 | 0.91638 | 0.91294 | 0.90951 | 0.90607 | 0.90264 | 0.8992 | 0.89795 | 0.8967 | 0.89545 | 0.89419 | 0.89294 | 0.89169 | 0.89044 | 0.88919 | 0.88794 | 0.88669 | 0.88739 | 0.88162 | 0.88162 | 0.87586 | 0.87531
AUDIO | Multi Family | Washington | 0.5669 | 0.5715 | 0.57611 | 0.58072 | 0.58532 | 0.58993 | 0.59628 | 0.60263 | 0.60898 | 0.61533 | 0.62168 | 0.64008 | 0.65849 | 0.6769 | 0.69531 | 0.71372 | 0.73213 | 0.75054 | 0.76895 | 0.78736 | 0.80577 | 0.82417 | 0.84258 | 0.86099 | 0.8794 | 0.89781 | 0.93463 | 1 | 0.9255 | 0.92094 | 0.91638 | 0.91294 | 0.90951 | 0.90607 | 0.90264 | 0.8992 | 0.89795 | 0.8967 | 0.89545 | 0.89419 | 0.89294 | 0.89169 | 0.89044 | 0.88919 | 0.88794 | 0.88669 | 0.88739 | 0.88162 | 0.88162 | 0.87586 | 0.87531
AUDIO | Other Family | Idaho | 0.60091 | 0.60579 | 0.61068 | 0.61556 | 0.62044 | 0.62532 | 0.63205 | 0.63878 | 0.64552 | 0.65225 | 0.65898 | 0.67849 | 0.698 | 0.71752 | 0.73703 | 0.75654 | 0.77606 | 0.79557 | 0.81508 | 0.8346 | 0.85411 | 0.87362 | 0.89314 | 0.91265 | 0.93216 | 0.95168 | 0.99071 | 1.06 | 0.98103 | 0.9762 | 0.97136 | 0.96772 | 0.96408 | 0.96043 | 0.95679 | 0.95315 | 0.95183 | 0.9505 | 0.94917 | 0.94785 | 0.94652 | 0.94519 | 0.94387 | 0.94254 | 0.94121 | 0.93989 | 0.94063 | 0.93452 | 0.93452 | 0.92841 | 0.92783
AUDIO | Other Family | Montana | 0.54989 | 0.55436 | 0.55883 | 0.56329 | 0.56776 | 0.57223 | 0.57839 | 0.58455 | 0.59071 | 0.59687 | 0.60303 | 0.62088 | 0.63874 | 0.6566 | 0.67445 | 0.69231 | 0.71017 | 0.72802 | 0.74588 | 0.76374 | 0.78159 | 0.79945 | 0.81731 | 0.83516 | 0.85302 | 0.87088 | 0.90659 | 0.97 | 0.89774 | 0.89331 | 0.88888 | 0.88555 | 0.88222 | 0.87889 | 0.87556 | 0.87222 | 0.87101 | 0.8698 | 0.86858 | 0.86737 | 0.86616 | 0.86494 | 0.86373 | 0.86251 | 0.8613 | 0.86009 | 0.86076 | 0.85517 | 0.85517 | 0.84959 | 0.84905
AUDIO | Other Family | Oregon | 1.1281 | 1.1373 | 1.1465 | 1.1556 | 1.1648 | 1.174 | 1.1866 | 1.1992 | 1.2119 | 1.2245 | 1.2371 | 1.2738 | 1.3104 | 1.347 | 1.3837 | 1.4203 | 1.4569 | 1.4936 | 1.5302 | 1.5668 | 1.6035 | 1.6401 | 1.6767 | 1.7134 | 1.75 | 1.7866 | 1.8599 | 1.99 | 1.8417 | 1.8327 | 1.8236 | 1.8168 | 1.8099 | 1.8031 | 1.7962 | 1.7894 | 1.7869 | 1.7844 | 1.7819 | 1.7794 | 1.777 | 1.7745 | 1.772 | 1.7695 | 1.767 | 1.7645 | 1.7659 | 1.7544 | 1.7544 | 1.743 | 1.7419
AUDIO | Other Family | Washington | 0.53855 | 0.54293 | 0.5473 | 0.55168 | 0.55606 | 0.56043 | 0.56646 | 0.5725 | 0.57853 | 0.58456 | 0.59059 | 0.60808 | 0.62557 | 0.64306 | 0.66055 | 0.67803 | 0.69552 | 0.71301 | 0.7305 | 0.74799 | 0.76548 | 0.78297 | 0.80045 | 0.81794 | 0.83543 | 0.85292 | 0.8879 | 0.95 | 0.87923 | 0.87489 | 0.87056 | 0.86729 | 0.86403 | 0.86077 | 0.8575 | 0.85424 | 0.85305 | 0.85186 | 0.85067 | 0.84949 | 0.8483 | 0.84711 | 0.84592 | 0.84473 | 0.84354 | 0.84235 | 0.84302 | 0.83754 | 0.83754 | 0.83207 | 0.83155
AUDIO |  |  | 2012: 1.7354
AUDIO | National Average | Stock average EUI | 69.2093 | 69.7018 | 70.1944 | 70.6869 | 71.1794 | 71.6719 | 72.1645 | 72.657 | 73.1495 | 73.642 | 74.1346 | 74.6271 | 75.1196 | 75.6121 | 76.1047 | 76.5972 | 77.0897 | 77.5822 | 78.0748 | 78.5673 | 79.0598 | 79.5523 | 80.0449 | 80.5374 | 81.0299 | 81.5224 | 83 | 84 | 85 | 86 | 88 | 88 | 87 | 86 | 85 | 85 | 84.7 | 84.4 | 84.1 | 83.8 | 83.5 | 83.2 | 82.9 | 82.6 | 82.3 | 82 | 81.6 | 81.2 | 80.8 | 80.4 | 78
AUDIO | EUI | Area | 1985 | 1986 | 1987 | 1988 | 1989 | 1990 | 1991 | 1992 | 1993 | 1994 | 1995 | 1996 | 1997 | 1998 | 1999 | 2000 | 2001 | 2002 | 2003 | 2004 | 2005 | 2006 | 2007 | 2008 | 2009 | 2010 | 2011 | 2012 | 2013 | 2014 | 2015 | 2016 | 2017 | 2018 | 2019 | 2020 | 2021 | 2022 | 2023 | 2024 | 2025 | 2026 | 2027 | 2028 | 2029 | 2030 | 2031 | 2032 | 2033 | 2034 | 2035
AUDIO | Single Family | Idaho | 69.2093 | 69.7018 | 70.1944 | 70.6869 | 71.1794 | 71.6719 | 72.1645 | 72.657 | 73.1495 | 73.642 | 74.1346 | 74.6271 | 75.1196 | 75.6121 | 76.1047 | 76.5972 | 77.0897 | 77.5822 | 78.0748 | 78.5673 | 79.0598 | 79.5523 | 80.0449 | 80.5374 | 81.0299 | 81.5224 | 83 | 84 | 85 | 86 | 88 | 88 | 87 | 86 | 85 | 85 | 84.7 | 84.4 | 84.1 | 83.8 | 83.5 | 83.2 | 82.9 | 82.6 | 82.3 | 82 | 81.6 | 81.2 | 80.8 | 80.4 | 78
AUDIO | Single Family | Montana | 69.2093 | 69.7018 | 70.1944 | 70.6869 | 71.1794 | 71.6719 | 72.1645 | 72.657 | 73.1495 | 73.642 | 74.1346 | 74.6271 | 75.1196 | 75.6121 | 76.1047 | 76.5972 | 77.0897 | 77.5822 | 78.0748 | 78.5673 | 79.0598 | 79.5523 | 80.0449 | 80.5374 | 81.0299 | 81.5224 | 83 | 84 | 85 | 86 | 88 | 88 | 87 | 86 | 85 | 85 | 84.7 | 84.4 | 84.1 | 83.8 | 83.5 | 83.2 | 82.9 | 82.6 | 82.3 | 82 | 81.6 | 81.2 | 80.8 | 80.4 | 78
AUDIO | Single Family | Oregon | 69.2093 | 69.7018 | 70.1944 | 70.6869 | 71.1794 | 71.6719 | 72.1645 | 72.657 | 73.1495 | 73.642 | 74.1346 | 74.6271 | 75.1196 | 75.6121 | 76.1047 | 76.5972 | 77.0897 | 77.5822 | 78.0748 | 78.5673 | 79.0598 | 79.5523 | 80.0449 | 80.5374 | 81.0299 | 81.5224 | 83 | 84 | 85 | 86 | 88 | 88 | 87 | 86 | 85 | 85 | 84.7 | 84.4 | 84.1 | 83.8 | 83.5 | 83.2 | 82.9 | 82.6 | 82.3 | 82 | 81.6 | 81.2 | 80.8 | 80.4 | 78
AUDIO | Single Family | Washington | 69.2093 | 69.7018 | 70.1944 | 70.6869 | 71.1794 | 71.6719 | 72.1645 | 72.657 | 73.1495 | 73.642 | 74.1346 | 74.6271 | 75.1196 | 75.6121 | 76.1047 | 76.5972 | 77.0897 | 77.5822 | 78.0748 | 78.5673 | 79.0598 | 79.5523 | 80.0449 | 80.5374 | 81.0299 | 81.5224 | 83 | 84 | 85 | 86 | 88 | 88 | 87 | 86 | 85 | 85 | 84.7 | 84.4 | 84.1 | 83.8 | 83.5 | 83.2 | 82.9 | 82.6 | 82.3 | 82 | 81.6 | 81.2 | 80.8 | 80.4 | 78
AUDIO | Multi Family | Idaho | 69.2093 | 69.7018 | 70.1944 | 70.6869 | 71.1794 | 71.6719 | 72.1645 | 72.657 | 73.1495 | 73.642 | 74.1346 | 74.6271 | 75.1196 | 75.6121 | 76.1047 | 76.5972 | 77.0897 | 77.5822 | 78.0748 | 78.5673 | 79.0598 | 79.5523 | 80.0449 | 80.5374 | 81.0299 | 81.5224 | 83 | 84 | 85 | 86 | 88 | 88 | 87 | 86 | 85 | 85 | 84.7 | 84.4 | 84.1 | 83.8 | 83.5 | 83.2 | 82.9 | 82.6 | 82.3 | 82 | 81.6 | 81.2 | 80.8 | 80.4 | 78
AUDIO | Multi Family | Montana | 69.2093 | 69.7018 | 70.1944 | 70.6869 | 71.1794 | 71.6719 | 72.1645 | 72.657 | 73.1495 | 73.642 | 74.1346 | 74.6271 | 75.1196 | 75.6121 | 76.1047 | 76.5972 | 77.0897 | 77.5822 | 78.0748 | 78.5673 | 79.0598 | 79.5523 | 80.0449 | 80.5374 | 81.0299 | 81.5224 | 83 | 84 | 85 | 86 | 88 | 88 | 87 | 86 | 85 | 85 | 84.7 | 84.4 | 84.1 | 83.8 | 83.5 | 83.2 | 82.9 | 82.6 | 82.3 | 82 | 81.6 | 81.2 | 80.8 | 80.4 | 78
AUDIO | Multi Family | Oregon | 69.2093 | 69.7018 | 70.1944 | 70.6869 | 71.1794 | 71.6719 | 72.1645 | 72.657 | 73.1495 | 73.642 | 74.1346 | 74.6271 | 75.1196 | 75.6121 | 76.1047 | 76.5972 | 77.0897 | 77.5822 | 78.0748 | 78.5673 | 79.0598 | 79.5523 | 80.0449 | 80.5374 | 81.0299 | 81.5224 | 83 | 84 | 85 | 86 | 88 | 88 | 87 | 86 | 85 | 85 | 84.7 | 84.4 | 84.1 | 83.8 | 83.5 | 83.2 | 82.9 | 82.6 | 82.3 | 82 | 81.6 | 81.2 | 80.8 | 80.4 | 78
AUDIO | Multi Family | Washington | 69.2093 | 69.7018 | 70.1944 | 70.6869 | 71.1794 | 71.6719 | 72.1645 | 72.657 | 73.1495 | 73.642 | 74.1346 | 74.6271 | 75.1196 | 75.6121 | 76.1047 | 76.5972 | 77.0897 | 77.5822 | 78.0748 | 78.5673 | 79.0598 | 79.5523 | 80.0449 | 80.5374 | 81.0299 | 81.5224 | 83 | 84 | 85 | 86 | 88 | 88 | 87 | 86 | 85 | 85 | 84.7 | 84.4 | 84.1 | 83.8 | 83.5 | 83.2 | 82.9 | 82.6 | 82.3 | 82 | 81.6 | 81.2 | 80.8 | 80.4 | 78
AUDIO | Other Family | Idaho | 69.2093 | 69.7018 | 70.1944 | 70.6869 | 71.1794 | 71.6719 | 72.1645 | 72.657 | 73.1495 | 73.642 | 74.1346 | 74.6271 | 75.1196 | 75.6121 | 76.1047 | 76.5972 | 77.0897 | 77.5822 | 78.0748 | 78.5673 | 79.0598 | 79.5523 | 80.0449 | 80.5374 | 81.0299 | 81.5224 | 83 | 84 | 85 | 86 | 88 | 88 | 87 | 86 | 85 | 85 | 84.7 | 84.4 | 84.1 | 83.8 | 83.5 | 83.2 | 82.9 | 82.6 | 82.3 | 82 | 81.6 | 81.2 | 80.8 | 80.4 | 78
AUDIO | Other Family | Montana | 69.2093 | 69.7018 | 70.1944 | 70.6869 | 71.1794 | 71.6719 | 72.1645 | 72.657 | 73.1495 | 73.642 | 74.1346 | 74.6271 | 75.1196 | 75.6121 | 76.1047 | 76.5972 | 77.0897 | 77.5822 | 78.0748 | 78.5673 | 79.0598 | 79.5523 | 80.0449 | 80.5374 | 81.0299 | 81.5224 | 83 | 84 | 85 | 86 | 88 | 88 | 87 | 86 | 85 | 85 | 84.7 | 84.4 | 84.1 | 83.8 | 83.5 | 83.2 | 82.9 | 82.6 | 82.3 | 82 | 81.6 | 81.2 | 80.8 | 80.4 | 78
AUDIO | Other Family | Oregon | 69.2093 | 69.7018 | 70.1944 | 70.6869 | 71.1794 | 71.6719 | 72.1645 | 72.657 | 73.1495 | 73.642 | 74.1346 | 74.6271 | 75.1196 | 75.6121 | 76.1047 | 76.5972 | 77.0897 | 77.5822 | 78.0748 | 78.5673 | 79.0598 | 79.5523 | 80.0449 | 80.5374 | 81.0299 | 81.5224 | 83 | 84 | 85 | 86 | 88 | 88 | 87 | 86 | 85 | 85 | 84.7 | 84.4 | 84.1 | 83.8 | 83.5 | 83.2 | 82.9 | 82.6 | 82.3 | 82 | 81.6 | 81.2 | 80.8 | 80.4 | 78
AUDIO | Other Family | Washington | 69.2093 | 69.7018 | 70.1944 | 70.6869 | 71.1794 | 71.6719 | 72.1645 | 72.657 | 73.1495 | 73.642 | 74.1346 | 74.6271 | 75.1196 | 75.6121 | 76.1047 | 76.5972 | 77.0897 | 77.5822 | 78.0748 | 78.5673 | 79.0598 | 79.5523 | 80.0449 | 80.5374 | 81.0299 | 81.5224 | 83 | 84 | 85 | 86 | 88 | 88 | 87 | 86 | 85 | 85 | 84.7 | 84.4 | 84.1 | 83.8 | 83.5 | 83.2 | 82.9 | 82.6 | 82.3 | 82 | 81.6 | 81.2 | 80.8 | 80.4 | 78
AUDIO
AUDIO | XDMD | GWh | 1985 | 1986 | 1987 | 1988 | 1989 | 1990 | 1991 | 1992 | 1993 | 1994 | 1995 | 1996 | 1997 | 1998 | 1999 | 2000 | 2001 | 2002 | 2003 | 2004 | 2005 | 2006 | 2007 | 2008 | 2009 | 2010 | 2011 | 2012 | 2013 | 2014 | 2015 | 2016 | 2017 | 2018 | 2019 | 2020 | 2021 | 2022 | 2023 | 2024 | 2025 | 2026 | 2027 | 2028 | 2029 | 2030 | 2031 | 2032 | 2033 | 2034 | 2035
AUDIO | Single Family | Idaho | 18.6241 | 19.0884 | 19.5491 | 20.025 | 20.5558 | 21.1765 | 21.9435 | 22.9096 | 23.9739 | 25.1069 | 26.1712 | 27.8406 | 29.5375 | 31.4121 | 33.3526 | 35.2838 | 37.2632 | 39.4252 | 41.8718 | 44.6108 | 47.8176 | 50.8047 | 53.2873 | 55.4425 | 57.4594 | 59.4438 | 63.3985 | 69.3829 | 65.768 | 67.2643 | 69.8014 | 70.8748 | 71.094 | 71.2404 | 71.3586 | 72.2787 | 73.0776 | 73.8608 | 74.6462 | 75.448 | 76.2774 | 77.1115 | 77.9516 | 78.7859 | 79.6283 | 80.4618 | 81.3577 | 81.6179 | 82.4085 | 82.6586 | 81.3252
AUDIO | Single Family | Montana | 14.498 | 14.7767 | 15.0502 | 15.321 | 15.5928 | 15.8818 | 16.2484 | 16.6915 | 17.152 | 17.6412 | 18.1039 | 18.9092 | 19.7242 | 20.558 | 21.4177 | 22.2894 | 23.1977 | 24.1636 | 25.1904 | 26.3625 | 27.5591 | 28.7833 | 29.9914 | 31.1021 | 32.1532 | 33.2054 | 35.3672 | 38.5648 | 36.3763 | 36.929 | 37.9968 | 38.2597 | 38.0692 | 37.8533 | 37.6052 | 37.7822 | 37.9039 | 38.0158 | 38.1224 | 38.2254 | 38.3238 | 38.4147 | 38.502 | 38.5835 | 38.6645 | 38.7405 | 38.8496 | 38.6656 | 38.7315 | 38.542 | 37.6178
AUDIO | Single Family | Oregon | 70.366 | 72.0254 | 73.8158 | 75.7297 | 77.8609 | 80.2242 | 82.7659 | 85.5888 | 88.6453 | 91.8377 | 94.9927 | 100.2618 | 105.5853 | 111.1315 | 116.7518 | 122.3952 | 128.2514 | 134.4461 | 140.9733 | 147.9291 | 155.4608 | 162.8096 | 169.6574 | 175.6197 | 181.2686 | 187.003 | 199.0196 | 216.7028 | 204.4208 | 207.9686 | 214.6934 | 216.9027 | 216.4816 | 215.9049 | 215.2144 | 216.9521 | 218.3203 | 219.6073 | 220.8586 | 222.1177 | 223.4283 | 224.7225 | 225.9587 | 227.0914 | 228.2 | 229.3072 | 230.5957 | 230.0844 | 231.045 | 230.499 | 225.567
AUDIO | Single Family | Washington | 110.8333 | 114.1372 | 117.6434 | 121.3151 | 125.4648 | 129.9494 | 134.5329 | 139.9117 | 145.4867 | 151.2634 | 156.5882 | 165.171 | 174.0392 | 183.2714 | 192.6046 | 201.8936 | 211.5207 | 221.9052 | 233.1082 | 244.9135 | 257.5948 | 270.2134 | 282.2614 | 292.9437 | 303.0413 | 313.5518 | 334.5716 | 365.2815 | 345.8531 | 352.9092 | 364.9618 | 369.3758 | 369.1082 | 368.343 | 367.2279 | 370.1148 | 372.2674 | 374.1984 | 376.0274 | 377.7594 | 379.406 | 380.9741 | 382.4419 | 383.81 | 385.1606 | 386.479 | 388.0989 | 386.7153 | 387.8085 | 386.3538 | 377.5303
AUDIO | Multi Family | Idaho | 1.3832 | 1.44 | 1.4843 | 1.521 | 1.5807 | 1.6458 | 1.7096 | 1.803 | 1.9249 | 2.0761 | 2.1974 | 2.3535 | 2.4957 | 2.6386 | 2.8002 | 2.95 | 3.1327 | 3.3343 | 3.5492 | 3.7651 | 3.9784 | 4.2013 | 4.4238 | 4.5956 | 4.7557 | 4.9106 | 5.2556 | 5.7583 | 5.5141 | 5.7164 | 6.0041 | 6.1709 | 6.268 | 6.3683 | 6.4579 | 6.6001 | 6.725 | 6.8451 | 6.9623 | 7.0772 | 7.1915 | 7.3075 | 7.4211 | 7.5344 | 7.6483 | 7.762 | 7.8829 | 7.9453 | 8.0586 | 8.1185 | 8.022
AUDIO | Multi Family | Montana | 1.4045 | 1.4459 | 1.4742 | 1.5073 | 1.5348 | 1.5701 | 1.6184 | 1.6593 | 1.7109 | 1.7768 | 1.8508 | 1.9739 | 2.0862 | 2.1999 | 2.314 | 2.4305 | 2.5475 | 2.6932 | 2.8358 | 2.9824 | 3.135 | 3.2817 | 3.427 | 3.5508 | 3.6625 | 3.7934 | 4.0723 | 4.4938 | 4.3267 | 4.5064 | 4.743 | 4.8766 | 4.9435 | 4.9999 | 5.048 | 5.1475 | 5.2378 | 5.328 | 5.4197 | 5.5103 | 5.6003 | 5.691 | 5.7761 | 5.8587 | 5.9416 | 6.0258 | 6.1175 | 6.1632 | 6.2495 | 6.2934 | 6.2149
AUDIO | Multi Family | Oregon | 6.8659 | 7.1085 | 7.3689 | 7.6505 | 8.187 | 8.679 | 8.9965 | 9.3203 | 9.661 | 10.1243 | 10.7008 | 11.597 | 12.4674 | 13.3072 | 14.0618 | 14.7188 | 15.4234 | 16.1397 | 16.9447 | 17.7796 | 18.6133 | 19.5304 | 20.3689 | 21.1671 | 21.8578 | 22.5375 | 24.0893 | 26.3799 | 25.0979 | 25.7977 | 26.8368 | 27.2624 | 27.3627 | 27.4968 | 27.6842 | 28.2246 | 28.7716 | 29.2936 | 29.7615 | 30.1998 | 30.6233 | 31.0455 | 31.4446 | 31.8176 | 32.1565 | 32.4685 | 32.7947 | 32.8611 | 33.1211 | 33.1345 | 32.5004
AUDIO | Multi Family | Washington | 13.0149 | 13.845 | 14.7179 | 15.7656 | 16.8333 | 17.8671 | 18.5612 | 19.2615 | 19.9683 | 20.7741 | 21.6161 | 22.9765 | 24.3811 | 25.9232 | 27.4818 | 29.0123 | 30.5556 | 31.9886 | 33.4559 | 35.0184 | 36.6724 | 38.4353 | 40.321 | 42.1007 | 43.5176 | 45.0074 | 48.2026 | 52.9737 | 50.5602 | 52.0205 | 54.1944 | 55.1892 | 55.5419 | 55.8846 | 56.1708 | 57.0211 | 57.7352 | 58.4205 | 59.0982 | 59.7982 | 60.5257 | 61.3035 | 62.0768 | 62.8555 | 63.648 | 64.4429 | 65.3026 | 65.6541 | 66.4075 | 66.7027 | 65.7012
AUDIO | Other Family | Idaho | 2.0087 | 2.0748 | 2.1322 | 2.1893 | 2.253 | 2.3232 | 2.4141 | 2.5351 | 2.7104 | 2.9354 | 3.1403 | 3.3882 | 3.6467 | 3.9349 | 4.1997 | 4.4151 | 4.6178 | 4.8285 | 5.0283 | 5.2313 | 5.441 | 5.659 | 5.8728 | 6.0767 | 6.2652 | 6.4572 | 6.8655 | 7.4535 | 7.0028 | 7.0759 | 7.2275 | 7.2232 | 7.1365 | 7.0498 | 6.9636 | 6.9594 | 6.9468 | 6.9342 | 6.9214 | 6.9085 | 6.8956 | 6.8825 | 6.8692 | 6.8557 | 6.8421 | 6.8284 | 6.8212 | 6.7642 | 6.7513 | 6.6941 | 6.5098
AUDIO | Other Family | Montana | 1.7218 | 1.774 | 1.821 | 1.866 | 1.9134 | 1.9625 | 2.0245 | 2.1034 | 2.2027 | 2.3229 | 2.4418 | 2.6118 | 2.7853 | 2.9773 | 3.1673 | 3.3355 | 3.494 | 3.6597 | 3.8214 | 3.9794 | 4.1376 | 4.2973 | 4.4593 | 4.6142 | 4.7617 | 4.914 | 5.2354 | 5.7072 | 5.3685 | 5.4329 | 5.5593 | 5.5668 | 5.5112 | 5.4553 | 5.3979 | 5.4043 | 5.4044 | 5.4045 | 5.4044 | 5.404 | 5.4033 | 5.4025 | 5.4015 | 5.4003 | 5.3989 | 5.3972 | 5.4006 | 5.3645 | 5.3632 | 5.3265 | 5.1884
AUDIO | Other Family | Oregon | 7.9847 | 8.2889 | 8.649 | 9.0939 | 9.5937 | 10.1488 | 10.7327 | 11.3656 | 12.1354 | 13.0295 | 13.9353 | 15.0596 | 16.2414 | 17.4387 | 18.5775 | 19.5408 | 20.4423 | 21.3819 | 22.3339 | 23.3196 | 24.3308 | 25.3326 | 26.2966 | 27.2129 | 28.0663 | 28.9223 | 30.7227 | 33.3467 | 31.369 | 31.6984 | 32.3795 | 32.3607 | 31.9734 | 31.5908 | 31.2129 | 31.1969 | 31.1441 | 31.091 | 31.0378 | 30.9846 | 30.9309 | 30.8758 | 30.8199 | 30.7634 | 30.7065 | 30.6489 | 30.6204 | 30.3683 | 30.314 | 30.0611 | 29.2369
AUDIO | Other Family | Washington | 4.9664 | 5.2145 | 5.4425 | 5.6877 | 5.9468 | 6.2618 | 6.5915 | 6.9552 | 7.366 | 7.8086 | 8.2594 | 8.8444 | 9.4605 | 10.123 | 10.7344 | 11.29 | 11.815 | 12.3517 | 12.8985 | 13.4496 | 14.0152 | 14.5899 | 15.1403 | 15.6731 | 16.1642 | 16.6503 | 17.6887 | 19.1987 | 18.059 | 18.2484 | 18.6391 | 18.6267 | 18.4033 | 18.1823 | 17.9639 | 17.9538 | 17.9225 | 17.891 | 17.8596 | 17.8282 | 17.7964 | 17.7638 | 17.7308 | 17.6976 | 17.664 | 17.63 | 17.6129 | 17.467 | 17.435 | 17.2888 | 16.8141
| Audio | Regional Demand | 253.6715 | 261.2194 | 269.1485 | 277.6722 | 287.3169 | 297.69 | 308.1392 | 320.1051 | 332.9376 | 346.6968 | 359.9979 | 380.9876 | 402.4506 | 424.9159 | 447.4633 | 469.555 | 492.2613 | 516.3175 | 542.0115 | 569.3414 | 598.756 | 627.9387 | 655.5071 | 680.0989 | 702.9735 | 726.3966 | 774.489 | 845.2439 | 799.7165 | 815.5675 | 843.0373 | 852.6895 | 851.8936 | 850.3695 | 848.3052 | 855.6354 | 861.4567 | 866.8901 | 872.1195 | 877.2614 | 882.4025 | 887.495 | 892.394 | 897.054 | 901.6593 | 906.1922 | 911.4546 | 909.671 | 913.6936 | 911.673 | 892.2279
| National Average | Stock Saturation | 0.41183 | 0.47606 | 0.54029 | 0.60452 | 0.66875 | 1.0344 | 1.0987 | 1.1629 | 1.2271 | 1.2914 | 1.3985 | 1.4628 | 1.527 | 1.5912 | 1.6555 | 1.7197 | 1.7839 | 1.8482 | 1.9124 | 1.9766 | 2.0408 | 2.1051 | 2.1693 | 2.2335 | 2.2978 | 2.362 | 2.2103 | 2.226 | 2.2416 | 2.2573 | 2.273 | 2.2785 | 2.2839 | 2.2894 | 2.2949 | 2.2949 | 2.2949 | 2.2949 | 2.2949 | 2.2949 | 2.2949 | 2.2949 | 2.2949 | 2.2949 | 2.2949 | 2.2836 | 2.2836 | 2.2836 | 2.2836 | 2.2836 | 2.1942
Ceiling fan | Saturation |  | 1985 | 1986 | 1987 | 1988 | 1989 | 1990 | 1991 | 1992 | 1993 | 1994 | 1995 | 1996 | 1997 | 1998 | 1999 | 2000 | 2001 | 2002 | 2003 | 2004 | 2005 | 2006 | 2007 | 2008 | 2009 | 2010 | 2011 | 2012 | 2013 | 2014 | 2015 | 2016 | 2017 | 2018 | 2019 | 2020 | 2021 | 2022 | 2023 | 2024 | 2025 | 2026 | 2027 | 2028 | 2029 | 2030 | 2031 | 2032 | 2033 | 2034 | 2035
Ceiling fan | Single Family | Idaho | 0.037286 | 0.043101 | 0.048917 | 0.054732 | 0.060547 | 0.093657 | 0.099472 | 0.10529 | 0.1111 | 0.11692 | 0.12662 | 0.13244 | 0.13825 | 0.14407 | 0.14988 | 0.1557 | 0.16151 | 0.16733 | 0.17314 | 0.17896 | 0.18477 | 0.19059 | 0.1964 | 0.20222 | 0.20804 | 0.21385 | 0.20011 | 0.20153 | 0.20295 | 0.20437 | 0.2058 | 0.20629 | 0.20678 | 0.20728 | 0.20777 | 0.20777 | 0.20777 | 0.20777 | 0.20777 | 0.20777 | 0.20777 | 0.20777 | 0.20777 | 0.20777 | 0.20777 | 0.20675 | 0.20675 | 0.20675 | 0.20675 | 0.20675 | 0.19866
Ceiling fan | Single Family | Montana | 0.037286 | 0.043101 | 0.048917 | 0.054732 | 0.060547 | 0.093657 | 0.099472 | 0.10529 | 0.1111 | 0.11692 | 0.12662 | 0.13244 | 0.13825 | 0.14407 | 0.14988 | 0.1557 | 0.16151 | 0.16733 | 0.17314 | 0.17896 | 0.18477 | 0.19059 | 0.1964 | 0.20222 | 0.20804 | 0.21385 | 0.20011 | 0.20153 | 0.20295 | 0.20437 | 0.2058 | 0.20629 | 0.20678 | 0.20728 | 0.20777 | 0.20777 | 0.20777 | 0.20777 | 0.20777 | 0.20777 | 0.20777 | 0.20777 | 0.20777 | 0.20777 | 0.20777 | 0.20675 | 0.20675 | 0.20675 | 0.20675 | 0.20675 | 0.19866
Ceiling fan | Single Family | Oregon | 0.057771 | 0.066781 | 0.075791 | 0.084801 | 0.093812 | 0.14511 | 0.15412 | 0.16313 | 0.17214 | 0.18115 | 0.19619 | 0.2052 | 0.21421 | 0.22322 | 0.23223 | 0.24124 | 0.25025 | 0.25926 | 0.26827 | 0.27728 | 0.28629 | 0.2953 | 0.30431 | 0.31332 | 0.32233 | 0.33134 | 0.31005 | 0.31226 | 0.31446 | 0.31666 | 0.31886 | 0.31962 | 0.32039 | 0.32116 | 0.32192 | 0.32192 | 0.32192 | 0.32192 | 0.32192 | 0.32192 | 0.32192 | 0.32192 | 0.32192 | 0.32192 | 0.32192 | 0.32034 | 0.32034 | 0.32034 | 0.32034 | 0.32034 | 0.3078
Ceiling fan | Single Family | Washington | 0.057771 | 0.066781 | 0.075791 | 0.084801 | 0.093812 | 0.14511 | 0.15412 | 0.16313 | 0.17214 | 0.18115 | 0.19619 | 0.2052 | 0.21421 | 0.22322 | 0.23223 | 0.24124 | 0.25025 | 0.25926 | 0.26827 | 0.27728 | 0.28629 | 0.2953 | 0.30431 | 0.31332 | 0.32233 | 0.33134 | 0.31005 | 0.31226 | 0.31446 | 0.31666 | 0.31886 | 0.31962 | 0.32039 | 0.32116 | 0.32192 | 0.32192 | 0.32192 | 0.32192 | 0.32192 | 0.32192 | 0.32192 | 0.32192 | 0.32192 | 0.32192 | 0.32192 | 0.32034 | 0.32034 | 0.32034 | 0.32034 | 0.32034 | 0.3078
Ceiling fan | Multi Family | Idaho | 0.0030353 | 0.0035087 | 0.0039821 | 0.0044555 | 0.0049289 | 0.0076242 | 0.0080976 | 0.0085709 | 0.0090443 | 0.0095177 | 0.010308 | 0.010781 | 0.011254 | 0.011728 | 0.012201 | 0.012675 | 0.013148 | 0.013621 | 0.014095 | 0.014568 | 0.015042 | 0.015515 | 0.015988 | 0.016462 | 0.016935 | 0.017409 | 0.01629 | 0.016406 | 0.016522 | 0.016637 | 0.016753 | 0.016793 | 0.016833 | 0.016874 | 0.016914 | 0.016914 | 0.016914 | 0.016914 | 0.016914 | 0.016914 | 0.016914 | 0.016914 | 0.016914 | 0.016914 | 0.016914 | 0.016831 | 0.016831 | 0.016831 | 0.016831 | 0.016831 | 0.016172
Ceiling fan | Multi Family | Montana | 0.0030353 | 0.0035087 | 0.0039821 | 0.0044555 | 0.0049289 | 0.0076242 | 0.0080976 | 0.0085709 | 0.0090443 | 0.0095177 | 0.010308 | 0.010781 | 0.011254 | 0.011728 | 0.012201 | 0.012675 | 0.013148 | 0.013621 | 0.014095 | 0.014568 | 0.015042 | 0.015515 | 0.015988 | 0.016462 | 0.016935 | 0.017409 | 0.01629 | 0.016406 | 0.016522 | 0.016637 | 0.016753 | 0.016793 | 0.016833 | 0.016874 | 0.016914 | 0.016914 | 0.016914 | 0.016914 | 0.016914 | 0.016914 | 0.016914 | 0.016914 | 0.016914 | 0.016914 | 0.016914 | 0.016831 | 0.016831 | 0.016831 | 0.016831 | 0.016831 | 0.016172
Ceiling fan | Multi Family | Oregon | 0.0047029 | 0.0054363 | 0.0061698 | 0.0069033 | 0.0076368 | 0.011813 | 0.012546 | 0.01328 | 0.014013 | 0.014747 | 0.015971 | 0.016704 | 0.017438 | 0.018171 | 0.018905 | 0.019638 | 0.020371 | 0.021105 | 0.021838 | 0.022572 | 0.023305 | 0.024039 | 0.024772 | 0.025506 | 0.026239 | 0.026973 | 0.02524 | 0.025419 | 0.025598 | 0.025778 | 0.025957 | 0.026019 | 0.026081 | 0.026144 | 0.026206 | 0.026206 | 0.026206 | 0.026206 | 0.026206 | 0.026206 | 0.026206 | 0.026206 | 0.026206 | 0.026206 | 0.026206 | 0.026077 | 0.026077 | 0.026077 | 0.026077 | 0.026077 | 0.025056
Ceiling fan | Multi Family | Washington | 0.0047029 | 0.0054363 | 0.0061698 | 0.0069033 | 0.0076368 | 0.011813 | 0.012546 | 0.01328 | 0.014013 | 0.014747 | 0.015971 | 0.016704 | 0.017438 | 0.018171 | 0.018905 | 0.019638 | 0.020371 | 0.021105 | 0.021838 | 0.022572 | 0.023305 | 0.024039 | 0.024772 | 0.025506 | 0.026239 | 0.026973 | 0.02524 | 0.025419 | 0.025598 | 0.025778 | 0.025957 | 0.026019 | 0.026081 | 0.026144 | 0.026206 | 0.026206 | 0.026206 | 0.026206 | 0.026206 | 0.026206 | 0.026206 | 0.026206 | 0.026206 | 0.026206 | 0.026206 | 0.026077 | 0.026077 | 0.026077 | 0.026077 | 0.026077 | 0.025056
Ceiling fan | Other Family | Idaho | 0.0022281 | 0.0025756 | 0.0029231 | 0.0032706 | 0.0036181 | 0.0055967 | 0.0059442 | 0.0062917 | 0.0066392 | 0.0069867 | 0.0075666 | 0.0079141 | 0.0082616 | 0.0086091 | 0.0089566 | 0.0093041 | 0.0096516 | 0.0099991 | 0.010347 | 0.010694 | 0.011042 | 0.011389 | 0.011737 | 0.012084 | 0.012432 | 0.012779 | 0.011958 | 0.012043 | 0.012128 | 0.012213 | 0.012298 | 0.012327 | 0.012357 | 0.012386 | 0.012416 | 0.012416 | 0.012416 | 0.012416 | 0.012416 | 0.012416 | 0.012416 | 0.012416 | 0.012416 | 0.012416 | 0.012416 | 0.012355 | 0.012355 | 0.012355 | 0.012355 | 0.012355 | 0.011871
Ceiling fan | Other Family | Montana | 0.0022281 | 0.0025756 | 0.0029231 | 0.0032706 | 0.0036181 | 0.0055967 | 0.0059442 | 0.0062917 | 0.0066392 | 0.0069867 | 0.0075666 | 0.0079141 | 0.0082616 | 0.0086091 | 0.0089566 | 0.0093041 | 0.0096516 | 0.0099991 | 0.010347 | 0.010694 | 0.011042 | 0.011389 | 0.011737 | 0.012084 | 0.012432 | 0.012779 | 0.011958 | 0.012043 | 0.012128 | 0.012213 | 0.012298 | 0.012327 | 0.012357 | 0.012386 | 0.012416 | 0.012416 | 0.012416 | 0.012416 | 0.012416 | 0.012416 | 0.012416 | 0.012416 | 0.012416 | 0.012416 | 0.012416 | 0.012355 | 0.012355 | 0.012355 | 0.012355 | 0.012355 | 0.011871
Ceiling fan | Other Family | Oregon | 0.0034522 | 0.0039907 | 0.0045291 | 0.0050675 | 0.0056059 | 0.0086714 | 0.0092099 | 0.0097483 | 0.010287 | 0.010825 | 0.011724 | 0.012262 | 0.0128 | 0.013339 | 0.013877 | 0.014416 | 0.014954 | 0.015493 | 0.016031 | 0.016569 | 0.017108 | 0.017646 | 0.018185 | 0.018723 | 0.019261 | 0.0198 | 0.018528 | 0.01866 | 0.018791 | 0.018923 | 0.019054 | 0.0191 | 0.019146 | 0.019191 | 0.019237 | 0.019237 | 0.019237 | 0.019237 | 0.019237 | 0.019237 | 0.019237 | 0.019237 | 0.019237 | 0.019237 | 0.019237 | 0.019143 | 0.019143 | 0.019143 | 0.019143 | 0.019143 | 0.018393
Ceiling fan | Other Family | Washington | 0.0034522 | 0.0039907 | 0.0045291 | 0.0050675 | 0.0056059 | 0.0086714 | 0.0092099 | 0.0097483 | 0.010287 | 0.010825 | 0.011724 | 0.012262 | 0.0128 | 0.013339 | 0.013877 | 0.014416 | 0.014954 | 0.015493 | 0.016031 | 0.016569 | 0.017108 | 0.017646 | 0.018185 | 0.018723 | 0.019261 | 0.0198 | 0.018528 | 0.01866 | 0.018791 | 0.018923 | 0.019054 | 0.0191 | 0.019146 | 0.019191 | 0.019237 | 0.019237 | 0.019237 | 0.019237 | 0.019237 | 0.019237 | 0.019237 | 0.019237 | 0.019237 | 0.019237 | 0.019237 | 0.019143 | 0.019143 | 0.019143 | 0.019143 | 0.019143 | 0.018393
Ceiling fan | National Average | Marginal EUI | 81 | 81 | 81 | 81 | 81 | 81 | 81 | 81 | 81 | 81 | 81 | 81 | 81 | 81 | 81 | 81 | 81 | 81 | 81 | 81 | 81 | 81 | 80 | 79 | 78 | 78 | 77 | 75 | 74 | 73 | 71 | 70 | 69 | 68 | 66 | 65 | 64 | 63 | 62 | 61 | 60 | 59 | 58 | 57 | 56 | 55 | 54 | 53 | 52 | 51 | 50
Ceiling fan | National Average | Stock average EUI | 81 | 81 | 81 | 81 | 81 | 81 | 81 | 81 | 81 | 81 | 81 | 81 | 81 | 81 | 81 | 81 | 81 | 81 | 81 | 81 | 81 | 81 | 80 | 79 | 78 | 78 | 77 | 75 | 74 | 73 | 71 | 70 | 69 | 68 | 66 | 65 | 64 | 63 | 62 | 61 | 60 | 59 | 58 | 57 | 56 | 55 | 54 | 53 | 52 | 51 | 50
Ceiling fan | EUI | Area | 1985 | 1986 | 1987 | 1988 | 1989 | 1990 | 1991 | 1992 | 1993 | 1994 | 1995 | 1996 | 1997 | 1998 | 1999 | 2000 | 2001 | 2002 | 2003 | 2004 | 2005 | 2006 | 2007 | 2008 | 2009 | 2010 | 2011 | 2012 | 2013 | 2014 | 2015 | 2016 | 2017 | 2018 | 2019 | 2020 | 2021 | 2022 | 2023 | 2024 | 2025 | 2026 | 2027 | 2028 | 2029 | 2030 | 2031 | 2032 | 2033 | 2034 | 2035
Ceiling fan | Single Family | Idaho | 81 | 81 | 81 | 81 | 81 | 81 | 81 | 81 | 81 | 81 | 81 | 81 | 81 | 81 | 81 | 81 | 81 | 81 | 81 | 81 | 81 | 81 | 80 | 79 | 78 | 78 | 77 | 75 | 74 | 73 | 71 | 70 | 69 | 68 | 66 | 65 | 64 | 63 | 62 | 61 | 60 | 59 | 58 | 57 | 56 | 55 | 54 | 53 | 52 | 51 | 50
Ceiling fan | Single Family | Montana | 81 | 81 | 81 | 81 | 81 | 81 | 81 | 81 | 81 | 81 | 81 | 81 | 81 | 81 | 81 | 81 | 81 | 81 | 81 | 81 | 81 | 81 | 80 | 79 | 78 | 78 | 77 | 75 | 74 | 73 | 71 | 70 | 69 | 68 | 66 | 65 | 64 | 63 | 62 | 61 | 60 | 59 | 58 | 57 | 56 | 55 | 54 | 53 | 52 | 51 | 50
Ceiling fan | Single Family | Oregon | 81 | 81 | 81 | 81 | 81 | 81 | 81 | 81 | 81 | 81 | 81 | 81 | 81 | 81 | 81 | 81 | 81 | 81 | 81 | 81 | 81 | 81 | 80 | 79 | 78 | 78 | 77 | 75 | 74 | 73 | 71 | 70 | 69 | 68 | 66 | 65 | 64 | 63 | 62 | 61 | 60 | 59 | 58 | 57 | 56 | 55 | 54 | 53 | 52 | 51 | 50
Ceiling fan | Single Family | Washington | 81 | 81 | 81 | 81 | 81 | 81 | 81 | 81 | 81 | 81 | 81 | 81 | 81 | 81 | 81 | 81 | 81 | 81 | 81 | 81 | 81 | 81 | 80 | 79 | 78 | 78 | 77 | 75 | 74 | 73 | 71 | 70 | 69 | 68 | 66 | 65 | 64 | 63 | 62 | 61 | 60 | 59 | 58 | 57 | 56 | 55 | 54 | 53 | 52 | 51 | 50
Ceiling fan | Multi Family | Idaho | 81 | 81 | 81 | 81 | 81 | 81 | 81 | 81 | 81 | 81 | 81 | 81 | 81 | 81 | 81 | 81 | 81 | 81 | 81 | 81 | 81 | 81 | 80 | 79 | 78 | 78 | 77 | 75 | 74 | 73 | 71 | 70 | 69 | 68 | 66 | 65 | 64 | 63 | 62 | 61 | 60 | 59 | 58 | 57 | 56 | 55 | 54 | 53 | 52 | 51 | 50
Ceiling fan | Multi Family | Montana | 81 | 81 | 81 | 81 | 81 | 81 | 81 | 81 | 81 | 81 | 81 | 81 | 81 | 81 | 81 | 81 | 81 | 81 | 81 | 81 | 81 | 81 | 80 | 79 | 78 | 78 | 77 | 75 | 74 | 73 | 71 | 70 | 69 | 68 | 66 | 65 | 64 | 63 | 62 | 61 | 60 | 59 | 58 | 57 | 56 | 55 | 54 | 53 | 52 | 51 | 50
Ceiling fan | Multi Family | Oregon | 81 | 81 | 81 | 81 | 81 | 81 | 81 | 81 | 81 | 81 | 81 | 81 | 81 | 81 | 81 | 81 | 81 | 81 | 81 | 81 | 81 | 81 | 80 | 79 | 78 | 78 | 77 | 75 | 74 | 73 | 71 | 70 | 69 | 68 | 66 | 65 | 64 | 63 | 62 | 61 | 60 | 59 | 58 | 57 | 56 | 55 | 54 | 53 | 52 | 51 | 50
Ceiling fan | Multi Family | Washington | 81 | 81 | 81 | 81 | 81 | 81 | 81 | 81 | 81 | 81 | 81 | 81 | 81 | 81 | 81 | 81 | 81 | 81 | 81 | 81 | 81 | 81 | 80 | 79 | 78 | 78 | 77 | 75 | 74 | 73 | 71 | 70 | 69 | 68 | 66 | 65 | 64 | 63 | 62 | 61 | 60 | 59 | 58 | 57 | 56 | 55 | 54 | 53 | 52 | 51 | 50
Ceiling fan | Other Family | Idaho | 81 | 81 | 81 | 81 | 81 | 81 | 81 | 81 | 81 | 81 | 81 | 81 | 81 | 81 | 81 | 81 | 81 | 81 | 81 | 81 | 81 | 81 | 80 | 79 | 78 | 78 | 77 | 75 | 74 | 73 | 71 | 70 | 69 | 68 | 66 | 65 | 64 | 63 | 62 | 61 | 60 | 59 | 58 | 57 | 56 | 55 | 54 | 53 | 52 | 51 | 50
Ceiling fan | Other Family | Montana | 81 | 81 | 81 | 81 | 81 | 81 | 81 | 81 | 81 | 81 | 81 | 81 | 81 | 81 | 81 | 81 | 81 | 81 | 81 | 81 | 81 | 81 | 80 | 79 | 78 | 78 | 77 | 75 | 74 | 73 | 71 | 70 | 69 | 68 | 66 | 65 | 64 | 63 | 62 | 61 | 60 | 59 | 58 | 57 | 56 | 55 | 54 | 53 | 52 | 51 | 50
Ceiling fan | Other Family | Oregon | 81 | 81 | 81 | 81 | 81 | 81 | 81 | 81 | 81 | 81 | 81 | 81 | 81 | 81 | 81 | 81 | 81 | 81 | 81 | 81 | 81 | 81 | 80 | 79 | 78 | 78 | 77 | 75 | 74 | 73 | 71 | 70 | 69 | 68 | 66 | 65 | 64 | 63 | 62 | 61 | 60 | 59 | 58 | 57 | 56 | 55 | 54 | 53 | 52 | 51 | 50
Ceiling fan | Other Family | Washington | 81 | 81 | 81 | 81 | 81 | 81 | 81 | 81 | 81 | 81 | 81 | 81 | 81 | 81 | 81 | 81 | 81 | 81 | 81 | 81 | 81 | 81 | 80 | 79 | 78 | 78 | 77 | 75 | 74 | 73 | 71 | 70 | 69 | 68 | 66 | 65 | 64 | 63 | 62 | 61 | 60 | 59 | 58 | 57 | 56 | 55 | 54 | 53 | 52 | 51 | 50
Ceiling fan
Ceiling fan | XDMD | GWh | 1985 | 1986 | 1987 | 1988 | 1989 | 1990 | 1991 | 1992 | 1993 | 1994 | 1995 | 1996 | 1997 | 1998 | 1999 | 2000 | 2001 | 2002 | 2003 | 2004 | 2005 | 2006 | 2007 | 2008 | 2009 | 2010 | 2011 | 2012 | 2013 | 2014 | 2015 | 2016 | 2017 | 2018 | 2019 | 2020 | 2021 | 2022 | 2023 | 2024 | 2025 | 2026 | 2027 | 2028 | 2029 | 2030 | 2031 | 2032 | 2033 | 2034 | 2035
Ceiling fan | Single Family | Idaho | 0.91315 | 1.0656 | 1.22 | 1.3775 | 1.5412 | 2.4201 | 2.6171 | 2.8422 | 3.0849 | 3.3422 | 3.7097 | 3.9823 | 4.2592 | 4.5617 | 4.8739 | 5.1845 | 5.5016 | 5.8451 | 6.2303 | 6.6584 | 7.1557 | 7.6193 | 7.9072 | 8.1358 | 8.3342 | 8.6288 | 8.021 | 7.9521 | 7.9974 | 8.0706 | 8.0557 | 8.1141 | 8.1653 | 8.2078 | 8.1236 | 8.1346 | 8.138 | 8.1368 | 8.133 | 8.1281 | 8.1232 | 8.1156 | 8.1055 | 8.0917 | 8.0754 | 8.0153 | 7.9899 | 7.9574 | 7.9219 | 7.8835 | 7.536
Ceiling fan | Single Family | Montana | 0.7592 | 0.881 | 1.0031 | 1.1256 | 1.2486 | 1.9385 | 2.0697 | 2.2116 | 2.3572 | 2.5081 | 2.7407 | 2.8888 | 3.0376 | 3.1886 | 3.3427 | 3.4979 | 3.6579 | 3.8262 | 4.0032 | 4.2024 | 4.4046 | 4.6104 | 4.7531 | 4.8745 | 4.9809 | 5.148 | 4.779 | 4.7207 | 4.7243 | 4.7323 | 4.6835 | 4.6781 | 4.6698 | 4.6579 | 4.5723 | 4.5415 | 4.5082 | 4.4729 | 4.4362 | 4.3982 | 4.3589 | 4.318 | 4.2758 | 4.2323 | 4.1878 | 4.1217 | 4.0748 | 4.0262 | 3.9765 | 3.926 | 3.723
Ceiling fan | Single Family | Oregon | 3.9964 | 4.6574 | 5.3361 | 6.0344 | 6.7623 | 10.62 | 11.4343 | 12.2997 | 13.2128 | 14.1611 | 15.597 | 16.6126 | 17.6359 | 18.6945 | 19.763 | 20.8321 | 21.9338 | 23.0893 | 24.2977 | 25.5754 | 26.948 | 28.2836 | 29.1616 | 29.8518 | 30.4554 | 31.4438 | 29.1668 | 28.7698 | 28.794 | 28.9042 | 28.7011 | 28.7645 | 28.8008 | 28.8142 | 28.3801 | 28.2834 | 28.1624 | 28.0239 | 27.8741 | 27.7183 | 27.5619 | 27.3962 | 27.2162 | 27.0166 | 26.8072 | 26.4599 | 26.2321 | 25.9846 | 25.7275 | 25.4647 | 24.2122
Ceiling fan | Single Family | Washington | 6.2947 | 7.3805 | 8.5044 | 9.6668 | 10.8967 | 17.2026 | 18.586 | 20.1063 | 21.6852 | 23.3244 | 25.7105 | 27.3676 | 29.0698 | 30.8298 | 32.6028 | 34.3631 | 36.1747 | 38.1092 | 40.1777 | 42.343 | 44.6521 | 46.942 | 48.5166 | 49.7946 | 50.9148 | 52.7225 | 49.0323 | 48.4954 | 48.7156 | 49.0485 | 48.7895 | 48.9847 | 49.1062 | 49.1582 | 48.426 | 48.2508 | 48.0208 | 47.7512 | 47.4576 | 47.141 | 46.8032 | 46.445 | 46.0643 | 45.6612 | 45.2457 | 44.596 | 44.1494 | 43.6737 | 43.1835 | 42.6831 | 40.5238
Ceiling fan | Multi Family | Idaho | 0.0086677 | 0.010274 | 0.011838 | 0.013373 | 0.015147 | 0.024038 | 0.02606 | 0.028588 | 0.031656 | 0.035321 | 0.039808 | 0.043026 | 0.045994 | 0.048973 | 0.052298 | 0.0554 | 0.059112 | 0.063179 | 0.067495 | 0.071822 | 0.07609 | 0.080529 | 0.083897 | 0.086189 | 0.088159 | 0.091102 | 0.084981 | 0.084348 | 0.085697 | 0.087659 | 0.08856 | 0.090292 | 0.092007 | 0.093773 | 0.093961 | 0.094936 | 0.095715 | 0.096376 | 0.09695 | 0.097445 | 0.097881 | 0.098293 | 0.098623 | 0.098899 | 0.099131 | 0.098822 | 0.098942 | 0.099003 | 0.099007 | 0.098959 | 0.095006
Ceiling fan | Multi Family | Montana | 0.008801 | 0.010316 | 0.011759 | 0.013252 | 0.014708 | 0.022933 | 0.02467 | 0.026309 | 0.028137 | 0.030228 | 0.033529 | 0.036086 | 0.038446 | 0.040831 | 0.043218 | 0.045643 | 0.04807 | 0.051031 | 0.053927 | 0.05689 | 0.059958 | 0.062902 | 0.064992 | 0.066594 | 0.067894 | 0.070377 | 0.065849 | 0.065826 | 0.067243 | 0.069103 | 0.069959 | 0.071354 | 0.072566 | 0.073624 | 0.073446 | 0.074041 | 0.074548 | 0.075017 | 0.075469 | 0.07587 | 0.076224 | 0.07655 | 0.076761 | 0.076903 | 0.077011 | 0.076717 | 0.076783 | 0.076797 | 0.076781 | 0.076712 | 0.073604
Ceiling fan | Multi Family | Oregon | 0.066662 | 0.078579 | 0.091065 | 0.10421 | 0.12155 | 0.19641 | 0.21247 | 0.22897 | 0.24617 | 0.26688 | 0.30036 | 0.32849 | 0.35599 | 0.38268 | 0.40691 | 0.42827 | 0.45092 | 0.47384 | 0.49927 | 0.52549 | 0.55157 | 0.58001 | 0.59852 | 0.61508 | 0.6278 | 0.64784 | 0.60352 | 0.59871 | 0.60435 | 0.61294 | 0.61331 | 0.61806 | 0.62232 | 0.62733 | 0.62409 | 0.62902 | 0.63447 | 0.63904 | 0.64211 | 0.64426 | 0.64579 | 0.64701 | 0.64747 | 0.6471 | 0.64577 | 0.64048 | 0.63776 | 0.63443 | 0.63049 | 0.62578 | 0.59637
Ceiling fan | Multi Family | Washington | 0.12636 | 0.15305 | 0.18188 | 0.21476 | 0.24993 | 0.40434 | 0.43836 | 0.47319 | 0.50881 | 0.54761 | 0.60674 | 0.65082 | 0.69618 | 0.74548 | 0.79525 | 0.84416 | 0.89333 | 0.93914 | 0.98576 | 1.035 | 1.0867 | 1.1415 | 1.1848 | 1.2234 | 1.2499 | 1.2937 | 1.2076 | 1.2023 | 1.2175 | 1.236 | 1.2385 | 1.2512 | 1.2632 | 1.275 | 1.2663 | 1.2708 | 1.2732 | 1.2744 | 1.2751 | 1.2757 | 1.2764 | 1.2776 | 1.2782 | 1.2783 | 1.2782 | 1.2712 | 1.2699 | 1.2675 | 1.2641 | 1.2598 | 1.2056
Ceiling fan | Other Family | Idaho | 0.0087169 | 0.010251 | 0.011778 | 0.013329 | 0.014952 | 0.023499 | 0.025483 | 0.027837 | 0.030869 | 0.034585 | 0.039397 | 0.042895 | 0.046541 | 0.050577 | 0.054318 | 0.057418 | 0.060343 | 0.06336 | 0.06622 | 0.069106 | 0.072066 | 0.075117 | 0.07713 | 0.078923 | 0.08043 | 0.08296 | 0.076879 | 0.07561 | 0.075369 | 0.075143 | 0.073826 | 0.073192 | 0.072546 | 0.071889 | 0.070165 | 0.069323 | 0.068471 | 0.067611 | 0.066746 | 0.065874 | 0.064996 | 0.064111 | 0.063218 | 0.06232 | 0.061414 | 0.060205 | 0.059291 | 0.05837 | 0.057442 | 0.056507 | 0.053391
Ceiling fan | Other Family | Montana | 0.0081654 | 0.009578 | 0.010992 | 0.012416 | 0.013875 | 0.021692 | 0.023353 | 0.025239 | 0.027414 | 0.029908 | 0.033476 | 0.036135 | 0.038846 | 0.041819 | 0.044766 | 0.047403 | 0.049895 | 0.052478 | 0.054995 | 0.057446 | 0.059886 | 0.062335 | 0.064 | 0.065489 | 0.0668 | 0.068992 | 0.064065 | 0.063266 | 0.06314 | 0.063048 | 0.062055 | 0.061641 | 0.061222 | 0.060791 | 0.059435 | 0.058827 | 0.058211 | 0.057586 | 0.056952 | 0.056309 | 0.055656 | 0.054994 | 0.054324 | 0.053644 | 0.052956 | 0.052002 | 0.051298 | 0.050586 | 0.049865 | 0.049135 | 0.046501
Ceiling fan | Other Family | Oregon | 0.028597 | 0.0338 | 0.039427 | 0.045696 | 0.052543 | 0.084721 | 0.093502 | 0.103 | 0.11406 | 0.1267 | 0.14429 | 0.15735 | 0.17107 | 0.18499 | 0.1983 | 0.20973 | 0.22046 | 0.23156 | 0.24274 | 0.25424 | 0.26596 | 0.27752 | 0.28503 | 0.29169 | 0.29736 | 0.30667 | 0.28393 | 0.27918 | 0.27863 | 0.27782 | 0.27296 | 0.27062 | 0.26824 | 0.26587 | 0.25956 | 0.25647 | 0.25334 | 0.25019 | 0.24702 | 0.24383 | 0.24061 | 0.23737 | 0.23409 | 0.23079 | 0.22747 | 0.22302 | 0.21966 | 0.21627 | 0.21286 | 0.20943 | 0.1979
Ceiling fan | Other Family | Washington | 0.037259 | 0.044541 | 0.051971 | 0.059867 | 0.068225 | 0.1095 | 0.12029 | 0.13203 | 0.14503 | 0.15905 | 0.17914 | 0.19358 | 0.20873 | 0.22494 | 0.24002 | 0.25383 | 0.26691 | 0.2802 | 0.29367 | 0.30716 | 0.32091 | 0.33481 | 0.34376 | 0.35192 | 0.35874 | 0.36982 | 0.34243 | 0.33669 | 0.33601 | 0.33502 | 0.32915 | 0.3263 | 0.32342 | 0.32054 | 0.31292 | 0.30918 | 0.30539 | 0.30158 | 0.29774 | 0.29388 | 0.28999 | 0.28607 | 0.28211 | 0.27812 | 0.2741 | 0.26873 | 0.26467 | 0.26058 | 0.25645 | 0.2523 | 0.23841
| Ceiling fan | Regional Demand GWH | 12.2567 | 14.3348 | 16.4744 | 18.6812 | 20.9998 | 33.0682 | 35.6713 | 38.505 | 41.4722 | 44.5661 | 49.1346 | 52.3397 | 55.6043 | 58.9949 | 62.4175 | 65.8195 | 69.3171 | 73.0246 | 76.9729 | 81.1562 | 85.6536 | 90.0701 | 93.0406 | 95.4359 | 97.5224 | 100.8745 | 93.7284 | 92.6439 | 92.9592 | 93.5123 | 92.9781 | 93.3041 | 93.5177 | 93.6269 | 92.2617 | 91.9728 | 91.5927 | 91.1466 | 90.6589 | 90.1388 | 89.5947 | 89.0169 | 88.3966 | 87.7278 | 87.0322 | 85.8841 | 85.1246 | 84.3054 | 83.4564 | 82.5858 | 78.5018
| National Average | Stock Saturation | 0.07 | 0.084 | 0.098 | 0.11 | 0.114 | 0.14 | 0.16 | 0.18 | 0.18 | 0.19 | 0.1898 | 0.19248 | 0.19516 | 0.19783 | 0.20051 | 0.20319 | 0.20587 | 0.20854 | 0.21122 | 0.2139 | 0.21657 | 0.21925 | 0.22193 | 0.22461 | 0.22728 | 0.22996 | 0.23531 | 0.25 | 0.26 | 0.27 | 0.28112 | 0.3 | 0.31 | 0.34 | 0.36 | 0.37483 | 0.37716 | 0.3795 | 0.38183 | 0.38416 | 0.3865 | 0.38883 | 0.39117 | 0.3935 | 0.39584 | 0.40051 | 0.39727 | 0.4 | 0.41 | 0.41 | 0.40508
Security System | Saturation |  | 1985 | 1986 | 1987 | 1988 | 1989 | 1990 | 1991 | 1992 | 1993 | 1994 | 1995 | 1996 | 1997 | 1998 | 1999 | 2000 | 2001 | 2002 | 2003 | 2004 | 2005 | 2006 | 2007 | 2008 | 2009 | 2010 | 2011 | 2012 | 2013 | 2014 | 2015 | 2016 | 2017 | 2018 | 2019 | 2020 | 2021 | 2022 | 2023 | 2024 | 2025 | 2026 | 2027 | 2028 | 2029 | 2030 | 2031 | 2032 | 2033 | 2034 | 2035
Security System | Single Family | Idaho | 0.07 | 0.084 | 0.098 | 0.11 | 0.114 | 0.14 | 0.16 | 0.18 | 0.18 | 0.19 | 0.1898 | 0.19248 | 0.19516 | 0.19783 | 0.20051 | 0.20319 | 0.20587 | 0.20854 | 0.21122 | 0.2139 | 0.21657 | 0.21925 | 0.22193 | 0.22461 | 0.22728 | 0.22996 | 0.23531 | 0.25 | 0.26 | 0.27 | 0.28112 | 0.3 | 0.31 | 0.34 | 0.36 | 0.37483 | 0.37716 | 0.3795 | 0.38183 | 0.38416 | 0.3865 | 0.38883 | 0.39117 | 0.3935 | 0.39584 | 0.40051 | 0.39727 | 0.4 | 0.41 | 0.41 | 0.40508
Security System | Single Family | Montana | 0.07 | 0.084 | 0.098 | 0.11 | 0.114 | 0.14 | 0.16 | 0.18 | 0.18 | 0.19 | 0.1898 | 0.19248 | 0.19516 | 0.19783 | 0.20051 | 0.20319 | 0.20587 | 0.20854 | 0.21122 | 0.2139 | 0.21657 | 0.21925 | 0.22193 | 0.22461 | 0.22728 | 0.22996 | 0.23531 | 0.25 | 0.26 | 0.27 | 0.28112 | 0.3 | 0.31 | 0.34 | 0.36 | 0.37483 | 0.37716 | 0.3795 | 0.38183 | 0.38416 | 0.3865 | 0.38883 | 0.39117 | 0.3935 | 0.39584 | 0.40051 | 0.39727 | 0.4 | 0.41 | 0.41 | 0.40508
Security System | Single Family | Oregon | 0.07 | 0.084 | 0.098 | 0.11 | 0.114 | 0.14 | 0.16 | 0.18 | 0.18 | 0.19 | 0.1898 | 0.19248 | 0.19516 | 0.19783 | 0.20051 | 0.20319 | 0.20587 | 0.20854 | 0.21122 | 0.2139 | 0.21657 | 0.21925 | 0.22193 | 0.22461 | 0.22728 | 0.22996 | 0.23531 | 0.25 | 0.26 | 0.27 | 0.28112 | 0.3 | 0.31 | 0.34 | 0.36 | 0.37483 | 0.37716 | 0.3795 | 0.38183 | 0.38416 | 0.3865 | 0.38883 | 0.39117 | 0.3935 | 0.39584 | 0.40051 | 0.39727 | 0.4 | 0.41 | 0.41 | 0.40508
Security System | Single Family | Washington | 0.07 | 0.084 | 0.098 | 0.11 | 0.114 | 0.14 | 0.16 | 0.18 | 0.18 | 0.19 | 0.1898 | 0.19248 | 0.19516 | 0.19783 | 0.20051 | 0.20319 | 0.20587 | 0.20854 | 0.21122 | 0.2139 | 0.21657 | 0.21925 | 0.22193 | 0.22461 | 0.22728 | 0.22996 | 0.23531 | 0.25 | 0.26 | 0.27 | 0.28112 | 0.3 | 0.31 | 0.34 | 0.36 | 0.37483 | 0.37716 | 0.3795 | 0.38183 | 0.38416 | 0.3865 | 0.38883 | 0.39117 | 0.3935 | 0.39584 | 0.40051 | 0.39727 | 0.4 | 0.41 | 0.41 | 0.40508
Security System | Multi Family | Idaho | 0 | 0 | 0 | 0 | 0 | 0 | 0 | 0 | 0 | 0 | 0 | 0 | 0 | 0 | 0 | 0 | 0 | 0 | 0 | 0 | 0 | 0 | 0 | 0 | 0 | 0 | 0 | 0 | 0 | 0 | 0 | 0 | 0 | 0 | 0 | 0 | 0 | 0 | 0 | 0 | 0 | 0 | 0 | 0 | 0 | 0 | 0 | 0 | 0 | 0 | 0
Security System | Multi Family | Montana | 0 | 0 | 0 | 0 | 0 | 0 | 0 | 0 | 0 | 0 | 0 | 0 | 0 | 0 | 0 | 0 | 0 | 0 | 0 | 0 | 0 | 0 | 0 | 0 | 0 | 0 | 0 | 0 | 0 | 0 | 0 | 0 | 0 | 0 | 0 | 0 | 0 | 0 | 0 | 0 | 0 | 0 | 0 | 0 | 0 | 0 | 0 | 0 | 0 | 0 | 0
Security System | Multi Family | Oregon | 0 | 0 | 0 | 0 | 0 | 0 | 0 | 0 | 0 | 0 | 0 | 0 | 0 | 0 | 0 | 0 | 0 | 0 | 0 | 0 | 0 | 0 | 0 | 0 | 0 | 0 | 0 | 0 | 0 | 0 | 0 | 0 | 0 | 0 | 0 | 0 | 0 | 0 | 0 | 0 | 0 | 0 | 0 | 0 | 0 | 0 | 0 | 0 | 0 | 0 | 0
Security System | Multi Family | Washington | 0 | 0 | 0 | 0 | 0 | 0 | 0 | 0 | 0 | 0 | 0 | 0 | 0 | 0 | 0 | 0 | 0 | 0 | 0 | 0 | 0 | 0 | 0 | 0 | 0 | 0 | 0 | 0 | 0 | 0 | 0 | 0 | 0 | 0 | 0 | 0 | 0 | 0 | 0 | 0 | 0 | 0 | 0 | 0 | 0 | 0 | 0 | 0 | 0 | 0 | 0
Security System | Other Family | Idaho | 0.023333 | 0.028 | 0.032667 | 0.036667 | 0.038 | 0.046667 | 0.053333 | 0.06 | 0.06 | 0.063333 | 0.063268 | 0.06416 | 0.065052 | 0.065945 | 0.066837 | 0.067729 | 0.068622 | 0.069514 | 0.070407 | 0.071299 | 0.072191 | 0.073084 | 0.073976 | 0.074868 | 0.075761 | 0.076653 | 0.078438 | 0.083333 | 0.086667 | 0.09 | 0.093705 | 0.1 | 0.10333 | 0.11333 | 0.12 | 0.12494 | 0.12572 | 0.1265 | 0.12728 | 0.12805 | 0.12883 | 0.12961 | 0.13039 | 0.13117 | 0.13195 | 0.1335 | 0.13242 | 0.13333 | 0.13667 | 0.13667 | 0.13503
Security System | Other Family | Montana | 0.023333 | 0.028 | 0.032667 | 0.036667 | 0.038 | 0.046667 | 0.053333 | 0.06 | 0.06 | 0.063333 | 0.063268 | 0.06416 | 0.065052 | 0.065945 | 0.066837 | 0.067729 | 0.068622 | 0.069514 | 0.070407 | 0.071299 | 0.072191 | 0.073084 | 0.073976 | 0.074868 | 0.075761 | 0.076653 | 0.078438 | 0.083333 | 0.086667 | 0.09 | 0.093705 | 0.1 | 0.10333 | 0.11333 | 0.12 | 0.12494 | 0.12572 | 0.1265 | 0.12728 | 0.12805 | 0.12883 | 0.12961 | 0.13039 | 0.13117 | 0.13195 | 0.1335 | 0.13242 | 0.13333 | 0.13667 | 0.13667 | 0.13503
Security System | Other Family | Oregon | 0.023333 | 0.028 | 0.032667 | 0.036667 | 0.038 | 0.046667 | 0.053333 | 0.06 | 0.06 | 0.063333 | 0.063268 | 0.06416 | 0.065052 | 0.065945 | 0.066837 | 0.067729 | 0.068622 | 0.069514 | 0.070407 | 0.071299 | 0.072191 | 0.073084 | 0.073976 | 0.074868 | 0.075761 | 0.076653 | 0.078438 | 0.083333 | 0.086667 | 0.09 | 0.093705 | 0.1 | 0.10333 | 0.11333 | 0.12 | 0.12494 | 0.12572 | 0.1265 | 0.12728 | 0.12805 | 0.12883 | 0.12961 | 0.13039 | 0.13117 | 0.13195 | 0.1335 | 0.13242 | 0.13333 | 0.13667 | 0.13667 | 0.13503
Security System | Other Family | Washington | 0.023333 | 0.028 | 0.032667 | 0.036667 | 0.038 | 0.046667 | 0.053333 | 0.06 | 0.06 | 0.063333 | 0.063268 | 0.06416 | 0.065052 | 0.065945 | 0.066837 | 0.067729 | 0.068622 | 0.069514 | 0.070407 | 0.071299 | 0.072191 | 0.073084 | 0.073976 | 0.074868 | 0.075761 | 0.076653 | 0.078438 | 0.083333 | 0.086667 | 0.09 | 0.093705 | 0.1 | 0.10333 | 0.11333 | 0.12 | 0.12494 | 0.12572 | 0.1265 | 0.12728 | 0.12805 | 0.12883 | 0.12961 | 0.13039 | 0.13117 | 0.13195 | 0.1335 | 0.13242 | 0.13333 | 0.13667 | 0.13667 | 0.13503
Security System
Security System | National Average | Stock average EUI | 43 | 43 | 43 | 43 | 43 | 43 | 43 | 43 | 43 | 43 | 43 | 43 | 43 | 43 | 43 | 43 | 43 | 43 | 43 | 43 | 43 | 43 | 43 | 43 | 45 | 45 | 45 | 45 | 45 | 45 | 44 | 44 | 44 | 44 | 44 | 44 | 44 | 44 | 44 | 44 | 44 | 44 | 44 | 44 | 44 | 44 | 44 | 44 | 44 | 44 | 44
Security System | EUI | Area | 1985 | 1986 | 1987 | 1988 | 1989 | 1990 | 1991 | 1992 | 1993 | 1994 | 1995 | 1996 | 1997 | 1998 | 1999 | 2000 | 2001 | 2002 | 2003 | 2004 | 2005 | 2006 | 2007 | 2008 | 2009 | 2010 | 2011 | 2012 | 2013 | 2014 | 2015 | 2016 | 2017 | 2018 | 2019 | 2020 | 2021 | 2022 | 2023 | 2024 | 2025 | 2026 | 2027 | 2028 | 2029 | 2030 | 2031 | 2032 | 2033 | 2034 | 2035
Security System | Single Family | Idaho | 43 | 43 | 43 | 43 | 43 | 43 | 43 | 43 | 43 | 43 | 43 | 43 | 43 | 43 | 43 | 43 | 43 | 43 | 43 | 43 | 43 | 43 | 43 | 43 | 45 | 45 | 45 | 45 | 45 | 45 | 44 | 44 | 44 | 44 | 44 | 44 | 44 | 44 | 44 | 44 | 44 | 44 | 44 | 44 | 44 | 44 | 44 | 44 | 44 | 44 | 44
Security System | Single Family | Montana | 43 | 43 | 43 | 43 | 43 | 43 | 43 | 43 | 43 | 43 | 43 | 43 | 43 | 43 | 43 | 43 | 43 | 43 | 43 | 43 | 43 | 43 | 43 | 43 | 45 | 45 | 45 | 45 | 45 | 45 | 44 | 44 | 44 | 44 | 44 | 44 | 44 | 44 | 44 | 44 | 44 | 44 | 44 | 44 | 44 | 44 | 44 | 44 | 44 | 44 | 44
Security System | Single Family | Oregon | 43 | 43 | 43 | 43 | 43 | 43 | 43 | 43 | 43 | 43 | 43 | 43 | 43 | 43 | 43 | 43 | 43 | 43 | 43 | 43 | 43 | 43 | 43 | 43 | 45 | 45 | 45 | 45 | 45 | 45 | 44 | 44 | 44 | 44 | 44 | 44 | 44 | 44 | 44 | 44 | 44 | 44 | 44 | 44 | 44 | 44 | 44 | 44 | 44 | 44 | 44
Security System | Single Family | Washington | 43 | 43 | 43 | 43 | 43 | 43 | 43 | 43 | 43 | 43 | 43 | 43 | 43 | 43 | 43 | 43 | 43 | 43 | 43 | 43 | 43 | 43 | 43 | 43 | 45 | 45 | 45 | 45 | 45 | 45 | 44 | 44 | 44 | 44 | 44 | 44 | 44 | 44 | 44 | 44 | 44 | 44 | 44 | 44 | 44 | 44 | 44 | 44 | 44 | 44 | 44
Security System | Multi Family | Idaho | 43 | 43 | 43 | 43 | 43 | 43 | 43 | 43 | 43 | 43 | 43 | 43 | 43 | 43 | 43 | 43 | 43 | 43 | 43 | 43 | 43 | 43 | 43 | 43 | 45 | 45 | 45 | 45 | 45 | 45 | 44 | 44 | 44 | 44 | 44 | 44 | 44 | 44 | 44 | 44 | 44 | 44 | 44 | 44 | 44 | 44 | 44 | 44 | 44 | 44 | 44
Security System | Multi Family | Montana | 43 | 43 | 43 | 43 | 43 | 43 | 43 | 43 | 43 | 43 | 43 | 43 | 43 | 43 | 43 | 43 | 43 | 43 | 43 | 43 | 43 | 43 | 43 | 43 | 45 | 45 | 45 | 45 | 45 | 45 | 44 | 44 | 44 | 44 | 44 | 44 | 44 | 44 | 44 | 44 | 44 | 44 | 44 | 44 | 44 | 44 | 44 | 44 | 44 | 44 | 44
Security System | Multi Family | Oregon | 43 | 43 | 43 | 43 | 43 | 43 | 43 | 43 | 43 | 43 | 43 | 43 | 43 | 43 | 43 | 43 | 43 | 43 | 43 | 43 | 43 | 43 | 43 | 43 | 45 | 45 | 45 | 45 | 45 | 45 | 44 | 44 | 44 | 44 | 44 | 44 | 44 | 44 | 44 | 44 | 44 | 44 | 44 | 44 | 44 | 44 | 44 | 44 | 44 | 44 | 44
Security System | Multi Family | Washington | 43 | 43 | 43 | 43 | 43 | 43 | 43 | 43 | 43 | 43 | 43 | 43 | 43 | 43 | 43 | 43 | 43 | 43 | 43 | 43 | 43 | 43 | 43 | 43 | 45 | 45 | 45 | 45 | 45 | 45 | 44 | 44 | 44 | 44 | 44 | 44 | 44 | 44 | 44 | 44 | 44 | 44 | 44 | 44 | 44 | 44 | 44 | 44 | 44 | 44 | 44
Security System | Other Family | Idaho | 43 | 43 | 43 | 43 | 43 | 43 | 43 | 43 | 43 | 43 | 43 | 43 | 43 | 43 | 43 | 43 | 43 | 43 | 43 | 43 | 43 | 43 | 43 | 43 | 45 | 45 | 45 | 45 | 45 | 45 | 44 | 44 | 44 | 44 | 44 | 44 | 44 | 44 | 44 | 44 | 44 | 44 | 44 | 44 | 44 | 44 | 44 | 44 | 44 | 44 | 44
Security System | Other Family | Montana | 43 | 43 | 43 | 43 | 43 | 43 | 43 | 43 | 43 | 43 | 43 | 43 | 43 | 43 | 43 | 43 | 43 | 43 | 43 | 43 | 43 | 43 | 43 | 43 | 45 | 45 | 45 | 45 | 45 | 45 | 44 | 44 | 44 | 44 | 44 | 44 | 44 | 44 | 44 | 44 | 44 | 44 | 44 | 44 | 44 | 44 | 44 | 44 | 44 | 44 | 44
Security System | Other Family | Oregon | 43 | 43 | 43 | 43 | 43 | 43 | 43 | 43 | 43 | 43 | 43 | 43 | 43 | 43 | 43 | 43 | 43 | 43 | 43 | 43 | 43 | 43 | 43 | 43 | 45 | 45 | 45 | 45 | 45 | 45 | 44 | 44 | 44 | 44 | 44 | 44 | 44 | 44 | 44 | 44 | 44 | 44 | 44 | 44 | 44 | 44 | 44 | 44 | 44 | 44 | 44
Security System | Other Family | Washington | 43 | 43 | 43 | 43 | 43 | 43 | 43 | 43 | 43 | 43 | 43 | 43 | 43 | 43 | 43 | 43 | 43 | 43 | 43 | 43 | 43 | 43 | 43 | 43 | 45 | 45 | 45 | 45 | 45 | 45 | 44 | 44 | 44 | 44 | 44 | 44 | 44 | 44 | 44 | 44 | 44 | 44 | 44 | 44 | 44 | 44 | 44 | 44 | 44 | 44 | 44
Security System
Security System | XDMD | GWh | 1985 | 1986 | 1987 | 1988 | 1989 | 1990 | 1991 | 1992 | 1993 | 1994 | 1995 | 1996 | 1997 | 1998 | 1999 | 2000 | 2001 | 2002 | 2003 | 2004 | 2005 | 2006 | 2007 | 2008 | 2009 | 2010 | 2011 | 2012 | 2013 | 2014 | 2015 | 2016 | 2017 | 2018 | 2019 | 2020 | 2021 | 2022 | 2023 | 2024 | 2025 | 2026 | 2027 | 2028 | 2029 | 2030 | 2031 | 2032 | 2033 | 2034 | 2035
Security System | Single Family | Idaho | 0.91007 | 1.1024 | 1.2975 | 1.4697 | 1.5405 | 1.9204 | 2.2347 | 2.5795 | 2.6532 | 2.8833 | 2.952 | 3.0725 | 3.1917 | 3.3254 | 3.4614 | 3.5917 | 3.7226 | 3.8673 | 4.0348 | 4.2247 | 4.4524 | 4.6531 | 4.8024 | 4.9185 | 5.253 | 5.3532 | 5.5122 | 5.9187 | 6.2302 | 6.5725 | 6.8194 | 7.4172 | 7.8059 | 8.7116 | 9.3836 | 9.9339 | 10.1562 | 10.3797 | 10.6071 | 10.8403 | 11.0812 | 11.3266 | 11.5766 | 11.8297 | 12.088 | 12.4213 | 12.5092 | 12.7808 | 13.2927 | 13.4876 | 13.5226
Security System | Single Family | Montana | 0.75664 | 0.91148 | 1.0669 | 1.201 | 1.248 | 1.5383 | 1.7673 | 2.0072 | 2.0273 | 2.1637 | 2.1809 | 2.2288 | 2.2763 | 2.3244 | 2.374 | 2.4233 | 2.4751 | 2.5315 | 2.5925 | 2.6664 | 2.7407 | 2.8155 | 2.8868 | 2.9469 | 3.1394 | 3.1937 | 3.2842 | 3.5136 | 3.6804 | 3.8539 | 3.9647 | 4.2763 | 4.4642 | 4.9438 | 5.2815 | 5.546 | 5.6261 | 5.7058 | 5.7856 | 5.8658 | 5.9462 | 6.0264 | 6.1069 | 6.1874 | 6.2688 | 6.3874 | 6.3797 | 6.4667 | 6.6725 | 6.7168 | 6.6805
Security System | Single Family | Oregon | 2.5706 | 3.1099 | 3.6628 | 4.1553 | 4.3624 | 5.4392 | 6.3016 | 7.2046 | 7.3344 | 7.8848 | 8.0105 | 8.2725 | 8.5297 | 8.7957 | 9.0586 | 9.3147 | 9.5788 | 9.8595 | 10.1558 | 10.4736 | 10.8221 | 11.1481 | 11.4311 | 11.6479 | 12.3894 | 12.5902 | 12.9366 | 13.8203 | 14.4776 | 15.1924 | 15.6812 | 16.9705 | 17.7702 | 19.7385 | 21.1581 | 22.2922 | 22.684 | 23.0727 | 23.463 | 23.8593 | 24.2666 | 24.6777 | 25.088 | 25.4922 | 25.899 | 26.4653 | 26.5071 | 26.9365 | 27.8625 | 28.1187 | 28.0409
Security System | Single Family | Washington | 4.049 | 4.9282 | 5.8376 | 6.6566 | 7.0295 | 8.8106 | 10.243 | 11.7774 | 12.0374 | 12.9869 | 13.2046 | 13.6281 | 14.0597 | 14.5053 | 14.9439 | 15.3649 | 15.798 | 16.2733 | 16.7932 | 17.3402 | 17.932 | 18.5023 | 19.0181 | 19.4293 | 20.7123 | 21.1102 | 21.7477 | 23.296 | 24.4941 | 25.7805 | 26.6569 | 28.9 | 30.2987 | 33.6747 | 36.1027 | 38.0299 | 38.6795 | 39.3146 | 39.9473 | 40.5779 | 41.2075 | 41.8364 | 42.4622 | 43.0847 | 43.7129 | 44.6051 | 44.6122 | 45.2737 | 46.7671 | 47.1315 | 46.9318
Security System | Multi Family | Idaho | 0 | 0 | 0 | 0 | 0 | 0 | 0 | 0 | 0 | 0 | 0 | 0 | 0 | 0 | 0 | 0 | 0 | 0 | 0 | 0 | 0 | 0 | 0 | 0 | 0 | 0 | 0 | 0 | 0 | 0 | 0 | 0 | 0 | 0 | 0 | 0 | 0 | 0 | 0 | 0 | 0 | 0 | 0 | 0 | 0 | 0 | 0 | 0 | 0 | 0 | 0
Security System | Multi Family | Montana | 0 | 0 | 0 | 0 | 0 | 0 | 0 | 0 | 0 | 0 | 0 | 0 | 0 | 0 | 0 | 0 | 0 | 0 | 0 | 0 | 0 | 0 | 0 | 0 | 0 | 0 | 0 | 0 | 0 | 0 | 0 | 0 | 0 | 0 | 0 | 0 | 0 | 0 | 0 | 0 | 0 | 0 | 0 | 0 | 0 | 0 | 0 | 0 | 0 | 0 | 0
Security System | Multi Family | Oregon | 0 | 0 | 0 | 0 | 0 | 0 | 0 | 0 | 0 | 0 | 0 | 0 | 0 | 0 | 0 | 0 | 0 | 0 | 0 | 0 | 0 | 0 | 0 | 0 | 0 | 0 | 0 | 0 | 0 | 0 | 0 | 0 | 0 | 0 | 0 | 0 | 0 | 0 | 0 | 0 | 0 | 0 | 0 | 0 | 0 | 0 | 0 | 0 | 0 | 0 | 0
Security System | Multi Family | Washington | 0 | 0 | 0 | 0 | 0 | 0 | 0 | 0 | 0 | 0 | 0 | 0 | 0 | 0 | 0 | 0 | 0 | 0 | 0 | 0 | 0 | 0 | 0 | 0 | 0 | 0 | 0 | 0 | 0 | 0 | 0 | 0 | 0 | 0 | 0 | 0 | 0 | 0 | 0 | 0 | 0 | 0 | 0 | 0 | 0 | 0 | 0 | 0 | 0 | 0 | 0
Security System | Other Family | Idaho | 0.04846 | 0.059161 | 0.069871 | 0.079328 | 0.083362 | 0.10402 | 0.12138 | 0.14092 | 0.14809 | 0.16643 | 0.17487 | 0.18461 | 0.19455 | 0.20566 | 0.21518 | 0.22189 | 0.22776 | 0.23384 | 0.23921 | 0.24459 | 0.25013 | 0.25589 | 0.26131 | 0.26615 | 0.28278 | 0.28709 | 0.29471 | 0.31391 | 0.32752 | 0.34135 | 0.34861 | 0.37321 | 0.38686 | 0.42562 | 0.4521 | 0.47223 | 0.47666 | 0.48111 | 0.48557 | 0.49006 | 0.49458 | 0.49911 | 0.50365 | 0.50822 | 0.5128 | 0.52044 | 0.5178 | 0.52295 | 0.53765 | 0.53928 | 0.53441
Security System | Other Family | Montana | 0.045394 | 0.055276 | 0.06521 | 0.07389 | 0.077362 | 0.096019 | 0.11123 | 0.12777 | 0.13152 | 0.14392 | 0.14859 | 0.15552 | 0.16238 | 0.17005 | 0.17734 | 0.18319 | 0.18832 | 0.19368 | 0.19867 | 0.20332 | 0.20786 | 0.21235 | 0.21682 | 0.22085 | 0.23486 | 0.23875 | 0.24558 | 0.26266 | 0.27438 | 0.28641 | 0.29303 | 0.31431 | 0.32647 | 0.35991 | 0.38296 | 0.40073 | 0.40523 | 0.40977 | 0.41433 | 0.41891 | 0.42351 | 0.42814 | 0.43279 | 0.43747 | 0.44218 | 0.44953 | 0.448 | 0.45322 | 0.46673 | 0.46892 | 0.46545
Security System | Other Family | Oregon | 0.10261 | 0.1259 | 0.15097 | 0.17552 | 0.18908 | 0.24204 | 0.28744 | 0.33654 | 0.35319 | 0.3935 | 0.41336 | 0.43708 | 0.46153 | 0.4855 | 0.50702 | 0.52311 | 0.53706 | 0.55157 | 0.56596 | 0.58077 | 0.59579 | 0.61016 | 0.62325 | 0.63488 | 0.67477 | 0.68495 | 0.70247 | 0.74809 | 0.78148 | 0.81454 | 0.83191 | 0.89062 | 0.92322 | 1.0159 | 1.0794 | 1.1276 | 1.1383 | 1.149 | 1.1599 | 1.1708 | 1.1817 | 1.1927 | 1.2037 | 1.2147 | 1.2259 | 1.2443 | 1.2381 | 1.2506 | 1.2859 | 1.29 | 1.2785
Security System | Other Family | Washington | 0.13369 | 0.1659 | 0.19899 | 0.22996 | 0.24551 | 0.31283 | 0.36979 | 0.4314 | 0.44907 | 0.49399 | 0.5132 | 0.5377 | 0.56314 | 0.59036 | 0.61369 | 0.6331 | 0.65021 | 0.66744 | 0.68469 | 0.70166 | 0.71889 | 0.73612 | 0.75167 | 0.76595 | 0.81406 | 0.826 | 0.84722 | 0.90219 | 0.94241 | 0.98226 | 1.0031 | 1.0738 | 1.1131 | 1.2248 | 1.3013 | 1.3593 | 1.3721 | 1.385 | 1.398 | 1.4111 | 1.4242 | 1.4374 | 1.4506 | 1.4638 | 1.4772 | 1.4993 | 1.4918 | 1.5068 | 1.5492 | 1.5541 | 1.5401
| Security System | Regional Demand GWH | 8.6165 | 10.4583 | 12.3499 | 14.0413 | 14.7758 | 18.4634 | 21.4364 | 24.6054 | 25.1342 | 27.1166 | 27.598 | 28.5168 | 29.4389 | 30.4024 | 31.351 | 32.256 | 33.1778 | 34.1781 | 35.2648 | 36.4352 | 37.7199 | 38.9335 | 39.9914 | 40.8304 | 43.5006 | 44.284 | 45.5706 | 48.7755 | 51.2081 | 53.8238 | 55.5989 | 60.216 | 63.0887 | 70.0949 | 75.1416 | 79.1618 | 80.5381 | 81.8978 | 83.2608 | 84.6342 | 86.0256 | 87.4244 | 88.8245 | 90.2184 | 91.6267 | 93.5927 | 93.704 | 95.1912 | 98.4343 | 99.3067 | 98.9943
| National Average | Stock Saturation | 0 | 0.21774 | 0.43547 | 0.65321 | 0.87094 | 1.0887 | 1.3064 | 1.5242 | 1.7419 | 1.9596 | 2.1774 | 2.3951 | 2.6128 | 2.8306 | 3.0483 | 3.266 | 3.4838 | 3.7015 | 3.9192 | 4.137 | 4.5725 | 5.2123 | 5.8521 | 6.4919 | 7.1317 | 7.7715 | 9.0512 | 9.218 | 9.3849 | 9.5517 | 9.7186 | 9.9167 | 10.1149 | 10.313 | 10.5112 | 10.7093 | 10.9594 | 11.2094 | 11.4594 | 11.7095 | 11.9595 | 12.2095 | 12.4596 | 12.7096 | 12.9596 | 13.2097 | 13.9839 | 14.7581 | 15.5324 | 16.3066 | 17.0809
External Power Supplies | Saturation |  | 1985 | 1986 | 1987 | 1988 | 1989 | 1990 | 1991 | 1992 | 1993 | 1994 | 1995 | 1996 | 1997 | 1998 | 1999 | 2000 | 2001 | 2002 | 2003 | 2004 | 2005 | 2006 | 2007 | 2008 | 2009 | 2010 | 2011 | 2012 | 2013 | 2014 | 2015 | 2016 | 2017 | 2018 | 2019 | 2020 | 2021 | 2022 | 2023 | 2024 | 2025 | 2026 | 2027 | 2028 | 2029 | 2030 | 2031 | 2032 | 2033 | 2034 | 2035
External Power Supplies | Single Family | Idaho | 0 | 0.094725 | 0.18945 | 0.28418 | 0.3789 | 0.47363 | 0.56835 | 0.66308 | 0.7578 | 0.85253 | 0.94725 | 1.042 | 1.1367 | 1.2314 | 1.3262 | 1.4209 | 1.5156 | 1.6103 | 1.7051 | 1.7998 | 1.9892 | 2.2676 | 2.5459 | 2.8243 | 3.1026 | 3.381 | 3.9377 | 4.0103 | 4.0828 | 4.1554 | 4.228 | 4.3142 | 4.4004 | 4.4866 | 4.5728 | 4.659 | 4.7678 | 4.8766 | 4.9854 | 5.0942 | 5.2029 | 5.3117 | 5.4205 | 5.5293 | 5.638 | 5.7468 | 6.0836 | 6.4205 | 6.7573 | 7.0941 | 7.4309
External Power Supplies | Single Family | Montana | 0 | 0.094725 | 0.18945 | 0.28418 | 0.3789 | 0.47363 | 0.56835 | 0.66308 | 0.7578 | 0.85253 | 0.94725 | 1.042 | 1.1367 | 1.2314 | 1.3262 | 1.4209 | 1.5156 | 1.6103 | 1.7051 | 1.7998 | 1.9892 | 2.2676 | 2.5459 | 2.8243 | 3.1026 | 3.381 | 3.9377 | 4.0103 | 4.0828 | 4.1554 | 4.228 | 4.3142 | 4.4004 | 4.4866 | 4.5728 | 4.659 | 4.7678 | 4.8766 | 4.9854 | 5.0942 | 5.2029 | 5.3117 | 5.4205 | 5.5293 | 5.638 | 5.7468 | 6.0836 | 6.4205 | 6.7573 | 7.0941 | 7.4309
External Power Supplies | Single Family | Oregon | 0 | 0.094725 | 0.18945 | 0.28418 | 0.3789 | 0.47363 | 0.56835 | 0.66308 | 0.7578 | 0.85253 | 0.94725 | 1.042 | 1.1367 | 1.2314 | 1.3262 | 1.4209 | 1.5156 | 1.6103 | 1.7051 | 1.7998 | 1.9892 | 2.2676 | 2.5459 | 2.8243 | 3.1026 | 3.381 | 3.9377 | 4.0103 | 4.0828 | 4.1554 | 4.228 | 4.3142 | 4.4004 | 4.4866 | 4.5728 | 4.659 | 4.7678 | 4.8766 | 4.9854 | 5.0942 | 5.2029 | 5.3117 | 5.4205 | 5.5293 | 5.638 | 5.7468 | 6.0836 | 6.4205 | 6.7573 | 7.0941 | 7.4309
External Power Supplies | Single Family | Washington | 0 | 0.094725 | 0.18945 | 0.28418 | 0.3789 | 0.47363 | 0.56835 | 0.66308 | 0.7578 | 0.85253 | 0.94725 | 1.042 | 1.1367 | 1.2314 | 1.3262 | 1.4209 | 1.5156 | 1.6103 | 1.7051 | 1.7998 | 1.9892 | 2.2676 | 2.5459 | 2.8243 | 3.1026 | 3.381 | 3.9377 | 4.0103 | 4.0828 | 4.1554 | 4.228 | 4.3142 | 4.4004 | 4.4866 | 4.5728 | 4.659 | 4.7678 | 4.8766 | 4.9854 | 5.0942 | 5.2029 | 5.3117 | 5.4205 | 5.5293 | 5.638 | 5.7468 | 6.0836 | 6.4205 | 6.7573 | 7.0941 | 7.4309
External Power Supplies | Multi Family | Idaho | 0 | 0.045354 | 0.090708 | 0.13606 | 0.18142 | 0.22677 | 0.27212 | 0.31748 | 0.36283 | 0.40819 | 0.45354 | 0.49889 | 0.54425 | 0.5896 | 0.63496 | 0.68031 | 0.72567 | 0.77102 | 0.81637 | 0.86173 | 0.95244 | 1.0857 | 1.219 | 1.3523 | 1.4855 | 1.6188 | 1.8853 | 1.9201 | 1.9549 | 1.9896 | 2.0244 | 2.0656 | 2.1069 | 2.1482 | 2.1895 | 2.2307 | 2.2828 | 2.3349 | 2.387 | 2.4391 | 2.4911 | 2.5432 | 2.5953 | 2.6474 | 2.6995 | 2.7516 | 2.9128 | 3.0741 | 3.2354 | 3.3966 | 3.5579
External Power Supplies | Multi Family | Montana | 0 | 0.045354 | 0.090708 | 0.13606 | 0.18142 | 0.22677 | 0.27212 | 0.31748 | 0.36283 | 0.40819 | 0.45354 | 0.49889 | 0.54425 | 0.5896 | 0.63496 | 0.68031 | 0.72567 | 0.77102 | 0.81637 | 0.86173 | 0.95244 | 1.0857 | 1.219 | 1.3523 | 1.4855 | 1.6188 | 1.8853 | 1.9201 | 1.9549 | 1.9896 | 2.0244 | 2.0656 | 2.1069 | 2.1482 | 2.1895 | 2.2307 | 2.2828 | 2.3349 | 2.387 | 2.4391 | 2.4911 | 2.5432 | 2.5953 | 2.6474 | 2.6995 | 2.7516 | 2.9128 | 3.0741 | 3.2354 | 3.3966 | 3.5579
External Power Supplies | Multi Family | Oregon | 0 | 0.045354 | 0.090708 | 0.13606 | 0.18142 | 0.22677 | 0.27212 | 0.31748 | 0.36283 | 0.40819 | 0.45354 | 0.49889 | 0.54425 | 0.5896 | 0.63496 | 0.68031 | 0.72567 | 0.77102 | 0.81637 | 0.86173 | 0.95244 | 1.0857 | 1.219 | 1.3523 | 1.4855 | 1.6188 | 1.8853 | 1.9201 | 1.9549 | 1.9896 | 2.0244 | 2.0656 | 2.1069 | 2.1482 | 2.1895 | 2.2307 | 2.2828 | 2.3349 | 2.387 | 2.4391 | 2.4911 | 2.5432 | 2.5953 | 2.6474 | 2.6995 | 2.7516 | 2.9128 | 3.0741 | 3.2354 | 3.3966 | 3.5579
External Power Supplies | Multi Family | Washington | 0 | 0.045354 | 0.090708 | 0.13606 | 0.18142 | 0.22677 | 0.27212 | 0.31748 | 0.36283 | 0.40819 | 0.45354 | 0.49889 | 0.54425 | 0.5896 | 0.63496 | 0.68031 | 0.72567 | 0.77102 | 0.81637 | 0.86173 | 0.95244 | 1.0857 | 1.219 | 1.3523 | 1.4855 | 1.6188 | 1.8853 | 1.9201 | 1.9549 | 1.9896 | 2.0244 | 2.0656 | 2.1069 | 2.1482 | 2.1895 | 2.2307 | 2.2828 | 2.3349 | 2.387 | 2.4391 | 2.4911 | 2.5432 | 2.5953 | 2.6474 | 2.6995 | 2.7516 | 2.9128 | 3.0741 | 3.2354 | 3.3966 | 3.5579
External Power Supplies | Other Family | Idaho | 0 | 0.077657 | 0.15531 | 0.23297 | 0.31063 | 0.38828 | 0.46594 | 0.5436 | 0.62126 | 0.69891 | 0.77657 | 0.85423 | 0.93188 | 1.0095 | 1.0872 | 1.1649 | 1.2425 | 1.3202 | 1.3978 | 1.4755 | 1.6308 | 1.859 | 2.0872 | 2.3154 | 2.5436 | 2.7718 | 3.2282 | 3.2877 | 3.3472 | 3.4067 | 3.4662 | 3.5369 | 3.6075 | 3.6782 | 3.7489 | 3.8196 | 3.9087 | 3.9979 | 4.0871 | 4.1763 | 4.2654 | 4.3546 | 4.4438 | 4.533 | 4.6221 | 4.7113 | 4.9874 | 5.2636 | 5.5397 | 5.8159 | 6.092
External Power Supplies | Other Family | Montana | 0 | 0.077657 | 0.15531 | 0.23297 | 0.31063 | 0.38828 | 0.46594 | 0.5436 | 0.62126 | 0.69891 | 0.77657 | 0.85423 | 0.93188 | 1.0095 | 1.0872 | 1.1649 | 1.2425 | 1.3202 | 1.3978 | 1.4755 | 1.6308 | 1.859 | 2.0872 | 2.3154 | 2.5436 | 2.7718 | 3.2282 | 3.2877 | 3.3472 | 3.4067 | 3.4662 | 3.5369 | 3.6075 | 3.6782 | 3.7489 | 3.8196 | 3.9087 | 3.9979 | 4.0871 | 4.1763 | 4.2654 | 4.3546 | 4.4438 | 4.533 | 4.6221 | 4.7113 | 4.9874 | 5.2636 | 5.5397 | 5.8159 | 6.092
External Power Supplies | Other Family | Oregon | 0 | 0.077657 | 0.15531 | 0.23297 | 0.31063 | 0.38828 | 0.46594 | 0.5436 | 0.62126 | 0.69891 | 0.77657 | 0.85423 | 0.93188 | 1.0095 | 1.0872 | 1.1649 | 1.2425 | 1.3202 | 1.3978 | 1.4755 | 1.6308 | 1.859 | 2.0872 | 2.3154 | 2.5436 | 2.7718 | 3.2282 | 3.2877 | 3.3472 | 3.4067 | 3.4662 | 3.5369 | 3.6075 | 3.6782 | 3.7489 | 3.8196 | 3.9087 | 3.9979 | 4.0871 | 4.1763 | 4.2654 | 4.3546 | 4.4438 | 4.533 | 4.6221 | 4.7113 | 4.9874 | 5.2636 | 5.5397 | 5.8159 | 6.092
External Power Supplies | Other Family | Washington | 0 | 0.077657 | 0.15531 | 0.23297 | 0.31063 | 0.38828 | 0.46594 | 0.5436 | 0.62126 | 0.69891 | 0.77657 | 0.85423 | 0.93188 | 1.0095 | 1.0872 | 1.1649 | 1.2425 | 1.3202 | 1.3978 | 1.4755 | 1.6308 | 1.859 | 2.0872 | 2.3154 | 2.5436 | 2.7718 | 3.2282 | 3.2877 | 3.3472 | 3.4067 | 3.4662 | 3.5369 | 3.6075 | 3.6782 | 3.7489 | 3.8196 | 3.9087 | 3.9979 | 4.0871 | 4.1763 | 4.2654 | 4.3546 | 4.4438 | 4.533 | 4.6221 | 4.7113 | 4.9874 | 5.2636 | 5.5397 | 5.8159 | 6.092
Life | 5 | Marginal EUI | 19.3327 | 19.3327 | 19.3327 | 19.3327 | 19.3327 | 19.3327 | 19.3327 | 19.3327 | 19.3327 | 19.3327 | 19.3327 | 19.3327 | 19.3327 | 19.3327 | 19.3327 | 19.3327 | 19.3327 | 19.3327 | 19.3327 | 19.3327 | 19.3327 | 17.4994 | 15.6662 | 13.833 | 11.9997 | 10.1665 | 6.5 | 6.275 | 6.05 | 5.825 | 5.6 | 5.46 | 5.32 | 5.18 | 5.04 | 4.9 | 4.73 | 4.56 | 4.39 | 4.22 | 4.05 | 3.88 | 3.71 | 3.54 | 3.37 | 3.2 | 3 | 2.8 | 2.6 | 2.4 | 2.2
External Power Supplies | National Average | Stock average EUI | 19.3327 | 19.3327 | 19.3327 | 19.3327 | 19.3327 | 19.3327 | 19.3327 | 19.3327 | 19.3327 | 19.3327 | 19.3327 | 19.3327 | 19.3327 | 19.3327 | 19.3327 | 19.3327 | 19.3327 | 19.3327 | 19.3327 | 19.3327 | 19.3327 | 18.966 | 18.2327 | 17.1328 | 15.6662 | 13.833 | 11.6331 | 9.7548 | 8.1982 | 6.9633 | 6.05 | 5.842 | 5.651 | 5.477 | 5.32 | 5.18 | 5.034 | 4.882 | 4.724 | 4.56 | 4.39 | 4.22 | 4.05 | 3.88 | 3.71 | 3.54 | 3.364 | 3.182 | 2.994 | 2.8 | 2.6
External Power Supplies | EUI | Area | 1985 | 1986 | 1987 | 1988 | 1989 | 1990 | 1991 | 1992 | 1993 | 1994 | 1995 | 1996 | 1997 | 1998 | 1999 | 2000 | 2001 | 2002 | 2003 | 2004 | 2005 | 2006 | 2007 | 2008 | 2009 | 2010 | 2011 | 2012 | 2013 | 2014 | 2015 | 2016 | 2017 | 2018 | 2019 | 2020 | 2021 | 2022 | 2023 | 2024 | 2025 | 2026 | 2027 | 2028 | 2029 | 2030 | 2031 | 2032 | 2033 | 2034 | 2035
External Power Supplies | Single Family | Idaho | 19.3327 | 19.3327 | 19.3327 | 19.3327 | 19.3327 | 19.3327 | 19.3327 | 19.3327 | 19.3327 | 19.3327 | 19.3327 | 19.3327 | 19.3327 | 19.3327 | 19.3327 | 19.3327 | 19.3327 | 19.3327 | 19.3327 | 19.3327 | 19.3327 | 18.966 | 18.2327 | 17.1328 | 15.6662 | 13.833 | 11.6331 | 9.7548 | 8.1982 | 6.9633 | 6.05 | 5.842 | 5.651 | 5.477 | 5.32 | 5.18 | 5.034 | 4.882 | 4.724 | 4.56 | 4.39 | 4.22 | 4.05 | 3.88 | 3.71 | 3.54 | 3.364 | 3.182 | 2.994 | 2.8 | 2.6
External Power Supplies | Single Family | Montana | 19.3327 | 19.3327 | 19.3327 | 19.3327 | 19.3327 | 19.3327 | 19.3327 | 19.3327 | 19.3327 | 19.3327 | 19.3327 | 19.3327 | 19.3327 | 19.3327 | 19.3327 | 19.3327 | 19.3327 | 19.3327 | 19.3327 | 19.3327 | 19.3327 | 18.966 | 18.2327 | 17.1328 | 15.6662 | 13.833 | 11.6331 | 9.7548 | 8.1982 | 6.9633 | 6.05 | 5.842 | 5.651 | 5.477 | 5.32 | 5.18 | 5.034 | 4.882 | 4.724 | 4.56 | 4.39 | 4.22 | 4.05 | 3.88 | 3.71 | 3.54 | 3.364 | 3.182 | 2.994 | 2.8 | 2.6
External Power Supplies | Single Family | Oregon | 19.3327 | 19.3327 | 19.3327 | 19.3327 | 19.3327 | 19.3327 | 19.3327 | 19.3327 | 19.3327 | 19.3327 | 19.3327 | 19.3327 | 19.3327 | 19.3327 | 19.3327 | 19.3327 | 19.3327 | 19.3327 | 19.3327 | 19.3327 | 19.3327 | 18.966 | 18.2327 | 17.1328 | 15.6662 | 13.833 | 11.6331 | 9.7548 | 8.1982 | 6.9633 | 6.05 | 5.842 | 5.651 | 5.477 | 5.32 | 5.18 | 5.034 | 4.882 | 4.724 | 4.56 | 4.39 | 4.22 | 4.05 | 3.88 | 3.71 | 3.54 | 3.364 | 3.182 | 2.994 | 2.8 | 2.6
External Power Supplies | Single Family | Washington | 19.3327 | 19.3327 | 19.3327 | 19.3327 | 19.3327 | 19.3327 | 19.3327 | 19.3327 | 19.3327 | 19.3327 | 19.3327 | 19.3327 | 19.3327 | 19.3327 | 19.3327 | 19.3327 | 19.3327 | 19.3327 | 19.3327 | 19.3327 | 19.3327 | 18.966 | 18.2327 | 17.1328 | 15.6662 | 13.833 | 11.6331 | 9.7548 | 8.1982 | 6.9633 | 6.05 | 5.842 | 5.651 | 5.477 | 5.32 | 5.18 | 5.034 | 4.882 | 4.724 | 4.56 | 4.39 | 4.22 | 4.05 | 3.88 | 3.71 | 3.54 | 3.364 | 3.182 | 2.994 | 2.8 | 2.6
External Power Supplies | Multi Family | Idaho | 19.3327 | 19.3327 | 19.3327 | 19.3327 | 19.3327 | 19.3327 | 19.3327 | 19.3327 | 19.3327 | 19.3327 | 19.3327 | 19.3327 | 19.3327 | 19.3327 | 19.3327 | 19.3327 | 19.3327 | 19.3327 | 19.3327 | 19.3327 | 19.3327 | 18.966 | 18.2327 | 17.1328 | 15.6662 | 13.833 | 11.6331 | 9.7548 | 8.1982 | 6.9633 | 6.05 | 5.842 | 5.651 | 5.477 | 5.32 | 5.18 | 5.034 | 4.882 | 4.724 | 4.56 | 4.39 | 4.22 | 4.05 | 3.88 | 3.71 | 3.54 | 3.364 | 3.182 | 2.994 | 2.8 | 2.6
External Power Supplies | Multi Family | Montana | 19.3327 | 19.3327 | 19.3327 | 19.3327 | 19.3327 | 19.3327 | 19.3327 | 19.3327 | 19.3327 | 19.3327 | 19.3327 | 19.3327 | 19.3327 | 19.3327 | 19.3327 | 19.3327 | 19.3327 | 19.3327 | 19.3327 | 19.3327 | 19.3327 | 18.966 | 18.2327 | 17.1328 | 15.6662 | 13.833 | 11.6331 | 9.7548 | 8.1982 | 6.9633 | 6.05 | 5.842 | 5.651 | 5.477 | 5.32 | 5.18 | 5.034 | 4.882 | 4.724 | 4.56 | 4.39 | 4.22 | 4.05 | 3.88 | 3.71 | 3.54 | 3.364 | 3.182 | 2.994 | 2.8 | 2.6
External Power Supplies | Multi Family | Oregon | 19.3327 | 19.3327 | 19.3327 | 19.3327 | 19.3327 | 19.3327 | 19.3327 | 19.3327 | 19.3327 | 19.3327 | 19.3327 | 19.3327 | 19.3327 | 19.3327 | 19.3327 | 19.3327 | 19.3327 | 19.3327 | 19.3327 | 19.3327 | 19.3327 | 18.966 | 18.2327 | 17.1328 | 15.6662 | 13.833 | 11.6331 | 9.7548 | 8.1982 | 6.9633 | 6.05 | 5.842 | 5.651 | 5.477 | 5.32 | 5.18 | 5.034 | 4.882 | 4.724 | 4.56 | 4.39 | 4.22 | 4.05 | 3.88 | 3.71 | 3.54 | 3.364 | 3.182 | 2.994 | 2.8 | 2.6
External Power Supplies | Multi Family | Washington | 19.3327 | 19.3327 | 19.3327 | 19.3327 | 19.3327 | 19.3327 | 19.3327 | 19.3327 | 19.3327 | 19.3327 | 19.3327 | 19.3327 | 19.3327 | 19.3327 | 19.3327 | 19.3327 | 19.3327 | 19.3327 | 19.3327 | 19.3327 | 19.3327 | 18.966 | 18.2327 | 17.1328 | 15.6662 | 13.833 | 11.6331 | 9.7548 | 8.1982 | 6.9633 | 6.05 | 5.842 | 5.651 | 5.477 | 5.32 | 5.18 | 5.034 | 4.882 | 4.724 | 4.56 | 4.39 | 4.22 | 4.05 | 3.88 | 3.71 | 3.54 | 3.364 | 3.182 | 2.994 | 2.8 | 2.6
External Power Supplies | Other Family | Idaho | 19.3327 | 19.3327 | 19.3327 | 19.3327 | 19.3327 | 19.3327 | 19.3327 | 19.3327 | 19.3327 | 19.3327 | 19.3327 | 19.3327 | 19.3327 | 19.3327 | 19.3327 | 19.3327 | 19.3327 | 19.3327 | 19.3327 | 19.3327 | 19.3327 | 18.966 | 18.2327 | 17.1328 | 15.6662 | 13.833 | 11.6331 | 9.7548 | 8.1982 | 6.9633 | 6.05 | 5.842 | 5.651 | 5.477 | 5.32 | 5.18 | 5.034 | 4.882 | 4.724 | 4.56 | 4.39 | 4.22 | 4.05 | 3.88 | 3.71 | 3.54 | 3.364 | 3.182 | 2.994 | 2.8 | 2.6
External Power Supplies | Other Family | Montana | 19.3327 | 19.3327 | 19.3327 | 19.3327 | 19.3327 | 19.3327 | 19.3327 | 19.3327 | 19.3327 | 19.3327 | 19.3327 | 19.3327 | 19.3327 | 19.3327 | 19.3327 | 19.3327 | 19.3327 | 19.3327 | 19.3327 | 19.3327 | 19.3327 | 18.966 | 18.2327 | 17.1328 | 15.6662 | 13.833 | 11.6331 | 9.7548 | 8.1982 | 6.9633 | 6.05 | 5.842 | 5.651 | 5.477 | 5.32 | 5.18 | 5.034 | 4.882 | 4.724 | 4.56 | 4.39 | 4.22 | 4.05 | 3.88 | 3.71 | 3.54 | 3.364 | 3.182 | 2.994 | 2.8 | 2.6
External Power Supplies | Other Family | Oregon | 19.3327 | 19.3327 | 19.3327 | 19.3327 | 19.3327 | 19.3327 | 19.3327 | 19.3327 | 19.3327 | 19.3327 | 19.3327 | 19.3327 | 19.3327 | 19.3327 | 19.3327 | 19.3327 | 19.3327 | 19.3327 | 19.3327 | 19.3327 | 19.3327 | 18.966 | 18.2327 | 17.1328 | 15.6662 | 13.833 | 11.6331 | 9.7548 | 8.1982 | 6.9633 | 6.05 | 5.842 | 5.651 | 5.477 | 5.32 | 5.18 | 5.034 | 4.882 | 4.724 | 4.56 | 4.39 | 4.22 | 4.05 | 3.88 | 3.71 | 3.54 | 3.364 | 3.182 | 2.994 | 2.8 | 2.6
External Power Supplies | Other Family | Washington | 19.3327 | 19.3327 | 19.3327 | 19.3327 | 19.3327 | 19.3327 | 19.3327 | 19.3327 | 19.3327 | 19.3327 | 19.3327 | 19.3327 | 19.3327 | 19.3327 | 19.3327 | 19.3327 | 19.3327 | 19.3327 | 19.3327 | 19.3327 | 19.3327 | 18.966 | 18.2327 | 17.1328 | 15.6662 | 13.833 | 11.6331 | 9.7548 | 8.1982 | 6.9633 | 6.05 | 5.842 | 5.651 | 5.477 | 5.32 | 5.18 | 5.034 | 4.882 | 4.724 | 4.56 | 4.39 | 4.22 | 4.05 | 3.88 | 3.71 | 3.54 | 3.364 | 3.182 | 2.994 | 2.8 | 2.6
External Power Supplies
External Power Supplies | XDMD | GWh | 1985 | 1986 | 1987 | 1988 | 1989 | 1990 | 1991 | 1992 | 1993 | 1994 | 1995 | 1996 | 1997 | 1998 | 1999 | 2000 | 2001 | 2002 | 2003 | 2004 | 2005 | 2006 | 2007 | 2008 | 2009 | 2010 | 2011 | 2012 | 2013 | 2014 | 2015 | 2016 | 2017 | 2018 | 2019 | 2020 | 2021 | 2022 | 2023 | 2024 | 2025 | 2026 | 2027 | 2028 | 2029 | 2030 | 2031 | 2032 | 2033 | 2034 | 2035
External Power Supplies | Single Family | Idaho | 0 | 0.55894 | 1.1277 | 1.7071 | 2.302 | 2.921 | 3.569 | 4.2722 | 5.022 | 5.8165 | 6.6236 | 7.4781 | 8.3581 | 9.3064 | 10.2926 | 11.2923 | 12.3218 | 13.4259 | 14.6435 | 15.9823 | 18.3866 | 21.2261 | 23.3601 | 24.6423 | 24.9645 | 24.1937 | 23.845 | 20.5809 | 17.8239 | 15.6526 | 14.1026 | 14.1622 | 14.2308 | 14.3097 | 14.4116 | 14.5366 | 14.6887 | 14.7993 | 14.8689 | 14.8973 | 14.8833 | 14.8398 | 14.7658 | 14.6579 | 14.5173 | 14.3396 | 14.6459 | 14.8359 | 14.9074 | 14.8509 | 14.6583
External Power Supplies | Single Family | Montana | 0 | 0.46212 | 0.92726 | 1.3949 | 1.865 | 2.3397 | 2.8225 | 3.3244 | 3.8374 | 4.3649 | 4.8936 | 5.4247 | 5.9609 | 6.505 | 7.0591 | 7.6188 | 8.1926 | 8.7885 | 9.4089 | 10.0871 | 11.3177 | 12.8437 | 14.042 | 14.7642 | 14.92 | 14.434 | 14.207 | 12.2176 | 10.529 | 9.1781 | 8.1991 | 8.1651 | 8.1387 | 8.1206 | 8.1114 | 8.1156 | 8.137 | 8.1353 | 8.1103 | 8.0611 | 7.9864 | 7.8957 | 7.7893 | 7.6667 | 7.5286 | 7.3738 | 7.4694 | 7.5064 | 7.483 | 7.3958 | 7.2416
External Power Supplies | Single Family | Oregon | 0 | 1.5767 | 3.1835 | 4.8264 | 6.5188 | 8.273 | 10.0639 | 11.9324 | 13.8826 | 15.9063 | 17.9739 | 20.1341 | 22.3366 | 24.615 | 26.9363 | 29.2855 | 31.7056 | 34.2294 | 36.8587 | 39.6216 | 44.6903 | 50.8542 | 55.6039 | 58.3569 | 58.8795 | 56.9016 | 55.9621 | 48.0572 | 41.4184 | 36.181 | 32.4291 | 32.4029 | 32.3964 | 32.4225 | 32.4951 | 32.6209 | 32.8075 | 32.8968 | 32.8903 | 32.7887 | 32.5927 | 32.3322 | 31.9995 | 31.5868 | 31.1039 | 30.5523 | 31.0347 | 31.2676 | 31.2469 | 30.961 | 30.396
External Power Supplies | Single Family | Washington | 0 | 2.4986 | 5.0737 | 7.7316 | 10.5044 | 13.4009 | 16.3586 | 19.5058 | 22.7845 | 26.1989 | 29.6287 | 33.1688 | 36.8181 | 40.5936 | 44.4367 | 48.307 | 52.2909 | 56.4961 | 60.9481 | 65.598 | 74.0508 | 84.4022 | 92.5089 | 97.3427 | 98.4335 | 95.4082 | 94.0778 | 81.0068 | 70.0744 | 61.3967 | 55.1269 | 55.1808 | 55.237 | 55.3141 | 55.4476 | 55.6504 | 55.9415 | 56.0543 | 55.998 | 55.7643 | 55.3461 | 54.8131 | 54.1601 | 53.3852 | 52.4978 | 51.4935 | 52.2323 | 52.5532 | 52.4479 | 51.8957 | 50.8735
External Power Supplies | Multi Family | Idaho | 0 | 0.031696 | 0.064364 | 0.097469 | 0.13307 | 0.17065 | 0.20902 | 0.25274 | 0.3031 | 0.36155 | 0.41806 | 0.47521 | 0.53087 | 0.58763 | 0.64958 | 0.70972 | 0.77868 | 0.85354 | 0.93306 | 1.014 | 1.1499 | 1.3195 | 1.4578 | 1.5355 | 1.5532 | 1.5024 | 1.4859 | 1.284 | 1.1234 | 0.99994 | 0.91188 | 0.92691 | 0.94313 | 0.96157 | 0.98042 | 0.99783 | 1.0161 | 1.031 | 1.0425 | 1.0505 | 1.0548 | 1.0571 | 1.0567 | 1.0537 | 1.0482 | 1.0398 | 1.0667 | 1.0857 | 1.0958 | 1.0965 | 1.0869
External Power Supplies | Multi Family | Montana | 0 | 0.031827 | 0.063929 | 0.096587 | 0.1292 | 0.1628 | 0.19787 | 0.23259 | 0.26941 | 0.30942 | 0.35211 | 0.39856 | 0.44375 | 0.48993 | 0.5368 | 0.58472 | 0.63323 | 0.68943 | 0.7455 | 0.80317 | 0.90615 | 1.0307 | 1.1293 | 1.1864 | 1.1962 | 1.1606 | 1.1514 | 1.002 | 0.88145 | 0.78828 | 0.72034 | 0.73249 | 0.74385 | 0.75495 | 0.76637 | 0.77821 | 0.79141 | 0.8025 | 0.81152 | 0.81788 | 0.82141 | 0.82328 | 0.82246 | 0.81937 | 0.81428 | 0.80725 | 0.82783 | 0.84214 | 0.84981 | 0.84996 | 0.84206
External Power Supplies | Multi Family | Oregon | 0 | 0.15647 | 0.31955 | 0.49025 | 0.6892 | 0.89991 | 1.0999 | 1.3065 | 1.5213 | 1.7631 | 2.0358 | 2.3416 | 2.6519 | 2.9636 | 3.262 | 3.541 | 3.8338 | 4.1316 | 4.4546 | 4.7882 | 5.3801 | 6.1338 | 6.7123 | 7.0721 | 7.1387 | 6.8953 | 6.8107 | 5.8822 | 5.113 | 4.5127 | 4.0758 | 4.095 | 4.1172 | 4.1518 | 4.2029 | 4.2671 | 4.3472 | 4.4122 | 4.4563 | 4.4825 | 4.4916 | 4.4912 | 4.4775 | 4.4498 | 4.407 | 4.3497 | 4.4378 | 4.4902 | 4.5039 | 4.475 | 4.4035
External Power Supplies | Multi Family | Washington | 0 | 0.30475 | 0.63823 | 1.0103 | 1.4171 | 1.8526 | 2.2693 | 2.7 | 3.1443 | 3.6178 | 4.1125 | 4.6393 | 5.1861 | 5.7733 | 6.3752 | 6.9798 | 7.5951 | 8.1887 | 8.7952 | 9.4307 | 10.5999 | 12.0711 | 13.2872 | 14.0663 | 14.2127 | 13.7699 | 13.6282 | 11.812 | 10.3003 | 9.0997 | 8.2308 | 8.2898 | 8.3573 | 8.4381 | 8.5276 | 8.6206 | 8.7235 | 8.7992 | 8.8491 | 8.8756 | 8.8775 | 8.8684 | 8.8392 | 8.7906 | 8.7228 | 8.6332 | 8.8369 | 8.971 | 9.0302 | 9.0087 | 8.9019
External Power Supplies | Other Family | Idaho | 0 | 0.07377 | 0.14936 | 0.22661 | 0.30637 | 0.38912 | 0.47675 | 0.57403 | 0.68942 | 0.82575 | 0.96505 | 1.1051 | 1.253 | 1.4156 | 1.5737 | 1.7158 | 1.8541 | 1.9966 | 2.1353 | 2.2757 | 2.5404 | 2.8709 | 3.1261 | 3.2795 | 3.3052 | 3.1911 | 3.1354 | 2.6846 | 2.3045 | 1.9994 | 1.7731 | 1.7526 | 1.7346 | 1.7194 | 1.7077 | 1.6995 | 1.6955 | 1.6871 | 1.6741 | 1.6564 | 1.6337 | 1.6083 | 1.58 | 1.5488 | 1.5147 | 1.4777 | 1.491 | 1.493 | 1.4829 | 1.4604 | 1.4247
External Power Supplies | Other Family | Montana | 0 | 0.068925 | 0.13939 | 0.21108 | 0.28432 | 0.35919 | 0.43691 | 0.52046 | 0.61226 | 0.71407 | 0.82002 | 0.9309 | 1.0458 | 1.1704 | 1.2969 | 1.4165 | 1.5331 | 1.6537 | 1.7733 | 1.8917 | 2.1111 | 2.3824 | 2.5939 | 2.7213 | 2.7451 | 2.6538 | 2.6128 | 2.2464 | 1.9305 | 1.6775 | 1.4904 | 1.476 | 1.4638 | 1.454 | 1.4466 | 1.4422 | 1.4414 | 1.4369 | 1.4284 | 1.4159 | 1.399 | 1.3796 | 1.3577 | 1.3332 | 1.3061 | 1.2763 | 1.29 | 1.2939 | 1.2873 | 1.2699 | 1.2409
External Power Supplies | Other Family | Oregon | 0 | 0.15698 | 0.3227 | 0.50141 | 0.69489 | 0.90543 | 1.129 | 1.3708 | 1.6442 | 1.9524 | 2.2811 | 2.6163 | 2.9725 | 3.3416 | 3.708 | 4.0449 | 4.372 | 4.7095 | 5.0518 | 5.4036 | 6.051 | 6.8456 | 7.4561 | 7.823 | 7.8869 | 7.6136 | 7.4738 | 6.3978 | 5.4986 | 4.7709 | 4.2312 | 4.1823 | 4.1395 | 4.1042 | 4.0772 | 4.0581 | 4.0489 | 4.0292 | 3.9988 | 3.957 | 3.9035 | 3.8432 | 3.7759 | 3.7019 | 3.6209 | 3.5328 | 3.5652 | 3.5703 | 3.5468 | 3.4933 | 3.4084
External Power Supplies | Other Family | Washington | 0 | 0.20687 | 0.42537 | 0.65691 | 0.90228 | 1.1702 | 1.4525 | 1.7572 | 2.0905 | 2.4509 | 2.8321 | 3.2187 | 3.6269 | 4.0633 | 4.4881 | 4.8955 | 5.2932 | 5.6989 | 6.1116 | 6.5283 | 7.3013 | 8.2587 | 8.9925 | 9.4381 | 9.515 | 9.1814 | 9.0138 | 7.7157 | 6.6309 | 5.7533 | 5.1021 | 5.0427 | 4.991 | 4.9481 | 4.9154 | 4.8921 | 4.8808 | 4.8568 | 4.8199 | 4.7693 | 4.7046 | 4.6317 | 4.5504 | 4.461 | 4.3631 | 4.2569 | 4.2957 | 4.3017 | 4.2731 | 4.2084 | 4.106
|  | Regional Demand | 0 | 6.1277 | 12.4352 | 18.9506 | 25.7465 | 32.8446 | 40.0853 | 47.7491 | 55.8009 | 64.2816 | 72.9366 | 81.9313 | 91.1845 | 100.8254 | 110.615 | 120.3915 | 130.404 | 140.862 | 151.8596 | 163.4244 | 184.4853 | 210.2389 | 230.2702 | 242.2284 | 244.7505 | 236.9057 | 233.4038 | 200.8872 | 173.6283 | 152.0101 | 136.3935 | 136.4089 | 136.4932 | 136.6991 | 137.0899 | 137.6793 | 138.5195 | 138.9405 | 138.948 | 138.5365 | 137.6948 | 136.5834 | 135.1746 | 133.4549 | 131.4446 | 129.133 | 131.1937 | 132.211 | 132.1551 | 130.9654 | 128.584
Growth rate
| National Average | Stock Saturation | 0.49119 | 0.59516 | 0.6941 | 0.76531 | 0.82583 | 0.86095 | 0.87094 | 0.87541 | 0.87593 | 0.86009 | 0.83103 | 0.80573 | 0.79103 | 0.77256 | 0.78504 | 0.81612 | 0.86962 | 0.89727 | 0.95078 | 0.98 | 0.9811 | 0.9811 | 0.9811 | 0.9811 | 0.9811 | 0.98373 | 0.98 | 0.98 | 0.99 | 0.99 | 0.99595 | 0.99595 | 0.99595 | 0.99595 | 0.99595 | 1.0021 | 1.005 | 1.005 | 1.005 | 1.005 | 1.02 | 1.02 | 1.02 | 1.02 | 1.02 | 1.0188 | 1.02 | 1.03 | 1.03 | 1.04 | 1.04 | 0.0022273
Microwave | Saturation |  | 1985 | 1986 | 1987 | 1988 | 1989 | 1990 | 1991 | 1992 | 1993 | 1994 | 1995 | 1996 | 1997 | 1998 | 1999 | 2000 | 2001 | 2002 | 2003 | 2004 | 2005 | 2006 | 2007 | 2008 | 2009 | 2010 | 2011 | 2012 | 2013 | 2014 | 2015 | 2016 | 2017 | 2018 | 2019 | 2020 | 2021 | 2022 | 2023 | 2024 | 2025 | 2026 | 2027 | 2028 | 2029 | 2030 | 2031 | 2032 | 2033 | 2034 | 2035
Microwave | Single Family | Idaho | 0.5 | 0.54689 | 0.59378 | 0.64068 | 0.68757 | 0.73446 | 0.78135 | 0.82824 | 0.87513 | 0.87582 | 0.87651 | 0.8772 | 0.87789 | 0.87858 | 0.87927 | 0.87996 | 0.88065 | 0.88134 | 0.88203 | 0.88272 | 0.88341 | 0.88427 | 0.88513 | 0.88599 | 0.89371 | 0.8957 | 0.8977 | 0.8997 | 0.9017 | 0.90371 | 0.90572 | 0.90774 | 0.90976 | 0.91179 | 0.91382 | 0.91586 | 0.9179 | 0.91994 | 0.92199 | 0.92404 | 0.9261 | 0.92816 | 0.93023 | 0.9323 | 0.93438 | 0.93646 | 0.93855 | 0.94064 | 0.94273 | 0.94483 | 0.94694
Microwave | Single Family | Montana | 0.5 | 0.54689 | 0.59378 | 0.64068 | 0.68757 | 0.73446 | 0.78135 | 0.82824 | 0.87513 | 0.87582 | 0.87651 | 0.8772 | 0.87789 | 0.87858 | 0.87927 | 0.87996 | 0.88065 | 0.88134 | 0.88203 | 0.88272 | 0.88341 | 0.88427 | 0.88513 | 0.88599 | 0.89371 | 0.8957 | 0.8977 | 0.8997 | 0.9017 | 0.90371 | 0.90572 | 0.90774 | 0.90976 | 0.91179 | 0.91382 | 0.91586 | 0.9179 | 0.91994 | 0.92199 | 0.92404 | 0.9261 | 0.92816 | 0.93023 | 0.9323 | 0.93438 | 0.93646 | 0.93855 | 0.94064 | 0.94273 | 0.94483 | 0.94694
Microwave | Single Family | Oregon | 0.5 | 0.54689 | 0.59378 | 0.64068 | 0.68757 | 0.73446 | 0.78135 | 0.82824 | 0.87513 | 0.87582 | 0.87651 | 0.8772 | 0.87789 | 0.87858 | 0.87927 | 0.87996 | 0.88065 | 0.88134 | 0.88203 | 0.88272 | 0.88341 | 0.88427 | 0.88513 | 0.88599 | 0.89371 | 0.8957 | 0.8977 | 0.8997 | 0.9017 | 0.90371 | 0.90572 | 0.90774 | 0.90976 | 0.91179 | 0.91382 | 0.91586 | 0.9179 | 0.91994 | 0.92199 | 0.92404 | 0.9261 | 0.92816 | 0.93023 | 0.9323 | 0.93438 | 0.93646 | 0.93855 | 0.94064 | 0.94273 | 0.94483 | 0.94694
Microwave | Single Family | Washington | 0.5 | 0.54689 | 0.59378 | 0.64068 | 0.68757 | 0.73446 | 0.78135 | 0.82824 | 0.87513 | 0.87582 | 0.87651 | 0.8772 | 0.87789 | 0.87858 | 0.87927 | 0.87996 | 0.88065 | 0.88134 | 0.88203 | 0.88272 | 0.88341 | 0.88427 | 0.88513 | 0.88599 | 0.89371 | 0.8957 | 0.8977 | 0.8997 | 0.9017 | 0.90371 | 0.90572 | 0.90774 | 0.90976 | 0.91179 | 0.91382 | 0.91586 | 0.9179 | 0.91994 | 0.92199 | 0.92404 | 0.9261 | 0.92816 | 0.93023 | 0.9323 | 0.93438 | 0.93646 | 0.93855 | 0.94064 | 0.94273 | 0.94483 | 0.94694
Microwave | Multi Family | Idaho | 0.3 | 0.34737 | 0.39475 | 0.44212 | 0.4895 | 0.53687 | 0.58425 | 0.63163 | 0.679 | 0.68369 | 0.68838 | 0.69307 | 0.69776 | 0.70246 | 0.70715 | 0.71184 | 0.71653 | 0.72122 | 0.72591 | 0.7306 | 0.73529 | 0.74039 | 0.74548 | 0.75057 | 0.79641 | 0.79818 | 0.79996 | 0.80174 | 0.80353 | 0.80532 | 0.80711 | 0.80891 | 0.81071 | 0.81251 | 0.81432 | 0.81614 | 0.81796 | 0.81978 | 0.8216 | 0.82343 | 0.82527 | 0.82711 | 0.82895 | 0.83079 | 0.83264 | 0.8345 | 0.83636 | 0.83822 | 0.84009 | 0.84196 | 0.84383
Microwave | Multi Family | Montana | 0.3 | 0.34737 | 0.39475 | 0.44212 | 0.4895 | 0.53687 | 0.58425 | 0.63163 | 0.679 | 0.68369 | 0.68838 | 0.69307 | 0.69776 | 0.70246 | 0.70715 | 0.71184 | 0.71653 | 0.72122 | 0.72591 | 0.7306 | 0.73529 | 0.74039 | 0.74548 | 0.75057 | 0.79641 | 0.79818 | 0.79996 | 0.80174 | 0.80353 | 0.80532 | 0.80711 | 0.80891 | 0.81071 | 0.81251 | 0.81432 | 0.81614 | 0.81796 | 0.81978 | 0.8216 | 0.82343 | 0.82527 | 0.82711 | 0.82895 | 0.83079 | 0.83264 | 0.8345 | 0.83636 | 0.83822 | 0.84009 | 0.84196 | 0.84383
Microwave | Multi Family | Oregon | 0.3 | 0.34737 | 0.39475 | 0.44212 | 0.4895 | 0.53687 | 0.58425 | 0.63163 | 0.679 | 0.68369 | 0.68838 | 0.69307 | 0.69776 | 0.70246 | 0.70715 | 0.71184 | 0.71653 | 0.72122 | 0.72591 | 0.7306 | 0.73529 | 0.74039 | 0.74548 | 0.75057 | 0.79641 | 0.79818 | 0.79996 | 0.80174 | 0.80353 | 0.80532 | 0.80711 | 0.80891 | 0.81071 | 0.81251 | 0.81432 | 0.81614 | 0.81796 | 0.81978 | 0.8216 | 0.82343 | 0.82527 | 0.82711 | 0.82895 | 0.83079 | 0.83264 | 0.8345 | 0.83636 | 0.83822 | 0.84009 | 0.84196 | 0.84383
Microwave | Multi Family | Washington | 0.3 | 0.34737 | 0.39475 | 0.44212 | 0.4895 | 0.53687 | 0.58425 | 0.63163 | 0.679 | 0.68369 | 0.68838 | 0.69307 | 0.69776 | 0.70246 | 0.70715 | 0.71184 | 0.71653 | 0.72122 | 0.72591 | 0.7306 | 0.73529 | 0.74039 | 0.74548 | 0.75057 | 0.79641 | 0.79818 | 0.79996 | 0.80174 | 0.80353 | 0.80532 | 0.80711 | 0.80891 | 0.81071 | 0.81251 | 0.81432 | 0.81614 | 0.81796 | 0.81978 | 0.8216 | 0.82343 | 0.82527 | 0.82711 | 0.82895 | 0.83079 | 0.83264 | 0.8345 | 0.83636 | 0.83822 | 0.84009 | 0.84196 | 0.84383
Microwave | Other Family | Idaho | 0.5 | 0.545 | 0.59 | 0.635 | 0.68 | 0.725 | 0.77 | 0.815 | 0.86 | 0.86431 | 0.86863 | 0.87294 | 0.87725 | 0.88157 | 0.88588 | 0.8902 | 0.89451 | 0.89882 | 0.90314 | 0.90745 | 0.91176 | 0.91066 | 0.90956 | 0.90846 | 0.89855 | 0.90055 | 0.90256 | 0.90457 | 0.90658 | 0.9086 | 0.91063 | 0.91265 | 0.91469 | 0.91672 | 0.91877 | 0.92081 | 0.92286 | 0.92492 | 0.92698 | 0.92904 | 0.93111 | 0.93319 | 0.93526 | 0.93735 | 0.93944 | 0.94153 | 0.94362 | 0.94573 | 0.94783 | 0.94994 | 0.95206
Microwave | Other Family | Montana | 0.5 | 0.545 | 0.59 | 0.635 | 0.68 | 0.725 | 0.77 | 0.815 | 0.86 | 0.86431 | 0.86863 | 0.87294 | 0.87725 | 0.88157 | 0.88588 | 0.8902 | 0.89451 | 0.89882 | 0.90314 | 0.90745 | 0.91176 | 0.91066 | 0.90956 | 0.90846 | 0.89855 | 0.90055 | 0.90256 | 0.90457 | 0.90658 | 0.9086 | 0.91063 | 0.91265 | 0.91469 | 0.91672 | 0.91877 | 0.92081 | 0.92286 | 0.92492 | 0.92698 | 0.92904 | 0.93111 | 0.93319 | 0.93526 | 0.93735 | 0.93944 | 0.94153 | 0.94362 | 0.94573 | 0.94783 | 0.94994 | 0.95206
Microwave | Other Family | Oregon | 0.5 | 0.545 | 0.59 | 0.635 | 0.68 | 0.725 | 0.77 | 0.815 | 0.86 | 0.86431 | 0.86863 | 0.87294 | 0.87725 | 0.88157 | 0.88588 | 0.8902 | 0.89451 | 0.89882 | 0.90314 | 0.90745 | 0.91176 | 0.91066 | 0.90956 | 0.90846 | 0.89855 | 0.90055 | 0.90256 | 0.90457 | 0.90658 | 0.9086 | 0.91063 | 0.91265 | 0.91469 | 0.91672 | 0.91877 | 0.92081 | 0.92286 | 0.92492 | 0.92698 | 0.92904 | 0.93111 | 0.93319 | 0.93526 | 0.93735 | 0.93944 | 0.94153 | 0.94362 | 0.94573 | 0.94783 | 0.94994 | 0.95206
Microwave | Other Family | Washington | 0.5 | 0.545 | 0.59 | 0.635 | 0.68 | 0.725 | 0.77 | 0.815 | 0.86 | 0.86431 | 0.86863 | 0.87294 | 0.87725 | 0.88157 | 0.88588 | 0.8902 | 0.89451 | 0.89882 | 0.90314 | 0.90745 | 0.91176 | 0.91066 | 0.90956 | 0.90846 | 0.89855 | 0.90055 | 0.90256 | 0.90457 | 0.90658 | 0.9086 | 0.91063 | 0.91265 | 0.91469 | 0.91672 | 0.91877 | 0.92081 | 0.92286 | 0.92492 | 0.92698 | 0.92904 | 0.93111 | 0.93319 | 0.93526 | 0.93735 | 0.93944 | 0.94153 | 0.94362 | 0.94573 | 0.94783 | 0.94994 | 0.95206
Microwave
Life | 10 | Marginal EUI | 131 | 131 | 131 | 131 | 131 | 131 | 130.4851 | 129.6382 | 128.8265 | 128.0486 | 127.3032 | 126.5888 | 125.9042 | 125.2481 | 124.6193 | 124.0168 | 123.4393 | 122.886 | 122.3556 | 121.8474 | 121.3603 | 120.8936 | 120.4463 | 120.0176 | 119.6068 | 119.2131 | 118.8358 | 119.158 | 110.158 | 110.158 | 110.158 | 110.158 | 110.158 | 110.158 | 110.158 | 110.158 | 110.158 | 110.158 | 110.158 | 110.158 | 110.158 | 110.158 | 110.158 | 110.158 | 110.158 | 110.158 | 110.158 | 110.158 | 110.158 | 110.158 | 110.158
Microwave | National Average | Stock average EUI | 131 | 131 | 131 | 131 | 131 | 131 | 130.4851 | 129.6382 | 128.8265 | 128.0486 | 127.3032 | 126.5888 | 125.9042 | 125.2481 | 124.6193 | 124.0168 | 123.4393 | 122.886 | 122.3556 | 121.8474 | 121.3603 | 120.8936 | 120.4463 | 120.0176 | 119.6068 | 119.2131 | 118.8358 | 119.158 | 119.3519 | 118.2541 | 117.2021 | 116.1938 | 115.2276 | 114.3017 | 113.4143 | 112.564 | 111.749 | 110.968 | 110.158 | 110.158 | 110.158 | 110.158 | 110.158 | 110.158 | 110.158 | 110.158 | 110.158 | 110.158 | 110.158 | 110.158 | 110.158
Microwave | EUI | Area | 1985 | 1986 | 1987 | 1988 | 1989 | 1990 | 1991 | 1992 | 1993 | 1994 | 1995 | 1996 | 1997 | 1998 | 1999 | 2000 | 2001 | 2002 | 2003 | 2004 | 2005 | 2006 | 2007 | 2008 | 2009 | 2010 | 2011 | 2012 | 2013 | 2014 | 2015 | 2016 | 2017 | 2018 | 2019 | 2020 | 2021 | 2022 | 2023 | 2024 | 2025 | 2026 | 2027 | 2028 | 2029 | 2030 | 2031 | 2032 | 2033 | 2034 | 2035
Microwave | Single Family | Idaho | 131 | 131 | 131 | 131 | 131 | 131 | 130.4851 | 129.6382 | 128.8265 | 128.0486 | 127.3032 | 126.5888 | 125.9042 | 125.2481 | 124.6193 | 124.0168 | 123.4393 | 122.886 | 122.3556 | 121.8474 | 121.3603 | 120.8936 | 120.4463 | 120.0176 | 119.6068 | 119.2131 | 118.8358 | 119.158 | 119.3519 | 118.2541 | 117.2021 | 116.1938 | 115.2276 | 114.3017 | 113.4143 | 112.564 | 111.749 | 110.968 | 110.158 | 110.158 | 110.158 | 110.158 | 110.158 | 110.158 | 110.158 | 110.158 | 110.158 | 110.158 | 110.158 | 110.158 | 110.158
Microwave | Single Family | Montana | 131 | 131 | 131 | 131 | 131 | 131 | 130.4851 | 129.6382 | 128.8265 | 128.0486 | 127.3032 | 126.5888 | 125.9042 | 125.2481 | 124.6193 | 124.0168 | 123.4393 | 122.886 | 122.3556 | 121.8474 | 121.3603 | 120.8936 | 120.4463 | 120.0176 | 119.6068 | 119.2131 | 118.8358 | 119.158 | 119.3519 | 118.2541 | 117.2021 | 116.1938 | 115.2276 | 114.3017 | 113.4143 | 112.564 | 111.749 | 110.968 | 110.158 | 110.158 | 110.158 | 110.158 | 110.158 | 110.158 | 110.158 | 110.158 | 110.158 | 110.158 | 110.158 | 110.158 | 110.158
Microwave | Single Family | Oregon | 131 | 131 | 131 | 131 | 131 | 131 | 130.4851 | 129.6382 | 128.8265 | 128.0486 | 127.3032 | 126.5888 | 125.9042 | 125.2481 | 124.6193 | 124.0168 | 123.4393 | 122.886 | 122.3556 | 121.8474 | 121.3603 | 120.8936 | 120.4463 | 120.0176 | 119.6068 | 119.2131 | 118.8358 | 119.158 | 119.3519 | 118.2541 | 117.2021 | 116.1938 | 115.2276 | 114.3017 | 113.4143 | 112.564 | 111.749 | 110.968 | 110.158 | 110.158 | 110.158 | 110.158 | 110.158 | 110.158 | 110.158 | 110.158 | 110.158 | 110.158 | 110.158 | 110.158 | 110.158
Microwave | Single Family | Washington | 131 | 131 | 131 | 131 | 131 | 131 | 130.4851 | 129.6382 | 128.8265 | 128.0486 | 127.3032 | 126.5888 | 125.9042 | 125.2481 | 124.6193 | 124.0168 | 123.4393 | 122.886 | 122.3556 | 121.8474 | 121.3603 | 120.8936 | 120.4463 | 120.0176 | 119.6068 | 119.2131 | 118.8358 | 119.158 | 119.3519 | 118.2541 | 117.2021 | 116.1938 | 115.2276 | 114.3017 | 113.4143 | 112.564 | 111.749 | 110.968 | 110.158 | 110.158 | 110.158 | 110.158 | 110.158 | 110.158 | 110.158 | 110.158 | 110.158 | 110.158 | 110.158 | 110.158 | 110.158
Microwave | Multi Family | Idaho | 131 | 131 | 131 | 131 | 131 | 131 | 130.4851 | 129.6382 | 128.8265 | 128.0486 | 127.3032 | 126.5888 | 125.9042 | 125.2481 | 124.6193 | 124.0168 | 123.4393 | 122.886 | 122.3556 | 121.8474 | 121.3603 | 120.8936 | 120.4463 | 120.0176 | 119.6068 | 119.2131 | 118.8358 | 119.158 | 119.3519 | 118.2541 | 117.2021 | 116.1938 | 115.2276 | 114.3017 | 113.4143 | 112.564 | 111.749 | 110.968 | 110.158 | 110.158 | 110.158 | 110.158 | 110.158 | 110.158 | 110.158 | 110.158 | 110.158 | 110.158 | 110.158 | 110.158 | 110.158
Microwave | Multi Family | Montana | 131 | 131 | 131 | 131 | 131 | 131 | 130.4851 | 129.6382 | 128.8265 | 128.0486 | 127.3032 | 126.5888 | 125.9042 | 125.2481 | 124.6193 | 124.0168 | 123.4393 | 122.886 | 122.3556 | 121.8474 | 121.3603 | 120.8936 | 120.4463 | 120.0176 | 119.6068 | 119.2131 | 118.8358 | 119.158 | 119.3519 | 118.2541 | 117.2021 | 116.1938 | 115.2276 | 114.3017 | 113.4143 | 112.564 | 111.749 | 110.968 | 110.158 | 110.158 | 110.158 | 110.158 | 110.158 | 110.158 | 110.158 | 110.158 | 110.158 | 110.158 | 110.158 | 110.158 | 110.158
Microwave | Multi Family | Oregon | 131 | 131 | 131 | 131 | 131 | 131 | 130.4851 | 129.6382 | 128.8265 | 128.0486 | 127.3032 | 126.5888 | 125.9042 | 125.2481 | 124.6193 | 124.0168 | 123.4393 | 122.886 | 122.3556 | 121.8474 | 121.3603 | 120.8936 | 120.4463 | 120.0176 | 119.6068 | 119.2131 | 118.8358 | 119.158 | 119.3519 | 118.2541 | 117.2021 | 116.1938 | 115.2276 | 114.3017 | 113.4143 | 112.564 | 111.749 | 110.968 | 110.158 | 110.158 | 110.158 | 110.158 | 110.158 | 110.158 | 110.158 | 110.158 | 110.158 | 110.158 | 110.158 | 110.158 | 110.158
Microwave | Multi Family | Washington | 131 | 131 | 131 | 131 | 131 | 131 | 130.4851 | 129.6382 | 128.8265 | 128.0486 | 127.3032 | 126.5888 | 125.9042 | 125.2481 | 124.6193 | 124.0168 | 123.4393 | 122.886 | 122.3556 | 121.8474 | 121.3603 | 120.8936 | 120.4463 | 120.0176 | 119.6068 | 119.2131 | 118.8358 | 119.158 | 119.3519 | 118.2541 | 117.2021 | 116.1938 | 115.2276 | 114.3017 | 113.4143 | 112.564 | 111.749 | 110.968 | 110.158 | 110.158 | 110.158 | 110.158 | 110.158 | 110.158 | 110.158 | 110.158 | 110.158 | 110.158 | 110.158 | 110.158 | 110.158
Microwave | Other Family | Idaho | 131 | 131 | 131 | 131 | 131 | 131 | 130.4851 | 129.6382 | 128.8265 | 128.0486 | 127.3032 | 126.5888 | 125.9042 | 125.2481 | 124.6193 | 124.0168 | 123.4393 | 122.886 | 122.3556 | 121.8474 | 121.3603 | 120.8936 | 120.4463 | 120.0176 | 119.6068 | 119.2131 | 118.8358 | 119.158 | 119.3519 | 118.2541 | 117.2021 | 116.1938 | 115.2276 | 114.3017 | 113.4143 | 112.564 | 111.749 | 110.968 | 110.158 | 110.158 | 110.158 | 110.158 | 110.158 | 110.158 | 110.158 | 110.158 | 110.158 | 110.158 | 110.158 | 110.158 | 110.158
Microwave | Other Family | Montana | 131 | 131 | 131 | 131 | 131 | 131 | 130.4851 | 129.6382 | 128.8265 | 128.0486 | 127.3032 | 126.5888 | 125.9042 | 125.2481 | 124.6193 | 124.0168 | 123.4393 | 122.886 | 122.3556 | 121.8474 | 121.3603 | 120.8936 | 120.4463 | 120.0176 | 119.6068 | 119.2131 | 118.8358 | 119.158 | 119.3519 | 118.2541 | 117.2021 | 116.1938 | 115.2276 | 114.3017 | 113.4143 | 112.564 | 111.749 | 110.968 | 110.158 | 110.158 | 110.158 | 110.158 | 110.158 | 110.158 | 110.158 | 110.158 | 110.158 | 110.158 | 110.158 | 110.158 | 110.158
Microwave | Other Family | Oregon | 131 | 131 | 131 | 131 | 131 | 131 | 130.4851 | 129.6382 | 128.8265 | 128.0486 | 127.3032 | 126.5888 | 125.9042 | 125.2481 | 124.6193 | 124.0168 | 123.4393 | 122.886 | 122.3556 | 121.8474 | 121.3603 | 120.8936 | 120.4463 | 120.0176 | 119.6068 | 119.2131 | 118.8358 | 119.158 | 119.3519 | 118.2541 | 117.2021 | 116.1938 | 115.2276 | 114.3017 | 113.4143 | 112.564 | 111.749 | 110.968 | 110.158 | 110.158 | 110.158 | 110.158 | 110.158 | 110.158 | 110.158 | 110.158 | 110.158 | 110.158 | 110.158 | 110.158 | 110.158
Microwave | Other Family | Washington | 131 | 131 | 131 | 131 | 131 | 131 | 130.4851 | 129.6382 | 128.8265 | 128.0486 | 127.3032 | 126.5888 | 125.9042 | 125.2481 | 124.6193 | 124.0168 | 123.4393 | 122.886 | 122.3556 | 121.8474 | 121.3603 | 120.8936 | 120.4463 | 120.0176 | 119.6068 | 119.2131 | 118.8358 | 119.158 | 119.3519 | 118.2541 | 117.2021 | 116.1938 | 115.2276 | 114.3017 | 113.4143 | 112.564 | 111.749 | 110.968 | 110.158 | 110.158 | 110.158 | 110.158 | 110.158 | 110.158 | 110.158 | 110.158 | 110.158 | 110.158 | 110.158 | 110.158 | 110.158
Microwave | XDMD | GWh | 1985 | 1986 | 1987 | 1988 | 1989 | 1990 | 1991 | 1992 | 1993 | 1994 | 1995 | 1996 | 1997 | 1998 | 1999 | 2000 | 2001 | 2002 | 2003 | 2004 | 2005 | 2006 | 2007 | 2008 | 2009 | 2010 | 2011 | 2012 | 2013 | 2014 | 2015 | 2016 | 2017 | 2018 | 2019 | 2020 | 2021 | 2022 | 2023 | 2024 | 2025 | 2026 | 2027 | 2028 | 2029 | 2030 | 2031 | 2032 | 2033 | 2034 | 2035
Microwave | Single Family | Idaho | 19.8038 | 21.8665 | 23.9508 | 26.0783 | 28.3055 | 30.6933 | 33.1163 | 35.7835 | 38.6462 | 39.578 | 40.3588 | 41.223 | 42.0389 | 43.0164 | 43.9895 | 44.8621 | 45.7146 | 46.7075 | 47.9428 | 49.4047 | 51.2584 | 52.762 | 53.651 | 54.1526 | 54.9014 | 55.2376 | 55.5317 | 56.4019 | 57.3075 | 57.8098 | 58.5248 | 59.2669 | 59.9921 | 60.6895 | 61.3965 | 62.0957 | 62.7749 | 63.4575 | 64.123 | 65.28 | 66.4752 | 67.6896 | 68.9243 | 70.1693 | 71.4373 | 72.713 | 73.9891 | 75.2462 | 76.5212 | 77.8157 | 79.1414
Microwave | Single Family | Montana | 16.465 | 18.0789 | 19.6932 | 21.3097 | 22.9322 | 24.5852 | 26.1896 | 27.8447 | 29.5302 | 29.701 | 29.8173 | 29.9032 | 29.9819 | 30.0677 | 30.17 | 30.2681 | 30.395 | 30.5743 | 30.8049 | 31.1815 | 31.5518 | 31.9257 | 32.2503 | 32.445 | 32.8117 | 32.9548 | 33.0861 | 33.4823 | 33.8531 | 33.8975 | 34.0255 | 34.1699 | 34.3097 | 34.4408 | 34.5563 | 34.6674 | 34.7751 | 34.8831 | 34.9759 | 35.3238 | 35.671 | 36.015 | 36.3591 | 36.7015 | 37.0469 | 37.3912 | 37.7345 | 38.072 | 38.411 | 38.7522 | 39.098
Microwave | Single Family | Oregon | 55.9392 | 61.6845 | 67.6117 | 73.7316 | 80.1562 | 86.9313 | 93.3829 | 99.9452 | 106.8326 | 108.2336 | 109.5177 | 110.9885 | 112.3469 | 113.777 | 115.1232 | 116.3454 | 117.6298 | 119.0806 | 120.6756 | 122.4792 | 124.5886 | 126.409 | 127.705 | 128.242 | 129.4868 | 129.9142 | 130.3282 | 131.7002 | 133.1688 | 133.6273 | 134.5781 | 135.6019 | 136.5722 | 137.5087 | 138.4361 | 139.3463 | 140.2092 | 141.0575 | 141.8409 | 143.6798 | 145.5736 | 147.4788 | 149.3678 | 151.2099 | 153.057 | 154.9245 | 156.7837 | 158.5866 | 160.3935 | 162.229 | 164.1099
Microwave | Single Family | Washington | 88.1097 | 97.7502 | 107.7557 | 118.1143 | 129.1634 | 140.8139 | 151.7904 | 163.38 | 175.3361 | 178.2686 | 180.5316 | 182.8421 | 185.1847 | 187.6342 | 189.918 | 191.9144 | 194.0028 | 196.5443 | 199.5446 | 202.7783 | 206.4403 | 209.7997 | 212.4646 | 213.9151 | 216.4735 | 217.8299 | 219.0945 | 221.9983 | 225.3041 | 226.7569 | 228.7721 | 230.9241 | 232.86 | 234.5957 | 236.2184 | 237.7213 | 239.0768 | 240.354 | 241.4941 | 244.3587 | 247.2002 | 250.0221 | 252.8095 | 255.5617 | 258.3327 | 261.1128 | 263.8712 | 266.5451 | 269.2201 | 271.9223 | 274.6698
Microwave | Multi Family | Idaho | 1.3855 | 1.645 | 1.898 | 2.1461 | 2.4329 | 2.7375 | 3.0289 | 3.3718 | 3.7798 | 4.011 | 4.1783 | 4.3227 | 4.4325 | 4.5357 | 4.6633 | 4.7638 | 4.9093 | 5.075 | 5.2509 | 5.4183 | 5.5729 | 5.7356 | 5.8895 | 5.9702 | 6.3573 | 6.384 | 6.4405 | 6.5489 | 6.7222 | 6.8735 | 7.0431 | 7.2195 | 7.3999 | 7.5901 | 7.7737 | 7.9331 | 8.0823 | 8.2278 | 8.3675 | 8.5671 | 8.7683 | 8.9745 | 9.1802 | 9.3883 | 9.5997 | 9.8136 | 10.0298 | 10.2482 | 10.4689 | 10.6928 | 10.9218
Microwave | Multi Family | Montana | 1.4068 | 1.6518 | 1.8852 | 2.1267 | 2.3623 | 2.6117 | 2.8674 | 3.103 | 3.3597 | 3.4327 | 3.5192 | 3.6255 | 3.705 | 3.7816 | 3.8537 | 3.9247 | 3.9923 | 4.0992 | 4.1954 | 4.2918 | 4.3915 | 4.4801 | 4.5624 | 4.6128 | 4.896 | 4.9317 | 4.9905 | 5.1109 | 5.2746 | 5.4185 | 5.5637 | 5.7052 | 5.8363 | 5.9592 | 6.0765 | 6.187 | 6.2949 | 6.4043 | 6.5135 | 6.6703 | 6.8282 | 6.9892 | 7.1452 | 7.3003 | 7.4576 | 7.6185 | 7.7835 | 7.9495 | 8.1187 | 8.2889 | 8.4615
Microwave | Multi Family | Oregon | 6.8773 | 8.1206 | 9.423 | 10.7945 | 12.6009 | 14.4366 | 15.939 | 17.43 | 18.9708 | 19.56 | 20.347 | 21.3004 | 22.1422 | 22.8749 | 23.4177 | 23.768 | 24.1704 | 24.5658 | 25.0689 | 25.5863 | 26.0734 | 26.6626 | 27.1175 | 27.498 | 29.219 | 29.3002 | 29.5204 | 30.0021 | 30.5964 | 31.0194 | 31.4805 | 31.8949 | 32.3039 | 32.7721 | 33.3246 | 33.9246 | 34.5782 | 35.2109 | 35.7682 | 36.5571 | 37.3381 | 38.1274 | 38.8983 | 39.6463 | 40.361 | 41.0506 | 41.7263 | 42.3855 | 43.0279 | 43.6411 | 44.249
Microwave | Multi Family | Washington | 13.0366 | 15.8161 | 18.8205 | 22.2446 | 25.9085 | 29.72 | 32.8847 | 36.021 | 39.2106 | 40.1352 | 41.1019 | 42.2012 | 43.301 | 44.5617 | 45.7668 | 46.8493 | 47.8844 | 48.689 | 49.4964 | 50.3943 | 51.3704 | 52.4711 | 53.6802 | 54.6928 | 58.1733 | 58.5123 | 59.0702 | 60.2473 | 61.6371 | 62.55 | 63.572 | 64.567 | 65.5719 | 66.6064 | 67.6152 | 68.5366 | 69.3872 | 70.2216 | 71.026 | 72.3863 | 73.7972 | 75.2877 | 76.7914 | 78.3211 | 79.8873 | 81.4767 | 83.0875 | 84.6832 | 86.2706 | 87.8534 | 89.4516
Microwave | Other Family | Idaho | 3.1636 | 3.5081 | 3.8446 | 4.1854 | 4.5446 | 4.9232 | 5.3177 | 5.7711 | 6.3595 | 6.7636 | 7.108 | 7.3944 | 7.6817 | 8.0083 | 8.2657 | 8.4112 | 8.5228 | 8.6406 | 8.7314 | 8.8212 | 8.916 | 8.9645 | 8.9995 | 9.0139 | 8.9144 | 8.9353 | 8.9551 | 9.0228 | 9.0867 | 9.056 | 9.0241 | 8.9948 | 8.9678 | 8.9434 | 8.9222 | 8.9035 | 8.8864 | 8.8716 | 8.854 | 8.9014 | 8.949 | 8.9967 | 9.0446 | 9.0926 | 9.1408 | 9.1892 | 9.2378 | 9.2865 | 9.3354 | 9.3845 | 9.4337
Microwave | Other Family | Montana | 2.9634 | 3.2777 | 3.5881 | 3.8985 | 4.2175 | 4.5446 | 4.8733 | 5.2325 | 5.6478 | 5.8489 | 6.0398 | 6.229 | 6.4116 | 6.6215 | 6.8121 | 6.9441 | 7.0471 | 7.1567 | 7.2514 | 7.3328 | 7.4092 | 7.439 | 7.4675 | 7.4795 | 7.4038 | 7.4308 | 7.4625 | 7.5498 | 7.6123 | 7.5983 | 7.5852 | 7.5752 | 7.5679 | 7.5627 | 7.5578 | 7.5554 | 7.5548 | 7.5561 | 7.5549 | 7.6089 | 7.663 | 7.7174 | 7.772 | 7.8269 | 7.8819 | 7.9371 | 7.9926 | 8.0482 | 8.1041 | 8.1601 | 8.2164
Microwave | Other Family | Oregon | 6.6985 | 7.4653 | 8.3067 | 9.2607 | 10.3077 | 11.4557 | 12.5932 | 13.7818 | 15.1667 | 15.9915 | 16.8016 | 17.5068 | 18.2235 | 18.9048 | 19.4762 | 19.8296 | 20.097 | 20.3814 | 20.6577 | 20.9457 | 21.2372 | 21.3755 | 21.4648 | 21.5018 | 21.2715 | 21.3182 | 21.3458 | 21.5023 | 21.6814 | 21.6095 | 21.5346 | 21.4649 | 21.4013 | 21.3471 | 21.3021 | 21.2595 | 21.2211 | 21.1882 | 21.1489 | 21.2652 | 21.382 | 21.4986 | 21.6157 | 21.7332 | 21.8513 | 21.9698 | 22.0887 | 22.208 | 22.3277 | 22.4478 | 22.5684
Microwave | Other Family | Washington | 8.7275 | 9.8378 | 10.9494 | 12.1326 | 13.3841 | 14.8059 | 16.201 | 17.6666 | 19.2841 | 20.0753 | 20.86 | 21.5373 | 22.2357 | 22.9876 | 23.5735 | 23.9991 | 24.3312 | 24.6629 | 24.9912 | 25.3054 | 25.6254 | 25.788 | 25.8876 | 25.9409 | 25.6624 | 25.7081 | 25.7442 | 25.9318 | 26.1463 | 26.0592 | 25.9669 | 25.8808 | 25.8034 | 25.7368 | 25.6813 | 25.6287 | 25.5811 | 25.5402 | 25.4916 | 25.6306 | 25.7701 | 25.9095 | 26.0493 | 26.1898 | 26.3309 | 26.4725 | 26.6146 | 26.757 | 26.9 | 27.0436 | 27.1876
|  | Regional Demand | 224.577 | 250.7025 | 277.7269 | 306.023 | 336.3159 | 368.2591 | 398.1841 | 429.3311 | 462.1241 | 471.5995 | 480.1811 | 489.0743 | 497.6856 | 506.7713 | 515.0297 | 521.88 | 528.6967 | 536.1773 | 544.6113 | 553.9396 | 564.435 | 573.8129 | 581.14 | 585.4649 | 595.5712 | 598.457 | 601.5695 | 609.4988 | 618.3907 | 622.2759 | 627.6706 | 633.265 | 638.5863 | 643.7525 | 648.8609 | 653.7591 | 658.4222 | 662.9729 | 667.1586 | 676.2291 | 685.416 | 694.7066 | 703.9575 | 713.1408 | 722.3845 | 731.6696 | 740.9392 | 750.016 | 759.0993 | 768.2314 | 777.5091
|  | Regional Demand Mwa | 25.6366 | 28.619 | 31.704 | 34.9341 | 38.3922 | 42.0387 | 45.4548 | 49.0104 | 52.7539 | 53.8356 | 54.8152 | 55.8304 | 56.8134 | 57.8506 | 58.7933 | 59.5753 | 60.3535 | 61.2075 | 62.1702 | 63.2351 | 64.4332 | 65.5038 | 66.3402 | 66.8339 | 67.9876 | 68.317 | 68.6723 | 69.5775 | 70.5925 | 71.0361 | 71.6519 | 72.2905 | 72.898 | 73.4877 | 74.0709 | 74.63 | 75.1624 | 75.6818 | 76.1597 | 77.1951 | 78.2438 | 79.3044 | 80.3604 | 81.4088 | 82.464 | 83.5239 | 84.5821 | 85.6183 | 86.6552 | 87.6976 | 88.7567
|  | MELS GWH | 1985 | 1986 | 1987 | 1988 | 1989 | 1990 | 1991 | 1992 | 1993 | 1994 | 1995 | 1996 | 1997 | 1998 | 1999 | 2000 | 2001 | 2002 | 2003 | 2004 | 2005 | 2006 | 2007 | 2008 | 2009 | 2010 | 2011 | 2012 | 2013 | 2014 | 2015 | 2016 | 2017 | 2018 | 2019 | 2020 | 2021 | 2022 | 2023 | 2024 | 2025 | 2026 | 2027 | 2028 | 2029 | 2030 | 2031 | 2032 | 2033 | 2034 | 2035
|  | Color TV | 749.8376 | 789.8164 | 831.1522 | 874.8476 | 922.6381 | 973.3642 | 1021.7268 | 1075.6082 | 1114.1233 | 1155.7211 | 1195.4584 | 1223.1915 | 1238.0285 | 1293.3143 | 1344.1237 | 1393.4485 | 1444.7918 | 1500.4092 | 1561.2735 | 1627.4775 | 1750.784 | 1924.7517 | 2088.9444 | 2206.552 | 2287.6053 | 2365.857 | 2416.9455 | 2495.6734 | 2082.1728 | 2024.6464 | 1912.8585 | 1762.1861 | 1631.0912 | 1521.3979 | 1410.6031 | 1316.3461 | 1241.3016 | 1186.6343 | 1153.6071 | 1143.4014 | 1134.1884 | 1125.9792 | 1118.6197 | 1112.1264 | 1106.763 | 1100.9356 | 1095.6755 | 1090.6301 | 1086.1449 | 1082.3157 | 1079.3067
|  | Set top box | 0 | 0 | 0 | 0 | 0 | 0 | 0 | 0 | 0 | 0 | 0 | 0 | 0 | 103.5542 | 211.0528 | 374.3531 | 484.4282 | 546.1544 | 658.2862 | 815.0163 | 983.7531 | 1142.9946 | 1025.898 | 908.6586 | 1186.7177 | 1436.5797 | 1437.5281 | 1359.2491 | 1286.3263 | 1251.2837 | 1258.6614 | 1269.8931 | 1272.7712 | 1283.0896 | 1302.3707 | 1325.5723 | 1349.3261 | 1374.0567 | 1400.2107 | 1428.1913 | 1466.0691 | 1504.4008 | 1542.8778 | 1581.3789 | 1620.1536 | 1659.1197 | 1704.4371 | 1756.4617 | 1816.4899 | 1885.5369 | 1964.377
|  | Desktop computer | 18.6872 | 20.7945 | 22.9657 | 25.2078 | 27.577 | 28.0642 | 30.1253 | 80.0321 | 102.485 | 126.0403 | 150.2736 | 175.5803 | 201.7464 | 229.051 | 256.9821 | 297.9283 | 380.6889 | 509.0333 | 693.4391 | 945.1363 | 1257.2666 | 1560.8355 | 1853.5622 | 2122.2793 | 2360.7496 | 2569.2799 | 2771.1712 | 2787.3397 | 2779.3878 | 2727.8589 | 2629.6005 | 2486.8776 | 2352.4676 | 2227.2398 | 2112.1412 | 2007.1976 | 1907.6047 | 1812.0076 | 1720.9835 | 1634.8566 | 1553.85 | 1472.3666 | 1390.2475 | 1307.5052 | 1224.4825 | 1141.1879 | 1051.081 | 956.6837 | 858.4519 | 756.5533 | 680.3461
|  | Computer Monitors | 36.7498 | 54.8059 | 73.4276 | 92.7014 | 115.7021 | 136.5837 | 157.5711 | 184.1104 | 207.2715 | 232.9058 | 258.9352 | 285.9692 | 313.772 | 342.7818 | 372.1582 | 401.3579 | 431.2198 | 462.4795 | 495.4118 | 530.065 | 566.9219 | 603.7098 | 638.969 | 672.7925 | 705.0218 | 739.3066 | 774.0992 | 766.2087 | 728.4078 | 692.3895 | 655.9769 | 589.536 | 561.8296 | 533.5436 | 504.8531 | 475.7251 | 476.2652 | 476.5907 | 476.8041 | 476.9661 | 477.1214 | 477.2414 | 477.2596 | 477.1534 | 477.0181 | 476.8405 | 476.5771 | 476.1201 | 475.6127 | 475.0883 | 474.5965
|  | Lap-top Computers | 0 | 0 | 0 | 0 | 0 | 0 | 0 | 0 | 0 | 0 | 0 | 0 | 0 | 0 | 0 | 0 | 36.9746 | 45.1325 | 53.3838 | 61.7493 | 72.7441 | 86.3752 | 97.3352 | 104.4706 | 107.1326 | 151.0636 | 195.4706 | 288.5859 | 302.8605 | 322.6556 | 315.7709 | 308.3497 | 301.1094 | 294.2446 | 287.9847 | 282.4587 | 276.9802 | 271.7065 | 266.7946 | 262.3824 | 258.6068 | 254.0462 | 248.6099 | 242.2304 | 234.8968 | 226.5381 | 218.4674 | 210.739 | 203.5298 | 196.9727 | 193.9476
|  | Game Consoles | 3.2605 | 5.1994 | 7.2021 | 9.285 | 11.4787 | 13.7801 | 16.1044 | 18.5733 | 21.1761 | 23.9351 | 26.7523 | 26.8387 | 28.3349 | 29.1147 | 29.3345 | 30.0528 | 31.2754 | 33.187 | 35.9664 | 39.7859 | 45.8557 | 54.4168 | 73.099 | 101.0545 | 137.5326 | 183.7342 | 226.6895 | 286.2776 | 329.7353 | 372.8639 | 415.6225 | 447.9014 | 467.8624 | 473.9143 | 464.3855 | 454.844 | 445.2763 | 435.7784 | 426.4326 | 417.2863 | 408.3686 | 399.6564 | 391.0881 | 382.6477 | 374.3997 | 366.3295 | 358.4034 | 350.5448 | 342.8482 | 335.3307 | 328.0208
|  | DVD | 0 | 0 | 0 | 0 | 0 | 0 | 0 | 0 | 0 | 0 | 0 | 0 | 0 | 9.7351 | 19.8452 | 30.2466 | 40.962 | 52.0513 | 63.5867 | 75.6141 | 88.2263 | 101.3437 | 115.9546 | 131.9518 | 157.4931 | 223.2525 | 273.4915 | 254.7216 | 237.476 | 221.6334 | 206.9188 | 190.6144 | 174.8746 | 159.7423 | 145.2414 | 148.9759 | 140.5129 | 132.3518 | 124.514 | 117.011 | 109.8434 | 102.9957 | 96.4359 | 90.1531 | 84.1556 | 75.2726 | 69.5962 | 64.1705 | 59.0066 | 54.0982 | 49.4416
|  | VCR | 106.1332 | 113.9362 | 122.0055 | 130.5256 | 139.7855 | 149.537 | 158.8616 | 169.0698 | 179.9248 | 191.5603 | 203.1843 | 215.2645 | 227.5143 | 231.2539 | 234.5243 | 237.0632 | 239.5178 | 242.189 | 245.2206 | 248.5842 | 252.3958 | 203.804 | 152.6899 | 99.4652 | 45.0734 | 0 | 0 | 0 | 0 | 0 | 0 | 0 | 0 | 0 | 0 | 0 | 0 | 0 | 0 | 0 | 0 | 0 | 0 | 0 | 0 | 0 | 0 | 0 | 0 | 0 | 0
|  | Ceiling Fan | 12.2567 | 14.3348 | 16.4744 | 18.6812 | 20.9998 | 33.0682 | 35.6713 | 38.505 | 41.4722 | 44.5661 | 49.1346 | 52.3397 | 55.6043 | 58.9949 | 62.4175 | 65.8195 | 69.3171 | 73.0246 | 76.9729 | 81.1562 | 85.6536 | 90.0701 | 93.0406 | 95.4359 | 97.5224 | 100.8745 | 93.7284 | 92.6439 | 92.9592 | 93.5123 | 92.9781 | 93.3041 | 93.5177 | 93.6269 | 92.2617 | 91.9728 | 91.5927 | 91.1466 | 90.6589 | 90.1388 | 89.5947 | 89.0169 | 88.3966 | 87.7278 | 87.0322 | 85.8841 | 85.1246 | 84.3054 | 83.4564 | 82.5858 | 78.5018
|  | External Power Supply | 0 | 6.1277 | 12.4352 | 18.9506 | 25.7465 | 32.8446 | 40.0853 | 47.7491 | 55.8009 | 64.2816 | 72.9366 | 81.9313 | 91.1845 | 100.8254 | 110.615 | 120.3915 | 130.404 | 140.862 | 151.8596 | 163.4244 | 184.4853 | 210.2389 | 230.2702 | 242.2284 | 244.7505 | 236.9057 | 233.4038 | 200.8872 | 173.6283 | 152.0101 | 136.3935 | 136.4089 | 136.4932 | 136.6991 | 137.0899 | 137.6793 | 138.5195 | 138.9405 | 138.948 | 138.5365 | 137.6948 | 136.5834 | 135.1746 | 133.4549 | 131.4446 | 129.133 | 131.1937 | 132.211 | 132.1551 | 130.9654 | 128.584
|  | Audio | 253.6715 | 261.2194 | 269.1485 | 277.6722 | 287.3169 | 297.69 | 308.1392 | 320.1051 | 332.9376 | 346.6968 | 359.9979 | 380.9876 | 402.4506 | 424.9159 | 447.4633 | 469.555 | 492.2613 | 516.3175 | 542.0115 | 569.3414 | 598.756 | 627.9387 | 655.5071 | 680.0989 | 702.9735 | 726.3966 | 774.489 | 845.2439 | 799.7165 | 815.5675 | 843.0373 | 852.6895 | 851.8936 | 850.3695 | 848.3052 | 855.6354 | 861.4567 | 866.8901 | 872.1195 | 877.2614 | 882.4025 | 887.495 | 892.394 | 897.054 | 901.6593 | 906.1922 | 911.4546 | 909.671 | 913.6936 | 911.673 | 892.2279
|  | Security system | 8.6165 | 10.4583 | 12.3499 | 14.0413 | 14.7758 | 18.4634 | 21.4364 | 24.6054 | 25.1342 | 27.1166 | 27.598 | 28.5168 | 29.4389 | 30.4024 | 31.351 | 32.256 | 33.1778 | 34.1781 | 35.2648 | 36.4352 | 37.7199 | 38.9335 | 39.9914 | 40.8304 | 43.5006 | 44.284 | 45.5706 | 48.7755 | 51.2081 | 53.8238 | 55.5989 | 60.216 | 63.0887 | 70.0949 | 75.1416 | 79.1618 | 80.5381 | 81.8978 | 83.2608 | 84.6342 | 86.0256 | 87.4244 | 88.8245 | 90.2184 | 91.6267 | 93.5927 | 93.704 | 95.1912 | 98.4343 | 99.3067 | 98.9943
|  | Microwave | 224.577 | 250.7025 | 277.7269 | 306.023 | 336.3159 | 368.2591 | 398.1841 | 429.3311 | 462.1241 | 471.5995 | 480.1811 | 489.0743 | 497.6856 | 506.7713 | 515.0297 | 521.88 | 528.6967 | 536.1773 | 544.6113 | 553.9396 | 564.435 | 573.8129 | 581.14 | 585.4649 | 595.5712 | 598.457 | 601.5695 | 609.4988 | 618.3907 | 622.2759 | 627.6706 | 633.265 | 638.5863 | 643.7525 | 648.8609 | 653.7591 | 658.4222 | 662.9729 | 667.1586 | 676.2291 | 685.416 | 694.7066 | 703.9575 | 713.1408 | 722.3845 | 731.6696 | 740.9392 | 750.016 | 759.0993 | 768.2314 | 777.5091
|  | Total | 1413.7898 | 1527.3953 | 1644.8881 | 1767.9356 | 1902.3363 | 2051.6545 | 2187.9056 | 2387.6894 | 2542.4498 | 2684.4232 | 2824.452 | 2959.694 | 3085.7601 | 3360.715 | 3634.8972 | 3974.3525 | 4343.7155 | 4691.1955 | 5157.288 | 5747.7256 | 6488.9973 | 7219.2254 | 7646.4017 | 7991.283 | 8671.6444 | 9375.9914 | 9844.157 | 10035.1053 | 9482.2693 | 9350.5212 | 9151.0879 | 8831.2417 | 8545.5854 | 8287.7149 | 8029.2392 | 7829.3282 | 7667.7962 | 7530.9738 | 7421.4924 | 7346.8951 | 7289.1811 | 7231.9124 | 7173.8857 | 7114.791 | 7056.0165 | 6992.6955 | 6936.6538 | 6876.7446 | 6828.9228 | 6778.6582 | 6745.8533
Growth Rate
|  | MELS Mwa | 1985 | 1986 | 1987 | 1988 | 1989 | 1990 | 1991 | 1992 | 1993 | 1994 | 1995 | 1996 | 1997 | 1998 | 1999 | 2000 | 2001 | 2002 | 2003 | 2004 | 2005 | 2006 | 2007 | 2008 | 2009 | 2010 | 2011 | 2012 | 2013 | 2014 | 2015 | 2016 | 2017 | 2018 | 2019 | 2020 | 2021 | 2022 | 2023 | 2024 | 2025 | 2026 | 2027 | 2028 | 2029 | 2030 | 2031 | 2032 | 2033 | 2034 | 2035 | 1985-2012 | 2012-2035
|  | Color TV | 85.5979 | 90.1617 | 94.8804 | 99.8684 | 105.324 | 111.1146 | 116.6355 | 122.7863 | 127.183 | 131.9316 | 136.4679 | 139.6337 | 141.3275 | 147.6386 | 153.4388 | 159.0695 | 164.9306 | 171.2796 | 178.2276 | 185.7851 | 199.8612 | 219.7205 | 238.464 | 251.8895 | 261.1422 | 270.075 | 275.907 | 284.8942 | 237.691 | 231.124 | 218.3628 | 201.1628 | 186.1976 | 173.6756 | 161.0278 | 150.2678 | 141.7011 | 135.4605 | 131.6903 | 130.5253 | 129.4736 | 128.5364 | 127.6963 | 126.9551 | 126.3428 | 125.6776 | 125.0771 | 124.5011 | 123.9891 | 123.552 | 123.2085 | 4.554% | -3.579% | Color TV
|  | Set top box | 0 | 0 | 0 | 0 | 0 | 0 | 0 | 0 | 0 | 0 | 0 | 0 | 0 | 11.8213 | 24.0928 | 42.7344 | 55.3 | 62.3464 | 75.1468 | 93.0384 | 112.3006 | 130.4788 | 117.1116 | 103.7282 | 135.4701 | 163.9931 | 164.1014 | 155.1654 | 146.8409 | 142.8406 | 143.6828 | 144.965 | 145.2935 | 146.4714 | 148.6725 | 151.321 | 154.0327 | 156.8558 | 159.8414 | 163.0355 | 167.3595 | 171.7352 | 176.1276 | 180.5227 | 184.949 | 189.3972 | 194.5704 | 200.5093 | 207.3619 | 215.2439 | 224.2439 |  | 1.614% | Set top box
|  | Desktop computer | 2.1332 | 2.3738 | 2.6217 | 2.8776 | 3.1481 | 3.2037 | 3.439 | 9.1361 | 11.6992 | 14.3882 | 17.1545 | 20.0434 | 23.0304 | 26.1474 | 29.3359 | 34.0101 | 43.4576 | 58.1088 | 79.1597 | 107.8923 | 143.5236 | 178.1776 | 211.5939 | 242.2693 | 269.492 | 293.2968 | 316.3437 | 318.1895 | 317.2817 | 311.3994 | 300.1827 | 283.8901 | 268.5465 | 254.2511 | 241.112 | 229.1321 | 217.7631 | 206.8502 | 196.4593 | 186.6275 | 177.3801 | 168.0784 | 158.704 | 149.2586 | 139.7811 | 130.2726 | 119.9864 | 109.2105 | 97.9968 | 86.3645 | 77.6651 | 20.37% | -5.947% | Desktop computer
|  | Computer Monitors | 4.1952 | 6.2564 | 8.3821 | 10.5823 | 13.208 | 15.5917 | 17.9876 | 21.0172 | 23.6611 | 26.5874 | 29.5588 | 32.6449 | 35.8187 | 39.1303 | 42.4838 | 45.8171 | 49.226 | 52.7945 | 56.5539 | 60.5097 | 64.7171 | 68.9166 | 72.9417 | 76.8028 | 80.4819 | 84.3957 | 88.3675 | 87.4667 | 83.1516 | 79.0399 | 74.8832 | 67.2986 | 64.1358 | 60.9068 | 57.6316 | 54.3065 | 54.3682 | 54.4053 | 54.4297 | 54.4482 | 54.4659 | 54.4796 | 54.4817 | 54.4696 | 54.4541 | 54.4338 | 54.4038 | 54.3516 | 54.2937 | 54.2338 | 54.1777 | 11.91% | -2.061% | Computer Monitors
|  | Lap-top Computers | 0 | 0 | 0 | 0 | 0 | 0 | 0 | 0 | 0 | 0 | 0 | 0 | 0 | 0 | 0 | 0 | 4.2208 | 5.1521 | 6.094 | 7.049 | 8.3041 | 9.8602 | 11.1113 | 11.9259 | 12.2297 | 17.2447 | 22.314 | 32.9436 | 34.5731 | 36.8328 | 36.0469 | 35.1997 | 34.3732 | 33.5896 | 32.875 | 32.2441 | 31.6187 | 31.0167 | 30.456 | 29.9523 | 29.5213 | 29.0007 | 28.3801 | 27.6519 | 26.8147 | 25.8605 | 24.9392 | 24.057 | 23.234 | 22.4855 | 22.1401 |  | -1.713% | Lap-top Computers
|  | Game Consoles | 0.3722 | 0.59354 | 0.82216 | 1.0599 | 1.3103 | 1.5731 | 1.8384 | 2.1202 | 2.4174 | 2.7323 | 3.0539 | 3.0638 | 3.2346 | 3.3236 | 3.3487 | 3.4307 | 3.5703 | 3.7885 | 4.1058 | 4.5418 | 5.2347 | 6.212 | 8.3446 | 11.5359 | 15.7001 | 20.9742 | 25.8778 | 32.6801 | 37.641 | 42.5644 | 47.4455 | 51.1303 | 53.4089 | 54.0998 | 53.012 | 51.9228 | 50.8306 | 49.7464 | 48.6795 | 47.6354 | 46.6174 | 45.6229 | 44.6448 | 43.6812 | 42.7397 | 41.8184 | 40.9136 | 40.0165 | 39.1379 | 38.2798 | 37.4453 | 18.03% | 0.5936% | Game Consoles
|  | DVD | 0 | 0 | 0 | 0 | 0 | 0 | 0 | 0 | 0 | 0 | 0 | 0 | 0 | 1.1113 | 2.2654 | 3.4528 | 4.676 | 5.9419 | 7.2588 | 8.6317 | 10.0715 | 11.5689 | 13.2368 | 15.063 | 17.9787 | 25.4854 | 31.2205 | 29.0778 | 27.1091 | 25.3006 | 23.6209 | 21.7596 | 19.9629 | 18.2354 | 16.5801 | 17.0064 | 16.0403 | 15.1087 | 14.2139 | 13.3574 | 12.5392 | 11.7575 | 11.0087 | 10.2914 | 9.6068 | 8.5928 | 7.9448 | 7.3254 | 6.7359 | 6.1756 | 5.644 |  | -6.88% | DVD
|  | VCR | 12.1157 | 13.0064 | 13.9276 | 14.9002 | 15.9573 | 17.0704 | 18.1349 | 19.3002 | 20.5394 | 21.8676 | 23.1946 | 24.5736 | 25.972 | 26.3989 | 26.7722 | 27.062 | 27.3422 | 27.6471 | 27.9932 | 28.3772 | 28.8123 | 23.2653 | 17.4304 | 11.3545 | 5.1454 | 0 | 0 | 0 | 0 | 0 | 0 | 0 | 0 | 0 | 0 | 0 | 0 | 0 | 0 | 0 | 0 | 0 | 0 | 0 | 0 | 0 | 0 | 0 | 0 | 0 | 0 |  |  | VCR
|  | Ceiling Fan | 1.3992 | 1.6364 | 1.8806 | 2.1326 | 2.3972 | 3.7749 | 4.0721 | 4.3955 | 4.7343 | 5.0875 | 5.609 | 5.9749 | 6.3475 | 6.7346 | 7.1253 | 7.5136 | 7.9129 | 8.3361 | 8.7869 | 9.2644 | 9.7778 | 10.282 | 10.6211 | 10.8945 | 11.1327 | 11.5154 | 10.6996 | 10.5758 | 10.6118 | 10.6749 | 10.6139 | 10.6512 | 10.6755 | 10.688 | 10.5322 | 10.4992 | 10.4558 | 10.4049 | 10.3492 | 10.2898 | 10.2277 | 10.1617 | 10.0909 | 10.0146 | 9.9352 | 9.8041 | 9.7174 | 9.6239 | 9.527 | 9.4276 | 8.9614 | 7.779% | -0.7176% | Ceiling Fan
|  | External Power Supply | 0 | 0.69951 | 1.4195 | 2.1633 | 2.9391 | 3.7494 | 4.5759 | 5.4508 | 6.37 | 7.3381 | 8.3261 | 9.3529 | 10.4092 | 11.5098 | 12.6273 | 13.7433 | 14.8863 | 16.0801 | 17.3356 | 18.6558 | 21.06 | 23.9999 | 26.2866 | 27.6516 | 27.9396 | 27.044 | 26.6443 | 22.9323 | 19.8206 | 17.3527 | 15.57 | 15.5718 | 15.5814 | 15.6049 | 15.6495 | 15.7168 | 15.8127 | 15.8608 | 15.8616 | 15.8147 | 15.7186 | 15.5917 | 15.4309 | 15.2346 | 15.0051 | 14.7412 | 14.9764 | 15.0926 | 15.0862 | 14.9504 | 14.6785 |  | -1.921% | External Power Supply
|  | Audio | 28.9579 | 29.8196 | 30.7247 | 31.6977 | 32.7987 | 33.9829 | 35.1757 | 36.5417 | 38.0066 | 39.5773 | 41.0957 | 43.4917 | 45.9418 | 48.5064 | 51.0803 | 53.6022 | 56.1942 | 58.9404 | 61.8735 | 64.9933 | 68.3511 | 71.6825 | 74.8296 | 77.6369 | 80.2481 | 82.922 | 88.412 | 96.489 | 91.2918 | 93.1013 | 96.2371 | 97.339 | 97.2481 | 97.0741 | 96.8385 | 97.6753 | 98.3398 | 98.9601 | 99.557 | 100.144 | 100.7309 | 101.3122 | 101.8715 | 102.4034 | 102.9291 | 103.4466 | 104.0473 | 103.8437 | 104.3029 | 104.0723 | 101.8525 | 4.559% | 0.2355% | Audio
|  | Security system | 0.98362 | 1.1939 | 1.4098 | 1.6029 | 1.6867 | 2.1077 | 2.4471 | 2.8088 | 2.8692 | 3.0955 | 3.1505 | 3.2553 | 3.3606 | 3.4706 | 3.5789 | 3.6822 | 3.7874 | 3.9016 | 4.0257 | 4.1593 | 4.3059 | 4.4445 | 4.5652 | 4.661 | 4.9658 | 5.0553 | 5.2021 | 5.568 | 5.8457 | 6.1443 | 6.3469 | 6.874 | 7.2019 | 8.0017 | 8.5778 | 9.0367 | 9.1938 | 9.3491 | 9.5047 | 9.6614 | 9.8203 | 9.98 | 10.1398 | 10.2989 | 10.4597 | 10.6841 | 10.6968 | 10.8666 | 11.2368 | 11.3364 | 11.3007 | 6.631% | 3.125% | Security system
|  | Microwave | 25.6366 | 28.619 | 31.704 | 34.9341 | 38.3922 | 42.0387 | 45.4548 | 49.0104 | 52.7539 | 53.8356 | 54.8152 | 55.8304 | 56.8134 | 57.8506 | 58.7933 | 59.5753 | 60.3535 | 61.2075 | 62.1702 | 63.2351 | 64.4332 | 65.5038 | 66.3402 | 66.8339 | 67.9876 | 68.317 | 68.6723 | 69.5775 | 70.5925 | 71.0361 | 71.6519 | 72.2905 | 72.898 | 73.4877 | 74.0709 | 74.63 | 75.1624 | 75.6818 | 76.1597 | 77.1951 | 78.2438 | 79.3044 | 80.3604 | 81.4088 | 82.464 | 83.5239 | 84.5821 | 85.6183 | 86.6552 | 87.6976 | 88.7567 | 3.767% | 1.064% | Microwave
|  | Total | 161.3915 | 174.3602 | 187.7726 | 201.8191 | 217.1617 | 234.2071 | 249.7609 | 272.5673 | 290.234 | 306.441 | 322.426 | 337.8646 | 352.2557 | 383.6433 | 414.9426 | 453.6932 | 495.8579 | 535.5246 | 588.7315 | 656.1331 | 740.7531 | 824.1125 | 872.8769 | 912.2469 | 989.9137 | 1070.3187 | 1123.7622 | 1145.56 | 1082.4508 | 1067.4111 | 1044.6447 | 1008.1326 | 975.5234 | 946.0862 | 916.5798 | 893.7589 | 875.3192 | 859.7002 | 847.2023 | 838.6867 | 832.0983 | 825.5608 | 818.9367 | 812.1908 | 805.4813 | 798.2529 | 791.8555 | 785.0165 | 779.5574 | 773.8194 | 770.0746 | 7.529% | -1.712% | Total

## Historic Actl & wther nrm Load
In this tab we are presenting the Average, single hour peak and minimum load for the region.
Also presented is the weather normalized average and peak loads. Weather normalization uses average daily temperatures.
for the range of forecast for average, peak and minimum load see forecast tab.
Average MWA of Load (measured, not weather normalized)
Month | 1995 | 1996 | 1997 | 1998 | 1999 | 2000 | 2001 | 2002 | 2003 | 2004 | 2005 | 2006 | 2007 | 2008 | 2009 | 2010 | 2011 | 2012 | 2013
1 | 23631.7702 | 25017.6398 | 24671.3091 | 24163.9597 | 24451.1976 | 25344.1384 | 23358.4651 | 21417.3114 | 21326.1166 | 22073.8705 | 22147.0899 | 22093.758 | 23974.4894 | 25043.5166 | 24121.6136 | 21864.4241 | 23538.5646 | 23278.5504 | 24594.0478
2 | 22271.7664 | 24210.0316 | 23491.3795 | 22950.2961 | 24327.631 | 23746.1552 | 22509.6935 | 20656.7177 | 21426.6557 | 20528.34 | 21186.0166 | 22531.3308 | 21792.108 | 22718.4312 | 22750.0338 | 21033.4168 | 23591.1705 | 22146.5431 | 21991.3753
3 | 21585.8522 | 21896.7258 | 22019.0282 | 21831.5712 | 22910.246 | 22759.5202 | 19908.1035 | 19958.4418 | 19789.7121 | 18493.8742 | 19089.6567 | 20912.0423 | 19891.8855 | 21625.1821 | 21479.4602 | 20176.8195 | 21556.9569 | 21227.6892 | 20182.2193
4 | 20218.8958 | 20209.0583 | 20610.4222 | 20756.5639 | 21500.725 | 21003.5972 | 18679.1431 | 18140.2054 | 18873.1811 | 17522.3499 | 18491.7781 | 18911.314 | 19256.9122 | 20780.8633 | 19271.8034 | 19597.1245 | 20497.6126 | 19138.4959 | 19455.3354
5 | 19368.9368 | 20005.4866 | 19905.2003 | 20049.6761 | 20819.4194 | 21047.211 | 18026.379 | 17999.364 | 18445.0439 | 17324.8013 | 17628.9571 | 18854.1133 | 19159.3691 | 19878.8402 | 18942.8086 | 18839.288 | 19006.9521 | 19340.4685 | 19292.0998
6 | 19830.85 | 20470.9431 | 20160.7972 | 20457.5528 | 21366.4444 | 21899.0194 | 18121.175 | 18773.2847 | 19543.2956 | 18585.6517 | 18565.9858 | 19553.787 | 19647.1554 | 20604.4075 | 19036.038 | 19042.7509 | 19360.1125 | 19804.1251 | 19973.9677
7 | 20507.2137 | 21700.2487 | 20959.3562 | 22211.4919 | 22060.1478 | 21747.7903 | 17736.2258 | 19827.6376 | 20607.6836 | 19435.8602 | 19806.8887 | 20769.9934 | 20960.0306 | 21365.3996 | 21268.5755 | 20601.1711 | 20410.2986 | 20967.9129 | 21405.7212
8 | 20341.1855 | 20962.6788 | 20843.9099 | 21564.1653 | 21721.4315 | 21625.4946 | 17920.8239 | 19048.6727 | 19574.8649 | 18971.8923 | 19829.5382 | 19893.1503 | 20077.7785 | 20588.276 | 20026.8377 | 20124.1609 | 20837.8375 | 20997.3153 | 20595.1448
9 | 19583.3264 | 19868.9069 | 19660.8028 | 20448.1403 | 20775.9917 | 20249.7694 | 16591.2903 | 17860.7555 | 18327.7473 | 17406.5839 | 17934.3979 | 18604.1886 | 18739.7952 | 19228.9704 | 18924.4523 | 18711.6639 | 19522.791 | 18745.947 | 18857.2323
10 | 20269.5954 | 20511.9167 | 20575.4019 | 20632.7728 | 21161.0699 | 20926.5282 | 17988.461 | 18547.2444 | 18258.0052 | 17941.2266 | 17993.4903 | 19054.8484 | 19304.3381 | 19441.4245 | 19197.8534 | 18880.4842 | 19016.335 | 19033.1987 | 19285.0258
11 | 21709.4708 | 22355.0486 | 21649.7194 | 22166.7611 | 22383.7708 | 24055.3431 | 19198.7375 | 19962.6118 | 21360.0946 | 20094.3489 | 21100.3605 | 21544.8025 | 21486.5359 | 20270.6952 | 20990.0514 | 21937.1677 | 21914.6677 | 20656.888 | 21158.853
12 | 24131.7164 | 24603.1102 | 24297.2513 | 25378.7446 | 24921.5511 | 24717.5309 | 21564.3938 | 21523.0159 | 22381.705 | 21559.9044 | 23553.3157 | 23450.9605 | 23699.0111 | 24600.316 | 25090.7371 | 23362.9804 | 24046.1976 | 22893.6537 | 24815.4486
Annual Average | 21120.0277 | 21816.5072 | 21566.0987 | 21885.7059 | 22359.9413 | 22426.4617 | 19286.4937 | 19475.2497 | 19986.1726 | 19162.3885 | 19773.9758 | 20507.3832 | 20666.2054 | 21350.312 | 20925.0295 | 20347.7426 | 21096.4814 | 20689.9341 | 20970.9071
Single Hour Peak of Load | (measured, not weather normalized)
Month | 1995 | 1996 | 1997 | 1998 | 1999 | 2000 | 2001 | 2002 | 2003 | 2004 | 2005 | 2006 | 2007 | 2008 | 2009 | 2010 | 2011 | 2012 | 2013
1 | 31840 | 35940 | 33292 | 32086 | 30406 | 31461 | 30215 | 28097.8623 | 27830.7141 | 31609.1786 | 30109.1099 | 27324.0872 | 31854.504 | 32677.3144 | 31267.8669 | 27907.342 | 31576.638 | 29570.3639 | 30758.9617
2 | 31716 | 36118 | 31131 | 28893 | 30745 | 29944 | 29750 | 26796.9872 | 29394.5994 | 26947.7457 | 28523.6433 | 30319.4588 | 29791.132 | 28877.8619 | 28914.9566 | 27532.5295 | 31227.7101 | 28059.4723 | 27164.9762
3 | 28740 | 30091 | 28891 | 29311 | 29369 | 28635 | 26185 | 26125.5289 | 25962.8688 | 24645.6405 | 23828.365 | 27283.614 | 27353.401 | 27372.1666 | 29698.8697 | 26957.906 | 27396.6857 | 27955.0037 | 26994.073
4 | 26146 | 25281 | 26886 | 26437 | 27646 | 26861 | 24897 | 23159.4879 | 24861.49 | 22922.8897 | 24031.2762 | 24351.2481 | 25548.25 | 27754.3348 | 25371.8567 | 25118.23 | 25834.931 | 24576.7201 | 24662.3819
5 | 23513 | 25444 | 25165 | 24240 | 26262 | 25760 | 22720 | 23709.2365 | 22816.6892 | 20692.1503 | 22221.8487 | 24226.5545 | 23658.891 | 24533.4626 | 24082.5136 | 24108.056 | 23322.911 | 23045.5049 | 24006.9342
6 | 24605 | 24189 | 23625 | 24507 | 25879 | 27030 | 22697 | 24920.1984 | 25081.2233 | 23356.7303 | 23149.6409 | 27128.5163 | 24198.89 | 27373.8847 | 23848.4723 | 24372.816 | 23630.9305 | 23696.6307 | 26284.0757
7 | 25538 | 26644 | 24960 | 28198 | 27156 | 27636 | 22568 | 25463.9417 | 27390.8094 | 24939.737 | 25662.6597 | 28546.2194 | 27521.158 | 27340.1373 | 28727.8308 | 26853.807 | 25906.304 | 26784.057 | 28410.01
8 | 24664 | 25799 | 25287 | 27155 | 26709 | 26596 | 22505 | 24854.7687 | 25433.6833 | 25178.9963 | 25418.7559 | 25590.3875 | 25698.076 | 27595.031 | 26948.8729 | 27147.9625 | 26736.528 | 27316.616 | 26414.8591
9 | 23420 | 24451 | 23604 | 26318 | 25435 | 24603 | 20576 | 21854.2857 | 25132.3073 | 21008.6823 | 22330.0506 | 24038.4218 | 23389.276 | 23607.0018 | 24346.1034 | 23404.7465 | 25488.279 | 23829.352 | 25435.7203
10 | 27771 | 26632 | 26409 | 26932 | 27007 | 26789 | 23262 | 26679.5039 | 26194.1092 | 23190.3445 | 23278.0646 | 27758.2731 | 25297.159 | 25078.5607 | 25155.5677 | 23723.796 | 24964.425 | 24215.8288 | 25334.7767
11 | 28926 | 28381 | 27158 | 27877 | 28217 | 30877 | 26122 | 26307.955 | 27991.2575 | 27039.8178 | 28218.6792 | 31003.1539 | 28709.604 | 26322.5905 | 25778.5164 | 32060.2225 | 26993.708 | 26366.8971 | 29154.6161
12 | 30713 | 31516 | 29834 | 35971 | 30753 | 31910 | 26827 | 26679.3388 | 29252.1928 | 26641.6079 | 31451.2236 | 29601.6184 | 29552.621 | 33632.7603 | 35316.2763 | 29440.1455 | 30544.698 | 28711.5184 | 33929.5135
Annual Peak | 31840 | 36118 | 33292 | 35971 | 30753 | 31910 | 30215 | 28097.8623 | 29394.5994 | 31609.1786 | 31451.2236 | 31003.1539 | 31854.504 | 33632.7603 | 35316.2763 | 32060.2225 | 31576.638 | 29570.3639 | 33929.5135
Minimum Load MW (measured, not weather Normalized)
Month | 1995 | 1996 | 1997 | 1998 | 1999 | 2000 | 2001 | 2002 | 2003 | 2004 | 2005 | 2006 | 2007 | 2008 | 2009 | 2010 | 2011 | 2012 | 2013
1 | 17014 | 17585 | 16951 | 18074 | 18925 | 19496 | 18006 | 14134.7887 | 14695.8632 | 15679.7567 | 15398.8187 | 16557.3581 | 16907.515 | 18379.0571 | 17236.4777 | 16710.9735 | 16368.329 | 17176.5169 | 17643.7361
2 | 15967 | 16706 | 17145 | 17652 | 18176 | 18322 | 17158 | 14796.1487 | 15626.6117 | 15401.9951 | 15392.0571 | 16418.4224 | 15730.277 | 17064.6379 | 17008.8394 | 16188.534 | 17068.9809 | 16794.2321 | 17387.4171
3 | 16369 | 16490 | 15996 | 16219 | 16489 | 17485 | 14085 | 14286.455 | 13264.5289 | 13242.8025 | 14150.1973 | 15500.8718 | 10755.593 | 11862.7619 | 15969.6869 | 14878.9125 | 14791.503 | 15173.626 | 14260.4158
4 | 14685 | 12743 | 15136 | 14910 | 15580 | 16420 | 13337 | 13389.5666 | 9681.9135 | 12466.0374 | 13416.4085 | 14058.5713 | 14101.866 | 14608.9172 | 13963.6701 | 14083.5425 | 15255.395 | 14050.2211 | 13996.0973
5 | 14594 | 14485 | 15094 | 15484 | 15664 | 16222 | 13219 | 12878.8206 | 13379.0693 | 12869.6621 | 13259.4399 | 14214.3926 | 14591.52 | 14774.4458 | 14131.1672 | 13916.4155 | 14567.722 | 14547.4147 | 14853.1353
6 | 15175 | 15142 | 15277 | 15343 | 16317 | 17019 | 13951 | 13644.977 | 13939.5367 | 13442.3342 | 14077.1957 | 14348.2772 | 14925.364 | 15303.5393 | 14156.8217 | 13651.755 | 14691.1733 | 15119.8937 | 14932.1576
7 | 15594 | 15964 | 15964 | 16190 | 16498 | 16513 | 12950 | 14189.48 | 13959.0878 | 13731.2315 | 14081.194 | 15059.712 | 15099.29 | 16006.7108 | 15182.221 | 14813.152 | 15680.418 | 15845.9878 | 15727.6731
8 | 15652 | 15631 | 15303 | 16158 | 16177 | 16354 | 12792 | 14006.4666 | 13979.1346 | 13401.6922 | 14518.276 | 14888.4544 | 14953.931 | 14970.8146 | 14640.1786 | 14892.8745 | 15548.052 | 14558.4125 | 15095.4778
9 | 15155 | 15264 | 14903 | 15410 | 15564 | 15306 | 12183 | 13245.4968 | 13302.4826 | 12981.5128 | 13438.2246 | 13859.1826 | 14213.152 | 14584.1101 | 13982.8784 | 14000.9395 | 14485.615 | 14082.367 | 14006.1809
10 | 15236 | 15027 | 15552 | 15848 | 16556 | 15947 | 12641 | 13509.1109 | 12900.2383 | 13145.3826 | 13489.2652 | 13963.9496 | 14473.836 | 14407.0466 | 14000.3218 | 14024.1175 | 14390.432 | 14153.8727 | 14343.8763
11 | 15537 | 16453 | 16270 | 16694 | 16563 | 17665 | 13809 | 14948.9183 | 15050.5138 | 14492.3389 | 14575.3581 | 14636.1751 | 15414.312 | 14653.7946 | 15295.762 | 14586.9835 | 16607.824 | 14184.5864 | 15285.8877
12 | 16523 | 17971 | 18065 | 17589 | 18776 | 17983 | 16021 | 15560.2739 | 16105.3095 | 14929.7442 | 15375.3538 | 14150.7114 | 15907.039 | 15736.2161 | 17053.2771 | 16493.401 | 16666.443 | 16074.6125 | 16640.3018
Annual Minimum | 14594 | 12743 | 14903 | 14910 | 15564 | 15306 | 12183 | 12878.8206 | 9681.9135 | 12466.0374 | 13259.4399 | 13859.1826 | 10755.593 | 11862.7619 | 13963.6701 | 13651.755 | 14390.432 | 14050.2211 | 13996.0973
Load Factors
Month | 1995 LF | 1996 LF | 1997 LF | 1998 LF | 1999 LF | 2000 LF | 2001 LF | 2002 LF | 2003 LF | 2004 LF | 2005 LF | 2006 LF | 2007 LF | 2008 LF | 2009 LF | 2010 LF | 2011 LF | 2012 LF | 2013 LF
1 | 74.22% | 69.61% | 74.11% | 75.31% | 80.42% | 80.56% | 77.31% | 76.22% | 76.63% | 69.83% | 73.56% | 80.86% | 75.26% | 76.64% | 77.15% | 78.35% | 74.54% | 78.72% | 79.96%
2 | 70.22% | 67.03% | 75.46% | 79.43% | 79.13% | 79.3% | 75.66% | 77.09% | 72.89% | 76.18% | 74.28% | 74.31% | 73.15% | 78.67% | 78.68% | 76.39% | 75.55% | 78.93% | 80.95%
3 | 75.11% | 72.77% | 76.21% | 74.48% | 78.01% | 79.48% | 76.03% | 76.39% | 76.22% | 75.04% | 80.11% | 76.65% | 72.72% | 79% | 72.32% | 74.85% | 78.68% | 75.94% | 74.77%
4 | 77.33% | 79.94% | 76.66% | 78.51% | 77.77% | 78.19% | 75.03% | 78.33% | 75.91% | 76.44% | 76.95% | 77.66% | 75.37% | 74.87% | 75.96% | 78.02% | 79.34% | 77.87% | 78.89%
5 | 82.38% | 78.63% | 79.1% | 82.71% | 79.28% | 81.71% | 79.34% | 75.92% | 80.84% | 83.73% | 79.33% | 77.82% | 80.98% | 81.03% | 78.66% | 78.15% | 81.49% | 83.92% | 80.36%
6 | 80.6% | 84.63% | 85.34% | 83.48% | 82.56% | 81.02% | 79.84% | 75.33% | 77.92% | 79.57% | 80.2% | 72.08% | 81.19% | 75.27% | 79.82% | 78.13% | 81.93% | 83.57% | 75.99%
7 | 80.3% | 81.45% | 83.97% | 78.77% | 81.23% | 78.69% | 78.59% | 77.87% | 75.24% | 77.93% | 77.18% | 72.76% | 76.16% | 78.15% | 74.03% | 76.72% | 78.79% | 78.29% | 75.35%
8 | 82.47% | 81.25% | 82.43% | 79.41% | 81.33% | 81.31% | 79.63% | 76.64% | 76.96% | 75.35% | 78.01% | 77.74% | 78.13% | 74.61% | 74.31% | 74.13% | 77.94% | 76.87% | 77.97%
9 | 83.62% | 81.26% | 83.29% | 77.7% | 81.68% | 82.31% | 80.63% | 81.73% | 72.93% | 82.85% | 80.32% | 77.39% | 80.12% | 81.45% | 77.73% | 79.95% | 76.6% | 78.67% | 74.14%
10 | 72.99% | 77.02% | 77.91% | 76.61% | 78.35% | 78.12% | 77.33% | 69.52% | 69.7% | 77.37% | 77.3% | 68.65% | 76.31% | 77.52% | 76.32% | 79.58% | 76.17% | 78.6% | 76.12%
11 | 75.05% | 78.77% | 79.72% | 79.52% | 79.33% | 77.91% | 73.5% | 75.88% | 76.31% | 74.31% | 74.77% | 69.49% | 74.84% | 77.01% | 81.42% | 68.42% | 81.18% | 78.34% | 72.57%
12 | 78.57% | 78.07% | 81.44% | 70.55% | 81.04% | 77.46% | 80.38% | 80.67% | 76.51% | 80.93% | 74.89% | 79.22% | 80.19% | 73.14% | 71.05% | 79.36% | 78.72% | 79.74% | 73.14%
Annual LF | 66.33% | 60.4% | 64.78% | 60.84% | 72.71% | 70.28% | 63.83% | 69.31% | 67.99% | 60.62% | 62.87% | 66.15% | 64.88% | 63.48% | 59.25% | 63.47% | 66.81% | 69.97% | 61.81%
Average of Weather Adjusted Loads Net of DSI
Month | 1995 | 1996 | 1997 | 1998 | 1999 | 2000 | 2001 | 2002 | 2003 | 2004 | 2005 | 2006 | 2007 | 2008 | 2009 | 2010 | 2011 | 2012 | 2013
1 | 21632.8779 | 21814.7134 | 22056.514 | 21660.5002 | 22394.7834 | 22491.6996 | 22002.6292 | 22404.1152 | 22492.9426 | 22583.0001 | 22791.8442 | 23067.586 | 23331.3907 | 23499.146 | 23257.08 | 22968.7675 | 23080.0431 | 23208.5143 | 23288.6957
2 | 20500.7918 | 20639.0301 | 20891.7076 | 20545.3012 | 21271.0856 | 21328.7256 | 20799.8913 | 21188.8852 | 21281.7135 | 21373.1792 | 21619.0271 | 21866.9782 | 22073.019 | 22202.9387 | 22000.6241 | 21833.3408 | 21884.7217 | 21983.3421 | 22014.6194
3 | 19026.0495 | 19044.0541 | 19317.8996 | 19028.324 | 19730.4916 | 19739.3136 | 19245.353 | 19575.1718 | 19650.0022 | 19851.6373 | 20082.6337 | 20297.8402 | 20442.5174 | 20474.288 | 20333.7381 | 20276.2288 | 20318.4299 | 20324.0048 | 20336.0698
4 | 17574.701 | 17790.2915 | 18037.6899 | 17697.0951 | 18300.7424 | 18229.6646 | 17831.1878 | 18256.4429 | 18313.534 | 18444.3559 | 18590.7126 | 18755.1439 | 18961.2106 | 19100.4981 | 18881.6486 | 18827.1924 | 18796.452 | 18859.8694 | 18985.1149
5 | 17130.3032 | 17297.188 | 17466.6163 | 17066.6761 | 17633.0691 | 17773.5609 | 17337.1809 | 17708.3999 | 17702.0117 | 17814.4681 | 18039.1543 | 18282.844 | 18456.4469 | 18495.5895 | 18186.5161 | 18155.2997 | 18219.5063 | 18376.7118 | 18434.7847
6 | 17842.4771 | 17931.63 | 18176.266 | 17864.3677 | 18460.3323 | 18503.2324 | 17965.0091 | 18330.0869 | 18394.8889 | 18681.7225 | 18848.0708 | 19044.9657 | 19146.1803 | 19240.4105 | 19019.2419 | 19013.9222 | 19017.6335 | 19070.9316 | 19077.8137
7 | 18529.4343 | 18851.0728 | 19095.168 | 18675.0416 | 19231.1246 | 19173.0697 | 18755.3603 | 19275.8078 | 19310.8565 | 19458.4961 | 19591.1126 | 19780.92 | 20011.7382 | 20178.7422 | 19862.5681 | 19806.8355 | 19748.9874 | 19907.3421 | 20029.2693
8 | 18244.9376 | 18372.8074 | 18550.1561 | 18145.1864 | 18786.188 | 18840.3947 | 18365.9937 | 18796.7265 | 18756.6126 | 19002.1813 | 19276.3288 | 19484.4551 | 19622.5523 | 19563.7552 | 19272.9876 | 19343.4367 | 19422.4597 | 19493.1913 | 19493.0677
9 | 17064.6282 | 17254.6841 | 17530.3134 | 17160.9215 | 17691.6206 | 17619.6553 | 17131.3565 | 17641.6568 | 17731.1499 | 17911.0014 | 18103.2288 | 18232.6316 | 18332.346 | 18471.8423 | 18193.9373 | 18206.2671 | 18236.5321 | 18209.1817 | 18284.726
10 | 17455.8926 | 17719.5327 | 17908.2761 | 17489.3919 | 17981.3714 | 18038.1289 | 17588.9757 | 18094.0434 | 18123.0079 | 18227.17 | 18418.5184 | 18660.2717 | 18847.5824 | 18853.2875 | 18504.017 | 18491.3968 | 18550.1166 | 18730.2385 | 18749.1074
11 | 19515.8107 | 19697.3111 | 19892.8038 | 19521.4103 | 20169.5521 | 20170.0546 | 19592.178 | 20105.1797 | 20143.3326 | 20449.1592 | 20667.0111 | 20874.3439 | 21016.61 | 20895.9078 | 20615.5349 | 20725.4054 | 20810.1815 | 20874.5777 | 20829.5187
12 | 21487.7669 | 21804.1793 | 22107.2498 | 21660.6301 | 22261.4821 | 22197.5026 | 21576.4722 | 22251.4908 | 22398.984 | 22559.9015 | 22801.0833 | 22990.8439 | 23160.4146 | 23148.449 | 22849.033 | 22855.4736 | 22951.1794 | 22984.5116 | 23057.0102
Grand Total | 18829.2488 | 19018.4682 | 19248.3241 | 18871.4535 | 19487.2099 | 19508.4017 | 19011.0132 | 19464.5704 | 19520.1153 | 19696.2072 | 19897.6011 | 20106.8371 | 20278.8681 | 20343.5955 | 20075.5411 | 20036.5418 | 20081.1194 | 20168.6166 | 20210.2813
2014-2035
Peak day Weather Adjusted Loads Net of DSI
Month | 1995 | 1996 | 1997 | 1998 | 1999 | 2000 | 2001 | 2002 | 2003 | 2004 | 2005 | 2006 | 2007 | 2008 | 2009 | 2010 | 2011 | 2012 | 2013 |  | 1995-2012 Growth Rate | 2013-2019
1 | 22592.652 | 22742.0292 | 22983.4576 | 22623.1727 | 23443.0651 | 23501.2761 | 22939.3717 | 23314.4822 | 23438.377 | 23585.3256 | 23816.4072 | 24091.154 | 24324.759 | 24452.7998 | 24290.7282 | 24043.9816 | 24117.4277 | 24236.6202 | 24235.1661 |  | 0.3604% | 0.523%
2 | 21550.5582 | 21748.5855 | 22080.276 | 21760.2676 | 22577.9716 | 22689.3289 | 21910.4287 | 22347.5059 | 22492.563 | 22697.4985 | 22996.7918 | 22986.6755 | 23251.618 | 23437.6738 | 23301.6628 | 23174.7824 | 23279.5367 | 23123.6227 | 23218.3919 |  | 0.3539% | 0.582%
3 | 20172.7104 | 20297.9059 | 20642.0389 | 20332.34 | 21094.508 | 20928.7062 | 20498.7667 | 20864.5536 | 20996.8982 | 21223.1108 | 21518.3858 | 21521.1618 | 21773.8938 | 21877.1283 | 21727.2171 | 21677.974 | 21771.0416 | 21647.4512 | 21675.5679 |  | 0.3466% | 0.5972%
4 | 18697.8159 | 18913.4956 | 19227.561 | 18686.8996 | 19371.0314 | 19387.9884 | 18976.7533 | 19416.9369 | 19521.6034 | 19515.2014 | 19685.0551 | 19953.7026 | 20179.3685 | 20351.6852 | 19937.7062 | 19928.2779 | 19902.9054 | 20064.0714 | 20191.924 |  | 0.3389% | 0.3887%
5 | 17967.0715 | 18100.702 | 18288.1941 | 17905.174 | 18482.8767 | 18655.1961 | 18144.2684 | 18519.1202 | 18534.6642 | 18682.9571 | 18998.0952 | 19175.9084 | 19315.6321 | 19377.328 | 19080.0201 | 19030.2672 | 19188.0314 | 19245.297 | 19278.7552 |  | 0.332% | 0.4715%
6 | 18989.567 | 19125.1787 | 19303.1775 | 19130.7258 | 19723.005 | 19692.1233 | 19142.1311 | 19549.8521 | 19535.371 | 19957.7337 | 20099.6363 | 20269.3668 | 20400.7103 | 20433.9906 | 20367.4639 | 20314.4554 | 20280.4572 | 20320.3678 | 20347.3508 |  | 0.3265% | 0.6786%
7 | 19545.5125 | 19762.3521 | 20007.0302 | 19580.08 | 20212.2473 | 20216.2901 | 19722.8472 | 20213.9452 | 20233.0159 | 20447.7473 | 20654.4898 | 20865.6178 | 21044.026 | 21136.7181 | 20825.1569 | 20817.3281 | 20820.9298 | 20926.76 | 21004.0803
8 | 19465.5594 | 19553.6647 | 19826.9619 | 19425.929 | 20072.1387 | 20107.0343 | 19469.4529 | 19998.949 | 20047.6256 | 20307.6106 | 20558.7928 | 20787.9963 | 20801.5129 | 20913.7476 | 20633.3298 | 20667.5476 | 20714.6405 | 20669.6971 | 20739.8241
9 | 18101.0097 | 18380.5993 | 18661.1668 | 18305.1002 | 18692.3009 | 18683.312 | 18256.9663 | 18800.1288 | 18874.9703 | 18916.1437 | 19182.1032 | 19339.9658 | 19536.8558 | 19655.471 | 19406.9786 | 19236.0423 | 19323.3599 | 19398.422 | 19485.4244
10 | 18916.9571 | 19003.7005 | 19150.2108 | 18677.5958 | 19183.8105 | 19550.986 | 18941.6409 | 19402.2826 | 19379.8472 | 19448.8262 | 19588.6775 | 20222.1335 | 20297.0534 | 20163.8969 | 19761.1467 | 19727.9364 | 19728.6269 | 20173.8805 | 20104.7021
11 | 21238.0572 | 21335.4652 | 21505.242 | 21067.735 | 22103.9145 | 21945.9524 | 21252.0364 | 21780.6012 | 21776.0713 | 22405.4609 | 22564.8801 | 22716.5724 | 22797.1316 | 22586.5528 | 22248.5029 | 22712.9381 | 22721.1162 | 22639.2408 | 22565.3314
12 | 22661.6648 | 22983.9172 | 23257.1991 | 22773.2072 | 23454.3205 | 23408.161 | 22529.7064 | 23457.8389 | 23564.1083 | 23766.4452 | 24015.8666 | 24247.0442 | 24183.6001 | 24350.0699 | 24022.592 | 24080.3155 | 24173.9286 | 23999.0614 | 24307.0084
Grand Total | 22661.6648 | 22983.9172 | 23257.1991 | 22773.2072 | 23454.3205 | 23501.2761 | 22939.3717 | 23457.8389 | 23564.1083 | 23766.4452 | 24015.8666 | 24247.0442 | 24324.759 | 24452.7998 | 24290.7282 | 24080.3155 | 24173.9286 | 24236.6202 | 24307.0084

## Cooling and Heating degree days
Annual Heating and Cooling degree days are used to adjust temperaure sensitive enduses.
Using historic 1928-2012 period, we estimate the Normal or Average historic values for Cooling and heating degree days. Then each year's cooling and heating degree day is compared against historic norm and an annual ratio is calculated for use during calibration period.
For the forecast period, 2013-2035 the annual ratio is set to 1, indicating normal weather.
As can be seen by the variance factor calculations, See column AH, the regional variation in summer cooling degree days is significantly greater than winter heating degree days.
Annual values for deviation from normal
| Cooling | Normal Cooling degree Day | 1985 | 1986 | 1987 | 1988 | 1989 | 1990 | 1991 | 1992 | 1993 | 1994 | 1995 | 1996 | 1997 | 1998 | 1999 | 2000 | 2001 | 2002 | 2003 | 2004 | 2005 | 2006 | 2007 | 2008 | 2009 | 2010 | 2011 | 2012 | 2013 | 2014 | Variance in Cooling degree days
Cooling | ID | 482 | 1.024 | 1.0489 | 0.9245 | 1.1339 | 1.0199 | 1.2583 | 1.107 | 1.0323 | 0.4395 | 1.3205 | 0.7691 | 0.9826 | 0.9909 | 1.335 | 0.881 | 1.1194 | 1.279 | 1.1443 | 1.5381 | 1.1526 | 1.1173 | 1.3599 | 1.3163 | 0.9287 | 1.0178 | 0.7297 | 0.9287 | 1.2956 | 1.3324 | 1.0952 | 0.049431
| MT | 267 | 1.0093 | 0.983 | 0.8142 | 1.4933 | 1.0356 | 1.1556 | 1.2607 | 0.6304 | 0.3002 | 1.1857 | 0.7504 | 1.0168 | 0.9118 | 1.4633 | 0.8742 | 1.2044 | 1.3695 | 1.0543 | 1.6509 | 0.8105 | 0.9643 | 1.4521 | 1.6434 | 0.8592 | 0.8029 | 0.6791 | 0.9868 | 1.3883 | 0.96429 | 0.69789 | 0.10112
| OR | 229 | 1.142 | 1.1245 | 1.0589 | 0.9539 | 0.7526 | 1.4527 | 1.2339 | 1.4789 | 0.7176 | 1.3083 | 1.1114 | 1.2558 | 1.2733 | 1.5183 | 0.9101 | 0.9232 | 1.0151 | 1.2033 | 1.6496 | 1.5052 | 1.212 | 1.4221 | 1.0808 | 0.9539 | 1.3389 | 0.7614 | 0.862 | 1.0983 | 1.1245 | 1.5533 | 0.063523
| WA | 189 | 1.2675 | 1.1513 | 1.0932 | 0.8872 | 0.8978 | 1.4893 | 1.1777 | 1.3097 | 0.7552 | 1.4418 | 1.0985 | 1.1354 | 1.315 | 1.7164 | 0.8767 | 0.8767 | 0.94 | 1.0985 | 1.5896 | 1.2939 | 1.0457 | 1.2728 | 1.146 | 0.8239 | 1.3308 | 0.8133 | 0.8186 | 1.0404 | 1.183 | 1.4206 | 0.06091
*
Annual values for deviation from normal
| Heating | Normal Heating degree Day | 1985 | 1986 | 1987 | 1988 | 1989 | 1990 | 1991 | 1992 | 1993 | 1994 | 1995 | 1996 | 1997 | 1998 | 1999 | 2000 | 2001 | 2002 | 2003 | 2004 | 2005 | 2006 | 2007 | 2008 | 2009 | 2010 | 2011 | 2012 | 2013 | 2014 | Variance in heating degree days
Heating | ID | 6755 | 1.2107 | 0.9486 | 0.9128 | 0.957 | 1.0318 | 0.9726 | 1.0001 | 0.8991 | 1.091 | 0.9481 | 0.9342 | 0.9813 | 0.9618 | 0.9341 | 0.9612 | 0.9672 | 0.976 | 1.0097 | 0.8932 | 0.9492 | 0.9769 | 0.9452 | 0.973 | 1.0746 | 1.0577 | 1.0001 | 1.0593 | 0.9769 | 1.0771 | 0.9741 | 0.0043786
| MT | 8159 | 1.1001 | 0.9303 | 0.8806 | 0.9065 | 1.0187 | 0.9486 | 0.9533 | 0.9028 | 1.0567 | 0.9322 | 0.9746 | 1.0838 | 0.977 | 0.9174 | 0.8936 | 0.9783 | 0.9343 | 1.0186 | 0.9446 | 0.9338 | 0.9487 | 0.8848 | 0.9425 | 1.0359 | 1.0296 | 1.0094 | 1.0307 | 0.9232 | 1.0648 | 1.076 | 0.0040632
| OR | 5171 | 1.1348 | 0.9244 | 0.901 | 0.9519 | 1.0006 | 0.9788 | 0.9701 | 0.833 | 1.0277 | 0.9494 | 0.8821 | 0.9697 | 0.9318 | 0.93 | 0.9739 | 0.9842 | 0.9714 | 0.96 | 0.8894 | 0.8894 | 0.9476 | 0.9264 | 0.9902 | 1.0492 | 1.024 | 0.9796 | 1.088 | 0.9774 | 1.0677 | 0.93561 | 0.0040909
| WA | 5531 | 1.1341 | 0.9318 | 0.8884 | 0.947 | 0.9815 | 0.9725 | 0.9589 | 0.8707 | 1.0027 | 0.9206 | 0.8904 | 1.0209 | 0.9231 | 0.8902 | 0.966 | 0.9918 | 0.9784 | 0.9783 | 0.8996 | 0.9177 | 0.9524 | 0.9356 | 0.9893 | 1.0551 | 1.0197 | 0.945 | 1.0719 | 0.988 | 1.0608 | 0.9674 | 0.0036587
*