## README
This workbook includes the conservation supply curve inputs for the draft Seventh Power Plan, as of March 26, 2015. These data include the energy and capacity available from each of about 1600 conservation measures along with the maximum annual deployment and the monthly savings in Heavy and Light Load hours.
Mar26bundle: raw data from "forRPM" tab of each supply curve workbook
aMW-MAX: calculates the maximum potential (MAX2) that could be acquired for a given measure
kW: calculates the peak kW impacts
shape: calculates the monthly heavy/light load hour contribution by measure
Pivot aMW-Max: provides pivot tables of the aMW-MAX data
In addition to inputs, two worksheet tabs (Mar26bundle and aMW-MAX) include the calculated benefit to cost ratio, as calculated using the draft 7P cost-effective methodology. This ratio incorporates a generation deferral credit derived from analysis of resource strategies and the ten percent Regional Act Credit. These resulting B/C ratios will be different than the B/C ratios that appear in the measure-level input workbooks which do not include either the generation deferral credit, the Regional Act Credit, or the electric market price in the proposed for the cost-effectiveness methodology.
It is important to note these B/C ratios may NOT equal those that will be calculated by the Regional Technical Forum (RTF) for similar measures because:
1. The RTF continually updates its analysis, while this workbook includes data as of March 2015 or earlier.
2. The measures are often bundled differently in this workbook, compared to the RTF analysis (e.g. these inputs have aggregated climate zones).
3. The cost-effectiveness methodology used here is DRAFT and may change by the time of RTF adoption.

## Mar26bundle
Ramp Rate | Resource Type | Measure Category | Sector | End Use | kW per unit | kWh per unit | TRC Net Levelized Cost (Net of All Benefits) | segment | measure | aMW_2016 | aMW_2017 | aMW_2018 | aMW_2019 | aMW_2020 | aMW_2021 | aMW_2022 | aMW_2023 | aMW_2024 | aMW_2025 | aMW_2026 | aMW_2027 | aMW_2028 | aMW_2029 | aMW_2030 | aMW_2031 | aMW_2032 | aMW_2033 | aMW_2034 | aMW_2035 | MAX | Jan_light | Feb_light | Mar_light | Apr_light | May_light | Jun_light | Jul_light | Aug_light | Sep_light | Oct_light | Nov_light | Dec_light | NA | Jan_heavy | Feb_heavy | Mar_heavy | Apr_heavy | May_heavy | Jun_heavy | Jul_heavy | Aug_heavy | Sep_heavy | Oct_heavy | Nov_heavy | Dec_heavy | TRC BC Ratio
Retro20Fast | Retro | Lighting | Agriculture | Lighting | 0.061476 | 263.3767 | -28.5003 | 35-44W LED fixture & NEW Photocell_Replacing_100W HID fixture | Idaho | 0.031747 | 0.022255 | 0.015409 | 0.012008 | 0.01053 | 0.0091222 | 0.0078247 | 0.0066575 | 0.0056258 | 0.0047266 | 0.0039512 | 0.0030832 | 0.002406 | 0.0018778 | 0.0014657 | 0.001144 | 0.00089308 | 0.00069721 | 0.00054434 | 0.000425 | 0.14805 | 10.7872 | 7.9746 | 7.4287 | 4.2646 | 3.4257 | 2.6574 | 2.7729 | 4.0361 | 5.0993 | 8.3189 | 9.6335 | 11.3481 | NA | 17.8782 | 15.5078 | 15.6335 | 14.887 | 13.7117 | 12.4584 | 13.6042 | 14.6899 | 15.8342 | 16.3418 | 17.1307 | 17.952 | 190.5061
Retro20Fast | Retro | Lighting | Agriculture | Lighting | 0.061823 | 264.8648 | -27.9926 | 35-44W LED fixture & NEW Photocell_Replacing_150W HID fixture | Idaho | 0.031926 | 0.022381 | 0.015496 | 0.012076 | 0.01059 | 0.0091737 | 0.007869 | 0.0066951 | 0.0056576 | 0.0047533 | 0.0039735 | 0.0031006 | 0.0024196 | 0.0018884 | 0.001474 | 0.0011505 | 0.00089812 | 0.00070115 | 0.00054741 | 0.00042741 | 0.14889 | 10.8482 | 8.0197 | 7.4707 | 4.2887 | 3.4451 | 2.6724 | 2.7886 | 4.0589 | 5.1281 | 8.3659 | 9.688 | 11.4122 | NA | 17.9792 | 15.5954 | 15.7219 | 14.9712 | 13.7892 | 12.5288 | 13.6811 | 14.7729 | 15.9237 | 16.4341 | 17.2275 | 18.0535 | 211.0217
Retro20Fast | Retro | Lighting | Agriculture | Lighting | 0.06222 | 266.5623 | -27.6513 | 35-44W LED fixture & NEW Photocell_Replacing_175W MH fixture | Idaho | 0.032131 | 0.022524 | 0.015595 | 0.012153 | 0.010657 | 0.0092325 | 0.0079194 | 0.006738 | 0.0056939 | 0.0047837 | 0.003999 | 0.0031204 | 0.0024351 | 0.0019005 | 0.0014834 | 0.0011579 | 0.00090388 | 0.00070564 | 0.00055092 | 0.00043014 | 0.14984 | 10.9177 | 8.0711 | 7.5186 | 4.3162 | 3.4672 | 2.6895 | 2.8065 | 4.0849 | 5.161 | 8.4195 | 9.7501 | 11.4854 | NA | 18.0944 | 15.6954 | 15.8226 | 15.0671 | 13.8776 | 12.6091 | 13.7688 | 14.8676 | 16.0257 | 16.5394 | 17.3379 | 18.1692 | 412.1123
Retro20Fast | Retro | Lighting | Agriculture | Lighting | 0.061476 | 263.3767 | -28.5003 | 35-44W LED fixture & NEW Photocell_Replacing_175W MV fixture | Idaho | 0.031747 | 0.022255 | 0.015409 | 0.012008 | 0.01053 | 0.0091222 | 0.0078247 | 0.0066575 | 0.0056258 | 0.0047266 | 0.0039512 | 0.0030832 | 0.002406 | 0.0018778 | 0.0014657 | 0.001144 | 0.00089308 | 0.00069721 | 0.00054434 | 0.000425 | 0.14805 | 10.7872 | 7.9746 | 7.4287 | 4.2646 | 3.4257 | 2.6574 | 2.7729 | 4.0361 | 5.0993 | 8.3189 | 9.6335 | 11.3481 | NA | 17.8782 | 15.5078 | 15.6335 | 14.887 | 13.7117 | 12.4584 | 13.6042 | 14.6899 | 15.8342 | 16.3418 | 17.1307 | 17.952 | 190.5061
Retro20Fast | Retro | Lighting | Agriculture | Lighting | 0.061859 | 265.0185 | -27.7871 | 35-44W LED fixture & NEW Photocell_Replacing_200W HID fixture | Idaho | 0.031945 | 0.022394 | 0.015505 | 0.012083 | 0.010596 | 0.0091791 | 0.0078735 | 0.006699 | 0.0056609 | 0.004756 | 0.0039758 | 0.0031024 | 0.002421 | 0.0018895 | 0.0014748 | 0.0011512 | 0.00089864 | 0.00070155 | 0.00054773 | 0.00042765 | 0.14898 | 10.8545 | 8.0243 | 7.475 | 4.2912 | 3.4471 | 2.6739 | 2.7902 | 4.0613 | 5.1311 | 8.3708 | 9.6936 | 11.4189 | NA | 17.9896 | 15.6045 | 15.731 | 14.9798 | 13.7972 | 12.536 | 13.689 | 14.7815 | 15.9329 | 16.4436 | 17.2375 | 18.0639 | 171.4785
Retro20Fast | Retro | Lighting | Agriculture | Lighting | 0.061476 | 263.3767 | -28.5003 | 35-44W LED fixture & NEW Photocell_Replacing_100W HID fixture | Montana | 0.0074076 | 0.0052485 | 0.0036718 | 0.0028904 | 0.0025597 | 0.0022319 | 0.0019267 | 0.0016499 | 0.0014033 | 0.0011868 | 0.00099869 | 0.00078446 | 0.00061625 | 0.00048414 | 0.00038038 | 0.00029886 | 0.00023482 | 0.0001845 | 0.00014497 | 0.00011391 | 0.039681 | 10.7872 | 7.9746 | 7.4287 | 4.2646 | 3.4257 | 2.6574 | 2.7729 | 4.0361 | 5.0993 | 8.3189 | 9.6335 | 11.3481 | NA | 17.8782 | 15.5078 | 15.6335 | 14.887 | 13.7117 | 12.4584 | 13.6042 | 14.6899 | 15.8342 | 16.3418 | 17.1307 | 17.952 | 190.5061
Retro20Fast | Retro | Lighting | Agriculture | Lighting | 0.061823 | 264.8648 | -27.9926 | 35-44W LED fixture & NEW Photocell_Replacing_150W HID fixture | Montana | 0.0074495 | 0.0052781 | 0.0036926 | 0.0029067 | 0.0025741 | 0.0022445 | 0.0019376 | 0.0016592 | 0.0014113 | 0.0011935 | 0.0010043 | 0.0007889 | 0.00061973 | 0.00048688 | 0.00038253 | 0.00030055 | 0.00023614 | 0.00018555 | 0.00014579 | 0.00011455 | 0.039905 | 10.8482 | 8.0197 | 7.4707 | 4.2887 | 3.4451 | 2.6724 | 2.7886 | 4.0589 | 5.1281 | 8.3659 | 9.688 | 11.4122 | NA | 17.9792 | 15.5954 | 15.7219 | 14.9712 | 13.7892 | 12.5288 | 13.6811 | 14.7729 | 15.9237 | 16.4341 | 17.2275 | 18.0535 | 211.0217
Retro20Fast | Retro | Lighting | Agriculture | Lighting | 0.06222 | 266.5623 | -27.6513 | 35-44W LED fixture & NEW Photocell_Replacing_175W MH fixture | Montana | 0.0074972 | 0.005312 | 0.0037163 | 0.0029253 | 0.0025906 | 0.0022589 | 0.00195 | 0.0016698 | 0.0014203 | 0.0012012 | 0.0010108 | 0.00079395 | 0.0006237 | 0.00049 | 0.00038498 | 0.00030247 | 0.00023766 | 0.00018673 | 0.00014673 | 0.00011529 | 0.040161 | 10.9177 | 8.0711 | 7.5186 | 4.3162 | 3.4672 | 2.6895 | 2.8065 | 4.0849 | 5.161 | 8.4195 | 9.7501 | 11.4854 | NA | 18.0944 | 15.6954 | 15.8226 | 15.0671 | 13.8776 | 12.6091 | 13.7688 | 14.8676 | 16.0257 | 16.5394 | 17.3379 | 18.1692 | 412.1123
Retro20Fast | Retro | Lighting | Agriculture | Lighting | 0.061476 | 263.3767 | -28.5003 | 35-44W LED fixture & NEW Photocell_Replacing_175W MV fixture | Montana | 0.0074076 | 0.0052485 | 0.0036718 | 0.0028904 | 0.0025597 | 0.0022319 | 0.0019267 | 0.0016499 | 0.0014033 | 0.0011868 | 0.00099869 | 0.00078446 | 0.00061625 | 0.00048414 | 0.00038038 | 0.00029886 | 0.00023482 | 0.0001845 | 0.00014497 | 0.00011391 | 0.039681 | 10.7872 | 7.9746 | 7.4287 | 4.2646 | 3.4257 | 2.6574 | 2.7729 | 4.0361 | 5.0993 | 8.3189 | 9.6335 | 11.3481 | NA | 17.8782 | 15.5078 | 15.6335 | 14.887 | 13.7117 | 12.4584 | 13.6042 | 14.6899 | 15.8342 | 16.3418 | 17.1307 | 17.952 | 190.5061
Retro20Fast | Retro | Lighting | Agriculture | Lighting | 0.061859 | 265.0185 | -27.7871 | 35-44W LED fixture & NEW Photocell_Replacing_200W HID fixture | Montana | 0.0074538 | 0.0052812 | 0.0036947 | 0.0029084 | 0.0025756 | 0.0022458 | 0.0019387 | 0.0016602 | 0.0014121 | 0.0011942 | 0.0010049 | 0.00078935 | 0.00062009 | 0.00048716 | 0.00038275 | 0.00030072 | 0.00023628 | 0.00018565 | 0.00014588 | 0.00011462 | 0.039928 | 10.8545 | 8.0243 | 7.475 | 4.2912 | 3.4471 | 2.6739 | 2.7902 | 4.0613 | 5.1311 | 8.3708 | 9.6936 | 11.4189 | NA | 17.9896 | 15.6045 | 15.731 | 14.9798 | 13.7972 | 12.536 | 13.689 | 14.7815 | 15.9329 | 16.4436 | 17.2375 | 18.0639 | 171.4785
Retro20Fast | Retro | Lighting | Agriculture | Lighting | 0.061476 | 263.3767 | -28.5003 | 35-44W LED fixture & NEW Photocell_Replacing_100W HID fixture | Washington | 0.048943 | 0.034671 | 0.024264 | 0.019108 | 0.017045 | 0.014932 | 0.012945 | 0.011133 | 0.0095043 | 0.0081283 | 0.0068611 | 0.005403 | 0.0042559 | 0.0033509 | 0.0026565 | 0.0020932 | 0.0016497 | 0.0013 | 0.001024 | 0.00081253 | 0.28305 | 10.7872 | 7.9746 | 7.4287 | 4.2646 | 3.4257 | 2.6574 | 2.7729 | 4.0361 | 5.0993 | 8.3189 | 9.6335 | 11.3481 | NA | 17.8782 | 15.5078 | 15.6335 | 14.887 | 13.7117 | 12.4584 | 13.6042 | 14.6899 | 15.8342 | 16.3418 | 17.1307 | 17.952 | 190.5061
Retro20Fast | Retro | Lighting | Agriculture | Lighting | 0.061823 | 264.8648 | -27.9926 | 35-44W LED fixture & NEW Photocell_Replacing_150W HID fixture | Washington | 0.04922 | 0.034867 | 0.024401 | 0.019216 | 0.017141 | 0.015017 | 0.013018 | 0.011196 | 0.009558 | 0.0081742 | 0.0068998 | 0.0054335 | 0.00428 | 0.0033699 | 0.0026715 | 0.002105 | 0.001659 | 0.0013074 | 0.0010298 | 0.00081712 | 0.28465 | 10.8482 | 8.0197 | 7.4707 | 4.2887 | 3.4451 | 2.6724 | 2.7886 | 4.0589 | 5.1281 | 8.3659 | 9.688 | 11.4122 | NA | 17.9792 | 15.5954 | 15.7219 | 14.9712 | 13.7892 | 12.5288 | 13.6811 | 14.7729 | 15.9237 | 16.4341 | 17.2275 | 18.0535 | 211.0217
Retro20Fast | Retro | Lighting | Agriculture | Lighting | 0.06222 | 266.5623 | -27.6513 | 35-44W LED fixture & NEW Photocell_Replacing_175W MH fixture | Washington | 0.049535 | 0.035091 | 0.024558 | 0.019339 | 0.017251 | 0.015113 | 0.013102 | 0.011268 | 0.0096193 | 0.0082266 | 0.0069441 | 0.0054683 | 0.0043074 | 0.0033915 | 0.0026886 | 0.0021185 | 0.0016696 | 0.0013157 | 0.0010364 | 0.00082236 | 0.28647 | 10.9177 | 8.0711 | 7.5186 | 4.3162 | 3.4672 | 2.6895 | 2.8065 | 4.0849 | 5.161 | 8.4195 | 9.7501 | 11.4854 | NA | 18.0944 | 15.6954 | 15.8226 | 15.0671 | 13.8776 | 12.6091 | 13.7688 | 14.8676 | 16.0257 | 16.5394 | 17.3379 | 18.1692 | 412.1123
Retro20Fast | Retro | Lighting | Agriculture | Lighting | 0.061476 | 263.3767 | -28.5003 | 35-44W LED fixture & NEW Photocell_Replacing_175W MV fixture | Washington | 0.048943 | 0.034671 | 0.024264 | 0.019108 | 0.017045 | 0.014932 | 0.012945 | 0.011133 | 0.0095043 | 0.0081283 | 0.0068611 | 0.005403 | 0.0042559 | 0.0033509 | 0.0026565 | 0.0020932 | 0.0016497 | 0.0013 | 0.001024 | 0.00081253 | 0.28305 | 10.7872 | 7.9746 | 7.4287 | 4.2646 | 3.4257 | 2.6574 | 2.7729 | 4.0361 | 5.0993 | 8.3189 | 9.6335 | 11.3481 | NA | 17.8782 | 15.5078 | 15.6335 | 14.887 | 13.7117 | 12.4584 | 13.6042 | 14.6899 | 15.8342 | 16.3418 | 17.1307 | 17.952 | 190.5061
Retro20Fast | Retro | Lighting | Agriculture | Lighting | 0.061859 | 265.0185 | -27.7871 | 35-44W LED fixture & NEW Photocell_Replacing_200W HID fixture | Washington | 0.049248 | 0.034887 | 0.024415 | 0.019227 | 0.017151 | 0.015025 | 0.013026 | 0.011203 | 0.0095636 | 0.0081789 | 0.0069039 | 0.0054367 | 0.0042825 | 0.0033718 | 0.0026731 | 0.0021062 | 0.00166 | 0.0013081 | 0.0010304 | 0.0008176 | 0.28481 | 10.8545 | 8.0243 | 7.475 | 4.2912 | 3.4471 | 2.6739 | 2.7902 | 4.0613 | 5.1311 | 8.3708 | 9.6936 | 11.4189 | NA | 17.9896 | 15.6045 | 15.731 | 14.9798 | 13.7972 | 12.536 | 13.689 | 14.7815 | 15.9329 | 16.4436 | 17.2375 | 18.0639 | 171.4785
Retro20Fast | Retro | Lighting | Agriculture | Lighting | 0.061476 | 263.3767 | -28.5003 | 35-44W LED fixture & NEW Photocell_Replacing_100W HID fixture | Oregon | 0.046298 | 0.032779 | 0.02292 | 0.01805 | 0.016127 | 0.014124 | 0.012246 | 0.010538 | 0.0089979 | 0.0077078 | 0.0065079 | 0.0051283 | 0.0040381 | 0.0031816 | 0.0025265 | 0.0019913 | 0.0015704 | 0.0012383 | 0.00097574 | 0.00077583 | 0.27026 | 10.7872 | 7.9746 | 7.4287 | 4.2646 | 3.4257 | 2.6574 | 2.7729 | 4.0361 | 5.0993 | 8.3189 | 9.6335 | 11.3481 | NA | 17.8782 | 15.5078 | 15.6335 | 14.887 | 13.7117 | 12.4584 | 13.6042 | 14.6899 | 15.8342 | 16.3418 | 17.1307 | 17.952 | 190.5061
Retro20Fast | Retro | Lighting | Agriculture | Lighting | 0.061823 | 264.8648 | -27.9926 | 35-44W LED fixture & NEW Photocell_Replacing_150W HID fixture | Oregon | 0.046559 | 0.032964 | 0.02305 | 0.018152 | 0.016219 | 0.014204 | 0.012315 | 0.010597 | 0.0090488 | 0.0077514 | 0.0065447 | 0.0051572 | 0.0040609 | 0.0031996 | 0.0025407 | 0.0020026 | 0.0015793 | 0.0012453 | 0.00098126 | 0.00078021 | 0.27179 | 10.8482 | 8.0197 | 7.4707 | 4.2887 | 3.4451 | 2.6724 | 2.7886 | 4.0589 | 5.1281 | 8.3659 | 9.688 | 11.4122 | NA | 17.9792 | 15.5954 | 15.7219 | 14.9712 | 13.7892 | 12.5288 | 13.6811 | 14.7729 | 15.9237 | 16.4341 | 17.2275 | 18.0535 | 211.0217
Retro20Fast | Retro | Lighting | Agriculture | Lighting | 0.06222 | 266.5623 | -27.6513 | 35-44W LED fixture & NEW Photocell_Replacing_175W MH fixture | Oregon | 0.046858 | 0.033176 | 0.023197 | 0.018268 | 0.016323 | 0.014295 | 0.012394 | 0.010665 | 0.0091068 | 0.0078011 | 0.0065867 | 0.0051903 | 0.0040869 | 0.0032201 | 0.002557 | 0.0020154 | 0.0015894 | 0.0012533 | 0.00098754 | 0.00078521 | 0.27353 | 10.9177 | 8.0711 | 7.5186 | 4.3162 | 3.4672 | 2.6895 | 2.8065 | 4.0849 | 5.161 | 8.4195 | 9.7501 | 11.4854 | NA | 18.0944 | 15.6954 | 15.8226 | 15.0671 | 13.8776 | 12.6091 | 13.7688 | 14.8676 | 16.0257 | 16.5394 | 17.3379 | 18.1692 | 412.1123
Retro20Fast | Retro | Lighting | Agriculture | Lighting | 0.061476 | 263.3767 | -28.5003 | 35-44W LED fixture & NEW Photocell_Replacing_175W MV fixture | Oregon | 0.046298 | 0.032779 | 0.02292 | 0.01805 | 0.016127 | 0.014124 | 0.012246 | 0.010538 | 0.0089979 | 0.0077078 | 0.0065079 | 0.0051283 | 0.0040381 | 0.0031816 | 0.0025265 | 0.0019913 | 0.0015704 | 0.0012383 | 0.00097574 | 0.00077583 | 0.27026 | 10.7872 | 7.9746 | 7.4287 | 4.2646 | 3.4257 | 2.6574 | 2.7729 | 4.0361 | 5.0993 | 8.3189 | 9.6335 | 11.3481 | NA | 17.8782 | 15.5078 | 15.6335 | 14.887 | 13.7117 | 12.4584 | 13.6042 | 14.6899 | 15.8342 | 16.3418 | 17.1307 | 17.952 | 190.5061
Retro20Fast | Retro | Lighting | Agriculture | Lighting | 0.061859 | 265.0185 | -27.7871 | 35-44W LED fixture & NEW Photocell_Replacing_200W HID fixture | Oregon | 0.046586 | 0.032983 | 0.023063 | 0.018162 | 0.016228 | 0.014212 | 0.012322 | 0.010603 | 0.009054 | 0.0077559 | 0.0065485 | 0.0051602 | 0.0040632 | 0.0032014 | 0.0025422 | 0.0020037 | 0.0015802 | 0.001246 | 0.00098183 | 0.00078066 | 0.27195 | 10.8545 | 8.0243 | 7.475 | 4.2912 | 3.4471 | 2.6739 | 2.7902 | 4.0613 | 5.1311 | 8.3708 | 9.6936 | 11.4189 | NA | 17.9896 | 15.6045 | 15.731 | 14.9798 | 13.7972 | 12.536 | 13.689 | 14.7815 | 15.9329 | 16.4436 | 17.2375 | 18.0639 | 171.4785
Retro1Slow | Retro | Irrigation Pressure | Agriculture | Irrigation | 0.00076553 | 287.8114 | 14.0378 | Convert Medium Pressure Center Pivot to Low pressure system | Idaho | 0.017954 | 0.035892 | 0.06374 | 0.10374 | 0.15761 | 0.22598 | 0.30779 | 0.39958 | 0.495 | 0.58472 | 0.65722 | 0.70051 | 0.70487 | 0.66587 | 0.58674 | 0.4787 | 0.35864 | 0.2445 | 0.15017 | 0.072221 | 7.2221 | - | 0.010083 | 0.55514 | 6.6869 | 26.4866 | 35.1035 | 33.9845 | 34.4708 | 16.2051 | 9.3184 | 2.6337 | 0.018047 | NA | - | 0.0068952 | 0.2047 | 4.407 | 17.1746 | 25.8037 | 29.2689 | 25.0679 | 12.9706 | 6.1214 | 1.2995 | 0.013337 | 5.1807
Retro1Slow | Retro | Irrigation Pressure | Agriculture | Irrigation | 0.0013336 | 501.396 | 19.2309 | Convert High Pressure Center Pivot to Low pressure system | Idaho | 0.0073398 | 0.014674 | 0.026058 | 0.042413 | 0.064434 | 0.092386 | 0.12583 | 0.16336 | 0.20236 | 0.23905 | 0.26869 | 0.28638 | 0.28816 | 0.27222 | 0.23987 | 0.1957 | 0.14662 | 0.099957 | 0.061393 | 0.029525 | 2.9525 | - | 0.017565 | 0.9671 | 11.6493 | 46.1423 | 61.1537 | 59.2044 | 60.0516 | 28.2309 | 16.2336 | 4.5882 | 0.03144 | NA | - | 0.012012 | 0.3566 | 7.6774 | 29.9198 | 44.9526 | 50.9894 | 43.6708 | 22.5961 | 10.664 | 2.2639 | 0.023234 | 3.7926
Retro1Slow | Retro | Irrigation Pressure | Agriculture | Irrigation | 0.00072489 | 272.534 | 110.2137 | Convert wheel line systems to low pressure systems on alfalfa acreage | Idaho | 0.0039004 | 0.0077975 | 0.013847 | 0.022538 | 0.03424 | 0.049094 | 0.066866 | 0.086808 | 0.10754 | 0.12703 | 0.14278 | 0.15219 | 0.15313 | 0.14466 | 0.12747 | 0.104 | 0.077915 | 0.053117 | 0.032624 | 0.01569 | 1.569 | - | 0.0095474 | 0.52567 | 6.332 | 25.0806 | 33.2401 | 32.1806 | 32.6411 | 15.3449 | 8.8238 | 2.4939 | 0.017089 | NA | - | 0.0065292 | 0.19383 | 4.1731 | 16.2629 | 24.434 | 27.7153 | 23.7373 | 12.2821 | 5.7964 | 1.2305 | 0.012629 | 0.66605
Retro1Slow | Retro | Irrigation Pressure | Agriculture | Irrigation | 0.00072489 | 272.534 | 77.7359 | Convert hand line systems to low pressure systems on alfalfa acreage | Idaho | 0.0013212 | 0.0026413 | 0.0046906 | 0.0076346 | 0.011598 | 0.01663 | 0.02265 | 0.029405 | 0.036427 | 0.04303 | 0.048365 | 0.051551 | 0.051871 | 0.049002 | 0.043179 | 0.035228 | 0.026393 | 0.017993 | 0.011051 | 0.0053147 | 0.53147 | - | 0.0095474 | 0.52567 | 6.332 | 25.0806 | 33.2401 | 32.1806 | 32.6411 | 15.3449 | 8.8238 | 2.4939 | 0.017089 | NA | - | 0.0065292 | 0.19383 | 4.1731 | 16.2629 | 24.434 | 27.7153 | 23.7373 | 12.2821 | 5.7964 | 1.2305 | 0.012629 | 0.94378
Retro1Slow | Retro | Irrigation Pressure | Agriculture | Irrigation | 0.00044313 | 166.6007 | 24.3184 | Convert Medium Pressure Center Pivot to Low pressure system | Montana | 0.00045267 | 0.00091467 | 0.0016412 | 0.0026984 | 0.0041399 | 0.0059746 | 0.0081893 | 0.0107 | 0.013342 | 0.015865 | 0.01795 | 0.01926 | 0.019508 | 0.018551 | 0.016454 | 0.013512 | 0.01019 | 0.0069916 | 0.0043217 | 0.0020916 | 0.20916 | - | 0.0058363 | 0.32134 | 3.8708 | 15.3319 | 20.3198 | 19.672 | 19.9536 | 9.3804 | 5.394 | 1.5245 | 0.010447 | NA | - | 0.0039913 | 0.11849 | 2.551 | 9.9416 | 14.9366 | 16.9424 | 14.5107 | 7.5081 | 3.5434 | 0.75222 | 0.0077201 | 3.0041
Retro1Slow | Retro | Irrigation Pressure | Agriculture | Irrigation | 0.00076289 | 286.82 | 33.731 | Convert High Pressure Center Pivot to Low pressure system | Montana | 0.00019149 | 0.00038692 | 0.00069428 | 0.0011415 | 0.0017512 | 0.0025274 | 0.0034642 | 0.0045265 | 0.0056441 | 0.0067111 | 0.0075932 | 0.0081472 | 0.0082523 | 0.0078474 | 0.0069605 | 0.005716 | 0.0043104 | 0.0029576 | 0.0018282 | 0.00088479 | 0.088479 | - | 0.010048 | 0.55322 | 6.6639 | 26.3954 | 34.9826 | 33.8674 | 34.3521 | 16.1493 | 9.2863 | 2.6246 | 0.017985 | NA | - | 0.0068715 | 0.20399 | 4.3918 | 17.1154 | 25.7148 | 29.1681 | 24.9816 | 12.9259 | 6.1003 | 1.295 | 0.013291 | 2.1695
Retro1Slow | Retro | Irrigation Pressure | Agriculture | Irrigation | 0.0005395 | 202.8343 | 148.1382 | Convert wheel line systems to low pressure systems on alfalfa acreage | Montana | 0.00025895 | 0.00052324 | 0.00093887 | 0.0015436 | 0.0023682 | 0.0034177 | 0.0046847 | 0.0061211 | 0.0076325 | 0.0090755 | 0.010268 | 0.011017 | 0.01116 | 0.010612 | 0.0094127 | 0.0077298 | 0.005829 | 0.0039995 | 0.0024722 | 0.0011965 | 0.11965 | - | 0.0071057 | 0.39123 | 4.7126 | 18.6664 | 24.7391 | 23.9505 | 24.2932 | 11.4205 | 6.5671 | 1.8561 | 0.012719 | NA | - | 0.0048594 | 0.14426 | 3.1058 | 12.1037 | 18.1851 | 20.6272 | 17.6666 | 9.141 | 4.314 | 0.91582 | 0.0093991 | 0.49571
Retro1Slow | Retro | Irrigation Pressure | Agriculture | Irrigation | 0.0005395 | 202.8343 | 123.6645 | Convert hand line systems to low pressure systems on alfalfa acreage | Montana | 6.2032e-05 | 0.00012534 | 0.00022491 | 0.00036978 | 0.00056731 | 0.00081873 | 0.0011222 | 0.0014663 | 0.0018284 | 0.0021741 | 0.0024598 | 0.0026393 | 0.0026733 | 0.0025421 | 0.0022548 | 0.0018517 | 0.0013963 | 0.0009581 | 0.00059223 | 0.00028663 | 0.028663 | - | 0.0071057 | 0.39123 | 4.7126 | 18.6664 | 24.7391 | 23.9505 | 24.2932 | 11.4205 | 6.5671 | 1.8561 | 0.012719 | NA | - | 0.0048594 | 0.14426 | 3.1058 | 12.1037 | 18.1851 | 20.6272 | 17.6666 | 9.141 | 4.314 | 0.91582 | 0.0093991 | 0.59369
Retro1Slow | Retro | Irrigation Pressure | Agriculture | Irrigation | 0.0012657 | 475.8558 | 8.9276 | Convert Medium Pressure Center Pivot to Low pressure system | Washington | 0.0098503 | 0.0199 | 0.03572 | 0.058752 | 0.090793 | 0.13165 | 0.18122 | 0.23781 | 0.29761 | 0.35786 | 0.40615 | 0.43688 | 0.44372 | 0.42288 | 0.37847 | 0.3117 | 0.23577 | 0.16225 | 0.10054 | 0.049138 | 4.9138 | - | 0.01667 | 0.91784 | 11.0559 | 43.7919 | 58.0387 | 56.1886 | 56.9927 | 26.7929 | 15.4067 | 4.3544 | 0.029839 | NA | - | 0.0114 | 0.33843 | 7.2863 | 28.3958 | 42.6628 | 48.3921 | 41.4463 | 21.4451 | 10.1208 | 2.1485 | 0.022051 | 8.0968
Retro1Slow | Retro | Irrigation Pressure | Agriculture | Irrigation | 0.0019275 | 724.6748 | 13.2592 | Convert High Pressure Center Pivot to Low pressure system | Washington | 0.0052848 | 0.010677 | 0.019164 | 0.031521 | 0.048711 | 0.07063 | 0.097224 | 0.12759 | 0.15967 | 0.192 | 0.2179 | 0.23439 | 0.23806 | 0.22688 | 0.20305 | 0.16723 | 0.12649 | 0.087048 | 0.053941 | 0.026363 | 2.6363 | - | 0.025387 | 1.3978 | 16.8369 | 66.6901 | 88.3864 | 85.5689 | 86.7934 | 40.8026 | 23.4626 | 6.6313 | 0.045441 | NA | - | 0.017361 | 0.5154 | 11.0963 | 43.2436 | 64.9706 | 73.6957 | 63.1181 | 32.6585 | 15.4129 | 3.272 | 0.033581 | 5.4815
Retro1Slow | Retro | Irrigation Pressure | Agriculture | Irrigation | 0.0011468 | 431.174 | 28.191 | Convert wheel line systems to low pressure systems on alfalfa acreage | Washington | 0.0022763 | 0.0045987 | 0.0082544 | 0.013577 | 0.020981 | 0.030422 | 0.041877 | 0.054954 | 0.068774 | 0.082697 | 0.093856 | 0.10096 | 0.10254 | 0.097722 | 0.08746 | 0.072029 | 0.054484 | 0.037494 | 0.023234 | 0.011355 | 1.1355 | - | 0.015105 | 0.83166 | 10.0178 | 39.6799 | 52.589 | 50.9126 | 51.6412 | 24.2771 | 13.96 | 3.9456 | 0.027037 | NA | - | 0.01033 | 0.30666 | 6.6022 | 25.7295 | 38.6569 | 43.8482 | 37.5546 | 19.4315 | 9.1705 | 1.9468 | 0.01998 | 2.5936
Retro1Slow | Retro | Irrigation Pressure | Agriculture | Irrigation | 0.0011468 | 431.174 | 42 | Convert hand line systems to low pressure systems on alfalfa acreage | Washington | 0.00062242 | 0.0012574 | 0.0022571 | 0.0037124 | 0.005737 | 0.0083186 | 0.011451 | 0.015027 | 0.018805 | 0.022612 | 0.025664 | 0.027606 | 0.028038 | 0.026721 | 0.023915 | 0.019696 | 0.014898 | 0.010252 | 0.0063529 | 0.0031049 | 0.31049 | - | 0.015105 | 0.83166 | 10.0178 | 39.6799 | 52.589 | 50.9126 | 51.6412 | 24.2771 | 13.96 | 3.9456 | 0.027037 | NA | - | 0.01033 | 0.30666 | 6.6022 | 25.7295 | 38.6569 | 43.8482 | 37.5546 | 19.4315 | 9.1705 | 1.9468 | 0.01998 | 1.7439
Retro1Slow | Retro | Irrigation Pressure | Agriculture | Irrigation | 0.00068549 | 257.7203 | 204.3016 | Convert Medium Pressure Center Pivot to Low pressure system | Oregon | 0.0033475 | 0.006759 | 0.012122 | 0.019938 | 0.030862 | 0.044735 | 0.061587 | 0.080863 | 0.10122 | 0.12191 | 0.1384 | 0.14897 | 0.15125 | 0.14424 | 0.12931 | 0.10653 | 0.080631 | 0.055522 | 0.034416 | 0.016856 | 1.6856 | - | 0.0090284 | 0.4971 | 5.9878 | 23.7174 | 31.4334 | 30.4314 | 30.8668 | 14.5109 | 8.3441 | 2.3583 | 0.01616 | NA | - | 0.0061743 | 0.18329 | 3.9462 | 15.379 | 23.1059 | 26.2088 | 22.4471 | 11.6145 | 5.4814 | 1.1636 | 0.011942 | 0.35954
Retro1Slow | Retro | Irrigation Pressure | Agriculture | Irrigation | 0.0011414 | 429.1074 | 17.2616 | Convert High Pressure Center Pivot to Low pressure system | Oregon | 0.0020061 | 0.0040507 | 0.0072645 | 0.011949 | 0.018496 | 0.02681 | 0.036909 | 0.048461 | 0.060661 | 0.073062 | 0.082943 | 0.089278 | 0.090643 | 0.086445 | 0.077496 | 0.063844 | 0.048322 | 0.033274 | 0.020626 | 0.010102 | 1.0102 | - | 0.015032 | 0.82767 | 9.9698 | 39.4897 | 52.3369 | 50.6686 | 51.3937 | 24.1608 | 13.8931 | 3.9267 | 0.026907 | NA | - | 0.01028 | 0.30519 | 6.5705 | 25.6062 | 38.4716 | 43.638 | 37.3746 | 19.3383 | 9.1266 | 1.9375 | 0.019884 | 4.2216
Retro1Slow | Retro | Irrigation Pressure | Agriculture | Irrigation | 0.0011151 | 419.2514 | 39.84 | Convert wheel line systems to low pressure systems on alfalfa acreage | Oregon | 0.0021098 | 0.00426 | 0.0076399 | 0.012566 | 0.019451 | 0.028195 | 0.038816 | 0.050965 | 0.063795 | 0.076837 | 0.087229 | 0.093891 | 0.095326 | 0.090911 | 0.0815 | 0.067142 | 0.050818 | 0.034993 | 0.021691 | 0.010623 | 1.0623 | - | 0.014687 | 0.80866 | 9.7408 | 38.5827 | 51.1348 | 49.5048 | 50.2132 | 23.6058 | 13.574 | 3.8365 | 0.026289 | NA | - | 0.010044 | 0.29818 | 6.4196 | 25.018 | 37.5879 | 42.6357 | 36.5162 | 18.8942 | 8.9169 | 1.893 | 0.019428 | 1.8381
Retro1Slow | Retro | Irrigation Pressure | Agriculture | Irrigation | 0.0011151 | 419.2514 | 50.4793 | Convert hand line systems to low pressure systems on alfalfa acreage | Oregon | 0.00068651 | 0.0013862 | 0.002486 | 0.004089 | 0.0063294 | 0.0091745 | 0.012631 | 0.016584 | 0.020759 | 0.025002 | 0.028384 | 0.030552 | 0.031019 | 0.029582 | 0.02652 | 0.021848 | 0.016536 | 0.011387 | 0.0070583 | 0.0034568 | 0.34568 | - | 0.014687 | 0.80866 | 9.7408 | 38.5827 | 51.1348 | 49.5048 | 50.2132 | 23.6058 | 13.574 | 3.8365 | 0.026289 | NA | - | 0.010044 | 0.29818 | 6.4196 | 25.018 | 37.5879 | 42.6357 | 36.5162 | 18.8942 | 8.9169 | 1.893 | 0.019428 | 1.4519
Retro5Med | Retro | Dairy | Agriculture | Motors/Drives | 0.0025652 | 7.4915 | -5.474 | VSD - Vacuum Pump | Idaho FreeStall | 0.0010457 | 0.0013044 | 0.0016174 | 0.0019107 | 0.0022179 | 0.0026422 | 0.0029512 | 0.0030764 | 0.0029617 | 0.0026029 | 0.0020669 | 0.0014502 | 0.00088819 | 0.00046346 | 0.00020275 | 7.2671e-05 | 2.076e-05 | 4.6004e-06 | 7.7027e-07 | 9.3612e-08 | 0.034846 | 0.42402 | 0.38739 | 0.45109 | 0.41557 | 0.43216 | 0.43245 | 0.41783 | 0.44987 | 0.39896 | 0.44827 | 0.40198 | 0.42259 | NA | 0.2204 | 0.19137 | 0.18546 | 0.19697 | 0.20074 | 0.18034 | 0.2175 | 0.18464 | 0.21281 | 0.18438 | 0.21521 | 0.21956 | 10.0853
Retro5Med | Retro | Dairy | Agriculture | Refrigeration | 0.0014192 | 4.1447 | -5.4748 | Plate Milk Pre-cooler | Idaho FreeStall | 0.010992 | 0.013712 | 0.017002 | 0.020085 | 0.023314 | 0.027775 | 0.031023 | 0.032339 | 0.031133 | 0.027362 | 0.021727 | 0.015244 | 0.0093366 | 0.0048719 | 0.0021313 | 0.00076391 | 0.00021823 | 4.8359e-05 | 8.097e-06 | 9.8404e-07 | 0.3663 | 0.23459 | 0.21432 | 0.24957 | 0.22992 | 0.2391 | 0.23925 | 0.23117 | 0.2489 | 0.22073 | 0.24801 | 0.2224 | 0.2338 | NA | 0.12194 | 0.10587 | 0.10261 | 0.10897 | 0.11106 | 0.099774 | 0.12033 | 0.10215 | 0.11774 | 0.10201 | 0.11907 | 0.12147 | 10.0859
Retro5Med | Retro | Dairy | Agriculture | Lighting | 9.9437e-05 | 0.56446 | 4.7413 | Energy Efficient Lighting | Idaho FreeStall | 0.0071212 | 0.0088835 | 0.011015 | 0.013012 | 0.015104 | 0.017994 | 0.020098 | 0.020951 | 0.02017 | 0.017727 | 0.014076 | 0.0098759 | 0.0060488 | 0.0031563 | 0.0013808 | 0.00049491 | 0.00014138 | 3.1329e-05 | 5.2457e-06 | 6.3752e-07 | 0.23731 | 0.033987 | 0.030759 | 0.035812 | 0.033303 | 0.034063 | 0.033259 | 0.031634 | 0.033961 | 0.031264 | 0.035474 | 0.031671 | 0.033547 | NA | 0.015281 | 0.013262 | 0.013007 | 0.013508 | 0.013633 | 0.012439 | 0.014603 | 0.01256 | 0.014644 | 0.01271 | 0.014849 | 0.015233 | 7.4207
Retro5Med | Retro | Dairy | Agriculture | Motors/Drives | 0.0017982 | 5.2517 | -6.6854 | VSD - Vacuum Pump | Idaho TieStall | 0.00087051 | 0.0010688 | 0.001308 | 0.0015183 | 0.0017318 | 0.0020247 | 0.0022212 | 0.0022691 | 0.0021383 | 0.0018381 | 0.0014224 | 0.00097615 | 0.00058413 | 0.00029909 | 0.00012832 | 4.5081e-05 | 1.2647e-05 | 2.7564e-06 | 4.5308e-07 | 5.4385e-08 | 0.020244 | 0.29725 | 0.27156 | 0.31622 | 0.29132 | 0.30295 | 0.30315 | 0.2929 | 0.31537 | 0.27968 | 0.31425 | 0.28179 | 0.29625 | NA | 0.1545 | 0.13415 | 0.13001 | 0.13808 | 0.14072 | 0.12642 | 0.15247 | 0.12944 | 0.14918 | 0.12925 | 0.15087 | 0.15392 | 11.0431
Retro5Med | Retro | Dairy | Agriculture | Refrigeration | 0.001903 | 5.5575 | -6.6357 | Heat Recovery Refrigeration | Idaho TieStall | 0.004832 | 0.0059329 | 0.0072602 | 0.0084279 | 0.0096131 | 0.011239 | 0.012329 | 0.012595 | 0.011869 | 0.010203 | 0.0078953 | 0.0054184 | 0.0032424 | 0.0016602 | 0.00071228 | 0.00025024 | 7.02e-05 | 1.53e-05 | 2.515e-06 | 3.0188e-07 | 0.11237 | 0.31456 | 0.28738 | 0.33463 | 0.30829 | 0.32059 | 0.32081 | 0.30996 | 0.33374 | 0.29596 | 0.33255 | 0.2982 | 0.3135 | NA | 0.1635 | 0.14196 | 0.13758 | 0.14612 | 0.14892 | 0.13378 | 0.16135 | 0.13697 | 0.15787 | 0.13678 | 0.15965 | 0.16288 | 11.0002
Retro5Med | Retro | Dairy | Agriculture | Refrigeration | 0.0014714 | 4.2971 | -7.6191 | Plate Milk Pre-Cooler | Idaho TieStall | 0.0023965 | 0.0029425 | 0.0036008 | 0.0041799 | 0.0047678 | 0.0055741 | 0.0061149 | 0.0062468 | 0.0058868 | 0.0050602 | 0.0039158 | 0.0026873 | 0.0016081 | 0.00082339 | 0.00035326 | 0.00012411 | 3.4817e-05 | 7.5885e-06 | 1.2473e-06 | 1.4972e-07 | 0.055733 | 0.24322 | 0.2222 | 0.25874 | 0.23837 | 0.24788 | 0.24805 | 0.23966 | 0.25804 | 0.22884 | 0.25713 | 0.23057 | 0.2424 | NA | 0.12642 | 0.10977 | 0.10638 | 0.11298 | 0.11514 | 0.10344 | 0.12476 | 0.10591 | 0.12206 | 0.10576 | 0.12344 | 0.12594 | 11.9153
Retro5Med | Retro | Dairy | Agriculture | Lighting | 0.0005364 | 3.0449 | 3.9512 | Energy Efficient Lighting | Idaho TieStall | 0.00022615 | 0.00027768 | 0.0003398 | 0.00039446 | 0.00044993 | 0.00052602 | 0.00057705 | 0.0005895 | 0.00055553 | 0.00047752 | 0.00036953 | 0.0002536 | 0.00015176 | 7.7702e-05 | 3.3337e-05 | 1.1712e-05 | 3.2856e-06 | 7.1611e-07 | 1.1771e-07 | 1.4129e-08 | 0.0052594 | 0.18334 | 0.16592 | 0.19318 | 0.17965 | 0.18375 | 0.17941 | 0.17064 | 0.1832 | 0.16865 | 0.19136 | 0.17085 | 0.18097 | NA | 0.082429 | 0.07154 | 0.070164 | 0.072869 | 0.07354 | 0.067102 | 0.078776 | 0.067751 | 0.078993 | 0.068564 | 0.080103 | 0.082174 | 7.8409
Retro5Med | Retro | Dairy | Agriculture | Motors/Drives | 0.0025652 | 7.4915 | -5.474 | VSD - Vacuum Pump | Montana FreeStall | 5.9865e-06 | 7.3651e-06 | 9.0129e-06 | 1.0478e-05 | 1.1944e-05 | 1.3957e-05 | 1.5331e-05 | 1.5677e-05 | 1.4738e-05 | 1.2667e-05 | 9.802e-06 | 6.685e-06 | 3.9975e-06 | 2.0439e-06 | 8.7499e-07 | 3.0659e-07 | 8.6009e-08 | 1.8674e-08 | 3.0581e-09 | 3.6709e-10 | 0.00013665 | 0.42402 | 0.38739 | 0.45109 | 0.41557 | 0.43216 | 0.43245 | 0.41783 | 0.44987 | 0.39896 | 0.44827 | 0.40198 | 0.42259 | NA | 0.2204 | 0.19137 | 0.18546 | 0.19697 | 0.20074 | 0.18034 | 0.2175 | 0.18464 | 0.21281 | 0.18438 | 0.21521 | 0.21956 | 10.0853
Retro5Med | Retro | Dairy | Agriculture | Refrigeration | 0.0014192 | 4.1447 | -5.4748 | Plate Milk Pre-cooler | Montana FreeStall | 6.2929e-05 | 7.7422e-05 | 9.4743e-05 | 0.00011014 | 0.00012556 | 0.00014671 | 0.00016116 | 0.00016479 | 0.00015492 | 0.00013315 | 0.00010304 | 7.0272e-05 | 4.2021e-05 | 2.1485e-05 | 9.1978e-06 | 3.2229e-06 | 9.0412e-07 | 1.963e-07 | 3.2146e-08 | 3.8588e-09 | 0.0014364 | 0.23459 | 0.21432 | 0.24957 | 0.22992 | 0.2391 | 0.23925 | 0.23117 | 0.2489 | 0.22073 | 0.24801 | 0.2224 | 0.2338 | NA | 0.12194 | 0.10587 | 0.10261 | 0.10897 | 0.11106 | 0.099774 | 0.12033 | 0.10215 | 0.11774 | 0.10201 | 0.11907 | 0.12147 | 10.0859
Retro5Med | Retro | Dairy | Agriculture | Lighting | 9.9437e-05 | 0.56446 | 4.7413 | Energy Efficient Lighting | Montana FreeStall | 4.0769e-05 | 5.0158e-05 | 6.138e-05 | 7.1358e-05 | 8.1345e-05 | 9.5048e-05 | 0.00010441 | 0.00010676 | 0.00010037 | 8.6262e-05 | 6.6754e-05 | 4.5526e-05 | 2.7224e-05 | 1.392e-05 | 5.9589e-06 | 2.088e-06 | 5.8574e-07 | 1.2718e-07 | 2.0826e-08 | 2.5e-09 | 0.00093059 | 0.033987 | 0.030759 | 0.035812 | 0.033303 | 0.034063 | 0.033259 | 0.031634 | 0.033961 | 0.031264 | 0.035474 | 0.031671 | 0.033547 | NA | 0.015281 | 0.013262 | 0.013007 | 0.013508 | 0.013633 | 0.012439 | 0.014603 | 0.01256 | 0.014644 | 0.01271 | 0.014849 | 0.015233 | 7.4207
Retro5Med | Retro | Dairy | Agriculture | Motors/Drives | 0.0017982 | 5.2517 | -6.6854 | VSD - Vacuum Pump | Montana TieStall | 4.9693e-05 | 6.1016e-05 | 7.4665e-05 | 8.6674e-05 | 9.8863e-05 | 0.00011558 | 0.0001268 | 0.00012953 | 0.00012207 | 0.00010493 | 8.1197e-05 | 5.5724e-05 | 3.3346e-05 | 1.7074e-05 | 7.3252e-06 | 2.5735e-06 | 7.2195e-07 | 1.5735e-07 | 2.5864e-08 | 3.1046e-09 | 0.0011557 | 0.29725 | 0.27156 | 0.31622 | 0.29132 | 0.30295 | 0.30315 | 0.2929 | 0.31537 | 0.27968 | 0.31425 | 0.28179 | 0.29625 | NA | 0.1545 | 0.13415 | 0.13001 | 0.13808 | 0.14072 | 0.12642 | 0.15247 | 0.12944 | 0.14918 | 0.12925 | 0.15087 | 0.15392 | 11.0431
Retro5Med | Retro | Dairy | Agriculture | Refrigeration | 0.001903 | 5.5575 | -6.6357 | Heat Recovery Refrigeration | Montana TieStall | 0.00027584 | 0.00033869 | 0.00041445 | 0.00048111 | 0.00054877 | 0.00064158 | 0.00070382 | 0.000719 | 0.00067757 | 0.00058243 | 0.00045071 | 0.00030931 | 0.0001851 | 9.4773e-05 | 4.0661e-05 | 1.4285e-05 | 4.0074e-06 | 8.7343e-07 | 1.4357e-07 | 1.7233e-08 | 0.0064148 | 0.31456 | 0.28738 | 0.33463 | 0.30829 | 0.32059 | 0.32081 | 0.30996 | 0.33374 | 0.29596 | 0.33255 | 0.2982 | 0.3135 | NA | 0.1635 | 0.14196 | 0.13758 | 0.14612 | 0.14892 | 0.13378 | 0.16135 | 0.13697 | 0.15787 | 0.13678 | 0.15965 | 0.16288 | 11.0002
Retro5Med | Retro | Dairy | Agriculture | Refrigeration | 0.0014714 | 4.2971 | -7.6191 | Plate Milk Pre-Cooler | Montana TieStall | 0.00013681 | 0.00016798 | 0.00020555 | 0.00023861 | 0.00027217 | 0.0003182 | 0.00034907 | 0.0003566 | 0.00033605 | 0.00028887 | 0.00022354 | 0.00015341 | 9.1801e-05 | 4.7004e-05 | 2.0166e-05 | 7.0848e-06 | 1.9875e-06 | 4.3319e-07 | 7.1205e-08 | 8.547e-09 | 0.0031815 | 0.24322 | 0.2222 | 0.25874 | 0.23837 | 0.24788 | 0.24805 | 0.23966 | 0.25804 | 0.22884 | 0.25713 | 0.23057 | 0.2424 | NA | 0.12642 | 0.10977 | 0.10638 | 0.11298 | 0.11514 | 0.10344 | 0.12476 | 0.10591 | 0.12206 | 0.10576 | 0.12344 | 0.12594 | 11.9153
Retro5Med | Retro | Dairy | Agriculture | Lighting | 0.0005364 | 3.0449 | 3.9512 | Energy Efficient Lighting | Montana TieStall | 1.291e-05 | 1.5852e-05 | 1.9398e-05 | 2.2518e-05 | 2.5684e-05 | 3.0028e-05 | 3.2941e-05 | 3.3652e-05 | 3.1713e-05 | 2.726e-05 | 2.1095e-05 | 1.4477e-05 | 8.6631e-06 | 4.4357e-06 | 1.9031e-06 | 6.6858e-07 | 1.8756e-07 | 4.088e-08 | 6.7195e-09 | 8.0657e-10 | 0.00030024 | 0.18334 | 0.16592 | 0.19318 | 0.17965 | 0.18375 | 0.17941 | 0.17064 | 0.1832 | 0.16865 | 0.19136 | 0.17085 | 0.18097 | NA | 0.082429 | 0.07154 | 0.070164 | 0.072869 | 0.07354 | 0.067102 | 0.078776 | 0.067751 | 0.078993 | 0.068564 | 0.080103 | 0.082174 | 7.8409
Retro5Med | Retro | Dairy | Agriculture | Motors/Drives | 0.0025652 | 7.4915 | -5.474 | VSD - Vacuum Pump | Oregon FreeStall | 0.00020772 | 0.00025861 | 0.00032074 | 0.00037705 | 0.00043549 | 0.00051567 | 0.00057381 | 0.00059516 | 0.0005698 | 0.00049784 | 0.00039189 | 0.00027332 | 0.00016617 | 8.6403e-05 | 3.7709e-05 | 1.3432e-05 | 3.8238e-06 | 8.4702e-07 | 1.4118e-07 | 1.7206e-08 | 0.0064047 | 0.42402 | 0.38739 | 0.45109 | 0.41557 | 0.43216 | 0.43245 | 0.41783 | 0.44987 | 0.39896 | 0.44827 | 0.40198 | 0.42259 | NA | 0.2204 | 0.19137 | 0.18546 | 0.19697 | 0.20074 | 0.18034 | 0.2175 | 0.18464 | 0.21281 | 0.18438 | 0.21521 | 0.21956 | 10.0853
Retro5Med | Retro | Dairy | Agriculture | Refrigeration | 0.0014192 | 4.1447 | -5.4748 | Plate Milk Pre-cooler | Oregon FreeStall | 0.0021835 | 0.0027184 | 0.0033716 | 0.0039635 | 0.0045778 | 0.0054207 | 0.0060318 | 0.0062562 | 0.0059896 | 0.0052333 | 0.0041195 | 0.0028731 | 0.0017468 | 0.00090826 | 0.0003964 | 0.00014119 | 4.0195e-05 | 8.9038e-06 | 1.4841e-06 | 1.8087e-07 | 0.067326 | 0.23459 | 0.21432 | 0.24957 | 0.22992 | 0.2391 | 0.23925 | 0.23117 | 0.2489 | 0.22073 | 0.24801 | 0.2224 | 0.2338 | NA | 0.12194 | 0.10587 | 0.10261 | 0.10897 | 0.11106 | 0.099774 | 0.12033 | 0.10215 | 0.11774 | 0.10201 | 0.11907 | 0.12147 | 10.0859
Retro5Med | Retro | Dairy | Agriculture | Lighting | 9.9437e-05 | 0.56446 | 4.7413 | Energy Efficient Lighting | Oregon FreeStall | 0.0014146 | 0.0017612 | 0.0021843 | 0.0025678 | 0.0029658 | 0.0035118 | 0.0039078 | 0.0040532 | 0.0038804 | 0.0033904 | 0.0026689 | 0.0018614 | 0.0011317 | 0.00058842 | 0.00025681 | 9.1472e-05 | 2.6041e-05 | 5.7684e-06 | 9.6147e-07 | 1.1718e-07 | 0.043617 | 0.033987 | 0.030759 | 0.035812 | 0.033303 | 0.034063 | 0.033259 | 0.031634 | 0.033961 | 0.031264 | 0.035474 | 0.031671 | 0.033547 | NA | 0.015281 | 0.013262 | 0.013007 | 0.013508 | 0.013633 | 0.012439 | 0.014603 | 0.01256 | 0.014644 | 0.01271 | 0.014849 | 0.015233 | 7.4207
Retro5Med | Retro | Dairy | Agriculture | Motors/Drives | 0.0017982 | 5.2517 | -6.6854 | VSD - Vacuum Pump | Oregon TieStall | 0.0003025 | 0.00037142 | 0.00045451 | 0.00052762 | 0.00060181 | 0.00070359 | 0.00077185 | 0.0007885 | 0.00074307 | 0.00063873 | 0.00049428 | 0.00033921 | 0.00020299 | 0.00010393 | 4.4591e-05 | 1.5666e-05 | 4.3948e-06 | 9.5786e-07 | 1.5745e-07 | 1.8899e-08 | 0.0070349 | 0.29725 | 0.27156 | 0.31622 | 0.29132 | 0.30295 | 0.30315 | 0.2929 | 0.31537 | 0.27968 | 0.31425 | 0.28179 | 0.29625 | NA | 0.1545 | 0.13415 | 0.13001 | 0.13808 | 0.14072 | 0.12642 | 0.15247 | 0.12944 | 0.14918 | 0.12925 | 0.15087 | 0.15392 | 11.0431
Retro5Med | Retro | Dairy | Agriculture | Refrigeration | 0.001903 | 5.5575 | -6.6357 | Heat Recovery Refrigeration | Oregon TieStall | 0.0016791 | 0.0020617 | 0.0025229 | 0.0029287 | 0.0033405 | 0.0039055 | 0.0042844 | 0.0043768 | 0.0041246 | 0.0035455 | 0.0027436 | 0.0018829 | 0.0011267 | 0.00057691 | 0.00024751 | 8.6957e-05 | 2.4394e-05 | 5.3169e-06 | 8.7395e-07 | 1.049e-07 | 0.039049 | 0.31456 | 0.28738 | 0.33463 | 0.30829 | 0.32059 | 0.32081 | 0.30996 | 0.33374 | 0.29596 | 0.33255 | 0.2982 | 0.3135 | NA | 0.1635 | 0.14196 | 0.13758 | 0.14612 | 0.14892 | 0.13378 | 0.16135 | 0.13697 | 0.15787 | 0.13678 | 0.15965 | 0.16288 | 11.0002
Retro5Med | Retro | Dairy | Agriculture | Refrigeration | 0.0014714 | 4.2971 | -7.6191 | Plate Milk Pre-Cooler | Oregon TieStall | 0.00083278 | 0.0010225 | 0.0012513 | 0.0014525 | 0.0016568 | 0.001937 | 0.0021249 | 0.0021707 | 0.0020457 | 0.0017584 | 0.0013607 | 0.00093385 | 0.00055882 | 0.00028613 | 0.00012276 | 4.3128e-05 | 1.2099e-05 | 2.637e-06 | 4.3345e-07 | 5.2028e-08 | 0.019367 | 0.24322 | 0.2222 | 0.25874 | 0.23837 | 0.24788 | 0.24805 | 0.23966 | 0.25804 | 0.22884 | 0.25713 | 0.23057 | 0.2424 | NA | 0.12642 | 0.10977 | 0.10638 | 0.11298 | 0.11514 | 0.10344 | 0.12476 | 0.10591 | 0.12206 | 0.10576 | 0.12344 | 0.12594 | 11.9153
Retro5Med | Retro | Dairy | Agriculture | Lighting | 0.0005364 | 3.0449 | 3.9512 | Energy Efficient Lighting | Oregon TieStall | 7.8588e-05 | 9.6494e-05 | 0.00011808 | 0.00013707 | 0.00015635 | 0.00018279 | 0.00020052 | 0.00020485 | 0.00019305 | 0.00016594 | 0.00012841 | 8.8126e-05 | 5.2735e-05 | 2.7001e-05 | 1.1585e-05 | 4.0699e-06 | 1.1417e-06 | 2.4885e-07 | 4.0904e-08 | 4.9098e-09 | 0.0018276 | 0.18334 | 0.16592 | 0.19318 | 0.17965 | 0.18375 | 0.17941 | 0.17064 | 0.1832 | 0.16865 | 0.19136 | 0.17085 | 0.18097 | NA | 0.082429 | 0.07154 | 0.070164 | 0.072869 | 0.07354 | 0.067102 | 0.078776 | 0.067751 | 0.078993 | 0.068564 | 0.080103 | 0.082174 | 7.8409
Retro5Med | Retro | Dairy | Agriculture | Motors/Drives | 0.0025652 | 7.4915 | -5.474 | VSD - Vacuum Pump | Washington FreeStall | 0.00049309 | 0.00061602 | 0.00076796 | 0.00090545 | 0.0010496 | 0.0012439 | 0.0013876 | 0.0014354 | 0.0013731 | 0.0012003 | 0.00094592 | 0.00066167 | 0.00040288 | 0.00020992 | 9.1562e-05 | 3.28e-05 | 9.3687e-06 | 2.0735e-06 | 3.4734e-07 | 4.2276e-08 | 0.015737 | 0.42402 | 0.38739 | 0.45109 | 0.41557 | 0.43216 | 0.43245 | 0.41783 | 0.44987 | 0.39896 | 0.44827 | 0.40198 | 0.42259 | NA | 0.2204 | 0.19137 | 0.18546 | 0.19697 | 0.20074 | 0.18034 | 0.2175 | 0.18464 | 0.21281 | 0.18438 | 0.21521 | 0.21956 | 10.0853
Retro5Med | Retro | Dairy | Agriculture | Refrigeration | 0.0014192 | 4.1447 | -5.4748 | Plate Milk Pre-cooler | Washington FreeStall | 0.0051833 | 0.0064755 | 0.0080727 | 0.009518 | 0.011034 | 0.013075 | 0.014586 | 0.015088 | 0.014434 | 0.012618 | 0.0099434 | 0.0069554 | 0.0042351 | 0.0022066 | 0.00096249 | 0.00034479 | 9.8482e-05 | 2.1797e-05 | 3.6512e-06 | 4.444e-07 | 0.16542 | 0.23459 | 0.21432 | 0.24957 | 0.22992 | 0.2391 | 0.23925 | 0.23117 | 0.2489 | 0.22073 | 0.24801 | 0.2224 | 0.2338 | NA | 0.12194 | 0.10587 | 0.10261 | 0.10897 | 0.11106 | 0.099774 | 0.12033 | 0.10215 | 0.11774 | 0.10201 | 0.11907 | 0.12147 | 10.0859
Retro5Med | Retro | Dairy | Agriculture | Lighting | 9.9437e-05 | 0.56446 | 4.7413 | Energy Efficient Lighting | Washington FreeStall | 0.0033581 | 0.0041952 | 0.00523 | 0.0061663 | 0.0071483 | 0.008471 | 0.0094497 | 0.0097752 | 0.009351 | 0.0081746 | 0.0064419 | 0.0045061 | 0.0027437 | 0.0014296 | 0.00062356 | 0.00022337 | 6.3803e-05 | 1.4121e-05 | 2.3655e-06 | 2.8791e-07 | 0.10717 | 0.033987 | 0.030759 | 0.035812 | 0.033303 | 0.034063 | 0.033259 | 0.031634 | 0.033961 | 0.031264 | 0.035474 | 0.031671 | 0.033547 | NA | 0.015281 | 0.013262 | 0.013007 | 0.013508 | 0.013633 | 0.012439 | 0.014603 | 0.01256 | 0.014644 | 0.01271 | 0.014849 | 0.015233 | 7.4207
Retro5Med | Retro | Dairy | Agriculture | Motors/Drives | 0.0017982 | 5.2517 | -6.6854 | VSD - Vacuum Pump | Washington TieStall | 0.0003774 | 0.00046339 | 0.00056706 | 0.00065826 | 0.00075083 | 0.00087781 | 0.00096297 | 0.00098375 | 0.00092706 | 0.00079689 | 0.00061667 | 0.0004232 | 0.00025325 | 0.00012967 | 5.5632e-05 | 1.9545e-05 | 5.483e-06 | 1.195e-06 | 1.9643e-07 | 2.3578e-08 | 0.0087768 | 0.29725 | 0.27156 | 0.31622 | 0.29132 | 0.30295 | 0.30315 | 0.2929 | 0.31537 | 0.27968 | 0.31425 | 0.28179 | 0.29625 | NA | 0.1545 | 0.13415 | 0.13001 | 0.13808 | 0.14072 | 0.12642 | 0.15247 | 0.12944 | 0.14918 | 0.12925 | 0.15087 | 0.15392 | 11.0431
Retro5Med | Retro | Dairy | Agriculture | Refrigeration | 0.001903 | 5.5575 | -6.6357 | Heat Recovery Refrigeration | Washington TieStall | 0.0020949 | 0.0025722 | 0.0031476 | 0.0036539 | 0.0041677 | 0.0048726 | 0.0053453 | 0.0054606 | 0.0051459 | 0.0044234 | 0.003423 | 0.0023491 | 0.0014057 | 0.00071976 | 0.0003088 | 0.00010849 | 3.0435e-05 | 6.6334e-06 | 1.0904e-06 | 1.3088e-07 | 0.048718 | 0.31456 | 0.28738 | 0.33463 | 0.30829 | 0.32059 | 0.32081 | 0.30996 | 0.33374 | 0.29596 | 0.33255 | 0.2982 | 0.3135 | NA | 0.1635 | 0.14196 | 0.13758 | 0.14612 | 0.14892 | 0.13378 | 0.16135 | 0.13697 | 0.15787 | 0.13678 | 0.15965 | 0.16288 | 11.0002
Retro5Med | Retro | Dairy | Agriculture | Refrigeration | 0.0014714 | 4.2971 | -7.6191 | Plate Milk Pre-Cooler | Washington TieStall | 0.001039 | 0.0012757 | 0.0015611 | 0.0018122 | 0.002067 | 0.0024166 | 0.0026511 | 0.0027083 | 0.0025522 | 0.0021938 | 0.0016977 | 0.0011651 | 0.00069719 | 0.00035698 | 0.00015316 | 5.3807e-05 | 1.5095e-05 | 3.2899e-06 | 5.4078e-07 | 6.4911e-08 | 0.024163 | 0.24322 | 0.2222 | 0.25874 | 0.23837 | 0.24788 | 0.24805 | 0.23966 | 0.25804 | 0.22884 | 0.25713 | 0.23057 | 0.2424 | NA | 0.12642 | 0.10977 | 0.10638 | 0.11298 | 0.11514 | 0.10344 | 0.12476 | 0.10591 | 0.12206 | 0.10576 | 0.12344 | 0.12594 | 11.9153
Retro5Med | Retro | Dairy | Agriculture | Lighting | 0.0005364 | 3.0449 | 3.9512 | Energy Efficient Lighting | Washington TieStall | 9.8048e-05 | 0.00012039 | 0.00014732 | 0.00017101 | 0.00019506 | 0.00022805 | 0.00025018 | 0.00025557 | 0.00024085 | 0.00020703 | 0.00016021 | 0.00010995 | 6.5793e-05 | 3.3687e-05 | 1.4453e-05 | 5.0777e-06 | 1.4245e-06 | 3.1047e-07 | 5.1032e-08 | 6.1256e-09 | 0.0022802 | 0.18334 | 0.16592 | 0.19318 | 0.17965 | 0.18375 | 0.17941 | 0.17064 | 0.1832 | 0.16865 | 0.19136 | 0.17085 | 0.18097 | NA | 0.082429 | 0.07154 | 0.070164 | 0.072869 | 0.07354 | 0.067102 | 0.078776 | 0.067751 | 0.078993 | 0.068564 | 0.080103 | 0.082174 | 7.8409
Retro1Slow | Retro | Irrigation Efficiency | Agriculture | Irrigation | 0.00043522 | 163.626 | 19.088 | LESA | Idaho | 0.026961 | 0.0539 | 0.095718 | 0.15579 | 0.23668 | 0.33936 | 0.46221 | 0.60005 | 0.74334 | 0.87808 | 0.98695 | 1.052 | 1.0585 | 0.99994 | 0.88112 | 0.71887 | 0.53858 | 0.36717 | 0.22551 | 0.10845 | 10.8454 | - | 0.0057321 | 0.31561 | 3.8016 | 15.0581 | 19.957 | 19.3208 | 19.5973 | 9.2129 | 5.2977 | 1.4973 | 0.01026 | NA | - | 0.0039201 | 0.11637 | 2.5054 | 9.7641 | 14.6699 | 16.6399 | 14.2516 | 7.374 | 3.4801 | 0.73879 | 0.0075822 | 3.8208
Retro1Slow | Retro | Irrigation Efficiency | Agriculture | Irrigation | 0.00043522 | 163.626 | 19.088 | LESA | Montana | 0.0013011 | 0.0026291 | 0.0047176 | 0.0077563 | 0.0119 | 0.017173 | 0.023539 | 0.030757 | 0.038351 | 0.045602 | 0.051596 | 0.05536 | 0.056074 | 0.053322 | 0.047296 | 0.03884 | 0.029289 | 0.020097 | 0.012422 | 0.0060121 | 0.60121 | - | 0.0057321 | 0.31561 | 3.8016 | 15.0581 | 19.957 | 19.3208 | 19.5973 | 9.2129 | 5.2977 | 1.4973 | 0.01026 | NA | - | 0.0039201 | 0.11637 | 2.5054 | 9.7641 | 14.6699 | 16.6399 | 14.2516 | 7.374 | 3.4801 | 0.73879 | 0.0075822 | 3.8208
Retro1Slow | Retro | Irrigation Efficiency | Agriculture | Irrigation | 0.00043522 | 163.626 | 19.088 | LESA | Washington | 0.011972 | 0.024187 | 0.043414 | 0.071409 | 0.11035 | 0.16001 | 0.22025 | 0.28904 | 0.36172 | 0.43495 | 0.49364 | 0.531 | 0.53931 | 0.51397 | 0.46 | 0.37884 | 0.28656 | 0.1972 | 0.1222 | 0.059723 | 5.9723 | - | 0.0057321 | 0.31561 | 3.8016 | 15.0581 | 19.957 | 19.3208 | 19.5973 | 9.2129 | 5.2977 | 1.4973 | 0.01026 | NA | - | 0.0039201 | 0.11637 | 2.5054 | 9.7641 | 14.6699 | 16.6399 | 14.2516 | 7.374 | 3.4801 | 0.73879 | 0.0075822 | 3.8208
Retro1Slow | Retro | Irrigation Efficiency | Agriculture | Irrigation | 0.00043522 | 163.626 | 19.088 | LESA | Oregon | 0.0065678 | 0.013261 | 0.023783 | 0.039119 | 0.060553 | 0.087772 | 0.12084 | 0.15866 | 0.1986 | 0.2392 | 0.27155 | 0.29229 | 0.29675 | 0.28301 | 0.25371 | 0.20902 | 0.1582 | 0.10894 | 0.067526 | 0.033071 | 3.3071 | - | 0.0057321 | 0.31561 | 3.8016 | 15.0581 | 19.957 | 19.3208 | 19.5973 | 9.2129 | 5.2977 | 1.4973 | 0.01026 | NA | - | 0.0039201 | 0.11637 | 2.5054 | 9.7641 | 14.6699 | 16.6399 | 14.2516 | 7.374 | 3.4801 | 0.73879 | 0.0075822 | 3.8208
Retro12Med | Retro | Irrigation Hardware | Agriculture | Irrigation | 0.00018161 | 68.278 | 43.5851 | Wheel/hand line systems: Replace worn nozzle with new flow controlling type nozzle for impact sprinklers | Idaho | 0.064066 | 0.064074 | 0.064085 | 0.064124 | 0.064181 | 0.057827 | 0.046321 | 0.03711 | 0.029735 | 0.023829 | 0.019098 | 0.015308 | 0.012271 | 0.0098379 | 0.0078878 | 0.0063245 | 4.3239e-05 | 1.548e-05 | 5.2903e-06 | 1.7295e-06 | 0.60424 | - | 0.0023919 | 0.1317 | 1.5864 | 6.2835 | 8.3277 | 8.0622 | 8.1776 | 3.8444 | 2.2106 | 0.6248 | 0.0042814 | NA | - | 0.0016358 | 0.04856 | 1.0455 | 4.0744 | 6.1215 | 6.9435 | 5.9469 | 3.077 | 1.4522 | 0.30828 | 0.0031639 | 1.6807
Retro12Med | Retro | Irrigation Hardware | Agriculture | Irrigation | 0.00018161 | 68.278 | 16.1857 | Wheel/hand line systems: Replace worn nozzle with new nozzle | Idaho | 0.064066 | 0.064074 | 0.064085 | 0.064124 | 0.064181 | 0.057827 | 0.046321 | 0.03711 | 0.029735 | 0.023829 | 0.019098 | 0.015308 | 0.012271 | 0.0098379 | 0.0078878 | 0.0063245 | 4.3239e-05 | 1.548e-05 | 5.2903e-06 | 1.7295e-06 | 0.60424 | - | 0.0023919 | 0.1317 | 1.5864 | 6.2835 | 8.3277 | 8.0622 | 8.1776 | 3.8444 | 2.2106 | 0.6248 | 0.0042814 | NA | - | 0.0016358 | 0.04856 | 1.0455 | 4.0744 | 6.1215 | 6.9435 | 5.9469 | 3.077 | 1.4522 | 0.30828 | 0.0031639 | 4.4996
Retro12Med | Retro | Irrigation Hardware | Agriculture | Irrigation | 0.00012901 | 48.5031 | 109.6648 | Wheel/hand line systems: Rebuild or replace leaking impact sprinkler with new or rebuilt impact sprinkler | Idaho | 0.091022 | 0.091033 | 0.091049 | 0.091105 | 0.091185 | 0.082158 | 0.06581 | 0.052724 | 0.042246 | 0.033855 | 0.027134 | 0.021749 | 0.017434 | 0.013977 | 0.011207 | 0.0089855 | 6.1432e-05 | 2.1993e-05 | 7.5162e-06 | 2.4571e-06 | 0.85847 | - | 0.0016992 | 0.093554 | 1.1269 | 4.4636 | 5.9158 | 5.7272 | 5.8092 | 2.731 | 1.5704 | 0.44384 | 0.0030414 | NA | - | 0.001162 | 0.034496 | 0.74268 | 2.8943 | 4.3485 | 4.9325 | 4.2245 | 2.1859 | 1.0316 | 0.219 | 0.0022476 | 0.66938
Retro12Med | Retro | Irrigation Hardware | Agriculture | Irrigation | 0.00077193 | 290.22 | 5.6773 | Wheel/hand line systems: Replace leaking gasket with new gasket | Idaho | 0.54463 | 0.5447 | 0.54479 | 0.54513 | 0.54561 | 0.4916 | 0.39378 | 0.31548 | 0.25278 | 0.20257 | 0.16235 | 0.13014 | 0.10432 | 0.083634 | 0.067055 | 0.053765 | 0.00036758 | 0.0001316 | 4.4974e-05 | 1.4702e-05 | 5.1367 | - | 0.010167 | 0.55978 | 6.7429 | 26.7082 | 35.3972 | 34.2689 | 34.7593 | 16.3407 | 9.3964 | 2.6557 | 0.018198 | NA | - | 0.0069529 | 0.20641 | 4.4439 | 17.3183 | 26.0196 | 29.5139 | 25.2777 | 13.0792 | 6.1726 | 1.3104 | 0.013448 | 12.6123
Retro12Med | Retro | Irrigation Hardware | Agriculture | Irrigation | 0.00080006 | 300.7925 | 19.4713 | Wheel/hand line systems: Replace leaking drain with new drain | Idaho | 0.56447 | 0.56454 | 0.56464 | 0.56499 | 0.56548 | 0.50951 | 0.40812 | 0.32697 | 0.26199 | 0.20995 | 0.16827 | 0.13488 | 0.10812 | 0.08668 | 0.069498 | 0.055724 | 0.00038097 | 0.00013639 | 4.6612e-05 | 1.5238e-05 | 5.3238 | - | 0.010537 | 0.58018 | 6.9885 | 27.6812 | 36.6867 | 35.5173 | 36.0255 | 16.936 | 9.7387 | 2.7525 | 0.018861 | NA | - | 0.0072062 | 0.21393 | 4.6058 | 17.9492 | 26.9675 | 30.5891 | 26.1986 | 13.5556 | 6.3975 | 1.3581 | 0.013938 | 3.7462
Retro12Med | Retro | Irrigation Hardware | Agriculture | Irrigation | 0.00038409 | 144.4058 | 35.9439 | Wheel/hand line systems: Cut and pipe press repair of leaking hand-lines, wheel-lines, and portable main-lines | Idaho | 0.27099 | 0.27103 | 0.27108 | 0.27124 | 0.27148 | 0.24461 | 0.19593 | 0.15697 | 0.12578 | 0.1008 | 0.080784 | 0.064752 | 0.051907 | 0.041614 | 0.033365 | 0.026752 | 0.0001829 | 6.5478e-05 | 2.2378e-05 | 7.3155e-06 | 2.5559 | - | 0.0050588 | 0.27853 | 3.3551 | 13.2893 | 17.6127 | 17.0513 | 17.2953 | 8.1307 | 4.6754 | 1.3214 | 0.009055 | NA | - | 0.0034596 | 0.1027 | 2.2112 | 8.6171 | 12.9467 | 14.6853 | 12.5775 | 6.5079 | 3.0713 | 0.65201 | 0.0066916 | 2.0365
Retro12Med | Retro | Irrigation Hardware | Agriculture | Irrigation | 0.00066476 | 249.9279 | 96.8301 | Thunderbird wheel line systems: Replace leaking hub with new hub | Idaho | 0.099301 | 0.099314 | 0.099331 | 0.099392 | 0.099479 | 0.089632 | 0.071796 | 0.05752 | 0.046089 | 0.036935 | 0.029602 | 0.023727 | 0.01902 | 0.015249 | 0.012226 | 0.0098028 | 6.702e-05 | 2.3993e-05 | 8.1999e-06 | 2.6807e-06 | 0.93656 | - | 0.0087554 | 0.48207 | 5.8068 | 23.0003 | 30.4829 | 29.5113 | 29.9336 | 14.0721 | 8.0919 | 2.287 | 0.015672 | NA | - | 0.0059876 | 0.17775 | 3.8269 | 14.914 | 22.4073 | 25.4164 | 21.7683 | 11.2633 | 5.3156 | 1.1285 | 0.011581 | 0.75797
Retro12Med | Retro | Irrigation Hardware | Agriculture | Irrigation | 0.00019142 | 71.9671 | 19.3521 | Wheel line systems: Rebuild or replace leaking or malfunctioning leveler with new or rebuilt leveler. | Idaho | 0.028594 | 0.028597 | 0.028602 | 0.02862 | 0.028645 | 0.02581 | 0.020674 | 0.016563 | 0.013271 | 0.010635 | 0.0085239 | 0.0068323 | 0.0054769 | 0.0043909 | 0.0035205 | 0.0028227 | 1.9298e-05 | 6.9089e-06 | 2.3612e-06 | 7.719e-07 | 0.26968 | - | 0.0025211 | 0.13881 | 1.6721 | 6.623 | 8.7776 | 8.4978 | 8.6194 | 4.0521 | 2.3301 | 0.65855 | 0.0045127 | NA | - | 0.0017242 | 0.051184 | 1.102 | 4.2945 | 6.4522 | 7.3187 | 6.2682 | 3.2433 | 1.5306 | 0.32494 | 0.0033349 | 3.7691
Retro12Med | Retro | Irrigation Hardware | Agriculture | Irrigation | 0.00026858 | 100.9774 | 64.6802 | Center pivot/linear move systems: Install new sprinkler package on an existing system. | Idaho | 0.71681 | 0.7169 | 0.71702 | 0.71746 | 0.71809 | 0.64701 | 0.51826 | 0.41521 | 0.33269 | 0.26661 | 0.21368 | 0.17128 | 0.1373 | 0.11007 | 0.088253 | 0.070762 | 0.00048378 | 0.0001732 | 5.9191e-05 | 1.935e-05 | 6.7606 | - | 0.0035374 | 0.19477 | 2.3461 | 9.2927 | 12.3159 | 11.9233 | 12.0939 | 5.6855 | 3.2693 | 0.92402 | 0.0063318 | NA | - | 0.0024192 | 0.071816 | 1.5462 | 6.0256 | 9.0531 | 10.2689 | 8.795 | 4.5507 | 2.1477 | 0.45593 | 0.0046792 | 1.1338
Retro12Med | Retro | Irrigation Hardware | Agriculture | Irrigation | 2.0502e-05 | 7.7081 | 57.6279 | Center pivot/linear move systems: New gooseneck elbows | Idaho | 0.054717 | 0.054724 | 0.054734 | 0.054767 | 0.054816 | 0.049389 | 0.039562 | 0.031695 | 0.025396 | 0.020352 | 0.016311 | 0.013074 | 0.010481 | 0.0084024 | 0.0067368 | 0.0054016 | 3.693e-05 | 1.3221e-05 | 4.5184e-06 | 1.4771e-06 | 0.51607 | - | 0.00027003 | 0.014868 | 0.17909 | 0.70936 | 0.94014 | 0.91017 | 0.92319 | 0.434 | 0.24956 | 0.070535 | 0.00048334 | NA | - | 0.00018467 | 0.0054821 | 0.11803 | 0.45997 | 0.69107 | 0.78388 | 0.67137 | 0.34738 | 0.16394 | 0.034803 | 0.00035719 | 1.2722
Retro12Med | Retro | Irrigation Hardware | Agriculture | Irrigation | 2.0502e-05 | 7.7081 | 121.2075 | Center pivot/linear move systems: New drop tubes (3 feet minimum) | Idaho | 0.054717 | 0.054724 | 0.054734 | 0.054767 | 0.054816 | 0.049389 | 0.039562 | 0.031695 | 0.025396 | 0.020352 | 0.016311 | 0.013074 | 0.010481 | 0.0084024 | 0.0067368 | 0.0054016 | 3.693e-05 | 1.3221e-05 | 4.5184e-06 | 1.4771e-06 | 0.51607 | - | 0.00027003 | 0.014868 | 0.17909 | 0.70936 | 0.94014 | 0.91017 | 0.92319 | 0.434 | 0.24956 | 0.070535 | 0.00048334 | NA | - | 0.00018467 | 0.0054821 | 0.11803 | 0.45997 | 0.69107 | 0.78388 | 0.67137 | 0.34738 | 0.16394 | 0.034803 | 0.00035719 | 0.60571
Retro12Med | Retro | Irrigation Hardware | Agriculture | Irrigation | 3.4119e-05 | 12.8275 | 29.125 | Center pivot/linear move systems: Replace leaking pivot boot gasket with new pivot boot gasket | Idaho | 0.091059 | 0.09107 | 0.091086 | 0.091142 | 0.091222 | 0.082192 | 0.065837 | 0.052745 | 0.042263 | 0.033869 | 0.027145 | 0.021758 | 0.017442 | 0.013983 | 0.011211 | 0.0089891 | 6.1457e-05 | 2.2002e-05 | 7.5193e-06 | 2.4581e-06 | 0.85882 | - | 0.00044937 | 0.024742 | 0.29803 | 1.1805 | 1.5645 | 1.5147 | 1.5363 | 0.72225 | 0.41531 | 0.11738 | 0.00080435 | NA | - | 0.00030732 | 0.0091231 | 0.19642 | 0.76546 | 1.1501 | 1.3045 | 1.1173 | 0.57809 | 0.27283 | 0.057918 | 0.00059441 | 2.5109
Retro12Med | Retro | Irrigation Hardware | Agriculture | Irrigation | 8.5298e-06 | 3.2069 | 280.8992 | Center pivot/linear move systems: Replace leaking tower gasket with new tower gasket | Idaho | 0.022765 | 0.022768 | 0.022771 | 0.022785 | 0.022805 | 0.020548 | 0.016459 | 0.013186 | 0.010566 | 0.0084672 | 0.0067862 | 0.0054394 | 0.0043604 | 0.0034957 | 0.0028028 | 0.0022473 | 1.5364e-05 | 5.5005e-06 | 1.8798e-06 | 6.1454e-07 | 0.2147 | - | 0.00011234 | 0.0061855 | 0.074508 | 0.29512 | 0.39113 | 0.37867 | 0.38408 | 0.18056 | 0.10383 | 0.029345 | 0.00020109 | NA | - | 7.6829e-05 | 0.0022808 | 0.049104 | 0.19136 | 0.28751 | 0.32612 | 0.27932 | 0.14452 | 0.068206 | 0.014479 | 0.0001486 | 0.26155
Retro12Med | Retro | Irrigation Hardware | Agriculture | Irrigation | 2.7419e-05 | 10.3086 | 289.5303 | Wheel/hand line systems: Replace worn nozzle with new flow controlling type nozzle for impact sprinklers | Montana | 0.00055404 | 0.00056005 | 0.00056598 | 0.00057207 | 0.00057822 | 0.00052438 | 0.00042272 | 0.00034085 | 0.0002749 | 0.00022175 | 0.00017891 | 0.00014436 | 0.00011649 | 9.4007e-05 | 7.587e-05 | 6.1232e-05 | 4.2136e-07 | 1.5182e-07 | 5.2219e-08 | 1.718e-08 | 0.0060022 | - | 0.00036113 | 0.019884 | 0.23951 | 0.94868 | 1.2573 | 1.2172 | 1.2347 | 0.58042 | 0.33376 | 0.094332 | 0.0006464 | NA | - | 0.00024697 | 0.0073316 | 0.15785 | 0.61515 | 0.92422 | 1.0483 | 0.89787 | 0.46457 | 0.21925 | 0.046545 | 0.00047769 | 0.25376
Retro12Med | Retro | Irrigation Hardware | Agriculture | Irrigation | 2.7419e-05 | 10.3086 | 108.0535 | Wheel/hand line systems: Replace worn nozzle with new nozzle | Montana | 0.00055404 | 0.00056005 | 0.00056598 | 0.00057207 | 0.00057822 | 0.00052438 | 0.00042272 | 0.00034085 | 0.0002749 | 0.00022175 | 0.00017891 | 0.00014436 | 0.00011649 | 9.4007e-05 | 7.587e-05 | 6.1232e-05 | 4.2136e-07 | 1.5182e-07 | 5.2219e-08 | 1.718e-08 | 0.0060022 | - | 0.00036113 | 0.019884 | 0.23951 | 0.94868 | 1.2573 | 1.2172 | 1.2347 | 0.58042 | 0.33376 | 0.094332 | 0.0006464 | NA | - | 0.00024697 | 0.0073316 | 0.15785 | 0.61515 | 0.92422 | 1.0483 | 0.89787 | 0.46457 | 0.21925 | 0.046545 | 0.00047769 | 0.67935
Retro12Med | Retro | Irrigation Hardware | Agriculture | Irrigation | 2.4104e-05 | 9.0622 | 587.6077 | Wheel/hand line systems: Rebuild or replace leaking impact sprinkler with new or rebuilt impact sprinkler | Montana | 0.0009741 | 0.00098467 | 0.0009951 | 0.0010058 | 0.0010166 | 0.00092196 | 0.00074321 | 0.00059928 | 0.00048333 | 0.00038989 | 0.00031455 | 0.0002538 | 0.00020481 | 0.00016528 | 0.00013339 | 0.00010766 | 7.4083e-07 | 2.6693e-07 | 9.1811e-08 | 3.0205e-08 | 0.010553 | - | 0.00031747 | 0.017479 | 0.21055 | 0.83398 | 1.1053 | 1.0701 | 1.0854 | 0.51025 | 0.29341 | 0.082926 | 0.00056825 | NA | - | 0.00021711 | 0.0064452 | 0.13876 | 0.54077 | 0.81247 | 0.92158 | 0.78931 | 0.4084 | 0.19274 | 0.040917 | 0.00041993 | 0.12507
Retro12Med | Retro | Irrigation Hardware | Agriculture | Irrigation | 0.00014423 | 54.2242 | 31.0434 | Wheel/hand line systems: Replace leaking gasket with new gasket | Montana | 0.0058286 | 0.0058918 | 0.0059542 | 0.0060182 | 0.006083 | 0.0055166 | 0.004447 | 0.0035858 | 0.002892 | 0.0023329 | 0.0018821 | 0.0015186 | 0.0012255 | 0.00098897 | 0.00079816 | 0.00064417 | 4.4328e-06 | 1.5972e-06 | 5.4936e-07 | 1.8073e-07 | 0.063144 | - | 0.0018996 | 0.10459 | 1.2598 | 4.9901 | 6.6136 | 6.4027 | 6.4944 | 3.0531 | 1.7556 | 0.49619 | 0.0034001 | NA | - | 0.0012991 | 0.038565 | 0.83028 | 3.2357 | 4.8615 | 5.5143 | 4.7228 | 2.4437 | 1.1533 | 0.24483 | 0.0025127 | 2.3565
Retro12Med | Retro | Irrigation Hardware | Agriculture | Irrigation | 0.00014948 | 56.1996 | 104.8718 | Wheel/hand line systems: Replace leaking drain with new drain | Montana | 0.0060409 | 0.0061064 | 0.0061711 | 0.0062375 | 0.0063046 | 0.0057176 | 0.0046091 | 0.0037165 | 0.0029974 | 0.0024179 | 0.0019507 | 0.001574 | 0.0012701 | 0.001025 | 0.00082724 | 0.00066764 | 4.5942e-06 | 1.6554e-06 | 5.6937e-07 | 1.8732e-07 | 0.065444 | - | 0.0019688 | 0.1084 | 1.3057 | 5.1719 | 6.8545 | 6.636 | 6.731 | 3.1643 | 1.8196 | 0.51427 | 0.003524 | NA | - | 0.0013464 | 0.03997 | 0.86053 | 3.3536 | 5.0386 | 5.7152 | 4.8949 | 2.5327 | 1.1953 | 0.25375 | 0.0026042 | 0.69993
Retro12Med | Retro | Irrigation Hardware | Agriculture | Irrigation | 7.1764e-05 | 26.9805 | 193.037 | Wheel/hand line systems: Cut and pipe press repair of leaking hand-lines, wheel-lines, and portable main-lines | Montana | 0.0029001 | 0.0029316 | 0.0029627 | 0.0029945 | 0.0030267 | 0.0027449 | 0.0022127 | 0.0017842 | 0.001439 | 0.0011608 | 0.0009365 | 0.00075564 | 0.00060976 | 0.00049209 | 0.00039714 | 0.00032052 | 2.2056e-06 | 7.9473e-07 | 2.7335e-07 | 8.9928e-08 | 0.031419 | - | 0.00094518 | 0.052041 | 0.62686 | 2.483 | 3.2907 | 3.1858 | 3.2314 | 1.5191 | 0.87354 | 0.24689 | 0.0016918 | NA | - | 0.00064639 | 0.019189 | 0.41313 | 1.61 | 2.4189 | 2.7438 | 2.35 | 1.2159 | 0.57384 | 0.12182 | 0.0012502 | 0.3805
Retro12Med | Retro | Irrigation Hardware | Agriculture | Irrigation | 0.0001242 | 46.6961 | 518.9132 | Thunderbird wheel line systems: Replace leaking hub with new hub | Montana | 0.00037784 | 0.00038194 | 0.00038598 | 0.00039013 | 0.00039433 | 0.00035761 | 0.00028828 | 0.00023245 | 0.00018748 | 0.00015123 | 0.00012201 | 9.8446e-05 | 7.9441e-05 | 6.411e-05 | 5.1741e-05 | 4.1758e-05 | 2.8735e-07 | 1.0354e-07 | 3.5612e-08 | 1.1716e-08 | 0.0040933 | - | 0.0016358 | 0.090068 | 1.0849 | 4.2973 | 5.6954 | 5.5138 | 5.5927 | 2.6292 | 1.5119 | 0.42731 | 0.0029281 | NA | - | 0.0011187 | 0.033211 | 0.71501 | 2.7865 | 4.1865 | 4.7488 | 4.0672 | 2.1044 | 0.99317 | 0.21084 | 0.0021638 | 0.14162
Retro12Med | Retro | Irrigation Hardware | Agriculture | Irrigation | 3.5765e-05 | 13.4462 | 104.2338 | Wheel line systems: Rebuild or replace leaking or malfunctioning leveler with new or rebuilt leveler. | Montana | 0.0001088 | 0.00010998 | 0.00011114 | 0.00011234 | 0.00011355 | 0.00010298 | 8.3011e-05 | 6.6935e-05 | 5.3984e-05 | 4.3547e-05 | 3.5133e-05 | 2.8348e-05 | 2.2875e-05 | 1.8461e-05 | 1.4899e-05 | 1.2024e-05 | 8.2744e-08 | 2.9814e-08 | 1.0255e-08 | 3.3736e-09 | 0.0011787 | - | 0.00047105 | 0.025935 | 0.31241 | 1.2374 | 1.64 | 1.5877 | 1.6104 | 0.75708 | 0.43534 | 0.12304 | 0.00084315 | NA | - | 0.00032214 | 0.0095631 | 0.20589 | 0.80238 | 1.2055 | 1.3674 | 1.1711 | 0.60597 | 0.28598 | 0.060711 | 0.00062308 | 0.70421
Retro12Med | Retro | Irrigation Hardware | Agriculture | Irrigation | 5.9297e-05 | 22.2934 | 293.5004 | Center pivot/linear move systems: Install new sprinkler package on an existing system. | Montana | 0.0076374 | 0.0077202 | 0.007802 | 0.0078859 | 0.0079708 | 0.0072286 | 0.0058271 | 0.0046987 | 0.0037895 | 0.0030569 | 0.0024662 | 0.0019899 | 0.0016058 | 0.0012959 | 0.0010459 | 0.00084408 | 5.8084e-06 | 2.0929e-06 | 7.1984e-07 | 2.3682e-07 | 0.08274 | - | 0.00078098 | 0.043 | 0.51796 | 2.0516 | 2.7191 | 2.6324 | 2.6701 | 1.2552 | 0.72179 | 0.204 | 0.0013979 | NA | - | 0.00053409 | 0.015855 | 0.34136 | 1.3303 | 1.9987 | 2.2671 | 1.9417 | 1.0047 | 0.47415 | 0.10066 | 0.001033 | 0.25033
Retro12Med | Retro | Irrigation Hardware | Agriculture | Irrigation | 4.5264e-06 | 1.7018 | 261.5573 | Center pivot/linear move systems: New gooseneck elbows | Montana | 0.000583 | 0.00058933 | 0.00059557 | 0.00060197 | 0.00060845 | 0.0005518 | 0.00044482 | 0.00035867 | 0.00028928 | 0.00023335 | 0.00018826 | 0.0001519 | 0.00012258 | 9.8922e-05 | 7.9836e-05 | 6.4433e-05 | 4.4339e-07 | 1.5976e-07 | 5.4949e-08 | 1.8078e-08 | 0.006316 | - | 5.9616e-05 | 0.0032824 | 0.039538 | 0.15661 | 0.20756 | 0.20094 | 0.20382 | 0.095818 | 0.055098 | 0.015572 | 0.00010671 | NA | - | 4.077e-05 | 0.0012103 | 0.026058 | 0.10155 | 0.15257 | 0.17306 | 0.14822 | 0.076693 | 0.036194 | 0.0076837 | 7.8858e-05 | 0.28088
Retro12Med | Retro | Irrigation Hardware | Agriculture | Irrigation | 4.5264e-06 | 1.7018 | 549.5394 | Center pivot/linear move systems: New drop tubes (3 feet minimum) | Montana | 0.000583 | 0.00058933 | 0.00059557 | 0.00060197 | 0.00060845 | 0.0005518 | 0.00044482 | 0.00035867 | 0.00028928 | 0.00023335 | 0.00018826 | 0.0001519 | 0.00012258 | 9.8922e-05 | 7.9836e-05 | 6.4433e-05 | 4.4339e-07 | 1.5976e-07 | 5.4949e-08 | 1.8078e-08 | 0.006316 | - | 5.9616e-05 | 0.0032824 | 0.039538 | 0.15661 | 0.20756 | 0.20094 | 0.20382 | 0.095818 | 0.055098 | 0.015572 | 0.00010671 | NA | - | 4.077e-05 | 0.0012103 | 0.026058 | 0.10155 | 0.15257 | 0.17306 | 0.14822 | 0.076693 | 0.036194 | 0.0076837 | 7.8858e-05 | 0.13373
Retro12Med | Retro | Irrigation Hardware | Agriculture | Irrigation | 7.5327e-06 | 2.832 | 132.4542 | Center pivot/linear move systems: Replace leaking pivot boot gasket with new pivot boot gasket | Montana | 0.00097021 | 0.00098073 | 0.00099112 | 0.0010018 | 0.0010126 | 0.00091828 | 0.00074024 | 0.00059689 | 0.0004814 | 0.00038833 | 0.00031329 | 0.00025279 | 0.00020399 | 0.00016462 | 0.00013286 | 0.00010723 | 7.3787e-07 | 2.6587e-07 | 9.1445e-08 | 3.0084e-08 | 0.010511 | - | 9.9211e-05 | 0.0054625 | 0.065798 | 0.26062 | 0.34541 | 0.3344 | 0.33919 | 0.15946 | 0.091692 | 0.025915 | 0.00017758 | NA | - | 6.7848e-05 | 0.0020142 | 0.043364 | 0.169 | 0.2539 | 0.288 | 0.24666 | 0.12763 | 0.060233 | 0.012787 | 0.00013123 | 0.55434
Retro12Med | Retro | Irrigation Hardware | Agriculture | Irrigation | 1.8832e-06 | 0.708 | 1272.859 | Center pivot/linear move systems: Replace leaking tower gasket with new tower gasket | Montana | 0.00024255 | 0.00024518 | 0.00024778 | 0.00025044 | 0.00025314 | 0.00022957 | 0.00018506 | 0.00014922 | 0.00012035 | 9.7082e-05 | 7.8324e-05 | 6.3197e-05 | 5.0997e-05 | 4.1155e-05 | 3.3215e-05 | 2.6807e-05 | 1.8447e-07 | 6.6467e-08 | 2.2861e-08 | 7.5211e-09 | 0.0026277 | - | 2.4803e-05 | 0.0013656 | 0.01645 | 0.065156 | 0.086353 | 0.0836 | 0.084797 | 0.039864 | 0.022923 | 0.0064788 | 4.4395e-05 | NA | - | 1.6962e-05 | 0.00050354 | 0.010841 | 0.042249 | 0.063476 | 0.072 | 0.061666 | 0.031907 | 0.015058 | 0.0031967 | 3.2808e-05 | 0.057744
Retro12Med | Retro | Irrigation Hardware | Agriculture | Irrigation | 0.00020164 | 75.8076 | 39.241 | Wheel/hand line systems: Replace worn nozzle with new flow controlling type nozzle for impact sprinklers | Washington | 0.020268 | 0.020484 | 0.020708 | 0.020939 | 0.021319 | 0.019425 | 0.015725 | 0.012735 | 0.010308 | 0.0084091 | 0.0068053 | 0.0055049 | 0.0044542 | 0.0036025 | 0.0029337 | 0.0023745 | 1.639e-05 | 5.923e-06 | 2.0423e-06 | 6.785e-07 | 0.23705 | - | 0.0026557 | 0.14622 | 1.7613 | 6.9764 | 9.246 | 8.9513 | 9.0794 | 4.2683 | 2.4544 | 0.6937 | 0.0047535 | NA | - | 0.0018162 | 0.053915 | 1.1608 | 4.5237 | 6.7965 | 7.7092 | 6.6027 | 3.4164 | 1.6123 | 0.34228 | 0.0035128 | 1.8661
Retro12Med | Retro | Irrigation Hardware | Agriculture | Irrigation | 0.00020164 | 75.8076 | 14.5631 | Wheel/hand line systems: Replace worn nozzle with new nozzle | Washington | 0.020268 | 0.020484 | 0.020708 | 0.020939 | 0.021319 | 0.019425 | 0.015725 | 0.012735 | 0.010308 | 0.0084091 | 0.0068053 | 0.0055049 | 0.0044542 | 0.0036025 | 0.0029337 | 0.0023745 | 1.639e-05 | 5.923e-06 | 2.0423e-06 | 6.785e-07 | 0.23705 | - | 0.0026557 | 0.14622 | 1.7613 | 6.9764 | 9.246 | 8.9513 | 9.0794 | 4.2683 | 2.4544 | 0.6937 | 0.0047535 | NA | - | 0.0018162 | 0.053915 | 1.1608 | 4.5237 | 6.7965 | 7.7092 | 6.6027 | 3.4164 | 1.6123 | 0.34228 | 0.0035128 | 4.9958
Retro12Med | Retro | Irrigation Hardware | Agriculture | Irrigation | 0.00017726 | 66.6419 | 79.7748 | Wheel/hand line systems: Rebuild or replace leaking impact sprinkler with new or rebuilt impact sprinkler | Washington | 0.035635 | 0.036015 | 0.036408 | 0.036815 | 0.037482 | 0.034152 | 0.027648 | 0.02239 | 0.018124 | 0.014785 | 0.011965 | 0.0096786 | 0.0078314 | 0.0063339 | 0.005158 | 0.0041748 | 2.8817e-05 | 1.0414e-05 | 3.5907e-06 | 1.1929e-06 | 0.41678 | - | 0.0023346 | 0.12854 | 1.5483 | 6.1329 | 8.1281 | 7.869 | 7.9816 | 3.7523 | 2.1576 | 0.60982 | 0.0041788 | NA | - | 0.0015966 | 0.047397 | 1.0204 | 3.9767 | 5.9748 | 6.7771 | 5.8044 | 3.0033 | 1.4174 | 0.3009 | 0.0030881 | 0.91971
Retro12Med | Retro | Irrigation Hardware | Agriculture | Irrigation | 0.0010606 | 398.7544 | 4.0909 | Wheel/hand line systems: Replace leaking gasket with new gasket | Washington | 0.21322 | 0.21549 | 0.21785 | 0.22028 | 0.22427 | 0.20435 | 0.16543 | 0.13397 | 0.10845 | 0.088465 | 0.071592 | 0.057912 | 0.046859 | 0.037899 | 0.030863 | 0.02498 | 0.00017243 | 6.2311e-05 | 2.1485e-05 | 7.1379e-06 | 2.4938 | - | 0.013969 | 0.76913 | 9.2645 | 36.6964 | 48.6349 | 47.0846 | 47.7583 | 22.4517 | 12.9104 | 3.6489 | 0.025004 | NA | - | 0.0095532 | 0.2836 | 6.1057 | 23.7949 | 35.7503 | 40.5513 | 34.7309 | 17.9704 | 8.481 | 1.8004 | 0.018478 | 17.3289
Retro12Med | Retro | Irrigation Hardware | Agriculture | Irrigation | 0.0010993 | 413.2807 | 14.1304 | Wheel/hand line systems: Replace leaking drain with new drain | Washington | 0.22099 | 0.22334 | 0.22579 | 0.22831 | 0.23244 | 0.21179 | 0.17146 | 0.13885 | 0.1124 | 0.091688 | 0.0742 | 0.060022 | 0.048566 | 0.03928 | 0.031987 | 0.02589 | 0.00017871 | 6.4581e-05 | 2.2268e-05 | 7.398e-06 | 2.5847 | - | 0.014478 | 0.79715 | 9.602 | 38.0332 | 50.4066 | 48.7998 | 49.4981 | 23.2696 | 13.3807 | 3.7818 | 0.025915 | NA | - | 0.0099012 | 0.29393 | 6.3282 | 24.6617 | 37.0526 | 42.0285 | 35.9961 | 18.6251 | 8.7899 | 1.866 | 0.019151 | 5.1471
Retro12Med | Retro | Irrigation Hardware | Agriculture | Irrigation | 0.00052774 | 198.4097 | 26.1195 | Wheel/hand line systems: Cut and pipe press repair of leaking hand-lines, wheel-lines, and portable main-lines | Washington | 0.10609 | 0.10722 | 0.1084 | 0.10961 | 0.11159 | 0.10168 | 0.082315 | 0.066661 | 0.05396 | 0.044018 | 0.035622 | 0.028816 | 0.023316 | 0.018858 | 0.015357 | 0.012429 | 8.5794e-05 | 3.1004e-05 | 1.069e-05 | 3.5517e-06 | 1.2409 | - | 0.0069507 | 0.3827 | 4.6098 | 18.2592 | 24.1994 | 23.428 | 23.7633 | 11.1714 | 6.4239 | 1.8156 | 0.012441 | NA | - | 0.0047534 | 0.14111 | 3.0381 | 11.8397 | 17.7884 | 20.1773 | 17.2812 | 8.9416 | 4.2199 | 0.89584 | 0.0091941 | 2.7981
Retro12Med | Retro | Irrigation Hardware | Agriculture | Irrigation | 0.00091337 | 343.3941 | 70.4334 | Thunderbird wheel line systems: Replace leaking hub with new hub | Washington | 0.021451 | 0.02168 | 0.021917 | 0.022161 | 0.022563 | 0.020558 | 0.016643 | 0.013478 | 0.01091 | 0.0088999 | 0.0072025 | 0.0058262 | 0.0047142 | 0.0038128 | 0.0031049 | 0.0025131 | 1.7347e-05 | 6.2687e-06 | 2.1615e-06 | 7.181e-07 | 0.25089 | - | 0.01203 | 0.66235 | 7.9783 | 31.6017 | 41.8827 | 40.5477 | 41.1279 | 19.3347 | 11.118 | 3.1423 | 0.021533 | NA | - | 0.0082269 | 0.24423 | 5.2581 | 20.4914 | 30.787 | 34.9214 | 29.9091 | 15.4755 | 7.3035 | 1.5505 | 0.015912 | 1.0414
Retro12Med | Retro | Irrigation Hardware | Agriculture | Irrigation | 0.00026301 | 98.8809 | 14.0436 | Wheel line systems: Rebuild or replace leaking or malfunctioning leveler with new or rebuilt leveler. | Washington | 0.0061768 | 0.0062427 | 0.0063109 | 0.0063814 | 0.006497 | 0.0059198 | 0.0047924 | 0.003881 | 0.0031416 | 0.0025627 | 0.002074 | 0.0016777 | 0.0013575 | 0.0010979 | 0.00089407 | 0.00072365 | 4.995e-06 | 1.8051e-06 | 6.224e-07 | 2.0678e-07 | 0.072244 | - | 0.003464 | 0.19072 | 2.2974 | 9.0998 | 12.0602 | 11.6758 | 11.8428 | 5.5675 | 3.2014 | 0.90484 | 0.0062003 | NA | - | 0.0023689 | 0.070325 | 1.5141 | 5.9005 | 8.8652 | 10.0557 | 8.6124 | 4.4562 | 2.1031 | 0.44646 | 0.004582 | 5.1786
Retro12Med | Retro | Irrigation Hardware | Agriculture | Irrigation | 0.00034858 | 131.0532 | 49.8019 | Center pivot/linear move systems: Install new sprinkler package on an existing system. | Washington | 0.41311 | 0.41752 | 0.42208 | 0.4268 | 0.43453 | 0.39592 | 0.32052 | 0.25957 | 0.21011 | 0.1714 | 0.13871 | 0.1122 | 0.090789 | 0.073429 | 0.059797 | 0.048399 | 0.00033407 | 0.00012073 | 4.1627e-05 | 1.383e-05 | 4.8318 | - | 0.004591 | 0.25278 | 3.0449 | 12.0605 | 15.9842 | 15.4746 | 15.6961 | 7.3789 | 4.2431 | 1.1992 | 0.0082177 | NA | - | 0.0031397 | 0.093207 | 2.0067 | 7.8203 | 11.7496 | 13.3274 | 11.4145 | 5.9061 | 2.7873 | 0.59172 | 0.0060728 | 1.4716
Retro12Med | Retro | Irrigation Hardware | Agriculture | Irrigation | 2.6609e-05 | 10.004 | 44.3681 | Center pivot/linear move systems: New gooseneck elbows | Washington | 0.031535 | 0.031871 | 0.03222 | 0.03258 | 0.03317 | 0.030223 | 0.024467 | 0.019814 | 0.016039 | 0.013084 | 0.010588 | 0.0085651 | 0.0069304 | 0.0056052 | 0.0045646 | 0.0036945 | 2.5501e-05 | 9.2157e-06 | 3.1776e-06 | 1.0557e-06 | 0.36883 | - | 0.00035046 | 0.019296 | 0.23243 | 0.92064 | 1.2202 | 1.1813 | 1.1982 | 0.56327 | 0.3239 | 0.091544 | 0.0006273 | NA | - | 0.00023967 | 0.007115 | 0.15318 | 0.59697 | 0.8969 | 1.0174 | 0.87133 | 0.45084 | 0.21277 | 0.045169 | 0.00046357 | 1.6512
Retro12Med | Retro | Irrigation Hardware | Agriculture | Irrigation | 2.6609e-05 | 10.004 | 93.3565 | Center pivot/linear move systems: New drop tubes (3 feet minimum) | Washington | 0.031535 | 0.031871 | 0.03222 | 0.03258 | 0.03317 | 0.030223 | 0.024467 | 0.019814 | 0.016039 | 0.013084 | 0.010588 | 0.0085651 | 0.0069304 | 0.0056052 | 0.0045646 | 0.0036945 | 2.5501e-05 | 9.2157e-06 | 3.1776e-06 | 1.0557e-06 | 0.36883 | - | 0.00035046 | 0.019296 | 0.23243 | 0.92064 | 1.2202 | 1.1813 | 1.1982 | 0.56327 | 0.3239 | 0.091544 | 0.0006273 | NA | - | 0.00023967 | 0.007115 | 0.15318 | 0.59697 | 0.8969 | 1.0174 | 0.87133 | 0.45084 | 0.21277 | 0.045169 | 0.00046357 | 0.78612
Retro12Med | Retro | Irrigation Hardware | Agriculture | Irrigation | 4.4281e-05 | 16.6482 | 22.4064 | Center pivot/linear move systems: Replace leaking pivot boot gasket with new pivot boot gasket | Washington | 0.052479 | 0.053039 | 0.053619 | 0.054218 | 0.0552 | 0.050296 | 0.040717 | 0.032974 | 0.026692 | 0.021774 | 0.017621 | 0.014254 | 0.011533 | 0.009328 | 0.0075962 | 0.0061483 | 4.2438e-05 | 1.5336e-05 | 5.288e-06 | 1.7568e-06 | 0.6138 | - | 0.00058322 | 0.032111 | 0.3868 | 1.5321 | 2.0305 | 1.9658 | 1.9939 | 0.93737 | 0.53901 | 0.15234 | 0.0010439 | NA | - | 0.00039885 | 0.01184 | 0.25492 | 0.99345 | 1.4926 | 1.693 | 1.45 | 0.75027 | 0.35409 | 0.075169 | 0.00077146 | 3.2587
Retro12Med | Retro | Irrigation Hardware | Agriculture | Irrigation | 1.107e-05 | 4.162 | 216.4001 | Center pivot/linear move systems: Replace leaking tower gasket with new tower gasket | Washington | 0.01312 | 0.01326 | 0.013405 | 0.013554 | 0.0138 | 0.012574 | 0.010179 | 0.0082435 | 0.0066729 | 0.0054434 | 0.0044052 | 0.0035634 | 0.0028833 | 0.002332 | 0.001899 | 0.0015371 | 1.061e-05 | 3.8341e-06 | 1.322e-06 | 4.3921e-07 | 0.15345 | - | 0.0001458 | 0.0080279 | 0.0967 | 0.38302 | 0.50763 | 0.49145 | 0.49848 | 0.23434 | 0.13475 | 0.038086 | 0.00026098 | NA | - | 9.9712e-05 | 0.0029601 | 0.06373 | 0.24836 | 0.37315 | 0.42326 | 0.36251 | 0.18757 | 0.088521 | 0.018792 | 0.00019286 | 0.33945
Retro12Med | Retro | Irrigation Hardware | Agriculture | Irrigation | 0.00020164 | 75.8076 | 39.241 | Wheel/hand line systems: Replace worn nozzle with new flow controlling type nozzle for impact sprinklers | Oregon | 0.045063 | 0.045518 | 0.045976 | 0.04649 | 0.047411 | 0.043185 | 0.034965 | 0.028331 | 0.022938 | 0.018742 | 0.015172 | 0.012281 | 0.0099333 | 0.0080395 | 0.0065578 | 0.0053095 | 3.6672e-05 | 1.3261e-05 | 4.5738e-06 | 1.5227e-06 | 0.532 | - | 0.0026557 | 0.14622 | 1.7613 | 6.9764 | 9.246 | 8.9513 | 9.0794 | 4.2683 | 2.4544 | 0.6937 | 0.0047535 | NA | - | 0.0018162 | 0.053915 | 1.1608 | 4.5237 | 6.7965 | 7.7092 | 6.6027 | 3.4164 | 1.6123 | 0.34228 | 0.0035128 | 1.8661
Retro12Med | Retro | Irrigation Hardware | Agriculture | Irrigation | 0.00020164 | 75.8076 | 14.5631 | Wheel/hand line systems: Replace worn nozzle with new nozzle | Oregon | 0.045063 | 0.045518 | 0.045976 | 0.04649 | 0.047411 | 0.043185 | 0.034965 | 0.028331 | 0.022938 | 0.018742 | 0.015172 | 0.012281 | 0.0099333 | 0.0080395 | 0.0065578 | 0.0053095 | 3.6672e-05 | 1.3261e-05 | 4.5738e-06 | 1.5227e-06 | 0.532 | - | 0.0026557 | 0.14622 | 1.7613 | 6.9764 | 9.246 | 8.9513 | 9.0794 | 4.2683 | 2.4544 | 0.6937 | 0.0047535 | NA | - | 0.0018162 | 0.053915 | 1.1608 | 4.5237 | 6.7965 | 7.7092 | 6.6027 | 3.4164 | 1.6123 | 0.34228 | 0.0035128 | 4.9958
Retro12Med | Retro | Irrigation Hardware | Agriculture | Irrigation | 0.00017726 | 66.6419 | 79.7748 | Wheel/hand line systems: Rebuild or replace leaking impact sprinkler with new or rebuilt impact sprinkler | Oregon | 0.079228 | 0.080029 | 0.080834 | 0.081738 | 0.083356 | 0.075927 | 0.061475 | 0.049811 | 0.040329 | 0.032953 | 0.026675 | 0.021592 | 0.017465 | 0.014135 | 0.01153 | 0.0093351 | 6.4476e-05 | 2.3315e-05 | 8.0417e-06 | 2.6772e-06 | 0.93535 | - | 0.0023346 | 0.12854 | 1.5483 | 6.1329 | 8.1281 | 7.869 | 7.9816 | 3.7523 | 2.1576 | 0.60982 | 0.0041788 | NA | - | 0.0015966 | 0.047397 | 1.0204 | 3.9767 | 5.9748 | 6.7771 | 5.8044 | 3.0033 | 1.4174 | 0.3009 | 0.0030881 | 0.91971
Retro12Med | Retro | Irrigation Hardware | Agriculture | Irrigation | 0.0010606 | 398.7544 | 4.0909 | Wheel/hand line systems: Replace leaking gasket with new gasket | Oregon | 0.47407 | 0.47886 | 0.48368 | 0.48908 | 0.49877 | 0.45431 | 0.36784 | 0.29804 | 0.24131 | 0.19717 | 0.15961 | 0.1292 | 0.1045 | 0.084577 | 0.06899 | 0.055857 | 0.00038579 | 0.00013951 | 4.8118e-05 | 1.6019e-05 | 5.5967 | - | 0.013969 | 0.76913 | 9.2645 | 36.6964 | 48.6349 | 47.0846 | 47.7583 | 22.4517 | 12.9104 | 3.6489 | 0.025004 | NA | - | 0.0095532 | 0.2836 | 6.1057 | 23.7949 | 35.7503 | 40.5513 | 34.7309 | 17.9704 | 8.481 | 1.8004 | 0.018478 | 17.3289
Retro12Med | Retro | Irrigation Hardware | Agriculture | Irrigation | 0.0010993 | 413.2807 | 14.1304 | Wheel/hand line systems: Replace leaking drain with new drain | Oregon | 0.49134 | 0.4963 | 0.5013 | 0.5069 | 0.51694 | 0.47086 | 0.38124 | 0.3089 | 0.2501 | 0.20436 | 0.16542 | 0.1339 | 0.10831 | 0.087658 | 0.071503 | 0.057892 | 0.00039985 | 0.00014459 | 4.987e-05 | 1.6603e-05 | 5.8006 | - | 0.014478 | 0.79715 | 9.602 | 38.0332 | 50.4066 | 48.7998 | 49.4981 | 23.2696 | 13.3807 | 3.7818 | 0.025915 | NA | - | 0.0099012 | 0.29393 | 6.3282 | 24.6617 | 37.0526 | 42.0285 | 35.9961 | 18.6251 | 8.7899 | 1.866 | 0.019151 | 5.1471
Retro12Med | Retro | Irrigation Hardware | Agriculture | Irrigation | 0.00052774 | 198.4097 | 26.1195 | Wheel/hand line systems: Cut and pipe press repair of leaking hand-lines, wheel-lines, and portable main-lines | Oregon | 0.23588 | 0.23827 | 0.24066 | 0.24335 | 0.24817 | 0.22605 | 0.18303 | 0.1483 | 0.12007 | 0.098108 | 0.079418 | 0.064285 | 0.051996 | 0.042083 | 0.034327 | 0.027793 | 0.00019196 | 6.9414e-05 | 2.3942e-05 | 7.9707e-06 | 2.7848 | - | 0.0069507 | 0.3827 | 4.6098 | 18.2592 | 24.1994 | 23.428 | 23.7633 | 11.1714 | 6.4239 | 1.8156 | 0.012441 | NA | - | 0.0047534 | 0.14111 | 3.0381 | 11.8397 | 17.7884 | 20.1773 | 17.2812 | 8.9416 | 4.2199 | 0.89584 | 0.0091941 | 2.7981
Retro12Med | Retro | Irrigation Hardware | Agriculture | Irrigation | 0.00091337 | 343.3941 | 70.4334 | Thunderbird wheel line systems: Replace leaking hub with new hub | Oregon | 0.065822 | 0.066487 | 0.067156 | 0.067907 | 0.069252 | 0.063079 | 0.051073 | 0.041382 | 0.033505 | 0.027377 | 0.022161 | 0.017938 | 0.014509 | 0.011743 | 0.0095789 | 0.0077555 | 5.3566e-05 | 1.937e-05 | 6.6809e-06 | 2.2242e-06 | 0.77708 | - | 0.01203 | 0.66235 | 7.9783 | 31.6017 | 41.8827 | 40.5477 | 41.1279 | 19.3347 | 11.118 | 3.1423 | 0.021533 | NA | - | 0.0082269 | 0.24423 | 5.2581 | 20.4914 | 30.787 | 34.9214 | 29.9091 | 15.4755 | 7.3035 | 1.5505 | 0.015912 | 1.0414
Retro12Med | Retro | Irrigation Hardware | Agriculture | Irrigation | 0.00026301 | 98.8809 | 14.0436 | Wheel line systems: Rebuild or replace leaking or malfunctioning leveler with new or rebuilt leveler. | Oregon | 0.018954 | 0.019145 | 0.019338 | 0.019554 | 0.019941 | 0.018164 | 0.014706 | 0.011916 | 0.0096479 | 0.0078831 | 0.0063813 | 0.0051654 | 0.004178 | 0.0033815 | 0.0027583 | 0.0022332 | 1.5424e-05 | 5.5775e-06 | 1.9238e-06 | 6.4046e-07 | 0.22376 | - | 0.003464 | 0.19072 | 2.2974 | 9.0998 | 12.0602 | 11.6758 | 11.8428 | 5.5675 | 3.2014 | 0.90484 | 0.0062003 | NA | - | 0.0023689 | 0.070325 | 1.5141 | 5.9005 | 8.8652 | 10.0557 | 8.6124 | 4.4562 | 2.1031 | 0.44646 | 0.004582 | 5.1786
Retro12Med | Retro | Irrigation Hardware | Agriculture | Irrigation | 0.00034858 | 131.0532 | 49.8019 | Center pivot/linear move systems: Install new sprinkler package on an existing system. | Oregon | 0.22663 | 0.22892 | 0.23122 | 0.23381 | 0.23844 | 0.21718 | 0.17585 | 0.14248 | 0.11536 | 0.094259 | 0.076302 | 0.061762 | 0.049956 | 0.040432 | 0.032981 | 0.026703 | 0.00018443 | 6.6691e-05 | 2.3003e-05 | 7.658e-06 | 2.6755 | - | 0.004591 | 0.25278 | 3.0449 | 12.0605 | 15.9842 | 15.4746 | 15.6961 | 7.3789 | 4.2431 | 1.1992 | 0.0082177 | NA | - | 0.0031397 | 0.093207 | 2.0067 | 7.8203 | 11.7496 | 13.3274 | 11.4145 | 5.9061 | 2.7873 | 0.59172 | 0.0060728 | 1.4716
Retro12Med | Retro | Irrigation Hardware | Agriculture | Irrigation | 2.6609e-05 | 10.004 | 44.3681 | Center pivot/linear move systems: New gooseneck elbows | Oregon | 0.0173 | 0.017475 | 0.01765 | 0.017848 | 0.018201 | 0.016579 | 0.013423 | 0.010876 | 0.008806 | 0.0071953 | 0.0058245 | 0.0047146 | 0.0038134 | 0.0030864 | 0.0025176 | 0.0020383 | 1.4078e-05 | 5.0909e-06 | 1.7559e-06 | 5.8457e-07 | 0.20424 | - | 0.00035046 | 0.019296 | 0.23243 | 0.92064 | 1.2202 | 1.1813 | 1.1982 | 0.56327 | 0.3239 | 0.091544 | 0.0006273 | NA | - | 0.00023967 | 0.007115 | 0.15318 | 0.59697 | 0.8969 | 1.0174 | 0.87133 | 0.45084 | 0.21277 | 0.045169 | 0.00046357 | 1.6512
Retro12Med | Retro | Irrigation Hardware | Agriculture | Irrigation | 2.6609e-05 | 10.004 | 93.3565 | Center pivot/linear move systems: New drop tubes (3 feet minimum) | Oregon | 0.0173 | 0.017475 | 0.01765 | 0.017848 | 0.018201 | 0.016579 | 0.013423 | 0.010876 | 0.008806 | 0.0071953 | 0.0058245 | 0.0047146 | 0.0038134 | 0.0030864 | 0.0025176 | 0.0020383 | 1.4078e-05 | 5.0909e-06 | 1.7559e-06 | 5.8457e-07 | 0.20424 | - | 0.00035046 | 0.019296 | 0.23243 | 0.92064 | 1.2202 | 1.1813 | 1.1982 | 0.56327 | 0.3239 | 0.091544 | 0.0006273 | NA | - | 0.00023967 | 0.007115 | 0.15318 | 0.59697 | 0.8969 | 1.0174 | 0.87133 | 0.45084 | 0.21277 | 0.045169 | 0.00046357 | 0.78612
Retro12Med | Retro | Irrigation Hardware | Agriculture | Irrigation | 4.4281e-05 | 16.6482 | 22.4064 | Center pivot/linear move systems: Replace leaking pivot boot gasket with new pivot boot gasket | Oregon | 0.028789 | 0.029081 | 0.029373 | 0.029701 | 0.03029 | 0.02759 | 0.022338 | 0.0181 | 0.014655 | 0.011974 | 0.0096929 | 0.0078459 | 0.0063462 | 0.0051363 | 0.0041897 | 0.0033921 | 2.3429e-05 | 8.472e-06 | 2.9221e-06 | 9.7283e-07 | 0.33988 | - | 0.00058322 | 0.032111 | 0.3868 | 1.5321 | 2.0305 | 1.9658 | 1.9939 | 0.93737 | 0.53901 | 0.15234 | 0.0010439 | NA | - | 0.00039885 | 0.01184 | 0.25492 | 0.99345 | 1.4926 | 1.693 | 1.45 | 0.75027 | 0.35409 | 0.075169 | 0.00077146 | 3.2587
Retro12Med | Retro | Irrigation Hardware | Agriculture | Irrigation | 1.107e-05 | 4.162 | 216.4001 | Center pivot/linear move systems: Replace leaking tower gasket with new tower gasket | Oregon | 0.0071974 | 0.0072701 | 0.0073433 | 0.0074253 | 0.0075724 | 0.0068975 | 0.0055846 | 0.004525 | 0.0036636 | 0.0029935 | 0.0024232 | 0.0019615 | 0.0015865 | 0.0012841 | 0.0010474 | 0.00084803 | 5.8572e-06 | 2.118e-06 | 7.3053e-07 | 2.4321e-07 | 0.084971 | - | 0.0001458 | 0.0080279 | 0.0967 | 0.38302 | 0.50763 | 0.49145 | 0.49848 | 0.23434 | 0.13475 | 0.038086 | 0.00026098 | NA | - | 9.9712e-05 | 0.0029601 | 0.06373 | 0.24836 | 0.37315 | 0.42326 | 0.36251 | 0.18757 | 0.088521 | 0.018792 | 0.00019286 | 0.33945
Retro12Med | Retro | Irrigation Motor | Agriculture | Motors/Drives | 0.0022804 | 857.3538 | 25.0436 | Montana Wells Green Motors Program Rewind vs. Standard Practice: Motor size 50HP | Montana | 0.0076779 | 0.0077612 | 0.0078434 | 0.0079277 | 0.008013 | 0.0072669 | 0.005858 | 0.0047236 | 0.0038096 | 0.0030731 | 0.0024793 | 0.0020005 | 0.0016143 | 0.0013028 | 0.0010514 | 0.00084856 | 5.8392e-06 | 2.104e-06 | 7.2366e-07 | 2.3808e-07 | 0.083179 | - | 0.030035 | 1.6537 | 19.9195 | 78.9002 | 104.5688 | 101.2355 | 102.6842 | 48.273 | 27.7583 | 7.8454 | 0.05376 | NA | - | 0.02054 | 0.60976 | 13.1278 | 51.1609 | 76.866 | 87.1885 | 74.6742 | 38.6378 | 18.2348 | 3.8711 | 0.039729 | 2.9176
Retro12Med | Retro | Irrigation Motor | Agriculture | Motors/Drives | 0.0022804 | 857.3538 | 25.0436 | Oregon River Green Motors Program Rewind vs. Standard Practice: Motor size 50HP | Oregon | 0.042396 | 0.042824 | 0.043255 | 0.043739 | 0.044605 | 0.040629 | 0.032896 | 0.026654 | 0.021581 | 0.017633 | 0.014274 | 0.011554 | 0.0093455 | 0.0075638 | 0.0061697 | 0.0049953 | 3.4502e-05 | 1.2476e-05 | 4.3032e-06 | 1.4326e-06 | 0.50052 | - | 0.030035 | 1.6537 | 19.9195 | 78.9002 | 104.5688 | 101.2355 | 102.6842 | 48.273 | 27.7583 | 7.8454 | 0.05376 | NA | - | 0.02054 | 0.60976 | 13.1278 | 51.1609 | 76.866 | 87.1885 | 74.6742 | 38.6378 | 18.2348 | 3.8711 | 0.039729 | 2.9176
Retro12Med | Retro | Irrigation Motor | Agriculture | Motors/Drives | 0.0021764 | 818.26 | 28.9687 | Oregon Wells Green Motors Program Rewind vs. Standard Practice: Motor size 60HP | Oregon | 0.03869 | 0.039081 | 0.039475 | 0.039916 | 0.040706 | 0.037078 | 0.030021 | 0.024324 | 0.019694 | 0.016092 | 0.013026 | 0.010544 | 0.0085286 | 0.0069027 | 0.0056305 | 0.0045587 | 3.1486e-05 | 1.1386e-05 | 3.9271e-06 | 1.3074e-06 | 0.45677 | - | 0.028665 | 1.5783 | 19.0112 | 75.3025 | 99.8007 | 96.6194 | 98.002 | 46.0719 | 26.4926 | 7.4877 | 0.051309 | NA | - | 0.019603 | 0.58196 | 12.5292 | 48.8281 | 73.361 | 83.2129 | 71.2692 | 36.876 | 17.4033 | 3.6945 | 0.037917 | 2.5243
Retro12Med | Retro | Irrigation Motor | Agriculture | Motors/Drives | 0.0021764 | 818.26 | 28.9687 | Idaho River Green Motors Program Rewind vs. Standard Practice: Motor size 60HP | Idaho | 0.052275 | 0.052282 | 0.052291 | 0.052323 | 0.052369 | 0.047185 | 0.037796 | 0.03028 | 0.024263 | 0.019444 | 0.015583 | 0.012491 | 0.010013 | 0.0080274 | 0.0064361 | 0.0051605 | 3.5281e-05 | 1.2631e-05 | 4.3167e-06 | 1.4112e-06 | 0.49303 | - | 0.028665 | 1.5783 | 19.0112 | 75.3025 | 99.8007 | 96.6194 | 98.002 | 46.0719 | 26.4926 | 7.4877 | 0.051309 | NA | - | 0.019603 | 0.58196 | 12.5292 | 48.8281 | 73.361 | 83.2129 | 71.2692 | 36.876 | 17.4033 | 3.6945 | 0.037917 | 2.5243
Retro12Med | Retro | Irrigation Motor | Agriculture | Motors/Drives | 0.0029564 | 1111.4974 | 27.8383 | Washington Wells Green Motors Program Rewind vs. Standard Practice: Motor size 100HP | Washington | 0.041374 | 0.041815 | 0.042272 | 0.042744 | 0.043518 | 0.039652 | 0.0321 | 0.025996 | 0.021043 | 0.017166 | 0.013892 | 0.011237 | 0.0090926 | 0.007354 | 0.0059887 | 0.0048472 | 3.3458e-05 | 1.2091e-05 | 4.169e-06 | 1.3851e-06 | 0.4839 | - | 0.038938 | 2.1439 | 25.8242 | 102.2884 | 135.5659 | 131.2446 | 133.1227 | 62.5825 | 35.9867 | 10.1711 | 0.069696 | NA | - | 0.026629 | 0.79051 | 17.0193 | 66.3265 | 99.6512 | 113.0336 | 96.8098 | 50.0912 | 23.6401 | 5.0185 | 0.051505 | 2.6263
Retro12Med | Retro | Irrigation Motor | Agriculture | Motors/Drives | 0.0039125 | 1470.962 | 28.2079 | Idaho Wells Green Motors Program Rewind vs. Standard Practice: Motor size 150HP | Idaho | 0.073919 | 0.073928 | 0.073941 | 0.073986 | 0.074052 | 0.066721 | 0.053445 | 0.042817 | 0.034308 | 0.027494 | 0.022035 | 0.017662 | 0.014159 | 0.011351 | 0.0091009 | 0.0072972 | 4.9889e-05 | 1.7861e-05 | 6.1039e-06 | 1.9955e-06 | 0.69717 | - | 0.05153 | 2.8372 | 34.1759 | 135.3691 | 179.4087 | 173.6898 | 176.1753 | 82.8221 | 47.625 | 13.4604 | 0.092237 | NA | - | 0.035241 | 1.0462 | 22.5235 | 87.7768 | 131.8789 | 149.5893 | 128.1186 | 66.291 | 31.2854 | 6.6416 | 0.068163 | 2.5921
Retro12Med | Retro | Irrigation Motor | Agriculture | Motors/Drives | 0.0021209 | 797.3899 | 24.5137 | Montana River Green Motors Program Rewind vs. Standard Practice: Motor size 40HP | Montana | 0.024053 | 0.024314 | 0.024571 | 0.024836 | 0.025103 | 0.022765 | 0.018352 | 0.014798 | 0.011935 | 0.0096272 | 0.007767 | 0.006267 | 0.0050572 | 0.0040812 | 0.0032938 | 0.0026583 | 1.8293e-05 | 6.5913e-06 | 2.267e-06 | 7.4583e-07 | 0.26058 | - | 0.027934 | 1.538 | 18.5263 | 73.3819 | 97.2552 | 94.1551 | 95.5024 | 44.8968 | 25.8169 | 7.2967 | 0.05 | NA | - | 0.019103 | 0.56711 | 12.2097 | 47.5827 | 71.4899 | 81.0905 | 69.4515 | 35.9355 | 16.9594 | 3.6003 | 0.03695 | 2.9803
Retro12Med | Retro | Irrigation Motor | Agriculture | Motors/Drives | 0.0022398 | 842.0744 | 31.1741 | Washington River Green Motors Program Rewind vs. Standard Practice: Motor size 75HP | Washington | 0.037502 | 0.037901 | 0.038316 | 0.038744 | 0.039446 | 0.035941 | 0.029096 | 0.023563 | 0.019074 | 0.015559 | 0.012592 | 0.010186 | 0.0082417 | 0.0066658 | 0.0054282 | 0.0043936 | 3.0326e-05 | 1.0959e-05 | 3.7788e-06 | 1.2554e-06 | 0.43862 | - | 0.029499 | 1.6242 | 19.5645 | 77.4941 | 102.7052 | 99.4314 | 100.8542 | 47.4127 | 27.2636 | 7.7056 | 0.052802 | NA | - | 0.020174 | 0.59889 | 12.8939 | 50.2492 | 75.4961 | 85.6347 | 73.3434 | 37.9493 | 17.9098 | 3.8021 | 0.039021 | 2.3466
LO12Med | NR | Irrigation Water Mgmt | Agriculture | Irrigation | 0.00073937 | 277.9769 | 24.2835 | Mattawa (PRD) _ Alfalfa | SIS | 0.075965 | 0.15355 | 0.23284 | 0.31393 | 0.39952 | 0.47728 | 0.54191 | 0.5963 | 0.642 | 0.68615 | 0.71962 | 0.74827 | 0.77351 | 0.79551 | 0.82077 | 0.83931 | 0.84943 | 0.85952 | 0.86935 | 0.88573 | 0.88849 | - | 0.009738 | 0.53617 | 6.4584 | 25.5815 | 33.904 | 32.8233 | 33.293 | 15.6514 | 9 | 2.5437 | 0.017431 | NA | - | 0.0066596 | 0.1977 | 4.2564 | 16.5877 | 24.922 | 28.2688 | 24.2114 | 12.5274 | 5.9122 | 1.2551 | 0.012881 | 2.0664
LO12Med | NR | Irrigation Water Mgmt | Agriculture | Irrigation | 0.00072115 | 271.1286 | 24.9007 | Pasco (Richland) _ Alfalfa | SIS | 0.049023 | 0.099092 | 0.15026 | 0.20259 | 0.25782 | 0.308 | 0.34972 | 0.38482 | 0.41431 | 0.4428 | 0.46439 | 0.48289 | 0.49918 | 0.51337 | 0.52968 | 0.54164 | 0.54816 | 0.55468 | 0.56102 | 0.57159 | 0.57337 | - | 0.0094981 | 0.52296 | 6.2993 | 24.9513 | 33.0687 | 32.0146 | 32.4727 | 15.2658 | 8.7783 | 2.481 | 0.017001 | NA | - | 0.0064956 | 0.19283 | 4.1515 | 16.1791 | 24.308 | 27.5724 | 23.6149 | 12.2188 | 5.7666 | 1.2242 | 0.012564 | 2.027
LO12Med | NR | Irrigation Water Mgmt | Agriculture | Irrigation | 0.0007104 | 267.0848 | 25.28 | Moses Lake (Ephrata) _ Alfalfa | SIS | 0.17994 | 0.36372 | 0.55154 | 0.74361 | 0.94635 | 1.1305 | 1.2837 | 1.4125 | 1.5207 | 1.6253 | 1.7046 | 1.7725 | 1.8323 | 1.8844 | 1.9442 | 1.9881 | 2.0121 | 2.036 | 2.0593 | 2.0981 | 2.1046 | - | 0.0093565 | 0.51516 | 6.2054 | 24.5792 | 32.5755 | 31.5371 | 31.9884 | 15.0381 | 8.6473 | 2.444 | 0.016748 | NA | - | 0.0063987 | 0.18995 | 4.0896 | 15.9378 | 23.9455 | 27.1612 | 23.2627 | 12.0366 | 5.6805 | 1.2059 | 0.012376 | 2.0038
LO12Med | NR | Irrigation Water Mgmt | Agriculture | Irrigation | 0.00068368 | 257.0406 | 26.2737 | Royal City (Smyrna) _ Alfalfa | SIS | 0.082807 | 0.16738 | 0.25382 | 0.3422 | 0.4355 | 0.52026 | 0.59072 | 0.65001 | 0.69983 | 0.74796 | 0.78443 | 0.81567 | 0.84319 | 0.86717 | 0.8947 | 0.9149 | 0.92593 | 0.93694 | 0.94765 | 0.9655 | 0.96851 | - | 0.0090046 | 0.49579 | 5.972 | 23.6548 | 31.3505 | 30.3511 | 30.7854 | 14.4726 | 8.3221 | 2.3521 | 0.016118 | NA | - | 0.0061581 | 0.18281 | 3.9358 | 15.3384 | 23.0449 | 26.1397 | 22.3879 | 11.5839 | 5.4669 | 1.1606 | 0.011911 | 1.9461
LO12Med | NR | Irrigation Water Mgmt | Agriculture | Irrigation | 0.0006672 | 250.8445 | 26.9265 | Quincy _ Alfalfa | SIS | 0.10905 | 0.22042 | 0.33424 | 0.45063 | 0.57349 | 0.68511 | 0.7779 | 0.85597 | 0.92157 | 0.98495 | 1.033 | 1.0741 | 1.1104 | 1.1419 | 1.1782 | 1.2048 | 1.2193 | 1.2338 | 1.2479 | 1.2714 | 1.2754 | - | 0.0087875 | 0.48383 | 5.828 | 23.0846 | 30.5947 | 29.6195 | 30.0433 | 14.1237 | 8.1215 | 2.2954 | 0.015729 | NA | - | 0.0060096 | 0.1784 | 3.8409 | 14.9687 | 22.4894 | 25.5096 | 21.8482 | 11.3047 | 5.3351 | 1.1326 | 0.011624 | 1.9105
LO12Med | NR | Irrigation Water Mgmt | Agriculture | Irrigation | 0.000662 | 248.8878 | 27.1393 | Connell _ Alfalfa | SIS | 0.010967 | 0.022167 | 0.033615 | 0.04532 | 0.057677 | 0.068902 | 0.078234 | 0.086086 | 0.092683 | 0.099058 | 0.10389 | 0.10802 | 0.11167 | 0.11485 | 0.11849 | 0.12117 | 0.12263 | 0.12409 | 0.1255 | 0.12787 | 0.12827 | - | 0.008719 | 0.48006 | 5.7826 | 22.9045 | 30.3561 | 29.3884 | 29.809 | 14.0136 | 8.0582 | 2.2775 | 0.015607 | NA | - | 0.0059627 | 0.17701 | 3.811 | 14.8519 | 22.314 | 25.3106 | 21.6778 | 11.2165 | 5.2935 | 1.1238 | 0.011533 | 1.8992
LO12Med | NR | Irrigation Water Mgmt | Agriculture | Irrigation | 0.0006561 | 246.6703 | 27.3847 | Othello _ Alfalfa | SIS | 0.060525 | 0.12234 | 0.18552 | 0.25012 | 0.31831 | 0.38027 | 0.43177 | 0.4751 | 0.51151 | 0.54669 | 0.57335 | 0.59618 | 0.61629 | 0.63382 | 0.65395 | 0.66871 | 0.67677 | 0.68482 | 0.69264 | 0.70569 | 0.7079 | - | 0.0086413 | 0.47578 | 5.7311 | 22.7005 | 30.0856 | 29.1266 | 29.5434 | 13.8887 | 7.9864 | 2.2572 | 0.015467 | NA | - | 0.0059096 | 0.17544 | 3.777 | 14.7196 | 22.1152 | 25.0851 | 21.4846 | 11.1165 | 5.2464 | 1.1137 | 0.01143 | 1.8865
LO12Med | NR | Irrigation Water Mgmt | Agriculture | Irrigation | 0.0006417 | 241.2568 | 28.0025 | Lind _ Alfalfa | SIS | 0.015137 | 0.030596 | 0.046395 | 0.062552 | 0.079606 | 0.0951 | 0.10798 | 0.11882 | 0.12792 | 0.13672 | 0.14339 | 0.1491 | 0.15413 | 0.15851 | 0.16354 | 0.16724 | 0.16925 | 0.17127 | 0.17322 | 0.17649 | 0.17704 | - | 0.0084517 | 0.46534 | 5.6053 | 22.2023 | 29.4254 | 28.4874 | 28.895 | 13.5839 | 7.8111 | 2.2077 | 0.015128 | NA | - | 0.0057799 | 0.17159 | 3.6941 | 14.3965 | 21.6299 | 24.5346 | 21.0131 | 10.8726 | 5.1312 | 1.0893 | 0.01118 | 1.8554
LO12Med | NR | Irrigation Water Mgmt | Agriculture | Irrigation | 0.00063893 | 240.2133 | 28.1248 | Eltopia _ Alfalfa | SIS | 0.065977 | 0.13336 | 0.20223 | 0.27265 | 0.34699 | 0.41452 | 0.47066 | 0.5179 | 0.55759 | 0.59594 | 0.625 | 0.64988 | 0.67181 | 0.69092 | 0.71286 | 0.72895 | 0.73774 | 0.74651 | 0.75504 | 0.76927 | 0.77167 | - | 0.0084151 | 0.46333 | 5.581 | 22.1063 | 29.2981 | 28.3642 | 28.77 | 13.5251 | 7.7773 | 2.1981 | 0.015063 | NA | - | 0.0057549 | 0.17084 | 3.6782 | 14.3343 | 21.5363 | 24.4285 | 20.9222 | 10.8255 | 5.109 | 1.0846 | 0.011131 | 1.8494
LO12Med | NR | Irrigation Water Mgmt | Agriculture | Irrigation | 0.00063893 | 240.2133 | 28.1248 | Odessa _ Alfalfa | SIS | 0.0076576 | 0.015478 | 0.023471 | 0.031645 | 0.040273 | 0.048111 | 0.054627 | 0.06011 | 0.064716 | 0.069167 | 0.07254 | 0.075428 | 0.077973 | 0.080191 | 0.082737 | 0.084605 | 0.085625 | 0.086643 | 0.087633 | 0.089284 | 0.089563 | - | 0.0084151 | 0.46333 | 5.581 | 22.1063 | 29.2981 | 28.3642 | 28.77 | 13.5251 | 7.7773 | 2.1981 | 0.015063 | NA | - | 0.0057549 | 0.17084 | 3.6782 | 14.3343 | 21.5363 | 24.4285 | 20.9222 | 10.8255 | 5.109 | 1.0846 | 0.011131 | 1.8494
LO12Med | NR | Irrigation Water Mgmt | Agriculture | Irrigation | 0.00048696 | 183.0787 | 36.9491 | Ritzville _ Alfalfa | SIS | 0.0044706 | 0.0090366 | 0.013703 | 0.018475 | 0.023512 | 0.028088 | 0.031892 | 0.035093 | 0.037783 | 0.040381 | 0.04235 | 0.044037 | 0.045522 | 0.046817 | 0.048304 | 0.049394 | 0.04999 | 0.050584 | 0.051162 | 0.052126 | 0.052289 | - | 0.0064136 | 0.35313 | 4.2536 | 16.8483 | 22.3295 | 21.6178 | 21.9271 | 10.3082 | 5.9275 | 1.6753 | 0.01148 | NA | - | 0.0043861 | 0.13021 | 2.8033 | 10.9249 | 16.4139 | 18.6182 | 15.9459 | 8.2507 | 3.8938 | 0.82662 | 0.0084836 | 1.5211
LO12Med | NR | Irrigation Water Mgmt | Agriculture | Irrigation | 0.00045903 | 172.5779 | 39.2065 | Wilbur _ Alfalfa | SIS | 0.0050707 | 0.01025 | 0.015542 | 0.020955 | 0.026668 | 0.031858 | 0.036173 | 0.039803 | 0.042854 | 0.045801 | 0.048034 | 0.049947 | 0.051632 | 0.053101 | 0.054787 | 0.056024 | 0.056699 | 0.057373 | 0.058029 | 0.059122 | 0.059307 | - | 0.0060457 | 0.33287 | 4.0096 | 15.8819 | 21.0488 | 20.3778 | 20.6694 | 9.7169 | 5.5875 | 1.5792 | 0.010822 | NA | - | 0.0041345 | 0.12274 | 2.6425 | 10.2983 | 15.4724 | 17.5503 | 15.0313 | 7.7775 | 3.6705 | 0.77921 | 0.0079971 | 1.4607
LO12Med | NR | Irrigation Water Mgmt | Agriculture | Irrigation | 0.00073729 | 277.1943 | 24.3525 | Mattawa (PRD) _ Mint | SIS | 0.00046493 | 0.00093978 | 0.0014251 | 0.0019213 | 0.0024452 | 0.0029211 | 0.0033167 | 0.0036496 | 0.0039293 | 0.0041995 | 0.0044043 | 0.0045797 | 0.0047342 | 0.0048688 | 0.0050234 | 0.0051369 | 0.0051988 | 0.0052606 | 0.0053207 | 0.0054209 | 0.0054379 | - | 0.0097106 | 0.53466 | 6.4403 | 25.5095 | 33.8085 | 32.7308 | 33.1992 | 15.6073 | 8.9747 | 2.5365 | 0.017381 | NA | - | 0.0066409 | 0.19714 | 4.2444 | 16.541 | 24.8518 | 28.1892 | 24.1432 | 12.4921 | 5.8956 | 1.2516 | 0.012845 | 2.0619
LO12Med | NR | Irrigation Water Mgmt | Agriculture | Irrigation | 0.00071664 | 269.4328 | 25.0584 | Pasco (Richland) _ Mint | SIS | 0 | 0 | 0 | 0 | 0 | 0 | 0 | 0 | 0 | 0 | 0 | 0 | 0 | 0 | 0 | 0 | 0 | 0 | 0 | 0 | 0 | - | 0.0094387 | 0.51969 | 6.2599 | 24.7953 | 32.8619 | 31.8144 | 32.2696 | 15.1703 | 8.7234 | 2.4655 | 0.016895 | NA | - | 0.0064549 | 0.19162 | 4.1256 | 16.0779 | 24.156 | 27.3999 | 23.4672 | 12.1424 | 5.7305 | 1.2165 | 0.012485 | 2.0173
LO12Med | NR | Irrigation Water Mgmt | Agriculture | Irrigation | 0.00070728 | 265.9108 | 25.3923 | Moses Lake (Ephrata) _ Mint | SIS | 0.0073775 | 0.014912 | 0.022613 | 0.030488 | 0.0388 | 0.046351 | 0.052629 | 0.057911 | 0.062349 | 0.066637 | 0.069887 | 0.07267 | 0.075121 | 0.077258 | 0.079711 | 0.081511 | 0.082493 | 0.083474 | 0.084428 | 0.086019 | 0.086287 | - | 0.0093153 | 0.51289 | 6.1781 | 24.4711 | 32.4323 | 31.3985 | 31.8478 | 14.972 | 8.6093 | 2.4333 | 0.016674 | NA | - | 0.0063706 | 0.18912 | 4.0716 | 15.8677 | 23.8402 | 27.0418 | 23.1604 | 11.9836 | 5.6556 | 1.2006 | 0.012322 | 1.997
LO12Med | NR | Irrigation Water Mgmt | Agriculture | Irrigation | 0.00067987 | 255.6057 | 26.4221 | Royal City (Smyrna) _ Mint | SIS | 0.0053641 | 0.010843 | 0.016442 | 0.022167 | 0.028211 | 0.033702 | 0.038266 | 0.042106 | 0.045333 | 0.048451 | 0.050814 | 0.052837 | 0.05462 | 0.056173 | 0.057957 | 0.059265 | 0.05998 | 0.060693 | 0.061387 | 0.062543 | 0.062738 | - | 0.0089543 | 0.49302 | 5.9387 | 23.5228 | 31.1754 | 30.1817 | 30.6136 | 14.3918 | 8.2757 | 2.339 | 0.016028 | NA | - | 0.0061237 | 0.18179 | 3.9138 | 15.2528 | 22.9163 | 25.9938 | 22.2629 | 11.5192 | 5.4364 | 1.1541 | 0.011844 | 1.9378
LO12Med | NR | Irrigation Water Mgmt | Agriculture | Irrigation | 0.00066252 | 249.0835 | 27.1179 | Quincy _ Mint | SIS | 0.0030252 | 0.006115 | 0.0092728 | 0.012502 | 0.01591 | 0.019007 | 0.021581 | 0.023747 | 0.025567 | 0.027325 | 0.028658 | 0.029799 | 0.030805 | 0.031681 | 0.032687 | 0.033425 | 0.033828 | 0.03423 | 0.034621 | 0.035273 | 0.035383 | - | 0.0087259 | 0.48044 | 5.7871 | 22.9226 | 30.38 | 29.4115 | 29.8324 | 14.0246 | 8.0645 | 2.2793 | 0.015619 | NA | - | 0.0059674 | 0.17715 | 3.814 | 14.8636 | 22.3316 | 25.3305 | 21.6948 | 11.2253 | 5.2977 | 1.1246 | 0.011542 | 1.9003
LO12Med | NR | Irrigation Water Mgmt | Agriculture | Irrigation | 0.00066096 | 248.4965 | 27.1823 | Connell _ Mint | SIS | 0 | 0 | 0 | 0 | 0 | 0 | 0 | 0 | 0 | 0 | 0 | 0 | 0 | 0 | 0 | 0 | 0 | 0 | 0 | 0 | 0 | - | 0.0087053 | 0.47931 | 5.7735 | 22.8685 | 30.3084 | 29.3422 | 29.7621 | 13.9915 | 8.0455 | 2.2739 | 0.015582 | NA | - | 0.0059534 | 0.17673 | 3.805 | 14.8286 | 22.2789 | 25.2708 | 21.6437 | 11.1988 | 5.2852 | 1.122 | 0.011515 | 1.897
LO12Med | NR | Irrigation Water Mgmt | Agriculture | Irrigation | 0.00065263 | 245.3658 | 27.5311 | Othello _ Mint | SIS | 0.00040186 | 0.0008123 | 0.0012318 | 0.0016607 | 0.0021135 | 0.0025248 | 0.0028668 | 0.0031545 | 0.0033963 | 0.0036298 | 0.0038068 | 0.0039584 | 0.004092 | 0.0042084 | 0.004342 | 0.00444 | 0.0044936 | 0.004547 | 0.0045989 | 0.0046856 | 0.0047002 | - | 0.0085956 | 0.47327 | 5.7008 | 22.5804 | 29.9265 | 28.9726 | 29.3872 | 13.8152 | 7.9442 | 2.2453 | 0.015386 | NA | - | 0.0058784 | 0.17451 | 3.7571 | 14.6417 | 21.9982 | 24.9524 | 21.371 | 11.0578 | 5.2186 | 1.1079 | 0.01137 | 1.879
LO12Med | NR | Irrigation Water Mgmt | Agriculture | Irrigation | 0.00063979 | 240.5394 | 28.0865 | Lind _ Mint | SIS | 0 | 0 | 0 | 0 | 0 | 0 | 0 | 0 | 0 | 0 | 0 | 0 | 0 | 0 | 0 | 0 | 0 | 0 | 0 | 0 | 0 | - | 0.0084265 | 0.46396 | 5.5886 | 22.1363 | 29.3379 | 28.4027 | 28.8091 | 13.5435 | 7.7879 | 2.2011 | 0.015083 | NA | - | 0.0057627 | 0.17107 | 3.6832 | 14.3537 | 21.5655 | 24.4616 | 20.9506 | 10.8402 | 5.116 | 1.0861 | 0.011146 | 1.8513
LO12Med | NR | Irrigation Water Mgmt | Agriculture | Irrigation | 0.0006306 | 237.0826 | 28.4982 | Eltopia _ Mint | SIS | 0 | 0 | 0 | 0 | 0 | 0 | 0 | 0 | 0 | 0 | 0 | 0 | 0 | 0 | 0 | 0 | 0 | 0 | 0 | 0 | 0 | - | 0.0083054 | 0.45729 | 5.5083 | 21.8181 | 28.9162 | 27.9945 | 28.3951 | 13.3489 | 7.676 | 2.1695 | 0.014866 | NA | - | 0.0056799 | 0.16862 | 3.6302 | 14.1474 | 21.2556 | 24.1101 | 20.6495 | 10.6845 | 5.0424 | 1.0705 | 0.010986 | 1.8314
LO12Med | NR | Irrigation Water Mgmt | Agriculture | Irrigation | 0.0006358 | 239.0393 | 28.2637 | Odessa _ Mint | SIS | 0.00023349 | 0.00047195 | 0.00071567 | 0.00096488 | 0.001228 | 0.001467 | 0.0016656 | 0.0018328 | 0.0019733 | 0.002109 | 0.0022118 | 0.0022999 | 0.0023775 | 0.0024451 | 0.0025227 | 0.0025797 | 0.0026108 | 0.0026418 | 0.002672 | 0.0027224 | 0.0027309 | - | 0.008374 | 0.46106 | 5.5538 | 21.9982 | 29.1549 | 28.2255 | 28.6294 | 13.459 | 7.7393 | 2.1874 | 0.014989 | NA | - | 0.0057268 | 0.17001 | 3.6602 | 14.2642 | 21.431 | 24.3091 | 20.82 | 10.7726 | 5.0841 | 1.0793 | 0.011077 | 1.8426
LO12Med | NR | Irrigation Water Mgmt | Agriculture | Irrigation | 0.00050743 | 190.7749 | 35.4524 | Ritzville _ Mint | SIS | 0 | 0 | 0 | 0 | 0 | 0 | 0 | 0 | 0 | 0 | 0 | 0 | 0 | 0 | 0 | 0 | 0 | 0 | 0 | 0 | 0 | - | 0.0066832 | 0.36797 | 4.4324 | 17.5566 | 23.2682 | 22.5265 | 22.8489 | 10.7415 | 6.1767 | 1.7457 | 0.011963 | NA | - | 0.0045705 | 0.13568 | 2.9212 | 11.3841 | 17.1039 | 19.4008 | 16.6162 | 8.5975 | 4.0575 | 0.86137 | 0.0088403 | 1.5653
LO12Med | NR | Irrigation Water Mgmt | Agriculture | Irrigation | 0.00047759 | 179.5567 | 37.6768 | Wilbur _ Mint | SIS | 0 | 0 | 0 | 0 | 0 | 0 | 0 | 0 | 0 | 0 | 0 | 0 | 0 | 0 | 0 | 0 | 0 | 0 | 0 | 0 | 0 | - | 0.0062902 | 0.34633 | 4.1718 | 16.5242 | 21.9 | 21.2019 | 21.5053 | 10.1099 | 5.8135 | 1.6431 | 0.011259 | NA | - | 0.0043017 | 0.1277 | 2.7494 | 10.7147 | 16.0981 | 18.26 | 15.6391 | 8.092 | 3.8189 | 0.81072 | 0.0083204 | 1.5008
LO12Med | NR | Irrigation Water Mgmt | Agriculture | Irrigation | 0.00066894 | 251.4967 | 26.8562 | Mattawa (PRD) _ Onions | SIS | 0.0042729 | 0.0086369 | 0.013097 | 0.017658 | 0.022472 | 0.026846 | 0.030482 | 0.033541 | 0.036111 | 0.038595 | 0.040477 | 0.042089 | 0.043509 | 0.044746 | 0.046167 | 0.047209 | 0.047779 | 0.048347 | 0.048899 | 0.04982 | 0.049976 | - | 0.0088104 | 0.48509 | 5.8432 | 23.1446 | 30.6743 | 29.6965 | 30.1215 | 14.1604 | 8.1426 | 2.3014 | 0.01577 | NA | - | 0.0060252 | 0.17887 | 3.8509 | 15.0076 | 22.5479 | 25.5759 | 21.905 | 11.3341 | 5.349 | 1.1355 | 0.011654 | 1.9142
LO12Med | NR | Irrigation Water Mgmt | Agriculture | Irrigation | 0.00064985 | 244.3223 | 27.6493 | Pasco (Richland) _ Onions | SIS | 0.0058649 | 0.011855 | 0.017977 | 0.024237 | 0.030845 | 0.036848 | 0.041839 | 0.046038 | 0.049566 | 0.052975 | 0.055558 | 0.057771 | 0.05972 | 0.061418 | 0.063368 | 0.064799 | 0.06558 | 0.06636 | 0.067118 | 0.068383 | 0.068596 | - | 0.0085591 | 0.47125 | 5.6765 | 22.4844 | 29.7992 | 28.8493 | 29.2622 | 13.7565 | 7.9104 | 2.2357 | 0.01532 | NA | - | 0.0058534 | 0.17377 | 3.7411 | 14.5795 | 21.9047 | 24.8463 | 21.2801 | 11.0107 | 5.1964 | 1.1031 | 0.011322 | 1.873
LO12Med | NR | Irrigation Water Mgmt | Agriculture | Irrigation | 0.00064205 | 241.3873 | 27.9873 | Moses Lake (Ephrata) _ Onions | SIS | 0.0099242 | 0.02006 | 0.030419 | 0.041012 | 0.052193 | 0.062352 | 0.070796 | 0.077902 | 0.083872 | 0.08964 | 0.094012 | 0.097755 | 0.10105 | 0.10393 | 0.10723 | 0.10965 | 0.11097 | 0.11229 | 0.11357 | 0.11571 | 0.11607 | - | 0.0084562 | 0.46559 | 5.6083 | 22.2143 | 29.4413 | 28.5028 | 28.9107 | 13.5912 | 7.8153 | 2.2089 | 0.015136 | NA | - | 0.005783 | 0.17168 | 3.6961 | 14.4043 | 21.6415 | 24.5479 | 21.0245 | 10.8785 | 5.134 | 1.0899 | 0.011186 | 1.8561
LO12Med | NR | Irrigation Water Mgmt | Agriculture | Irrigation | 0.00062244 | 234.0172 | 28.8735 | Royal City (Smyrna) _ Onions | SIS | 0.0050703 | 0.010249 | 0.015541 | 0.020953 | 0.026666 | 0.031856 | 0.03617 | 0.039801 | 0.042851 | 0.045798 | 0.048031 | 0.049944 | 0.051629 | 0.053097 | 0.054783 | 0.05602 | 0.056695 | 0.057369 | 0.058025 | 0.059118 | 0.059303 | - | 0.0081981 | 0.45138 | 5.4371 | 21.536 | 28.5424 | 27.6325 | 28.0279 | 13.1763 | 7.5767 | 2.1414 | 0.014674 | NA | - | 0.0056065 | 0.16644 | 3.5833 | 13.9645 | 20.9808 | 23.7983 | 20.3825 | 10.5463 | 4.9772 | 1.0566 | 0.010844 | 1.8138
LO12Med | NR | Irrigation Water Mgmt | Agriculture | Irrigation | 0.00060423 | 227.1688 | 29.7485 | Quincy _ Onions | SIS | 0.003687 | 0.0074526 | 0.011301 | 0.015237 | 0.019391 | 0.023165 | 0.026302 | 0.028942 | 0.03116 | 0.033303 | 0.034927 | 0.036318 | 0.037543 | 0.038611 | 0.039837 | 0.040736 | 0.041227 | 0.041717 | 0.042194 | 0.042989 | 0.043123 | - | 0.0079581 | 0.43817 | 5.278 | 20.9058 | 27.7071 | 26.8239 | 27.2077 | 12.7907 | 7.355 | 2.0788 | 0.014245 | NA | - | 0.0054424 | 0.16157 | 3.4784 | 13.5559 | 20.3668 | 23.1019 | 19.7861 | 10.2377 | 4.8316 | 1.0257 | 0.010527 | 1.7744
LO12Med | NR | Irrigation Water Mgmt | Agriculture | Irrigation | 0.00060388 | 227.0384 | 29.7657 | Connell _ Onions | SIS | 0.0027799 | 0.0056191 | 0.0085207 | 0.011488 | 0.01462 | 0.017466 | 0.019831 | 0.021821 | 0.023494 | 0.025109 | 0.026334 | 0.027382 | 0.028306 | 0.029111 | 0.030036 | 0.030714 | 0.031084 | 0.031454 | 0.031813 | 0.032413 | 0.032514 | - | 0.0079536 | 0.43792 | 5.2749 | 20.8938 | 27.6912 | 26.8085 | 27.1921 | 12.7833 | 7.3508 | 2.0776 | 0.014236 | NA | - | 0.0054393 | 0.16147 | 3.4764 | 13.5481 | 20.3551 | 23.0886 | 19.7747 | 10.2318 | 4.8288 | 1.0251 | 0.010521 | 1.7737
LO12Med | NR | Irrigation Water Mgmt | Agriculture | Irrigation | 0.00059712 | 224.4947 | 30.1046 | Othello _ Onions | SIS | 0.0031342 | 0.0063351 | 0.0096066 | 0.012952 | 0.016483 | 0.019691 | 0.022358 | 0.024602 | 0.026488 | 0.028309 | 0.02969 | 0.030872 | 0.031913 | 0.032821 | 0.033863 | 0.034628 | 0.035045 | 0.035462 | 0.035867 | 0.036543 | 0.036657 | - | 0.0078645 | 0.43301 | 5.2158 | 20.6597 | 27.3809 | 26.5081 | 26.8875 | 12.6401 | 7.2684 | 2.0543 | 0.014077 | NA | - | 0.0053783 | 0.15966 | 3.4375 | 13.3963 | 20.127 | 22.83 | 19.5532 | 10.1172 | 4.7747 | 1.0136 | 0.010403 | 1.7591
LO12Med | NR | Irrigation Water Mgmt | Agriculture | Irrigation | 0.00058341 | 219.3422 | 30.8154 | Lind _ Onions | SIS | 0.0014326 | 0.0028958 | 0.0043912 | 0.0059204 | 0.0075346 | 0.009001 | 0.01022 | 0.011246 | 0.012108 | 0.01294 | 0.013571 | 0.014112 | 0.014588 | 0.015003 | 0.015479 | 0.015829 | 0.016019 | 0.01621 | 0.016395 | 0.016704 | 0.016756 | - | 0.007684 | 0.42307 | 5.0961 | 20.1855 | 26.7525 | 25.8997 | 26.2703 | 12.35 | 7.1016 | 2.0071 | 0.013754 | NA | - | 0.0052549 | 0.156 | 3.3586 | 13.0888 | 19.6651 | 22.306 | 19.1044 | 9.885 | 4.6651 | 0.99036 | 0.010164 | 1.7294
LO12Med | NR | Irrigation Water Mgmt | Agriculture | Irrigation | 0.00057855 | 217.516 | 31.0754 | Eltopia _ Onions | SIS | 0.0022062 | 0.0044594 | 0.0067622 | 0.0091171 | 0.011603 | 0.013861 | 0.015738 | 0.017318 | 0.018645 | 0.019927 | 0.020899 | 0.021731 | 0.022464 | 0.023103 | 0.023837 | 0.024375 | 0.024669 | 0.024962 | 0.025248 | 0.025723 | 0.025804 | - | 0.00762 | 0.41955 | 5.0537 | 20.0175 | 26.5298 | 25.6841 | 26.0516 | 12.2472 | 7.0425 | 1.9904 | 0.013639 | NA | - | 0.0052111 | 0.1547 | 3.3306 | 12.9798 | 19.5014 | 22.1203 | 18.9453 | 9.8027 | 4.6263 | 0.98211 | 0.010079 | 1.719
LO12Med | NR | Irrigation Water Mgmt | Agriculture | Irrigation | 0.00058324 | 219.277 | 30.8246 | Odessa _ Onions | SIS | 0 | 0 | 0 | 0 | 0 | 0 | 0 | 0 | 0 | 0 | 0 | 0 | 0 | 0 | 0 | 0 | 0 | 0 | 0 | 0 | 0 | - | 0.0076817 | 0.42295 | 5.0946 | 20.1795 | 26.7445 | 25.892 | 26.2625 | 12.3463 | 7.0995 | 2.0066 | 0.01375 | NA | - | 0.0052533 | 0.15595 | 3.3576 | 13.0849 | 19.6593 | 22.2993 | 19.0987 | 9.882 | 4.6637 | 0.99006 | 0.010161 | 1.7291
LO12Med | NR | Irrigation Water Mgmt | Agriculture | Irrigation | 0.0005083 | 191.101 | 35.3916 | Ritzville _ Onions | SIS | 0 | 0 | 0 | 0 | 0 | 0 | 0 | 0 | 0 | 0 | 0 | 0 | 0 | 0 | 0 | 0 | 0 | 0 | 0 | 0 | 0 | - | 0.0066946 | 0.3686 | 4.44 | 17.5866 | 23.308 | 22.565 | 22.8879 | 10.7599 | 6.1872 | 1.7487 | 0.011983 | NA | - | 0.0045783 | 0.13591 | 2.9261 | 11.4036 | 17.1331 | 19.434 | 16.6446 | 8.6122 | 4.0645 | 0.86284 | 0.0088554 | 1.5672
LO12Med | NR | Irrigation Water Mgmt | Agriculture | Irrigation | 0.00047967 | 180.3393 | 37.5126 | Wilbur _ Onions | SIS | 0 | 0 | 0 | 0 | 0 | 0 | 0 | 0 | 0 | 0 | 0 | 0 | 0 | 0 | 0 | 0 | 0 | 0 | 0 | 0 | 0 | - | 0.0063176 | 0.34784 | 4.19 | 16.5962 | 21.9954 | 21.2943 | 21.599 | 10.154 | 5.8388 | 1.6502 | 0.011308 | NA | - | 0.0043205 | 0.12826 | 2.7614 | 10.7614 | 16.1683 | 18.3396 | 15.7073 | 8.1272 | 3.8356 | 0.81425 | 0.0083567 | 1.5053
LO12Med | NR | Irrigation Water Mgmt | Agriculture | Irrigation | 0.00065072 | 244.6484 | 27.6122 | Mattawa (PRD) _ Orchard* | SIS | 0.058942 | 0.11914 | 0.18067 | 0.24358 | 0.30999 | 0.37032 | 0.42048 | 0.46268 | 0.49814 | 0.5324 | 0.55836 | 0.58059 | 0.60018 | 0.61725 | 0.63685 | 0.65123 | 0.65908 | 0.66692 | 0.67454 | 0.68725 | 0.68939 | - | 0.0085705 | 0.47188 | 5.6841 | 22.5144 | 29.839 | 28.8879 | 29.3012 | 13.7749 | 7.9209 | 2.2387 | 0.015341 | NA | - | 0.0058612 | 0.174 | 3.7461 | 14.5989 | 21.9339 | 24.8795 | 21.3085 | 11.0254 | 5.2034 | 1.1046 | 0.011337 | 1.8749
LO12Med | NR | Irrigation Water Mgmt | Agriculture | Irrigation | 0.00063337 | 238.1262 | 28.3727 | Pasco (Richland) _ Orchard* | SIS | 0.010993 | 0.02222 | 0.033695 | 0.045429 | 0.057815 | 0.069067 | 0.078421 | 0.086292 | 0.092905 | 0.099294 | 0.10414 | 0.10828 | 0.11194 | 0.11512 | 0.11878 | 0.12146 | 0.12292 | 0.12438 | 0.1258 | 0.12817 | 0.12857 | - | 0.008342 | 0.4593 | 5.5326 | 21.9142 | 29.0435 | 28.1177 | 28.5201 | 13.4076 | 7.7098 | 2.179 | 0.014932 | NA | - | 0.0057049 | 0.16936 | 3.6462 | 14.2097 | 21.3492 | 24.2162 | 20.7404 | 10.7315 | 5.0646 | 1.0752 | 0.011034 | 1.8374
LO12Med | NR | Irrigation Water Mgmt | Agriculture | Irrigation | 0.00062248 | 234.0302 | 28.8719 | Moses Lake (Ephrata) _ Orchard* | SIS | 0.032811 | 0.066322 | 0.10057 | 0.13559 | 0.17256 | 0.20615 | 0.23407 | 0.25756 | 0.2773 | 0.29637 | 0.31082 | 0.3232 | 0.3341 | 0.3436 | 0.35451 | 0.36252 | 0.36689 | 0.37125 | 0.37549 | 0.38257 | 0.38376 | - | 0.0081985 | 0.4514 | 5.4374 | 21.5372 | 28.5439 | 27.6341 | 28.0295 | 13.177 | 7.5771 | 2.1416 | 0.014675 | NA | - | 0.0056068 | 0.16645 | 3.5835 | 13.9653 | 20.982 | 23.7997 | 20.3837 | 10.5469 | 4.9775 | 1.0567 | 0.010845 | 1.8138
LO12Med | NR | Irrigation Water Mgmt | Agriculture | Irrigation | 0.00060003 | 225.5905 | 29.9577 | Royal City (Smyrna) _ Orchard* | SIS | 0.0461 | 0.093183 | 0.1413 | 0.19051 | 0.24245 | 0.28964 | 0.32886 | 0.36187 | 0.3896 | 0.4164 | 0.4367 | 0.45409 | 0.46941 | 0.48276 | 0.49809 | 0.50934 | 0.51548 | 0.52161 | 0.52757 | 0.53751 | 0.53918 | - | 0.0079028 | 0.43512 | 5.2413 | 20.7605 | 27.5146 | 26.6375 | 27.0187 | 12.7018 | 7.3039 | 2.0643 | 0.014146 | NA | - | 0.0054046 | 0.16044 | 3.4543 | 13.4617 | 20.2253 | 22.9414 | 19.6486 | 10.1665 | 4.798 | 1.0186 | 0.010454 | 1.7654
LO12Med | NR | Irrigation Water Mgmt | Agriculture | Irrigation | 0.00058362 | 219.4205 | 30.8043 | Quincy _ Orchard* | SIS | 0.031265 | 0.063197 | 0.095832 | 0.1292 | 0.16443 | 0.19643 | 0.22304 | 0.24542 | 0.26423 | 0.2824 | 0.29617 | 0.30797 | 0.31836 | 0.32741 | 0.33781 | 0.34544 | 0.3496 | 0.35376 | 0.3578 | 0.36454 | 0.36568 | - | 0.0076867 | 0.42322 | 5.098 | 20.1927 | 26.762 | 25.909 | 26.2797 | 12.3544 | 7.1041 | 2.0079 | 0.013759 | NA | - | 0.0052568 | 0.15605 | 3.3598 | 13.0935 | 19.6721 | 22.3139 | 19.1112 | 9.8885 | 4.6668 | 0.99071 | 0.010168 | 1.7299
LO12Med | NR | Irrigation Water Mgmt | Agriculture | Irrigation | 0.00057984 | 217.9986 | 31.0062 | Connell _ Orchard* | SIS | 0.0053406 | 0.010795 | 0.01637 | 0.02207 | 0.028087 | 0.033554 | 0.038098 | 0.041922 | 0.045135 | 0.048239 | 0.050591 | 0.052606 | 0.05438 | 0.055927 | 0.057703 | 0.059006 | 0.059717 | 0.060427 | 0.061118 | 0.062269 | 0.062463 | - | 0.0076369 | 0.42048 | 5.0649 | 20.0619 | 26.5886 | 25.7411 | 26.1094 | 12.2743 | 7.0581 | 1.9949 | 0.01367 | NA | - | 0.0052227 | 0.15504 | 3.338 | 13.0086 | 19.5446 | 22.1693 | 18.9874 | 9.8244 | 4.6365 | 0.98429 | 0.010102 | 1.7217
LO12Med | NR | Irrigation Water Mgmt | Agriculture | Irrigation | 0.00057446 | 215.9767 | 31.2979 | Othello _ Orchard* | SIS | 0.011194 | 0.022626 | 0.03431 | 0.046258 | 0.05887 | 0.070328 | 0.079852 | 0.087867 | 0.0946 | 0.10111 | 0.10604 | 0.11026 | 0.11398 | 0.11722 | 0.12094 | 0.12367 | 0.12516 | 0.12665 | 0.1281 | 0.13051 | 0.13092 | - | 0.0075661 | 0.41658 | 5.0179 | 19.8758 | 26.342 | 25.5023 | 25.8673 | 12.1605 | 6.9926 | 1.9764 | 0.013543 | NA | - | 0.0051743 | 0.15361 | 3.307 | 12.888 | 19.3634 | 21.9637 | 18.8113 | 9.7333 | 4.5935 | 0.97516 | 0.010008 | 1.7101
LO12Med | NR | Irrigation Water Mgmt | Agriculture | Irrigation | 0.00056065 | 210.785 | 32.0725 | Lind _ Orchard* | SIS | 0.0018447 | 0.0037287 | 0.0056542 | 0.0076231 | 0.0097015 | 0.01159 | 0.013159 | 0.01448 | 0.01559 | 0.016662 | 0.017475 | 0.01817 | 0.018783 | 0.019318 | 0.019931 | 0.020381 | 0.020627 | 0.020872 | 0.021111 | 0.021508 | 0.021575 | - | 0.0073842 | 0.40657 | 4.8973 | 19.398 | 25.7088 | 24.8893 | 25.2455 | 11.8682 | 6.8245 | 1.9288 | 0.013217 | NA | - | 0.0050499 | 0.14991 | 3.2276 | 12.5782 | 18.8979 | 21.4358 | 18.3591 | 9.4993 | 4.4831 | 0.95172 | 0.0097675 | 1.6803
LO12Med | NR | Irrigation Water Mgmt | Agriculture | Irrigation | 0.00055756 | 209.6241 | 32.251 | Eltopia _ Orchard* | SIS | 0.016236 | 0.032817 | 0.049764 | 0.067094 | 0.085386 | 0.10201 | 0.11582 | 0.12744 | 0.13721 | 0.14665 | 0.1538 | 0.15992 | 0.16532 | 0.17002 | 0.17542 | 0.17938 | 0.18154 | 0.1837 | 0.1858 | 0.1893 | 0.18989 | - | 0.0073435 | 0.40433 | 4.8703 | 19.2912 | 25.5672 | 24.7522 | 25.1064 | 11.8028 | 6.7869 | 1.9182 | 0.013144 | NA | - | 0.0050221 | 0.14909 | 3.2098 | 12.5089 | 18.7938 | 21.3177 | 18.2579 | 9.447 | 4.4584 | 0.94648 | 0.0097137 | 1.6736
LO12Med | NR | Irrigation Water Mgmt | Agriculture | Irrigation | 0.00055912 | 210.2111 | 32.1605 | Odessa _ Orchard* | SIS | 0.001122 | 0.002268 | 0.0034392 | 0.0046369 | 0.0059011 | 0.0070496 | 0.0080043 | 0.0088077 | 0.0094827 | 0.010135 | 0.010629 | 0.011052 | 0.011425 | 0.01175 | 0.012123 | 0.012397 | 0.012546 | 0.012696 | 0.012841 | 0.013083 | 0.013123 | - | 0.0073641 | 0.40546 | 4.884 | 19.3452 | 25.6388 | 24.8215 | 25.1767 | 11.8359 | 6.806 | 1.9236 | 0.013181 | NA | - | 0.0050361 | 0.1495 | 3.2188 | 12.5439 | 18.8464 | 21.3774 | 18.3091 | 9.4735 | 4.4709 | 0.94913 | 0.0097409 | 1.677
LO12Med | NR | Irrigation Water Mgmt | Agriculture | Irrigation | 0.00044671 | 167.9471 | 40.2917 | Ritzville _ Orchard* | SIS | 0.0015377 | 0.0031082 | 0.0047133 | 0.0063546 | 0.0080872 | 0.0096612 | 0.01097 | 0.012071 | 0.012996 | 0.013889 | 0.014567 | 0.015147 | 0.015658 | 0.016103 | 0.016614 | 0.01699 | 0.017194 | 0.017399 | 0.017598 | 0.017929 | 0.017985 | - | 0.0058835 | 0.32394 | 3.902 | 15.4558 | 20.484 | 19.831 | 20.1148 | 9.4562 | 5.4376 | 1.5368 | 0.010531 | NA | - | 0.0040236 | 0.11945 | 2.5716 | 10.0219 | 15.0573 | 17.0794 | 14.6279 | 7.5688 | 3.572 | 0.7583 | 0.0077825 | 1.4341
LO12Med | NR | Irrigation Water Mgmt | Agriculture | Irrigation | 0.00041892 | 157.4985 | 42.9747 | Wilbur _ Orchard* | SIS | 0.00056563 | 0.0011433 | 0.0017337 | 0.0023375 | 0.0029748 | 0.0035538 | 0.0040351 | 0.00444 | 0.0047803 | 0.0051091 | 0.0053582 | 0.0055716 | 0.0057596 | 0.0059234 | 0.0061115 | 0.0062494 | 0.0063248 | 0.0064 | 0.0064731 | 0.0065951 | 0.0066156 | - | 0.0055175 | 0.30379 | 3.6593 | 14.4942 | 19.2096 | 18.5973 | 18.8634 | 8.8679 | 5.0993 | 1.4412 | 0.009876 | NA | - | 0.0037733 | 0.11202 | 2.4116 | 9.3984 | 14.1205 | 16.0168 | 13.7179 | 7.0979 | 3.3498 | 0.71113 | 0.0072983 | 1.3741
LO12Med | NR | Irrigation Water Mgmt | Agriculture | Irrigation | 0.00057977 | 217.9725 | 31.01 | Mattawa (PRD) _ Late Potatoes | SIS | 0.015742 | 0.03182 | 0.048252 | 0.065055 | 0.082792 | 0.098906 | 0.1123 | 0.12357 | 0.13304 | 0.14219 | 0.14913 | 0.15507 | 0.1603 | 0.16486 | 0.17009 | 0.17393 | 0.17603 | 0.17812 | 0.18016 | 0.18355 | 0.18412 | - | 0.007636 | 0.42043 | 5.0643 | 20.0595 | 26.5854 | 25.738 | 26.1063 | 12.2729 | 7.0572 | 1.9946 | 0.013668 | NA | - | 0.0052221 | 0.15502 | 3.3376 | 13.0071 | 19.5423 | 22.1667 | 18.9851 | 9.8232 | 4.636 | 0.98417 | 0.010101 | 1.7216
LO12Med | NR | Irrigation Water Mgmt | Agriculture | Irrigation | 0.00056398 | 212.0373 | 31.8822 | Pasco (Richland) _ Late Potatoes | SIS | 0.029182 | 0.058986 | 0.089446 | 0.12059 | 0.15347 | 0.18334 | 0.20817 | 0.22907 | 0.24662 | 0.26358 | 0.27644 | 0.28745 | 0.29714 | 0.3056 | 0.3153 | 0.32242 | 0.3263 | 0.33018 | 0.33396 | 0.34025 | 0.34131 | - | 0.0074281 | 0.40898 | 4.9264 | 19.5133 | 25.8615 | 25.0372 | 25.3954 | 11.9387 | 6.8651 | 1.9403 | 0.013296 | NA | - | 0.0050799 | 0.1508 | 3.2467 | 12.6529 | 19.0102 | 21.5631 | 18.4681 | 9.5558 | 4.5098 | 0.95737 | 0.0098256 | 1.6875
LO12Med | NR | Irrigation Water Mgmt | Agriculture | Irrigation | 0.00056173 | 211.1894 | 32.0108 | Moses Lake (Ephrata) _ Late Potatoes | SIS | 0.063246 | 0.12784 | 0.19386 | 0.26136 | 0.33262 | 0.39736 | 0.45118 | 0.49646 | 0.53451 | 0.57127 | 0.59912 | 0.62298 | 0.644 | 0.66232 | 0.68335 | 0.69878 | 0.7072 | 0.71561 | 0.72378 | 0.73742 | 0.73972 | - | 0.0073984 | 0.40735 | 4.9067 | 19.4353 | 25.7581 | 24.937 | 25.2939 | 11.891 | 6.8376 | 1.9325 | 0.013243 | NA | - | 0.0050596 | 0.1502 | 3.2337 | 12.6023 | 18.9342 | 21.4769 | 18.3943 | 9.5175 | 4.4917 | 0.95355 | 0.0097863 | 1.6826
LO12Med | NR | Irrigation Water Mgmt | Agriculture | Irrigation | 0.00053831 | 202.3844 | 33.4101 | Royal City (Smyrna) _ Late Potatoes | SIS | 0.014067 | 0.028435 | 0.043119 | 0.058134 | 0.073984 | 0.088383 | 0.10035 | 0.11043 | 0.11889 | 0.12706 | 0.13326 | 0.13857 | 0.14324 | 0.14732 | 0.15199 | 0.15543 | 0.1573 | 0.15917 | 0.16099 | 0.16402 | 0.16453 | - | 0.0070899 | 0.39036 | 4.7021 | 18.625 | 24.6842 | 23.8974 | 24.2393 | 11.3952 | 6.5526 | 1.852 | 0.012691 | NA | - | 0.0048486 | 0.14394 | 3.0989 | 12.0769 | 18.1448 | 20.5815 | 17.6274 | 9.1207 | 4.3045 | 0.91379 | 0.0093783 | 1.632
LO12Med | NR | Irrigation Water Mgmt | Agriculture | Irrigation | 0.00052651 | 197.9493 | 34.162 | Quincy _ Late Potatoes | SIS | 0.012089 | 0.024436 | 0.037055 | 0.049959 | 0.06358 | 0.075955 | 0.086242 | 0.094897 | 0.10217 | 0.1092 | 0.11452 | 0.11908 | 0.1231 | 0.1266 | 0.13062 | 0.13357 | 0.13518 | 0.13679 | 0.13835 | 0.14096 | 0.1414 | - | 0.0069345 | 0.38181 | 4.5991 | 18.2168 | 24.1433 | 23.3737 | 23.7081 | 11.1455 | 6.409 | 1.8114 | 0.012412 | NA | - | 0.0047424 | 0.14078 | 3.031 | 11.8122 | 17.7471 | 20.1304 | 17.2411 | 8.9209 | 4.2101 | 0.89377 | 0.0091727 | 1.6065
LO12Med | NR | Irrigation Water Mgmt | Agriculture | Irrigation | 0.00053067 | 199.5146 | 33.8928 | Connell _ Late Potatoes | SIS | 0.0083503 | 0.016879 | 0.025595 | 0.034508 | 0.043916 | 0.052463 | 0.059569 | 0.065547 | 0.070571 | 0.075424 | 0.079102 | 0.082252 | 0.085027 | 0.087445 | 0.090222 | 0.092259 | 0.093371 | 0.094481 | 0.095561 | 0.097361 | 0.097665 | - | 0.0069894 | 0.38483 | 4.6355 | 18.3609 | 24.3342 | 23.5585 | 23.8956 | 11.2336 | 6.4596 | 1.8257 | 0.012511 | NA | - | 0.0047799 | 0.1419 | 3.055 | 11.9057 | 17.8875 | 20.2896 | 17.3774 | 8.9914 | 4.2434 | 0.90083 | 0.0092453 | 1.6155
LO12Med | NR | Irrigation Water Mgmt | Agriculture | Irrigation | 0.00052131 | 195.9926 | 34.5046 | Othello _ Late Potatoes | SIS | 0.01411 | 0.028522 | 0.04325 | 0.058312 | 0.07421 | 0.088653 | 0.10066 | 0.11076 | 0.11925 | 0.12745 | 0.13367 | 0.13899 | 0.14368 | 0.14777 | 0.15246 | 0.1559 | 0.15778 | 0.15966 | 0.16148 | 0.16452 | 0.16504 | - | 0.006866 | 0.37804 | 4.5536 | 18.0367 | 23.9046 | 23.1426 | 23.4738 | 11.0353 | 6.3456 | 1.7935 | 0.01229 | NA | - | 0.0046955 | 0.13939 | 3.0011 | 11.6955 | 17.5717 | 19.9314 | 17.0707 | 8.8327 | 4.1685 | 0.88493 | 0.0090821 | 1.5953
LO12Med | NR | Irrigation Water Mgmt | Agriculture | Irrigation | 0.00051333 | 192.9924 | 35.0433 | Lind _ Late Potatoes | SIS | 0.021583 | 0.043627 | 0.066156 | 0.089193 | 0.11351 | 0.1356 | 0.15397 | 0.16942 | 0.18241 | 0.19495 | 0.20446 | 0.2126 | 0.21977 | 0.22602 | 0.2332 | 0.23847 | 0.24134 | 0.24421 | 0.247 | 0.25165 | 0.25244 | - | 0.0067609 | 0.37225 | 4.4839 | 17.7606 | 23.5387 | 22.7884 | 23.1145 | 10.8664 | 6.2485 | 1.766 | 0.012102 | NA | - | 0.0046236 | 0.13726 | 2.9551 | 11.5165 | 17.3027 | 19.6263 | 16.8094 | 8.6975 | 4.1047 | 0.87138 | 0.008943 | 1.578
LO12Med | NR | Irrigation Water Mgmt | Agriculture | Irrigation | 0.00050396 | 189.4704 | 35.6975 | Eltopia _ Late Potatoes | SIS | 0.012837 | 0.025948 | 0.039347 | 0.053049 | 0.067513 | 0.080653 | 0.091576 | 0.10077 | 0.10849 | 0.11595 | 0.12161 | 0.12645 | 0.13071 | 0.13443 | 0.1387 | 0.14183 | 0.14354 | 0.14525 | 0.14691 | 0.14968 | 0.15014 | - | 0.0066375 | 0.36545 | 4.4021 | 17.4365 | 23.1091 | 22.3725 | 22.6926 | 10.6681 | 6.1344 | 1.7338 | 0.011881 | NA | - | 0.0045392 | 0.13475 | 2.9012 | 11.3063 | 16.9869 | 19.2682 | 16.5026 | 8.5387 | 4.0298 | 0.85548 | 0.0087798 | 1.5578
LO12Med | NR | Irrigation Water Mgmt | Agriculture | Irrigation | 0.00051107 | 192.1445 | 35.1986 | Odessa _ Late Potatoes | SIS | 0.0062295 | 0.012592 | 0.019094 | 0.025743 | 0.032762 | 0.039139 | 0.044439 | 0.0489 | 0.052647 | 0.056268 | 0.059012 | 0.061362 | 0.063432 | 0.065236 | 0.067307 | 0.068827 | 0.069657 | 0.070485 | 0.07129 | 0.072634 | 0.07286 | - | 0.0067312 | 0.37061 | 4.4642 | 17.6826 | 23.4353 | 22.6882 | 23.0129 | 10.8186 | 6.221 | 1.7583 | 0.012048 | NA | - | 0.0046033 | 0.13666 | 2.9421 | 11.4659 | 17.2267 | 19.5401 | 16.7355 | 8.6593 | 4.0867 | 0.86756 | 0.0089037 | 1.5732
LO12Med | NR | Irrigation Water Mgmt | Agriculture | Irrigation | 0.00040525 | 152.359 | 44.4295 | Ritzville _ Late Potatoes | SIS | 0.0015709 | 0.0031752 | 0.0048149 | 0.0064917 | 0.0082616 | 0.0098695 | 0.011206 | 0.012331 | 0.013276 | 0.014189 | 0.014881 | 0.015473 | 0.015995 | 0.01645 | 0.016973 | 0.017356 | 0.017565 | 0.017774 | 0.017977 | 0.018316 | 0.018373 | - | 0.0053374 | 0.29387 | 3.5399 | 14.0212 | 18.5828 | 17.9904 | 18.2479 | 8.5785 | 4.9329 | 1.3942 | 0.0095537 | NA | - | 0.0036501 | 0.10836 | 2.3329 | 9.0917 | 13.6597 | 15.4941 | 13.2702 | 6.8663 | 3.2405 | 0.68792 | 0.0070601 | 1.3445
LO12Med | NR | Irrigation Water Mgmt | Agriculture | Irrigation | 0.00038096 | 143.2279 | 47.2716 | Wilbur _ Late Potatoes | SIS | 0.0020844 | 0.0042132 | 0.0063889 | 0.0086137 | 0.010962 | 0.013096 | 0.014869 | 0.016362 | 0.017616 | 0.018827 | 0.019745 | 0.020532 | 0.021224 | 0.021828 | 0.022521 | 0.023029 | 0.023307 | 0.023584 | 0.023854 | 0.024303 | 0.024379 | - | 0.0050175 | 0.27626 | 3.3277 | 13.1809 | 17.4691 | 16.9122 | 17.1542 | 8.0644 | 4.6373 | 1.3106 | 0.0089811 | NA | - | 0.0034314 | 0.10187 | 2.1931 | 8.5469 | 12.8411 | 14.5655 | 12.4749 | 6.4548 | 3.0463 | 0.64669 | 0.006637 | 1.2921
LO12Med | NR | Irrigation Water Mgmt | Agriculture | Irrigation | 0.00058046 | 218.2334 | 30.9727 | Mattawa (PRD) _ Field Corn | SIS | 0.0056865 | 0.011494 | 0.01743 | 0.0235 | 0.029907 | 0.035727 | 0.040566 | 0.044637 | 0.048058 | 0.051364 | 0.053868 | 0.056013 | 0.057903 | 0.05955 | 0.061441 | 0.062828 | 0.063585 | 0.064341 | 0.065077 | 0.066303 | 0.06651 | - | 0.0076451 | 0.42093 | 5.0704 | 20.0835 | 26.6173 | 25.7688 | 26.1375 | 12.2876 | 7.0657 | 1.997 | 0.013684 | NA | - | 0.0052283 | 0.15521 | 3.3416 | 13.0227 | 19.5657 | 22.1932 | 19.0078 | 9.835 | 4.6415 | 0.98535 | 0.010113 | 1.7231
LO12Med | NR | Irrigation Water Mgmt | Agriculture | Irrigation | 0.0005645 | 212.233 | 31.8527 | Pasco (Richland) _ Field Corn | SIS | 0.011862 | 0.023978 | 0.03636 | 0.049021 | 0.062386 | 0.074529 | 0.084622 | 0.093116 | 0.10025 | 0.10715 | 0.11237 | 0.11685 | 0.12079 | 0.12422 | 0.12817 | 0.13106 | 0.13264 | 0.13422 | 0.13575 | 0.13831 | 0.13874 | - | 0.0074349 | 0.40936 | 4.931 | 19.5313 | 25.8854 | 25.0603 | 25.4189 | 11.9497 | 6.8714 | 1.9421 | 0.013308 | NA | - | 0.0050846 | 0.15094 | 3.2497 | 12.6646 | 19.0277 | 21.583 | 18.4852 | 9.5646 | 4.5139 | 0.95826 | 0.0098346 | 1.6886
LO12Med | NR | Irrigation Water Mgmt | Agriculture | Irrigation | 0.00056138 | 211.059 | 32.0307 | Moses Lake (Ephrata) _ Field Corn | SIS | 0.030715 | 0.062085 | 0.094146 | 0.12693 | 0.16154 | 0.19298 | 0.21911 | 0.2411 | 0.25958 | 0.27743 | 0.29096 | 0.30255 | 0.31276 | 0.32165 | 0.33187 | 0.33936 | 0.34345 | 0.34753 | 0.3515 | 0.35813 | 0.35924 | - | 0.0073938 | 0.4071 | 4.9037 | 19.4233 | 25.7422 | 24.9216 | 25.2783 | 11.8836 | 6.8334 | 1.9314 | 0.013234 | NA | - | 0.0050564 | 0.15011 | 3.2317 | 12.5945 | 18.9225 | 21.4636 | 18.3829 | 9.5117 | 4.4889 | 0.95296 | 0.0097802 | 1.6818
LO12Med | NR | Irrigation Water Mgmt | Agriculture | Irrigation | 0.00053848 | 202.4496 | 33.3992 | Royal City (Smyrna) _ Field Corn | SIS | 0.0048218 | 0.0097465 | 0.01478 | 0.019926 | 0.025359 | 0.030295 | 0.034397 | 0.03785 | 0.04075 | 0.043553 | 0.045677 | 0.047496 | 0.049098 | 0.050495 | 0.052098 | 0.053274 | 0.053917 | 0.054558 | 0.055181 | 0.056221 | 0.056396 | - | 0.0070922 | 0.39049 | 4.7037 | 18.631 | 24.6922 | 23.9051 | 24.2471 | 11.3989 | 6.5547 | 1.8526 | 0.012695 | NA | - | 0.0048502 | 0.14398 | 3.0999 | 12.0808 | 18.1506 | 20.5881 | 17.6331 | 9.1237 | 4.3058 | 0.91409 | 0.0093813 | 1.6324
LO12Med | NR | Irrigation Water Mgmt | Agriculture | Irrigation | 0.00052651 | 197.9493 | 34.162 | Quincy _ Field Corn | SIS | 0.016943 | 0.034247 | 0.051931 | 0.070016 | 0.089105 | 0.10645 | 0.12086 | 0.13299 | 0.14319 | 0.15303 | 0.1605 | 0.16689 | 0.17252 | 0.17742 | 0.18306 | 0.18719 | 0.18945 | 0.1917 | 0.19389 | 0.19754 | 0.19816 | - | 0.0069345 | 0.38181 | 4.5991 | 18.2168 | 24.1433 | 23.3737 | 23.7081 | 11.1455 | 6.409 | 1.8114 | 0.012412 | NA | - | 0.0047424 | 0.14078 | 3.031 | 11.8122 | 17.7471 | 20.1304 | 17.2411 | 8.9209 | 4.2101 | 0.89377 | 0.0091727 | 1.6065
LO12Med | NR | Irrigation Water Mgmt | Agriculture | Irrigation | 0.00052946 | 199.0581 | 33.9709 | Connell _ Field Corn | SIS | 0.0048176 | 0.009738 | 0.014767 | 0.019909 | 0.025337 | 0.030268 | 0.034368 | 0.037817 | 0.040715 | 0.043515 | 0.045637 | 0.047455 | 0.049056 | 0.050451 | 0.052053 | 0.053228 | 0.05387 | 0.05451 | 0.055133 | 0.056172 | 0.056347 | - | 0.0069734 | 0.38395 | 4.6249 | 18.3188 | 24.2785 | 23.5046 | 23.8409 | 11.2079 | 6.4449 | 1.8215 | 0.012482 | NA | - | 0.0047689 | 0.14157 | 3.048 | 11.8784 | 17.8465 | 20.2432 | 17.3377 | 8.9708 | 4.2337 | 0.89877 | 0.0092241 | 1.6129
LO12Med | NR | Irrigation Water Mgmt | Agriculture | Irrigation | 0.00052096 | 195.8622 | 34.5276 | Othello _ Field Corn | SIS | 0.0071636 | 0.01448 | 0.021957 | 0.029604 | 0.037675 | 0.045007 | 0.051103 | 0.056232 | 0.060541 | 0.064705 | 0.06786 | 0.070563 | 0.072943 | 0.075018 | 0.0774 | 0.079147 | 0.080102 | 0.081054 | 0.08198 | 0.083525 | 0.083785 | - | 0.0068614 | 0.37778 | 4.5506 | 18.0247 | 23.8887 | 23.1272 | 23.4582 | 11.028 | 6.3414 | 1.7923 | 0.012282 | NA | - | 0.0046924 | 0.1393 | 2.9991 | 11.6877 | 17.56 | 19.9182 | 17.0593 | 8.8268 | 4.1657 | 0.88434 | 0.009076 | 1.5945
LO12Med | NR | Irrigation Water Mgmt | Agriculture | Irrigation | 0.00051281 | 192.7968 | 35.079 | Lind _ Field Corn | SIS | 0.0033022 | 0.0066749 | 0.010122 | 0.013646 | 0.017367 | 0.020747 | 0.023557 | 0.025921 | 0.027908 | 0.029827 | 0.031282 | 0.032528 | 0.033625 | 0.034581 | 0.035679 | 0.036485 | 0.036925 | 0.037364 | 0.037791 | 0.038503 | 0.038623 | - | 0.006754 | 0.37187 | 4.4794 | 17.7426 | 23.5148 | 22.7653 | 23.091 | 10.8554 | 6.2421 | 1.7642 | 0.012089 | NA | - | 0.0046189 | 0.13712 | 2.9521 | 11.5048 | 17.2852 | 19.6064 | 16.7923 | 8.6887 | 4.1005 | 0.8705 | 0.008934 | 1.5769
LO12Med | NR | Irrigation Water Mgmt | Agriculture | Irrigation | 0.00050448 | 189.6661 | 35.6605 | Eltopia _ Field Corn | SIS | 0.0069257 | 0.013999 | 0.021228 | 0.028621 | 0.036424 | 0.043513 | 0.049406 | 0.054365 | 0.058531 | 0.062557 | 0.065607 | 0.06822 | 0.070521 | 0.072527 | 0.07483 | 0.07652 | 0.077442 | 0.078363 | 0.079258 | 0.080751 | 0.081003 | - | 0.0066444 | 0.36583 | 4.4066 | 17.4545 | 23.133 | 22.3956 | 22.7161 | 10.6791 | 6.1408 | 1.7356 | 0.011893 | NA | - | 0.0045439 | 0.13489 | 2.9042 | 11.318 | 17.0045 | 19.2881 | 16.5196 | 8.5476 | 4.034 | 0.85637 | 0.0087889 | 1.5589
LO12Med | NR | Irrigation Water Mgmt | Agriculture | Irrigation | 0.00051055 | 191.9489 | 35.2346 | Odessa _ Field Corn | SIS | 0.00039581 | 0.00080007 | 0.0012132 | 0.0016357 | 0.0020817 | 0.0024868 | 0.0028236 | 0.003107 | 0.0033451 | 0.0035752 | 0.0037495 | 0.0038988 | 0.0040304 | 0.004145 | 0.0042766 | 0.0043732 | 0.0044259 | 0.0044785 | 0.0045297 | 0.004615 | 0.0046294 | - | 0.0067243 | 0.37024 | 4.4597 | 17.6646 | 23.4114 | 22.6651 | 22.9895 | 10.8076 | 6.2147 | 1.7565 | 0.012036 | NA | - | 0.0045986 | 0.13652 | 2.9391 | 11.4542 | 17.2092 | 19.5202 | 16.7185 | 8.6504 | 4.0825 | 0.86667 | 0.0088947 | 1.572
LO12Med | NR | Irrigation Water Mgmt | Agriculture | Irrigation | 0.00038911 | 146.2933 | 46.2779 | Ritzville _ Field Corn | SIS | 0 | 0 | 0 | 0 | 0 | 0 | 0 | 0 | 0 | 0 | 0 | 0 | 0 | 0 | 0 | 0 | 0 | 0 | 0 | 0 | 0 | - | 0.0051249 | 0.28217 | 3.3989 | 13.463 | 17.843 | 17.2742 | 17.5214 | 8.237 | 4.7365 | 1.3387 | 0.0091733 | NA | - | 0.0035048 | 0.10405 | 2.2401 | 8.7298 | 13.1159 | 14.8773 | 12.7419 | 6.5929 | 3.1115 | 0.66053 | 0.0067791 | 1.3097
LO12Med | NR | Irrigation Water Mgmt | Agriculture | Irrigation | 0.00036535 | 137.3579 | 49.2982 | Wilbur _ Field Corn | SIS | 0 | 0 | 0 | 0 | 0 | 0 | 0 | 0 | 0 | 0 | 0 | 0 | 0 | 0 | 0 | 0 | 0 | 0 | 0 | 0 | 0 | - | 0.0048119 | 0.26494 | 3.1913 | 12.6407 | 16.7531 | 16.2191 | 16.4512 | 7.7339 | 4.4472 | 1.2569 | 0.008613 | NA | - | 0.0032908 | 0.097691 | 2.1032 | 8.1966 | 12.3148 | 13.9686 | 11.9637 | 6.1902 | 2.9214 | 0.62019 | 0.006365 | 1.2583
LO12Med | NR | Irrigation Water Mgmt | Agriculture | Irrigation | 0.00055375 | 208.1892 | 32.4743 | Mattawa (PRD) _ Vineyard | SIS | 0.0036871 | 0.0074527 | 0.011301 | 0.015237 | 0.019391 | 0.023165 | 0.026302 | 0.028942 | 0.03116 | 0.033303 | 0.034927 | 0.036318 | 0.037543 | 0.038611 | 0.039837 | 0.040737 | 0.041228 | 0.041718 | 0.042195 | 0.04299 | 0.043124 | - | 0.0072932 | 0.40156 | 4.837 | 19.1592 | 25.3922 | 24.5828 | 24.9346 | 11.722 | 6.7405 | 1.9051 | 0.013055 | NA | - | 0.0049877 | 0.14807 | 3.1878 | 12.4233 | 18.6652 | 21.1718 | 18.133 | 9.3823 | 4.4279 | 0.94 | 0.0096472 | 1.6654
LO12Med | NR | Irrigation Water Mgmt | Agriculture | Irrigation | 0.00053987 | 202.9714 | 33.313 | Pasco (Richland) _ Vineyard | SIS | 0.0066666 | 0.013475 | 0.020434 | 0.02755 | 0.035061 | 0.041885 | 0.047558 | 0.052331 | 0.056341 | 0.060216 | 0.063153 | 0.065667 | 0.067883 | 0.069814 | 0.07203 | 0.073657 | 0.074545 | 0.075431 | 0.076293 | 0.07773 | 0.077973 | - | 0.0071105 | 0.3915 | 4.7158 | 18.679 | 24.7558 | 23.9667 | 24.3096 | 11.4282 | 6.5716 | 1.8573 | 0.012727 | NA | - | 0.0048627 | 0.14436 | 3.1079 | 12.1119 | 18.1974 | 20.6412 | 17.6785 | 9.1472 | 4.3169 | 0.91644 | 0.0094055 | 1.6354
LO12Med | NR | Irrigation Water Mgmt | Agriculture | Irrigation | 0.00053293 | 200.3625 | 33.7487 | Moses Lake (Ephrata) _ Vineyard | SIS | 0 | 0 | 0 | 0 | 0 | 0 | 0 | 0 | 0 | 0 | 0 | 0 | 0 | 0 | 0 | 0 | 0 | 0 | 0 | 0 | 0 | - | 0.0070191 | 0.38646 | 4.6552 | 18.4389 | 24.4376 | 23.6586 | 23.9972 | 11.2814 | 6.4871 | 1.8335 | 0.012564 | NA | - | 0.0048002 | 0.1425 | 3.068 | 11.9562 | 17.9635 | 20.3758 | 17.4513 | 9.0296 | 4.2615 | 0.90466 | 0.0092846 | 1.6204
LO12Med | NR | Irrigation Water Mgmt | Agriculture | Irrigation | 0.0005102 | 191.8184 | 35.2587 | Royal City (Smyrna) _ Vineyard | SIS | 0 | 0 | 0 | 0 | 0 | 0 | 0 | 0 | 0 | 0 | 0 | 0 | 0 | 0 | 0 | 0 | 0 | 0 | 0 | 0 | 0 | - | 0.0067198 | 0.36998 | 4.4567 | 17.6526 | 23.3955 | 22.6497 | 22.9739 | 10.8003 | 6.2105 | 1.7553 | 0.012028 | NA | - | 0.0045955 | 0.13642 | 2.9371 | 11.4464 | 17.1975 | 19.507 | 16.7071 | 8.6446 | 4.0797 | 0.86608 | 0.0088886 | 1.5713
LO12Med | NR | Irrigation Water Mgmt | Agriculture | Irrigation | 0.00049858 | 187.4485 | 36.0842 | Quincy _ Vineyard | SIS | 0 | 0 | 0 | 0 | 0 | 0 | 0 | 0 | 0 | 0 | 0 | 0 | 0 | 0 | 0 | 0 | 0 | 0 | 0 | 0 | 0 | - | 0.0065667 | 0.36155 | 4.3551 | 17.2504 | 22.8625 | 22.1337 | 22.4505 | 10.5542 | 6.069 | 1.7153 | 0.011754 | NA | - | 0.0044908 | 0.13332 | 2.8702 | 11.1856 | 16.8057 | 19.0626 | 16.3265 | 8.4476 | 3.9868 | 0.84635 | 0.0086861 | 1.5462
LO12Med | NR | Irrigation Water Mgmt | Agriculture | Irrigation | 0.00049633 | 186.6007 | 36.2488 | Connell _ Vineyard | SIS | 0.006904 | 0.013955 | 0.021162 | 0.028531 | 0.03631 | 0.043377 | 0.049251 | 0.054194 | 0.058348 | 0.06236 | 0.065402 | 0.068006 | 0.0703 | 0.0723 | 0.074595 | 0.07628 | 0.077199 | 0.078117 | 0.07901 | 0.080498 | 0.080749 | - | 0.006537 | 0.35992 | 4.3354 | 17.1724 | 22.7591 | 22.0336 | 22.3489 | 10.5065 | 6.0415 | 1.7075 | 0.011701 | NA | - | 0.0044705 | 0.13271 | 2.8572 | 11.135 | 16.7297 | 18.9763 | 16.2526 | 8.4094 | 3.9688 | 0.84253 | 0.0086469 | 1.5413
LO12Med | NR | Irrigation Water Mgmt | Agriculture | Irrigation | 0.00049095 | 184.5788 | 36.6476 | Othello _ Vineyard | SIS | 0 | 0 | 0 | 0 | 0 | 0 | 0 | 0 | 0 | 0 | 0 | 0 | 0 | 0 | 0 | 0 | 0 | 0 | 0 | 0 | 0 | - | 0.0064661 | 0.35602 | 4.2884 | 16.9863 | 22.5125 | 21.7949 | 22.1068 | 10.3927 | 5.9761 | 1.689 | 0.011574 | NA | - | 0.004422 | 0.13127 | 2.8263 | 11.0144 | 16.5484 | 18.7707 | 16.0765 | 8.3183 | 3.9258 | 0.8334 | 0.0085532 | 1.5297
LO12Med | NR | Irrigation Water Mgmt | Agriculture | Irrigation | 0.00048089 | 180.7959 | 37.4175 | Lind _ Vineyard | SIS | 0 | 0 | 0 | 0 | 0 | 0 | 0 | 0 | 0 | 0 | 0 | 0 | 0 | 0 | 0 | 0 | 0 | 0 | 0 | 0 | 0 | - | 0.0063336 | 0.34872 | 4.2006 | 16.6382 | 22.0511 | 21.3482 | 21.6537 | 10.1797 | 5.8536 | 1.6544 | 0.011337 | NA | - | 0.0043314 | 0.12858 | 2.7684 | 10.7886 | 16.2092 | 18.386 | 15.7471 | 8.1478 | 3.8453 | 0.81632 | 0.0083779 | 1.5079
LO12Med | NR | Irrigation Water Mgmt | Agriculture | Irrigation | 0.00047585 | 178.9044 | 37.8147 | Eltopia _ Vineyard | SIS | 0.011198 | 0.022635 | 0.034323 | 0.046276 | 0.058893 | 0.070355 | 0.079883 | 0.087901 | 0.094637 | 0.10115 | 0.10608 | 0.1103 | 0.11402 | 0.11727 | 0.12099 | 0.12372 | 0.12521 | 0.1267 | 0.12815 | 0.13056 | 0.13097 | - | 0.0062673 | 0.34507 | 4.1566 | 16.4641 | 21.8204 | 21.1249 | 21.4272 | 10.0732 | 5.7923 | 1.6371 | 0.011218 | NA | - | 0.0042861 | 0.12724 | 2.7394 | 10.6758 | 16.0397 | 18.1937 | 15.5823 | 8.0626 | 3.8051 | 0.80778 | 0.0082902 | 1.4971
LO12Med | NR | Irrigation Water Mgmt | Agriculture | Irrigation | 0.0004795 | 180.2741 | 37.5263 | Odessa _ Vineyard | SIS | 0 | 0 | 0 | 0 | 0 | 0 | 0 | 0 | 0 | 0 | 0 | 0 | 0 | 0 | 0 | 0 | 0 | 0 | 0 | 0 | 0 | - | 0.0063153 | 0.34772 | 4.1884 | 16.5902 | 21.9875 | 21.2866 | 21.5912 | 10.1503 | 5.8367 | 1.6496 | 0.011304 | NA | - | 0.0043189 | 0.12821 | 2.7604 | 10.7575 | 16.1625 | 18.333 | 15.7016 | 8.1243 | 3.8342 | 0.81396 | 0.0083537 | 1.5049
LO12Med | NR | Irrigation Water Mgmt | Agriculture | Irrigation | 0.00038148 | 143.4236 | 47.2069 | Ritzville _ Vineyard | SIS | 0 | 0 | 0 | 0 | 0 | 0 | 0 | 0 | 0 | 0 | 0 | 0 | 0 | 0 | 0 | 0 | 0 | 0 | 0 | 0 | 0 | - | 0.0050244 | 0.27664 | 3.3323 | 13.1989 | 17.4929 | 16.9353 | 17.1777 | 8.0754 | 4.6436 | 1.3124 | 0.0089934 | NA | - | 0.0034361 | 0.102 | 2.1961 | 8.5585 | 12.8586 | 14.5854 | 12.492 | 6.4636 | 3.0504 | 0.64758 | 0.0066461 | 1.2932
LO12Med | NR | Irrigation Water Mgmt | Agriculture | Irrigation | 0.00035824 | 134.6838 | 50.28 | Wilbur _ Vineyard | SIS | 0 | 0 | 0 | 0 | 0 | 0 | 0 | 0 | 0 | 0 | 0 | 0 | 0 | 0 | 0 | 0 | 0 | 0 | 0 | 0 | 0 | - | 0.0047182 | 0.25978 | 3.1292 | 12.3946 | 16.427 | 15.9033 | 16.1309 | 7.5833 | 4.3606 | 1.2325 | 0.0084454 | NA | - | 0.0032267 | 0.095789 | 2.0623 | 8.037 | 12.0751 | 13.6967 | 11.7308 | 6.0697 | 2.8645 | 0.60811 | 0.0062411 | 1.243
LO12Med | NR | Irrigation Water Mgmt | Agriculture | Irrigation | 0.00054307 | 204.1744 | 33.1158 | Mattawa (PRD) _ Other | SIS | 0.01501 | 0.03034 | 0.046007 | 0.062028 | 0.078939 | 0.094303 | 0.10708 | 0.11782 | 0.12685 | 0.13558 | 0.14219 | 0.14785 | 0.15284 | 0.15718 | 0.16217 | 0.16584 | 0.16784 | 0.16983 | 0.17177 | 0.17501 | 0.17555 | - | 0.0071526 | 0.39382 | 4.7437 | 18.7897 | 24.9025 | 24.1087 | 24.4537 | 11.496 | 6.6105 | 1.8684 | 0.012803 | NA | - | 0.0048915 | 0.14521 | 3.1263 | 12.1837 | 18.3052 | 20.7635 | 17.7833 | 9.2014 | 4.3425 | 0.92187 | 0.0094612 | 1.6423
LO12Med | NR | Irrigation Water Mgmt | Agriculture | Irrigation | 0.00052839 | 198.6557 | 34.04 | Pasco (Richland) _ Other | SIS | 0.035543 | 0.071844 | 0.10894 | 0.14688 | 0.18693 | 0.22331 | 0.25355 | 0.279 | 0.30038 | 0.32104 | 0.3367 | 0.3501 | 0.36191 | 0.37221 | 0.38403 | 0.3927 | 0.39743 | 0.40216 | 0.40675 | 0.41442 | 0.41571 | - | 0.0069593 | 0.38317 | 4.6155 | 18.2818 | 24.2294 | 23.4571 | 23.7928 | 11.1853 | 6.4318 | 1.8179 | 0.012457 | NA | - | 0.0047593 | 0.14129 | 3.0418 | 11.8544 | 17.8105 | 20.2023 | 17.3026 | 8.9527 | 4.2251 | 0.89696 | 0.0092055 | 1.6106
LO12Med | NR | Irrigation Water Mgmt | Agriculture | Irrigation | 0.00052195 | 196.2349 | 34.4618 | Moses Lake (Ephrata) _ Other | SIS | 0.028384 | 0.057372 | 0.086999 | 0.1173 | 0.14928 | 0.17833 | 0.20248 | 0.2228 | 0.23988 | 0.25637 | 0.26888 | 0.27958 | 0.28902 | 0.29724 | 0.30667 | 0.3136 | 0.31738 | 0.32115 | 0.32482 | 0.33094 | 0.33197 | - | 0.0068745 | 0.3785 | 4.5593 | 18.059 | 23.9342 | 23.1712 | 23.5028 | 11.0489 | 6.3535 | 1.7957 | 0.012305 | NA | - | 0.0047013 | 0.13956 | 3.0048 | 11.7099 | 17.5934 | 19.9561 | 17.0918 | 8.8436 | 4.1737 | 0.88603 | 0.0090933 | 1.5967
LO12Med | NR | Irrigation Water Mgmt | Agriculture | Irrigation | 0.00050278 | 189.0264 | 35.7817 | Royal City (Smyrna) _ Other | SIS | 0.010036 | 0.020285 | 0.03076 | 0.041472 | 0.052779 | 0.063052 | 0.071591 | 0.078776 | 0.084813 | 0.090646 | 0.095067 | 0.098852 | 0.10219 | 0.10509 | 0.10843 | 0.11088 | 0.11222 | 0.11355 | 0.11485 | 0.11701 | 0.11738 | - | 0.0066219 | 0.3646 | 4.3918 | 17.3956 | 23.055 | 22.3201 | 22.6395 | 10.6431 | 6.1201 | 1.7297 | 0.011853 | NA | - | 0.0045286 | 0.13444 | 2.8944 | 11.2798 | 16.9471 | 19.223 | 16.4639 | 8.5187 | 4.0203 | 0.85348 | 0.0087593 | 1.5552
LO12Med | NR | Irrigation Water Mgmt | Agriculture | Irrigation | 0.00049027 | 184.3242 | 36.6984 | Quincy _ Other | SIS | 0.014131 | 0.028563 | 0.043312 | 0.058395 | 0.074316 | 0.08878 | 0.1008 | 0.11092 | 0.11942 | 0.12763 | 0.13386 | 0.13919 | 0.14388 | 0.14798 | 0.15268 | 0.15612 | 0.15801 | 0.15988 | 0.16171 | 0.16476 | 0.16527 | - | 0.0064572 | 0.35553 | 4.2825 | 16.9629 | 22.4815 | 21.7648 | 22.0763 | 10.3783 | 5.9678 | 1.6867 | 0.011558 | NA | - | 0.0044159 | 0.13109 | 2.8224 | 10.9992 | 16.5256 | 18.7448 | 16.0544 | 8.3068 | 3.9203 | 0.83225 | 0.0085414 | 1.5282
LO12Med | NR | Irrigation Water Mgmt | Agriculture | Irrigation | 0.00048926 | 183.9461 | 36.7741 | Connell _ Other | SIS | 0.016074 | 0.032492 | 0.04927 | 0.066428 | 0.084539 | 0.10099 | 0.11467 | 0.12618 | 0.13585 | 0.14519 | 0.15227 | 0.15834 | 0.16368 | 0.16833 | 0.17368 | 0.1776 | 0.17974 | 0.18188 | 0.18396 | 0.18742 | 0.18801 | - | 0.006444 | 0.3548 | 4.2737 | 16.9281 | 22.4353 | 21.7202 | 22.031 | 10.357 | 5.9556 | 1.6832 | 0.011534 | NA | - | 0.0044069 | 0.13082 | 2.8166 | 10.9766 | 16.4917 | 18.7064 | 16.0214 | 8.2898 | 3.9123 | 0.83054 | 0.0085238 | 1.526
LO12Med | NR | Irrigation Water Mgmt | Agriculture | Irrigation | 0.00048349 | 181.776 | 37.215 | Othello _ Other | SIS | 0.014446 | 0.029201 | 0.04428 | 0.0597 | 0.075977 | 0.090764 | 0.10306 | 0.1134 | 0.12209 | 0.13049 | 0.13685 | 0.1423 | 0.1471 | 0.15128 | 0.15609 | 0.15961 | 0.16154 | 0.16346 | 0.16532 | 0.16844 | 0.16896 | - | 0.0063679 | 0.35061 | 4.2233 | 16.7284 | 22.1707 | 21.4639 | 21.7711 | 10.2348 | 5.8853 | 1.6634 | 0.011398 | NA | - | 0.0043549 | 0.12928 | 2.7834 | 10.8471 | 16.2971 | 18.4857 | 15.8324 | 8.192 | 3.8661 | 0.82074 | 0.0084233 | 1.5136
LO12Med | NR | Irrigation Water Mgmt | Agriculture | Irrigation | 0.00047683 | 179.2707 | 37.7371 | Lind _ Other | SIS | 0.024575 | 0.049674 | 0.075326 | 0.10156 | 0.12925 | 0.1544 | 0.17531 | 0.19291 | 0.20769 | 0.22197 | 0.2328 | 0.24207 | 0.25023 | 0.25735 | 0.26552 | 0.27152 | 0.27479 | 0.27806 | 0.28124 | 0.28654 | 0.28743 | - | 0.0062802 | 0.34578 | 4.1651 | 16.4979 | 21.8651 | 21.1681 | 21.471 | 10.0938 | 5.8042 | 1.6405 | 0.011241 | NA | - | 0.0042949 | 0.1275 | 2.745 | 10.6976 | 16.0725 | 18.2309 | 15.6142 | 8.0791 | 3.8129 | 0.80943 | 0.0083072 | 1.4992
LO12Med | NR | Irrigation Water Mgmt | Agriculture | Irrigation | 0.0004687 | 176.216 | 38.3939 | Eltopia _ Other | SIS | 0.034221 | 0.069172 | 0.10489 | 0.14142 | 0.17998 | 0.215 | 0.24412 | 0.26862 | 0.28921 | 0.3091 | 0.32418 | 0.33708 | 0.34846 | 0.35837 | 0.36975 | 0.37809 | 0.38265 | 0.3872 | 0.39163 | 0.399 | 0.40025 | - | 0.0061732 | 0.33989 | 4.0942 | 16.2167 | 21.4925 | 20.8074 | 21.1052 | 9.9218 | 5.7053 | 1.6125 | 0.01105 | NA | - | 0.0042217 | 0.12533 | 2.6982 | 10.5153 | 15.7986 | 17.9203 | 15.3481 | 7.9414 | 3.7479 | 0.79564 | 0.0081656 | 1.4816
LO12Med | NR | Irrigation Water Mgmt | Agriculture | Irrigation | 0.00047221 | 177.5345 | 38.1077 | Odessa _ Other | SIS | 0.0054318 | 0.010979 | 0.016649 | 0.022447 | 0.028567 | 0.034127 | 0.038749 | 0.042638 | 0.045905 | 0.049062 | 0.051455 | 0.053504 | 0.055309 | 0.056882 | 0.058688 | 0.060013 | 0.060737 | 0.061459 | 0.062161 | 0.063332 | 0.06353 | - | 0.0062194 | 0.34243 | 4.1248 | 16.3381 | 21.6533 | 20.9631 | 21.2631 | 9.996 | 5.748 | 1.6246 | 0.011132 | NA | - | 0.0042533 | 0.12626 | 2.7184 | 10.594 | 15.9168 | 18.0543 | 15.463 | 8.0008 | 3.7759 | 0.80159 | 0.0082267 | 1.4892
LO12Med | NR | Irrigation Water Mgmt | Agriculture | Irrigation | 0.0003884 | 146.0247 | 46.3633 | Ritzville _ Other | SIS | 0.00088461 | 0.0017881 | 0.0027114 | 0.0036557 | 0.0046523 | 0.0055578 | 0.0063105 | 0.0069439 | 0.0074761 | 0.0079902 | 0.0083799 | 0.0087136 | 0.0090075 | 0.0092637 | 0.0095579 | 0.0097737 | 0.0098915 | 0.010009 | 0.010123 | 0.010314 | 0.010346 | - | 0.0051155 | 0.28166 | 3.3927 | 13.4383 | 17.8102 | 17.2425 | 17.4892 | 8.2219 | 4.7278 | 1.3362 | 0.0091565 | NA | - | 0.0034984 | 0.10385 | 2.2359 | 8.7137 | 13.0918 | 14.85 | 12.7185 | 6.5808 | 3.1058 | 0.65932 | 0.0067666 | 1.3081
LO12Med | NR | Irrigation Water Mgmt | Agriculture | Irrigation | 0.00036546 | 137.3987 | 49.2835 | Wilbur _ Other | SIS | 0.0023995 | 0.0048501 | 0.0073547 | 0.0099158 | 0.012619 | 0.015075 | 0.017117 | 0.018835 | 0.020278 | 0.021673 | 0.02273 | 0.023635 | 0.024432 | 0.025127 | 0.025925 | 0.026511 | 0.02683 | 0.027149 | 0.027459 | 0.027977 | 0.028064 | - | 0.0048133 | 0.26502 | 3.1923 | 12.6445 | 16.7581 | 16.2239 | 16.4561 | 7.7362 | 4.4485 | 1.2573 | 0.0086156 | NA | - | 0.0032917 | 0.09772 | 2.1039 | 8.199 | 12.3185 | 13.9727 | 11.9672 | 6.1921 | 2.9223 | 0.62037 | 0.0063669 | 1.2586
LO12Med | NR | Irrigation Water Mgmt | Agriculture | Irrigation | 0.00052096 | 195.8622 | 34.5276 | Mattawa (PRD) _ Grain** | SIS | 0.0085897 | 0.017363 | 0.026329 | 0.035497 | 0.045175 | 0.053968 | 0.061277 | 0.067427 | 0.072594 | 0.077587 | 0.08137 | 0.08461 | 0.087465 | 0.089953 | 0.092809 | 0.094904 | 0.096048 | 0.09719 | 0.098301 | 0.10015 | 0.10047 | - | 0.0068614 | 0.37778 | 4.5506 | 18.0247 | 23.8887 | 23.1272 | 23.4582 | 11.028 | 6.3414 | 1.7923 | 0.012282 | NA | - | 0.0046924 | 0.1393 | 2.9991 | 11.6877 | 17.56 | 19.9182 | 17.0593 | 8.8268 | 4.1657 | 0.88434 | 0.009076 | 1.5945
LO12Med | NR | Irrigation Water Mgmt | Agriculture | Irrigation | 0.00051124 | 192.2098 | 35.1866 | Pasco (Richland) _ Grain** | SIS | 0.015141 | 0.030605 | 0.046409 | 0.06257 | 0.079629 | 0.095128 | 0.10801 | 0.11885 | 0.12796 | 0.13676 | 0.14343 | 0.14914 | 0.15417 | 0.15856 | 0.16359 | 0.16729 | 0.1693 | 0.17132 | 0.17327 | 0.17654 | 0.17709 | - | 0.0067335 | 0.37074 | 4.4657 | 17.6886 | 23.4432 | 22.6959 | 23.0207 | 10.8223 | 6.2231 | 1.7589 | 0.012053 | NA | - | 0.0046049 | 0.1367 | 2.9431 | 11.4697 | 17.2325 | 19.5467 | 16.7412 | 8.6622 | 4.0881 | 0.86785 | 0.0089068 | 1.5735
LO12Med | NR | Irrigation Water Mgmt | Agriculture | Irrigation | 0.00049372 | 185.6223 | 36.4407 | Moses Lake (Ephrata) _ Grain** | SIS | 0.066052 | 0.13351 | 0.20246 | 0.27296 | 0.34738 | 0.41499 | 0.47119 | 0.51849 | 0.55822 | 0.59661 | 0.62571 | 0.65062 | 0.67257 | 0.6917 | 0.71367 | 0.72978 | 0.73858 | 0.74736 | 0.7559 | 0.77014 | 0.77254 | - | 0.0065027 | 0.35803 | 4.3127 | 17.0824 | 22.6398 | 21.9181 | 22.2318 | 10.4514 | 6.0098 | 1.6986 | 0.011639 | NA | - | 0.004447 | 0.13202 | 2.8423 | 11.0767 | 16.6419 | 18.8768 | 16.1674 | 8.3653 | 3.9479 | 0.83811 | 0.0086015 | 1.5357
LO12Med | NR | Irrigation Water Mgmt | Agriculture | Irrigation | 0.0004795 | 180.2741 | 37.5263 | Royal City (Smyrna) _ Grain** | SIS | 0.022495 | 0.045469 | 0.068949 | 0.092959 | 0.1183 | 0.14133 | 0.16047 | 0.17658 | 0.19011 | 0.20318 | 0.21309 | 0.22158 | 0.22905 | 0.23557 | 0.24305 | 0.24853 | 0.25153 | 0.25452 | 0.25743 | 0.26228 | 0.2631 | - | 0.0063153 | 0.34772 | 4.1884 | 16.5902 | 21.9875 | 21.2866 | 21.5912 | 10.1503 | 5.8367 | 1.6496 | 0.011304 | NA | - | 0.0043189 | 0.12821 | 2.7604 | 10.7575 | 16.1625 | 18.333 | 15.7016 | 8.1243 | 3.8342 | 0.81396 | 0.0083537 | 1.5049
LO12Med | NR | Irrigation Water Mgmt | Agriculture | Irrigation | 0.0004677 | 175.839 | 38.4766 | Quincy _ Grain** | SIS | 0.028617 | 0.057844 | 0.087715 | 0.11826 | 0.1505 | 0.1798 | 0.20415 | 0.22463 | 0.24185 | 0.25848 | 0.27109 | 0.28188 | 0.29139 | 0.29968 | 0.3092 | 0.31618 | 0.31999 | 0.32379 | 0.32749 | 0.33366 | 0.3347 | - | 0.00616 | 0.33916 | 4.0854 | 16.182 | 21.4465 | 20.7629 | 21.06 | 9.9006 | 5.6931 | 1.6091 | 0.011026 | NA | - | 0.0042127 | 0.12506 | 2.6925 | 10.4929 | 15.7648 | 17.8819 | 15.3153 | 7.9244 | 3.7399 | 0.79394 | 0.0081482 | 1.4795
LO12Med | NR | Irrigation Water Mgmt | Agriculture | Irrigation | 0.00045712 | 171.8604 | 39.3708 | Connell _ Grain** | SIS | 0.014499 | 0.029308 | 0.044443 | 0.059919 | 0.076255 | 0.091097 | 0.10343 | 0.11382 | 0.12254 | 0.13097 | 0.13735 | 0.14282 | 0.14764 | 0.15184 | 0.15666 | 0.1602 | 0.16213 | 0.16406 | 0.16593 | 0.16906 | 0.16959 | - | 0.0060206 | 0.33149 | 3.993 | 15.8159 | 20.9613 | 20.2931 | 20.5835 | 9.6766 | 5.5643 | 1.5727 | 0.010777 | NA | - | 0.0041173 | 0.12223 | 2.6315 | 10.2554 | 15.4081 | 17.4773 | 14.9688 | 7.7451 | 3.6552 | 0.77597 | 0.0079638 | 1.4566
LO12Med | NR | Irrigation Water Mgmt | Agriculture | Irrigation | 0.00045833 | 172.317 | 39.2661 | Othello _ Grain** | SIS | 0.020017 | 0.040462 | 0.061356 | 0.082722 | 0.10528 | 0.12577 | 0.1428 | 0.15713 | 0.16917 | 0.18081 | 0.18962 | 0.19718 | 0.20383 | 0.20963 | 0.21628 | 0.22116 | 0.22383 | 0.22649 | 0.22908 | 0.2334 | 0.23412 | - | 0.0060366 | 0.33237 | 4.0036 | 15.8579 | 21.017 | 20.347 | 20.6382 | 9.7023 | 5.5791 | 1.5768 | 0.010805 | NA | - | 0.0041283 | 0.12255 | 2.6385 | 10.2827 | 15.4491 | 17.5238 | 15.0086 | 7.7657 | 3.665 | 0.77803 | 0.007985 | 1.4592
LO12Med | NR | Irrigation Water Mgmt | Agriculture | Irrigation | 0.00044289 | 166.5122 | 40.6402 | Lind _ Grain** | SIS | 0.049735 | 0.10053 | 0.15244 | 0.20553 | 0.26156 | 0.31247 | 0.35479 | 0.3904 | 0.42032 | 0.44923 | 0.47113 | 0.48989 | 0.50642 | 0.52083 | 0.53736 | 0.5495 | 0.55612 | 0.56273 | 0.56916 | 0.57989 | 0.5817 | - | 0.0058332 | 0.32117 | 3.8687 | 15.3237 | 20.309 | 19.6616 | 19.943 | 9.3754 | 5.3911 | 1.5237 | 0.010441 | NA | - | 0.0039892 | 0.11843 | 2.5496 | 9.9363 | 14.9286 | 16.9334 | 14.503 | 7.5041 | 3.5415 | 0.75182 | 0.007716 | 1.4259
LO12Med | NR | Irrigation Water Mgmt | Agriculture | Irrigation | 0.00044411 | 166.9688 | 40.5287 | Eltopia _ Grain** | SIS | 0.014418 | 0.029143 | 0.044193 | 0.059582 | 0.075826 | 0.090585 | 0.10285 | 0.11318 | 0.12185 | 0.13023 | 0.13658 | 0.14202 | 0.14681 | 0.15098 | 0.15578 | 0.1593 | 0.16122 | 0.16313 | 0.165 | 0.16811 | 0.16863 | - | 0.0058492 | 0.32205 | 3.8793 | 15.3657 | 20.3647 | 19.7155 | 19.9976 | 9.4011 | 5.4059 | 1.5279 | 0.01047 | NA | - | 0.0040002 | 0.11875 | 2.5566 | 9.9635 | 14.9696 | 16.9799 | 14.5427 | 7.5247 | 3.5512 | 0.75388 | 0.0077371 | 1.4285
LO12Med | NR | Irrigation Water Mgmt | Agriculture | Irrigation | 0.00044272 | 166.447 | 40.6562 | Odessa _ Grain** | SIS | 0.021439 | 0.043336 | 0.065714 | 0.088598 | 0.11275 | 0.1347 | 0.15294 | 0.16829 | 0.18119 | 0.19365 | 0.20309 | 0.21118 | 0.21831 | 0.22451 | 0.23164 | 0.23687 | 0.23973 | 0.24258 | 0.24535 | 0.24997 | 0.25075 | - | 0.0058309 | 0.32105 | 3.8672 | 15.3177 | 20.301 | 19.6539 | 19.9352 | 9.3717 | 5.389 | 1.5231 | 0.010437 | NA | - | 0.0039877 | 0.11838 | 2.5486 | 9.9324 | 14.9228 | 16.9268 | 14.4973 | 7.5012 | 3.5401 | 0.75153 | 0.007713 | 1.4255
LO12Med | NR | Irrigation Water Mgmt | Agriculture | Irrigation | 0.00042017 | 157.9681 | 42.8465 | Ritzville _ Grain** | SIS | 0.0064042 | 0.012945 | 0.01963 | 0.026465 | 0.033681 | 0.040236 | 0.045685 | 0.050271 | 0.054123 | 0.057846 | 0.060666 | 0.063082 | 0.06521 | 0.067065 | 0.069195 | 0.070757 | 0.07161 | 0.072461 | 0.073289 | 0.07467 | 0.074903 | - | 0.0055339 | 0.30469 | 3.6702 | 14.5374 | 19.2669 | 18.6527 | 18.9196 | 8.8943 | 5.1145 | 1.4455 | 0.0099054 | NA | - | 0.0037845 | 0.11235 | 2.4188 | 9.4264 | 14.1626 | 16.0645 | 13.7588 | 7.1191 | 3.3598 | 0.71325 | 0.0073201 | 1.3768
LO12Med | NR | Irrigation Water Mgmt | Agriculture | Irrigation | 0.00039241 | 147.5326 | 45.8879 | Wilbur _ Grain** | SIS | 0.0050612 | 0.01023 | 0.015513 | 0.020915 | 0.026618 | 0.031798 | 0.036105 | 0.039729 | 0.042773 | 0.045715 | 0.047944 | 0.049853 | 0.051535 | 0.053001 | 0.054684 | 0.055919 | 0.056593 | 0.057266 | 0.05792 | 0.059011 | 0.059195 | - | 0.0051683 | 0.28456 | 3.4277 | 13.5771 | 17.9941 | 17.4205 | 17.6698 | 8.3068 | 4.7766 | 1.35 | 0.009251 | NA | - | 0.0035345 | 0.10493 | 2.259 | 8.8037 | 13.227 | 15.0033 | 12.8499 | 6.6488 | 3.1378 | 0.66613 | 0.0068365 | 1.3168
LO12Med | NR | Irrigation Water Mgmt | Agriculture | Irrigation | 0.00046382 | 174.378 | 38.8002 | Mattawa (PRD) _ Early Potatoes | SIS | 0 | 0 | 0 | 0 | 0 | 0 | 0 | 0 | 0 | 0 | 0 | 0 | 0 | 0 | 0 | 0 | 0 | 0 | 0 | 0 | 0 | - | 0.0061088 | 0.33634 | 4.0514 | 16.0476 | 21.2684 | 20.5904 | 20.885 | 9.8183 | 5.6458 | 1.5957 | 0.010934 | NA | - | 0.0041777 | 0.12402 | 2.6701 | 10.4057 | 15.6338 | 17.7334 | 15.1881 | 7.8586 | 3.7088 | 0.78734 | 0.0080805 | 1.4711
LO12Med | NR | Irrigation Water Mgmt | Agriculture | Irrigation | 0.00045119 | 169.6298 | 39.8905 | Pasco (Richland) _ Early Potatoes | SIS | 0.011498 | 0.023241 | 0.035242 | 0.047515 | 0.06047 | 0.072239 | 0.082022 | 0.090254 | 0.097171 | 0.10385 | 0.10892 | 0.11326 | 0.11708 | 0.12041 | 0.12423 | 0.12703 | 0.12857 | 0.13009 | 0.13158 | 0.13406 | 0.13448 | - | 0.0059424 | 0.32719 | 3.9411 | 15.6106 | 20.6892 | 20.0297 | 20.3164 | 9.551 | 5.4921 | 1.5522 | 0.010637 | NA | - | 0.0040639 | 0.12064 | 2.5974 | 10.1223 | 15.2081 | 17.2505 | 14.7745 | 7.6446 | 3.6078 | 0.7659 | 0.0078604 | 1.4438
LO12Med | NR | Irrigation Water Mgmt | Agriculture | Irrigation | 0.00044938 | 168.9515 | 40.0513 | Moses Lake (Ephrata) _ Early Potatoes | SIS | 0 | 0 | 0 | 0 | 0 | 0 | 0 | 0 | 0 | 0 | 0 | 0 | 0 | 0 | 0 | 0 | 0 | 0 | 0 | 0 | 0 | - | 0.0059187 | 0.32588 | 3.9254 | 15.5482 | 20.6065 | 19.9496 | 20.2351 | 9.5128 | 5.4701 | 1.546 | 0.010594 | NA | - | 0.0040477 | 0.12016 | 2.587 | 10.0819 | 15.1473 | 17.1815 | 14.7154 | 7.614 | 3.5934 | 0.76284 | 0.007829 | 1.4399
LO12Med | NR | Irrigation Water Mgmt | Agriculture | Irrigation | 0.00043065 | 161.9075 | 41.8003 | Royal City (Smyrna) _ Early Potatoes | SIS | 0 | 0 | 0 | 0 | 0 | 0 | 0 | 0 | 0 | 0 | 0 | 0 | 0 | 0 | 0 | 0 | 0 | 0 | 0 | 0 | 0 | - | 0.0056719 | 0.31229 | 3.7617 | 14.9 | 19.7474 | 19.1179 | 19.3915 | 9.1162 | 5.242 | 1.4816 | 0.010152 | NA | - | 0.0038789 | 0.11515 | 2.4791 | 9.6615 | 14.5158 | 16.4652 | 14.1019 | 7.2966 | 3.4436 | 0.73103 | 0.0075026 | 1.3994
LO12Med | NR | Irrigation Water Mgmt | Agriculture | Irrigation | 0.00042121 | 158.3594 | 42.7403 | Quincy _ Early Potatoes | SIS | 0 | 0 | 0 | 0 | 0 | 0 | 0 | 0 | 0 | 0 | 0 | 0 | 0 | 0 | 0 | 0 | 0 | 0 | 0 | 0 | 0 | - | 0.0055476 | 0.30545 | 3.6793 | 14.5734 | 19.3146 | 18.6989 | 18.9665 | 8.9164 | 5.1272 | 1.4491 | 0.0099299 | NA | - | 0.0037939 | 0.11263 | 2.4248 | 9.4498 | 14.1977 | 16.1043 | 13.7929 | 7.1367 | 3.3681 | 0.71501 | 0.0073382 | 1.379
LO12Med | NR | Irrigation Water Mgmt | Agriculture | Irrigation | 0.00042454 | 159.6117 | 42.4037 | Connell _ Early Potatoes | SIS | 0 | 0 | 0 | 0 | 0 | 0 | 0 | 0 | 0 | 0 | 0 | 0 | 0 | 0 | 0 | 0 | 0 | 0 | 0 | 0 | 0 | - | 0.0055915 | 0.30786 | 3.7084 | 14.6887 | 19.4674 | 18.8468 | 19.1165 | 8.9869 | 5.1677 | 1.4606 | 0.010008 | NA | - | 0.0038239 | 0.11352 | 2.444 | 9.5245 | 14.31 | 16.2317 | 13.9019 | 7.1931 | 3.3947 | 0.72067 | 0.0073962 | 1.3862
LO12Med | NR | Irrigation Water Mgmt | Agriculture | Irrigation | 0.00041705 | 156.7941 | 43.1684 | Othello _ Early Potatoes | SIS | 0 | 0 | 0 | 0 | 0 | 0 | 0 | 0 | 0 | 0 | 0 | 0 | 0 | 0 | 0 | 0 | 0 | 0 | 0 | 0 | 0 | - | 0.0054928 | 0.30243 | 3.6429 | 14.4294 | 19.1237 | 18.5141 | 18.779 | 8.8282 | 5.0765 | 1.4348 | 0.0098318 | NA | - | 0.0037564 | 0.11151 | 2.4008 | 9.3564 | 14.0574 | 15.9452 | 13.6565 | 7.0661 | 3.3348 | 0.70795 | 0.0072657 | 1.37
LO12Med | NR | Irrigation Water Mgmt | Agriculture | Irrigation | 0.00041066 | 154.3939 | 43.8419 | Lind _ Early Potatoes | SIS | 0 | 0 | 0 | 0 | 0 | 0 | 0 | 0 | 0 | 0 | 0 | 0 | 0 | 0 | 0 | 0 | 0 | 0 | 0 | 0 | 0 | - | 0.0054087 | 0.2978 | 3.5871 | 14.2085 | 18.831 | 18.2307 | 18.4916 | 8.6931 | 4.9988 | 1.4128 | 0.0096813 | NA | - | 0.0036989 | 0.10981 | 2.3641 | 9.2132 | 13.8422 | 15.7011 | 13.4475 | 6.958 | 3.2838 | 0.69711 | 0.0071544 | 1.3562
LO12Med | NR | Irrigation Water Mgmt | Agriculture | Irrigation | 0.00040317 | 151.5763 | 44.6597 | Eltopia _ Early Potatoes | SIS | 0.0034232 | 0.0069194 | 0.010493 | 0.014146 | 0.018003 | 0.021507 | 0.02442 | 0.026871 | 0.02893 | 0.03092 | 0.032428 | 0.033719 | 0.034857 | 0.035848 | 0.036987 | 0.037822 | 0.038278 | 0.038733 | 0.039175 | 0.039913 | 0.040038 | - | 0.00531 | 0.29236 | 3.5217 | 13.9492 | 18.4873 | 17.898 | 18.1541 | 8.5345 | 4.9076 | 1.387 | 0.0095046 | NA | - | 0.0036314 | 0.1078 | 2.3209 | 9.045 | 13.5896 | 15.4145 | 13.2021 | 6.831 | 3.2238 | 0.68439 | 0.0070239 | 1.34
LO12Med | NR | Irrigation Water Mgmt | Agriculture | Irrigation | 0.00040886 | 153.7156 | 44.036 | Odessa _ Early Potatoes | SIS | 0 | 0 | 0 | 0 | 0 | 0 | 0 | 0 | 0 | 0 | 0 | 0 | 0 | 0 | 0 | 0 | 0 | 0 | 0 | 0 | 0 | - | 0.0053849 | 0.29649 | 3.5714 | 14.1461 | 18.7482 | 18.1506 | 18.4103 | 8.6549 | 4.9768 | 1.4066 | 0.0096387 | NA | - | 0.0036826 | 0.10932 | 2.3537 | 9.1727 | 13.7814 | 15.6321 | 13.3884 | 6.9274 | 3.2693 | 0.69405 | 0.007123 | 1.3523
LO12Med | NR | Irrigation Water Mgmt | Agriculture | Irrigation | 0.0003242 | 121.8872 | 55.5746 | Ritzville _ Early Potatoes | SIS | 0 | 0 | 0 | 0 | 0 | 0 | 0 | 0 | 0 | 0 | 0 | 0 | 0 | 0 | 0 | 0 | 0 | 0 | 0 | 0 | 0 | - | 0.0042699 | 0.2351 | 2.8319 | 11.217 | 14.8662 | 14.3923 | 14.5983 | 6.8628 | 3.9463 | 1.1154 | 0.0076429 | NA | - | 0.0029201 | 0.086688 | 1.8663 | 7.2734 | 10.9278 | 12.3953 | 10.6162 | 5.493 | 2.5924 | 0.55034 | 0.0056481 | 1.1694
LO12Med | NR | Irrigation Water Mgmt | Agriculture | Irrigation | 0.00030477 | 114.5823 | 59.1272 | Wilbur _ Early Potatoes | SIS | 0 | 0 | 0 | 0 | 0 | 0 | 0 | 0 | 0 | 0 | 0 | 0 | 0 | 0 | 0 | 0 | 0 | 0 | 0 | 0 | 0 | - | 0.004014 | 0.22101 | 2.6622 | 10.5447 | 13.9753 | 13.5298 | 13.7234 | 6.4515 | 3.7098 | 1.0485 | 0.0071849 | NA | - | 0.0027451 | 0.081492 | 1.7545 | 6.8375 | 10.2729 | 11.6524 | 9.9799 | 5.1638 | 2.437 | 0.51735 | 0.0053096 | 1.1275
LO12Med | NR | Irrigation Water Mgmt | Agriculture | Irrigation | 0.00045885 | 172.5127 | 39.2214 | Mattawa (PRD) _ Beans | SIS | 0 | 0 | 0 | 0 | 0 | 0 | 0 | 0 | 0 | 0 | 0 | 0 | 0 | 0 | 0 | 0 | 0 | 0 | 0 | 0 | 0 | - | 0.0060434 | 0.33275 | 4.0081 | 15.8759 | 21.0408 | 20.3701 | 20.6616 | 9.7133 | 5.5854 | 1.5786 | 0.010817 | NA | - | 0.004133 | 0.12269 | 2.6415 | 10.2944 | 15.4666 | 17.5437 | 15.0256 | 7.7745 | 3.6691 | 0.77892 | 0.007994 | 1.4603
LO12Med | NR | Irrigation Water Mgmt | Agriculture | Irrigation | 0.00044567 | 167.5558 | 40.3862 | Pasco (Richland) _ Beans | SIS | 0 | 0 | 0 | 0 | 0 | 0 | 0 | 0 | 0 | 0 | 0 | 0 | 0 | 0 | 0 | 0 | 0 | 0 | 0 | 0 | 0 | - | 0.0058698 | 0.32319 | 3.8929 | 15.4198 | 20.4363 | 19.7848 | 20.0679 | 9.4342 | 5.4249 | 1.5333 | 0.010507 | NA | - | 0.0040142 | 0.11917 | 2.5656 | 9.9986 | 15.0222 | 17.0396 | 14.5939 | 7.5511 | 3.5637 | 0.75654 | 0.0077643 | 1.4319
LO12Med | NR | Irrigation Water Mgmt | Agriculture | Irrigation | 0.0004455 | 167.4906 | 40.4019 | Moses Lake (Ephrata) _ Beans | SIS | 0 | 0 | 0 | 0 | 0 | 0 | 0 | 0 | 0 | 0 | 0 | 0 | 0 | 0 | 0 | 0 | 0 | 0 | 0 | 0 | 0 | - | 0.0058675 | 0.32306 | 3.8914 | 15.4138 | 20.4283 | 19.7771 | 20.0601 | 9.4305 | 5.4228 | 1.5327 | 0.010503 | NA | - | 0.0040127 | 0.11912 | 2.5646 | 9.9947 | 15.0163 | 17.0329 | 14.5882 | 7.5482 | 3.5623 | 0.75624 | 0.0077613 | 1.4315
LO12Med | NR | Irrigation Water Mgmt | Agriculture | Irrigation | 0.00042711 | 160.577 | 42.1479 | Royal City (Smyrna) _ Beans | SIS | 0 | 0 | 0 | 0 | 0 | 0 | 0 | 0 | 0 | 0 | 0 | 0 | 0 | 0 | 0 | 0 | 0 | 0 | 0 | 0 | 0 | - | 0.0056253 | 0.30972 | 3.7308 | 14.7775 | 19.5851 | 18.9608 | 19.2321 | 9.0412 | 5.199 | 1.4694 | 0.010069 | NA | - | 0.003847 | 0.1142 | 2.4588 | 9.5821 | 14.3965 | 16.3299 | 13.986 | 7.2366 | 3.4153 | 0.72503 | 0.0074409 | 1.3918
LO12Med | NR | Irrigation Water Mgmt | Agriculture | Irrigation | 0.00041687 | 156.7289 | 43.1865 | Quincy _ Beans | SIS | 0 | 0 | 0 | 0 | 0 | 0 | 0 | 0 | 0 | 0 | 0 | 0 | 0 | 0 | 0 | 0 | 0 | 0 | 0 | 0 | 0 | - | 0.0054905 | 0.3023 | 3.6414 | 14.4234 | 19.1157 | 18.5064 | 18.7712 | 8.8246 | 5.0744 | 1.4342 | 0.0098277 | NA | - | 0.0037548 | 0.11147 | 2.3998 | 9.3525 | 14.0515 | 15.9385 | 13.6509 | 7.0632 | 3.3334 | 0.70765 | 0.0072626 | 1.3696
LO12Med | NR | Irrigation Water Mgmt | Agriculture | Irrigation | 0.00042416 | 159.4682 | 42.442 | Connell _ Beans | SIS | 0 | 0 | 0 | 0 | 0 | 0 | 0 | 0 | 0 | 0 | 0 | 0 | 0 | 0 | 0 | 0 | 0 | 0 | 0 | 0 | 0 | - | 0.0055865 | 0.30759 | 3.705 | 14.6755 | 19.4499 | 18.8299 | 19.0993 | 8.9788 | 5.1631 | 1.4593 | 0.0099995 | NA | - | 0.0038205 | 0.11342 | 2.4418 | 9.516 | 14.2971 | 16.2171 | 13.8894 | 7.1867 | 3.3917 | 0.72002 | 0.0073896 | 1.3854
LO12Med | NR | Irrigation Water Mgmt | Agriculture | Irrigation | 0.00041444 | 155.8158 | 43.4404 | Othello _ Beans | SIS | 0 | 0 | 0 | 0 | 0 | 0 | 0 | 0 | 0 | 0 | 0 | 0 | 0 | 0 | 0 | 0 | 0 | 0 | 0 | 0 | 0 | - | 0.0054585 | 0.30054 | 3.6202 | 14.3394 | 19.0044 | 18.3986 | 18.6619 | 8.7732 | 5.0448 | 1.4258 | 0.0097704 | NA | - | 0.003733 | 0.11082 | 2.3859 | 9.298 | 13.9696 | 15.8457 | 13.5713 | 7.0221 | 3.314 | 0.70353 | 0.0072203 | 1.3644
LO12Med | NR | Irrigation Water Mgmt | Agriculture | Irrigation | 0.00040802 | 153.4026 | 44.1262 | Lind _ Beans | SIS | 0 | 0 | 0 | 0 | 0 | 0 | 0 | 0 | 0 | 0 | 0 | 0 | 0 | 0 | 0 | 0 | 0 | 0 | 0 | 0 | 0 | - | 0.005374 | 0.29589 | 3.5641 | 14.1173 | 18.71 | 18.1136 | 18.3728 | 8.6373 | 4.9667 | 1.4038 | 0.0096191 | NA | - | 0.0036751 | 0.1091 | 2.3489 | 9.154 | 13.7533 | 15.6003 | 13.3611 | 6.9133 | 3.2627 | 0.69263 | 0.0071085 | 1.3505
LO12Med | NR | Irrigation Water Mgmt | Agriculture | Irrigation | 0.00039935 | 150.1415 | 45.0879 | Eltopia _ Beans | SIS | 0 | 0 | 0 | 0 | 0 | 0 | 0 | 0 | 0 | 0 | 0 | 0 | 0 | 0 | 0 | 0 | 0 | 0 | 0 | 0 | 0 | - | 0.0052597 | 0.2896 | 3.4883 | 13.8172 | 18.3123 | 17.7286 | 17.9823 | 8.4537 | 4.8611 | 1.3739 | 0.0094146 | NA | - | 0.003597 | 0.10678 | 2.299 | 8.9594 | 13.4609 | 15.2686 | 13.0771 | 6.7663 | 3.1933 | 0.67791 | 0.0069574 | 1.3318
LO12Med | NR | Irrigation Water Mgmt | Agriculture | Irrigation | 0.00040785 | 153.3373 | 44.145 | Odessa _ Beans | SIS | 0 | 0 | 0 | 0 | 0 | 0 | 0 | 0 | 0 | 0 | 0 | 0 | 0 | 0 | 0 | 0 | 0 | 0 | 0 | 0 | 0 | - | 0.0053717 | 0.29576 | 3.5626 | 14.1113 | 18.7021 | 18.1059 | 18.365 | 8.6336 | 4.9646 | 1.4032 | 0.009615 | NA | - | 0.0036736 | 0.10906 | 2.3479 | 9.1501 | 13.7474 | 15.5936 | 13.3555 | 6.9104 | 3.2613 | 0.69234 | 0.0071055 | 1.3502
LO12Med | NR | Irrigation Water Mgmt | Agriculture | Irrigation | 0.00032597 | 122.5525 | 55.2721 | Ritzville _ Beans | SIS | 0 | 0 | 0 | 0 | 0 | 0 | 0 | 0 | 0 | 0 | 0 | 0 | 0 | 0 | 0 | 0 | 0 | 0 | 0 | 0 | 0 | - | 0.0042932 | 0.23638 | 2.8473 | 11.2782 | 14.9474 | 14.4709 | 14.678 | 6.9003 | 3.9679 | 1.1214 | 0.0076847 | NA | - | 0.0029361 | 0.087161 | 1.8765 | 7.3131 | 10.9874 | 12.463 | 10.6741 | 5.523 | 2.6065 | 0.55334 | 0.0056789 | 1.1733
LO12Med | NR | Irrigation Water Mgmt | Agriculture | Irrigation | 0.00030602 | 115.0519 | 58.8853 | Wilbur _ Beans | SIS | 0 | 0 | 0 | 0 | 0 | 0 | 0 | 0 | 0 | 0 | 0 | 0 | 0 | 0 | 0 | 0 | 0 | 0 | 0 | 0 | 0 | - | 0.0040305 | 0.22191 | 2.6731 | 10.588 | 14.0325 | 13.5852 | 13.7796 | 6.478 | 3.725 | 1.0528 | 0.0072143 | NA | - | 0.0027564 | 0.081826 | 1.7617 | 6.8655 | 10.315 | 11.7002 | 10.0209 | 5.185 | 2.447 | 0.51947 | 0.0053314 | 1.1302
LO12Med | NR | Irrigation Water Mgmt | Agriculture | Irrigation | 0.00043162 | 162.2728 | 41.7059 | Mattawa (PRD) _ Sweet Corn | SIS | 0.0028194 | 0.005699 | 0.0086419 | 0.011651 | 0.014828 | 0.017714 | 0.020113 | 0.022132 | 0.023828 | 0.025467 | 0.026708 | 0.027772 | 0.028709 | 0.029525 | 0.030463 | 0.031151 | 0.031526 | 0.031901 | 0.032266 | 0.032874 | 0.032976 | - | 0.0056847 | 0.313 | 3.7702 | 14.9336 | 19.7919 | 19.161 | 19.4352 | 9.1367 | 5.2539 | 1.4849 | 0.010175 | NA | - | 0.0038877 | 0.11541 | 2.4847 | 9.6833 | 14.5485 | 16.5023 | 14.1337 | 7.313 | 3.4513 | 0.73268 | 0.0075195 | 1.4015
LO12Med | NR | Irrigation Water Mgmt | Agriculture | Irrigation | 0.00041635 | 156.5332 | 43.2406 | Pasco (Richland) _ Sweet Corn | SIS | 0.0058333 | 0.011791 | 0.01788 | 0.024106 | 0.030678 | 0.036649 | 0.041613 | 0.045789 | 0.049298 | 0.052689 | 0.055258 | 0.057459 | 0.059397 | 0.061086 | 0.063026 | 0.064449 | 0.065226 | 0.066002 | 0.066756 | 0.068014 | 0.068226 | - | 0.0054836 | 0.30192 | 3.6368 | 14.4054 | 19.0919 | 18.4833 | 18.7478 | 8.8136 | 5.068 | 1.4324 | 0.0098154 | NA | - | 0.0037501 | 0.11133 | 2.3968 | 9.3408 | 14.034 | 15.9186 | 13.6338 | 7.0544 | 3.3293 | 0.70677 | 0.0072536 | 1.3685
LO12Med | NR | Irrigation Water Mgmt | Agriculture | Irrigation | 0.00041652 | 156.5985 | 43.2226 | Moses Lake (Ephrata) _ Sweet Corn | SIS | 0.015193 | 0.030709 | 0.046567 | 0.062783 | 0.079901 | 0.095452 | 0.10838 | 0.11926 | 0.1284 | 0.13723 | 0.14392 | 0.14965 | 0.1547 | 0.1591 | 0.16415 | 0.16786 | 0.16988 | 0.1719 | 0.17386 | 0.17714 | 0.17769 | - | 0.0054859 | 0.30205 | 3.6384 | 14.4114 | 19.0998 | 18.491 | 18.7556 | 8.8172 | 5.0702 | 1.433 | 0.0098195 | NA | - | 0.0037517 | 0.11137 | 2.3978 | 9.3447 | 14.0398 | 15.9253 | 13.6395 | 7.0573 | 3.3306 | 0.70706 | 0.0072566 | 1.3689
LO12Med | NR | Irrigation Water Mgmt | Agriculture | Irrigation | 0.00040056 | 150.598 | 44.9508 | Royal City (Smyrna) _ Sweet Corn | SIS | 0.0023922 | 0.0048355 | 0.0073325 | 0.0098859 | 0.012581 | 0.01503 | 0.017065 | 0.018778 | 0.020217 | 0.021608 | 0.022661 | 0.023564 | 0.024359 | 0.025052 | 0.025847 | 0.026431 | 0.026749 | 0.027067 | 0.027377 | 0.027892 | 0.027979 | - | 0.0052757 | 0.29048 | 3.499 | 13.8592 | 18.368 | 17.7825 | 18.0369 | 8.4794 | 4.8759 | 1.3781 | 0.0094433 | NA | - | 0.003608 | 0.10711 | 2.306 | 8.9866 | 13.5018 | 15.315 | 13.1169 | 6.7869 | 3.203 | 0.67997 | 0.0069785 | 1.3344
LO12Med | NR | Irrigation Water Mgmt | Agriculture | Irrigation | 0.00039102 | 147.0108 | 46.0513 | Quincy _ Sweet Corn | SIS | 0.008388 | 0.016955 | 0.02571 | 0.034664 | 0.044114 | 0.0527 | 0.059838 | 0.065843 | 0.070889 | 0.075765 | 0.079459 | 0.082624 | 0.085411 | 0.08784 | 0.090629 | 0.092676 | 0.093793 | 0.094908 | 0.095993 | 0.097801 | 0.098106 | - | 0.0051501 | 0.28356 | 3.4156 | 13.5291 | 17.9305 | 17.3589 | 17.6073 | 8.2774 | 4.7597 | 1.3453 | 0.0092183 | NA | - | 0.003522 | 0.10456 | 2.251 | 8.7726 | 13.1802 | 14.9502 | 12.8044 | 6.6252 | 3.1267 | 0.66377 | 0.0068123 | 1.3138
LO12Med | NR | Irrigation Water Mgmt | Agriculture | Irrigation | 0.00039467 | 148.3805 | 45.6248 | Connell _ Sweet Corn | SIS | 0.0023936 | 0.0048382 | 0.0073367 | 0.0098916 | 0.012588 | 0.015039 | 0.017075 | 0.018789 | 0.020229 | 0.02162 | 0.022675 | 0.023577 | 0.024373 | 0.025066 | 0.025862 | 0.026446 | 0.026765 | 0.027083 | 0.027392 | 0.027908 | 0.027996 | - | 0.005198 | 0.2862 | 3.4474 | 13.6551 | 18.0975 | 17.5206 | 17.7713 | 8.3545 | 4.8041 | 1.3578 | 0.0093042 | NA | - | 0.0035548 | 0.10553 | 2.272 | 8.8543 | 13.303 | 15.0895 | 12.9237 | 6.687 | 3.1559 | 0.66996 | 0.0068758 | 1.3217
LO12Med | NR | Irrigation Water Mgmt | Agriculture | Irrigation | 0.00038721 | 145.5759 | 46.5067 | Othello _ Sweet Corn | SIS | 0.0035491 | 0.0071739 | 0.010878 | 0.014667 | 0.018666 | 0.022298 | 0.025318 | 0.027859 | 0.029994 | 0.032057 | 0.033621 | 0.034959 | 0.036139 | 0.037167 | 0.038347 | 0.039213 | 0.039685 | 0.040157 | 0.040616 | 0.041381 | 0.04151 | - | 0.0050998 | 0.28079 | 3.3823 | 13.397 | 17.7554 | 17.1895 | 17.4354 | 8.1966 | 4.7133 | 1.3321 | 0.0091283 | NA | - | 0.0034876 | 0.10354 | 2.2291 | 8.687 | 13.0516 | 14.8043 | 12.6794 | 6.5606 | 3.0962 | 0.65729 | 0.0067458 | 1.3056
LO12Med | NR | Irrigation Water Mgmt | Agriculture | Irrigation | 0.00038148 | 143.4236 | 47.2069 | Lind _ Sweet Corn | SIS | 0.0016372 | 0.0033094 | 0.0050183 | 0.0067659 | 0.0086106 | 0.010286 | 0.01168 | 0.012852 | 0.013837 | 0.014788 | 0.015509 | 0.016127 | 0.016671 | 0.017145 | 0.01769 | 0.018089 | 0.018307 | 0.018525 | 0.018737 | 0.01909 | 0.019149 | - | 0.0050244 | 0.27664 | 3.3323 | 13.1989 | 17.4929 | 16.9353 | 17.1777 | 8.0754 | 4.6436 | 1.3124 | 0.0089934 | NA | - | 0.0034361 | 0.102 | 2.1961 | 8.5585 | 12.8586 | 14.5854 | 12.492 | 6.4636 | 3.0504 | 0.64758 | 0.0066461 | 1.2932
LO12Med | NR | Irrigation Water Mgmt | Agriculture | Irrigation | 0.00037506 | 141.0104 | 48.0173 | Eltopia _ Sweet Corn | SIS | 0.0034322 | 0.0069377 | 0.01052 | 0.014184 | 0.018051 | 0.021564 | 0.024485 | 0.026942 | 0.029007 | 0.031002 | 0.032513 | 0.033808 | 0.034949 | 0.035943 | 0.037084 | 0.037921 | 0.038379 | 0.038835 | 0.039279 | 0.040019 | 0.040143 | - | 0.0049399 | 0.27198 | 3.2762 | 12.9768 | 17.1986 | 16.6504 | 16.8886 | 7.9395 | 4.5655 | 1.2904 | 0.0088421 | NA | - | 0.0033783 | 0.10029 | 2.1592 | 8.4145 | 12.6423 | 14.34 | 12.2818 | 6.3548 | 2.9991 | 0.63668 | 0.0065343 | 1.2793
LO12Med | NR | Irrigation Water Mgmt | Agriculture | Irrigation | 0.00038113 | 143.2931 | 47.25 | Odessa _ Sweet Corn | SIS | 0.00019652 | 0.00039722 | 0.00060235 | 0.0008121 | 0.0010335 | 0.0012347 | 0.0014019 | 0.0015426 | 0.0016608 | 0.001775 | 0.0018616 | 0.0019357 | 0.002001 | 0.0020579 | 0.0021233 | 0.0021712 | 0.0021974 | 0.0022235 | 0.0022489 | 0.0022913 | 0.0022984 | - | 0.0050198 | 0.27639 | 3.3292 | 13.1869 | 17.477 | 16.9199 | 17.162 | 8.0681 | 4.6394 | 1.3112 | 0.0089852 | NA | - | 0.0034329 | 0.10191 | 2.1941 | 8.5507 | 12.8469 | 14.5722 | 12.4806 | 6.4577 | 3.0477 | 0.64699 | 0.00664 | 1.2924
LO12Med | NR | Irrigation Water Mgmt | Agriculture | Irrigation | 0.00033135 | 124.5744 | 54.3725 | Ritzville _ Sweet Corn | SIS | 0 | 0 | 0 | 0 | 0 | 0 | 0 | 0 | 0 | 0 | 0 | 0 | 0 | 0 | 0 | 0 | 0 | 0 | 0 | 0 | 0 | - | 0.0043641 | 0.24028 | 2.8943 | 11.4643 | 15.194 | 14.7096 | 14.9201 | 7.0141 | 4.0333 | 1.14 | 0.0078114 | NA | - | 0.0029845 | 0.088599 | 1.9075 | 7.4337 | 11.1687 | 12.6686 | 10.8502 | 5.6141 | 2.6495 | 0.56247 | 0.0057726 | 1.1849
LO12Med | NR | Irrigation Water Mgmt | Agriculture | Irrigation | 0.00031209 | 117.3347 | 57.7367 | Wilbur _ Sweet Corn | SIS | 0 | 0 | 0 | 0 | 0 | 0 | 0 | 0 | 0 | 0 | 0 | 0 | 0 | 0 | 0 | 0 | 0 | 0 | 0 | 0 | 0 | - | 0.0041104 | 0.22632 | 2.7261 | 10.798 | 14.311 | 13.8548 | 14.053 | 6.6065 | 3.7989 | 1.0737 | 0.0073575 | NA | - | 0.002811 | 0.08345 | 1.7966 | 7.0017 | 10.5196 | 11.9323 | 10.2197 | 5.2879 | 2.4956 | 0.52978 | 0.0054372 | 1.1433
LO12Med | NR | Irrigation Water Mgmt | Agriculture | Irrigation | 0.00038443 | 144.5323 | 46.8436 | Mattawa (PRD) _ Peas-Dry | SIS | 0.0047586 | 0.0096187 | 0.014586 | 0.019665 | 0.025026 | 0.029897 | 0.033946 | 0.037353 | 0.040216 | 0.042982 | 0.045078 | 0.046873 | 0.048454 | 0.049832 | 0.051415 | 0.052576 | 0.05321 | 0.053842 | 0.054457 | 0.055483 | 0.055657 | - | 0.0050632 | 0.27878 | 3.358 | 13.301 | 17.6282 | 17.0662 | 17.3105 | 8.1379 | 4.6795 | 1.3226 | 0.0090629 | NA | - | 0.0034626 | 0.10279 | 2.2131 | 8.6247 | 12.958 | 14.6982 | 12.5886 | 6.5136 | 3.074 | 0.65258 | 0.0066975 | 1.2996
LO12Med | NR | Irrigation Water Mgmt | Agriculture | Irrigation | 0.00037246 | 140.032 | 48.3539 | Pasco (Richland) _ Peas-Dry | SIS | 0 | 0 | 0 | 0 | 0 | 0 | 0 | 0 | 0 | 0 | 0 | 0 | 0 | 0 | 0 | 0 | 0 | 0 | 0 | 0 | 0 | - | 0.0049056 | 0.2701 | 3.2535 | 12.8868 | 17.0793 | 16.5349 | 16.7715 | 7.8845 | 4.5338 | 1.2814 | 0.0087807 | NA | - | 0.0033548 | 0.099593 | 2.1442 | 8.3561 | 12.5546 | 14.2405 | 12.1966 | 6.3107 | 2.9783 | 0.63226 | 0.0064889 | 1.2737
LO12Med | NR | Irrigation Water Mgmt | Agriculture | Irrigation | 0.00036344 | 136.6405 | 49.5578 | Moses Lake (Ephrata) _ Peas-Dry | SIS | 0.016055 | 0.032452 | 0.049211 | 0.066348 | 0.084437 | 0.10087 | 0.11453 | 0.12603 | 0.13569 | 0.14502 | 0.15209 | 0.15815 | 0.16348 | 0.16813 | 0.17347 | 0.17739 | 0.17952 | 0.18166 | 0.18373 | 0.1872 | 0.18778 | - | 0.0047868 | 0.26356 | 3.1747 | 12.5747 | 16.6656 | 16.1344 | 16.3653 | 7.6935 | 4.424 | 1.2504 | 0.008568 | NA | - | 0.0032736 | 0.097181 | 2.0922 | 8.1538 | 12.2505 | 13.8956 | 11.9012 | 6.1579 | 2.9062 | 0.61695 | 0.0063318 | 1.2542
LO12Med | NR | Irrigation Water Mgmt | Agriculture | Irrigation | 0.00035719 | 134.2925 | 50.4269 | Royal City (Smyrna) _ Peas-Dry | SIS | 0.012858 | 0.025989 | 0.03941 | 0.053134 | 0.067621 | 0.080782 | 0.091722 | 0.10093 | 0.10866 | 0.11614 | 0.1218 | 0.12665 | 0.13092 | 0.13465 | 0.13892 | 0.14206 | 0.14377 | 0.14548 | 0.14714 | 0.14991 | 0.15038 | - | 0.0047045 | 0.25903 | 3.1201 | 12.3586 | 16.3792 | 15.8571 | 16.084 | 7.5613 | 4.348 | 1.2289 | 0.0084208 | NA | - | 0.0032173 | 0.095511 | 2.0563 | 8.0136 | 12.04 | 13.6569 | 11.6967 | 6.0521 | 2.8562 | 0.60635 | 0.006223 | 1.2407
LO12Med | NR | Irrigation Water Mgmt | Agriculture | Irrigation | 0.00034592 | 130.053 | 52.0757 | Quincy _ Peas-Dry | SIS | 0.01087 | 0.021971 | 0.033317 | 0.044919 | 0.057165 | 0.068292 | 0.07754 | 0.085323 | 0.091862 | 0.098179 | 0.10297 | 0.10707 | 0.11068 | 0.11383 | 0.11744 | 0.12009 | 0.12154 | 0.12299 | 0.12439 | 0.12674 | 0.12713 | - | 0.004556 | 0.25085 | 3.0216 | 11.9685 | 15.8622 | 15.3565 | 15.5763 | 7.3226 | 4.2107 | 1.1901 | 0.008155 | NA | - | 0.0031157 | 0.092495 | 1.9914 | 7.7607 | 11.6599 | 13.2257 | 11.3274 | 5.861 | 2.7661 | 0.58721 | 0.0060265 | 1.2164
LO12Med | NR | Irrigation Water Mgmt | Agriculture | Irrigation | 0.00033724 | 126.7919 | 53.4189 | Connell _ Peas-Dry | SIS | 0.00089445 | 0.001808 | 0.0027416 | 0.0036963 | 0.0047041 | 0.0056196 | 0.0063807 | 0.0070211 | 0.0075592 | 0.0080791 | 0.0084731 | 0.0088105 | 0.0091077 | 0.0093667 | 0.0096642 | 0.0098824 | 0.010002 | 0.01012 | 0.010236 | 0.010429 | 0.010461 | - | 0.0044418 | 0.24456 | 2.9458 | 11.6684 | 15.4644 | 14.9715 | 15.1857 | 7.139 | 4.1051 | 1.1602 | 0.0079505 | NA | - | 0.0030376 | 0.090176 | 1.9414 | 7.5661 | 11.3675 | 12.8941 | 11.0434 | 5.7141 | 2.6967 | 0.57248 | 0.0058754 | 1.1976
LO12Med | NR | Irrigation Water Mgmt | Agriculture | Irrigation | 0.00033759 | 126.9224 | 53.3639 | Othello _ Peas-Dry | SIS | 0.0037405 | 0.0075608 | 0.011465 | 0.015458 | 0.019672 | 0.023501 | 0.026684 | 0.029362 | 0.031612 | 0.033786 | 0.035434 | 0.036845 | 0.038088 | 0.039171 | 0.040415 | 0.041327 | 0.041826 | 0.042323 | 0.042806 | 0.043613 | 0.043749 | - | 0.0044463 | 0.24481 | 2.9489 | 11.6804 | 15.4803 | 14.9869 | 15.2013 | 7.1463 | 4.1093 | 1.1614 | 0.0079587 | NA | - | 0.0030407 | 0.090269 | 1.9434 | 7.5738 | 11.3792 | 12.9074 | 11.0547 | 5.7199 | 2.6995 | 0.57307 | 0.0058814 | 1.1984
LO12Med | NR | Irrigation Water Mgmt | Agriculture | Irrigation | 0.00032822 | 123.4004 | 54.8913 | Lind _ Peas-Dry | SIS | 0.0065746 | 0.013289 | 0.020152 | 0.027169 | 0.034577 | 0.041307 | 0.046901 | 0.051608 | 0.055563 | 0.059385 | 0.062281 | 0.064761 | 0.066946 | 0.06885 | 0.071036 | 0.07264 | 0.073515 | 0.074389 | 0.075239 | 0.076657 | 0.076896 | - | 0.0043229 | 0.23802 | 2.867 | 11.3562 | 15.0508 | 14.571 | 14.7795 | 6.948 | 3.9953 | 1.1292 | 0.0077378 | NA | - | 0.0029564 | 0.087764 | 1.8895 | 7.3637 | 11.0634 | 12.5492 | 10.748 | 5.5612 | 2.6246 | 0.55717 | 0.0057182 | 1.1781
LO12Med | NR | Irrigation Water Mgmt | Agriculture | Irrigation | 0.000331 | 124.4439 | 54.4297 | Eltopia _ Peas-Dry | SIS | 0 | 0 | 0 | 0 | 0 | 0 | 0 | 0 | 0 | 0 | 0 | 0 | 0 | 0 | 0 | 0 | 0 | 0 | 0 | 0 | 0 | - | 0.0043595 | 0.24003 | 2.8913 | 11.4523 | 15.178 | 14.6942 | 14.9045 | 7.0068 | 4.0291 | 1.1388 | 0.0078033 | NA | - | 0.0029814 | 0.088506 | 1.9055 | 7.426 | 11.157 | 12.6553 | 10.8389 | 5.6082 | 2.6468 | 0.56188 | 0.0057666 | 1.1841
LO12Med | NR | Irrigation Water Mgmt | Agriculture | Irrigation | 0.00032944 | 123.8569 | 54.6884 | Odessa _ Peas-Dry | SIS | 0.0041891 | 0.0084675 | 0.01284 | 0.017311 | 0.022031 | 0.026319 | 0.029884 | 0.032883 | 0.035403 | 0.037838 | 0.039683 | 0.041263 | 0.042655 | 0.043868 | 0.045261 | 0.046283 | 0.046841 | 0.047398 | 0.04794 | 0.048843 | 0.048995 | - | 0.0043389 | 0.2389 | 2.8777 | 11.3983 | 15.1064 | 14.6249 | 14.8342 | 6.9737 | 4.0101 | 1.1334 | 0.0077665 | NA | - | 0.0029673 | 0.088089 | 1.8965 | 7.3909 | 11.1044 | 12.5956 | 10.7878 | 5.5818 | 2.6343 | 0.55923 | 0.0057394 | 1.1808
LO12Med | NR | Irrigation Water Mgmt | Agriculture | Irrigation | 0.00033135 | 124.5744 | 54.3725 | Ritzville _ Peas-Dry | SIS | 0.001781 | 0.0035999 | 0.0054589 | 0.0073598 | 0.0093664 | 0.011189 | 0.012705 | 0.01398 | 0.015051 | 0.016087 | 0.016871 | 0.017543 | 0.018135 | 0.01865 | 0.019243 | 0.019677 | 0.019914 | 0.020151 | 0.020381 | 0.020765 | 0.02083 | - | 0.0043641 | 0.24028 | 2.8943 | 11.4643 | 15.194 | 14.7096 | 14.9201 | 7.0141 | 4.0333 | 1.14 | 0.0078114 | NA | - | 0.0029845 | 0.088599 | 1.9075 | 7.4337 | 11.1687 | 12.6686 | 10.8502 | 5.6141 | 2.6495 | 0.56247 | 0.0057726 | 1.1849
LO12Med | NR | Irrigation Water Mgmt | Agriculture | Irrigation | 0.00031591 | 118.7696 | 57.0373 | Wilbur _ Peas-Dry | SIS | 0.0023647 | 0.0047799 | 0.0072482 | 0.0097723 | 0.012437 | 0.014857 | 0.016869 | 0.018562 | 0.019985 | 0.02136 | 0.022401 | 0.023293 | 0.024079 | 0.024764 | 0.02555 | 0.026127 | 0.026442 | 0.026756 | 0.027062 | 0.027572 | 0.027658 | - | 0.0041607 | 0.22909 | 2.7595 | 10.9301 | 14.486 | 14.0242 | 14.2249 | 6.6873 | 3.8454 | 1.0868 | 0.0074475 | NA | - | 0.0028454 | 0.084471 | 1.8186 | 7.0873 | 10.6483 | 12.0783 | 10.3447 | 5.3525 | 2.5261 | 0.53626 | 0.0055036 | 1.1515
LO12Med | NR | Irrigation Water Mgmt | Agriculture | Irrigation | 0.00028991 | 108.9974 | 62.1645 | Mattawa (PRD) _ 14Grass Seed*** | SIS | 0.0032714 | 0.0066126 | 0.010027 | 0.013519 | 0.017205 | 0.020554 | 0.023337 | 0.025679 | 0.027647 | 0.029549 | 0.03099 | 0.032224 | 0.033311 | 0.034258 | 0.035346 | 0.036144 | 0.03658 | 0.037015 | 0.037438 | 0.038143 | 0.038262 | - | 0.0038184 | 0.21024 | 2.5324 | 10.0308 | 13.2941 | 12.8703 | 13.0545 | 6.1371 | 3.529 | 0.99741 | 0.0068347 | NA | - | 0.0026113 | 0.07752 | 1.669 | 6.5042 | 9.7722 | 11.0845 | 9.4935 | 4.9121 | 2.3182 | 0.49214 | 0.0050508 | 1.0954
LO12Med | NR | Irrigation Water Mgmt | Agriculture | Irrigation | 0.00028277 | 106.3122 | 63.7386 | Pasco (Richland) _ 14Grass Seed*** | SIS | 0.0011874 | 0.0024001 | 0.0036394 | 0.0049068 | 0.0062446 | 0.00746 | 0.0084704 | 0.0093205 | 0.010035 | 0.010725 | 0.011248 | 0.011696 | 0.01209 | 0.012434 | 0.012829 | 0.013119 | 0.013277 | 0.013435 | 0.013588 | 0.013844 | 0.013887 | - | 0.0037243 | 0.20506 | 2.47 | 9.7837 | 12.9666 | 12.5532 | 12.7329 | 5.9859 | 3.442 | 0.97284 | 0.0066663 | NA | - | 0.002547 | 0.075611 | 1.6279 | 6.344 | 9.5314 | 10.8114 | 9.2596 | 4.7911 | 2.2611 | 0.48001 | 0.0049264 | 1.0799
LO12Med | NR | Irrigation Water Mgmt | Agriculture | Irrigation | 0.00027855 | 104.7265 | 64.7059 | Moses Lake (Ephrata) _ 14Grass Seed*** | SIS | 0.0040566 | 0.0081997 | 0.012434 | 0.016764 | 0.021335 | 0.025487 | 0.028939 | 0.031843 | 0.034284 | 0.036641 | 0.038428 | 0.039958 | 0.041307 | 0.042481 | 0.04383 | 0.04482 | 0.04536 | 0.045899 | 0.046424 | 0.047299 | 0.047446 | - | 0.0036688 | 0.202 | 2.4332 | 9.6377 | 12.7732 | 12.366 | 12.543 | 5.8966 | 3.3907 | 0.95833 | 0.0065669 | NA | - | 0.002509 | 0.074483 | 1.6036 | 6.2494 | 9.3892 | 10.6502 | 9.1215 | 4.7196 | 2.2274 | 0.47285 | 0.0048529 | 1.0708
LO12Med | NR | Irrigation Water Mgmt | Agriculture | Irrigation | 0.00026808 | 100.7881 | 67.2402 | Royal City (Smyrna) _ 14Grass Seed*** | SIS | 0.0045842 | 0.0092662 | 0.014051 | 0.018944 | 0.024109 | 0.028802 | 0.032703 | 0.035985 | 0.038743 | 0.041407 | 0.043426 | 0.045156 | 0.046679 | 0.048007 | 0.049531 | 0.050649 | 0.05126 | 0.051869 | 0.052462 | 0.053451 | 0.053617 | - | 0.0035308 | 0.1944 | 2.3417 | 9.2753 | 12.2928 | 11.901 | 12.0713 | 5.6748 | 3.2632 | 0.92229 | 0.0063199 | NA | - | 0.0024146 | 0.071682 | 1.5433 | 6.0143 | 9.0361 | 10.2496 | 8.7785 | 4.5422 | 2.1436 | 0.45507 | 0.0046704 | 1.0482
LO12Med | NR | Irrigation Water Mgmt | Agriculture | Irrigation | 0.00026162 | 98.3586 | 68.9049 | Quincy _ 14Grass Seed*** | SIS | 0.0027114 | 0.0054806 | 0.0083108 | 0.011205 | 0.01426 | 0.017035 | 0.019342 | 0.021284 | 0.022915 | 0.024491 | 0.025685 | 0.026708 | 0.027609 | 0.028394 | 0.029296 | 0.029957 | 0.030318 | 0.030679 | 0.031029 | 0.031614 | 0.031713 | - | 0.0034457 | 0.18972 | 2.2852 | 9.0517 | 11.9965 | 11.6141 | 11.7803 | 5.538 | 3.1845 | 0.90006 | 0.0061676 | NA | - | 0.0023564 | 0.069954 | 1.5061 | 5.8694 | 8.8183 | 10.0026 | 8.5669 | 4.4327 | 2.092 | 0.4441 | 0.0045578 | 1.0342
LO12Med | NR | Irrigation Water Mgmt | Agriculture | Irrigation | 0.00025958 | 97.5913 | 69.4478 | Connell _ 14Grass Seed*** | SIS | 0.0051032 | 0.010315 | 0.015642 | 0.021089 | 0.026839 | 0.032063 | 0.036405 | 0.040059 | 0.043129 | 0.046095 | 0.048343 | 0.050268 | 0.051964 | 0.053441 | 0.055138 | 0.056383 | 0.057063 | 0.057741 | 0.058401 | 0.059502 | 0.059687 | - | 0.0034188 | 0.18824 | 2.2674 | 8.9811 | 11.9029 | 11.5235 | 11.6884 | 5.4949 | 3.1597 | 0.89304 | 0.0061195 | NA | - | 0.002338 | 0.069408 | 1.4943 | 5.8236 | 8.7495 | 9.9245 | 8.5001 | 4.3981 | 2.0756 | 0.44064 | 0.0045223 | 1.0298
LO12Med | NR | Irrigation Water Mgmt | Agriculture | Irrigation | 0.00025726 | 96.7218 | 70.0734 | Othello _ 14Grass Seed*** | SIS | 0.00044088 | 0.00089117 | 0.0013514 | 0.001822 | 0.0023187 | 0.00277 | 0.0031451 | 0.0034608 | 0.003726 | 0.0039823 | 0.0041765 | 0.0043428 | 0.0044893 | 0.004617 | 0.0047636 | 0.0048711 | 0.0049299 | 0.0049885 | 0.0050455 | 0.0051405 | 0.0051566 | - | 0.0033883 | 0.18656 | 2.2472 | 8.9011 | 11.7969 | 11.4208 | 11.5843 | 5.4459 | 3.1315 | 0.88508 | 0.0060649 | NA | - | 0.0023172 | 0.06879 | 1.481 | 5.7717 | 8.6716 | 9.8361 | 8.4243 | 4.3589 | 2.0571 | 0.43671 | 0.004482 | 1.0248
LO12Med | NR | Irrigation Water Mgmt | Agriculture | Irrigation | 0.00029492 | 110.8777 | 61.1078 | Lind _ 14Grass Seed*** | SIS | 0.00089486 | 0.0018088 | 0.0027429 | 0.003698 | 0.0047063 | 0.0056222 | 0.0063837 | 0.0070244 | 0.0075627 | 0.0080828 | 0.008477 | 0.0088145 | 0.0091119 | 0.0093711 | 0.0096686 | 0.0098869 | 0.010006 | 0.010125 | 0.010241 | 0.010434 | 0.010466 | - | 0.0038842 | 0.21386 | 2.5761 | 10.2038 | 13.5234 | 13.0923 | 13.2797 | 6.2429 | 3.5899 | 1.0146 | 0.0069526 | NA | - | 0.0026564 | 0.078858 | 1.6978 | 6.6164 | 9.9407 | 11.2757 | 9.6573 | 4.9969 | 2.3582 | 0.50063 | 0.0051379 | 1.1062
LO12Med | NR | Irrigation Water Mgmt | Agriculture | Irrigation | 0.00025053 | 94.19 | 71.9611 | Eltopia _ 14Grass Seed*** | SIS | 0.0020417 | 0.0041269 | 0.0062581 | 0.0084373 | 0.010738 | 0.012828 | 0.014565 | 0.016027 | 0.017255 | 0.018442 | 0.019341 | 0.020111 | 0.02079 | 0.021381 | 0.02206 | 0.022558 | 0.02283 | 0.023101 | 0.023365 | 0.023805 | 0.02388 | - | 0.0032996 | 0.18168 | 2.1884 | 8.6681 | 11.4881 | 11.1219 | 11.281 | 5.3033 | 3.0496 | 0.86191 | 0.0059062 | NA | - | 0.0022566 | 0.066989 | 1.4422 | 5.6206 | 8.4446 | 9.5786 | 8.2038 | 4.2448 | 2.0033 | 0.42528 | 0.0043647 | 1.0103
LO12Med | NR | Irrigation Water Mgmt | Agriculture | Irrigation | 0.00025053 | 94.19 | 71.9611 | Odessa _ 14Grass Seed*** | SIS | 0.0010892 | 0.0022015 | 0.0033384 | 0.0045009 | 0.0057281 | 0.006843 | 0.0077697 | 0.0085495 | 0.0092047 | 0.0098378 | 0.010318 | 0.010728 | 0.01109 | 0.011406 | 0.011768 | 0.012034 | 0.012179 | 0.012323 | 0.012464 | 0.012699 | 0.012739 | - | 0.0032996 | 0.18168 | 2.1884 | 8.6681 | 11.4881 | 11.1219 | 11.281 | 5.3033 | 3.0496 | 0.86191 | 0.0059062 | NA | - | 0.0022566 | 0.066989 | 1.4422 | 5.6206 | 8.4446 | 9.5786 | 8.2038 | 4.2448 | 2.0033 | 0.42528 | 0.0043647 | 1.0103
LO12Med | NR | Irrigation Water Mgmt | Agriculture | Irrigation | 0.00019094 | 71.7869 | 94.4656 | Ritzville _ 14Grass Seed*** | SIS | 0.00027127 | 0.00054832 | 0.00083148 | 0.001121 | 0.0014267 | 0.0017043 | 0.0019352 | 0.0021294 | 0.0022926 | 0.0024502 | 0.0025697 | 0.0026721 | 0.0027622 | 0.0028408 | 0.002931 | 0.0029971 | 0.0030333 | 0.0030693 | 0.0031044 | 0.0031629 | 0.0031728 | - | 0.0025148 | 0.13846 | 1.6679 | 6.6064 | 8.7556 | 8.4765 | 8.5978 | 4.0419 | 2.3242 | 0.65691 | 0.0045014 | NA | - | 0.0017198 | 0.051056 | 1.0992 | 4.2837 | 6.436 | 7.3004 | 6.2525 | 3.2352 | 1.5268 | 0.32413 | 0.0033265 | 0.88155
LO12Med | NR | Irrigation Water Mgmt | Agriculture | Irrigation | 0.00017999 | 67.6695 | 100.2227 | Wilbur _ 14Grass Seed*** | SIS | 0.00096075 | 0.001942 | 0.0029448 | 0.0039703 | 0.0050528 | 0.0060362 | 0.0068537 | 0.0075416 | 0.0081196 | 0.008678 | 0.0091012 | 0.0094636 | 0.0097828 | 0.010061 | 0.010381 | 0.010615 | 0.010743 | 0.010871 | 0.010995 | 0.011202 | 0.011237 | - | 0.0023706 | 0.13052 | 1.5722 | 6.2275 | 8.2534 | 7.9903 | 8.1047 | 3.8101 | 2.1909 | 0.61923 | 0.0042432 | NA | - | 0.0016212 | 0.048127 | 1.0362 | 4.038 | 6.0669 | 6.8816 | 5.8939 | 3.0496 | 1.4392 | 0.30554 | 0.0031357 | 0.85789
LO12Med | NR | Bi-Level Stairwell Lighting | Commercial | Lighting | 0.60781 | 3450.3236 | 69.0511 | Bi-Level Stiarwell Lighting-NR | NR_LFStairwell8760_Fix_Repl_from LF_2018 to LF_Bi-Level_Fix | 0.074787 | 0.14893 | 0.22244 | 0.29531 | 0.36755 | 0.43185 | 0.48247 | 0.52221 | 0.55327 | 0.57743 | 0.59609 | 0.61038 | 0.62118 | 0.62921 | 0.63504 | 0.63912 | 0.63645 | 0.63376 | 0.63108 | 0.6284 | 10.5061 | 207.7473 | 188.0147 | 218.9053 | 203.5656 | 208.2152 | 203.2976 | 193.3635 | 207.591 | 191.1007 | 216.8357 | 193.5932 | 205.0598 | - | 93.4036 | 81.0648 | 79.5062 | 82.5713 | 83.3309 | 76.0355 | 89.2648 | 76.7712 | 89.5106 | 77.6924 | 90.768 | 93.115 | 1.3839
LO12Med | NR | Bi-Level Stairwell Lighting | Commercial | Lighting | 0.24979 | 1417.9412 | 155.5371 | Bi-Level Stiarwell Lighting-NR | NR_LFStairwell3600_Fix_Repl_from LF_2019 to LF_Bi-Level_Fix | 0.0096262 | 0.01917 | 0.028631 | 0.03801 | 0.047309 | 0.055585 | 0.062101 | 0.067216 | 0.071214 | 0.074324 | 0.076726 | 0.078565 | 0.079955 | 0.080989 | 0.081739 | 0.082264 | 0.08192 | 0.081574 | 0.081229 | 0.080885 | 1.3523 | 85.3756 | 77.2663 | 89.9611 | 83.6571 | 85.5679 | 83.547 | 79.4645 | 85.3114 | 78.5345 | 89.1106 | 79.5588 | 84.2711 | - | 38.3851 | 33.3143 | 32.6738 | 33.9334 | 34.2456 | 31.2475 | 36.6841 | 31.5498 | 36.7852 | 31.9284 | 37.3019 | 38.2664 | 0.66089
LOEven20 | NR | Compressed Air | Commercial | Compressed Air | 306.6633 | 1752414.9098 | 10.0505 | NA | Compressed Air-NR-Large Off | 0.0008502 | 0.0016953 | 0.002543 | 0.0033906 | 0.0042383 | 0.0050859 | 0.0059336 | 0.0067812 | 0.0076289 | 0.0084765 | 0.0093242 | 0.010172 | 0.011019 | 0.011867 | 0.012715 | 0.013562 | 0.01441 | 0.015258 | 0.016105 | 0.016953 | 0.17004 | 110205.9245 | 95992.0153 | 108408.1136 | 97377.5838 | 99953.1724 | 97537.3231 | 93869.9657 | 98696.7683 | 93029.2112 | 103865.9358 | 96753.4149 | 108048.8287 | - | 52355.2905 | 44063.6042 | 42186.6636 | 44266.1107 | 44577.5953 | 41425.3143 | 48416.4604 | 41628.3253 | 48142.8191 | 41467.7499 | 48338.4267 | 51808.2926 | 5.4599
LOEven20 | NR | Compressed Air | Commercial | Compressed Air | 0 | 0 | 9999 | NA | Compressed Air-NR-Medium Off | 0 | 0 | 0 | 0 | 0 | 0 | 0 | 0 | 0 | 0 | 0 | 0 | 0 | 0 | 0 | 0 | 0 | 0 | 0 | 0 | 0 | - | - | - | - | - | - | - | - | - | - | - | - | - | - | - | - | - | - | - | - | - | - | - | - | - | 9999
LOEven20 | NR | Compressed Air | Commercial | Compressed Air | 0 | 0 | 9999 | NA | Compressed Air-NR-Small Off | 0 | 0 | 0 | 0 | 0 | 0 | 0 | 0 | 0 | 0 | 0 | 0 | 0 | 0 | 0 | 0 | 0 | 0 | 0 | 0 | 0 | - | - | - | - | - | - | - | - | - | - | - | - | - | - | - | - | - | - | - | - | - | - | - | - | - | 9999
LOEven20 | NR | Compressed Air | Commercial | Compressed Air | 654.1335 | 3738018.4419 | 10.0505 | NA | Compressed Air-NR-XLarge Ret | 0.0018135 | 0.0036104 | 0.0054156 | 0.0072208 | 0.009026 | 0.010831 | 0.012636 | 0.014442 | 0.016247 | 0.018052 | 0.019857 | 0.021662 | 0.023468 | 0.025273 | 0.027078 | 0.028883 | 0.030688 | 0.032493 | 0.034299 | 0.036104 | 0.36271 | 235076.6225 | 204757.4017 | 231241.7713 | 207712.912 | 213206.8151 | 208053.6466 | 200230.9277 | 210526.8209 | 198437.542 | 221553.0017 | 206381.518 | 230475.3926 | - | 111677.3432 | 93990.6208 | 89986.9806 | 94422.5807 | 95086.9981 | 88362.9715 | 103275.5546 | 88796.0077 | 102691.8594 | 88453.4896 | 103109.1036 | 110510.5601 | 5.4599
LOEven20 | NR | Compressed Air | Commercial | Compressed Air | 0 | 0 | 9999 | NA | Compressed Air-NR-Large Ret | 0 | 0 | 0 | 0 | 0 | 0 | 0 | 0 | 0 | 0 | 0 | 0 | 0 | 0 | 0 | 0 | 0 | 0 | 0 | 0 | 0 | - | - | - | - | - | - | - | - | - | - | - | - | - | - | - | - | - | - | - | - | - | - | - | - | - | 9999
LOEven20 | NR | Compressed Air | Commercial | Compressed Air | 0 | 0 | 9999 | NA | Compressed Air-NR-Medium Ret | 0 | 0 | 0 | 0 | 0 | 0 | 0 | 0 | 0 | 0 | 0 | 0 | 0 | 0 | 0 | 0 | 0 | 0 | 0 | 0 | 0 | - | - | - | - | - | - | - | - | - | - | - | - | - | - | - | - | - | - | - | - | - | - | - | - | - | 9999
LOEven20 | NR | Compressed Air | Commercial | Compressed Air | 0 | 0 | 9999 | NA | Compressed Air-NR-Small Ret | 0 | 0 | 0 | 0 | 0 | 0 | 0 | 0 | 0 | 0 | 0 | 0 | 0 | 0 | 0 | 0 | 0 | 0 | 0 | 0 | 0 | - | - | - | - | - | - | - | - | - | - | - | - | - | - | - | - | - | - | - | - | - | - | - | - | - | 9999
LOEven20 | NR | Compressed Air | Commercial | Compressed Air | 4.8761 | 27864.0057 | 10.0505 | NA | Compressed Air-NR-School K-12 | 1.3518e-05 | 2.6926e-05 | 4.0389e-05 | 5.3852e-05 | 6.7315e-05 | 8.0778e-05 | 9.4241e-05 | 0.0001077 | 0.00012117 | 0.00013463 | 0.00014809 | 0.00016156 | 0.00017502 | 0.00018848 | 0.00020195 | 0.00021541 | 0.00022887 | 0.00024234 | 0.0002558 | 0.00026926 | 0.0027037 | 1752.3125 | 1526.3064 | 1723.7267 | 1548.3374 | 1589.2902 | 1550.8773 | 1492.5651 | 1569.3129 | 1479.1968 | 1651.5045 | 1538.4129 | 1718.0139 | - | 832.4673 | 700.6266 | 670.7826 | 703.8465 | 708.7992 | 658.6769 | 769.8385 | 661.9048 | 765.4875 | 659.3516 | 768.5978 | 823.7698 | 5.4599
LOEven20 | NR | Compressed Air | Commercial | Compressed Air | 4.8761 | 27864.0057 | 10.0505 | NA | Compressed Air-NR-University | 1.3518e-05 | 2.6926e-05 | 4.0389e-05 | 5.3852e-05 | 6.7315e-05 | 8.0778e-05 | 9.4241e-05 | 0.0001077 | 0.00012117 | 0.00013463 | 0.00014809 | 0.00016156 | 0.00017502 | 0.00018848 | 0.00020195 | 0.00021541 | 0.00022887 | 0.00024234 | 0.0002558 | 0.00026926 | 0.0027037 | 1752.3125 | 1526.3064 | 1723.7267 | 1548.3374 | 1589.2902 | 1550.8773 | 1492.5651 | 1569.3129 | 1479.1968 | 1651.5045 | 1538.4129 | 1718.0139 | - | 832.4673 | 700.6266 | 670.7826 | 703.8465 | 708.7992 | 658.6769 | 769.8385 | 661.9048 | 765.4875 | 659.3516 | 768.5978 | 823.7698 | 5.4599
LOEven20 | NR | Compressed Air | Commercial | Compressed Air | 680.6259 | 3889408.275 | 10.0505 | NA | Compressed Air-NR-Warehouse | 0.001887 | 0.00376 | 0.00564 | 0.00752 | 0.0094 | 0.01128 | 0.01316 | 0.01504 | 0.01692 | 0.0188 | 0.02068 | 0.02256 | 0.02444 | 0.02632 | 0.0282 | 0.03008 | 0.03196 | 0.03384 | 0.03572 | 0.0376 | 0.3774 | 244597.2312 | 213050.0812 | 240607.0683 | 216125.2897 | 221841.696 | 216479.8241 | 208340.2849 | 219053.162 | 206474.267 | 230525.9034 | 214739.9742 | 239809.6513 | - | 116200.2782 | 97797.2431 | 93631.4553 | 98246.6974 | 98938.0237 | 91941.6738 | 107458.217 | 92392.248 | 106850.8821 | 92035.858 | 107285.0246 | 114986.2403 | 5.4599
LOEven20 | NR | Compressed Air | Commercial | Compressed Air | 21.3428 | 121962.5003 | 10.0505 | NA | Compressed Air-NR-Supermarket | 5.9171e-05 | 0.00011728 | 0.00017592 | 0.00023456 | 0.00029319 | 0.00035183 | 0.00041047 | 0.00046911 | 0.00052775 | 0.00058639 | 0.00064503 | 0.00070367 | 0.0007623 | 0.00082094 | 0.00087958 | 0.00093822 | 0.00099686 | 0.0010555 | 0.0011141 | 0.0011728 | 0.011834 | 7669.9816 | 6680.7388 | 7544.8597 | 6777.1699 | 6956.4227 | 6788.2873 | 6533.0509 | 6868.9809 | 6474.537 | 7228.7386 | 6733.7297 | 7519.8546 | - | 3643.7616 | 3066.6866 | 2936.0575 | 3080.7804 | 3102.4588 | 2883.07 | 3369.6315 | 2897.199 | 3350.587 | 2886.0234 | 3364.2007 | 3605.6923 | 5.4599
LOEven20 | NR | Compressed Air | Commercial | Compressed Air | 0 | 0 | 9999 | NA | Compressed Air-NR-MiniMart | 0 | 0 | 0 | 0 | 0 | 0 | 0 | 0 | 0 | 0 | 0 | 0 | 0 | 0 | 0 | 0 | 0 | 0 | 0 | 0 | 0 | - | - | - | - | - | - | - | - | - | - | - | - | - | - | - | - | - | - | - | - | - | - | - | - | - | 9999
LOEven20 | NR | Compressed Air | Commercial | Compressed Air | 3.0868 | 17639.1571 | 10.0505 | NA | Compressed Air-NR-Restaurant | 8.5578e-06 | 1.7035e-05 | 2.5552e-05 | 3.407e-05 | 4.2587e-05 | 5.1105e-05 | 5.9622e-05 | 6.8139e-05 | 7.6657e-05 | 8.5174e-05 | 9.3692e-05 | 0.00010221 | 0.00011073 | 0.00011924 | 0.00012776 | 0.00013628 | 0.0001448 | 0.00015331 | 0.00016183 | 0.00017035 | 0.0017116 | 1109.2919 | 966.2199 | 1091.1958 | 980.1666 | 1006.0915 | 981.7744 | 944.8602 | 993.445 | 936.3975 | 1045.4759 | 973.8839 | 1087.5793 | - | 526.9889 | 443.5279 | 424.6353 | 445.5662 | 448.7015 | 416.9718 | 487.3421 | 419.0152 | 484.5877 | 417.399 | 486.5566 | 521.483 | 5.4599
LOEven20 | NR | Compressed Air | Commercial | Compressed Air | 7.8451 | 44830.7023 | 10.0505 | NA | Compressed Air-NR-Lodging | 2.175e-05 | 4.3396e-05 | 6.5094e-05 | 8.6791e-05 | 0.00010849 | 0.00013019 | 0.00015188 | 0.00017358 | 0.00019528 | 0.00021698 | 0.00023868 | 0.00026037 | 0.00028207 | 0.00030377 | 0.00032547 | 0.00034717 | 0.00036886 | 0.00039056 | 0.00041226 | 0.00043396 | 0.00435 | 2819.3146 | 2455.691 | 2773.3226 | 2491.1369 | 2557.0262 | 2495.2234 | 2401.4042 | 2524.8846 | 2379.8958 | 2657.1235 | 2475.1693 | 2764.1313 | - | 1339.3657 | 1127.2458 | 1079.2294 | 1132.4264 | 1140.3948 | 1059.7524 | 1238.6016 | 1064.9459 | 1231.6012 | 1060.838 | 1236.6053 | 1325.3723 | 5.4599
LOEven20 | NR | Compressed Air | Commercial | Compressed Air | 1.4363 | 8207.467 | 10.0505 | NA | Compressed Air-NR-Hospital | 3.9819e-06 | 7.9471e-06 | 1.1921e-05 | 1.5894e-05 | 1.9868e-05 | 2.3841e-05 | 2.7815e-05 | 3.1789e-05 | 3.5762e-05 | 3.9736e-05 | 4.3709e-05 | 4.7683e-05 | 5.1656e-05 | 5.563e-05 | 5.9604e-05 | 6.3577e-05 | 6.7551e-05 | 7.1524e-05 | 7.5498e-05 | 7.9471e-05 | 0.00079639 | 516.1514 | 449.5803 | 507.7314 | 456.0697 | 468.1325 | 456.8178 | 439.6417 | 462.2481 | 435.704 | 486.458 | 453.1464 | 506.0487 | - | 245.207 | 206.3727 | 197.582 | 207.3211 | 208.78 | 194.0162 | 226.7594 | 194.967 | 225.4778 | 194.215 | 226.3939 | 242.6451 | 5.4599
LOEven20 | NR | Compressed Air | Commercial | Compressed Air | 1.4363 | 8207.467 | 10.0505 | NA | Compressed Air-NR-Residential Care | 3.9819e-06 | 7.9448e-06 | 1.1917e-05 | 1.589e-05 | 1.9862e-05 | 2.3834e-05 | 2.7807e-05 | 3.1779e-05 | 3.5751e-05 | 3.9724e-05 | 4.3696e-05 | 4.7669e-05 | 5.1641e-05 | 5.5613e-05 | 5.9586e-05 | 6.3558e-05 | 6.753e-05 | 7.1503e-05 | 7.5475e-05 | 7.9448e-05 | 0.00079639 | 516.1514 | 449.5803 | 507.7314 | 456.0697 | 468.1325 | 456.8178 | 439.6417 | 462.2481 | 435.704 | 486.458 | 453.1464 | 506.0487 | - | 245.207 | 206.3727 | 197.582 | 207.3211 | 208.78 | 194.0162 | 226.7594 | 194.967 | 225.4778 | 194.215 | 226.3939 | 242.6451 | 5.4599
LOEven20 | NR | Compressed Air | Commercial | Compressed Air | 23.7429 | 135677.5341 | 10.0505 | NA | Compressed Air-NR-Assembly | 6.5825e-05 | 0.00013106 | 0.00019659 | 0.00026212 | 0.00032765 | 0.00039318 | 0.00045871 | 0.00052424 | 0.00058977 | 0.0006553 | 0.00072083 | 0.00078636 | 0.00085189 | 0.00091742 | 0.00098295 | 0.0010485 | 0.001114 | 0.0011795 | 0.0012451 | 0.0013106 | 0.013165 | 8532.4931 | 7432.007 | 8393.3008 | 7539.2821 | 7738.6924 | 7551.6497 | 7267.7112 | 7641.4176 | 7202.6173 | 8041.631 | 7490.957 | 8365.4839 | - | 4053.5131 | 3411.5443 | 3266.2256 | 3427.223 | 3451.3392 | 3207.2795 | 3748.5563 | 3222.9973 | 3727.3701 | 3210.565 | 3742.5147 | 4011.1627 | 5.4599
LOEven20 | NR | Compressed Air | Commercial | Compressed Air | 128.6783 | 735326.973 | 10.0505 | NA | Compressed Air-NR-Other | 0.00035675 | 0.00070708 | 0.0010606 | 0.0014142 | 0.0017677 | 0.0021212 | 0.0024748 | 0.0028283 | 0.0031819 | 0.0035354 | 0.0038889 | 0.0042425 | 0.004596 | 0.0049496 | 0.0053031 | 0.0056566 | 0.0060102 | 0.0063637 | 0.0067173 | 0.0070708 | 0.07135 | 46243.266 | 40278.9988 | 45488.8905 | 40860.3941 | 41941.1312 | 40927.422 | 39388.5702 | 41413.9342 | 39035.7831 | 43582.9573 | 40598.488 | 45338.1318 | - | 21968.6885 | 18489.4322 | 17701.8533 | 18574.4055 | 18705.1069 | 17382.3852 | 20315.9246 | 17467.5702 | 20201.1026 | 17400.1915 | 20283.1811 | 21739.1639 | 5.4599
RetroEven20 | Retro | Compressed Air | Commercial | Compressed Air | 919.99 | 5257244.7295 | 55.3379 | NA | Compressed Air-Retro-Large Off | 0.025506 | 0.02543 | 0.02543 | 0.02543 | 0.02543 | 0.02543 | 0.02543 | 0.02543 | 0.02543 | 0.02543 | 0.02543 | 0.02543 | 0.02543 | 0.02543 | 0.02543 | 0.02543 | 0.02543 | 0.02543 | 0.02543 | 0.02543 | 0.51012 | 330617.7736 | 287976.046 | 325224.3407 | 292132.7513 | 299859.5171 | 292611.9692 | 281609.8972 | 296090.3048 | 279087.6337 | 311597.8074 | 290260.2447 | 324146.4861 | - | 157065.8715 | 132190.8127 | 126559.9907 | 132798.3322 | 133732.7858 | 124275.9428 | 145249.3811 | 124884.976 | 144428.4573 | 124403.2498 | 145015.2801 | 155424.8778 | 1.6718
RetroEven20 | Retro | Compressed Air | Commercial | Compressed Air | 0 | 0 | 9999 | NA | Compressed Air-Retro-Medium Off | 0 | 0 | 0 | 0 | 0 | 0 | 0 | 0 | 0 | 0 | 0 | 0 | 0 | 0 | 0 | 0 | 0 | 0 | 0 | 0 | 0 | - | - | - | - | - | - | - | - | - | - | - | - | - | - | - | - | - | - | - | - | - | - | - | - | - | 9999
RetroEven20 | Retro | Compressed Air | Commercial | Compressed Air | 0 | 0 | 9999 | NA | Compressed Air-Retro-Small Off | 0 | 0 | 0 | 0 | 0 | 0 | 0 | 0 | 0 | 0 | 0 | 0 | 0 | 0 | 0 | 0 | 0 | 0 | 0 | 0 | 0 | - | - | - | - | - | - | - | - | - | - | - | - | - | - | - | - | - | - | - | - | - | - | - | - | - | 9999
RetroEven20 | Retro | Compressed Air | Commercial | Compressed Air | 1962.4004 | 11214055.3256 | 55.3379 | NA | Compressed Air-Retro-XLarge Ret | 0.054406 | 0.054156 | 0.054156 | 0.054156 | 0.054156 | 0.054156 | 0.054156 | 0.054156 | 0.054156 | 0.054156 | 0.054156 | 0.054156 | 0.054156 | 0.054156 | 0.054156 | 0.054156 | 0.054156 | 0.054156 | 0.054156 | 0.054156 | 1.0881 | 705229.8676 | 614272.2051 | 693725.3138 | 623138.7359 | 639620.4453 | 624160.9398 | 600692.7831 | 631580.4628 | 595312.626 | 664659.0051 | 619144.554 | 691426.1777 | - | 335032.0297 | 281971.8624 | 269960.9417 | 283267.7421 | 285260.9943 | 265088.9144 | 309826.6638 | 266388.023 | 308075.5783 | 265360.4688 | 309327.3107 | 331531.6802 | 1.6718
RetroEven20 | Retro | Compressed Air | Commercial | Compressed Air | 0 | 0 | 9999 | NA | Compressed Air-Retro-Large Ret | 0 | 0 | 0 | 0 | 0 | 0 | 0 | 0 | 0 | 0 | 0 | 0 | 0 | 0 | 0 | 0 | 0 | 0 | 0 | 0 | 0 | - | - | - | - | - | - | - | - | - | - | - | - | - | - | - | - | - | - | - | - | - | - | - | - | - | 9999
RetroEven20 | Retro | Compressed Air | Commercial | Compressed Air | 0 | 0 | 9999 | NA | Compressed Air-Retro-Medium Ret | 0 | 0 | 0 | 0 | 0 | 0 | 0 | 0 | 0 | 0 | 0 | 0 | 0 | 0 | 0 | 0 | 0 | 0 | 0 | 0 | 0 | - | - | - | - | - | - | - | - | - | - | - | - | - | - | - | - | - | - | - | - | - | - | - | - | - | 9999
RetroEven20 | Retro | Compressed Air | Commercial | Compressed Air | 0 | 0 | 9999 | NA | Compressed Air-Retro-Small Ret | 0 | 0 | 0 | 0 | 0 | 0 | 0 | 0 | 0 | 0 | 0 | 0 | 0 | 0 | 0 | 0 | 0 | 0 | 0 | 0 | 0 | - | - | - | - | - | - | - | - | - | - | - | - | - | - | - | - | - | - | - | - | - | - | - | - | - | 9999
RetroEven20 | Retro | Compressed Air | Commercial | Compressed Air | 14.6282 | 83592.0172 | 55.3379 | NA | Compressed Air-Retro-School K-12 | 0.00040555 | 0.00040389 | 0.00040389 | 0.00040389 | 0.00040389 | 0.00040389 | 0.00040389 | 0.00040389 | 0.00040389 | 0.00040389 | 0.00040389 | 0.00040389 | 0.00040389 | 0.00040389 | 0.00040389 | 0.00040389 | 0.00040389 | 0.00040389 | 0.00040389 | 0.00040389 | 0.0081111 | 5256.9374 | 4578.9192 | 5171.18 | 4645.0122 | 4767.8705 | 4652.6319 | 4477.6952 | 4707.9387 | 4437.5903 | 4954.5134 | 4615.2387 | 5154.0417 | - | 2497.4019 | 2101.8798 | 2012.3478 | 2111.5396 | 2126.3977 | 1976.0307 | 2309.5156 | 1985.7145 | 2296.4626 | 1978.0549 | 2305.7933 | 2471.3095 | 1.6718
RetroEven20 | Retro | Compressed Air | Commercial | Compressed Air | 14.6282 | 83592.0172 | 55.3379 | NA | Compressed Air-Retro-University | 0.00040555 | 0.00040389 | 0.00040389 | 0.00040389 | 0.00040389 | 0.00040389 | 0.00040389 | 0.00040389 | 0.00040389 | 0.00040389 | 0.00040389 | 0.00040389 | 0.00040389 | 0.00040389 | 0.00040389 | 0.00040389 | 0.00040389 | 0.00040389 | 0.00040389 | 0.00040389 | 0.0081111 | 5256.9374 | 4578.9192 | 5171.18 | 4645.0122 | 4767.8705 | 4652.6319 | 4477.6952 | 4707.9387 | 4437.5903 | 4954.5134 | 4615.2387 | 5154.0417 | - | 2497.4019 | 2101.8798 | 2012.3478 | 2111.5396 | 2126.3977 | 1976.0307 | 2309.5156 | 1985.7145 | 2296.4626 | 1978.0549 | 2305.7933 | 2471.3095 | 1.6718
RetroEven20 | Retro | Compressed Air | Commercial | Compressed Air | 2041.8776 | 11668224.8249 | 55.3379 | NA | Compressed Air-Retro-Warehouse | 0.05661 | 0.0564 | 0.0564 | 0.0564 | 0.0564 | 0.0564 | 0.0564 | 0.0564 | 0.0564 | 0.0564 | 0.0564 | 0.0564 | 0.0564 | 0.0564 | 0.0564 | 0.0564 | 0.0564 | 0.0564 | 0.0564 | 0.0564 | 1.1322 | 733791.6935 | 639150.2436 | 721821.205 | 648375.8691 | 665525.0881 | 649439.4723 | 625020.8546 | 657159.4861 | 619422.8011 | 691577.7102 | 644219.9227 | 719428.9538 | - | 348600.8347 | 293391.7293 | 280894.366 | 294740.0922 | 296814.0711 | 275825.0215 | 322374.6509 | 277176.7441 | 320552.6464 | 276107.5739 | 321855.0739 | 344958.7208 | 1.6718
RetroEven20 | Retro | Compressed Air | Commercial | Compressed Air | 64.0284 | 365887.501 | 55.3379 | NA | Compressed Air-Retro-Supermarket | 0 | 0 | 0 | 0 | 0 | 0 | 0 | 0 | 0 | 0 | 0 | 0 | 0 | 0 | 0 | 0 | 0 | 0 | 0 | 0 | 0.035503 | 23009.9448 | 20042.2163 | 22634.579 | 20331.5097 | 20869.268 | 20364.8618 | 19599.1526 | 20606.9428 | 19423.6111 | 21686.2157 | 20201.1892 | 22559.5638 | - | 10931.2848 | 9200.0598 | 8808.1726 | 9242.3413 | 9307.3763 | 8649.2101 | 10108.8946 | 8691.5969 | 10051.761 | 8658.0702 | 10092.602 | 10817.0768 | 1.6718
RetroEven20 | Retro | Compressed Air | Commercial | Compressed Air | 0 | 0 | 9999 | NA | Compressed Air-Retro-MiniMart | 0 | 0 | 0 | 0 | 0 | 0 | 0 | 0 | 0 | 0 | 0 | 0 | 0 | 0 | 0 | 0 | 0 | 0 | 0 | 0 | 0 | - | - | - | - | - | - | - | - | - | - | - | - | - | - | - | - | - | - | - | - | - | - | - | - | - | 9999
RetroEven20 | Retro | Compressed Air | Commercial | Compressed Air | 9.2603 | 52917.4713 | 55.3379 | NA | Compressed Air-Retro-Restaurant | 0 | 0 | 0 | 0 | 0 | 0 | 0 | 0 | 0 | 0 | 0 | 0 | 0 | 0 | 0 | 0 | 0 | 0 | 0 | 0 | 0.0051347 | 3327.8756 | 2898.6598 | 3273.5873 | 2940.4997 | 3018.2744 | 2945.3233 | 2834.5805 | 2980.3349 | 2809.1924 | 3136.4277 | 2921.6517 | 3262.738 | - | 1580.9667 | 1330.5836 | 1273.9058 | 1336.6986 | 1346.1045 | 1250.9154 | 1462.0263 | 1257.0457 | 1453.7632 | 1252.1969 | 1459.6699 | 1564.449 | 1.6718
RetroEven20 | Retro | Compressed Air | Commercial | Compressed Air | 23.5354 | 134492.1069 | 55.3379 | NA | Compressed Air-Retro-Lodging | 0 | 0 | 0 | 0 | 0 | 0 | 0 | 0 | 0 | 0 | 0 | 0 | 0 | 0 | 0 | 0 | 0 | 0 | 0 | 0 | 0.01305 | 8457.9439 | 7367.0729 | 8319.9678 | 7473.4107 | 7671.0787 | 7485.6702 | 7204.2125 | 7574.6538 | 7139.6874 | 7971.3705 | 7425.5078 | 8292.3938 | - | 4018.0971 | 3381.7374 | 3237.6883 | 3397.2791 | 3421.1845 | 3179.2572 | 3715.8048 | 3194.8377 | 3694.8037 | 3182.514 | 3709.816 | 3976.1168 | 1.6718
RetroEven20 | Retro | Compressed Air | Commercial | Compressed Air | 4.3088 | 24622.4011 | 55.3379 | NA | Compressed Air-Retro-Hospital | 0.00011946 | 0.00011921 | 0.00011921 | 0.00011921 | 0.00011921 | 0.00011921 | 0.00011921 | 0.00011921 | 0.00011921 | 0.00011921 | 0.00011921 | 0.00011921 | 0.00011921 | 0.00011921 | 0.00011921 | 0.00011921 | 0.00011921 | 0.00011921 | 0.00011921 | 0.00011921 | 0.0023892 | 1548.4543 | 1348.741 | 1523.1941 | 1368.209 | 1404.3975 | 1370.4535 | 1318.9251 | 1386.7443 | 1307.112 | 1459.374 | 1359.4391 | 1518.146 | - | 735.6209 | 619.1181 | 592.746 | 621.9634 | 626.3399 | 582.0486 | 680.2781 | 584.9011 | 676.4333 | 582.6449 | 679.1817 | 727.9352 | 1.6718
RetroEven20 | Retro | Compressed Air | Commercial | Compressed Air | 4.3088 | 24622.4011 | 55.3379 | NA | Compressed Air-Retro-Residential Care | 0 | 0 | 0 | 0 | 0 | 0 | 0 | 0 | 0 | 0 | 0 | 0 | 0 | 0 | 0 | 0 | 0 | 0 | 0 | 0 | 0.0023892 | 1548.4543 | 1348.741 | 1523.1941 | 1368.209 | 1404.3975 | 1370.4535 | 1318.9251 | 1386.7443 | 1307.112 | 1459.374 | 1359.4391 | 1518.146 | - | 735.6209 | 619.1181 | 592.746 | 621.9634 | 626.3399 | 582.0486 | 680.2781 | 584.9011 | 676.4333 | 582.6449 | 679.1817 | 727.9352 | 1.6718
RetroEven20 | Retro | Compressed Air | Commercial | Compressed Air | 369.0934 | 2109168.939 | 2.6611 | NA | Compressed Air-Retro-Assembly | 0.010233 | 0.010187 | 0.010187 | 0.010187 | 0.010187 | 0.010187 | 0.010187 | 0.010187 | 0.010187 | 0.010187 | 0.010187 | 0.010187 | 0.010187 | 0.010187 | 0.010187 | 0.010187 | 0.010187 | 0.010187 | 0.010187 | 0.010187 | 0.20466 | 132641.4833 | 115533.9275 | 130477.6766 | 117201.5679 | 120301.491 | 117393.8267 | 112979.8742 | 118789.31 | 111967.9601 | 125010.809 | 116450.3317 | 130045.249 | - | 63013.7029 | 53034.0075 | 50774.962 | 53277.7399 | 53652.636 | 49858.6183 | 58273.0116 | 50102.9581 | 57943.6628 | 49909.693 | 58179.0919 | 62355.348 | 8.6628
RetroEven20 | Retro | Compressed Air | Commercial | Compressed Air | 386.035 | 2205980.9189 | 55.3379 | NA | Compressed Air-Retro-Other | 0.010703 | 0.010606 | 0.010606 | 0.010606 | 0.010606 | 0.010606 | 0.010606 | 0.010606 | 0.010606 | 0.010606 | 0.010606 | 0.010606 | 0.010606 | 0.010606 | 0.010606 | 0.010606 | 0.010606 | 0.010606 | 0.010606 | 0.010606 | 0.21405 | 138729.7981 | 120836.9964 | 136466.6716 | 122581.1824 | 125823.3937 | 122782.266 | 118165.7107 | 124241.8027 | 117107.3493 | 130748.8719 | 121795.464 | 136014.3954 | - | 65906.0655 | 55468.2967 | 53105.5598 | 55723.2166 | 56115.3206 | 52147.1555 | 60947.7739 | 52402.7106 | 60603.3079 | 52200.5745 | 60849.5433 | 65217.4917 | 1.6718
LO50Fast | NR | Monitor | Commercial | Electronics | 0.0047255 | 32.9444 | -8.1439 | All | ENERGY STAR Display | 0.53264 | 0.78936 | 0.96673 | 1.0864 | 1.1706 | 1.219 | 1.247 | 1.2651 | 1.2787 | 1.2906 | 1.3017 | 1.3125 | 1.3232 | 1.3338 | 1.3442 | 1.3546 | 1.3649 | 1.3751 | 1.3853 | 1.3954 | 25.8615 | 2.0565 | 1.8974 | 2.1729 | 1.9943 | 2.0378 | 2.0242 | 1.9729 | 2.1181 | 1.89 | 2.1236 | 1.9254 | 2.0018 | - | 0.7636 | 0.6717 | 0.66086 | 0.72614 | 0.74223 | 0.68822 | 0.79677 | 0.7 | 0.78974 | 0.68825 | 0.74112 | 0.76102 | 9999
LO50Fast | NR | Desktop | Commercial | Electronics | 0.019041 | 132.7464 | -8.1439 | All | ENERGY STAR Desktop | 1.2217 | 1.8105 | 2.2173 | 2.4919 | 2.685 | 2.7959 | 2.8602 | 2.9016 | 2.9329 | 2.9601 | 2.9856 | 3.0104 | 3.0349 | 3.0591 | 3.0831 | 3.1069 | 3.1305 | 3.154 | 3.1773 | 3.2006 | 59.316 | 8.2863 | 7.6454 | 8.7554 | 8.0358 | 8.2112 | 8.1565 | 7.9494 | 8.5348 | 7.6154 | 8.5568 | 7.7582 | 8.0661 | - | 3.0768 | 2.7066 | 2.6629 | 2.9259 | 2.9908 | 2.7731 | 3.2105 | 2.8206 | 3.1822 | 2.7732 | 2.9863 | 3.0664 | 9999
LO5Med | NR | Laptop | Commercial | Electronics | 0.005682 | 39.6128 | -8.1439 | All | ENERGY STAR Laptop | 0.011011 | 0.024787 | 0.041934 | 0.062168 | 0.085603 | 0.11336 | 0.14425 | 0.1763 | 0.20709 | 0.23421 | 0.25596 | 0.27175 | 0.28221 | 0.28872 | 0.29283 | 0.29574 | 0.29818 | 0.30045 | 0.30268 | 0.3049 | 5.5949 | 2.4727 | 2.2815 | 2.6127 | 2.398 | 2.4503 | 2.434 | 2.3722 | 2.5469 | 2.2725 | 2.5534 | 2.3151 | 2.407 | - | 0.91816 | 0.80766 | 0.79463 | 0.87312 | 0.89247 | 0.82753 | 0.95805 | 0.8417 | 0.9496 | 0.82756 | 0.89113 | 0.91506 | 9999
LO5Med | NR | Cooking Equipment | Commercial | Food Preparation | 0.45305 | 2632.1776 | 42.6133 | NA | Fryers | 0.0073541 | 0.016555 | 0.028008 | 0.041522 | 0.057173 | 0.075713 | 0.096341 | 0.11775 | 0.13831 | 0.15643 | 0.17095 | 0.1815 | 0.18849 | 0.19284 | 0.19558 | 0.19752 | 0.19915 | 0.20067 | 0.20216 | 0.20364 | 2.5187 | 165.8062 | 152.8291 | 175.9223 | 160.6373 | 165.9903 | 165.2243 | 158.2987 | 171.8246 | 153.3205 | 172.9742 | 155.6754 | 161.8371 | - | 60.6102 | 52.6723 | 48.988 | 55.8187 | 57.0895 | 50.8088 | 62.2927 | 51.6418 | 62.1561 | 51.1791 | 58.9538 | 59.6265 | 2.0774
LO5Med | NR | Cooking Equipment | Commercial | Food Preparation | 0.11889 | 690.7095 | 80.4527 | NA | HFHC (Wt Average Size) | 0.0068454 | 0.01541 | 0.02607 | 0.03865 | 0.053219 | 0.070476 | 0.089677 | 0.1096 | 0.12874 | 0.14561 | 0.15913 | 0.16895 | 0.17545 | 0.1795 | 0.18205 | 0.18386 | 0.18537 | 0.18679 | 0.18818 | 0.18955 | 2.3444 | 43.5092 | 40.1039 | 46.1638 | 42.1528 | 43.5575 | 43.3565 | 41.5392 | 45.0885 | 40.2328 | 45.3902 | 40.8508 | 42.4677 | - | 15.9047 | 13.8217 | 12.8549 | 14.6474 | 14.9808 | 13.3327 | 16.3462 | 13.5513 | 16.3104 | 13.4299 | 15.4701 | 15.6466 | 1.2062
LO5Med | NR | Cooking Equipment | Commercial | Food Preparation | 7.7035 | 44756.6231 | -43.9512 | NA | Steamer (Wt Average Size) | 0.11228 | 0.25275 | 0.4276 | 0.63392 | 0.87287 | 1.1559 | 1.4708 | 1.7977 | 2.1116 | 2.3882 | 2.6099 | 2.771 | 2.8777 | 2.9441 | 2.9859 | 3.0156 | 3.0405 | 3.0637 | 3.0864 | 3.109 | 38.4527 | 2819.3111 | 2598.6519 | 2991.3209 | 2731.4195 | 2822.4404 | 2809.4163 | 2691.6559 | 2921.6456 | 2607.0079 | 2941.1932 | 2647.0495 | 2751.8216 | - | 1030.5948 | 895.6216 | 832.9741 | 949.1208 | 970.7297 | 863.9351 | 1059.2033 | 878.0995 | 1056.8804 | 870.2315 | 1002.4301 | 1013.8682 | 48.666
LO5Med | NR | Cooking Equipment | Commercial | Food Preparation | 2.8269 | 16424.1926 | -20.8973 | NA | Combi Oven (Wt Average) | 0.044465 | 0.10009 | 0.16934 | 0.25105 | 0.34568 | 0.45778 | 0.5825 | 0.71195 | 0.83626 | 0.94579 | 1.0336 | 1.0974 | 1.1396 | 1.1659 | 1.1825 | 1.1943 | 1.2041 | 1.2133 | 1.2223 | 1.2312 | 15.2284 | 1034.5934 | 953.6188 | 1097.7153 | 1002.3402 | 1035.7418 | 1030.9624 | 987.7482 | 1072.1468 | 956.6852 | 1079.3201 | 971.3792 | 1009.827 | - | 378.194 | 328.6633 | 305.6738 | 348.2958 | 356.2255 | 317.0355 | 388.6924 | 322.2333 | 387.84 | 319.346 | 367.8585 | 372.0559 | 13.4992
LO5Med | NR | Cooking Equipment | Commercial | Food Preparation | 0.30868 | 1793.3771 | 68.2756 | NA | Convection Oven (Wt Average) | 0.011835 | 0.026641 | 0.045071 | 0.066819 | 0.092006 | 0.12184 | 0.15504 | 0.18949 | 0.22258 | 0.25173 | 0.2751 | 0.29208 | 0.30332 | 0.31032 | 0.31474 | 0.31787 | 0.32048 | 0.32293 | 0.32533 | 0.3277 | 4.0531 | 112.9685 | 104.1268 | 119.8608 | 109.4467 | 113.0939 | 112.572 | 107.8534 | 117.069 | 104.4616 | 117.8522 | 106.066 | 110.2642 | - | 41.2955 | 35.8871 | 33.3769 | 38.0308 | 38.8967 | 34.6175 | 42.4418 | 35.185 | 42.3487 | 34.8698 | 40.1669 | 40.6252 | 1.3944
LO5Med | NR | Data Centers | Commercial | Electronics | 0.060302 | 480.1237 | 10.2802 | NA | Best Practice | 1.0714 | 2.5315 | 4.4144 | 6.4505 | 8.8788 | 11.8957 | 15.4657 | 18.9281 | 22.4328 | 25.7651 | 28.7516 | 30.9043 | 32.6363 | 34.0869 | 35.4167 | 36.5325 | 37.7337 | 39.0599 | 40.5281 | 42.0287 | 166.3435 | 23.1878 | 21.7873 | 24.7119 | 22.5162 | 23.0941 | 23.0205 | 22.0421 | 25.1444 | 21.6572 | 24.6048 | 21.2634 | 21.6498 | - | 18.6679 | 16.7918 | 16.7013 | 16.7824 | 16.9992 | 15.7588 | 17.7179 | 16.8851 | 17.6592 | 16.5661 | 17.423 | 17.4915 | 5.6862
LO5Med | NR | Data Centers | Commercial | Electronics | 0.027848 | 221.7239 | 27.1572 | NA | Commercial Technology | 0.4948 | 1.1691 | 2.0386 | 2.9789 | 4.1003 | 5.4935 | 7.1422 | 8.7411 | 10.3596 | 11.8985 | 13.2777 | 14.2718 | 15.0716 | 15.7415 | 16.3556 | 16.8709 | 17.4256 | 18.0381 | 18.7161 | 19.4091 | 76.8184 | 10.7083 | 10.0615 | 11.4121 | 10.3981 | 10.665 | 10.631 | 10.1791 | 11.6118 | 10.0014 | 11.3626 | 9.8196 | 9.998 | - | 8.6209 | 7.7546 | 7.7128 | 7.7502 | 7.8503 | 7.2775 | 8.1822 | 7.7976 | 8.1551 | 7.6503 | 8.0461 | 8.0777 | 2.8874
LO5Med | NR | Data Centers | Commercial | Electronics | 0.006582 | 52.4058 | 20.9801 | NA | Cutting Edge | 0.11695 | 0.27631 | 0.48183 | 0.70407 | 0.96913 | 1.2984 | 1.6881 | 2.066 | 2.4486 | 2.8123 | 3.1383 | 3.3732 | 3.5623 | 3.7206 | 3.8658 | 3.9875 | 4.1187 | 4.2634 | 4.4237 | 4.5875 | 18.1565 | 2.531 | 2.3781 | 2.6973 | 2.4577 | 2.5207 | 2.5127 | 2.4059 | 2.7445 | 2.3639 | 2.6856 | 2.3209 | 2.3631 | - | 2.0376 | 1.8328 | 1.823 | 1.8318 | 1.8555 | 1.7201 | 1.9339 | 1.843 | 1.9275 | 1.8082 | 1.9017 | 1.9092 | 3.5219
Retro12Med | Retro | Demand Control Ventilation | Commercial | HVAC | 0.027267 | 145.0487 | 55.4085 | NA | Demand Control Ventilation-Retro-Large Off | 0.060423 | 0.060242 | 0.060061 | 0.059881 | 0.059701 | 0.05357 | 0.042727 | 0.034079 | 0.027182 | 0.02168 | 0.017292 | 0.013792 | 0.011001 | 0.0087741 | 0.0069982 | 0.0055818 | 3.7958e-05 | 1.3516e-05 | 4.5938e-06 | 1.4935e-06 | 0.52336 | 9.0953 | 8.1782 | 9.4109 | 8.7552 | 8.9385 | 8.8479 | 8.4057 | 8.7584 | 8.1832 | 9.3304 | 8.2569 | 8.9896 | - | 3.8615 | 3.3177 | 3.1824 | 3.3229 | 3.2602 | 2.8608 | 3.3589 | 2.7546 | 3.3912 | 3.0459 | 3.6544 | 3.8881 | 1.6885
Retro12Med | Retro | Demand Control Ventilation | Commercial | HVAC | 0.021934 | 116.6762 | 101.9515 | NA | Demand Control Ventilation-Retro-Medium Off | 0.14692 | 0.14648 | 0.14604 | 0.1456 | 0.14517 | 0.13026 | 0.10389 | 0.082866 | 0.066094 | 0.052717 | 0.042047 | 0.033537 | 0.026749 | 0.021335 | 0.017017 | 0.013572 | 9.2297e-05 | 3.2864e-05 | 1.117e-05 | 3.6315e-06 | 1.2726 | 7.3162 | 6.5784 | 7.5701 | 7.0426 | 7.1901 | 7.1172 | 6.7615 | 7.0452 | 6.5825 | 7.5053 | 6.6418 | 7.2311 | - | 3.1062 | 2.6687 | 2.5599 | 2.6729 | 2.6225 | 2.3012 | 2.7019 | 2.2158 | 2.7279 | 2.4501 | 2.9396 | 3.1275 | 0.9926
Retro12Med | Retro | Demand Control Ventilation | Commercial | HVAC | 0.028141 | 149.6987 | 71.2066 | NA | Demand Control Ventilation-Retro-Small Off | 0.20989 | 0.20926 | 0.20863 | 0.20801 | 0.20738 | 0.18608 | 0.14842 | 0.11838 | 0.09442 | 0.075309 | 0.060067 | 0.047909 | 0.038212 | 0.030478 | 0.024309 | 0.019389 | 0.00013185 | 4.6949e-05 | 1.5957e-05 | 5.1879e-06 | 1.818 | 9.3869 | 8.4403 | 9.7126 | 9.0359 | 9.2251 | 9.1316 | 8.6752 | 9.0392 | 8.4455 | 9.6295 | 8.5216 | 9.2778 | - | 3.9853 | 3.424 | 3.2844 | 3.4294 | 3.3647 | 2.9525 | 3.4666 | 2.8429 | 3.5 | 3.1435 | 3.7716 | 4.0127 | 1.364
Retro12Med | Retro | Demand Control Ventilation | Commercial | HVAC | 0.14317 | 761.6154 | 67.5051 | NA | Demand Control Ventilation-Retro-Xlarge Ret | 0.7262 | 0.72286 | 0.71954 | 0.71623 | 0.71293 | 0.63869 | 0.5086 | 0.40501 | 0.32252 | 0.25683 | 0.20452 | 0.16286 | 0.12969 | 0.10327 | 0.082239 | 0.065489 | 0.00044463 | 0.00015807 | 5.3638e-05 | 1.741e-05 | 6.1108 | 47.7572 | 42.9415 | 49.4146 | 45.9714 | 46.9341 | 46.4584 | 44.1363 | 45.9883 | 42.9678 | 48.9915 | 43.3548 | 47.202 | - | 20.2758 | 17.4204 | 16.7098 | 17.4478 | 17.1186 | 15.0211 | 17.6367 | 14.4639 | 17.8066 | 15.9931 | 19.1885 | 20.4153 | 1.429
Retro12Med | Retro | Demand Control Ventilation | Commercial | HVAC | 0.065837 | 350.2211 | 107.5231 | NA | Demand Control Ventilation-Retro-Large Ret | 0.29162 | 0.29028 | 0.28894 | 0.28761 | 0.28629 | 0.25648 | 0.20424 | 0.16264 | 0.12951 | 0.10313 | 0.082127 | 0.065399 | 0.052079 | 0.041471 | 0.033025 | 0.026298 | 0.00017855 | 6.3474e-05 | 2.1539e-05 | 6.9914e-06 | 2.4539 | 21.9607 | 19.7462 | 22.7228 | 21.1395 | 21.5822 | 21.3634 | 20.2956 | 21.1473 | 19.7583 | 22.5282 | 19.9363 | 21.7054 | - | 9.3236 | 8.0106 | 7.6838 | 8.0232 | 7.8718 | 6.9073 | 8.1101 | 6.6511 | 8.1882 | 7.3543 | 8.8236 | 9.3877 | 0.94595
Retro12Med | Retro | Demand Control Ventilation | Commercial | HVAC | 0.070869 | 376.9905 | 69.9468 | NA | Demand Control Ventilation-Retro-Medium Ret | 0.20151 | 0.20058 | 0.19966 | 0.19874 | 0.19783 | 0.17723 | 0.14113 | 0.11238 | 0.089493 | 0.071265 | 0.05675 | 0.045191 | 0.035987 | 0.028657 | 0.02282 | 0.018172 | 0.00012338 | 4.3861e-05 | 1.4884e-05 | 4.831e-06 | 1.6957 | 23.6392 | 21.2555 | 24.4596 | 22.7553 | 23.2318 | 22.9964 | 21.8469 | 22.7637 | 21.2685 | 24.2502 | 21.4601 | 23.3644 | - | 10.0363 | 8.6229 | 8.2711 | 8.6365 | 8.4735 | 7.4353 | 8.73 | 7.1595 | 8.8141 | 7.9164 | 9.4981 | 10.1053 | 1.3858
Retro12Med | Retro | Demand Control Ventilation | Commercial | HVAC | 0.070973 | 377.5429 | 36.9818 | NA | Demand Control Ventilation-Retro-Small Ret | 0.18533 | 0.18448 | 0.18363 | 0.18278 | 0.18194 | 0.16299 | 0.1298 | 0.10336 | 0.082306 | 0.065542 | 0.052193 | 0.041562 | 0.033097 | 0.026356 | 0.020987 | 0.016713 | 0.00011347 | 4.0338e-05 | 1.3688e-05 | 4.4431e-06 | 1.5595 | 23.6739 | 21.2867 | 24.4955 | 22.7886 | 23.2659 | 23.0301 | 21.8789 | 22.797 | 21.2997 | 24.2857 | 21.4915 | 23.3987 | - | 10.051 | 8.6355 | 8.2833 | 8.6491 | 8.4859 | 7.4462 | 8.7428 | 7.1699 | 8.827 | 7.928 | 9.512 | 10.1201 | 2.341
Retro12Med | Retro | Demand Control Ventilation | Commercial | HVAC | 0 | 0 | 9999 | NA | Demand Control Ventilation-Retro-School K-12 | - | - | - | - | - | - | - | - | - | - | - | - | - | - | - | - | - | - | - | - | - | - | - | - | - | - | - | - | - | - | - | - | - | - | - | - | - | - | - | - | - | - | - | - | - | - | 9999
Retro12Med | Retro | Demand Control Ventilation | Commercial | HVAC | 0 | 0 | 9999 | NA | Demand Control Ventilation-Retro-University | - | - | - | - | - | - | - | - | - | - | - | - | - | - | - | - | - | - | - | - | - | - | - | - | - | - | - | - | - | - | - | - | - | - | - | - | - | - | - | - | - | - | - | - | - | - | 9999
Retro12Med | Retro | Demand Control Ventilation | Commercial | HVAC | 0.00020858 | 1.1095 | 2159.5021 | NA | Demand Control Ventilation-Retro-Warehouse | 0.0011172 | 0.0011131 | 0.0011089 | 0.0011048 | 0.0011008 | 0.00098701 | 0.00078669 | 0.00062702 | 0.00049976 | 0.00039833 | 0.00031749 | 0.00025305 | 0.00020169 | 0.00016075 | 0.00012813 | 0.00010212 | 6.9398e-07 | 2.4693e-07 | 8.387e-08 | 2.7248e-08 | 0.0095551 | 0.069573 | 0.062557 | 0.071988 | 0.066972 | 0.068374 | 0.067681 | 0.064298 | 0.066996 | 0.062596 | 0.071371 | 0.06316 | 0.068764 | - | 0.029538 | 0.025378 | 0.024343 | 0.025418 | 0.024939 | 0.021883 | 0.025693 | 0.021071 | 0.025941 | 0.023299 | 0.027954 | 0.029741 | 0.068526
Retro12Med | Retro | Demand Control Ventilation | Commercial | HVAC | 0.096319 | 512.373 | 51.3851 | NA | Demand Control Ventilation-Retro-Supermarket | 0.12675 | 0.12561 | 0.12448 | 0.12336 | 0.12225 | 0.10904 | 0.086443 | 0.068532 | 0.054332 | 0.043075 | 0.03415 | 0.027074 | 0.021464 | 0.017017 | 0.013491 | 0.010696 | 7.2295e-05 | 2.5587e-05 | 8.6445e-06 | 2.7935e-06 | 0.98484 | 32.1284 | 28.8887 | 33.2434 | 30.927 | 31.5747 | 31.2547 | 29.6925 | 30.9384 | 28.9064 | 32.9588 | 29.1667 | 31.7549 | - | 13.6404 | 11.7195 | 11.2414 | 11.7379 | 11.5165 | 10.1054 | 11.865 | 9.7305 | 11.9793 | 10.7593 | 12.9089 | 13.7343 | 1.4766
Retro12Med | Retro | Demand Control Ventilation | Commercial | HVAC | 0.034878 | 185.5366 | 124.7039 | NA | Demand Control Ventilation-Retro-MiniMart | 0.025465 | 0.025344 | 0.025225 | 0.025106 | 0.024987 | 0.022382 | 0.017821 | 0.01419 | 0.011298 | 0.0089959 | 0.0071628 | 0.0057032 | 0.004541 | 0.0036157 | 0.0028789 | 0.0022922 | 1.5561e-05 | 5.5313e-06 | 1.8768e-06 | 6.091e-07 | 0.21381 | 11.6341 | 10.4609 | 12.0379 | 11.1991 | 11.4336 | 11.3177 | 10.752 | 11.2032 | 10.4674 | 11.9348 | 10.5616 | 11.4988 | - | 4.9394 | 4.2438 | 4.0707 | 4.2504 | 4.1703 | 3.6593 | 4.2965 | 3.5235 | 4.3379 | 3.8961 | 4.6745 | 4.9733 | 3.7673
Retro12Med | Retro | Demand Control Ventilation | Commercial | HVAC | 0.091107 | 484.6483 | 58.4984 | NA | Demand Control Ventilation-Retro-Restaurant | 0.11937 | 0.1188 | 0.11824 | 0.11768 | 0.11713 | 0.10492 | 0.083539 | 0.066515 | 0.052961 | 0.042169 | 0.033576 | 0.026734 | 0.021286 | 0.016949 | 0.013495 | 0.010745 | 7.2943e-05 | 2.5928e-05 | 8.7974e-06 | 2.8552e-06 | 1.0023 | 30.3899 | 27.3255 | 31.4446 | 29.2536 | 29.8662 | 29.5635 | 28.0858 | 29.2643 | 27.3422 | 31.1754 | 27.5885 | 30.0367 | - | 12.9023 | 11.0853 | 10.6332 | 11.1028 | 10.8933 | 9.5586 | 11.223 | 9.204 | 11.3311 | 10.1771 | 12.2104 | 12.9911 | 1.6139
Retro12Med | Retro | Demand Control Ventilation | Commercial | HVAC | 0.035765 | 190.2531 | 56.1062 | NA | Demand Control Ventilation-Retro-Lodging | 0.08317 | 0.08297 | 0.082771 | 0.082572 | 0.082374 | 0.073959 | 0.059025 | 0.047107 | 0.037595 | 0.030004 | 0.023945 | 0.01911 | 0.015252 | 0.012172 | 0.0097142 | 0.0077527 | 5.2752e-05 | 1.8795e-05 | 6.392e-06 | 2.0793e-06 | 0.72822 | 11.9298 | 10.7269 | 12.3439 | 11.4838 | 11.7242 | 11.6054 | 11.0253 | 11.488 | 10.7334 | 12.2382 | 10.8301 | 11.7912 | - | 5.0649 | 4.3516 | 4.1741 | 4.3585 | 4.2763 | 3.7523 | 4.4057 | 3.6131 | 4.4481 | 3.9951 | 4.7933 | 5.0998 | 1.6717
Retro12Med | Retro | Demand Control Ventilation | Commercial | HVAC | 0.0056008 | 29.7935 | 418.3039 | NA | Demand Control Ventilation-Retro-Hospital | 0.0042054 | 0.0041966 | 0.0041877 | 0.0041789 | 0.0041702 | 0.0037453 | 0.0029899 | 0.0023869 | 0.0019055 | 0.0015212 | 0.0012144 | 0.00096949 | 0.00077397 | 0.00061787 | 0.00049326 | 0.00039378 | 2.6802e-06 | 9.5522e-07 | 3.2496e-07 | 1.0574e-07 | 0.037022 | 1.8682 | 1.6798 | 1.933 | 1.7983 | 1.836 | 1.8174 | 1.7266 | 1.799 | 1.6809 | 1.9165 | 1.696 | 1.8465 | - | 0.79316 | 0.68146 | 0.65367 | 0.68254 | 0.66966 | 0.58761 | 0.68993 | 0.56581 | 0.69657 | 0.62563 | 0.75063 | 0.79862 | 0.26313
Retro12Med | Retro | Demand Control Ventilation | Commercial | HVAC | 0.02497 | 132.8297 | 74.604 | NA | Demand Control Ventilation-Retro-Residential Care | 0.058555 | 0.058414 | 0.058274 | 0.058134 | 0.057995 | 0.05207 | 0.041556 | 0.033165 | 0.026468 | 0.021124 | 0.016859 | 0.013454 | 0.010738 | 0.0085696 | 0.0068392 | 0.0054582 | 3.714e-05 | 1.3232e-05 | 4.5002e-06 | 1.4639e-06 | 0.5127 | 8.3291 | 7.4892 | 8.6182 | 8.0177 | 8.1856 | 8.1026 | 7.6976 | 8.0206 | 7.4938 | 8.5444 | 7.5613 | 8.2323 | - | 3.5362 | 3.0382 | 2.9143 | 3.043 | 2.9856 | 2.6198 | 3.0759 | 2.5226 | 3.1056 | 2.7893 | 3.3466 | 3.5605 | 1.3097
Retro12Med | Retro | Demand Control Ventilation | Commercial | HVAC | 0.019567 | 104.0887 | 0 | NA | Demand Control Ventilation-Retro-Assembly | 0.19548 | 0.1946 | 0.19373 | 0.19286 | 0.19199 | 0.17202 | 0.137 | 0.10911 | 0.086893 | 0.069203 | 0.055114 | 0.043893 | 0.034957 | 0.02784 | 0.022172 | 0.017658 | 0.0001199 | 4.263e-05 | 1.4468e-05 | 4.6966e-06 | 1.6483 | 6.5269 | 5.8687 | 6.7534 | 6.2828 | 6.4144 | 6.3494 | 6.032 | 6.2852 | 5.8723 | 6.6956 | 5.9252 | 6.451 | - | 2.7711 | 2.3808 | 2.2837 | 2.3846 | 2.3396 | 2.0529 | 2.4104 | 1.9768 | 2.4336 | 2.1858 | 2.6225 | 2.7901 | 0.47446
Retro12Med | Retro | Demand Control Ventilation | Commercial | HVAC | 0.012621 | 67.1389 | 165.0468 | NA | Demand Control Ventilation-Retro-Other | 0.084651 | 0.083889 | 0.083134 | 0.082386 | 0.081644 | 0.072819 | 0.057731 | 0.045769 | 0.036285 | 0.028767 | 0.022807 | 0.018081 | 0.014335 | 0.011365 | 0.0090098 | 0.007143 | 4.8282e-05 | 1.7088e-05 | 5.7732e-06 | 1.8656e-06 | 0.65772 | 4.21 | 3.7854 | 4.3561 | 4.0525 | 4.1374 | 4.0955 | 3.8908 | 4.054 | 3.7878 | 4.3188 | 3.8219 | 4.161 | - | 1.7874 | 1.5357 | 1.473 | 1.5381 | 1.5091 | 1.3242 | 1.5547 | 1.275 | 1.5697 | 1.4098 | 1.6915 | 1.7997 | 0.63753
Retro12Med | Retro | DCV Parking Garage | Commercial | HVAC | 0.00018689 | 0.99419 | 40.1042 | NA | DCV Parking Garage-Retro | 0.79198 | 0.7896 | 0.78723 | 0.78487 | 0.78252 | 0.70215 | 0.56004 | 0.44669 | 0.35628 | 0.28417 | 0.22665 | 0.18078 | 0.14419 | 0.115 | 0.091727 | 0.073162 | 0.00049752 | 0.00017715 | 6.0212e-05 | 1.9575e-05 | 7.1178 | 0.062341 | 0.056054 | 0.064504 | 0.060009 | 0.061266 | 0.060645 | 0.057614 | 0.060032 | 0.056089 | 0.063952 | 0.056594 | 0.061616 | - | 0.026467 | 0.02274 | 0.021812 | 0.022776 | 0.022346 | 0.019608 | 0.023022 | 0.018881 | 0.023244 | 0.020877 | 0.025048 | 0.026649 | 2.2015
Retro12Med | Retro | DCV Parking Garage | Commercial | HVAC | 0.00018689 | 0.99419 | 40.1042 | NA | DCV Parking Garage-Retro | - | - | - | - | - | - | - | - | - | - | - | - | - | - | - | - | - | - | - | - | - | 0.062341 | 0.056054 | 0.064504 | 0.060009 | 0.061266 | 0.060645 | 0.057614 | 0.060032 | 0.056089 | 0.063952 | 0.056594 | 0.061616 | - | 0.026467 | 0.02274 | 0.021812 | 0.022776 | 0.022346 | 0.019608 | 0.023022 | 0.018881 | 0.023244 | 0.020877 | 0.025048 | 0.026649 | 2.2015
Retro12Med | Retro | DCV Parking Garage | Commercial | HVAC | 0.00018689 | 0.99419 | 40.1042 | NA | DCV Parking Garage-Retro | - | - | - | - | - | - | - | - | - | - | - | - | - | - | - | - | - | - | - | - | - | 0.062341 | 0.056054 | 0.064504 | 0.060009 | 0.061266 | 0.060645 | 0.057614 | 0.060032 | 0.056089 | 0.063952 | 0.056594 | 0.061616 | - | 0.026467 | 0.02274 | 0.021812 | 0.022776 | 0.022346 | 0.019608 | 0.023022 | 0.018881 | 0.023244 | 0.020877 | 0.025048 | 0.026649 | 2.2015
Retro12Med | Retro | DCV Parking Garage | Commercial | HVAC | 0.00018689 | 0.99419 | 40.1042 | NA | DCV Parking Garage-Retro | 0.050317 | 0.050085 | 0.049855 | 0.049625 | 0.049397 | 0.044253 | 0.035239 | 0.028062 | 0.022346 | 0.017795 | 0.01417 | 0.011284 | 0.0089858 | 0.0071555 | 0.0056981 | 0.0045375 | 3.0807e-05 | 1.0952e-05 | 3.7164e-06 | 1.2063e-06 | 0.44885 | 0.062341 | 0.056054 | 0.064504 | 0.060009 | 0.061266 | 0.060645 | 0.057614 | 0.060032 | 0.056089 | 0.063952 | 0.056594 | 0.061616 | - | 0.026467 | 0.02274 | 0.021812 | 0.022776 | 0.022346 | 0.019608 | 0.023022 | 0.018881 | 0.023244 | 0.020877 | 0.025048 | 0.026649 | 2.2015
Retro12Med | Retro | DCV Parking Garage | Commercial | HVAC | 0.00018689 | 0.99419 | 40.1042 | NA | DCV Parking Garage-Retro | - | - | - | - | - | - | - | - | - | - | - | - | - | - | - | - | - | - | - | - | - | 0.062341 | 0.056054 | 0.064504 | 0.060009 | 0.061266 | 0.060645 | 0.057614 | 0.060032 | 0.056089 | 0.063952 | 0.056594 | 0.061616 | - | 0.026467 | 0.02274 | 0.021812 | 0.022776 | 0.022346 | 0.019608 | 0.023022 | 0.018881 | 0.023244 | 0.020877 | 0.025048 | 0.026649 | 2.2015
Retro12Med | Retro | DCV Parking Garage | Commercial | HVAC | 0.00018689 | 0.99419 | 40.1042 | NA | DCV Parking Garage-Retro | - | - | - | - | - | - | - | - | - | - | - | - | - | - | - | - | - | - | - | - | - | 0.062341 | 0.056054 | 0.064504 | 0.060009 | 0.061266 | 0.060645 | 0.057614 | 0.060032 | 0.056089 | 0.063952 | 0.056594 | 0.061616 | - | 0.026467 | 0.02274 | 0.021812 | 0.022776 | 0.022346 | 0.019608 | 0.023022 | 0.018881 | 0.023244 | 0.020877 | 0.025048 | 0.026649 | 2.2015
Retro12Med | Retro | DCV Parking Garage | Commercial | HVAC | 0.00018689 | 0.99419 | 40.1042 | NA | DCV Parking Garage-Retro | - | - | - | - | - | - | - | - | - | - | - | - | - | - | - | - | - | - | - | - | - | 0.062341 | 0.056054 | 0.064504 | 0.060009 | 0.061266 | 0.060645 | 0.057614 | 0.060032 | 0.056089 | 0.063952 | 0.056594 | 0.061616 | - | 0.026467 | 0.02274 | 0.021812 | 0.022776 | 0.022346 | 0.019608 | 0.023022 | 0.018881 | 0.023244 | 0.020877 | 0.025048 | 0.026649 | 2.2015
Retro12Med | Retro | DCV Parking Garage | Commercial | HVAC | 0.00018689 | 0.99419 | 40.1042 | NA | DCV Parking Garage-Retro | 0.025775 | 0.025669 | 0.025564 | 0.025459 | 0.025355 | 0.022726 | 0.018106 | 0.014425 | 0.011493 | 0.0091567 | 0.0072954 | 0.0058124 | 0.0046308 | 0.0036895 | 0.0029395 | 0.0023419 | 1.5908e-05 | 5.6582e-06 | 1.921e-06 | 6.2386e-07 | 0.23046 | 0.062341 | 0.056054 | 0.064504 | 0.060009 | 0.061266 | 0.060645 | 0.057614 | 0.060032 | 0.056089 | 0.063952 | 0.056594 | 0.061616 | - | 0.026467 | 0.02274 | 0.021812 | 0.022776 | 0.022346 | 0.019608 | 0.023022 | 0.018881 | 0.023244 | 0.020877 | 0.025048 | 0.026649 | 2.2015
Retro12Med | Retro | DCV Parking Garage | Commercial | HVAC | 0.00018689 | 0.99419 | 40.1042 | NA | DCV Parking Garage-Retro | 0.071894 | 0.0716 | 0.071306 | 0.071014 | 0.070722 | 0.063389 | 0.050503 | 0.040237 | 0.032058 | 0.025541 | 0.020349 | 0.016212 | 0.012917 | 0.010291 | 0.0081991 | 0.0065324 | 4.4373e-05 | 1.5783e-05 | 5.3584e-06 | 1.7401e-06 | 0.64283 | 0.062341 | 0.056054 | 0.064504 | 0.060009 | 0.061266 | 0.060645 | 0.057614 | 0.060032 | 0.056089 | 0.063952 | 0.056594 | 0.061616 | - | 0.026467 | 0.02274 | 0.021812 | 0.022776 | 0.022346 | 0.019608 | 0.023022 | 0.018881 | 0.023244 | 0.020877 | 0.025048 | 0.026649 | 2.2015
Retro12Med | Retro | DCV Parking Garage | Commercial | HVAC | 0.00018689 | 0.99419 | 40.1042 | NA | DCV Parking Garage-Retro | - | - | - | - | - | - | - | - | - | - | - | - | - | - | - | - | - | - | - | - | - | 0.062341 | 0.056054 | 0.064504 | 0.060009 | 0.061266 | 0.060645 | 0.057614 | 0.060032 | 0.056089 | 0.063952 | 0.056594 | 0.061616 | - | 0.026467 | 0.02274 | 0.021812 | 0.022776 | 0.022346 | 0.019608 | 0.023022 | 0.018881 | 0.023244 | 0.020877 | 0.025048 | 0.026649 | 2.2015
Retro12Med | Retro | DCV Parking Garage | Commercial | HVAC | 0.00018689 | 0.99419 | 40.1042 | NA | DCV Parking Garage-Retro | - | - | - | - | - | - | - | - | - | - | - | - | - | - | - | - | - | - | - | - | - | 0.062341 | 0.056054 | 0.064504 | 0.060009 | 0.061266 | 0.060645 | 0.057614 | 0.060032 | 0.056089 | 0.063952 | 0.056594 | 0.061616 | - | 0.026467 | 0.02274 | 0.021812 | 0.022776 | 0.022346 | 0.019608 | 0.023022 | 0.018881 | 0.023244 | 0.020877 | 0.025048 | 0.026649 | 2.2015
Retro12Med | Retro | DCV Parking Garage | Commercial | HVAC | 0.00018689 | 0.99419 | 40.1042 | NA | DCV Parking Garage-Retro | - | - | - | - | - | - | - | - | - | - | - | - | - | - | - | - | - | - | - | - | - | 0.062341 | 0.056054 | 0.064504 | 0.060009 | 0.061266 | 0.060645 | 0.057614 | 0.060032 | 0.056089 | 0.063952 | 0.056594 | 0.061616 | - | 0.026467 | 0.02274 | 0.021812 | 0.022776 | 0.022346 | 0.019608 | 0.023022 | 0.018881 | 0.023244 | 0.020877 | 0.025048 | 0.026649 | 2.2015
Retro12Med | Retro | DCV Parking Garage | Commercial | HVAC | 0.00018689 | 0.99419 | 40.1042 | NA | DCV Parking Garage-Retro | - | - | - | - | - | - | - | - | - | - | - | - | - | - | - | - | - | - | - | - | - | 0.062341 | 0.056054 | 0.064504 | 0.060009 | 0.061266 | 0.060645 | 0.057614 | 0.060032 | 0.056089 | 0.063952 | 0.056594 | 0.061616 | - | 0.026467 | 0.02274 | 0.021812 | 0.022776 | 0.022346 | 0.019608 | 0.023022 | 0.018881 | 0.023244 | 0.020877 | 0.025048 | 0.026649 | 2.2015
Retro12Med | Retro | DCV Parking Garage | Commercial | HVAC | 0.00018689 | 0.99419 | 40.1042 | NA | DCV Parking Garage-Retro | 0.070966 | 0.070796 | 0.070626 | 0.070456 | 0.070287 | 0.063107 | 0.050364 | 0.040195 | 0.032079 | 0.025601 | 0.020432 | 0.016306 | 0.013014 | 0.010386 | 0.0082888 | 0.0066152 | 4.5012e-05 | 1.6037e-05 | 5.4541e-06 | 1.7742e-06 | 0.63959 | 0.062341 | 0.056054 | 0.064504 | 0.060009 | 0.061266 | 0.060645 | 0.057614 | 0.060032 | 0.056089 | 0.063952 | 0.056594 | 0.061616 | - | 0.026467 | 0.02274 | 0.021812 | 0.022776 | 0.022346 | 0.019608 | 0.023022 | 0.018881 | 0.023244 | 0.020877 | 0.025048 | 0.026649 | 2.2015
Retro12Med | Retro | DCV Parking Garage | Commercial | HVAC | 0.00018689 | 0.99419 | 40.1042 | NA | DCV Parking Garage-Retro | 0.061816 | 0.061686 | 0.061557 | 0.061427 | 0.061298 | 0.055053 | 0.04395 | 0.035086 | 0.02801 | 0.022361 | 0.017851 | 0.014251 | 0.011377 | 0.0090823 | 0.0072505 | 0.0057883 | 3.9397e-05 | 1.4041e-05 | 4.7766e-06 | 1.5543e-06 | 0.5579 | 0.062341 | 0.056054 | 0.064504 | 0.060009 | 0.061266 | 0.060645 | 0.057614 | 0.060032 | 0.056089 | 0.063952 | 0.056594 | 0.061616 | - | 0.026467 | 0.02274 | 0.021812 | 0.022776 | 0.022346 | 0.019608 | 0.023022 | 0.018881 | 0.023244 | 0.020877 | 0.025048 | 0.026649 | 2.2015
Retro12Med | Retro | DCV Parking Garage | Commercial | HVAC | 0.00018689 | 0.99419 | 40.1042 | NA | DCV Parking Garage-Retro | 0.020625 | 0.020576 | 0.020526 | 0.020477 | 0.020428 | 0.018341 | 0.014638 | 0.011682 | 0.0093231 | 0.0074406 | 0.0059382 | 0.0047392 | 0.0037822 | 0.0030185 | 0.002409 | 0.0019226 | 1.3082e-05 | 4.661e-06 | 1.5852e-06 | 5.1566e-07 | 0.18589 | 0.062341 | 0.056054 | 0.064504 | 0.060009 | 0.061266 | 0.060645 | 0.057614 | 0.060032 | 0.056089 | 0.063952 | 0.056594 | 0.061616 | - | 0.026467 | 0.02274 | 0.021812 | 0.022776 | 0.022346 | 0.019608 | 0.023022 | 0.018881 | 0.023244 | 0.020877 | 0.025048 | 0.026649 | 2.2015
Retro12Med | Retro | DCV Parking Garage | Commercial | HVAC | 0.00018689 | 0.99419 | 40.1042 | NA | DCV Parking Garage-Retro | 0.10942 | 0.10893 | 0.10844 | 0.10795 | 0.10747 | 0.096287 | 0.076684 | 0.061072 | 0.048639 | 0.038736 | 0.03085 | 0.024569 | 0.019567 | 0.015584 | 0.012411 | 0.0098842 | 6.7115e-05 | 2.3862e-05 | 8.0983e-06 | 2.6289e-06 | 0.97659 | 0.062341 | 0.056054 | 0.064504 | 0.060009 | 0.061266 | 0.060645 | 0.057614 | 0.060032 | 0.056089 | 0.063952 | 0.056594 | 0.061616 | - | 0.026467 | 0.02274 | 0.021812 | 0.022776 | 0.022346 | 0.019608 | 0.023022 | 0.018881 | 0.023244 | 0.020877 | 0.025048 | 0.026649 | 2.2015
Retro12Med | Retro | DCV Parking Garage | Commercial | HVAC | 0.00018689 | 0.99419 | 40.1042 | NA | DCV Parking Garage-Retro | 0.23893 | 0.23678 | 0.23465 | 0.23254 | 0.23045 | 0.20554 | 0.16295 | 0.12919 | 0.10242 | 0.081197 | 0.064373 | 0.051035 | 0.040461 | 0.032077 | 0.025431 | 0.020162 | 0.00013628 | 4.8233e-05 | 1.6295e-05 | 5.2658e-06 | 2.0884 | 0.062341 | 0.056054 | 0.064504 | 0.060009 | 0.061266 | 0.060645 | 0.057614 | 0.060032 | 0.056089 | 0.063952 | 0.056594 | 0.061616 | - | 0.026467 | 0.02274 | 0.021812 | 0.022776 | 0.022346 | 0.019608 | 0.023022 | 0.018881 | 0.023244 | 0.020877 | 0.025048 | 0.026649 | 2.2015
Retro20Fast | Retro | DCV Restaurant Hood | Commercial | HVAC | 2.6335 | 18022.8981 | 37.6618 | NA | DCV Hood w/ MUA 5 hp | 1.1488 | 0.81359 | 0.56907 | 0.44771 | 0.39616 | 0.34612 | 0.29929 | 0.25659 | 0.2184 | 0.18475 | 0.15546 | 0.12207 | 0.09584 | 0.075236 | 0.059053 | 0.046346 | 0.036369 | 0.028536 | 0.022389 | 0.017564 | 6.1184 | 917.4608 | 852.6307 | 1007.0695 | 948.1911 | 1023.7215 | 1063.2605 | 1049.6675 | 1139.2059 | 989.7892 | 1059.5604 | 891.4187 | 902.8882 | - | 505.4952 | 445.2085 | 444.8301 | 480.1358 | 520.5487 | 504.4382 | 621.3568 | 552.8192 | 601.4618 | 493.6574 | 510.9541 | 497.1282 | 2.2485
Retro20Fast | Retro | DCV Restaurant Hood | Commercial | HVAC | 1.4631 | 10012.7212 | 74.4282 | NA | DCV Hood 5 hp | 0.6382 | 0.452 | 0.31615 | 0.24873 | 0.22009 | 0.19229 | 0.16627 | 0.14255 | 0.12133 | 0.10264 | 0.086365 | 0.067817 | 0.053245 | 0.041798 | 0.032807 | 0.025748 | 0.020205 | 0.015854 | 0.012438 | 0.0097576 | 3.3991 | 509.7005 | 473.6837 | 559.483 | 526.7728 | 568.7342 | 590.7003 | 583.1486 | 632.8922 | 549.8829 | 588.6446 | 495.2326 | 501.6046 | - | 280.8307 | 247.3381 | 247.1278 | 266.7421 | 289.1937 | 280.2435 | 345.1982 | 307.1218 | 334.1455 | 274.2541 | 283.8634 | 276.1823 | 1.2492
Retro3Slow | Retro | DHP | Commercial | HVAC | 0.0015404 | 4.3123 | 62.5305 | Large Off | DHP-Retro-Large Off | - | - | - | - | - | - | - | - | - | - | - | - | - | - | - | - | - | - | - | - | - | 0.52958 | 0.34792 | 0.25773 | 0.17828 | 0.087634 | 0.058595 | 0.047298 | 0.048583 | 0.046747 | 0.083579 | 0.18735 | 0.48352 | - | 0.4149 | 0.26233 | 0.22699 | 0.21067 | 0.10977 | 0.048885 | 0.040205 | 0.033569 | 0.040593 | 0.059292 | 0.14481 | 0.36348 | 1.7412
Retro3Slow | Retro | DHP | Commercial | HVAC | 0.0015404 | 4.3123 | 62.5305 | Medium Off | DHP-Retro-Medium Off | 0.041355 | 0.064811 | 0.12923 | 0.22548 | 0.3497 | 0.4881 | 0.61936 | 0.72042 | 0.77351 | 0.77119 | 0.71762 | 0.62603 | 0.51401 | 0.39858 | 0.29281 | 0.20435 | 0.13583 | 0.086176 | 0.052298 | 0.030415 | 7.0607 | 0.52958 | 0.34792 | 0.25773 | 0.17828 | 0.087634 | 0.058595 | 0.047298 | 0.048583 | 0.046747 | 0.083579 | 0.18735 | 0.48352 | - | 0.4149 | 0.26233 | 0.22699 | 0.21067 | 0.10977 | 0.048885 | 0.040205 | 0.033569 | 0.040593 | 0.059292 | 0.14481 | 0.36348 | 1.7412
Retro3Slow | Retro | DHP | Commercial | HVAC | 0.0015404 | 4.3123 | 62.5305 | Small Off | DHP-Retro-Small Off | 0.077101 | 0.12083 | 0.24094 | 0.42038 | 0.65196 | 0.91 | 1.1547 | 1.3431 | 1.4421 | 1.4378 | 1.3379 | 1.1671 | 0.9583 | 0.74311 | 0.54591 | 0.38099 | 0.25323 | 0.16066 | 0.097502 | 0.056705 | 13.1638 | 0.52958 | 0.34792 | 0.25773 | 0.17828 | 0.087634 | 0.058595 | 0.047298 | 0.048583 | 0.046747 | 0.083579 | 0.18735 | 0.48352 | - | 0.4149 | 0.26233 | 0.22699 | 0.21067 | 0.10977 | 0.048885 | 0.040205 | 0.033569 | 0.040593 | 0.059292 | 0.14481 | 0.36348 | 1.7412
Retro3Slow | Retro | DHP | Commercial | HVAC | 0.0015404 | 4.3123 | 62.5305 | XLarge Ret | DHP-Retro-XLarge Ret | - | - | - | - | - | - | - | - | - | - | - | - | - | - | - | - | - | - | - | - | - | 0.52958 | 0.34792 | 0.25773 | 0.17828 | 0.087634 | 0.058595 | 0.047298 | 0.048583 | 0.046747 | 0.083579 | 0.18735 | 0.48352 | - | 0.4149 | 0.26233 | 0.22699 | 0.21067 | 0.10977 | 0.048885 | 0.040205 | 0.033569 | 0.040593 | 0.059292 | 0.14481 | 0.36348 | 1.7412
Retro3Slow | Retro | DHP | Commercial | HVAC | 0.0015404 | 4.3123 | 62.5305 | Large Ret | DHP-Retro-Large Ret | - | - | - | - | - | - | - | - | - | - | - | - | - | - | - | - | - | - | - | - | - | 0.52958 | 0.34792 | 0.25773 | 0.17828 | 0.087634 | 0.058595 | 0.047298 | 0.048583 | 0.046747 | 0.083579 | 0.18735 | 0.48352 | - | 0.4149 | 0.26233 | 0.22699 | 0.21067 | 0.10977 | 0.048885 | 0.040205 | 0.033569 | 0.040593 | 0.059292 | 0.14481 | 0.36348 | 1.7412
Retro3Slow | Retro | DHP | Commercial | HVAC | 0.0015404 | 4.3123 | 62.5305 | Medium Ret | DHP-Retro-Medium Ret | 0.041492 | 0.064922 | 0.12925 | 0.22514 | 0.34861 | 0.4858 | 0.61545 | 0.71472 | 0.76616 | 0.76264 | 0.70852 | 0.6171 | 0.50587 | 0.39164 | 0.28725 | 0.20015 | 0.13282 | 0.084133 | 0.050976 | 0.029599 | 6.8712 | 0.52958 | 0.34792 | 0.25773 | 0.17828 | 0.087634 | 0.058595 | 0.047298 | 0.048583 | 0.046747 | 0.083579 | 0.18735 | 0.48352 | - | 0.4149 | 0.26233 | 0.22699 | 0.21067 | 0.10977 | 0.048885 | 0.040205 | 0.033569 | 0.040593 | 0.059292 | 0.14481 | 0.36348 | 1.7412
Retro3Slow | Retro | DHP | Commercial | HVAC | 0.0015404 | 4.3123 | 62.5305 | Small Ret | DHP-Retro-Small Ret | 0.058992 | 0.092303 | 0.18376 | 0.32009 | 0.49563 | 0.6907 | 0.87502 | 1.0162 | 1.0893 | 1.0843 | 1.0073 | 0.87737 | 0.71922 | 0.55682 | 0.4084 | 0.28457 | 0.18884 | 0.11962 | 0.072475 | 0.042083 | 9.7692 | 0.52958 | 0.34792 | 0.25773 | 0.17828 | 0.087634 | 0.058595 | 0.047298 | 0.048583 | 0.046747 | 0.083579 | 0.18735 | 0.48352 | - | 0.4149 | 0.26233 | 0.22699 | 0.21067 | 0.10977 | 0.048885 | 0.040205 | 0.033569 | 0.040593 | 0.059292 | 0.14481 | 0.36348 | 1.7412
Retro3Slow | Retro | DHP | Commercial | HVAC | 0.0015404 | 4.3123 | 62.5305 | School K-12 | DHP-Retro-School K-12 | 0.00020941 | 0.00032782 | 0.00065296 | 0.001138 | 0.001763 | 0.002458 | 0.0031156 | 0.0036199 | 0.0038824 | 0.0038665 | 0.0035939 | 0.0031318 | 0.0025685 | 0.0019896 | 0.00146 | 0.0010178 | 0.00067575 | 0.00042826 | 0.00025961 | 0.00015082 | 0.035012 | 0.52958 | 0.34792 | 0.25773 | 0.17828 | 0.087634 | 0.058595 | 0.047298 | 0.048583 | 0.046747 | 0.083579 | 0.18735 | 0.48352 | - | 0.4149 | 0.26233 | 0.22699 | 0.21067 | 0.10977 | 0.048885 | 0.040205 | 0.033569 | 0.040593 | 0.059292 | 0.14481 | 0.36348 | 1.7412
Retro3Slow | Retro | DHP | Commercial | HVAC | 0.0015404 | 4.3123 | 62.5305 | University | DHP-Retro-University | - | - | - | - | - | - | - | - | - | - | - | - | - | - | - | - | - | - | - | - | - | 0.52958 | 0.34792 | 0.25773 | 0.17828 | 0.087634 | 0.058595 | 0.047298 | 0.048583 | 0.046747 | 0.083579 | 0.18735 | 0.48352 | - | 0.4149 | 0.26233 | 0.22699 | 0.21067 | 0.10977 | 0.048885 | 0.040205 | 0.033569 | 0.040593 | 0.059292 | 0.14481 | 0.36348 | 1.7412
Retro3Slow | Retro | DHP | Commercial | HVAC | 0.0015404 | 4.3123 | 62.5305 | Warehouse | DHP-Retro-Warehouse | 0.0042425 | 0.0066442 | 0.013239 | 0.023083 | 0.035774 | 0.049898 | 0.063272 | 0.073544 | 0.078908 | 0.078616 | 0.073104 | 0.063729 | 0.052288 | 0.040518 | 0.029745 | 0.020745 | 0.013779 | 0.0087357 | 0.0052977 | 0.0030789 | 0.71475 | 0.52958 | 0.34792 | 0.25773 | 0.17828 | 0.087634 | 0.058595 | 0.047298 | 0.048583 | 0.046747 | 0.083579 | 0.18735 | 0.48352 | - | 0.4149 | 0.26233 | 0.22699 | 0.21067 | 0.10977 | 0.048885 | 0.040205 | 0.033569 | 0.040593 | 0.059292 | 0.14481 | 0.36348 | 1.7412
Retro3Slow | Retro | DHP | Commercial | HVAC | 0.0015404 | 4.3123 | 62.5305 | Supermarket | DHP-Retro-Supermarket | - | - | - | - | - | - | - | - | - | - | - | - | - | - | - | - | - | - | - | - | - | 0.52958 | 0.34792 | 0.25773 | 0.17828 | 0.087634 | 0.058595 | 0.047298 | 0.048583 | 0.046747 | 0.083579 | 0.18735 | 0.48352 | - | 0.4149 | 0.26233 | 0.22699 | 0.21067 | 0.10977 | 0.048885 | 0.040205 | 0.033569 | 0.040593 | 0.059292 | 0.14481 | 0.36348 | 1.7412
Retro3Slow | Retro | DHP | Commercial | HVAC | 0.0015404 | 4.3123 | 62.5305 | MiniMart | DHP-Retro-MiniMart | 0.0028502 | 0.0044591 | 0.0088761 | 0.01546 | 0.023935 | 0.033351 | 0.042247 | 0.049055 | 0.052579 | 0.052331 | 0.048612 | 0.042334 | 0.034699 | 0.026861 | 0.019699 | 0.013724 | 0.0091062 | 0.0057675 | 0.0034941 | 0.0020286 | 0.47092 | 0.52958 | 0.34792 | 0.25773 | 0.17828 | 0.087634 | 0.058595 | 0.047298 | 0.048583 | 0.046747 | 0.083579 | 0.18735 | 0.48352 | - | 0.4149 | 0.26233 | 0.22699 | 0.21067 | 0.10977 | 0.048885 | 0.040205 | 0.033569 | 0.040593 | 0.059292 | 0.14481 | 0.36348 | 1.7412
Retro3Slow | Retro | DHP | Commercial | HVAC | 0.0015404 | 4.3123 | 62.5305 | Restaurant | DHP-Retro-Restaurant | 0.003502 | 0.0054788 | 0.010906 | 0.018995 | 0.029409 | 0.040978 | 0.051908 | 0.060273 | 0.064603 | 0.064298 | 0.059729 | 0.052016 | 0.042634 | 0.033004 | 0.024204 | 0.016863 | 0.011189 | 0.0070864 | 0.0042931 | 0.0024925 | 0.57862 | 0.52958 | 0.34792 | 0.25773 | 0.17828 | 0.087634 | 0.058595 | 0.047298 | 0.048583 | 0.046747 | 0.083579 | 0.18735 | 0.48352 | - | 0.4149 | 0.26233 | 0.22699 | 0.21067 | 0.10977 | 0.048885 | 0.040205 | 0.033569 | 0.040593 | 0.059292 | 0.14481 | 0.36348 | 1.7412
Retro3Slow | Retro | DHP | Commercial | HVAC | 0.0015404 | 4.3123 | 62.5305 | Lodging | DHP-Retro-Lodging | 0.017137 | 0.026873 | 0.053617 | 0.093605 | 0.14526 | 0.20287 | 0.25758 | 0.29979 | 0.32208 | 0.32131 | 0.29917 | 0.26114 | 0.21454 | 0.16647 | 0.12236 | 0.08545 | 0.05683 | 0.036078 | 0.021908 | 0.012749 | 2.9595 | 0.52958 | 0.34792 | 0.25773 | 0.17828 | 0.087634 | 0.058595 | 0.047298 | 0.048583 | 0.046747 | 0.083579 | 0.18735 | 0.48352 | - | 0.4149 | 0.26233 | 0.22699 | 0.21067 | 0.10977 | 0.048885 | 0.040205 | 0.033569 | 0.040593 | 0.059292 | 0.14481 | 0.36348 | 1.7412
Retro3Slow | Retro | DHP | Commercial | HVAC | 0.0015404 | 4.3123 | 62.5305 | Hospital | DHP-Retro-Hospital | - | - | - | - | - | - | - | - | - | - | - | - | - | - | - | - | - | - | - | - | - | 0.52958 | 0.34792 | 0.25773 | 0.17828 | 0.087634 | 0.058595 | 0.047298 | 0.048583 | 0.046747 | 0.083579 | 0.18735 | 0.48352 | - | 0.4149 | 0.26233 | 0.22699 | 0.21067 | 0.10977 | 0.048885 | 0.040205 | 0.033569 | 0.040593 | 0.059292 | 0.14481 | 0.36348 | 1.7412
Retro3Slow | Retro | DHP | Commercial | HVAC | 0.0015404 | 4.3123 | 62.5305 | Residential Care | DHP-Retro-Residential Care | 0.020611 | 0.032321 | 0.064487 | 0.11258 | 0.17471 | 0.244 | 0.3098 | 0.36057 | 0.38737 | 0.38644 | 0.35981 | 0.31408 | 0.25803 | 0.20021 | 0.14717 | 0.10277 | 0.06835 | 0.043391 | 0.026349 | 0.015333 | 3.5595 | 0.52958 | 0.34792 | 0.25773 | 0.17828 | 0.087634 | 0.058595 | 0.047298 | 0.048583 | 0.046747 | 0.083579 | 0.18735 | 0.48352 | - | 0.4149 | 0.26233 | 0.22699 | 0.21067 | 0.10977 | 0.048885 | 0.040205 | 0.033569 | 0.040593 | 0.059292 | 0.14481 | 0.36348 | 1.7412
Retro3Slow | Retro | DHP | Commercial | HVAC | 0.0015404 | 4.3123 | 62.5305 | Assembly | DHP-Retro-Assembly | 0.057761 | 0.090388 | 0.17996 | 0.31352 | 0.48552 | 0.67667 | 0.85736 | 0.99576 | 1.0675 | 1.0628 | 0.98746 | 0.86015 | 0.70518 | 0.54601 | 0.40052 | 0.27911 | 0.18524 | 0.11735 | 0.071109 | 0.041294 | 9.5862 | 0.52958 | 0.34792 | 0.25773 | 0.17828 | 0.087634 | 0.058595 | 0.047298 | 0.048583 | 0.046747 | 0.083579 | 0.18735 | 0.48352 | - | 0.4149 | 0.26233 | 0.22699 | 0.21067 | 0.10977 | 0.048885 | 0.040205 | 0.033569 | 0.040593 | 0.059292 | 0.14481 | 0.36348 | 1.7412
Retro3Slow | Retro | DHP | Commercial | HVAC | 0.0015404 | 4.3123 | 62.5305 | Other | DHP-Retro-Other | 0.029697 | 0.046261 | 0.09169 | 0.15901 | 0.24513 | 0.34009 | 0.42895 | 0.49593 | 0.52928 | 0.52451 | 0.48514 | 0.42068 | 0.34332 | 0.26462 | 0.19323 | 0.13404 | 0.088559 | 0.055848 | 0.033689 | 0.019475 | 4.521 | 0.52958 | 0.34792 | 0.25773 | 0.17828 | 0.087634 | 0.058595 | 0.047298 | 0.048583 | 0.046747 | 0.083579 | 0.18735 | 0.48352 | - | 0.4149 | 0.26233 | 0.22699 | 0.21067 | 0.10977 | 0.048885 | 0.040205 | 0.033569 | 0.040593 | 0.059292 | 0.14481 | 0.36348 | 1.7412
LOEven20 | New | DHP | Commercial | HVAC | 0.0015404 | 4.3123 | 62.5305 | Large Off | DHP-New-Large Off | - | - | - | - | - | - | - | - | - | - | - | - | - | - | - | - | - | - | - | - | - | 0.52958 | 0.34792 | 0.25773 | 0.17828 | 0.087634 | 0.058595 | 0.047298 | 0.048583 | 0.046747 | 0.083579 | 0.18735 | 0.48352 | - | 0.4149 | 0.26233 | 0.22699 | 0.21067 | 0.10977 | 0.048885 | 0.040205 | 0.033569 | 0.040593 | 0.059292 | 0.14481 | 0.36348 | 1.7412
LOEven20 | New | DHP | Commercial | HVAC | 0.0015404 | 4.3123 | 62.5305 | Medium Off | DHP-New-Medium Off | 0.012406 | 0.018125 | 0.027604 | 0.043553 | 0.051836 | 0.048154 | 0.077046 | 0.076706 | 0.081993 | 0.10504 | 0.11522 | 0.13444 | 0.15704 | 0.15913 | 0.1891 | 0.1915 | 0.21032 | 0.19543 | 0.20577 | 0.2345 | 0.2345 | 0.52958 | 0.34792 | 0.25773 | 0.17828 | 0.087634 | 0.058595 | 0.047298 | 0.048583 | 0.046747 | 0.083579 | 0.18735 | 0.48352 | - | 0.4149 | 0.26233 | 0.22699 | 0.21067 | 0.10977 | 0.048885 | 0.040205 | 0.033569 | 0.040593 | 0.059292 | 0.14481 | 0.36348 | 1.7412
LOEven20 | New | DHP | Commercial | HVAC | 0.0015404 | 4.3123 | 62.5305 | Small Off | DHP-New-Small Off | 0.0062918 | 0.0092141 | 0.014132 | 0.022086 | 0.026505 | 0.024501 | 0.039079 | 0.039054 | 0.041697 | 0.053042 | 0.058259 | 0.06812 | 0.079709 | 0.080486 | 0.095907 | 0.096738 | 0.10557 | 0.099248 | 0.10452 | 0.11847 | 0.11847 | 0.52958 | 0.34792 | 0.25773 | 0.17828 | 0.087634 | 0.058595 | 0.047298 | 0.048583 | 0.046747 | 0.083579 | 0.18735 | 0.48352 | - | 0.4149 | 0.26233 | 0.22699 | 0.21067 | 0.10977 | 0.048885 | 0.040205 | 0.033569 | 0.040593 | 0.059292 | 0.14481 | 0.36348 | 1.7412
LOEven20 | New | DHP | Commercial | HVAC | 0.0015404 | 4.3123 | 62.5305 | XLarge Ret | DHP-New-XLarge Ret | - | - | - | - | - | - | - | - | - | - | - | - | - | - | - | - | - | - | - | - | - | 0.52958 | 0.34792 | 0.25773 | 0.17828 | 0.087634 | 0.058595 | 0.047298 | 0.048583 | 0.046747 | 0.083579 | 0.18735 | 0.48352 | - | 0.4149 | 0.26233 | 0.22699 | 0.21067 | 0.10977 | 0.048885 | 0.040205 | 0.033569 | 0.040593 | 0.059292 | 0.14481 | 0.36348 | 1.7412
LOEven20 | New | DHP | Commercial | HVAC | 0.0015404 | 4.3123 | 62.5305 | Large Ret | DHP-New-Large Ret | - | - | - | - | - | - | - | - | - | - | - | - | - | - | - | - | - | - | - | - | - | 0.52958 | 0.34792 | 0.25773 | 0.17828 | 0.087634 | 0.058595 | 0.047298 | 0.048583 | 0.046747 | 0.083579 | 0.18735 | 0.48352 | - | 0.4149 | 0.26233 | 0.22699 | 0.21067 | 0.10977 | 0.048885 | 0.040205 | 0.033569 | 0.040593 | 0.059292 | 0.14481 | 0.36348 | 1.7412
LOEven20 | New | DHP | Commercial | HVAC | 0.0015404 | 4.3123 | 62.5305 | Medium Ret | DHP-New-Medium Ret | 0.010533 | 0.01734 | 0.016041 | 0.021846 | 0.025195 | 0.025568 | 0.02955 | 0.032752 | 0.047569 | 0.062179 | 0.072272 | 0.11342 | 0.13877 | 0.13323 | 0.14105 | 0.1448 | 0.1311 | 0.14055 | 0.13995 | 0.15936 | 0.15936 | 0.52958 | 0.34792 | 0.25773 | 0.17828 | 0.087634 | 0.058595 | 0.047298 | 0.048583 | 0.046747 | 0.083579 | 0.18735 | 0.48352 | - | 0.4149 | 0.26233 | 0.22699 | 0.21067 | 0.10977 | 0.048885 | 0.040205 | 0.033569 | 0.040593 | 0.059292 | 0.14481 | 0.36348 | 1.7412
LOEven20 | New | DHP | Commercial | HVAC | 0.0015404 | 4.3123 | 62.5305 | Small Ret | DHP-New-Small Ret | 0.0042005 | 0.0069393 | 0.0064268 | 0.0087428 | 0.010075 | 0.010023 | 0.011573 | 0.012844 | 0.01915 | 0.02527 | 0.029366 | 0.045567 | 0.055625 | 0.053468 | 0.056782 | 0.058353 | 0.052957 | 0.05673 | 0.056599 | 0.064522 | 0.064522 | 0.52958 | 0.34792 | 0.25773 | 0.17828 | 0.087634 | 0.058595 | 0.047298 | 0.048583 | 0.046747 | 0.083579 | 0.18735 | 0.48352 | - | 0.4149 | 0.26233 | 0.22699 | 0.21067 | 0.10977 | 0.048885 | 0.040205 | 0.033569 | 0.040593 | 0.059292 | 0.14481 | 0.36348 | 1.7412
LOEven20 | New | DHP | Commercial | HVAC | 0.0015404 | 4.3123 | 62.5305 | School K-12 | DHP-New-School K-12 | 3.8728e-06 | 1.7316e-05 | 2.237e-05 | 2.2519e-05 | 2.921e-05 | 4.0099e-05 | 5.4475e-05 | 9.4288e-05 | 0.0001321 | 0.00012915 | 0.00014466 | 0.00016902 | 0.00019005 | 0.0001922 | 0.00021165 | 0.0002034 | 0.00024316 | 0.00023083 | 0.00026587 | 0.00026518 | 0.00026518 | 0.52958 | 0.34792 | 0.25773 | 0.17828 | 0.087634 | 0.058595 | 0.047298 | 0.048583 | 0.046747 | 0.083579 | 0.18735 | 0.48352 | - | 0.4149 | 0.26233 | 0.22699 | 0.21067 | 0.10977 | 0.048885 | 0.040205 | 0.033569 | 0.040593 | 0.059292 | 0.14481 | 0.36348 | 1.7412
LOEven20 | New | DHP | Commercial | HVAC | 0.0015404 | 4.3123 | 62.5305 | University | DHP-New-University | - | - | - | - | - | - | - | - | - | - | - | - | - | - | - | - | - | - | - | - | - | 0.52958 | 0.34792 | 0.25773 | 0.17828 | 0.087634 | 0.058595 | 0.047298 | 0.048583 | 0.046747 | 0.083579 | 0.18735 | 0.48352 | - | 0.4149 | 0.26233 | 0.22699 | 0.21067 | 0.10977 | 0.048885 | 0.040205 | 0.033569 | 0.040593 | 0.059292 | 0.14481 | 0.36348 | 1.7412
LOEven20 | New | DHP | Commercial | HVAC | 0.0015404 | 4.3123 | 62.5305 | Warehouse | DHP-New-Warehouse | 0.0006545 | 0.0012951 | 0.0014473 | 0.0016411 | 0.0015332 | 0.0016167 | 0.0024342 | 0.0031039 | 0.0037345 | 0.0040137 | 0.0045646 | 0.0045653 | 0.0042947 | 0.0047638 | 0.0051213 | 0.0061172 | 0.0062088 | 0.0062869 | 0.0067185 | 0.0063106 | 0.0063106 | 0.52958 | 0.34792 | 0.25773 | 0.17828 | 0.087634 | 0.058595 | 0.047298 | 0.048583 | 0.046747 | 0.083579 | 0.18735 | 0.48352 | - | 0.4149 | 0.26233 | 0.22699 | 0.21067 | 0.10977 | 0.048885 | 0.040205 | 0.033569 | 0.040593 | 0.059292 | 0.14481 | 0.36348 | 1.7412
LOEven20 | New | DHP | Commercial | HVAC | 0.0015404 | 4.3123 | 62.5305 | Supermarket | DHP-New-Supermarket | - | - | - | - | - | - | - | - | - | - | - | - | - | - | - | - | - | - | - | - | - | 0.52958 | 0.34792 | 0.25773 | 0.17828 | 0.087634 | 0.058595 | 0.047298 | 0.048583 | 0.046747 | 0.083579 | 0.18735 | 0.48352 | - | 0.4149 | 0.26233 | 0.22699 | 0.21067 | 0.10977 | 0.048885 | 0.040205 | 0.033569 | 0.040593 | 0.059292 | 0.14481 | 0.36348 | 1.7412
LOEven20 | New | DHP | Commercial | HVAC | 0.0015404 | 4.3123 | 62.5305 | MiniMart | DHP-New-MiniMart | 0.00022639 | 0.00042609 | 0.00032905 | 0.000461 | 0.00049049 | 0.00044955 | 0.00045896 | 0.00050477 | 0.00076196 | 0.0010544 | 0.0013095 | 0.0020854 | 0.0023388 | 0.0023268 | 0.002624 | 0.0025848 | 0.0022783 | 0.0024742 | 0.0024934 | 0.0027759 | 0.0027759 | 0.52958 | 0.34792 | 0.25773 | 0.17828 | 0.087634 | 0.058595 | 0.047298 | 0.048583 | 0.046747 | 0.083579 | 0.18735 | 0.48352 | - | 0.4149 | 0.26233 | 0.22699 | 0.21067 | 0.10977 | 0.048885 | 0.040205 | 0.033569 | 0.040593 | 0.059292 | 0.14481 | 0.36348 | 1.7412
LOEven20 | New | DHP | Commercial | HVAC | 0.0015404 | 4.3123 | 62.5305 | Restaurant | DHP-New-Restaurant | 0.00028793 | 0.00058191 | 0.00083156 | 0.0011065 | 0.0013747 | 0.0016402 | 0.0019029 | 0.0021608 | 0.0024153 | 0.0026717 | 0.0029434 | 0.004359 | 0.0053054 | 0.0056178 | 0.0062265 | 0.0069317 | 0.0065975 | 0.007043 | 0.0067993 | 0.0078503 | 0.0078503 | 0.52958 | 0.34792 | 0.25773 | 0.17828 | 0.087634 | 0.058595 | 0.047298 | 0.048583 | 0.046747 | 0.083579 | 0.18735 | 0.48352 | - | 0.4149 | 0.26233 | 0.22699 | 0.21067 | 0.10977 | 0.048885 | 0.040205 | 0.033569 | 0.040593 | 0.059292 | 0.14481 | 0.36348 | 1.7412
LOEven20 | New | DHP | Commercial | HVAC | 0.0015404 | 4.3123 | 62.5305 | Lodging | DHP-New-Lodging | 0.00094004 | 0.0018495 | 0.0020292 | 0.0027693 | 0.0029865 | 0.0034275 | 0.0038885 | 0.0044111 | 0.0053333 | 0.0063102 | 0.0078948 | 0.014906 | 0.018972 | 0.020917 | 0.022807 | 0.025571 | 0.023014 | 0.023595 | 0.023349 | 0.026375 | 0.026375 | 0.52958 | 0.34792 | 0.25773 | 0.17828 | 0.087634 | 0.058595 | 0.047298 | 0.048583 | 0.046747 | 0.083579 | 0.18735 | 0.48352 | - | 0.4149 | 0.26233 | 0.22699 | 0.21067 | 0.10977 | 0.048885 | 0.040205 | 0.033569 | 0.040593 | 0.059292 | 0.14481 | 0.36348 | 1.7412
LOEven20 | New | DHP | Commercial | HVAC | 0.0015404 | 4.3123 | 62.5305 | Hospital | DHP-New-Hospital | - | - | - | - | - | - | - | - | - | - | - | - | - | - | - | - | - | - | - | - | - | 0.52958 | 0.34792 | 0.25773 | 0.17828 | 0.087634 | 0.058595 | 0.047298 | 0.048583 | 0.046747 | 0.083579 | 0.18735 | 0.48352 | - | 0.4149 | 0.26233 | 0.22699 | 0.21067 | 0.10977 | 0.048885 | 0.040205 | 0.033569 | 0.040593 | 0.059292 | 0.14481 | 0.36348 | 1.7412
LOEven20 | New | DHP | Commercial | HVAC | 0.0015404 | 4.3123 | 62.5305 | Residential Care | DHP-New-Residential Care | 0.0065154 | 0.011803 | 0.015592 | 0.017595 | 0.016653 | 0.01851 | 0.020025 | 0.020947 | 0.024773 | 0.029126 | 0.036671 | 0.048603 | 0.057713 | 0.055588 | 0.060872 | 0.063162 | 0.061395 | 0.063528 | 0.064294 | 0.066859 | 0.066859 | 0.52958 | 0.34792 | 0.25773 | 0.17828 | 0.087634 | 0.058595 | 0.047298 | 0.048583 | 0.046747 | 0.083579 | 0.18735 | 0.48352 | - | 0.4149 | 0.26233 | 0.22699 | 0.21067 | 0.10977 | 0.048885 | 0.040205 | 0.033569 | 0.040593 | 0.059292 | 0.14481 | 0.36348 | 1.7412
LOEven20 | New | DHP | Commercial | HVAC | 0.0015404 | 4.3123 | 62.5305 | Assembly | DHP-New-Assembly | 0.0044241 | 0.0088048 | 0.0094281 | 0.014457 | 0.015916 | 0.017963 | 0.014408 | 0.017336 | 0.029431 | 0.04547 | 0.055366 | 0.07403 | 0.10512 | 0.12561 | 0.14377 | 0.14996 | 0.15196 | 0.15762 | 0.16423 | 0.16773 | 0.16773 | 0.52958 | 0.34792 | 0.25773 | 0.17828 | 0.087634 | 0.058595 | 0.047298 | 0.048583 | 0.046747 | 0.083579 | 0.18735 | 0.48352 | - | 0.4149 | 0.26233 | 0.22699 | 0.21067 | 0.10977 | 0.048885 | 0.040205 | 0.033569 | 0.040593 | 0.059292 | 0.14481 | 0.36348 | 1.7412
LOEven20 | New | DHP | Commercial | HVAC | 0.0015404 | 4.3123 | 62.5305 | Other | DHP-New-Other | 0.010076 | 0.016798 | 0.023834 | 0.029645 | 0.028842 | 0.038348 | 0.04365 | 0.05391 | 0.065712 | 0.070949 | 0.087757 | 0.1014 | 0.11207 | 0.1126 | 0.12957 | 0.12484 | 0.1377 | 0.13872 | 0.13884 | 0.14156 | 0.14156 | 0.52958 | 0.34792 | 0.25773 | 0.17828 | 0.087634 | 0.058595 | 0.047298 | 0.048583 | 0.046747 | 0.083579 | 0.18735 | 0.48352 | - | 0.4149 | 0.26233 | 0.22699 | 0.21067 | 0.10977 | 0.048885 | 0.040205 | 0.033569 | 0.040593 | 0.059292 | 0.14481 | 0.36348 | 1.7412
LO12Med | New | ECM-VAV | Commercial | Motors/Drives | 9.335e-05 | 0.49658 | 27.1554 | Large Off | ECM-VAV-NEW-Large Off | 0.024685 | 0.037627 | 0.055882 | 0.087166 | 0.105 | 0.10146 | 0.14493 | 0.13745 | 0.14193 | 0.16761 | 0.17386 | 0.19555 | 0.21934 | 0.20419 | 0.22559 | 0.22369 | 0.22019 | 0.20671 | 0.20408 | 0.21408 | 3.091 | 0.031138 | 0.027998 | 0.032219 | 0.029974 | 0.030601 | 0.030291 | 0.028777 | 0.029985 | 0.028015 | 0.031943 | 0.028268 | 0.030776 | NA | 0.01322 | 0.011358 | 0.010895 | 0.011376 | 0.011161 | 0.0097939 | 0.011499 | 0.0094305 | 0.01161 | 0.010428 | 0.012511 | 0.013311 | 2.9551
LO12Med | New | ECM-VAV | Commercial | Motors/Drives | 8.5168e-06 | 0.045305 | 27.0091 | Medium Off | ECM-VAV-NEW-Medium Off | 0.0021307 | 0.003113 | 0.0047411 | 0.0074802 | 0.0089029 | 0.0081327 | 0.012514 | 0.01185 | 0.011981 | 0.014478 | 0.014968 | 0.016464 | 0.018144 | 0.017367 | 0.019524 | 0.018735 | 0.019366 | 0.016996 | 0.016954 | 0.018355 | 0.2622 | 0.0028409 | 0.0025544 | 0.0029395 | 0.0027346 | 0.0027919 | 0.0027636 | 0.0026255 | 0.0027357 | 0.002556 | 0.0029143 | 0.002579 | 0.0028079 | NA | 0.0012061 | 0.0010363 | 0.000994 | 0.0010379 | 0.0010183 | 0.00089354 | 0.0010491 | 0.0008604 | 0.0010592 | 0.00095136 | 0.0011414 | 0.0012144 | 2.9666
LO12Med | New | ECM-VAV | Commercial | Motors/Drives | 0 | 0 | 9999 | Small Off | ECM-VAV-NEW-Small Off | 0 | 0 | 0 | 0 | 0 | 0 | 0 | 0 | 0 | 0 | 0 | 0 | 0 | 0 | 0 | 0 | 0 | 0 | 0 | 0 | 0 | - | - | - | - | - | - | - | - | - | - | - | - | NA | - | - | - | - | - | - | - | - | - | - | - | - | 9999
LO12Med | New | ECM-VAV | Commercial | Motors/Drives | 1.5958e-06 | 0.0084891 | 26.1238 | XLarge Ret | ECM-VAV-NEW-XLarge Ret | 0.0001459 | 0.00024094 | 0.00021843 | 0.0002958 | 0.00034512 | 0.00035021 | 0.00039415 | 0.00041626 | 0.00055538 | 0.00067162 | 0.00073965 | 0.001122 | 0.0012933 | 0.0011734 | 0.0011676 | 0.0011375 | 0.0009578 | 0.00097378 | 0.00092158 | 0.0010007 | 0.014121 | 0.00053231 | 0.00047863 | 0.00055079 | 0.00051241 | 0.00052314 | 0.00051784 | 0.00049195 | 0.0005126 | 0.00047893 | 0.00054607 | 0.00048324 | 0.00052612 | NA | 0.000226 | 0.00019417 | 0.00018625 | 0.00019448 | 0.00019081 | 0.00016743 | 0.00019658 | 0.00016122 | 0.00019848 | 0.00017826 | 0.00021388 | 0.00022755 | 3.038
LO12Med | New | ECM-VAV | Commercial | Motors/Drives | 0 | 0 | 9999 | Large Ret | ECM-VAV-NEW-Large Ret | 0 | 0 | 0 | 0 | 0 | 0 | 0 | 0 | 0 | 0 | 0 | 0 | 0 | 0 | 0 | 0 | 0 | 0 | 0 | 0 | 0 | - | - | - | - | - | - | - | - | - | - | - | - | NA | - | - | - | - | - | - | - | - | - | - | - | - | 9999
LO12Med | New | ECM-VAV | Commercial | Motors/Drives | 0 | 0 | 9999 | Medium Ret | ECM-VAV-NEW-Medium Ret | 0 | 0 | 0 | 0 | 0 | 0 | 0 | 0 | 0 | 0 | 0 | 0 | 0 | 0 | 0 | 0 | 0 | 0 | 0 | 0 | 0 | - | - | - | - | - | - | - | - | - | - | - | - | NA | - | - | - | - | - | - | - | - | - | - | - | - | 9999
LO12Med | New | ECM-VAV | Commercial | Motors/Drives | 0 | 0 | 9999 | Small Ret | ECM-VAV-NEW-Small Ret | 0 | 0 | 0 | 0 | 0 | 0 | 0 | 0 | 0 | 0 | 0 | 0 | 0 | 0 | 0 | 0 | 0 | 0 | 0 | 0 | 0 | - | - | - | - | - | - | - | - | - | - | - | - | NA | - | - | - | - | - | - | - | - | - | - | - | - | 9999
LO12Med | New | ECM-VAV | Commercial | Motors/Drives | 1.1456e-05 | 0.060938 | 26.1655 | School K-12 | ECM-VAV-NEW-School K-12 | 0.00028717 | 0.001284 | 0.0016587 | 0.0016698 | 0.0021659 | 0.0029238 | 0.00382 | 0.0062888 | 0.008333 | 0.0076855 | 0.0081134 | 0.008936 | 0.0094799 | 0.0090559 | 0.0094341 | 0.0085908 | 0.0096663 | 0.0086667 | 0.009457 | 0.0089609 | 0.12648 | 0.0038211 | 0.0034358 | 0.0039538 | 0.0036783 | 0.0037553 | 0.0037172 | 0.0035314 | 0.0036796 | 0.0034379 | 0.0039199 | 0.0034689 | 0.0037767 | NA | 0.0016223 | 0.0013938 | 0.001337 | 0.001396 | 0.0013697 | 0.0012019 | 0.0014111 | 0.0011573 | 0.0014247 | 0.0012796 | 0.0015353 | 0.0016335 | 3.0345
LO12Med | New | ECM-VAV | Commercial | Motors/Drives | 4.7043e-05 | 0.25025 | 26.1133 | University | ECM-VAV-NEW-University | 0.00044622 | 0.00094718 | 0.0027824 | 0.0053025 | 0.0053072 | 0.0069242 | 0.0067866 | 0.011156 | 0.014423 | 0.015072 | 0.017173 | 0.018037 | 0.019829 | 0.020456 | 0.01857 | 0.017115 | 0.019511 | 0.017814 | 0.018259 | 0.018852 | 0.25476 | 0.015692 | 0.01411 | 0.016236 | 0.015105 | 0.015421 | 0.015265 | 0.014502 | 0.015111 | 0.014118 | 0.016097 | 0.014245 | 0.015509 | NA | 0.0066622 | 0.0057239 | 0.0054905 | 0.0057329 | 0.0056248 | 0.0049356 | 0.005795 | 0.0047525 | 0.0058508 | 0.005255 | 0.0063049 | 0.006708 | 3.0389
LO12Med | New | ECM-VAV | Commercial | Motors/Drives | 0 | 0 | 9999 | Warehouse | ECM-VAV-NEW-Warehouse | 0 | 0 | 0 | 0 | 0 | 0 | 0 | 0 | 0 | 0 | 0 | 0 | 0 | 0 | 0 | 0 | 0 | 0 | 0 | 0 | 0 | - | - | - | - | - | - | - | - | - | - | - | - | NA | - | - | - | - | - | - | - | - | - | - | - | - | 9999
LO12Med | New | ECM-VAV | Commercial | Motors/Drives | 0 | 0 | 9999 | Supermarket | ECM-VAV-NEW-Supermarket | 0 | 0 | 0 | 0 | 0 | 0 | 0 | 0 | 0 | 0 | 0 | 0 | 0 | 0 | 0 | 0 | 0 | 0 | 0 | 0 | 0 | - | - | - | - | - | - | - | - | - | - | - | - | NA | - | - | - | - | - | - | - | - | - | - | - | - | 9999
LO12Med | New | ECM-VAV | Commercial | Motors/Drives | 0 | 0 | 9999 | MiniMart | ECM-VAV-NEW-MiniMart | 0 | 0 | 0 | 0 | 0 | 0 | 0 | 0 | 0 | 0 | 0 | 0 | 0 | 0 | 0 | 0 | 0 | 0 | 0 | 0 | 0 | - | - | - | - | - | - | - | - | - | - | - | - | NA | - | - | - | - | - | - | - | - | - | - | - | - | 9999
LO12Med | New | ECM-VAV | Commercial | Motors/Drives | 0 | 0 | 9999 | Restaurant | ECM-VAV-NEW-Restaurant | 0 | 0 | 0 | 0 | 0 | 0 | 0 | 0 | 0 | 0 | 0 | 0 | 0 | 0 | 0 | 0 | 0 | 0 | 0 | 0 | 0 | - | - | - | - | - | - | - | - | - | - | - | - | NA | - | - | - | - | - | - | - | - | - | - | - | - | 9999
LO12Med | New | ECM-VAV | Commercial | Motors/Drives | 5.3149e-06 | 0.028273 | 29.0089 | Lodging | ECM-VAV-NEW-Lodging | 0.00027888 | 0.00054868 | 0.00060198 | 0.00082154 | 0.00088599 | 0.00099988 | 0.0010909 | 0.0011771 | 0.001346 | 0.0015024 | 0.0017716 | 0.003153 | 0.0037862 | 0.003943 | 0.0040671 | 0.0043209 | 0.0036603 | 0.0035443 | 0.0033228 | 0.0035658 | 0.044388 | 0.0017729 | 0.0015941 | 0.0018344 | 0.0017066 | 0.0017423 | 0.0017247 | 0.0016384 | 0.0017072 | 0.0015951 | 0.0018187 | 0.0016094 | 0.0017523 | NA | 0.00075269 | 0.00064669 | 0.00062031 | 0.00064771 | 0.00063549 | 0.00055762 | 0.00065472 | 0.00053694 | 0.00066103 | 0.0005937 | 0.00071232 | 0.00075787 | 2.8171
LO12Med | New | ECM-VAV | Commercial | Motors/Drives | 4.3984e-05 | 0.23398 | 25.4368 | Hospital | ECM-VAV-NEW-Hospital | 0.0061586 | 0.010608 | 0.014306 | 0.015812 | 0.013953 | 0.014475 | 0.014988 | 0.014289 | 0.015255 | 0.016843 | 0.020734 | 0.025698 | 0.030011 | 0.027355 | 0.026707 | 0.026263 | 0.024096 | 0.02271 | 0.020932 | 0.021134 | 0.38233 | 0.014671 | 0.013192 | 0.015181 | 0.014123 | 0.014419 | 0.014272 | 0.013559 | 0.014128 | 0.0132 | 0.015051 | 0.013319 | 0.014501 | NA | 0.0062289 | 0.0053517 | 0.0051334 | 0.0053601 | 0.005259 | 0.0046146 | 0.0054182 | 0.0044434 | 0.0054704 | 0.0049132 | 0.0058949 | 0.0062718 | 3.0958
LO12Med | New | ECM-VAV | Commercial | Motors/Drives | 5.6792e-06 | 0.030211 | 27.2601 | Residential Care | ECM-VAV-NEW-Residential Care | 0.0012994 | 0.0023538 | 0.0031095 | 0.003509 | 0.0033211 | 0.00363 | 0.0037769 | 0.0037576 | 0.0042031 | 0.0046617 | 0.0055318 | 0.0069113 | 0.0077426 | 0.0070444 | 0.0072974 | 0.0071748 | 0.0065643 | 0.0064152 | 0.0061509 | 0.0060765 | 0.10053 | 0.0018944 | 0.0017034 | 0.0019601 | 0.0018235 | 0.0018617 | 0.0018429 | 0.0017507 | 0.0018242 | 0.0017044 | 0.0019433 | 0.0017197 | 0.0018724 | NA | 0.00080428 | 0.00069101 | 0.00066282 | 0.0006921 | 0.00067904 | 0.00059584 | 0.00069959 | 0.00057374 | 0.00070633 | 0.0006344 | 0.00076114 | 0.00080981 | 2.947
LO12Med | New | ECM-VAV | Commercial | Motors/Drives | 2.883e-05 | 0.15336 | 25.9089 | Assembly | ECM-VAV-NEW-Assembly | 0.0046663 | 0.009287 | 0.0099443 | 0.015248 | 0.016787 | 0.018631 | 0.014372 | 0.016448 | 0.02641 | 0.03849 | 0.044172 | 0.055675 | 0.074587 | 0.084189 | 0.091158 | 0.090093 | 0.085933 | 0.084184 | 0.083095 | 0.080625 | 0.944 | 0.0096167 | 0.008647 | 0.0099505 | 0.0092571 | 0.009451 | 0.0093552 | 0.0088876 | 0.0092605 | 0.0086523 | 0.0098653 | 0.0087302 | 0.0095049 | NA | 0.0040829 | 0.0035079 | 0.0033648 | 0.0035134 | 0.0034471 | 0.0030248 | 0.0035515 | 0.0029126 | 0.0035857 | 0.0032205 | 0.0038639 | 0.004111 | 3.0558
LO12Med | New | ECM-VAV | Commercial | Motors/Drives | 2.5563e-05 | 0.13598 | 26.612 | Other | ECM-VAV-NEW-Other | 0.011138 | 0.018568 | 0.026346 | 0.03277 | 0.031882 | 0.041683 | 0.045631 | 0.053603 | 0.061796 | 0.062941 | 0.073374 | 0.079924 | 0.083336 | 0.079087 | 0.086098 | 0.078604 | 0.081602 | 0.077645 | 0.07362 | 0.07131 | 1.171 | 0.0085268 | 0.007667 | 0.0088227 | 0.0082079 | 0.0083798 | 0.0082949 | 0.0078803 | 0.008211 | 0.0076717 | 0.0087471 | 0.0077407 | 0.0084277 | NA | 0.0036201 | 0.0031103 | 0.0029834 | 0.0031152 | 0.0030564 | 0.0026819 | 0.0031489 | 0.0025824 | 0.0031793 | 0.0028555 | 0.003426 | 0.003645 | 2.9982
LO12Med | NR | ECM-VAV | Commercial | Motors/Drives | 0.00010368 | 0.55152 | 23.1016 | Large Off | ECM-VAV-NR-Large Off | 0.098876 | 0.19716 | 0.29485 | 0.39196 | 0.48848 | 0.57467 | 0.64287 | 0.69671 | 0.7391 | 0.77236 | 0.79834 | 0.81851 | 0.83406 | 0.84591 | 0.85483 | 0.8614 | 0.85887 | 0.85632 | 0.85376 | 0.8512 | 15.3694 | 0.034583 | 0.031096 | 0.035783 | 0.03329 | 0.033987 | 0.033642 | 0.031961 | 0.033302 | 0.031115 | 0.035477 | 0.031395 | 0.034181 | - | 0.014683 | 0.012615 | 0.0121 | 0.012635 | 0.012396 | 0.010877 | 0.012771 | 0.010474 | 0.012895 | 0.011581 | 0.013895 | 0.014784 | 3.3098
LO12Med | NR | ECM-VAV | Commercial | Motors/Drives | 9.4469e-06 | 0.050253 | 23.0071 | Medium Off | ECM-VAV-NR-Medium Off | 0.0045211 | 0.0090151 | 0.013482 | 0.017922 | 0.022335 | 0.026277 | 0.029395 | 0.031857 | 0.033795 | 0.035316 | 0.036504 | 0.037426 | 0.038137 | 0.038679 | 0.039087 | 0.039387 | 0.039272 | 0.039155 | 0.039038 | 0.038921 | 0.70276 | 0.0031511 | 0.0028334 | 0.0032605 | 0.0030333 | 0.0030968 | 0.0030654 | 0.0029122 | 0.0030344 | 0.0028351 | 0.0032326 | 0.0028606 | 0.0031145 | - | 0.0013378 | 0.0011494 | 0.0011025 | 0.0011512 | 0.0011295 | 0.00099112 | 0.0011637 | 0.00095436 | 0.0011749 | 0.0010553 | 0.0012661 | 0.001347 | 3.3191
LO12Med | NR | ECM-VAV | Commercial | Motors/Drives | 0 | 0 | 9999 | Small Off | ECM-VAV-NR-Small Off | - | - | - | - | - | - | - | - | - | - | - | - | - | - | - | - | - | - | - | - | - | - | - | - | - | - | - | - | - | - | - | - | - | - | - | - | - | - | - | - | - | - | - | - | - | - | 9999
LO12Med | NR | ECM-VAV | Commercial | Motors/Drives | 1.7563e-06 | 0.0093427 | 22.4301 | XLarge Ret | ECM-VAV-NR-XLarge Ret | 0.00068592 | 0.0013655 | 0.0020389 | 0.002706 | 0.0033669 | 0.0039547 | 0.0044169 | 0.0047791 | 0.0050618 | 0.0052811 | 0.0054499 | 0.0055787 | 0.0056755 | 0.005747 | 0.0057982 | 0.0058334 | 0.005807 | 0.0057804 | 0.0057539 | 0.0057274 | 0.10342 | 0.00058583 | 0.00052676 | 0.00060616 | 0.00056393 | 0.00057574 | 0.0005699 | 0.00054142 | 0.00056413 | 0.00052708 | 0.00060097 | 0.00053183 | 0.00057902 | - | 0.00024872 | 0.00021369 | 0.00020498 | 0.00021403 | 0.00020999 | 0.00018426 | 0.00021635 | 0.00017743 | 0.00021843 | 0.00019619 | 0.00023538 | 0.00025043 | 3.377
LO12Med | NR | ECM-VAV | Commercial | Motors/Drives | 0 | 0 | 9999 | Large Ret | ECM-VAV-NR-Large Ret | - | - | - | - | - | - | - | - | - | - | - | - | - | - | - | - | - | - | - | - | - | - | - | - | - | - | - | - | - | - | - | - | - | - | - | - | - | - | - | - | - | - | - | - | - | - | 9999
LO12Med | NR | ECM-VAV | Commercial | Motors/Drives | 0 | 0 | 9999 | Medium Ret | ECM-VAV-NR-Medium Ret | - | - | - | - | - | - | - | - | - | - | - | - | - | - | - | - | - | - | - | - | - | - | - | - | - | - | - | - | - | - | - | - | - | - | - | - | - | - | - | - | - | - | - | - | - | - | 9999
LO12Med | NR | ECM-VAV | Commercial | Motors/Drives | 0 | 0 | 9999 | Small Ret | ECM-VAV-NR-Small Ret | - | - | - | - | - | - | - | - | - | - | - | - | - | - | - | - | - | - | - | - | - | - | - | - | - | - | - | - | - | - | - | - | - | - | - | - | - | - | - | - | - | - | - | - | - | - | 9999
LO12Med | NR | ECM-VAV | Commercial | Motors/Drives | 1.2612e-05 | 0.06709 | 22.4575 | School K-12 | ECM-VAV-NR-School K-12 | 0.008584 | 0.017098 | 0.025541 | 0.033915 | 0.04222 | 0.049616 | 0.055442 | 0.060019 | 0.063601 | 0.06639 | 0.068547 | 0.070202 | 0.071456 | 0.072392 | 0.073074 | 0.073554 | 0.073258 | 0.07296 | 0.072661 | 0.072363 | 1.3066 | 0.0042069 | 0.0037827 | 0.0043529 | 0.0040496 | 0.0041344 | 0.0040925 | 0.0038879 | 0.0040511 | 0.003785 | 0.0043156 | 0.0038191 | 0.004158 | - | 0.0017861 | 0.0015345 | 0.001472 | 0.001537 | 0.001508 | 0.0013232 | 0.0015536 | 0.0012741 | 0.0015686 | 0.0014088 | 0.0016903 | 0.0017984 | 3.3742
LO12Med | NR | ECM-VAV | Commercial | Motors/Drives | 5.1769e-05 | 0.27538 | 22.4232 | University | ECM-VAV-NR-University | 0.015867 | 0.031604 | 0.047211 | 0.06269 | 0.078042 | 0.091712 | 0.10248 | 0.11094 | 0.11756 | 0.12272 | 0.1267 | 0.12976 | 0.13208 | 0.13381 | 0.13507 | 0.13596 | 0.13541 | 0.13486 | 0.13431 | 0.13376 | 2.4152 | 0.017268 | 0.015527 | 0.017867 | 0.016622 | 0.01697 | 0.016798 | 0.015959 | 0.016628 | 0.015536 | 0.017714 | 0.015676 | 0.017067 | - | 0.0073313 | 0.0062988 | 0.0060419 | 0.0063088 | 0.0061897 | 0.0054313 | 0.0063771 | 0.0052298 | 0.0064385 | 0.0057828 | 0.0069382 | 0.0073817 | 3.3777
LO12Med | NR | ECM-VAV | Commercial | Motors/Drives | 0 | 0 | 9999 | Warehouse | ECM-VAV-NR-Warehouse | - | - | - | - | - | - | - | - | - | - | - | - | - | - | - | - | - | - | - | - | - | - | - | - | - | - | - | - | - | - | - | - | - | - | - | - | - | - | - | - | - | - | - | - | - | - | 9999
LO12Med | NR | ECM-VAV | Commercial | Motors/Drives | 0 | 0 | 9999 | Supermarket | ECM-VAV-NR-Supermarket | - | - | - | - | - | - | - | - | - | - | - | - | - | - | - | - | - | - | - | - | - | - | - | - | - | - | - | - | - | - | - | - | - | - | - | - | - | - | - | - | - | - | - | - | - | - | 9999
LO12Med | NR | ECM-VAV | Commercial | Motors/Drives | 0 | 0 | 9999 | MiniMart | ECM-VAV-NR-MiniMart | - | - | - | - | - | - | - | - | - | - | - | - | - | - | - | - | - | - | - | - | - | - | - | - | - | - | - | - | - | - | - | - | - | - | - | - | - | - | - | - | - | - | - | - | - | - | 9999
LO12Med | NR | ECM-VAV | Commercial | Motors/Drives | 0 | 0 | 9999 | Restaurant | ECM-VAV-NR-Restaurant | - | - | - | - | - | - | - | - | - | - | - | - | - | - | - | - | - | - | - | - | - | - | - | - | - | - | - | - | - | - | - | - | - | - | - | - | - | - | - | - | - | - | - | - | - | - | 9999
LO12Med | NR | ECM-VAV | Commercial | Motors/Drives | 5.9994e-06 | 0.031914 | 24.2778 | Lodging | ECM-VAV-NR-Lodging | 0.0028815 | 0.0057491 | 0.008603 | 0.011443 | 0.01427 | 0.016798 | 0.018802 | 0.020389 | 0.021643 | 0.02263 | 0.023406 | 0.024012 | 0.024482 | 0.024845 | 0.025122 | 0.025331 | 0.025272 | 0.025212 | 0.025151 | 0.025091 | 0.45305 | 0.0020012 | 0.0017994 | 0.0020706 | 0.0019263 | 0.0019667 | 0.0019467 | 0.0018494 | 0.001927 | 0.0018005 | 0.0020529 | 0.0018167 | 0.0019779 | - | 0.00084961 | 0.00072996 | 0.00070019 | 0.00073111 | 0.00071732 | 0.00062943 | 0.00073903 | 0.00060608 | 0.00074615 | 0.00067016 | 0.00080405 | 0.00085546 | 3.1984
LO12Med | NR | ECM-VAV | Commercial | Motors/Drives | 4.8111e-05 | 0.25593 | 21.9761 | Hospital | ECM-VAV-NR-Hospital | 0.012679 | 0.025304 | 0.037877 | 0.050396 | 0.062863 | 0.074022 | 0.082881 | 0.089904 | 0.09546 | 0.099846 | 0.1033 | 0.106 | 0.10811 | 0.10975 | 0.11101 | 0.11196 | 0.11173 | 0.1115 | 0.11127 | 0.11104 | 2.0049 | 0.016048 | 0.01443 | 0.016605 | 0.015448 | 0.015771 | 0.015612 | 0.014831 | 0.015454 | 0.014439 | 0.016463 | 0.014569 | 0.015861 | - | 0.0068133 | 0.0058538 | 0.005615 | 0.005863 | 0.0057524 | 0.0050476 | 0.0059265 | 0.0048603 | 0.0059836 | 0.0053742 | 0.0064479 | 0.0068602 | 3.4239
LO12Med | NR | ECM-VAV | Commercial | Motors/Drives | 6.3134e-06 | 0.033584 | 23.169 | Residential Care | ECM-VAV-NR-Residential Care | 0.0022944 | 0.0045779 | 0.0068503 | 0.0091119 | 0.011363 | 0.013376 | 0.014972 | 0.016235 | 0.017234 | 0.01802 | 0.018637 | 0.01912 | 0.019495 | 0.019784 | 0.020004 | 0.02017 | 0.020123 | 0.020075 | 0.020027 | 0.019979 | 0.36075 | 0.0021059 | 0.0018936 | 0.002179 | 0.0020272 | 0.0020696 | 0.0020486 | 0.0019462 | 0.0020279 | 0.0018947 | 0.0021603 | 0.0019118 | 0.0020814 | - | 0.00089408 | 0.00076817 | 0.00073684 | 0.00076938 | 0.00075486 | 0.00066237 | 0.00077771 | 0.0006378 | 0.0007852 | 0.00070523 | 0.00084614 | 0.00090023 | 3.3032
LO12Med | NR | ECM-VAV | Commercial | Motors/Drives | 3.1669e-05 | 0.16846 | 22.2887 | Assembly | ECM-VAV-NR-Assembly | 0.033603 | 0.066904 | 0.099906 | 0.13261 | 0.16502 | 0.19385 | 0.21653 | 0.23431 | 0.2482 | 0.25898 | 0.26729 | 0.27364 | 0.27842 | 0.28196 | 0.28451 | 0.28626 | 0.285 | 0.28373 | 0.28246 | 0.28119 | 5.0773 | 0.010563 | 0.0094982 | 0.01093 | 0.010168 | 0.010381 | 0.010276 | 0.0097625 | 0.010172 | 0.0095041 | 0.010836 | 0.0095897 | 0.010441 | - | 0.0044848 | 0.0038532 | 0.003696 | 0.0038593 | 0.0037865 | 0.0033225 | 0.0039011 | 0.0031993 | 0.0039387 | 0.0035375 | 0.0042443 | 0.0045157 | 3.3914
LO12Med | NR | ECM-VAV | Commercial | Motors/Drives | 2.8255e-05 | 0.1503 | 22.7494 | Other | ECM-VAV-NR-Other | 0.024292 | 0.048147 | 0.071571 | 0.094569 | 0.11715 | 0.13699 | 0.15232 | 0.16409 | 0.17302 | 0.17972 | 0.18465 | 0.18818 | 0.1906 | 0.19214 | 0.193 | 0.19331 | 0.19159 | 0.18987 | 0.18816 | 0.18647 | 3.3669 | 0.0094248 | 0.0084744 | 0.0097519 | 0.0090724 | 0.0092624 | 0.0091685 | 0.0087102 | 0.0090757 | 0.0084796 | 0.0096684 | 0.008556 | 0.0093153 | - | 0.0040014 | 0.0034379 | 0.0032977 | 0.0034433 | 0.0033783 | 0.0029644 | 0.0034806 | 0.0028544 | 0.0035141 | 0.0031562 | 0.0037868 | 0.0040289 | 3.3447
Retro12Med | Retro | Economizer | Commercial | HVAC | 8.6766e-05 | 0.43096 | 36.3871 | Large Off | Economizer-Retro-Large Off | 0.65667 | 0.66818 | 0.66301 | 0.66095 | 0.66073 | 0.59251 | 0.47112 | 0.37726 | 0.30021 | 0.23935 | 0.19129 | 0.15258 | 0.12191 | 0.097424 | 0.07757 | 0.061983 | 0.00042136 | 0.00014999 | 5.0919e-05 | 1.6551e-05 | 5.6707 | 0.024629 | 0.018917 | 0.019206 | 0.018348 | 0.022078 | 0.030544 | 0.036036 | 0.040851 | 0.03057 | 0.022366 | 0.015636 | 0.022997 | - | 0.0168 | 0.011312 | 0.010346 | 0.010839 | 0.0089336 | 0.0081604 | 0.012113 | 0.010329 | 0.010701 | 0.0064489 | 0.0078777 | 0.014921 | 2.0835
Retro12Med | Retro | Economizer | Commercial | HVAC | 8.9964e-05 | 0.43991 | 29.2394 | Medium Off | Economizer-Retro-Medium Off | 0.21218 | 0.21858 | 0.21605 | 0.2155 | 0.21582 | 0.19341 | 0.15332 | 0.12327 | 0.097957 | 0.078036 | 0.06248 | 0.049834 | 0.039829 | 0.031846 | 0.025354 | 0.020292 | 0.00013777 | 4.9114e-05 | 1.6626e-05 | 5.4053e-06 | 1.8323 | 0.025728 | 0.01964 | 0.019741 | 0.018718 | 0.02226 | 0.030666 | 0.036134 | 0.040952 | 0.030667 | 0.02254 | 0.016025 | 0.024001 | - | 0.017662 | 0.011856 | 0.010817 | 0.011277 | 0.0091615 | 0.0082619 | 0.012196 | 0.010399 | 0.010786 | 0.0065719 | 0.0081783 | 0.015676 | 2.3837
Retro12Med | Retro | Economizer | Commercial | HVAC | 0.00011287 | 0.50405 | 16.8321 | Small Off | Economizer-Retro-Small Off | 0.054673 | 0.055003 | 0.054707 | 0.054552 | 0.054454 | 0.048847 | 0.038892 | 0.031089 | 0.024772 | 0.019751 | 0.015769 | 0.012578 | 0.010038 | 0.0080118 | 0.0063868 | 0.0050991 | 3.4659e-05 | 1.2344e-05 | 4.1914e-06 | 1.3627e-06 | 0.47214 | 0.033604 | 0.024814 | 0.023574 | 0.021369 | 0.023563 | 0.031537 | 0.036838 | 0.041674 | 0.031362 | 0.023783 | 0.018812 | 0.031192 | - | 0.023832 | 0.015758 | 0.014193 | 0.01441 | 0.010794 | 0.008989 | 0.012794 | 0.010898 | 0.011389 | 0.0074537 | 0.010332 | 0.021081 | 3.4338
Retro12Med | Retro | Economizer | Commercial | HVAC | 5.1361e-05 | 0.429 | 61.8051 | XLarge Ret | Economizer-Retro-XLarge Ret | 0.22242 | 0.22429 | 0.22277 | 0.22081 | 0.21983 | 0.19685 | 0.15662 | 0.12473 | 0.09931 | 0.079192 | 0.063129 | 0.050297 | 0.040212 | 0.032074 | 0.025504 | 0.020306 | 0.00013781 | 4.8903e-05 | 1.6598e-05 | 5.3849e-06 | 1.863 | 0.00977 | 0.01057 | 0.015705 | 0.018541 | 0.02892 | 0.043272 | 0.052189 | 0.059425 | 0.043928 | 0.029568 | 0.013957 | 0.0096941 | - | 0.0038695 | 0.0034925 | 0.0038686 | 0.0054667 | 0.0078317 | 0.0098301 | 0.016277 | 0.013917 | 0.014116 | 0.0066923 | 0.0044052 | 0.003698 | 1.3851
Retro12Med | Retro | Economizer | Commercial | HVAC | 4.7138e-05 | 0.41718 | 69.2233 | Large Ret | Economizer-Retro-Large Ret | 0.18418 | 0.18396 | 0.18301 | 0.18197 | 0.18114 | 0.16225 | 0.12917 | 0.10286 | 0.08191 | 0.065253 | 0.051979 | 0.041397 | 0.032999 | 0.026289 | 0.020927 | 0.016664 | 0.00011312 | 4.0197e-05 | 1.3641e-05 | 4.4271e-06 | 1.5427 | 0.0083182 | 0.0096158 | 0.014998 | 0.018052 | 0.028679 | 0.043111 | 0.05206 | 0.059292 | 0.0438 | 0.029339 | 0.013443 | 0.0083685 | - | 0.002732 | 0.0027734 | 0.0032464 | 0.0048892 | 0.0075308 | 0.0096961 | 0.016167 | 0.013825 | 0.014005 | 0.0065297 | 0.0040082 | 0.0027016 | 1.2542
Retro12Med | Retro | Economizer | Commercial | HVAC | 8.5079e-05 | 0.69759 | 21.4734 | Medium Ret | Economizer-Retro-Medium Ret | 0.11154 | 0.11416 | 0.1131 | 0.1116 | 0.11113 | 0.099448 | 0.079031 | 0.06293 | 0.050098 | 0.040026 | 0.031958 | 0.025475 | 0.02045 | 0.016342 | 0.012973 | 0.010329 | 7.0066e-05 | 2.4818e-05 | 8.4248e-06 | 2.7314e-06 | 0.93427 | 0.016545 | 0.017556 | 0.025689 | 0.030137 | 0.046715 | 0.069789 | 0.084135 | 0.095792 | 0.070827 | 0.047754 | 0.022766 | 0.016352 | - | 0.0068656 | 0.0060258 | 0.0065776 | 0.0091268 | 0.012782 | 0.015908 | 0.026279 | 0.022468 | 0.022799 | 0.01087 | 0.0073165 | 0.006511 | 3.1132
Retro12Med | Retro | Economizer | Commercial | HVAC | 9.8928e-05 | 0.73636 | 16.3113 | Small Ret | Economizer-Retro-Small Ret | 0.008725 | 0.0087536 | 0.0087016 | 0.0086402 | 0.0086013 | 0.0077032 | 0.0061303 | 0.0048816 | 0.003887 | 0.0030985 | 0.0024693 | 0.001967 | 0.0015699 | 0.0012514 | 0.00099561 | 0.0007928 | 5.3813e-06 | 1.9111e-06 | 6.4857e-07 | 2.1045e-07 | 0.073081 | 0.021306 | 0.020684 | 0.028007 | 0.031739 | 0.047503 | 0.070316 | 0.08456 | 0.096229 | 0.071247 | 0.048505 | 0.02445 | 0.020699 | - | 0.010596 | 0.0083843 | 0.0086184 | 0.011021 | 0.013769 | 0.016348 | 0.02664 | 0.02277 | 0.023164 | 0.011403 | 0.0086184 | 0.0097789 | 3.8415
Retro12Med | Retro | Economizer | Commercial | HVAC | 4.807e-05 | 0.32263 | 39.6258 | School K-12 | Economizer-Retro-School K-12 | 0.2319 | 0.23142 | 0.23106 | 0.22997 | 0.22881 | 0.20511 | 0.16349 | 0.13033 | 0.10407 | 0.083046 | 0.066103 | 0.052674 | 0.041989 | 0.033465 | 0.02665 | 0.021237 | 0.00014415 | 5.132e-05 | 1.741e-05 | 5.6577e-06 | 1.961 | 0.011325 | 0.010177 | 0.012732 | 0.013869 | 0.019877 | 0.029072 | 0.034848 | 0.039631 | 0.029395 | 0.020267 | 0.01093 | 0.010851 | - | 0.0063773 | 0.0047219 | 0.004644 | 0.0055472 | 0.0061761 | 0.0069324 | 0.011103 | 0.009486 | 0.0096817 | 0.0049594 | 0.0042399 | 0.0057901 | 1.7344
Retro12Med | Retro | Economizer | Commercial | HVAC | 5.5716e-05 | 0.34404 | 39.9366 | University | Economizer-Retro-University | 0.12528 | 0.12505 | 0.12456 | 0.12434 | 0.12409 | 0.11107 | 0.088546 | 0.070493 | 0.05632 | 0.044952 | 0.035815 | 0.028564 | 0.022764 | 0.018153 | 0.014466 | 0.011511 | 7.8117e-05 | 2.7826e-05 | 9.4379e-06 | 3.0659e-06 | 1.0594 | 0.013954 | 0.011904 | 0.014011 | 0.014754 | 0.020311 | 0.029363 | 0.035083 | 0.039872 | 0.029627 | 0.020682 | 0.01186 | 0.013251 | - | 0.0084367 | 0.006024 | 0.0057706 | 0.0065929 | 0.006721 | 0.007175 | 0.011303 | 0.0096526 | 0.0098832 | 0.0052537 | 0.0049587 | 0.0075942 | 1.7757
Retro12Med | Retro | Economizer | Commercial | HVAC | 3.2022e-05 | 0.27771 | -0.25924 | Warehouse | Economizer-Retro-Warehouse | 0.14712 | 0.14909 | 0.14852 | 0.14734 | 0.14653 | 0.13103 | 0.10434 | 0.083338 | 0.066497 | 0.053041 | 0.042262 | 0.033698 | 0.026835 | 0.02136 | 0.01703 | 0.013575 | 9.2354e-05 | 3.2847e-05 | 1.1152e-05 | 3.6236e-06 | 1.2536 | 0.0058082 | 0.0065528 | 0.010047 | 0.012012 | 0.018964 | 0.028462 | 0.034355 | 0.039124 | 0.028908 | 0.019396 | 0.0089782 | 0.0058132 | - | 0.0020548 | 0.0019889 | 0.0022792 | 0.0033524 | 0.0050326 | 0.0064231 | 0.010684 | 0.0091363 | 0.0092588 | 0.0043417 | 0.0027313 | 0.0020033 | 3.0219
Retro12Med | Retro | Economizer | Commercial | HVAC | 2.9171e-05 | 0.18907 | 81.0905 | Supermarket | Economizer-Retro-Supermarket | 0.033805 | 0.033746 | 0.033415 | 0.033089 | 0.032791 | 0.029246 | 0.023186 | 0.018381 | 0.014572 | 0.011552 | 0.0091584 | 0.0072607 | 0.0057563 | 0.0045637 | 0.0036171 | 0.0028686 | 1.939e-05 | 6.8629e-06 | 2.3186e-06 | 7.4926e-07 | 0.26029 | 0.0070587 | 0.0062004 | 0.0075586 | 0.0081196 | 0.011449 | 0.016669 | 0.019954 | 0.022687 | 0.01684 | 0.011668 | 0.0064511 | 0.0067361 | - | 0.0041049 | 0.0029893 | 0.0029054 | 0.003403 | 0.0036497 | 0.0040136 | 0.0063858 | 0.0054549 | 0.0055745 | 0.0028984 | 0.002583 | 0.0037122 | 1.1718
Retro12Med | Retro | Economizer | Commercial | HVAC | 3.0079e-05 | 0.2519 | 98.2492 | MiniMart | Economizer-Retro-MiniMart | 0.009178 | 0.0092154 | 0.0091675 | 0.0090878 | 0.009047 | 0.0080986 | 0.0064425 | 0.0051278 | 0.0040825 | 0.0032535 | 0.0025927 | 0.0020656 | 0.0016484 | 0.0013128 | 0.0010448 | 0.0008322 | 5.6465e-06 | 2.0048e-06 | 6.8036e-07 | 2.2076e-07 | 0.0767 | 0.0057034 | 0.0061875 | 0.0092138 | 0.010887 | 0.016996 | 0.025437 | 0.030681 | 0.034935 | 0.025824 | 0.017378 | 0.0081913 | 0.0056623 | - | 0.002243 | 0.0020332 | 0.002257 | 0.0031979 | 0.0045962 | 0.0057759 | 0.0095668 | 0.00818 | 0.0082963 | 0.0039302 | 0.0025788 | 0.0021462 | 2.4346
Retro12Med | Retro | Economizer | Commercial | HVAC | 5.4967e-05 | 0.4391 | 52.4264 | Restaurant | Economizer-Retro-Restaurant | 0.059222 | 0.059481 | 0.059209 | 0.058906 | 0.058629 | 0.052517 | 0.041815 | 0.033294 | 0.026509 | 0.021107 | 0.016806 | 0.013382 | 0.010689 | 0.0085241 | 0.006786 | 0.005406 | 3.6724e-05 | 1.3035e-05 | 4.4235e-06 | 1.4341e-06 | 0.49491 | 0.01101 | 0.011384 | 0.016308 | 0.018958 | 0.029125 | 0.043409 | 0.0523 | 0.059539 | 0.044037 | 0.029764 | 0.014395 | 0.010826 | - | 0.0048407 | 0.0041066 | 0.0044 | 0.0059599 | 0.0080887 | 0.0099446 | 0.016371 | 0.013996 | 0.014211 | 0.0068311 | 0.0047442 | 0.0045489 | 1.5925
Retro12Med | Retro | Economizer | Commercial | HVAC | 0.00013187 | 0.55724 | 13.6515 | Lodging | Economizer-Retro-Lodging | 0.078665 | 0.078954 | 0.078758 | 0.078444 | 0.078264 | 0.070226 | 0.056037 | 0.044718 | 0.035688 | 0.02849 | 0.022743 | 0.018161 | 0.014545 | 0.011625 | 0.0092798 | 0.0074075 | 5.0431e-05 | 1.7939e-05 | 6.0993e-06 | 1.9831e-06 | 0.68713 | 0.040137 | 0.029106 | 0.026754 | 0.023568 | 0.024644 | 0.03226 | 0.037421 | 0.042274 | 0.031939 | 0.024814 | 0.021123 | 0.037156 | - | 0.02895 | 0.018994 | 0.016993 | 0.017009 | 0.012148 | 0.009592 | 0.01329 | 0.011312 | 0.01189 | 0.0081851 | 0.012118 | 0.025565 | 3.9424
Retro12Med | Retro | Economizer | Commercial | HVAC | 4.493e-05 | 0.31384 | 68.8431 | Hospital | Economizer-Retro-Hospital | 0.11938 | 0.12382 | 0.12292 | 0.12226 | 0.12139 | 0.10823 | 0.086221 | 0.068751 | 0.054789 | 0.043742 | 0.034945 | 0.027969 | 0.022403 | 0.017934 | 0.014285 | 0.011396 | 7.7531e-05 | 2.759e-05 | 9.3769e-06 | 3.0475e-06 | 1.0487 | 0.010246 | 0.0094682 | 0.012206 | 0.013506 | 0.019698 | 0.028953 | 0.034751 | 0.039532 | 0.0293 | 0.020096 | 0.010548 | 0.0098649 | - | 0.0055316 | 0.0041871 | 0.0041813 | 0.0051178 | 0.0059524 | 0.0068327 | 0.011021 | 0.0094176 | 0.009599 | 0.0048385 | 0.0039448 | 0.0050491 | 1.2443
Retro12Med | Retro | Economizer | Commercial | HVAC | 0.0001095 | 0.49462 | 19.9477 | Residential Care | Economizer-Retro-Residential Care | 0.039907 | 0.041207 | 0.04098 | 0.040734 | 0.040468 | 0.036129 | 0.028798 | 0.022956 | 0.018297 | 0.014614 | 0.011674 | 0.0093381 | 0.0074819 | 0.005984 | 0.0047639 | 0.003804 | 2.5869e-05 | 9.2004e-06 | 3.1277e-06 | 1.0167e-06 | 0.34858 | 0.032446 | 0.024053 | 0.023011 | 0.020979 | 0.023372 | 0.031409 | 0.036734 | 0.041568 | 0.03126 | 0.0236 | 0.018402 | 0.030134 | - | 0.022925 | 0.015184 | 0.013697 | 0.013949 | 0.010554 | 0.008882 | 0.012706 | 0.010825 | 0.011301 | 0.0073241 | 0.010015 | 0.020286 | 3.0668
Retro12Med | Retro | Economizer | Commercial | HVAC | 5.8076e-05 | 0.35064 | 39.8699 | Assembly | Economizer-Retro-Assembly | 0.41819 | 0.41986 | 0.41797 | 0.4151 | 0.41363 | 0.3703 | 0.29481 | 0.23436 | 0.18669 | 0.14901 | 0.11898 | 0.094853 | 0.075717 | 0.060537 | 0.048301 | 0.038518 | 0.00026146 | 9.2884e-05 | 3.1514e-05 | 1.0229e-05 | 3.5103 | 0.014766 | 0.012437 | 0.014406 | 0.015027 | 0.020446 | 0.029453 | 0.035155 | 0.039946 | 0.029699 | 0.02081 | 0.012147 | 0.013991 | - | 0.0090725 | 0.006426 | 0.0061185 | 0.0069157 | 0.0068892 | 0.0072499 | 0.011364 | 0.009704 | 0.0099454 | 0.0053445 | 0.0051806 | 0.0081512 | 1.7941
Retro12Med | Retro | Economizer | Commercial | HVAC | 6.8023e-05 | 0.37849 | 31.5898 | Other | Economizer-Retro-Other | 0.43344 | 0.44581 | 0.43923 | 0.43467 | 0.43001 | 0.38123 | 0.30303 | 0.24015 | 0.19081 | 0.15164 | 0.12015 | 0.095619 | 0.075973 | 0.060291 | 0.047701 | 0.037922 | 0.00025552 | 9.0576e-05 | 3.0559e-05 | 9.8612e-06 | 3.3374 | 0.018185 | 0.014684 | 0.01607 | 0.016178 | 0.021012 | 0.029831 | 0.03546 | 0.04026 | 0.030001 | 0.021349 | 0.013357 | 0.017114 | - | 0.011752 | 0.0081199 | 0.0075842 | 0.008276 | 0.007598 | 0.0075656 | 0.011624 | 0.0099208 | 0.010208 | 0.0057274 | 0.0061157 | 0.010498 | 2.0918
Retro12Med | Retro | Commercial EM | Commercial | HVAC | 0.13639 | 725.5086 | 39.1624 | Large Off | Commercial EM-Retro-Large Off | 2.3828 | 2.3757 | 2.3685 | 2.4104 | 2.4406 | 2.2234 | 1.8048 | 1.4637 | 1.1835 | 0.96021 | 0.77729 | 0.62886 | 0.5096 | 0.41289 | 0.33496 | 0.27211 | 0.0018815 | 0.00068203 | 0.00023587 | 7.7991e-05 | 27.2482 | 45.4931 | 40.9057 | 47.0719 | 43.792 | 44.709 | 44.2559 | 42.0439 | 43.8081 | 40.9308 | 46.6689 | 41.2994 | 44.9643 | NA | 19.3145 | 16.5945 | 15.9176 | 16.6206 | 16.3071 | 14.309 | 16.8006 | 13.7782 | 16.9624 | 15.2349 | 18.2788 | 19.4474 | 2.0528
Retro12Med | Retro | Commercial EM | Commercial | HVAC | 0.016958 | 90.2112 | 49.6197 | Medium Off | Commercial EM-Retro-Medium Off | 0.14868 | 0.14824 | 0.14779 | 0.15228 | 0.15545 | 0.1428 | 0.11704 | 0.095755 | 0.077874 | 0.063753 | 0.051999 | 0.042352 | 0.034589 | 0.028235 | 0.023075 | 0.018883 | 0.00013149 | 4.8043e-05 | 1.6726e-05 | 5.5719e-06 | 1.9467 | 5.6567 | 5.0863 | 5.853 | 5.4452 | 5.5592 | 5.5029 | 5.2278 | 5.4472 | 5.0894 | 5.8029 | 5.1352 | 5.5909 | NA | 2.4016 | 2.0634 | 1.9792 | 2.0666 | 2.0277 | 1.7792 | 2.089 | 1.7132 | 2.1091 | 1.8943 | 2.2728 | 2.4181 | 1.7296
Retro12Med | Retro | Commercial EM | Commercial | HVAC | 0.0046434 | 24.7007 | 158.7645 | Small Off | Commercial EM-Retro-Small Off | 0.039292 | 0.039174 | 0.039057 | 0.039294 | 0.039437 | 0.035628 | 0.028643 | 0.02302 | 0.018469 | 0.014849 | 0.011926 | 0.0095756 | 0.0076954 | 0.0061842 | 0.0049724 | 0.0040004 | 2.7425e-05 | 9.8531e-06 | 3.3774e-06 | 1.1076e-06 | 0.38695 | 1.5489 | 1.3927 | 1.6026 | 1.4909 | 1.5222 | 1.5067 | 1.4314 | 1.4915 | 1.3935 | 1.5889 | 1.4061 | 1.5309 | NA | 0.65758 | 0.56498 | 0.54193 | 0.56587 | 0.55519 | 0.48716 | 0.57199 | 0.46909 | 0.5775 | 0.51869 | 0.62232 | 0.66211 | 0.67397
Retro12Med | Retro | Commercial EM | Commercial | HVAC | 0.0062942 | 33.4823 | 46.489 | XLarge Ret | Commercial EM-Retro-XLarge Ret | 0.040029 | 0.039845 | 0.039662 | 0.04 | 0.040248 | 0.036295 | 0.029096 | 0.023316 | 0.018668 | 0.014947 | 0.011967 | 0.0095928 | 0.0076976 | 0.0061797 | 0.0049793 | 0.0040178 | 2.7601e-05 | 9.9261e-06 | 3.406e-06 | 1.116e-06 | 0.38991 | 2.0995 | 1.8878 | 2.1724 | 2.021 | 2.0633 | 2.0424 | 1.9403 | 2.0217 | 1.889 | 2.1538 | 1.906 | 2.0751 | NA | 0.89137 | 0.76584 | 0.7346 | 0.76704 | 0.75257 | 0.66036 | 0.77535 | 0.63586 | 0.78282 | 0.70309 | 0.84357 | 0.8975 | 1.6892
Retro12Med | Retro | Commercial EM | Commercial | HVAC | 0.044502 | 236.7305 | 131.2056 | Large Ret | Commercial EM-Retro-Large Ret | 0.42744 | 0.42547 | 0.42352 | 0.42304 | 0.42232 | 0.37903 | 0.30239 | 0.24121 | 0.19237 | 0.15342 | 0.12235 | 0.097613 | 0.077902 | 0.06218 | 0.049681 | 0.039712 | 0.00027054 | 9.6503e-05 | 3.2855e-05 | 1.0694e-05 | 3.7363 | 14.8442 | 13.3474 | 15.3594 | 14.2892 | 14.5884 | 14.4405 | 13.7187 | 14.2944 | 13.3555 | 15.2279 | 13.4758 | 14.6717 | NA | 6.3023 | 5.4147 | 5.1938 | 5.4232 | 5.3209 | 4.669 | 5.482 | 4.4958 | 5.5348 | 4.9711 | 5.9643 | 6.3456 | 0.81647
Retro12Med | Retro | Commercial EM | Commercial | HVAC | 0.0070418 | 37.4593 | 87.8753 | Medium Ret | Commercial EM-Retro-Medium Ret | 0.031435 | 0.03129 | 0.031146 | 0.031886 | 0.03247 | 0.029499 | 0.023827 | 0.019224 | 0.015479 | 0.012462 | 0.01003 | 0.0080961 | 0.0065493 | 0.0053019 | 0.0043208 | 0.00353 | 2.4514e-05 | 8.909e-06 | 3.0873e-06 | 1.0202e-06 | 0.35642 | 2.3489 | 2.112 | 2.4304 | 2.2611 | 2.3084 | 2.285 | 2.1708 | 2.2619 | 2.1133 | 2.4096 | 2.1324 | 2.3216 | NA | 0.99725 | 0.8568 | 0.82186 | 0.85815 | 0.84196 | 0.7388 | 0.86745 | 0.71139 | 0.8758 | 0.78661 | 0.94377 | 1.0041 | 1.1195
Retro12Med | Retro | Commercial EM | Commercial | HVAC | 0.029203 | 155.3447 | 25.9451 | Small Ret | Commercial EM-Retro-Small Ret | 0.14696 | 0.14628 | 0.14561 | 0.1461 | 0.14639 | 0.13168 | 0.1053 | 0.084184 | 0.067258 | 0.053734 | 0.042926 | 0.034327 | 0.027472 | 0.021992 | 0.017643 | 0.014167 | 9.691e-05 | 3.4708e-05 | 1.1863e-05 | 3.8745e-06 | 1.3537 | 9.7409 | 8.7587 | 10.079 | 9.3767 | 9.573 | 9.476 | 9.0024 | 9.3801 | 8.764 | 9.9927 | 8.843 | 9.6277 | NA | 4.1356 | 3.5532 | 3.4083 | 3.5588 | 3.4916 | 3.0638 | 3.5973 | 2.9502 | 3.632 | 3.2621 | 3.9138 | 4.164 | 2.6985
Retro12Med | Retro | Commercial EM | Commercial | HVAC | 0.03744 | 199.1614 | 74.9938 | School K-12 | Commercial EM-Retro-School K-12 | 0.41495 | 0.41325 | 0.41156 | 0.41072 | 0.41093 | 0.36981 | 0.29553 | 0.23621 | 0.18888 | 0.15113 | 0.12118 | 0.097318 | 0.078082 | 0.062656 | 0.050303 | 0.040397 | 0.00027647 | 9.9092e-05 | 3.3878e-05 | 1.1088e-05 | 3.8738 | 12.4884 | 11.2291 | 12.9218 | 12.0215 | 12.2732 | 12.1488 | 11.5416 | 12.0259 | 11.236 | 12.8112 | 11.3372 | 12.3433 | NA | 5.3021 | 4.5554 | 4.3696 | 4.5626 | 4.4765 | 3.928 | 4.612 | 3.7823 | 4.6564 | 4.1822 | 5.0178 | 5.3386 | 1.2341
Retro12Med | Retro | Commercial EM | Commercial | HVAC | 0.16474 | 876.3554 | 41.4905 | University | Commercial EM-Retro-University | 0.92501 | 0.92122 | 0.91744 | 0.9158 | 0.91431 | 0.82349 | 0.66065 | 0.52929 | 0.42431 | 0.33989 | 0.27301 | 0.21966 | 0.17673 | 0.14232 | 0.11463 | 0.092399 | 0.00063508 | 0.00022828 | 7.8256e-05 | 2.5692e-05 | 8.9763 | 54.952 | 49.4107 | 56.8591 | 52.8972 | 54.0049 | 53.4575 | 50.7856 | 52.9166 | 49.4411 | 56.3722 | 49.8863 | 54.3132 | NA | 23.3304 | 20.0448 | 19.2272 | 20.0764 | 19.6976 | 17.2841 | 20.2937 | 16.6429 | 20.4892 | 18.4025 | 22.0793 | 23.4909 | 1.8926
Retro12Med | Retro | Commercial EM | Commercial | HVAC | 0.0054564 | 29.0253 | 71.2908 | Warehouse | Commercial EM-Retro-Warehouse | 0.11254 | 0.11212 | 0.11171 | 0.11321 | 0.1147 | 0.10414 | 0.083882 | 0.067389 | 0.054089 | 0.043498 | 0.035016 | 0.028205 | 0.022711 | 0.018293 | 0.014721 | 0.011832 | 8.1104e-05 | 2.9109e-05 | 9.9823e-06 | 3.2729e-06 | 1.1435 | 1.82 | 1.6365 | 1.8832 | 1.752 | 1.7887 | 1.7705 | 1.682 | 1.7526 | 1.6375 | 1.8671 | 1.6523 | 1.7989 | NA | 0.77271 | 0.66389 | 0.63681 | 0.66494 | 0.65239 | 0.57246 | 0.67214 | 0.55122 | 0.67861 | 0.6095 | 0.73128 | 0.77803 | 1.2197
Retro12Med | Retro | Commercial EM | Commercial | HVAC | 0.012478 | 66.3759 | 26.895 | Supermarket | Commercial EM-Retro-Supermarket | 0.030812 | 0.030534 | 0.03026 | 0.030211 | 0.030138 | 0.027038 | 0.021562 | 0.017195 | 0.013713 | 0.010936 | 0.0087209 | 0.0069544 | 0.0055458 | 0.0044225 | 0.0035268 | 0.0028126 | 1.9119e-05 | 6.8076e-06 | 2.3138e-06 | 7.5225e-07 | 0.26282 | 4.1621 | 3.7424 | 4.3066 | 4.0065 | 4.0904 | 4.0489 | 3.8465 | 4.0079 | 3.7447 | 4.2697 | 3.7784 | 4.1137 | NA | 1.7671 | 1.5182 | 1.4563 | 1.5206 | 1.4919 | 1.3091 | 1.5371 | 1.2605 | 1.5519 | 1.3938 | 1.6723 | 1.7792 | 2.3104
Retro12Med | Retro | Commercial EM | Commercial | HVAC | 0 | 0 | 9999 | MiniMart | Commercial EM-Retro-MiniMart | 0 | 0 | 0 | 0 | 0 | 0 | 0 | 0 | 0 | 0 | 0 | 0 | 0 | 0 | 0 | 0 | 0 | 0 | 0 | 0 | 0 | - | - | - | - | - | - | - | - | - | - | - | - | NA | - | - | - | - | - | - | - | - | - | - | - | - | 9999
Retro12Med | Retro | Commercial EM | Commercial | HVAC | 0.0092599 | 49.2585 | 47.7652 | Restaurant | Commercial EM-Retro-Restaurant | 0.021942 | 0.021839 | 0.021736 | 0.021833 | 0.021932 | 0.01982 | 0.015922 | 0.012789 | 0.010272 | 0.0082506 | 0.0066264 | 0.0053217 | 0.0042738 | 0.0034323 | 0.0027645 | 0.0022296 | 1.5327e-05 | 5.5191e-06 | 1.8979e-06 | 6.2344e-07 | 0.21782 | 3.0888 | 2.7773 | 3.196 | 2.9733 | 3.0355 | 3.0048 | 2.8546 | 2.9744 | 2.779 | 3.1686 | 2.804 | 3.0529 | NA | 1.3114 | 1.1267 | 1.0807 | 1.1285 | 1.1072 | 0.97151 | 1.1407 | 0.93547 | 1.1517 | 1.0344 | 1.241 | 1.3204 | 1.7419
Retro12Med | Retro | Commercial EM | Commercial | HVAC | 0.02196 | 116.818 | 31.737 | Lodging | Commercial EM-Retro-Lodging | 0.17175 | 0.17134 | 0.17093 | 0.17156 | 0.17218 | 0.15527 | 0.12447 | 0.099727 | 0.079887 | 0.063988 | 0.051251 | 0.041061 | 0.032905 | 0.026384 | 0.021225 | 0.017098 | 0.00011745 | 4.2251e-05 | 1.4514e-05 | 4.7618e-06 | 1.6637 | 7.3251 | 6.5864 | 7.5793 | 7.0512 | 7.1988 | 7.1259 | 6.7697 | 7.0538 | 6.5905 | 7.5144 | 6.6498 | 7.2399 | NA | 3.1099 | 2.672 | 2.563 | 2.6762 | 2.6257 | 2.304 | 2.7052 | 2.2185 | 2.7312 | 2.4531 | 2.9432 | 3.1313 | 2.5074
Retro12Med | Retro | Commercial EM | Commercial | HVAC | 0.30852 | 1641.1873 | 11.6522 | Hospital | Commercial EM-Retro-Hospital | 1.4895 | 1.4863 | 1.4832 | 1.5387 | 1.5861 | 1.4656 | 1.1973 | 0.97137 | 0.78643 | 0.63596 | 0.51344 | 0.4145 | 0.33479 | 0.27096 | 0.21985 | 0.17874 | 0.0012365 | 0.00044752 | 0.00015452 | 5.0967e-05 | 17.8068 | 102.9109 | 92.5336 | 106.4823 | 99.0628 | 101.1372 | 100.1121 | 95.1082 | 99.0992 | 92.5903 | 105.5706 | 93.4242 | 101.7145 | NA | 43.6918 | 37.5387 | 36.0075 | 37.5979 | 36.8885 | 32.3687 | 38.0049 | 31.1679 | 38.3711 | 34.4632 | 41.3488 | 43.9924 | 3.2852
Retro12Med | Retro | Commercial EM | Commercial | HVAC | 0.028651 | 152.4085 | 19.7706 | Residential Care | Commercial EM-Retro-Residential Care | 0.16956 | 0.16915 | 0.16874 | 0.17427 | 0.17924 | 0.16521 | 0.13476 | 0.10932 | 0.088567 | 0.071666 | 0.057918 | 0.046832 | 0.037891 | 0.030711 | 0.024967 | 0.020326 | 0.00014076 | 5.1049e-05 | 1.766e-05 | 5.8346e-06 | 2.0385 | 9.5568 | 8.5931 | 9.8885 | 9.1994 | 9.3921 | 9.2969 | 8.8322 | 9.2028 | 8.5984 | 9.8038 | 8.6758 | 9.4457 | NA | 4.0574 | 3.486 | 3.3438 | 3.4915 | 3.4256 | 3.0059 | 3.5293 | 2.8944 | 3.5633 | 3.2004 | 3.8398 | 4.0853 | 3.1602
Retro12Med | Retro | Commercial EM | Commercial | HVAC | 0.032907 | 175.0492 | 33.2569 | Assembly | Commercial EM-Retro-Assembly | 0.56859 | 0.56604 | 0.5635 | 0.56579 | 0.56806 | 0.51208 | 0.41071 | 0.32913 | 0.26367 | 0.21085 | 0.16866 | 0.13519 | 0.10863 | 0.087366 | 0.070413 | 0.05695 | 0.00039331 | 0.00014237 | 4.9164e-05 | 1.6225e-05 | 5.6686 | 10.9765 | 9.8696 | 11.3574 | 10.566 | 10.7873 | 10.678 | 10.1443 | 10.5699 | 9.8757 | 11.2602 | 9.9646 | 10.8489 | NA | 4.6602 | 4.0039 | 3.8406 | 4.0102 | 3.9345 | 3.4524 | 4.0536 | 3.3244 | 4.0927 | 3.6758 | 4.4103 | 4.6922 | 2.0401
Retro12Med | Retro | Commercial EM | Commercial | HVAC | 0.040837 | 217.2361 | 23.2921 | Other | Commercial EM-Retro-Other | 0.6432 | 0.63741 | 0.63167 | 0.65013 | 0.66463 | 0.61027 | 0.49702 | 0.40242 | 0.32649 | 0.26472 | 0.21496 | 0.17485 | 0.1421 | 0.11578 | 0.09445 | 0.077063 | 0.000535 | 0.00019477 | 6.75e-05 | 2.239e-05 | 7.8225 | 13.6218 | 12.2482 | 14.0946 | 13.1125 | 13.387 | 13.2514 | 12.589 | 13.1173 | 12.2557 | 13.9739 | 12.3661 | 13.4635 | NA | 5.7833 | 4.9688 | 4.7661 | 4.9766 | 4.8828 | 4.2845 | 5.0305 | 4.1255 | 5.079 | 4.5617 | 5.4731 | 5.8231 | 2.2443
LO20Fast | New | LEC Exit Sign | Commercial | Lighting | 0.0080422 | 64.0323 | 9.8774 | NA | LEC Exit Sign-Double-New | 0.048601 | 0.071442 | 0.079777 | 0.093318 | 0.090068 | 0.090284 | 0.10649 | 0.11234 | 0.12669 | 0.14056 | 0.15409 | 0.17752 | 0.19527 | 0.18896 | 0.2004 | 0.19518 | 0.19191 | 0.18269 | 0.17919 | 0.18139 | 2.8062 | 3.0925 | 2.9057 | 3.2957 | 3.0029 | 3.08 | 3.0702 | 2.9397 | 3.3534 | 2.8883 | 3.2814 | 2.8358 | 2.8874 | - | 2.4897 | 2.2395 | 2.2274 | 2.2382 | 2.2671 | 2.1017 | 2.363 | 2.2519 | 2.3551 | 2.2094 | 2.3236 | 2.3328 | 1.8887
LO20Fast | New | LEC Exit Sign | Commercial | Lighting | 0.0040081 | 31.9127 | 26.996 | NA | LEC Exit Sign-Single-New | 0.0099778 | 0.014667 | 0.016378 | 0.019158 | 0.018491 | 0.018535 | 0.021862 | 0.023063 | 0.02601 | 0.028856 | 0.031634 | 0.036445 | 0.040089 | 0.038793 | 0.041142 | 0.040071 | 0.0394 | 0.037505 | 0.036788 | 0.037239 | 0.5761 | 1.5412 | 1.4482 | 1.6425 | 1.4966 | 1.535 | 1.5301 | 1.4651 | 1.6713 | 1.4395 | 1.6354 | 1.4133 | 1.439 | - | 1.2408 | 1.1161 | 1.1101 | 1.1155 | 1.1299 | 1.0475 | 1.1777 | 1.1223 | 1.1738 | 1.1011 | 1.1581 | 1.1626 | 1.3504
LO20Fast | NR | LEC Exit Sign | Commercial | Lighting | 0.0080422 | 64.0323 | 9.8774 | NA | LEC Exit Sign-Double-NR | 0.19124 | 0.32388 | 0.41449 | 0.48405 | 0.54421 | 0.5955 | 0.63869 | 0.67465 | 0.70427 | 0.72841 | 0.74785 | 0.76215 | 0.77247 | 0.7797 | 0.78454 | 0.79983 | 0.81099 | 0.81915 | 0.82592 | 0.83061 | 16.7511 | 3.0925 | 2.9057 | 3.2957 | 3.0029 | 3.08 | 3.0702 | 2.9397 | 3.3534 | 2.8883 | 3.2814 | 2.8358 | 2.8874 | - | 2.4897 | 2.2395 | 2.2274 | 2.2382 | 2.2671 | 2.1017 | 2.363 | 2.2519 | 2.3551 | 2.2094 | 2.3236 | 2.3328 | 1.8887
LO20Fast | NR | LEC Exit Sign | Commercial | Lighting | 0.0040081 | 31.9127 | 26.996 | NA | LEC Exit Sign-Single-NR | 0.039261 | 0.066493 | 0.085094 | 0.099374 | 0.11172 | 0.12225 | 0.13112 | 0.1385 | 0.14459 | 0.14954 | 0.15353 | 0.15647 | 0.15859 | 0.16007 | 0.16106 | 0.1642 | 0.16649 | 0.16817 | 0.16956 | 0.17052 | 3.439 | 1.5412 | 1.4482 | 1.6425 | 1.4966 | 1.535 | 1.5301 | 1.4651 | 1.6713 | 1.4395 | 1.6354 | 1.4133 | 1.439 | - | 1.2408 | 1.1161 | 1.1101 | 1.1155 | 1.1299 | 1.0475 | 1.1777 | 1.1223 | 1.1738 | 1.1011 | 1.1581 | 1.1626 | 1.3504
LO20Fast | New | Exterior Building Lighting | Commercial | Lighting | 0.032581 | 139.5834 | -2.1286 | Exterior Lighting: Parking Lot - HPS 250W - New | NA | 0.12833 | 0.18864 | 0.21065 | 0.24641 | 0.23783 | 0.2384 | 0.28119 | 0.29664 | 0.33453 | 0.37115 | 0.40688 | 0.46875 | 0.51562 | 0.49895 | 0.52916 | 0.51538 | 0.50675 | 0.48239 | 0.47316 | 0.47896 | 7.4098 | 5.717 | 4.2264 | 3.937 | 2.2602 | 1.8156 | 1.4083 | 1.4696 | 2.139 | 2.7025 | 4.4088 | 5.1055 | 6.0142 | NA | 9.475 | 8.2188 | 8.2854 | 7.8898 | 7.2669 | 6.6026 | 7.2099 | 7.7853 | 8.3917 | 8.6608 | 9.0789 | 9.5142 | 8.6408
LO20Fast | New | Exterior Building Lighting | Commercial | Lighting | 0.016712 | 71.5968 | -17.9987 | Exterior Lighting: Walkway - HID 150W - New | NA | 0.056172 | 0.082569 | 0.092203 | 0.10785 | 0.1041 | 0.10435 | 0.12308 | 0.12984 | 0.14643 | 0.16245 | 0.17809 | 0.20517 | 0.22569 | 0.21839 | 0.23161 | 0.22558 | 0.22181 | 0.21114 | 0.2071 | 0.20964 | 3.2433 | 2.9324 | 2.1678 | 2.0194 | 1.1593 | 0.93126 | 0.72238 | 0.7538 | 1.0972 | 1.3862 | 2.2614 | 2.6188 | 3.0849 | NA | 4.86 | 4.2157 | 4.2499 | 4.0469 | 3.7274 | 3.3867 | 3.6982 | 3.9933 | 4.3044 | 4.4424 | 4.6569 | 4.8801 | 121.6315
LO20Fast | New | Exterior Building Lighting | Commercial | Lighting | 0.01675 | 71.7617 | -18.2571 | Exterior Lighting: FaÃ§ade - HID 150W - New | NA | 0.056301 | 0.08276 | 0.092416 | 0.1081 | 0.10434 | 0.10459 | 0.12336 | 0.13014 | 0.14676 | 0.16283 | 0.1785 | 0.20564 | 0.22621 | 0.21889 | 0.23215 | 0.2261 | 0.22232 | 0.21163 | 0.20758 | 0.21013 | 3.2507 | 2.9392 | 2.1728 | 2.0241 | 1.162 | 0.9334 | 0.72405 | 0.75554 | 1.0997 | 1.3894 | 2.2666 | 2.6248 | 3.092 | NA | 4.8712 | 4.2254 | 4.2596 | 4.0562 | 3.736 | 3.3945 | 3.7067 | 4.0025 | 4.3143 | 4.4526 | 4.6676 | 4.8914 | 111.689
LO20Fast | New | Exterior Building Lighting | Commercial | Lighting | 0.00042933 | 1.8393 | -127.8572 | Exterior Lighting: Walkway - INC 75W - New | NA | 0.001443 | 0.0021212 | 0.0023687 | 0.0027708 | 0.0026742 | 0.0026807 | 0.0031618 | 0.0033356 | 0.0037617 | 0.0041734 | 0.0045752 | 0.0052709 | 0.0057979 | 0.0056105 | 0.0059502 | 0.0057953 | 0.0056982 | 0.0054242 | 0.0053205 | 0.0053857 | 0.08332 | 0.075334 | 0.055692 | 0.051879 | 0.029783 | 0.023924 | 0.018558 | 0.019365 | 0.028187 | 0.035612 | 0.058096 | 0.067277 | 0.079251 | NA | 0.12485 | 0.1083 | 0.10918 | 0.10397 | 0.095757 | 0.087005 | 0.095007 | 0.10259 | 0.11058 | 0.11412 | 0.11963 | 0.12537 | 70.3669
LO20Fast | New | Exterior Building Lighting | Commercial | Lighting | 0.0072273 | 30.9632 | -14.5936 | Exterior Lighting: FaÃ§ade - HID 400W - New | NA | 0.024292 | 0.035709 | 0.039875 | 0.046643 | 0.045018 | 0.045127 | 0.053226 | 0.056151 | 0.063324 | 0.070255 | 0.077019 | 0.08873 | 0.097603 | 0.094447 | 0.10017 | 0.097558 | 0.095924 | 0.091312 | 0.089565 | 0.090664 | 1.4026 | 1.2682 | 0.93751 | 0.87334 | 0.50136 | 0.40274 | 0.31241 | 0.32599 | 0.47449 | 0.59949 | 0.97799 | 1.1325 | 1.3341 | NA | 2.1018 | 1.8231 | 1.8379 | 1.7502 | 1.612 | 1.4646 | 1.5993 | 1.727 | 1.8615 | 1.9212 | 2.0139 | 2.1105 | 38.4219
LO20Fast | New | Exterior Building Lighting | Commercial | Lighting | 0.00057837 | 2.4779 | -40.7584 | Exterior Lighting: Walkway - CFL 26W - New | NA | 0.001944 | 0.0028576 | 0.003191 | 0.0037327 | 0.0036026 | 0.0036113 | 0.0042595 | 0.0044936 | 0.0050676 | 0.0056222 | 0.0061635 | 0.0071007 | 0.0078107 | 0.0075582 | 0.0080158 | 0.0078072 | 0.0076764 | 0.0073073 | 0.0071675 | 0.0072555 | 0.11225 | 0.10149 | 0.075026 | 0.06989 | 0.040122 | 0.032229 | 0.025001 | 0.026088 | 0.037972 | 0.047974 | 0.078265 | 0.090633 | 0.10676 | NA | 0.1682 | 0.1459 | 0.14708 | 0.14006 | 0.129 | 0.11721 | 0.12799 | 0.1382 | 0.14897 | 0.15374 | 0.16117 | 0.16889 | 13.6982
LO20Fast | New | Exterior Building Lighting | Commercial | Lighting | 0.012863 | 55.1091 | -3.3937 | Exterior Lighting: Parking Lot - MH 400W - New | NA | 0.049316 | 0.072492 | 0.08095 | 0.094691 | 0.091392 | 0.091612 | 0.10805 | 0.11399 | 0.12855 | 0.14263 | 0.15636 | 0.18013 | 0.19814 | 0.19174 | 0.20335 | 0.19805 | 0.19474 | 0.18537 | 0.18183 | 0.18406 | 2.8475 | 2.2571 | 1.6686 | 1.5544 | 0.89233 | 0.7168 | 0.55603 | 0.58021 | 0.84452 | 1.067 | 1.7407 | 2.0157 | 2.3745 | NA | 3.7408 | 3.2449 | 3.2712 | 3.115 | 2.8691 | 2.6068 | 2.8466 | 3.0737 | 3.3132 | 3.4194 | 3.5844 | 3.7563 | 9.3603
LO20Fast | New | Exterior Building Lighting | Commercial | Lighting | 0.0015645 | 6.7026 | 6.5791 | Exterior Lighting: Parking Lot - MH 1000W - New | NA | 0.005998 | 0.0088168 | 0.0098455 | 0.011517 | 0.011116 | 0.011142 | 0.013142 | 0.013864 | 0.015635 | 0.017347 | 0.019017 | 0.021908 | 0.024099 | 0.02332 | 0.024732 | 0.024088 | 0.023685 | 0.022546 | 0.022115 | 0.022386 | 0.34632 | 0.27452 | 0.20294 | 0.18905 | 0.10853 | 0.08718 | 0.067627 | 0.070568 | 0.10271 | 0.12977 | 0.21171 | 0.24516 | 0.2888 | NA | 0.45498 | 0.39465 | 0.39785 | 0.37886 | 0.34895 | 0.31705 | 0.34621 | 0.37384 | 0.40296 | 0.41588 | 0.43596 | 0.45686 | 5.6562
LO20Fast | NR | Exterior Building Lighting | Commercial | Lighting | 0.032581 | 139.5834 | 27.8765 | Exterior Lighting: Parking Lot - HPS 250W - NR | NA | 1.3209 | 2.2371 | 2.8629 | 3.3434 | 3.7589 | 4.171 | 4.4566 | 4.6959 | 4.8976 | 5.0571 | 5.187 | 5.2856 | 5.3547 | 5.4042 | 5.4371 | 5.4573 | 5.4689 | 5.4723 | 5.4677 | 5.4605 | 45.5451 | 5.717 | 4.2264 | 3.937 | 2.2602 | 1.8156 | 1.4083 | 1.4696 | 2.139 | 2.7025 | 4.4088 | 5.1055 | 6.0142 | NA | 9.475 | 8.2188 | 8.2854 | 7.8898 | 7.2669 | 6.6026 | 7.2099 | 7.7853 | 8.3917 | 8.6608 | 9.0789 | 9.5142 | 2.7581
LO20Fast | NR | Exterior Building Lighting | Commercial | Lighting | 0.016513 | 70.745 | 7.507 | Exterior Lighting: Walkway - HID 150W - NR | NA | 0.88041 | 1.4911 | 1.9082 | 2.2284 | 2.5054 | 2.78 | 2.9704 | 3.1299 | 3.2643 | 3.3706 | 3.4572 | 3.5229 | 3.569 | 3.602 | 3.6239 | 3.6374 | 3.6451 | 3.6474 | 3.6443 | 3.6395 | 23.0836 | 2.8975 | 2.142 | 1.9954 | 1.1455 | 0.92018 | 0.71379 | 0.74483 | 1.0841 | 1.3697 | 2.2345 | 2.5876 | 3.0482 | NA | 4.8022 | 4.1655 | 4.1993 | 3.9988 | 3.6831 | 3.3464 | 3.6542 | 3.9458 | 4.2532 | 4.3895 | 4.6015 | 4.8221 | 4.679
LO20Fast | NR | Exterior Building Lighting | Commercial | Lighting | 0.01675 | 71.7617 | 9.2205 | Exterior Lighting: FaÃ§ade - HID 150W - NR | NA | 0.89307 | 1.5125 | 1.9356 | 2.2604 | 2.5414 | 2.82 | 3.0131 | 3.1749 | 3.3112 | 3.4191 | 3.5069 | 3.5736 | 3.6203 | 3.6537 | 3.676 | 3.6897 | 3.6975 | 3.6998 | 3.6967 | 3.6918 | 23.4153 | 2.9392 | 2.1728 | 2.0241 | 1.162 | 0.9334 | 0.72405 | 0.75554 | 1.0997 | 1.3894 | 2.2666 | 2.6248 | 3.092 | NA | 4.8712 | 4.2254 | 4.2596 | 4.0562 | 3.736 | 3.3945 | 3.7067 | 4.0025 | 4.3143 | 4.4526 | 4.6676 | 4.8914 | 4.3622
LO20Fast | NR | Exterior Building Lighting | Commercial | Lighting | 0.00042933 | 1.8393 | -127.8572 | Exterior Lighting: Walkway - INC 75W - NR | NA | 0.01526 | 0.025845 | 0.033074 | 0.038625 | 0.043425 | 0.048186 | 0.051486 | 0.05425 | 0.05658 | 0.058423 | 0.059923 | 0.061063 | 0.061861 | 0.062433 | 0.062813 | 0.063046 | 0.06318 | 0.063219 | 0.063167 | 0.063083 | 0.60016 | 0.075334 | 0.055692 | 0.051879 | 0.029783 | 0.023924 | 0.018558 | 0.019365 | 0.028187 | 0.035612 | 0.058096 | 0.067277 | 0.079251 | NA | 0.12485 | 0.1083 | 0.10918 | 0.10397 | 0.095757 | 0.087005 | 0.095007 | 0.10259 | 0.11058 | 0.11412 | 0.11963 | 0.12537 | 70.3669
LO20Fast | NR | Exterior Building Lighting | Commercial | Lighting | 0.0072273 | 30.9632 | 2.7381 | Exterior Lighting: FaÃ§ade - HID 400W - NR | NA | 0.38533 | 0.6526 | 0.83517 | 0.97532 | 1.0965 | 1.2168 | 1.3001 | 1.3699 | 1.4287 | 1.4752 | 1.5131 | 1.5419 | 1.5621 | 1.5765 | 1.5861 | 1.592 | 1.5954 | 1.5964 | 1.595 | 1.5929 | 10.1031 | 1.2682 | 0.93751 | 0.87334 | 0.50136 | 0.40274 | 0.31241 | 0.32599 | 0.47449 | 0.59949 | 0.97799 | 1.1325 | 1.3341 | NA | 2.1018 | 1.8231 | 1.8379 | 1.7502 | 1.612 | 1.4646 | 1.5993 | 1.727 | 1.8615 | 1.9212 | 2.0139 | 2.1105 | 5.9969
LO20Fast | NR | Exterior Building Lighting | Commercial | Lighting | 0.00057837 | 2.4779 | -40.7584 | Exterior Lighting: Walkway - CFL 26W - NR | NA | 0.020558 | 0.034817 | 0.044557 | 0.052034 | 0.058501 | 0.064915 | 0.069359 | 0.073083 | 0.076223 | 0.078705 | 0.080726 | 0.082261 | 0.083337 | 0.084107 | 0.084619 | 0.084934 | 0.085113 | 0.085166 | 0.085096 | 0.084983 | 0.80851 | 0.10149 | 0.075026 | 0.06989 | 0.040122 | 0.032229 | 0.025001 | 0.026088 | 0.037972 | 0.047974 | 0.078265 | 0.090633 | 0.10676 | NA | 0.1682 | 0.1459 | 0.14708 | 0.14006 | 0.129 | 0.11721 | 0.12799 | 0.1382 | 0.14897 | 0.15374 | 0.16117 | 0.16889 | 13.6982
LO20Fast | NR | Exterior Building Lighting | Commercial | Lighting | 0.012863 | 55.1091 | 16.4132 | Exterior Lighting: Parking Lot - MH 400W - NR | NA | 0.52151 | 0.88324 | 1.1303 | 1.32 | 1.4841 | 1.6468 | 1.7595 | 1.854 | 1.9336 | 1.9966 | 2.0479 | 2.0868 | 2.1141 | 2.1336 | 2.1466 | 2.1546 | 2.1592 | 2.1605 | 2.1587 | 2.1559 | 17.9817 | 2.2571 | 1.6686 | 1.5544 | 0.89233 | 0.7168 | 0.55603 | 0.58021 | 0.84452 | 1.067 | 1.7407 | 2.0157 | 2.3745 | NA | 3.7408 | 3.2449 | 3.2712 | 3.115 | 2.8691 | 2.6068 | 2.8466 | 3.0737 | 3.3132 | 3.4194 | 3.5844 | 3.7563 | 3.7106
LO20Fast | NR | Exterior Building Lighting | Commercial | Lighting | 0.0015645 | 6.7026 | 24.6043 | Exterior Lighting: Parking Lot - MH 1000W - NR | NA | 0.35402 | 0.59957 | 0.7673 | 0.89607 | 1.0074 | 1.1179 | 1.1944 | 1.2586 | 1.3126 | 1.3554 | 1.3902 | 1.4166 | 1.4351 | 1.4484 | 1.4572 | 1.4626 | 1.4657 | 1.4666 | 1.4654 | 1.4635 | 2.187 | 0.27452 | 0.20294 | 0.18905 | 0.10853 | 0.08718 | 0.067627 | 0.070568 | 0.10271 | 0.12977 | 0.21171 | 0.24516 | 0.2888 | NA | 0.45498 | 0.39465 | 0.39785 | 0.37886 | 0.34895 | 0.31705 | 0.34621 | 0.37384 | 0.40296 | 0.41588 | 0.43596 | 0.45686 | 3.058
LOEven20 | NR | Premium Fume Hood | Commercial | HVAC | 2.9297 | 15584.532 | 40.3494 | NA | Premium Fume Hood-NR | 0.016501 | 0.033346 | 0.050538 | 0.06807 | 0.085933 | 0.10411 | 0.12261 | 0.14139 | 0.16047 | 0.17984 | 0.19949 | 0.21942 | 0.23964 | 0.26013 | 0.2809 | 0.30194 | 0.32325 | 0.34483 | 0.36668 | 0.3888 | 6.48 | 977.2302 | 878.6884 | 1011.1445 | 940.6889 | 960.3877 | 950.6538 | 903.1373 | 941.0348 | 879.2273 | 1002.4862 | 887.1458 | 965.8699 | - | 414.8925 | 356.4635 | 341.9235 | 357.0252 | 350.2896 | 307.3694 | 360.8907 | 295.9669 | 364.3673 | 327.2587 | 392.6432 | 417.7466 | 2.191
Retro12Med | Retro | Grocery Refrigeration Bundle | Commercial | Refrigeration | 2.9938 | 24683.1099 | 25.193 | Grocery Refrigeration Bundle | Replace Shaded Pole with ECM in Walk-in Cooler | 1.0396 | 1.0396 | 1.0396 | 1.0396 | 1.0396 | 0.93563 | 0.74851 | 0.59881 | 0.47904 | 0.38324 | 0.30659 | 0.24527 | 0.19622 | 0.15697 | 0.12558 | 0.10046 | 0.00068523 | 0.00024473 | 8.3429e-05 | 2.7205e-05 | 9.5049 | 1051.5833 | 1072.6647 | 1161.5028 | 1158.1992 | 1188.7262 | 1260.5257 | 1215.9554 | 1348.2763 | 1188.6312 | 1249.8087 | 1124.8577 | 1070.6691 | - | 846.7359 | 831.9635 | 788.1798 | 871.225 | 880.7577 | 863.6303 | 980.547 | 912.6921 | 977.7461 | 847.8395 | 927.9927 | 862.4004 | 3.0592
Retro12Med | Retro | Grocery Refrigeration Bundle | Commercial | Refrigeration | 0.03822 | 315.107 | 48.1174 | Grocery Refrigeration Bundle | ECM Controllers on Walk-In Evaporator Motors | 0.34842 | 0.34842 | 0.34842 | 0.34842 | 0.34842 | 0.31358 | 0.25086 | 0.20069 | 0.16055 | 0.12844 | 0.10275 | 0.082202 | 0.065762 | 0.052609 | 0.042087 | 0.03367 | 0.00022966 | 8.202e-05 | 2.7961e-05 | 9.1178e-06 | 3.1855 | 13.4246 | 13.6937 | 14.8279 | 14.7857 | 15.1754 | 16.092 | 15.523 | 17.2122 | 15.1742 | 15.9552 | 14.36 | 13.6683 | - | 10.8095 | 10.6209 | 10.062 | 11.1221 | 11.2438 | 11.0252 | 12.5178 | 11.6515 | 12.482 | 10.8236 | 11.8468 | 11.0095 | 1.7842
Retro12Med | Retro | Grocery Refrigeration Bundle | Commercial | Refrigeration | 0.019169 | 158.0388 | 33.3467 | Grocery Refrigeration Bundle | Strip Curtains: Walk-In Coolers/ Freezers | 0.03895 | 0.03895 | 0.03895 | 0.03895 | 0.03895 | 0.035055 | 0.028044 | 0.022435 | 0.017948 | 0.014358 | 0.011487 | 0.0091894 | 0.0073515 | 0.0058812 | 0.004705 | 0.003764 | 2.5673e-05 | 9.169e-06 | 3.1258e-06 | 1.0193e-06 | 0.35611 | 6.733 | 6.868 | 7.4368 | 7.4156 | 7.6111 | 8.0708 | 7.7854 | 8.6326 | 7.6105 | 8.0022 | 7.2021 | 6.8552 | - | 5.4214 | 5.3268 | 5.0465 | 5.5782 | 5.6392 | 5.5296 | 6.2782 | 5.8437 | 6.2602 | 5.4285 | 5.9417 | 5.5217 | 2.4392
Retro12Med | Retro | Grocery Refrigeration Bundle | Commercial | Refrigeration | 0.039745 | 327.6855 | 26.7871 | Grocery Refrigeration Bundle | Anti Sweat Heater Controls | 0.90529 | 0.90529 | 0.90529 | 0.90529 | 0.90529 | 0.81476 | 0.65181 | 0.52145 | 0.41716 | 0.33373 | 0.26698 | 0.21358 | 0.17087 | 0.13669 | 0.10936 | 0.087484 | 0.00059671 | 0.00021311 | 7.2651e-05 | 2.3691e-05 | 8.277 | 13.9605 | 14.2404 | 15.4198 | 15.3759 | 15.7812 | 16.7344 | 16.1427 | 17.8993 | 15.7799 | 16.5921 | 14.9333 | 14.2139 | - | 11.241 | 11.0449 | 10.4636 | 11.5661 | 11.6927 | 11.4653 | 13.0174 | 12.1166 | 12.9803 | 11.2557 | 12.3198 | 11.449 | 2.9144
Retro12Med | Retro | Grocery Refrigeration Bundle | Commercial | Refrigeration | 0.0092245 | 76.0522 | 114.2666 | Grocery Refrigeration Bundle | LED Case Lighting | 0.63584 | 0.63584 | 0.63584 | 0.63584 | 0.63584 | 0.57226 | 0.45781 | 0.36625 | 0.293 | 0.2344 | 0.18752 | 0.15001 | 0.12001 | 0.096009 | 0.076807 | 0.061446 | 0.00041911 | 0.00014968 | 5.1028e-05 | 1.6639e-05 | 5.8134 | 3.2401 | 3.305 | 3.5788 | 3.5686 | 3.6626 | 3.8839 | 3.7465 | 4.1542 | 3.6623 | 3.8508 | 3.4658 | 3.2989 | - | 2.6089 | 2.5634 | 2.4285 | 2.6844 | 2.7137 | 2.661 | 3.0212 | 2.8121 | 3.0126 | 2.6123 | 2.8593 | 2.6572 | 0.8451
Retro12Med | Retro | Grocery Refrigeration Bundle | Commercial | Refrigeration | 0.00013016 | 1.0731 | 20.1427 | Grocery Refrigeration Bundle | Grocery Retrocommisioning | 2.8015 | 2.8015 | 2.8015 | 2.8015 | 2.8015 | 2.5214 | 2.0171 | 1.6137 | 1.291 | 1.0328 | 0.82621 | 0.66097 | 0.52877 | 0.42302 | 0.33842 | 0.27073 | 0.0018466 | 0.0006595 | 0.00022483 | 7.3314e-05 | 25.6143 | 0.045717 | 0.046633 | 0.050495 | 0.050352 | 0.051679 | 0.0548 | 0.052863 | 0.058615 | 0.051675 | 0.054334 | 0.048902 | 0.046547 | - | 0.036811 | 0.036169 | 0.034266 | 0.037876 | 0.03829 | 0.037546 | 0.042629 | 0.039679 | 0.042507 | 0.036859 | 0.040344 | 0.037492 | 3.6308
Retro12Med | Retro | Grocery Refrigeration Bundle | Commercial | Refrigeration | 0.095184 | 784.7548 | 40.0222 | Grocery Refrigeration Bundle | Floating Head Pressure Control | 0.97184 | 0.97184 | 0.97184 | 0.97184 | 0.97184 | 0.87466 | 0.69973 | 0.55978 | 0.44783 | 0.35826 | 0.28661 | 0.22929 | 0.18343 | 0.14674 | 0.11739 | 0.093916 | 0.00064058 | 0.00022878 | 7.7992e-05 | 2.5432e-05 | 8.8855 | 33.4332 | 34.1034 | 36.9279 | 36.8228 | 37.7934 | 40.0761 | 38.6591 | 42.866 | 37.7904 | 39.7354 | 35.7628 | 34.04 | - | 26.9204 | 26.4508 | 25.0587 | 27.699 | 28.0021 | 27.4576 | 31.1747 | 29.0174 | 31.0857 | 26.9555 | 29.5038 | 27.4185 | 2.0921
Retro12Med | Retro | Grocery Refrigeration Bundle | Commercial | Refrigeration | 0.0016517 | 13.618 | 41.2634 | Grocery Refrigeration Bundle | LED Motion Sensors on Display Case | 0.1673 | 0.1673 | 0.1673 | 0.1673 | 0.1673 | 0.15057 | 0.12046 | 0.096364 | 0.077091 | 0.061673 | 0.049338 | 0.039471 | 0.031577 | 0.025261 | 0.020209 | 0.016167 | 0.00011027 | 3.9383e-05 | 1.3426e-05 | 4.3781e-06 | 1.5296 | 0.58017 | 0.5918 | 0.64082 | 0.63899 | 0.65583 | 0.69545 | 0.67086 | 0.74386 | 0.65578 | 0.68953 | 0.6206 | 0.5907 | - | 0.46715 | 0.459 | 0.43485 | 0.48067 | 0.48592 | 0.47648 | 0.54098 | 0.50354 | 0.53943 | 0.46776 | 0.51198 | 0.4758 | 2.0382
LO12Med | NR | Low Power LF Lamps | Commercial | Lighting | 0.0011612 | 6.5919 | 24.3306 | Large Off | Market Average HP Low Power T8 Shift | 0.081224 | 0.16196 | 0.24221 | 0.32198 | 0.40127 | 0.47208 | 0.5281 | 0.57232 | 0.60715 | 0.63447 | 0.65581 | 0.67238 | 0.68515 | 0.69489 | 0.70222 | 0.70761 | 0.70554 | 0.70344 | 0.70134 | 0.69924 | 4.6761 | 0.3969 | 0.3592 | 0.41822 | 0.38891 | 0.3978 | 0.3884 | 0.36942 | 0.3966 | 0.3651 | 0.41427 | 0.36986 | 0.39177 | - | 0.17845 | 0.15487 | 0.1519 | 0.15775 | 0.1592 | 0.14527 | 0.17054 | 0.14667 | 0.17101 | 0.14843 | 0.17341 | 0.1779 | 3.1866
LO12Med | NR | Low Power LF Lamps | Commercial | Lighting | 0.0011612 | 6.5919 | 24.3306 | Medium Off | Market Average HP Low Power T8 Shift | 0.04076 | 0.081276 | 0.12155 | 0.16158 | 0.20137 | 0.2369 | 0.26501 | 0.28721 | 0.30468 | 0.31839 | 0.3291 | 0.33742 | 0.34383 | 0.34871 | 0.35239 | 0.3551 | 0.35406 | 0.353 | 0.35195 | 0.35089 | 2.3466 | 0.3969 | 0.3592 | 0.41822 | 0.38891 | 0.3978 | 0.3884 | 0.36942 | 0.3966 | 0.3651 | 0.41427 | 0.36986 | 0.39177 | - | 0.17845 | 0.15487 | 0.1519 | 0.15775 | 0.1592 | 0.14527 | 0.17054 | 0.14667 | 0.17101 | 0.14843 | 0.17341 | 0.1779 | 3.1866
LO12Med | NR | Low Power LF Lamps | Commercial | Lighting | 0.0011612 | 6.5919 | 24.3306 | Small Off | Market Average HP Low Power T8 Shift | 0.03934 | 0.078444 | 0.11731 | 0.15595 | 0.19435 | 0.22864 | 0.25578 | 0.2772 | 0.29406 | 0.3073 | 0.31763 | 0.32566 | 0.33185 | 0.33656 | 0.34011 | 0.34272 | 0.34172 | 0.3407 | 0.33968 | 0.33867 | 2.2648 | 0.3969 | 0.3592 | 0.41822 | 0.38891 | 0.3978 | 0.3884 | 0.36942 | 0.3966 | 0.3651 | 0.41427 | 0.36986 | 0.39177 | - | 0.17845 | 0.15487 | 0.1519 | 0.15775 | 0.1592 | 0.14527 | 0.17054 | 0.14667 | 0.17101 | 0.14843 | 0.17341 | 0.1779 | 3.1866
LO12Med | NR | Low Power LF Lamps | Commercial | Lighting | 0.0011612 | 6.5919 | 24.3306 | XLarge Ret | Market Average HP Low Power T8 Shift | 0.029567 | 0.058861 | 0.087886 | 0.11664 | 0.14513 | 0.17047 | 0.19039 | 0.206 | 0.21819 | 0.22764 | 0.23492 | 0.24047 | 0.24464 | 0.24772 | 0.24993 | 0.25145 | 0.25031 | 0.24917 | 0.24802 | 0.24688 | 1.651 | 0.3969 | 0.3592 | 0.41822 | 0.38891 | 0.3978 | 0.3884 | 0.36942 | 0.3966 | 0.3651 | 0.41427 | 0.36986 | 0.39177 | - | 0.17845 | 0.15487 | 0.1519 | 0.15775 | 0.1592 | 0.14527 | 0.17054 | 0.14667 | 0.17101 | 0.14843 | 0.17341 | 0.1779 | 3.1866
LO12Med | NR | Low Power LF Lamps | Commercial | Lighting | 0.0011612 | 6.5919 | 24.3306 | Large Ret | Market Average HP Low Power T8 Shift | 0.044654 | 0.088897 | 0.13273 | 0.17616 | 0.21919 | 0.25745 | 0.28754 | 0.31112 | 0.32952 | 0.3438 | 0.35479 | 0.36318 | 0.36948 | 0.37413 | 0.37747 | 0.37976 | 0.37804 | 0.37631 | 0.37458 | 0.37286 | 2.4935 | 0.3969 | 0.3592 | 0.41822 | 0.38891 | 0.3978 | 0.3884 | 0.36942 | 0.3966 | 0.3651 | 0.41427 | 0.36986 | 0.39177 | - | 0.17845 | 0.15487 | 0.1519 | 0.15775 | 0.1592 | 0.14527 | 0.17054 | 0.14667 | 0.17101 | 0.14843 | 0.17341 | 0.1779 | 3.1866
LO12Med | NR | Low Power LF Lamps | Commercial | Lighting | 0.0011612 | 6.5919 | 24.3306 | Medium Ret | Market Average HP Low Power T8 Shift | 0.020753 | 0.041316 | 0.061689 | 0.081873 | 0.10187 | 0.11965 | 0.13364 | 0.1446 | 0.15315 | 0.15979 | 0.1649 | 0.16879 | 0.17172 | 0.17388 | 0.17543 | 0.1765 | 0.1757 | 0.17489 | 0.17409 | 0.17329 | 1.1589 | 0.3969 | 0.3592 | 0.41822 | 0.38891 | 0.3978 | 0.3884 | 0.36942 | 0.3966 | 0.3651 | 0.41427 | 0.36986 | 0.39177 | - | 0.17845 | 0.15487 | 0.1519 | 0.15775 | 0.1592 | 0.14527 | 0.17054 | 0.14667 | 0.17101 | 0.14843 | 0.17341 | 0.1779 | 3.1866
LO12Med | NR | Low Power LF Lamps | Commercial | Lighting | 0.0011612 | 6.5919 | 24.3306 | Small Ret | Market Average HP Low Power T8 Shift | 0.023396 | 0.046576 | 0.069543 | 0.092297 | 0.11484 | 0.13489 | 0.15065 | 0.16301 | 0.17265 | 0.18013 | 0.18589 | 0.19028 | 0.19358 | 0.19602 | 0.19777 | 0.19897 | 0.19807 | 0.19716 | 0.19625 | 0.19535 | 1.3064 | 0.3969 | 0.3592 | 0.41822 | 0.38891 | 0.3978 | 0.3884 | 0.36942 | 0.3966 | 0.3651 | 0.41427 | 0.36986 | 0.39177 | - | 0.17845 | 0.15487 | 0.1519 | 0.15775 | 0.1592 | 0.14527 | 0.17054 | 0.14667 | 0.17101 | 0.14843 | 0.17341 | 0.1779 | 3.1866
LO12Med | NR | Low Power LF Lamps | Commercial | Lighting | 0.0011612 | 6.5919 | 24.3306 | School K-12 | Market Average HP Low Power T8 Shift | 0.051526 | 0.10263 | 0.15331 | 0.20358 | 0.25343 | 0.29782 | 0.3328 | 0.36027 | 0.38177 | 0.39851 | 0.41146 | 0.42139 | 0.42892 | 0.43454 | 0.43863 | 0.44152 | 0.43974 | 0.43795 | 0.43616 | 0.43437 | 2.9048 | 0.3969 | 0.3592 | 0.41822 | 0.38891 | 0.3978 | 0.3884 | 0.36942 | 0.3966 | 0.3651 | 0.41427 | 0.36986 | 0.39177 | - | 0.17845 | 0.15487 | 0.1519 | 0.15775 | 0.1592 | 0.14527 | 0.17054 | 0.14667 | 0.17101 | 0.14843 | 0.17341 | 0.1779 | 3.1866
LO12Med | NR | Low Power LF Lamps | Commercial | Lighting | 0.0011612 | 6.5919 | 24.3306 | University | Market Average HP Low Power T8 Shift | 0.026104 | 0.051994 | 0.077671 | 0.10314 | 0.12839 | 0.15088 | 0.1686 | 0.18252 | 0.19341 | 0.20189 | 0.20845 | 0.21348 | 0.2173 | 0.22014 | 0.22222 | 0.22368 | 0.22278 | 0.22187 | 0.22096 | 0.22006 | 1.4716 | 0.3969 | 0.3592 | 0.41822 | 0.38891 | 0.3978 | 0.3884 | 0.36942 | 0.3966 | 0.3651 | 0.41427 | 0.36986 | 0.39177 | - | 0.17845 | 0.15487 | 0.1519 | 0.15775 | 0.1592 | 0.14527 | 0.17054 | 0.14667 | 0.17101 | 0.14843 | 0.17341 | 0.1779 | 3.1866
LO12Med | NR | Low Power LF Lamps | Commercial | Lighting | 0.0011612 | 6.5919 | 24.3306 | Warehouse | Market Average HP Low Power T8 Shift | 0.095886 | 0.19106 | 0.28553 | 0.3793 | 0.47237 | 0.55534 | 0.6208 | 0.67232 | 0.71273 | 0.74428 | 0.76877 | 0.78765 | 0.80204 | 0.81287 | 0.82086 | 0.82659 | 0.82359 | 0.82056 | 0.81754 | 0.81451 | 5.447 | 0.3969 | 0.3592 | 0.41822 | 0.38891 | 0.3978 | 0.3884 | 0.36942 | 0.3966 | 0.3651 | 0.41427 | 0.36986 | 0.39177 | - | 0.17845 | 0.15487 | 0.1519 | 0.15775 | 0.1592 | 0.14527 | 0.17054 | 0.14667 | 0.17101 | 0.14843 | 0.17341 | 0.1779 | 3.1866
LO12Med | NR | Low Power LF Lamps | Commercial | Lighting | 0.0011612 | 6.5919 | 24.3306 | Supermarket | Market Average HP Low Power T8 Shift | 0.01148 | 0.022753 | 0.033823 | 0.044692 | 0.055362 | 0.064739 | 0.071985 | 0.077544 | 0.081767 | 0.084933 | 0.087261 | 0.088928 | 0.090072 | 0.090802 | 0.091207 | 0.091355 | 0.090539 | 0.089727 | 0.08892 | 0.08812 | 0.5893 | 0.3969 | 0.3592 | 0.41822 | 0.38891 | 0.3978 | 0.3884 | 0.36942 | 0.3966 | 0.3651 | 0.41427 | 0.36986 | 0.39177 | - | 0.17845 | 0.15487 | 0.1519 | 0.15775 | 0.1592 | 0.14527 | 0.17054 | 0.14667 | 0.17101 | 0.14843 | 0.17341 | 0.1779 | 3.1866
LO12Med | NR | Low Power LF Lamps | Commercial | Lighting | 0.0011612 | 6.5919 | 24.3306 | MiniMart | Market Average HP Low Power T8 Shift | 0.0048063 | 0.0095672 | 0.014283 | 0.018954 | 0.023581 | 0.027694 | 0.030927 | 0.033459 | 0.035434 | 0.036965 | 0.038142 | 0.039038 | 0.039711 | 0.040206 | 0.04056 | 0.040801 | 0.040611 | 0.040421 | 0.04023 | 0.040041 | 0.26777 | 0.3969 | 0.3592 | 0.41822 | 0.38891 | 0.3978 | 0.3884 | 0.36942 | 0.3966 | 0.3651 | 0.41427 | 0.36986 | 0.39177 | - | 0.17845 | 0.15487 | 0.1519 | 0.15775 | 0.1592 | 0.14527 | 0.17054 | 0.14667 | 0.17101 | 0.14843 | 0.17341 | 0.1779 | 3.1866
LO12Med | NR | Low Power LF Lamps | Commercial | Lighting | 0.0011612 | 6.5919 | 24.3306 | Restaurant | Market Average HP Low Power T8 Shift | 0.011016 | 0.021929 | 0.032738 | 0.043444 | 0.054049 | 0.063477 | 0.070887 | 0.076691 | 0.081217 | 0.084725 | 0.087424 | 0.089479 | 0.091021 | 0.092155 | 0.092966 | 0.093519 | 0.093084 | 0.092647 | 0.092211 | 0.091776 | 0.61375 | 0.3969 | 0.3592 | 0.41822 | 0.38891 | 0.3978 | 0.3884 | 0.36942 | 0.3966 | 0.3651 | 0.41427 | 0.36986 | 0.39177 | - | 0.17845 | 0.15487 | 0.1519 | 0.15775 | 0.1592 | 0.14527 | 0.17054 | 0.14667 | 0.17101 | 0.14843 | 0.17341 | 0.1779 | 3.1866
LO12Med | NR | Low Power LF Lamps | Commercial | Lighting | 0.0011612 | 6.5919 | 24.3306 | Lodging | Market Average HP Low Power T8 Shift | 0.036361 | 0.072548 | 0.10856 | 0.1444 | 0.18007 | 0.21197 | 0.23727 | 0.25729 | 0.27311 | 0.28557 | 0.29535 | 0.303 | 0.30894 | 0.31352 | 0.31702 | 0.31964 | 0.3189 | 0.31814 | 0.31738 | 0.31662 | 2.1174 | 0.3969 | 0.3592 | 0.41822 | 0.38891 | 0.3978 | 0.3884 | 0.36942 | 0.3966 | 0.3651 | 0.41427 | 0.36986 | 0.39177 | - | 0.17845 | 0.15487 | 0.1519 | 0.15775 | 0.1592 | 0.14527 | 0.17054 | 0.14667 | 0.17101 | 0.14843 | 0.17341 | 0.1779 | 3.1866
LO12Med | NR | Low Power LF Lamps | Commercial | Lighting | 0.0011612 | 6.5919 | 24.3306 | Hospital | Market Average HP Low Power T8 Shift | 0.022445 | 0.044795 | 0.067051 | 0.089214 | 0.11128 | 0.13104 | 0.14672 | 0.15915 | 0.16899 | 0.17675 | 0.18286 | 0.18765 | 0.19139 | 0.19428 | 0.19651 | 0.1982 | 0.1978 | 0.19739 | 0.19697 | 0.19656 | 1.3145 | 0.3969 | 0.3592 | 0.41822 | 0.38891 | 0.3978 | 0.3884 | 0.36942 | 0.3966 | 0.3651 | 0.41427 | 0.36986 | 0.39177 | - | 0.17845 | 0.15487 | 0.1519 | 0.15775 | 0.1592 | 0.14527 | 0.17054 | 0.14667 | 0.17101 | 0.14843 | 0.17341 | 0.1779 | 3.1866
LO12Med | NR | Low Power LF Lamps | Commercial | Lighting | 0.0011612 | 6.5919 | 24.3306 | Residential Care | Market Average HP Low Power T8 Shift | 0.027513 | 0.054894 | 0.082144 | 0.10926 | 0.13625 | 0.16039 | 0.17953 | 0.19468 | 0.20665 | 0.21608 | 0.22348 | 0.22927 | 0.23377 | 0.23723 | 0.23987 | 0.24186 | 0.2413 | 0.24073 | 0.24015 | 0.23958 | 1.6022 | 0.3969 | 0.3592 | 0.41822 | 0.38891 | 0.3978 | 0.3884 | 0.36942 | 0.3966 | 0.3651 | 0.41427 | 0.36986 | 0.39177 | - | 0.17845 | 0.15487 | 0.1519 | 0.15775 | 0.1592 | 0.14527 | 0.17054 | 0.14667 | 0.17101 | 0.14843 | 0.17341 | 0.1779 | 3.1866
LO12Med | NR | Low Power LF Lamps | Commercial | Lighting | 0.0011612 | 6.5919 | 24.3306 | Assembly | Market Average HP Low Power T8 Shift | 0.08033 | 0.15994 | 0.23883 | 0.31701 | 0.39449 | 0.46341 | 0.51763 | 0.56014 | 0.59333 | 0.61911 | 0.63898 | 0.65415 | 0.66558 | 0.67404 | 0.68012 | 0.68433 | 0.68131 | 0.67827 | 0.67523 | 0.6722 | 4.4953 | 0.3969 | 0.3592 | 0.41822 | 0.38891 | 0.3978 | 0.3884 | 0.36942 | 0.3966 | 0.3651 | 0.41427 | 0.36986 | 0.39177 | - | 0.17845 | 0.15487 | 0.1519 | 0.15775 | 0.1592 | 0.14527 | 0.17054 | 0.14667 | 0.17101 | 0.14843 | 0.17341 | 0.1779 | 3.1866
LO12Med | NR | Low Power LF Lamps | Commercial | Lighting | 0.0011612 | 6.5919 | 24.3306 | Other | Market Average HP Low Power T8 Shift | 0.073224 | 0.14513 | 0.21573 | 0.28506 | 0.35311 | 0.41293 | 0.45915 | 0.4946 | 0.52154 | 0.54173 | 0.55658 | 0.56721 | 0.57451 | 0.57917 | 0.58175 | 0.58269 | 0.57749 | 0.57231 | 0.56716 | 0.56206 | 3.7587 | 0.3969 | 0.3592 | 0.41822 | 0.38891 | 0.3978 | 0.3884 | 0.36942 | 0.3966 | 0.3651 | 0.41427 | 0.36986 | 0.39177 | - | 0.17845 | 0.15487 | 0.1519 | 0.15775 | 0.1592 | 0.14527 | 0.17054 | 0.14667 | 0.17101 | 0.14843 | 0.17341 | 0.1779 | 3.1866
LO20Fast | New | Lighting Controls Interior | Commercial | Lighting | 0.077435 | 458.1751 | 84.0061 | Large Off | Lighting Controls Interior-New-Large Off-Unitary | 0.020563 | 0.026656 | 0.033922 | 0.046543 | 0.050643 | 0.045575 | 0.062499 | 0.057845 | 0.058852 | 0.068877 | 0.071055 | 0.079541 | 0.088855 | 0.082427 | 0.090788 | 0.089789 | 0.08893 | 0.083889 | 0.083131 | 0.087459 | 1.3178 | 27.9093 | 25.7662 | 29.541 | 27.3432 | 27.7048 | 27.7108 | 27.123 | 28.9868 | 25.7893 | 28.8482 | 26.0073 | 27.2782 | - | 11.1096 | 9.8484 | 9.9814 | 10.7258 | 10.86 | 10.2484 | 11.5249 | 10.3955 | 11.4122 | 10.2454 | 10.7028 | 11.1125 | 1.1545
LO20Fast | New | Lighting Controls Interior | Commercial | Lighting | 0.06868 | 406.3771 | 95.9369 | Medium Off | Lighting Controls Interior-New-Medium Off-Unitary | 0.018238 | 0.023642 | 0.030087 | 0.041281 | 0.044917 | 0.040422 | 0.055434 | 0.051306 | 0.052199 | 0.06109 | 0.063022 | 0.070549 | 0.078809 | 0.073108 | 0.080524 | 0.079638 | 0.078876 | 0.074405 | 0.073733 | 0.077572 | 1.1689 | 24.7541 | 22.8533 | 26.2013 | 24.252 | 24.5726 | 24.578 | 24.0567 | 25.7097 | 22.8737 | 25.5868 | 23.0671 | 24.1944 | - | 9.8536 | 8.735 | 8.853 | 9.5132 | 9.6322 | 9.0898 | 10.222 | 9.2203 | 10.1221 | 9.0872 | 9.4928 | 9.8562 | 1.024
LO20Fast | New | Lighting Controls Interior | Commercial | Lighting | 0.074097 | 396.6989 | 117.9857 | Small Off | Lighting Controls Interior-New-Small Off-Unitary | 0.017804 | 0.023079 | 0.02937 | 0.040298 | 0.043848 | 0.039459 | 0.054113 | 0.050084 | 0.050956 | 0.059635 | 0.061521 | 0.068869 | 0.076932 | 0.071367 | 0.078606 | 0.077741 | 0.076997 | 0.072633 | 0.071977 | 0.075724 | 1.141 | 28.0005 | 26.0878 | 29.6617 | 27.7271 | 27.6332 | 27.9102 | 27.3548 | 29.2017 | 26.1887 | 28.7693 | 25.7448 | 27.1004 | - | 5.6211 | 5.005 | 5.0381 | 5.5102 | 5.4812 | 5.2584 | 5.9473 | 5.2774 | 6.011 | 5.1209 | 5.3925 | 5.6556 | 0.87172
LO20Fast | New | Lighting Controls Interior | Commercial | Lighting | 0 | 0 | 9999 | XLarge Ret | Lighting Controls Interior-New-Xlarge Ret-Unitary | - | - | - | - | - | - | - | - | - | - | - | - | - | - | - | - | - | - | - | - | - | - | - | - | - | - | - | - | - | - | - | - | - | - | - | - | - | - | - | - | - | - | - | - | - | - | 0
LO20Fast | New | Lighting Controls Interior | Commercial | Lighting | 0 | 0 | 9999 | Large Ret | Lighting Controls Interior-New-Large Ret-Unitary | - | - | - | - | - | - | - | - | - | - | - | - | - | - | - | - | - | - | - | - | - | - | - | - | - | - | - | - | - | - | - | - | - | - | - | - | - | - | - | - | - | - | - | - | - | - | 0
LO20Fast | New | Lighting Controls Interior | Commercial | Lighting | 0 | 0 | 9999 | Medium Ret | Lighting Controls Interior-New-Medium Ret-Unitary | - | - | - | - | - | - | - | - | - | - | - | - | - | - | - | - | - | - | - | - | - | - | - | - | - | - | - | - | - | - | - | - | - | - | - | - | - | - | - | - | - | - | - | - | - | - | 0
LO20Fast | New | Lighting Controls Interior | Commercial | Lighting | 0 | 0 | 9999 | Small Ret | Lighting Controls Interior-New-Small Ret-Unitary | - | - | - | - | - | - | - | - | - | - | - | - | - | - | - | - | - | - | - | - | - | - | - | - | - | - | - | - | - | - | - | - | - | - | - | - | - | - | - | - | - | - | - | - | - | - | 0
LO20Fast | New | Lighting Controls Interior | Commercial | Lighting | 0.038525 | 292.6591 | 167.3507 | School K-12 | Lighting Controls Interior-New-School K-12-Unitary | 0.019115 | 0.024779 | 0.031534 | 0.043267 | 0.047078 | 0.042366 | 0.0581 | 0.053773 | 0.054709 | 0.064028 | 0.066053 | 0.073942 | 0.0826 | 0.076624 | 0.084397 | 0.083468 | 0.082669 | 0.077984 | 0.077279 | 0.081302 | 1.2251 | 20.5951 | 19.56 | 22.4819 | 20.6129 | 20.7914 | 18.0682 | 14.3321 | 17.079 | 19.503 | 22.1228 | 19.549 | 19.1115 | - | 5.0744 | 4.5877 | 4.6981 | 5.1678 | 5.2362 | 4.567 | 4.3619 | 4.3376 | 5.7669 | 5.0905 | 5.0135 | 4.9504 | 0.57958
LO20Fast | New | Lighting Controls Interior | Commercial | Lighting | 0.070191 | 327.372 | 140.9831 | University | Lighting Controls Interior-New-University-Unitary | 0.013624 | 0.017661 | 0.022475 | 0.030837 | 0.033553 | 0.030195 | 0.041409 | 0.038326 | 0.038992 | 0.045634 | 0.047077 | 0.0527 | 0.058871 | 0.054612 | 0.060151 | 0.05949 | 0.05892 | 0.055581 | 0.055078 | 0.057946 | 0.87313 | 21.795 | 20.3934 | 23.2425 | 20.9453 | 21.1892 | 19.4929 | 17.7937 | 19.2264 | 19.3057 | 23.3158 | 20.6269 | 21.1802 | - | 7.182 | 6.3554 | 6.4786 | 6.6697 | 6.5143 | 5.8441 | 6.3656 | 5.716 | 6.9183 | 6.4906 | 7.0152 | 7.3152 | 0.76367
LO20Fast | New | Lighting Controls Interior | Commercial | Lighting | 0.025435 | 145.4042 | 186.3509 | Warehouse | Lighting Controls Interior-New-Warehouse-Unitary | 0.0089352 | 0.011583 | 0.01474 | 0.020225 | 0.022006 | 0.019804 | 0.027158 | 0.025136 | 0.025573 | 0.029929 | 0.030876 | 0.034563 | 0.03861 | 0.035817 | 0.03945 | 0.039016 | 0.038643 | 0.036453 | 0.036123 | 0.038004 | 0.57264 | 9.4174 | 8.6783 | 9.803 | 8.951 | 8.9491 | 8.9573 | 8.783 | 9.4115 | 8.4955 | 9.486 | 8.7561 | 9.1707 | - | 3.0278 | 2.7017 | 2.7836 | 3.1038 | 3.1653 | 3.0316 | 3.3055 | 3.1144 | 3.3053 | 3.0551 | 2.9123 | 3.0387 | 0.55706
LO20Fast | New | Lighting Controls Interior | Commercial | Lighting | 0 | 0 | 9999 | Supermarket | Lighting Controls Interior-New-Supermarket-Unitary | - | - | - | - | - | - | - | - | - | - | - | - | - | - | - | - | - | - | - | - | - | - | - | - | - | - | - | - | - | - | - | - | - | - | - | - | - | - | - | - | - | - | - | - | - | - | 0
LO20Fast | New | Lighting Controls Interior | Commercial | Lighting | 0 | 0 | 9999 | MiniMart | Lighting Controls Interior-New-MiniMart-Unitary | - | - | - | - | - | - | - | - | - | - | - | - | - | - | - | - | - | - | - | - | - | - | - | - | - | - | - | - | - | - | - | - | - | - | - | - | - | - | - | - | - | - | - | - | - | - | 0
LO20Fast | New | Lighting Controls Interior | Commercial | Lighting | 0 | 0 | 9999 | Restaurant | Lighting Controls Interior-New-Restaurant-Unitary | - | - | - | - | - | - | - | - | - | - | - | - | - | - | - | - | - | - | - | - | - | - | - | - | - | - | - | - | - | - | - | - | - | - | - | - | - | - | - | - | - | - | - | - | - | - | 0
LO20Fast | New | Lighting Controls Interior | Commercial | Lighting | 0 | 0 | 9999 | Lodging | Lighting Controls Interior-New-Lodging-Unitary | - | - | - | - | - | - | - | - | - | - | - | - | - | - | - | - | - | - | - | - | - | - | - | - | - | - | - | - | - | - | - | - | - | - | - | - | - | - | - | - | - | - | - | - | - | - | 0
LO20Fast | New | Lighting Controls Interior | Commercial | Lighting | 0 | 0 | 9999 | Hospital | Lighting Controls Interior-New-Hospital-Unitary | - | - | - | - | - | - | - | - | - | - | - | - | - | - | - | - | - | - | - | - | - | - | - | - | - | - | - | - | - | - | - | - | - | - | - | - | - | - | - | - | - | - | - | - | - | - | 0
LO20Fast | New | Lighting Controls Interior | Commercial | Lighting | 0 | 0 | 9999 | Residential Care | Lighting Controls Interior-New-Residential Care-Unitary | - | - | - | - | - | - | - | - | - | - | - | - | - | - | - | - | - | - | - | - | - | - | - | - | - | - | - | - | - | - | - | - | - | - | - | - | - | - | - | - | - | - | - | - | - | - | 0
LO20Fast | New | Lighting Controls Interior | Commercial | Lighting | 0 | 0 | 9999 | Assembly | Lighting Controls Interior-New-Assembly-Unitary | - | - | - | - | - | - | - | - | - | - | - | - | - | - | - | - | - | - | - | - | - | - | - | - | - | - | - | - | - | - | - | - | - | - | - | - | - | - | - | - | - | - | - | - | - | - | 0
LO20Fast | New | Lighting Controls Interior | Commercial | Lighting | 0.063815 | 400.9493 | 98.5475 | Other | Lighting Controls Interior-New-Other-Unitary | 0.008415 | 0.010909 | 0.013882 | 0.019047 | 0.020725 | 0.018651 | 0.025577 | 0.023673 | 0.024085 | 0.028187 | 0.029078 | 0.032551 | 0.036363 | 0.033732 | 0.037154 | 0.036745 | 0.036393 | 0.034331 | 0.03402 | 0.035792 | 0.53931 | 24.8806 | 23.032 | 26.5467 | 24.083 | 24.6558 | 24.6104 | 23.8681 | 25.8143 | 22.875 | 25.8266 | 23.4063 | 24.2297 | - | 9.4573 | 8.3261 | 8.0618 | 8.9166 | 9.1 | 8.3086 | 9.7937 | 8.467 | 9.7133 | 8.3821 | 9.2047 | 9.3894 | 0.98792
LO20Fast | New | Lighting Controls Interior | Commercial | Lighting | 0.10989 | 650.2033 | 94.7321 | Large Off | Lighting Controls Interior-New-Large Off-Integrated | 0.012506 | 0.016212 | 0.020631 | 0.028307 | 0.030801 | 0.027718 | 0.038012 | 0.035181 | 0.035793 | 0.04189 | 0.043215 | 0.048376 | 0.054041 | 0.050131 | 0.055216 | 0.054609 | 0.054086 | 0.051021 | 0.050559 | 0.053192 | 0.8015 | 39.6066 | 36.5652 | 41.922 | 38.8031 | 39.3162 | 39.3248 | 38.4907 | 41.1356 | 36.598 | 40.9389 | 36.9074 | 38.711 | - | 15.7658 | 13.976 | 14.1648 | 15.2212 | 15.4115 | 14.5436 | 16.3552 | 14.7525 | 16.1953 | 14.5395 | 15.1885 | 15.7699 | 1.0358
LO20Fast | New | Lighting Controls Interior | Commercial | Lighting | 0.093779 | 554.8824 | 125.7318 | Medium Off | Lighting Controls Interior-New-Medium Off-Integrated | 0.010673 | 0.013835 | 0.017606 | 0.024157 | 0.026285 | 0.023655 | 0.032439 | 0.030024 | 0.030546 | 0.035749 | 0.03688 | 0.041284 | 0.046118 | 0.042782 | 0.047122 | 0.046603 | 0.046157 | 0.043541 | 0.043147 | 0.045394 | 0.684 | 33.8002 | 31.2047 | 35.7762 | 33.1145 | 33.5524 | 33.5597 | 32.8479 | 35.105 | 31.2326 | 34.9372 | 31.4967 | 33.0359 | - | 13.4545 | 11.9271 | 12.0882 | 12.9897 | 13.1522 | 12.4115 | 13.9575 | 12.5897 | 13.821 | 12.408 | 12.9618 | 13.458 | 0.79855
LO20Fast | New | Lighting Controls Interior | Commercial | Lighting | 0.096233 | 515.2077 | 129.5286 | Small Off | Lighting Controls Interior-New-Small Off-Integrated | 0.0099095 | 0.012846 | 0.016347 | 0.02243 | 0.024406 | 0.021963 | 0.03012 | 0.027877 | 0.028362 | 0.033193 | 0.034243 | 0.038332 | 0.042821 | 0.039723 | 0.043752 | 0.043271 | 0.042857 | 0.040428 | 0.040062 | 0.042148 | 0.63509 | 36.3653 | 33.8813 | 38.5228 | 36.0102 | 35.8882 | 36.2481 | 35.5267 | 37.9253 | 34.0123 | 37.3638 | 33.4357 | 35.1963 | - | 7.3003 | 6.5002 | 6.5432 | 7.1564 | 7.1187 | 6.8293 | 7.7239 | 6.8539 | 7.8066 | 6.6508 | 7.0035 | 7.3452 | 0.79992
LO20Fast | New | Lighting Controls Interior | Commercial | Lighting | 0 | 0 | 9999 | XLarge Ret | Lighting Controls Interior-New-Xlarge Ret-Integrated | - | - | - | - | - | - | - | - | - | - | - | - | - | - | - | - | - | - | - | - | - | - | - | - | - | - | - | - | - | - | - | - | - | - | - | - | - | - | - | - | - | - | - | - | - | - | 0
LO20Fast | New | Lighting Controls Interior | Commercial | Lighting | 0 | 0 | 9999 | Large Ret | Lighting Controls Interior-New-Large Ret-Integrated | - | - | - | - | - | - | - | - | - | - | - | - | - | - | - | - | - | - | - | - | - | - | - | - | - | - | - | - | - | - | - | - | - | - | - | - | - | - | - | - | - | - | - | - | - | - | 0
LO20Fast | New | Lighting Controls Interior | Commercial | Lighting | 0 | 0 | 9999 | Medium Ret | Lighting Controls Interior-New-Medium Ret-Integrated | - | - | - | - | - | - | - | - | - | - | - | - | - | - | - | - | - | - | - | - | - | - | - | - | - | - | - | - | - | - | - | - | - | - | - | - | - | - | - | - | - | - | - | - | - | - | 0
LO20Fast | New | Lighting Controls Interior | Commercial | Lighting | 0 | 0 | 9999 | Small Ret | Lighting Controls Interior-New-Small Ret-Integrated | - | - | - | - | - | - | - | - | - | - | - | - | - | - | - | - | - | - | - | - | - | - | - | - | - | - | - | - | - | - | - | - | - | - | - | - | - | - | - | - | - | - | - | - | - | - | 0
LO20Fast | New | Lighting Controls Interior | Commercial | Lighting | 0.060344 | 458.4091 | 157.9808 | School K-12 | Lighting Controls Interior-New-School K-12-Integrated | 0.012832 | 0.016634 | 0.021168 | 0.029045 | 0.031603 | 0.02844 | 0.039002 | 0.036098 | 0.036726 | 0.042982 | 0.044341 | 0.049637 | 0.055449 | 0.051438 | 0.056655 | 0.056032 | 0.055496 | 0.05235 | 0.051877 | 0.054578 | 0.82238 | 32.2593 | 30.638 | 35.2147 | 32.2872 | 32.5668 | 28.3013 | 22.4492 | 26.7519 | 30.5487 | 34.6523 | 30.6208 | 29.9355 | - | 7.9483 | 7.1859 | 7.359 | 8.0946 | 8.2017 | 7.1535 | 6.8323 | 6.7943 | 9.0331 | 7.9736 | 7.8529 | 7.7542 | 0.6124
LO20Fast | New | Lighting Controls Interior | Commercial | Lighting | 0.072758 | 339.3432 | 203.2018 | University | Lighting Controls Interior-New-University-Integrated | 0.0060523 | 0.0078457 | 0.0099842 | 0.013699 | 0.014906 | 0.013414 | 0.018396 | 0.017026 | 0.017322 | 0.020273 | 0.020914 | 0.023412 | 0.026153 | 0.024261 | 0.026722 | 0.026428 | 0.026175 | 0.024691 | 0.024468 | 0.025742 | 0.38788 | 22.592 | 21.1391 | 24.0924 | 21.7113 | 21.964 | 20.2057 | 18.4444 | 19.9294 | 20.0116 | 24.1684 | 21.3812 | 21.9547 | - | 7.4446 | 6.5878 | 6.7155 | 6.9136 | 6.7525 | 6.0578 | 6.5984 | 5.925 | 7.1713 | 6.728 | 7.2718 | 7.5827 | 0.54306
LO20Fast | New | Lighting Controls Interior | Commercial | Lighting | 0.047012 | 268.75 | 166.7444 | Warehouse | Lighting Controls Interior-New-Warehouse-Integrated | 0.0070778 | 0.0091751 | 0.011676 | 0.01602 | 0.017432 | 0.015687 | 0.021513 | 0.019911 | 0.020257 | 0.023708 | 0.024457 | 0.027378 | 0.030584 | 0.028372 | 0.03125 | 0.030906 | 0.03061 | 0.028875 | 0.028614 | 0.030104 | 0.45361 | 17.4061 | 16.0402 | 18.1188 | 16.5442 | 16.5407 | 16.5558 | 16.2336 | 17.3952 | 15.7022 | 17.533 | 16.1838 | 16.9502 | - | 5.5963 | 4.9936 | 5.1449 | 5.7367 | 5.8504 | 5.6034 | 6.1096 | 5.7563 | 6.1092 | 5.6468 | 5.3829 | 5.6163 | 0.61888
LO20Fast | New | Lighting Controls Interior | Commercial | Lighting | 0 | 0 | 9999 | Supermarket | Lighting Controls Interior-New-Supermarket-Integrated | - | - | - | - | - | - | - | - | - | - | - | - | - | - | - | - | - | - | - | - | - | - | - | - | - | - | - | - | - | - | - | - | - | - | - | - | - | - | - | - | - | - | - | - | - | - | 0
LO20Fast | New | Lighting Controls Interior | Commercial | Lighting | 0 | 0 | 9999 | MiniMart | Lighting Controls Interior-New-MiniMart-Integrated | - | - | - | - | - | - | - | - | - | - | - | - | - | - | - | - | - | - | - | - | - | - | - | - | - | - | - | - | - | - | - | - | - | - | - | - | - | - | - | - | - | - | - | - | - | - | 0
LO20Fast | New | Lighting Controls Interior | Commercial | Lighting | 0 | 0 | 9999 | Restaurant | Lighting Controls Interior-New-Restaurant-Integrated | - | - | - | - | - | - | - | - | - | - | - | - | - | - | - | - | - | - | - | - | - | - | - | - | - | - | - | - | - | - | - | - | - | - | - | - | - | - | - | - | - | - | - | - | - | - | 0
LO20Fast | New | Lighting Controls Interior | Commercial | Lighting | 0 | 0 | 9999 | Lodging | Lighting Controls Interior-New-Lodging-Integrated | - | - | - | - | - | - | - | - | - | - | - | - | - | - | - | - | - | - | - | - | - | - | - | - | - | - | - | - | - | - | - | - | - | - | - | - | - | - | - | - | - | - | - | - | - | - | 0
LO20Fast | New | Lighting Controls Interior | Commercial | Lighting | 0 | 0 | 9999 | Hospital | Lighting Controls Interior-New-Hospital-Integrated | - | - | - | - | - | - | - | - | - | - | - | - | - | - | - | - | - | - | - | - | - | - | - | - | - | - | - | - | - | - | - | - | - | - | - | - | - | - | - | - | - | - | - | - | - | - | 0
LO20Fast | New | Lighting Controls Interior | Commercial | Lighting | 0 | 0 | 9999 | Residential Care | Lighting Controls Interior-New-Residential Care-Integrated | - | - | - | - | - | - | - | - | - | - | - | - | - | - | - | - | - | - | - | - | - | - | - | - | - | - | - | - | - | - | - | - | - | - | - | - | - | - | - | - | - | - | - | - | - | - | 0
LO20Fast | New | Lighting Controls Interior | Commercial | Lighting | 0 | 0 | 9999 | Assembly | Lighting Controls Interior-New-Assembly-Integrated | - | - | - | - | - | - | - | - | - | - | - | - | - | - | - | - | - | - | - | - | - | - | - | - | - | - | - | - | - | - | - | - | - | - | - | - | - | - | - | - | - | - | - | - | - | - | 0
LO20Fast | New | Lighting Controls Interior | Commercial | Lighting | 0.09056 | 568.9932 | 110.6203 | Other | Lighting Controls Interior-New-Other-Integrated | 0.005118 | 0.0066346 | 0.0084429 | 0.011584 | 0.012605 | 0.011343 | 0.015556 | 0.014398 | 0.014648 | 0.017143 | 0.017685 | 0.019797 | 0.022116 | 0.020516 | 0.022597 | 0.022348 | 0.022134 | 0.02088 | 0.020691 | 0.021768 | 0.328 | 35.3084 | 32.6851 | 37.6729 | 34.1766 | 34.9894 | 34.925 | 33.8716 | 36.6335 | 32.4623 | 36.651 | 33.2163 | 34.3847 | - | 13.421 | 11.8158 | 11.4406 | 12.6537 | 12.9139 | 11.7908 | 13.8983 | 12.0157 | 13.7843 | 11.8952 | 13.0625 | 13.3247 | 0.88824
LO20Fast | NR | Lighting Controls Interior | Commercial | Lighting | 0.077435 | 458.1751 | 84.0061 | Large Off | Lighting Controls Interior-NR-Large Off-Unitary | 0.060069 | 0.10187 | 0.13053 | 0.15264 | 0.17183 | 0.18827 | 0.20218 | 0.21384 | 0.22352 | 0.29758 | 0.28147 | 0.281 | 0.2864 | 0.2834 | 0.27597 | 0.28065 | 0.27524 | 0.27288 | 0.27346 | 0.2717 | 5.2002 | 27.9093 | 25.7662 | 29.541 | 27.3432 | 27.7048 | 27.7108 | 27.123 | 28.9868 | 25.7893 | 28.8482 | 26.0073 | 27.2782 | - | 11.1096 | 9.8484 | 9.9814 | 10.7258 | 10.86 | 10.2484 | 11.5249 | 10.3955 | 11.4122 | 10.2454 | 10.7028 | 11.1125 | 1.1545
LO20Fast | NR | Lighting Controls Interior | Commercial | Lighting | 0.06868 | 406.3771 | 95.9369 | Medium Off | Lighting Controls Interior-NR-Medium Off-Unitary | 0.026736 | 0.04534 | 0.058099 | 0.067937 | 0.07648 | 0.083796 | 0.08999 | 0.095179 | 0.099486 | 0.16166 | 0.14451 | 0.14194 | 0.14514 | 0.14132 | 0.13391 | 0.1375 | 0.13234 | 0.13004 | 0.13047 | 0.12892 | 2.3901 | 24.7541 | 22.8533 | 26.2013 | 24.252 | 24.5726 | 24.578 | 24.0567 | 25.7097 | 22.8737 | 25.5868 | 23.0671 | 24.1944 | - | 9.8536 | 8.735 | 8.853 | 9.5132 | 9.6322 | 9.0898 | 10.222 | 9.2203 | 10.1221 | 9.0872 | 9.4928 | 9.8562 | 1.024
LO20Fast | NR | Lighting Controls Interior | Commercial | Lighting | 0.074097 | 396.6989 | 117.9857 | Small Off | Lighting Controls Interior-NR-Small Off-Unitary | 0.02519 | 0.042718 | 0.054739 | 0.064009 | 0.072057 | 0.078951 | 0.084786 | 0.089675 | 0.093733 | 0.1543 | 0.13746 | 0.13488 | 0.13795 | 0.13418 | 0.12692 | 0.13041 | 0.12535 | 0.12311 | 0.12352 | 0.12201 | 2.2571 | 28.0005 | 26.0878 | 29.6617 | 27.7271 | 27.6332 | 27.9102 | 27.3548 | 29.2017 | 26.1887 | 28.7693 | 25.7448 | 27.1004 | - | 5.6211 | 5.005 | 5.0381 | 5.5102 | 5.4812 | 5.2584 | 5.9473 | 5.2774 | 6.011 | 5.1209 | 5.3925 | 5.6556 | 0.87172
LO20Fast | NR | Lighting Controls Interior | Commercial | Lighting | 0 | 0 | 9999 | XLarge Ret | Lighting Controls Interior-NR-Xlarge Ret-Unitary | - | - | - | - | - | - | - | - | - | - | - | - | - | - | - | - | - | - | - | - | - | - | - | - | - | - | - | - | - | - | - | - | - | - | - | - | - | - | - | - | - | - | - | - | - | - | 0
LO20Fast | NR | Lighting Controls Interior | Commercial | Lighting | 0 | 0 | 9999 | Large Ret | Lighting Controls Interior-NR-Large Ret-Unitary | - | - | - | - | - | - | - | - | - | - | - | - | - | - | - | - | - | - | - | - | - | - | - | - | - | - | - | - | - | - | - | - | - | - | - | - | - | - | - | - | - | - | - | - | - | - | 0
LO20Fast | NR | Lighting Controls Interior | Commercial | Lighting | 0 | 0 | 9999 | Medium Ret | Lighting Controls Interior-NR-Medium Ret-Unitary | - | - | - | - | - | - | - | - | - | - | - | - | - | - | - | - | - | - | - | - | - | - | - | - | - | - | - | - | - | - | - | - | - | - | - | - | - | - | - | - | - | - | - | - | - | - | 0
LO20Fast | NR | Lighting Controls Interior | Commercial | Lighting | 0 | 0 | 9999 | Small Ret | Lighting Controls Interior-NR-Small Ret-Unitary | - | - | - | - | - | - | - | - | - | - | - | - | - | - | - | - | - | - | - | - | - | - | - | - | - | - | - | - | - | - | - | - | - | - | - | - | - | - | - | - | - | - | - | - | - | - | 0
LO20Fast | NR | Lighting Controls Interior | Commercial | Lighting | 0.038525 | 292.6591 | 167.3507 | School K-12 | Lighting Controls Interior-NR-School K-12-Unitary | 0.035424 | 0.060006 | 0.076807 | 0.089715 | 0.10088 | 0.11041 | 0.11844 | 0.12514 | 0.13065 | 0.1966 | 0.17924 | 0.17696 | 0.18057 | 0.17671 | 0.169 | 0.17274 | 0.16726 | 0.16474 | 0.16506 | 0.16327 | 3.1356 | 20.5951 | 19.56 | 22.4819 | 20.6129 | 20.7914 | 18.0682 | 14.3321 | 17.079 | 19.503 | 22.1228 | 19.549 | 19.1115 | - | 5.0744 | 4.5877 | 4.6981 | 5.1678 | 5.2362 | 4.567 | 4.3619 | 4.3376 | 5.7669 | 5.0905 | 5.0135 | 4.9504 | 0.57958
LO20Fast | NR | Lighting Controls Interior | Commercial | Lighting | 0.070191 | 327.372 | 140.9831 | University | Lighting Controls Interior-NR-University-Unitary | 0.012791 | 0.021667 | 0.027733 | 0.032394 | 0.036427 | 0.039868 | 0.042767 | 0.045183 | 0.047176 | 0.092598 | 0.078943 | 0.076377 | 0.078269 | 0.075038 | 0.069216 | 0.071685 | 0.067667 | 0.065836 | 0.066077 | 0.064865 | 1.1537 | 21.795 | 20.3934 | 23.2425 | 20.9453 | 21.1892 | 19.4929 | 17.7937 | 19.2264 | 19.3057 | 23.3158 | 20.6269 | 21.1802 | - | 7.182 | 6.3554 | 6.4786 | 6.6697 | 6.5143 | 5.8441 | 6.3656 | 5.716 | 6.9183 | 6.4906 | 7.0152 | 7.3152 | 0.76367
LO20Fast | NR | Lighting Controls Interior | Commercial | Lighting | 0.025435 | 145.4042 | 186.3509 | Warehouse | Lighting Controls Interior-NR-Warehouse-Unitary | 0.030814 | 0.052218 | 0.066866 | 0.078134 | 0.087897 | 0.096237 | 0.10328 | 0.10916 | 0.11402 | 0.14672 | 0.14012 | 0.14019 | 0.14272 | 0.14152 | 0.13834 | 0.14038 | 0.13799 | 0.13691 | 0.13709 | 0.13623 | 2.6474 | 9.4174 | 8.6783 | 9.803 | 8.951 | 8.9491 | 8.9573 | 8.783 | 9.4115 | 8.4955 | 9.486 | 8.7561 | 9.1707 | - | 3.0278 | 2.7017 | 2.7836 | 3.1038 | 3.1653 | 3.0316 | 3.3055 | 3.1144 | 3.3053 | 3.0551 | 2.9123 | 3.0387 | 0.55706
LO20Fast | NR | Lighting Controls Interior | Commercial | Lighting | 0 | 0 | 9999 | Supermarket | Lighting Controls Interior-NR-Supermarket-Unitary | - | - | - | - | - | - | - | - | - | - | - | - | - | - | - | - | - | - | - | - | - | - | - | - | - | - | - | - | - | - | - | - | - | - | - | - | - | - | - | - | - | - | - | - | - | - | 0
LO20Fast | NR | Lighting Controls Interior | Commercial | Lighting | 0 | 0 | 9999 | MiniMart | Lighting Controls Interior-NR-MiniMart-Unitary | - | - | - | - | - | - | - | - | - | - | - | - | - | - | - | - | - | - | - | - | - | - | - | - | - | - | - | - | - | - | - | - | - | - | - | - | - | - | - | - | - | - | - | - | - | - | 0
LO20Fast | NR | Lighting Controls Interior | Commercial | Lighting | 0 | 0 | 9999 | Restaurant | Lighting Controls Interior-NR-Restaurant-Unitary | - | - | - | - | - | - | - | - | - | - | - | - | - | - | - | - | - | - | - | - | - | - | - | - | - | - | - | - | - | - | - | - | - | - | - | - | - | - | - | - | - | - | - | - | - | - | 0
LO20Fast | NR | Lighting Controls Interior | Commercial | Lighting | 0 | 0 | 9999 | Lodging | Lighting Controls Interior-NR-Lodging-Unitary | - | - | - | - | - | - | - | - | - | - | - | - | - | - | - | - | - | - | - | - | - | - | - | - | - | - | - | - | - | - | - | - | - | - | - | - | - | - | - | - | - | - | - | - | - | - | 0
LO20Fast | NR | Lighting Controls Interior | Commercial | Lighting | 0 | 0 | 9999 | Hospital | Lighting Controls Interior-NR-Hospital-Unitary | - | - | - | - | - | - | - | - | - | - | - | - | - | - | - | - | - | - | - | - | - | - | - | - | - | - | - | - | - | - | - | - | - | - | - | - | - | - | - | - | - | - | - | - | - | - | 0
LO20Fast | NR | Lighting Controls Interior | Commercial | Lighting | 0 | 0 | 9999 | Residential Care | Lighting Controls Interior-NR-Residential Care-Unitary | - | - | - | - | - | - | - | - | - | - | - | - | - | - | - | - | - | - | - | - | - | - | - | - | - | - | - | - | - | - | - | - | - | - | - | - | - | - | - | - | - | - | - | - | - | - | 0
LO20Fast | NR | Lighting Controls Interior | Commercial | Lighting | 0 | 0 | 9999 | Assembly | Lighting Controls Interior-NR-Assembly-Unitary | - | - | - | - | - | - | - | - | - | - | - | - | - | - | - | - | - | - | - | - | - | - | - | - | - | - | - | - | - | - | - | - | - | - | - | - | - | - | - | - | - | - | - | - | - | - | 0
LO20Fast | NR | Lighting Controls Interior | Commercial | Lighting | 0.063815 | 400.9493 | 98.5475 | Other | Lighting Controls Interior-NR-Other-Unitary | 0.022161 | 0.037355 | 0.047579 | 0.055302 | 0.061881 | 0.067393 | 0.071938 | 0.075629 | 0.078575 | 0.10793 | 0.10046 | 0.099453 | 0.10092 | 0.099004 | 0.095323 | 0.096636 | 0.093847 | 0.092336 | 0.092051 | 0.090828 | 1.6871 | 24.8806 | 23.032 | 26.5467 | 24.083 | 24.6558 | 24.6104 | 23.8681 | 25.8143 | 22.875 | 25.8266 | 23.4063 | 24.2297 | - | 9.4573 | 8.3261 | 8.0618 | 8.9166 | 9.1 | 8.3086 | 9.7937 | 8.467 | 9.7133 | 8.3821 | 9.2047 | 9.3894 | 0.98792
LO20Fast | NR | Lighting Controls Interior | Commercial | Lighting | 0.10841 | 641.4452 | 96.1565 | Large Off | Lighting Controls Interior-NR-Large Off-Integrated | 0.036041 | 0.06112 | 0.07832 | 0.091582 | 0.1031 | 0.11296 | 0.12131 | 0.12831 | 0.13411 | 0.17855 | 0.16888 | 0.1686 | 0.17184 | 0.17004 | 0.16558 | 0.16839 | 0.16514 | 0.16373 | 0.16407 | 0.16302 | 3.1201 | 39.0731 | 36.0727 | 41.3574 | 38.2805 | 38.7867 | 38.7951 | 37.9722 | 40.5815 | 36.105 | 40.3875 | 36.4103 | 38.1895 | - | 15.5534 | 13.7878 | 13.974 | 15.0162 | 15.2039 | 14.3477 | 16.1349 | 14.5538 | 15.9771 | 14.3436 | 14.9839 | 15.5575 | 1.0219
LO20Fast | NR | Lighting Controls Interior | Commercial | Lighting | 0.096153 | 568.9279 | 109.636 | Medium Off | Lighting Controls Interior-NR-Medium Off-Integrated | 0.016042 | 0.027204 | 0.034859 | 0.040762 | 0.045888 | 0.050278 | 0.053994 | 0.057107 | 0.059691 | 0.096994 | 0.086705 | 0.085165 | 0.087083 | 0.084792 | 0.080346 | 0.082501 | 0.079401 | 0.078023 | 0.078282 | 0.077353 | 1.4341 | 34.6558 | 31.9946 | 36.6818 | 33.9527 | 34.4017 | 34.4092 | 33.6794 | 35.9936 | 32.0232 | 35.8216 | 32.294 | 33.8721 | - | 13.7951 | 12.229 | 12.3942 | 13.3185 | 13.4851 | 12.7257 | 14.3108 | 12.9084 | 14.1709 | 12.722 | 13.2899 | 13.7986 | 0.90635
LO20Fast | NR | Lighting Controls Interior | Commercial | Lighting | 0.10374 | 555.3784 | 126.1666 | Small Off | Lighting Controls Interior-NR-Small Off-Integrated | 0.015114 | 0.025631 | 0.032843 | 0.038405 | 0.043234 | 0.04737 | 0.050872 | 0.053805 | 0.05624 | 0.092582 | 0.082479 | 0.080931 | 0.082771 | 0.08051 | 0.076153 | 0.078246 | 0.075212 | 0.073863 | 0.074114 | 0.073208 | 1.3542 | 39.2007 | 36.523 | 41.5264 | 38.8179 | 38.6864 | 39.0743 | 38.2967 | 40.8823 | 36.6642 | 40.277 | 36.0427 | 37.9405 | - | 7.8695 | 7.007 | 7.0534 | 7.7143 | 7.6737 | 7.3618 | 8.3262 | 7.3883 | 8.4153 | 7.1693 | 7.5496 | 7.9179 | 0.81958
LO20Fast | NR | Lighting Controls Interior | Commercial | Lighting | 0 | 0 | 9999 | XLarge Ret | Lighting Controls Interior-NR-Xlarge Ret-Integrated | - | - | - | - | - | - | - | - | - | - | - | - | - | - | - | - | - | - | - | - | - | - | - | - | - | - | - | - | - | - | - | - | - | - | - | - | - | - | - | - | - | - | - | - | - | - | 0
LO20Fast | NR | Lighting Controls Interior | Commercial | Lighting | 0 | 0 | 9999 | Large Ret | Lighting Controls Interior-NR-Large Ret-Integrated | - | - | - | - | - | - | - | - | - | - | - | - | - | - | - | - | - | - | - | - | - | - | - | - | - | - | - | - | - | - | - | - | - | - | - | - | - | - | - | - | - | - | - | - | - | - | 0
LO20Fast | NR | Lighting Controls Interior | Commercial | Lighting | 0 | 0 | 9999 | Medium Ret | Lighting Controls Interior-NR-Medium Ret-Integrated | - | - | - | - | - | - | - | - | - | - | - | - | - | - | - | - | - | - | - | - | - | - | - | - | - | - | - | - | - | - | - | - | - | - | - | - | - | - | - | - | - | - | - | - | - | - | 0
LO20Fast | NR | Lighting Controls Interior | Commercial | Lighting | 0 | 0 | 9999 | Small Ret | Lighting Controls Interior-NR-Small Ret-Integrated | - | - | - | - | - | - | - | - | - | - | - | - | - | - | - | - | - | - | - | - | - | - | - | - | - | - | - | - | - | - | - | - | - | - | - | - | - | - | - | - | - | - | - | - | - | - | 0
LO20Fast | NR | Lighting Controls Interior | Commercial | Lighting | 0.053935 | 409.7227 | 178.2913 | School K-12 | Lighting Controls Interior-NR-School K-12-Integrated | 0.021254 | 0.036003 | 0.046084 | 0.053829 | 0.060531 | 0.066248 | 0.071066 | 0.075081 | 0.078392 | 0.11796 | 0.10754 | 0.10618 | 0.10834 | 0.10603 | 0.1014 | 0.10365 | 0.10036 | 0.098846 | 0.099033 | 0.097961 | 1.8813 | 28.8332 | 27.384 | 31.4746 | 28.858 | 29.108 | 25.2955 | 20.0649 | 23.9106 | 27.3042 | 30.9719 | 27.3686 | 26.7562 | - | 7.1041 | 6.4227 | 6.5774 | 7.2349 | 7.3306 | 6.3937 | 6.1067 | 6.0727 | 8.0737 | 7.1268 | 7.0189 | 6.9306 | 0.54544
LO20Fast | NR | Lighting Controls Interior | Commercial | Lighting | 0.098268 | 458.3207 | 151.6581 | University | Lighting Controls Interior-NR-University-Integrated | 0.0076743 | 0.013 | 0.01664 | 0.019436 | 0.021856 | 0.023921 | 0.02566 | 0.02711 | 0.028305 | 0.055559 | 0.047366 | 0.045826 | 0.046961 | 0.045023 | 0.04153 | 0.043011 | 0.0406 | 0.039501 | 0.039646 | 0.038919 | 0.69222 | 30.513 | 28.5507 | 32.5395 | 29.3235 | 29.6648 | 27.2901 | 24.9111 | 26.9169 | 27.0279 | 32.6422 | 28.8777 | 29.6522 | - | 10.0548 | 8.8975 | 9.07 | 9.3376 | 9.12 | 8.1817 | 8.9119 | 8.0024 | 9.6857 | 9.0869 | 9.8213 | 10.2412 | 0.71391
LO20Fast | NR | Lighting Controls Interior | Commercial | Lighting | 0.033914 | 193.8722 | 258.9268 | Warehouse | Lighting Controls Interior-NR-Warehouse-Integrated | 0.017608 | 0.029839 | 0.038209 | 0.044648 | 0.050227 | 0.054993 | 0.059016 | 0.062375 | 0.065152 | 0.083837 | 0.080068 | 0.080109 | 0.081552 | 0.080867 | 0.07905 | 0.080216 | 0.078853 | 0.078235 | 0.078335 | 0.077846 | 1.5128 | 12.5565 | 11.5711 | 13.0706 | 11.9347 | 11.9322 | 11.9431 | 11.7106 | 12.5487 | 11.3274 | 12.648 | 11.6748 | 12.2276 | - | 4.0371 | 3.6023 | 3.7115 | 4.1384 | 4.2204 | 4.0422 | 4.4074 | 4.1525 | 4.4071 | 4.0735 | 3.8831 | 4.0515 | 0.40669
LO20Fast | NR | Lighting Controls Interior | Commercial | Lighting | 0 | 0 | 9999 | Supermarket | Lighting Controls Interior-NR-Supermarket-Integrated | - | - | - | - | - | - | - | - | - | - | - | - | - | - | - | - | - | - | - | - | - | - | - | - | - | - | - | - | - | - | - | - | - | - | - | - | - | - | - | - | - | - | - | - | - | - | 0
LO20Fast | NR | Lighting Controls Interior | Commercial | Lighting | 0 | 0 | 9999 | MiniMart | Lighting Controls Interior-NR-MiniMart-Integrated | - | - | - | - | - | - | - | - | - | - | - | - | - | - | - | - | - | - | - | - | - | - | - | - | - | - | - | - | - | - | - | - | - | - | - | - | - | - | - | - | - | - | - | - | - | - | 0
LO20Fast | NR | Lighting Controls Interior | Commercial | Lighting | 0 | 0 | 9999 | Restaurant | Lighting Controls Interior-NR-Restaurant-Integrated | - | - | - | - | - | - | - | - | - | - | - | - | - | - | - | - | - | - | - | - | - | - | - | - | - | - | - | - | - | - | - | - | - | - | - | - | - | - | - | - | - | - | - | - | - | - | 0
LO20Fast | NR | Lighting Controls Interior | Commercial | Lighting | 0 | 0 | 9999 | Lodging | Lighting Controls Interior-NR-Lodging-Integrated | - | - | - | - | - | - | - | - | - | - | - | - | - | - | - | - | - | - | - | - | - | - | - | - | - | - | - | - | - | - | - | - | - | - | - | - | - | - | - | - | - | - | - | - | - | - | 0
LO20Fast | NR | Lighting Controls Interior | Commercial | Lighting | 0 | 0 | 9999 | Hospital | Lighting Controls Interior-NR-Hospital-Integrated | - | - | - | - | - | - | - | - | - | - | - | - | - | - | - | - | - | - | - | - | - | - | - | - | - | - | - | - | - | - | - | - | - | - | - | - | - | - | - | - | - | - | - | - | - | - | 0
LO20Fast | NR | Lighting Controls Interior | Commercial | Lighting | 0 | 0 | 9999 | Residential Care | Lighting Controls Interior-NR-Residential Care-Integrated | - | - | - | - | - | - | - | - | - | - | - | - | - | - | - | - | - | - | - | - | - | - | - | - | - | - | - | - | - | - | - | - | - | - | - | - | - | - | - | - | - | - | - | - | - | - | 0
LO20Fast | NR | Lighting Controls Interior | Commercial | Lighting | 0 | 0 | 9999 | Assembly | Lighting Controls Interior-NR-Assembly-Integrated | - | - | - | - | - | - | - | - | - | - | - | - | - | - | - | - | - | - | - | - | - | - | - | - | - | - | - | - | - | - | - | - | - | - | - | - | - | - | - | - | - | - | - | - | - | - | 0
LO20Fast | NR | Lighting Controls Interior | Commercial | Lighting | 0.08934 | 561.329 | 112.2541 | Other | Lighting Controls Interior-NR-Other-Integrated | 0.013297 | 0.022413 | 0.028548 | 0.033181 | 0.037129 | 0.040436 | 0.043163 | 0.045377 | 0.047145 | 0.064761 | 0.060273 | 0.059672 | 0.060552 | 0.059403 | 0.057194 | 0.057982 | 0.056308 | 0.055402 | 0.055231 | 0.054497 | 1.0123 | 34.8328 | 32.2448 | 37.1654 | 33.7162 | 34.5181 | 34.4546 | 33.4153 | 36.14 | 32.0251 | 36.1573 | 32.7689 | 33.9216 | - | 13.2402 | 11.6566 | 11.2865 | 12.4833 | 12.74 | 11.632 | 13.7111 | 11.8538 | 13.5986 | 11.735 | 12.8866 | 13.1452 | 0.87628
LO20Fast | New | LPD Package | Commercial | Lighting | 0.11362 | 703.0482 | 47.8169 | All Btype | New_LF_FIX_REPL_from LF2018 to LED_FIX_KIT | 0.81013 | 1.1909 | 1.3298 | 1.5555 | 1.5013 | 1.5049 | 1.775 | 1.8726 | 2.1118 | 2.343 | 2.5685 | 2.9591 | 3.255 | 3.1497 | 3.3404 | 3.2535 | 3.199 | 3.0452 | 2.9869 | 3.0236 | 46.776 | 42.9516 | 39.6867 | 45.6266 | 41.8138 | 42.6979 | 42.4894 | 41.0722 | 44.3064 | 39.6844 | 44.6745 | 40.3341 | 41.9637 | - | 17.2419 | 15.1868 | 14.9793 | 16.3 | 16.5812 | 15.2765 | 17.6781 | 15.5402 | 17.5883 | 15.4523 | 16.7436 | 17.1787 | 1.6418
LO20Fast | New | LPD Package | Commercial | Lighting | 0.019975 | 123.8272 | -13.8066 | All Btype | New_CAN_FIX_REPL_from CFL to LED_FIX_KIT | 0.14876 | 0.21867 | 0.24418 | 0.28563 | 0.27568 | 0.27634 | 0.32594 | 0.34385 | 0.38778 | 0.43022 | 0.47164 | 0.54336 | 0.59769 | 0.57837 | 0.61339 | 0.59742 | 0.58741 | 0.55917 | 0.54847 | 0.5552 | 8.5892 | 7.4929 | 6.9183 | 7.9584 | 7.3068 | 7.4616 | 7.4399 | 7.2123 | 7.7638 | 6.9314 | 7.7932 | 7.0298 | 7.3304 | - | 3.0992 | 2.7304 | 2.7054 | 2.9265 | 2.9764 | 2.7514 | 3.1762 | 2.7993 | 3.1491 | 2.7771 | 3.007 | 3.0904 | 3.6958
LO20Fast | New | LPD Package | Commercial | Lighting | 0.015156 | 94.9926 | -75.2308 | All Btype | New_CAN_FIX_REPL_from INC_HAL to LED_FIX_KIT | 0.11412 | 0.16775 | 0.18732 | 0.21912 | 0.21149 | 0.21199 | 0.25004 | 0.26378 | 0.29748 | 0.33004 | 0.36181 | 0.41683 | 0.45851 | 0.44369 | 0.47055 | 0.4583 | 0.45063 | 0.42896 | 0.42075 | 0.42592 | 6.5891 | 5.6997 | 5.2582 | 6.0555 | 5.5491 | 5.6819 | 5.6772 | 5.5102 | 5.9327 | 5.2727 | 5.9346 | 5.3563 | 5.5848 | - | 2.4301 | 2.1373 | 2.1067 | 2.2799 | 2.3218 | 2.1378 | 2.4876 | 2.1789 | 2.4573 | 2.1599 | 2.3609 | 2.4217 | 22.9743
LO20Fast | New | LPD Package | Commercial | Lighting | 0.0054369 | 33.7043 | 155.838 | All Btype | New_DISP_FIX_REPL_from CFL to LED_FIX_KIT | 0.039251 | 0.057697 | 0.064429 | 0.075365 | 0.07274 | 0.072915 | 0.086002 | 0.090728 | 0.10232 | 0.11352 | 0.12445 | 0.14337 | 0.1577 | 0.15261 | 0.16185 | 0.15763 | 0.15499 | 0.14754 | 0.14472 | 0.14649 | 2.2663 | 2.0395 | 1.8831 | 2.1662 | 1.9888 | 2.031 | 2.025 | 1.9631 | 2.1132 | 1.8866 | 2.1212 | 1.9134 | 1.9953 | - | 0.84357 | 0.74319 | 0.73639 | 0.79656 | 0.81013 | 0.74891 | 0.86451 | 0.76194 | 0.85714 | 0.7559 | 0.81848 | 0.84118 | 0.88094
LO20Fast | New | LPD Package | Commercial | Lighting | 0.0042363 | 26.6583 | -31.6595 | All Btype | New_DISP_FIX_REPL_from INC_HAL to LED_FIX_KIT | 0.031045 | 0.045635 | 0.05096 | 0.05961 | 0.057533 | 0.057672 | 0.068023 | 0.071761 | 0.080928 | 0.089786 | 0.098429 | 0.1134 | 0.12474 | 0.1207 | 0.12801 | 0.12468 | 0.12259 | 0.1167 | 0.11446 | 0.11587 | 1.7925 | 1.5885 | 1.4645 | 1.6894 | 1.5464 | 1.5931 | 1.5898 | 1.5351 | 1.6591 | 1.4749 | 1.6647 | 1.4989 | 1.558 | - | 0.69822 | 0.61164 | 0.59411 | 0.64454 | 0.65669 | 0.59632 | 0.70688 | 0.60878 | 0.69826 | 0.60643 | 0.68045 | 0.69362 | 3.1485
LO20Fast | New | LPD Package | Commercial | Lighting | 0.0091655 | 56.2815 | 26.6868 | All Btype | New_HIGHBAY_FIX_REPL_from HID to LED_FIX_KIT | 0.064854 | 0.095332 | 0.10646 | 0.12452 | 0.12019 | 0.12048 | 0.1421 | 0.14991 | 0.16906 | 0.18756 | 0.20562 | 0.23689 | 0.26057 | 0.25215 | 0.26741 | 0.26045 | 0.25609 | 0.24378 | 0.23911 | 0.24205 | 3.7446 | 3.4666 | 3.2022 | 3.6769 | 3.3584 | 3.4331 | 3.4198 | 3.3053 | 3.5702 | 3.1932 | 3.6028 | 3.2617 | 3.3884 | - | 1.3584 | 1.1945 | 1.1671 | 1.2829 | 1.3065 | 1.1969 | 1.3978 | 1.2201 | 1.3904 | 1.2142 | 1.3216 | 1.3527 | 2.6895
LO20Fast | New | LPD Package | Commercial | Lighting | 0.0012743 | 7.8248 | 14.3759 | All Btype | New_HIGHBAY_FIX_REPL_from HID to LF2018 | 0.0081534 | 0.011985 | 0.013383 | 0.015655 | 0.01511 | 0.015146 | 0.017864 | 0.018846 | 0.021254 | 0.02358 | 0.02585 | 0.029781 | 0.032759 | 0.0317 | 0.033619 | 0.032744 | 0.032196 | 0.030647 | 0.030061 | 0.03043 | 0.47076 | 0.48196 | 0.4452 | 0.51119 | 0.46692 | 0.47731 | 0.47545 | 0.45953 | 0.49637 | 0.44395 | 0.5009 | 0.45347 | 0.47109 | - | 0.18886 | 0.16607 | 0.16226 | 0.17837 | 0.18164 | 0.16641 | 0.19433 | 0.16963 | 0.19331 | 0.16881 | 0.18374 | 0.18806 | 3.3538
LO20Fast | New | LPD Package | Commercial | Lighting | 0.016937 | 104.5035 | 22.002 | All Btype | New_HIGHBAY_FIX_REPL_from LF2018 to LED_FIX_KIT | 0.12042 | 0.17701 | 0.19767 | 0.23122 | 0.22316 | 0.2237 | 0.26385 | 0.27835 | 0.31391 | 0.34827 | 0.38179 | 0.43985 | 0.48383 | 0.46819 | 0.49654 | 0.48361 | 0.47551 | 0.45265 | 0.44399 | 0.44943 | 6.9529 | 6.422 | 5.93 | 6.8063 | 6.221 | 6.3638 | 6.3279 | 6.0958 | 6.5943 | 5.922 | 6.6827 | 6.0487 | 6.2797 | - | 2.5445 | 2.2355 | 2.1821 | 2.399 | 2.4437 | 2.2333 | 2.6095 | 2.2774 | 2.6015 | 2.2723 | 2.4775 | 2.533 | 2.4867
LO20Fast | NR | LPD Package | Commercial | Lighting | 0.043038 | 264.8394 | 49.5894 | All Btype | NR_LF_FIX_REPL_from LF2018 to LED_FIX_KIT | 0.95414 | 1.6159 | 2.068 | 2.415 | 2.7152 | 2.9711 | 3.1866 | 3.366 | 3.5138 | 3.6342 | 3.7313 | 3.8026 | 3.8541 | 3.8901 | 3.9143 | 3.9292 | 3.937 | 3.9392 | 3.9372 | 3.9319 | 79.4866 | 16.2811 | 15.0556 | 17.292 | 15.8728 | 16.21 | 16.0233 | 15.348 | 16.6185 | 15.0734 | 16.9937 | 15.3111 | 15.8893 | - | 6.4356 | 5.665 | 5.5808 | 6.0752 | 6.1728 | 5.6613 | 6.5379 | 5.7486 | 6.5635 | 5.7628 | 6.2574 | 6.41 | 1.628
LO20Fast | NR | LPD Package | Commercial | Lighting | 0.01436 | 88.3639 | 11.4521 | All Btype | NR_LF_FIX_REPL_from LF2018 to LED_FIX_KIT_RDX | 0.31835 | 0.53916 | 0.68999 | 0.80578 | 0.90593 | 0.99131 | 1.0632 | 1.1231 | 1.1724 | 1.2126 | 1.2449 | 1.2687 | 1.2859 | 1.2979 | 1.306 | 1.311 | 1.3136 | 1.3143 | 1.3137 | 1.3119 | 26.5208 | 5.4322 | 5.0233 | 5.7695 | 5.296 | 5.4085 | 5.3462 | 5.1209 | 5.5448 | 5.0293 | 5.67 | 5.1086 | 5.3015 | - | 2.1472 | 1.8901 | 1.862 | 2.027 | 2.0596 | 1.8889 | 2.1814 | 1.918 | 2.1899 | 1.9228 | 2.0878 | 2.1387 | 3.4059
LO20Fast | NR | LPD Package | Commercial | Lighting | 0.0095262 | 58.6207 | 7.1555 | All Btype | NR_LF_FIX_REPL_from LF2018 to LF_FIX_KIT_RDX | 0.19097 | 0.32343 | 0.41391 | 0.48338 | 0.54345 | 0.59467 | 0.6378 | 0.67371 | 0.70329 | 0.7274 | 0.74682 | 0.7611 | 0.7714 | 0.77862 | 0.78345 | 0.78643 | 0.78799 | 0.78844 | 0.78804 | 0.78698 | 15.9094 | 3.6037 | 3.3325 | 3.8275 | 3.5134 | 3.588 | 3.5467 | 3.3972 | 3.6784 | 3.3364 | 3.7614 | 3.389 | 3.517 | - | 1.4245 | 1.2539 | 1.2353 | 1.3447 | 1.3663 | 1.2531 | 1.4471 | 1.2724 | 1.4528 | 1.2756 | 1.385 | 1.4188 | 3.0387
LO20Fast | NR | LPD Package | Commercial | Lighting | 0.019592 | 120.5636 | 29.838 | All Btype | NR_LF_FIX_REPL_from LF2018 to TLED_PIN | 0.43436 | 0.73563 | 0.94142 | 1.0994 | 1.236 | 1.3525 | 1.4506 | 1.5323 | 1.5996 | 1.6544 | 1.6986 | 1.7311 | 1.7545 | 1.7709 | 1.7819 | 1.7887 | 1.7922 | 1.7933 | 1.7924 | 1.7899 | 36.1849 | 7.4117 | 6.8538 | 7.8719 | 7.2258 | 7.3793 | 7.2943 | 6.9869 | 7.5653 | 6.8619 | 7.7361 | 6.9701 | 7.2333 | - | 2.9297 | 2.5789 | 2.5406 | 2.7656 | 2.8101 | 2.5772 | 2.9762 | 2.617 | 2.9879 | 2.6234 | 2.8486 | 2.918 | 1.9095
LO20Fast | NR | LPD Package | Commercial | Lighting | 0.010977 | 67.5463 | 1.4965 | All Btype | NR_LF_FIX_REPL_from LF2018 to TLED_PIN_RDX | 0.24335 | 0.41214 | 0.52743 | 0.61595 | 0.6925 | 0.75777 | 0.81273 | 0.85849 | 0.89618 | 0.9269 | 0.95164 | 0.96984 | 0.98297 | 0.99216 | 0.99832 | 1.0021 | 1.0041 | 1.0047 | 1.0042 | 1.0028 | 20.2728 | 4.1524 | 3.8399 | 4.4103 | 4.0483 | 4.1343 | 4.0867 | 3.9145 | 4.2385 | 3.8444 | 4.3342 | 3.905 | 4.0525 | - | 1.6414 | 1.4448 | 1.4234 | 1.5495 | 1.5744 | 1.4439 | 1.6675 | 1.4662 | 1.674 | 1.4698 | 1.5959 | 1.6348 | 3.945
LO20Fast | NR | LPD Package | Commercial | Lighting | 0.01039 | 64.5133 | -13.9804 | All Btype | NR_CAN_FIX_REPL_from CFL to LED_FIX_KIT | 0.21539 | 0.36479 | 0.46683 | 0.54518 | 0.61293 | 0.6707 | 0.71935 | 0.75985 | 0.79321 | 0.8204 | 0.8423 | 0.85841 | 0.87003 | 0.87817 | 0.88362 | 0.88698 | 0.88874 | 0.88925 | 0.8888 | 0.8876 | 17.9435 | 3.9198 | 3.6223 | 4.1674 | 3.8226 | 3.9081 | 3.8779 | 3.7345 | 4.0333 | 3.629 | 4.09 | 3.6846 | 3.8312 | - | 1.6085 | 1.4159 | 1.3977 | 1.5129 | 1.5382 | 1.4141 | 1.636 | 1.4375 | 1.6311 | 1.4348 | 1.5632 | 1.6029 | 3.6363
LO20Fast | NR | LPD Package | Commercial | Lighting | 0.0095042 | 59.1344 | -78.5229 | All Btype | NR_CAN_FIX_REPL_from INC_HAL to LED_FIX_KIT | 0.19743 | 0.33437 | 0.42791 | 0.49972 | 0.56183 | 0.61478 | 0.65937 | 0.6965 | 0.72708 | 0.752 | 0.77207 | 0.78684 | 0.79748 | 0.80495 | 0.80994 | 0.81303 | 0.81464 | 0.8151 | 0.81469 | 0.8136 | 16.4474 | 3.5157 | 3.2408 | 3.7367 | 3.4277 | 3.5268 | 3.5198 | 3.4024 | 3.6721 | 3.267 | 3.6838 | 3.3135 | 3.4505 | - | 1.5531 | 1.362 | 1.3323 | 1.4364 | 1.4624 | 1.3344 | 1.5707 | 1.3617 | 1.5512 | 1.3557 | 1.5123 | 1.5455 | 22.1744
LO20Fast | NR | LPD Package | Commercial | Lighting | 0.0030165 | 18.7304 | 156.8815 | All Btype | NR_DISP_FIX_REPL_from CFL to LED_FIX_KIT | 0.015155 | 0.025667 | 0.032847 | 0.03836 | 0.043127 | 0.047192 | 0.050614 | 0.053464 | 0.055812 | 0.057725 | 0.059266 | 0.060399 | 0.061216 | 0.061789 | 0.062173 | 0.062409 | 0.062533 | 0.062569 | 0.062537 | 0.062453 | 1.2625 | 1.1381 | 1.0517 | 1.2099 | 1.1098 | 1.1346 | 1.1259 | 1.0842 | 1.171 | 1.0536 | 1.1875 | 1.0698 | 1.1123 | - | 0.467 | 0.41108 | 0.40579 | 0.43924 | 0.4466 | 0.41055 | 0.47498 | 0.41734 | 0.47358 | 0.41657 | 0.45385 | 0.46538 | 0.88343
LO20Fast | NR | LPD Package | Commercial | Lighting | 0.007461 | 46.1846 | -31.7184 | All Btype | NR_DISP_FIX_REPL_from INC_HAL to LED_FIX_KIT | 0.037369 | 0.063288 | 0.080993 | 0.094585 | 0.10634 | 0.11636 | 0.1248 | 0.13183 | 0.13762 | 0.14233 | 0.14613 | 0.14893 | 0.15094 | 0.15236 | 0.1533 | 0.15389 | 0.15419 | 0.15428 | 0.1542 | 0.15399 | 3.1131 | 2.7869 | 2.5704 | 2.9584 | 2.7092 | 2.7848 | 2.7793 | 2.6843 | 2.8997 | 2.5821 | 2.9163 | 2.6295 | 2.7338 | - | 1.1742 | 1.0287 | 0.99766 | 1.0895 | 1.1092 | 1.0081 | 1.1938 | 1.0286 | 1.1819 | 1.0256 | 1.1445 | 1.1682 | 3.1473
LO20Fast | NR | LPD Package | Commercial | Lighting | 0.01258 | 76.7398 | 27.2499 | All Btype | NR_HIGHBAY_FIX_REPL_from HID to LED_FIX_KIT | 0.21503 | 0.36418 | 0.46606 | 0.54428 | 0.61192 | 0.66959 | 0.71816 | 0.75859 | 0.7919 | 0.81904 | 0.84091 | 0.85699 | 0.86859 | 0.87671 | 0.88215 | 0.88551 | 0.88727 | 0.88778 | 0.88733 | 0.88614 | 17.9138 | 4.7648 | 4.4055 | 5.0532 | 4.6223 | 4.7214 | 4.6759 | 4.486 | 4.8603 | 4.3949 | 4.9624 | 4.486 | 4.6505 | - | 1.8221 | 1.6026 | 1.5665 | 1.7237 | 1.7535 | 1.6027 | 1.8637 | 1.6307 | 1.8696 | 1.6333 | 1.7739 | 1.8143 | 2.67
LO20Fast | NR | LPD Package | Commercial | Lighting | 0 | 0 | 9999 | All Btype | NR_HIGHBAY_FIX_REPL_from HID to LF2018 | 0 | 0 | 0 | 0 | 0 | 0 | 0 | 0 | 0 | 0 | 0 | 0 | 0 | 0 | 0 | 0 | 0 | 0 | 0 | 0 | 0 | - | - | - | - | - | - | - | - | - | - | - | - | - | - | - | - | - | - | - | - | - | - | - | - | - | 9999
LO20Fast | NR | LPD Package | Commercial | Lighting | 0.014122 | 86.0328 | 23.6112 | All Btype | NR_HIGHBAY_FIX_REPL_from LF2018 to LED_FIX_KIT | 0.24107 | 0.40828 | 0.5225 | 0.61019 | 0.68602 | 0.75068 | 0.80512 | 0.85046 | 0.8878 | 0.91823 | 0.94274 | 0.96077 | 0.97377 | 0.98288 | 0.98898 | 0.99275 | 0.99471 | 0.99528 | 0.99478 | 0.99344 | 20.0831 | 5.3341 | 4.929 | 5.6488 | 5.1753 | 5.2902 | 5.2337 | 5.0061 | 5.4306 | 4.9279 | 5.5638 | 5.0276 | 5.2106 | - | 2.0556 | 1.8055 | 1.7611 | 1.9401 | 1.9735 | 1.7986 | 2.0957 | 1.8309 | 2.1063 | 1.8386 | 2.0029 | 2.0464 | 2.4743
Retro12Med | Retro | LPD Package | Commercial | Lighting | 0.064557 | 397.2591 | 188.2874 | All Btype | Retro_LF_FIX_REPL_from LF2018 to LED_FIX_KIT | 0 | 0 | 0 | 0 | 0 | 0 | 0 | 0 | 0 | 0 | 0 | 0 | 0 | 0 | 0 | 0 | 0 | 0 | 0 | 0 | 0 | 24.4216 | 22.5834 | 25.938 | 23.8093 | 24.315 | 24.0349 | 23.022 | 24.9277 | 22.6101 | 25.4905 | 22.9666 | 23.8339 | - | 9.6534 | 8.4975 | 8.3712 | 9.1128 | 9.2592 | 8.4919 | 9.8068 | 8.6229 | 9.8452 | 8.6442 | 9.3861 | 9.615 | 0.59693
Retro12Med | Retro | LPD Package | Commercial | Lighting | 0.043079 | 265.0918 | 115.3766 | All Btype | Retro_LF_FIX_REPL_from LF2018 to LED_FIX_KIT_RDX | 0 | 0 | 0 | 0 | 0 | 0 | 0 | 0 | 0 | 0 | 0 | 0 | 0 | 0 | 0 | 0 | 0 | 0 | 0 | 0 | 0 | 16.2966 | 15.0699 | 17.3085 | 15.888 | 16.2254 | 16.0386 | 15.3626 | 16.6343 | 15.0878 | 17.0099 | 15.3257 | 15.9044 | - | 6.4417 | 5.6704 | 5.5861 | 6.081 | 6.1787 | 5.6667 | 6.5441 | 5.7541 | 6.5697 | 5.7683 | 6.2634 | 6.4161 | 0.89087
Retro12Med | Retro | LPD Package | Commercial | Lighting | 0.0095262 | 58.6207 | 82.3252 | All Btype | Retro_LF_FIX_REPL_from LF2018 to LF_FIX_KIT_RDX | 0 | 0 | 0 | 0 | 0 | 0 | 0 | 0 | 0 | 0 | 0 | 0 | 0 | 0 | 0 | 0 | 0 | 0 | 0 | 0 | 0 | 3.6037 | 3.3325 | 3.8275 | 3.5134 | 3.588 | 3.5467 | 3.3972 | 3.6784 | 3.3364 | 3.7614 | 3.389 | 3.517 | - | 1.4245 | 1.2539 | 1.2353 | 1.3447 | 1.3663 | 1.2531 | 1.4471 | 1.2724 | 1.4528 | 1.2756 | 1.385 | 1.4188 | 1.1466
Retro12Med | Retro | LPD Package | Commercial | Lighting | 0.01039 | 64.5133 | 80.2654 | All Btype | Retro_CAN_FIX_REPL_from CFL to LED_FIX_KIT | 0.22924 | 0.23047 | 0.23117 | 0.23166 | 0.2318 | 0.20855 | 0.16677 | 0.13331 | 0.10655 | 0.085155 | 0.06805 | 0.054388 | 0.043471 | 0.034735 | 0.027756 | 0.022175 | 0.00015103 | 5.3852e-05 | 1.8327e-05 | 5.9661e-06 | 4.3025 | 3.9198 | 3.6223 | 4.1674 | 3.8226 | 3.9081 | 3.8779 | 3.7345 | 4.0333 | 3.629 | 4.09 | 3.6846 | 3.8312 | - | 1.6085 | 1.4159 | 1.3977 | 1.5129 | 1.5382 | 1.4141 | 1.636 | 1.4375 | 1.6311 | 1.4348 | 1.5632 | 1.6029 | 1.1266
Retro12Med | Retro | LPD Package | Commercial | Lighting | 0.0095042 | 59.1344 | -55.9308 | All Btype | Retro_CAN_FIX_REPL_from INC_HAL to LED_FIX_KIT | 0.21012 | 0.21126 | 0.21189 | 0.21234 | 0.21247 | 0.19116 | 0.15287 | 0.12219 | 0.097667 | 0.078055 | 0.062376 | 0.049853 | 0.039846 | 0.031839 | 0.025442 | 0.020326 | 0.00013844 | 4.9362e-05 | 1.6799e-05 | 5.4687e-06 | 3.9437 | 3.5157 | 3.2408 | 3.7367 | 3.4277 | 3.5268 | 3.5198 | 3.4024 | 3.6721 | 3.267 | 3.6838 | 3.3135 | 3.4505 | - | 1.5531 | 1.362 | 1.3323 | 1.4364 | 1.4624 | 1.3344 | 1.5707 | 1.3617 | 1.5512 | 1.3557 | 1.5123 | 1.5455 | 5.9613
Retro12Med | Retro | LPD Package | Commercial | Lighting | 0.0030165 | 18.7304 | 663.8321 | All Btype | Retro_DISP_FIX_REPL_from CFL to LED_FIX_KIT | 0 | 0 | 0 | 0 | 0 | 0 | 0 | 0 | 0 | 0 | 0 | 0 | 0 | 0 | 0 | 0 | 0 | 0 | 0 | 0 | 0 | 1.1381 | 1.0517 | 1.2099 | 1.1098 | 1.1346 | 1.1259 | 1.0842 | 1.171 | 1.0536 | 1.1875 | 1.0698 | 1.1123 | - | 0.467 | 0.41108 | 0.40579 | 0.43924 | 0.4466 | 0.41055 | 0.47498 | 0.41734 | 0.47358 | 0.41657 | 0.45385 | 0.46538 | 0.44259
Retro12Med | Retro | LPD Package | Commercial | Lighting | 0.007461 | 46.1846 | 15.5239 | All Btype | Retro_DISP_FIX_REPL_from INC_HAL to LED_FIX_KIT | 0 | 0 | 0 | 0 | 0 | 0 | 0 | 0 | 0 | 0 | 0 | 0 | 0 | 0 | 0 | 0 | 0 | 0 | 0 | 0 | 0 | 2.7869 | 2.5704 | 2.9584 | 2.7092 | 2.7848 | 2.7793 | 2.6843 | 2.8997 | 2.5821 | 2.9163 | 2.6295 | 2.7338 | - | 1.1742 | 1.0287 | 0.99766 | 1.0895 | 1.1092 | 1.0081 | 1.1938 | 1.0286 | 1.1819 | 1.0256 | 1.1445 | 1.1682 | 1.782
Retro12Med | Retro | LPD Package | Commercial | Lighting | 0.01258 | 76.7398 | 40.026 | All Btype | Retro_HIGHBAY_FIX_REPL_from HID to LED_FIX_KIT | 0.78423 | 0.78815 | 0.79029 | 0.79177 | 0.79209 | 0.71255 | 0.56972 | 0.45534 | 0.3639 | 0.29079 | 0.23235 | 0.18568 | 0.14839 | 0.11855 | 0.094722 | 0.075668 | 0.00051531 | 0.00018372 | 6.252e-05 | 2.035e-05 | 14.3922 | 4.7648 | 4.4055 | 5.0532 | 4.6223 | 4.7214 | 4.6759 | 4.486 | 4.8603 | 4.3949 | 4.9624 | 4.486 | 4.6505 | - | 1.8221 | 1.6026 | 1.5665 | 1.7237 | 1.7535 | 1.6027 | 1.8637 | 1.6307 | 1.8696 | 1.6333 | 1.7739 | 1.8143 | 2.051
Retro12Med | Retro | LPD Package | Commercial | Lighting | 0 | 0 | 9999 | All Btype | Retro_HIGHBAY_FIX_REPL_from HID to LF2018 | 0 | 0 | 0 | 0 | 0 | 0 | 0 | 0 | 0 | 0 | 0 | 0 | 0 | 0 | 0 | 0 | 0 | 0 | 0 | 0 | 0 | - | - | - | - | - | - | - | - | - | - | - | - | - | - | - | - | - | - | - | - | - | - | - | - | - | 9999
Retro12Med | Retro | LPD Package | Commercial | Lighting | 0.014122 | 86.0328 | 87.4055 | All Btype | Retro_HIGHBAY_FIX_REPL_from LF2018 to LED_FIX_KIT | 0.8792 | 0.88359 | 0.88599 | 0.88766 | 0.88801 | 0.79883 | 0.63871 | 0.51048 | 0.40796 | 0.326 | 0.26048 | 0.20816 | 0.16636 | 0.13291 | 0.10619 | 0.084831 | 0.00057771 | 0.00020597 | 7.0091e-05 | 2.2815e-05 | 16.135 | 5.3341 | 4.929 | 5.6488 | 5.1753 | 5.2902 | 5.2337 | 5.0061 | 5.4306 | 4.9279 | 5.5638 | 5.0276 | 5.2106 | - | 2.0556 | 1.8055 | 1.7611 | 1.9401 | 1.9735 | 1.7986 | 2.0957 | 1.8309 | 2.1063 | 1.8386 | 2.0029 | 2.0464 | 1.1026
Retro12Med | Retro | LPD Package | Commercial | Lighting | 0 | 0 | 9999 | All Btype | Retro_LF_LAMP_REPL_from LF2018 to TLED_PIN | 0 | 0 | 0 | 0 | 0 | 0 | 0 | 0 | 0 | 0 | 0 | 0 | 0 | 0 | 0 | 0 | 0 | 0 | 0 | 0 | 0 | - | - | - | - | - | - | - | - | - | - | - | - | - | - | - | - | - | - | - | - | - | - | - | - | - | 9999
Retro12Med | Retro | LPD Package | Commercial | Lighting | 0.091099 | 560.5879 | 64.6912 | All Btype | Retro_LF_LAMP_REPL_from LF2018 to TLED_PIN_RDX | 1.8852 | 1.8771 | 1.8691 | 1.861 | 1.853 | 1.6606 | 1.3228 | 1.0537 | 0.83935 | 0.66861 | 0.5326 | 0.42426 | 0.33796 | 0.26922 | 0.21446 | 0.17084 | 0.0011603 | 0.00041263 | 0.00014007 | 4.5482e-05 | 15.8903 | 34.4623 | 31.8683 | 36.6021 | 33.5982 | 34.3118 | 33.9167 | 32.4873 | 35.1765 | 31.906 | 35.9706 | 32.4091 | 33.633 | - | 13.6223 | 11.9912 | 11.8129 | 12.8594 | 13.066 | 11.9833 | 13.8387 | 12.1682 | 13.893 | 12.1981 | 13.2451 | 13.5681 | 1.3488
Retro12Med | Retro | LPD Package | Commercial | Lighting | 0.0098284 | 61.0274 | 3.4924 | All Btype | Retro_CAN_LAMP_REPL_from CFL to LED_CAN_LAMP | 0.20523 | 0.20435 | 0.20347 | 0.2026 | 0.20173 | 0.18078 | 0.144 | 0.11471 | 0.091374 | 0.072787 | 0.057981 | 0.046187 | 0.036792 | 0.029308 | 0.023347 | 0.018598 | 0.00012631 | 4.492e-05 | 1.5249e-05 | 4.9513e-06 | 1.7299 | 3.708 | 3.4266 | 3.9422 | 3.6161 | 3.6969 | 3.6683 | 3.5327 | 3.8154 | 3.4329 | 3.869 | 3.4855 | 3.6242 | - | 1.5216 | 1.3394 | 1.3221 | 1.4311 | 1.4551 | 1.3377 | 1.5476 | 1.3598 | 1.543 | 1.3573 | 1.4787 | 1.5163 | 2.5056
Retro12Med | Retro | LPD Package | Commercial | Lighting | 0.0094073 | 58.5315 | -71.2782 | All Btype | Retro_CAN_LAMP_REPL_from INC_HAL to LED_CAN_LAMP | 0.19684 | 0.19599 | 0.19515 | 0.19431 | 0.19348 | 0.17338 | 0.13811 | 0.11002 | 0.087637 | 0.06981 | 0.055609 | 0.044298 | 0.035287 | 0.028109 | 0.022392 | 0.017837 | 0.00012115 | 4.3083e-05 | 1.4625e-05 | 4.7488e-06 | 1.6591 | 3.4799 | 3.2077 | 3.6986 | 3.3927 | 3.4909 | 3.4839 | 3.3677 | 3.6346 | 3.2337 | 3.6463 | 3.2798 | 3.4154 | - | 1.5373 | 1.3481 | 1.3187 | 1.4217 | 1.4475 | 1.3208 | 1.5547 | 1.3478 | 1.5354 | 1.3419 | 1.4969 | 1.5298 | 11.3136
Retro12Med | Retro | LPD Package | Commercial | Lighting | 0.0035674 | 22.1514 | 95.8743 | All Btype | Retro_DISP_LAMP_REPL_from CFL to LED_PAR_MR | 0.4438 | 0.44189 | 0.43999 | 0.4381 | 0.43622 | 0.39091 | 0.31139 | 0.24805 | 0.19759 | 0.15739 | 0.12538 | 0.099874 | 0.079559 | 0.063376 | 0.050485 | 0.040216 | 0.00027314 | 9.7135e-05 | 3.2974e-05 | 1.0707e-05 | 3.7407 | 1.3459 | 1.2438 | 1.4309 | 1.3125 | 1.3419 | 1.3315 | 1.2823 | 1.3849 | 1.2461 | 1.4043 | 1.2651 | 1.3155 | - | 0.5523 | 0.48616 | 0.47991 | 0.51946 | 0.52817 | 0.48554 | 0.56173 | 0.49357 | 0.56007 | 0.49266 | 0.53674 | 0.55038 | 1.0042
Retro12Med | Retro | LPD Package | Commercial | Lighting | 0.0060811 | 37.6429 | -39.5004 | All Btype | Retro_DISP_LAMP_REPL_from INC_HAL to LED_PAR_MR | 0.75417 | 0.75092 | 0.74769 | 0.74448 | 0.74129 | 0.6643 | 0.52916 | 0.42152 | 0.33577 | 0.26747 | 0.21306 | 0.16972 | 0.1352 | 0.1077 | 0.085791 | 0.068341 | 0.00046416 | 0.00016507 | 5.6034e-05 | 1.8194e-05 | 6.3567 | 2.2715 | 2.095 | 2.4112 | 2.2082 | 2.2697 | 2.2652 | 2.1878 | 2.3634 | 2.1046 | 2.3769 | 2.1432 | 2.2282 | - | 0.95707 | 0.83843 | 0.81314 | 0.88804 | 0.90406 | 0.82165 | 0.97305 | 0.83838 | 0.96328 | 0.83593 | 0.93283 | 0.95211 | 3.679
Retro12Med | Retro | LPD Package | Commercial | Lighting | 0.001377 | 8.524 | -2.4691 | All Btype | Retro_DISP_LAMP_REPL_from INC_HAL to HID_CMH | 0.19517 | 0.19433 | 0.1935 | 0.19267 | 0.19184 | 0.17192 | 0.13694 | 0.10909 | 0.086895 | 0.069219 | 0.055139 | 0.043923 | 0.034988 | 0.027871 | 0.022202 | 0.017686 | 0.00012012 | 4.2718e-05 | 1.4501e-05 | 4.7086e-06 | 1.6451 | 0.51436 | 0.4744 | 0.54601 | 0.50003 | 0.51397 | 0.51295 | 0.49542 | 0.53518 | 0.47656 | 0.53824 | 0.48532 | 0.50457 | - | 0.21672 | 0.18986 | 0.18413 | 0.20109 | 0.20472 | 0.18606 | 0.22034 | 0.18985 | 0.21813 | 0.18929 | 0.21123 | 0.2156 | 2.2049
Retro12Med | Retro | LPD Package | Commercial | Lighting | 0 | 0 | 9999 | All Btype | Retro_DISP_LAMP_REPL_from HID_CMH to LED_PAR_MR | 0 | 0 | 0 | 0 | 0 | 0 | 0 | 0 | 0 | 0 | 0 | 0 | 0 | 0 | 0 | 0 | 0 | 0 | 0 | 0 | 0 | - | - | - | - | - | - | - | - | - | - | - | - | - | - | - | - | - | - | - | - | - | - | - | - | - | 9999
Retro12Med | Retro | LPD Package | Commercial | Lighting | 0.01089 | 70.6367 | -6.0233 | All Btype | Retro_OTHER_LAMP_REPL_from CFL to LED_OMNI | 2.2239 | 2.2143 | 2.2048 | 2.1953 | 2.1859 | 1.9589 | 1.5604 | 1.243 | 0.99011 | 0.7887 | 0.62827 | 0.50047 | 0.39867 | 0.31758 | 0.25298 | 0.20152 | 0.0013687 | 0.00048674 | 0.00016523 | 5.3651e-05 | 18.7445 | 4.1748 | 3.8494 | 4.4383 | 4.0622 | 4.1685 | 4.1427 | 3.9907 | 4.3108 | 3.8675 | 4.3615 | 3.9338 | 4.0942 | - | 1.885 | 1.6561 | 1.6362 | 1.7588 | 1.7935 | 1.6453 | 1.9099 | 1.678 | 1.8935 | 1.6734 | 1.8344 | 1.8783 | 1.9402
Retro12Med | Retro | LPD Package | Commercial | Lighting | 0.017221 | 111.4287 | -95.0587 | All Btype | Retro_OTHER_LAMP_REPL_from INC_HAL to LED_OMNI | 3.5081 | 3.493 | 3.478 | 3.4631 | 3.4482 | 3.0901 | 2.4615 | 1.9607 | 1.5619 | 1.2442 | 0.99108 | 0.78948 | 0.62889 | 0.50097 | 0.39907 | 0.3179 | 0.0021591 | 0.00076783 | 0.00026065 | 8.4634e-05 | 29.5692 | 6.5363 | 6.0188 | 6.9389 | 6.3535 | 6.5262 | 6.506 | 6.2865 | 6.7798 | 6.0537 | 6.8233 | 6.1595 | 6.4231 | - | 3.0199 | 2.6511 | 2.6174 | 2.8142 | 2.8712 | 2.6353 | 3.0676 | 2.6911 | 3.0292 | 2.6766 | 2.9389 | 3.0104 | 12.5092
Retro12Med | Retro | LPD Package | Commercial | Lighting | 0.003834 | 24.8081 | -87.5938 | All Btype | Retro_OTHER_LAMP_REPL_from INC_HAL to CFL_OMNI | 0.62128 | 0.61861 | 0.61595 | 0.6133 | 0.61067 | 0.54725 | 0.43592 | 0.34724 | 0.27661 | 0.22034 | 0.17552 | 0.13982 | 0.11138 | 0.088721 | 0.070674 | 0.056299 | 0.00038237 | 0.00013598 | 4.616e-05 | 1.4988e-05 | 5.2366 | 1.4552 | 1.34 | 1.5449 | 1.4145 | 1.453 | 1.4485 | 1.3996 | 1.5094 | 1.3478 | 1.5191 | 1.3713 | 1.43 | - | 0.67234 | 0.59024 | 0.58273 | 0.62655 | 0.63923 | 0.58671 | 0.68297 | 0.59913 | 0.67441 | 0.59591 | 0.65431 | 0.67022 | 6.7767
Retro12Med | Retro | LPD Package | Commercial | Lighting | 0 | 0 | 9999 | All Btype | Retro_OTHER_LAMP_REPL_from HID to LED_OMNI | 0 | 0 | 0 | 0 | 0 | 0 | 0 | 0 | 0 | 0 | 0 | 0 | 0 | 0 | 0 | 0 | 0 | 0 | 0 | 0 | 0 | - | - | - | - | - | - | - | - | - | - | - | - | - | - | - | - | - | - | - | - | - | - | - | - | - | 9999
LO12Med | NR | MotorsRewind | Commercial | Motors/Drives | 0.0013697 | 10.1586 | 38.7073 | Large Off | MotorsRewind-NR-Large Off | 0.0051222 | 0.010214 | 0.015275 | 0.020305 | 0.025305 | 0.029771 | 0.033303 | 0.036093 | 0.038289 | 0.040012 | 0.041357 | 0.042403 | 0.043208 | 0.043822 | 0.044284 | 0.044624 | 0.044494 | 0.044361 | 0.044229 | 0.044096 | 0.35387 | 0.60008 | 0.55322 | 0.63798 | 0.58674 | 0.61181 | 0.62278 | 0.60465 | 0.64978 | 0.57158 | 0.62981 | 0.56618 | 0.58732 | - | 0.24643 | 0.2168 | 0.2132 | 0.24018 | 0.25769 | 0.24314 | 0.28257 | 0.24701 | 0.27366 | 0.22986 | 0.24034 | 0.24583 | 2.1889
LO12Med | NR | MotorsRewind | Commercial | Motors/Drives | 0.0013697 | 10.1586 | 38.7073 | Medium Off | MotorsRewind-NR-Medium Off | 0.0025705 | 0.0051255 | 0.0076652 | 0.01019 | 0.012699 | 0.01494 | 0.016712 | 0.018112 | 0.019214 | 0.020079 | 0.020754 | 0.021279 | 0.021683 | 0.021991 | 0.022223 | 0.022393 | 0.022328 | 0.022261 | 0.022195 | 0.022128 | 0.17758 | 0.60008 | 0.55322 | 0.63798 | 0.58674 | 0.61181 | 0.62278 | 0.60465 | 0.64978 | 0.57158 | 0.62981 | 0.56618 | 0.58732 | - | 0.24643 | 0.2168 | 0.2132 | 0.24018 | 0.25769 | 0.24314 | 0.28257 | 0.24701 | 0.27366 | 0.22986 | 0.24034 | 0.24583 | 2.1889
LO12Med | NR | MotorsRewind | Commercial | Motors/Drives | 0.0013697 | 10.1586 | 38.7073 | Small Off | MotorsRewind-NR-Small Off | 0.0024809 | 0.0049469 | 0.0073981 | 0.0098346 | 0.012256 | 0.014419 | 0.01613 | 0.017481 | 0.018545 | 0.019379 | 0.020031 | 0.020537 | 0.020927 | 0.021225 | 0.021448 | 0.021613 | 0.02155 | 0.021486 | 0.021422 | 0.021357 | 0.17139 | 0.60008 | 0.55322 | 0.63798 | 0.58674 | 0.61181 | 0.62278 | 0.60465 | 0.64978 | 0.57158 | 0.62981 | 0.56618 | 0.58732 | - | 0.24643 | 0.2168 | 0.2132 | 0.24018 | 0.25769 | 0.24314 | 0.28257 | 0.24701 | 0.27366 | 0.22986 | 0.24034 | 0.24583 | 2.1889
LO12Med | NR | MotorsRewind | Commercial | Motors/Drives | 0.0010964 | 8.1319 | 23.2532 | XLarge Ret | MotorsRewind-NR-XLarge Ret | 0.0014926 | 0.0029714 | 0.0044366 | 0.0058883 | 0.0073265 | 0.0086055 | 0.0096112 | 0.010399 | 0.011014 | 0.011492 | 0.011859 | 0.012139 | 0.01235 | 0.012505 | 0.012617 | 0.012694 | 0.012636 | 0.012578 | 0.01252 | 0.012463 | 0.10001 | 0.48035 | 0.44284 | 0.5107 | 0.46968 | 0.48975 | 0.49853 | 0.48402 | 0.52014 | 0.45754 | 0.50416 | 0.45322 | 0.47014 | - | 0.19726 | 0.17354 | 0.17067 | 0.19226 | 0.20628 | 0.19463 | 0.22619 | 0.19773 | 0.21906 | 0.184 | 0.19239 | 0.19678 | 3.2833
LO12Med | NR | MotorsRewind | Commercial | Motors/Drives | 0.0010964 | 8.1319 | 23.2532 | Large Ret | MotorsRewind-NR-Large Ret | 0.0022542 | 0.0044876 | 0.0067005 | 0.0088929 | 0.011065 | 0.012997 | 0.014516 | 0.015706 | 0.016635 | 0.017356 | 0.01791 | 0.018334 | 0.018652 | 0.018887 | 0.019055 | 0.019171 | 0.019084 | 0.018997 | 0.018909 | 0.018822 | 0.15105 | 0.48035 | 0.44284 | 0.5107 | 0.46968 | 0.48975 | 0.49853 | 0.48402 | 0.52014 | 0.45754 | 0.50416 | 0.45322 | 0.47014 | - | 0.19726 | 0.17354 | 0.17067 | 0.19226 | 0.20628 | 0.19463 | 0.22619 | 0.19773 | 0.21906 | 0.184 | 0.19239 | 0.19678 | 3.2833
LO12Med | NR | MotorsRewind | Commercial | Motors/Drives | 0.0010964 | 8.1319 | 23.2532 | Medium Ret | MotorsRewind-NR-Medium Ret | 0.0010477 | 0.0020857 | 0.0031141 | 0.0041331 | 0.0051426 | 0.0060403 | 0.0067463 | 0.0072995 | 0.0077312 | 0.0080662 | 0.0083241 | 0.0085208 | 0.0086687 | 0.0087778 | 0.0088561 | 0.0089098 | 0.0088695 | 0.0088289 | 0.0087884 | 0.008748 | 0.070202 | 0.48035 | 0.44284 | 0.5107 | 0.46968 | 0.48975 | 0.49853 | 0.48402 | 0.52014 | 0.45754 | 0.50416 | 0.45322 | 0.47014 | - | 0.19726 | 0.17354 | 0.17067 | 0.19226 | 0.20628 | 0.19463 | 0.22619 | 0.19773 | 0.21906 | 0.184 | 0.19239 | 0.19678 | 3.2833
LO12Med | NR | MotorsRewind | Commercial | Motors/Drives | 0.0010964 | 8.1319 | 23.2532 | Small Ret | MotorsRewind-NR-Small Ret | 0.001181 | 0.0023512 | 0.0035106 | 0.0046593 | 0.0057973 | 0.0068093 | 0.0076052 | 0.0082289 | 0.0087155 | 0.0090931 | 0.0093839 | 0.0096056 | 0.0097723 | 0.0098953 | 0.0099836 | 0.010044 | 0.0099987 | 0.0099529 | 0.0099072 | 0.0098617 | 0.07914 | 0.48035 | 0.44284 | 0.5107 | 0.46968 | 0.48975 | 0.49853 | 0.48402 | 0.52014 | 0.45754 | 0.50416 | 0.45322 | 0.47014 | - | 0.19726 | 0.17354 | 0.17067 | 0.19226 | 0.20628 | 0.19463 | 0.22619 | 0.19773 | 0.21906 | 0.184 | 0.19239 | 0.19678 | 3.2833
LO12Med | NR | MotorsRewind | Commercial | Motors/Drives | 0.00054427 | 4.0367 | 38.7073 | School K-12 | MotorsRewind-NR-School K-12 | 0.0012912 | 0.0025718 | 0.003842 | 0.0051016 | 0.0063509 | 0.0074633 | 0.0083397 | 0.0090282 | 0.0095669 | 0.0099864 | 0.010311 | 0.01056 | 0.010749 | 0.010889 | 0.010992 | 0.011064 | 0.01102 | 0.010975 | 0.01093 | 0.010885 | 0.087352 | 0.23845 | 0.21983 | 0.25352 | 0.23315 | 0.24312 | 0.24747 | 0.24027 | 0.2582 | 0.22713 | 0.25027 | 0.22498 | 0.23338 | - | 0.097923 | 0.086149 | 0.08472 | 0.095441 | 0.1024 | 0.096615 | 0.11228 | 0.098154 | 0.10874 | 0.091339 | 0.095503 | 0.097684 | 2.1889
LO12Med | NR | MotorsRewind | Commercial | Motors/Drives | 0.00054427 | 4.0367 | 38.7073 | University | MotorsRewind-NR-University | 0.00065415 | 0.0013029 | 0.0019464 | 0.0025845 | 0.0032174 | 0.003781 | 0.004225 | 0.0045738 | 0.0048467 | 0.0050593 | 0.0052237 | 0.0053498 | 0.0054454 | 0.0055167 | 0.0055686 | 0.0056053 | 0.0055827 | 0.0055599 | 0.0055372 | 0.0055145 | 0.044254 | 0.23845 | 0.21983 | 0.25352 | 0.23315 | 0.24312 | 0.24747 | 0.24027 | 0.2582 | 0.22713 | 0.25027 | 0.22498 | 0.23338 | - | 0.097923 | 0.086149 | 0.08472 | 0.095441 | 0.1024 | 0.096615 | 0.11228 | 0.098154 | 0.10874 | 0.091339 | 0.095503 | 0.097684 | 2.1889
LO12Med | NR | MotorsRewind | Commercial | Motors/Drives | 0.0005179 | 3.8412 | 38.7073 | Warehouse | MotorsRewind-NR-Warehouse | 0.0022864 | 0.0045559 | 0.0068086 | 0.0090446 | 0.011264 | 0.013242 | 0.014803 | 0.016032 | 0.016995 | 0.017748 | 0.018332 | 0.018782 | 0.019125 | 0.019383 | 0.019574 | 0.01971 | 0.019639 | 0.019567 | 0.019494 | 0.019422 | 0.15586 | 0.2269 | 0.20918 | 0.24123 | 0.22186 | 0.23134 | 0.23549 | 0.22863 | 0.24569 | 0.21612 | 0.23814 | 0.21408 | 0.22208 | - | 0.093179 | 0.081975 | 0.080615 | 0.090817 | 0.097437 | 0.091934 | 0.10684 | 0.093399 | 0.10348 | 0.086914 | 0.090876 | 0.092951 | 2.1889
LO12Med | NR | MotorsRewind | Commercial | Motors/Drives | 0.0048742 | 36.151 | 10.8899 | Supermarket | MotorsRewind-NR-Supermarket | 0.0025764 | 0.0051063 | 0.0075906 | 0.01003 | 0.012424 | 0.014529 | 0.016155 | 0.017403 | 0.01835 | 0.019061 | 0.019583 | 0.019957 | 0.020214 | 0.020378 | 0.020469 | 0.020502 | 0.020319 | 0.020136 | 0.019955 | 0.019776 | 0.1587 | 2.1355 | 1.9687 | 2.2704 | 2.088 | 2.1772 | 2.2163 | 2.1518 | 2.3123 | 2.034 | 2.2413 | 2.0148 | 2.0901 | - | 0.87695 | 0.77151 | 0.75871 | 0.85472 | 0.91703 | 0.86524 | 1.0056 | 0.87902 | 0.97386 | 0.81799 | 0.85528 | 0.87481 | 5.4722
LO12Med | NR | MotorsRewind | Commercial | Motors/Drives | 0.0048742 | 36.151 | 10.8899 | MiniMart | MotorsRewind-NR-MiniMart | 0.0010786 | 0.0021471 | 0.0032054 | 0.0042537 | 0.005292 | 0.0062151 | 0.0069407 | 0.0075089 | 0.0079521 | 0.0082956 | 0.0085598 | 0.008761 | 0.008912 | 0.0090231 | 0.0091024 | 0.0091566 | 0.009114 | 0.0090712 | 0.0090285 | 0.0089859 | 0.072112 | 2.1355 | 1.9687 | 2.2704 | 2.088 | 2.1772 | 2.2163 | 2.1518 | 2.3123 | 2.034 | 2.2413 | 2.0148 | 2.0901 | - | 0.87695 | 0.77151 | 0.75871 | 0.85472 | 0.91703 | 0.86524 | 1.0056 | 0.87902 | 0.97386 | 0.81799 | 0.85528 | 0.87481 | 5.4722
LO12Med | NR | MotorsRewind | Commercial | Motors/Drives | 0.0039199 | 29.0731 | 20.1623 | Restaurant | MotorsRewind-NR-Restaurant | 0.0019882 | 0.0039577 | 0.0059085 | 0.0078409 | 0.0097548 | 0.011456 | 0.012794 | 0.013841 | 0.014658 | 0.015291 | 0.015778 | 0.016149 | 0.016428 | 0.016632 | 0.016779 | 0.016878 | 0.0168 | 0.016721 | 0.016642 | 0.016564 | 0.13292 | 1.7174 | 1.5833 | 1.8259 | 1.6792 | 1.751 | 1.7824 | 1.7305 | 1.8596 | 1.6358 | 1.8025 | 1.6204 | 1.6809 | - | 0.70526 | 0.62046 | 0.61016 | 0.68738 | 0.73748 | 0.69583 | 0.80869 | 0.70692 | 0.78319 | 0.65784 | 0.68783 | 0.70353 | 3.6481
LO12Med | NR | MotorsRewind | Commercial | Motors/Drives | 0.0012245 | 9.0815 | 5.5913 | Lodging | MotorsRewind-NR-Lodging | 0.0020499 | 0.00409 | 0.0061203 | 0.0081408 | 0.010152 | 0.01195 | 0.013376 | 0.014505 | 0.015397 | 0.0161 | 0.016651 | 0.017082 | 0.017417 | 0.017675 | 0.017872 | 0.01802 | 0.017979 | 0.017936 | 0.017893 | 0.01785 | 0.14325 | 0.53645 | 0.49456 | 0.57034 | 0.52453 | 0.54694 | 0.55675 | 0.54054 | 0.58088 | 0.51097 | 0.56303 | 0.50615 | 0.52505 | - | 0.2203 | 0.19381 | 0.1906 | 0.21472 | 0.23037 | 0.21736 | 0.25261 | 0.22082 | 0.24464 | 0.20549 | 0.21486 | 0.21976 | 7.661
LO12Med | NR | MotorsRewind | Commercial | Motors/Drives | 0.0013087 | 9.7065 | 7.2955 | Hospital | MotorsRewind-NR-Hospital | 0.0013524 | 0.0026992 | 0.0040403 | 0.0053757 | 0.0067055 | 0.0078959 | 0.0088408 | 0.0095899 | 0.010183 | 0.01065 | 0.011019 | 0.011307 | 0.011532 | 0.011707 | 0.011841 | 0.011943 | 0.011918 | 0.011894 | 0.011869 | 0.011844 | 0.095047 | 0.57337 | 0.52859 | 0.60959 | 0.56062 | 0.58458 | 0.59506 | 0.57774 | 0.62086 | 0.54613 | 0.60178 | 0.54098 | 0.56118 | - | 0.23546 | 0.20715 | 0.20371 | 0.22949 | 0.24622 | 0.23231 | 0.26999 | 0.23601 | 0.26148 | 0.21963 | 0.22964 | 0.23488 | 6.7878
LO12Med | NR | MotorsRewind | Commercial | Motors/Drives | 0.0013087 | 9.7065 | 5.5913 | Residential Care | MotorsRewind-NR-Residential Care | 0.0016578 | 0.0033077 | 0.0049497 | 0.0065837 | 0.0082099 | 0.0096645 | 0.010818 | 0.011731 | 0.012452 | 0.01302 | 0.013466 | 0.013815 | 0.014086 | 0.014295 | 0.014454 | 0.014574 | 0.01454 | 0.014505 | 0.014471 | 0.014436 | 0.11585 | 0.57337 | 0.52859 | 0.60959 | 0.56062 | 0.58458 | 0.59506 | 0.57774 | 0.62086 | 0.54613 | 0.60178 | 0.54098 | 0.56118 | - | 0.23546 | 0.20715 | 0.20371 | 0.22949 | 0.24622 | 0.23231 | 0.26999 | 0.23601 | 0.26148 | 0.21963 | 0.22964 | 0.23488 | 7.661
LO12Med | NR | MotorsRewind | Commercial | Motors/Drives | 0.0010881 | 8.0701 | 36.8528 | Assembly | MotorsRewind-NR-Assembly | 0.0040244 | 0.0080126 | 0.011965 | 0.015882 | 0.019763 | 0.023216 | 0.025932 | 0.028062 | 0.029725 | 0.031016 | 0.032012 | 0.032772 | 0.033344 | 0.033768 | 0.034073 | 0.034284 | 0.034132 | 0.03398 | 0.033828 | 0.033676 | 0.27025 | 0.47671 | 0.43948 | 0.50682 | 0.46611 | 0.48603 | 0.49475 | 0.48035 | 0.51619 | 0.45407 | 0.50033 | 0.44978 | 0.46657 | - | 0.19577 | 0.17223 | 0.16937 | 0.1908 | 0.20471 | 0.19315 | 0.22448 | 0.19623 | 0.2174 | 0.1826 | 0.19093 | 0.19529 | 2.2801
LO12Med | NR | MotorsRewind | Commercial | Motors/Drives | 0.0011034 | 8.1837 | 29.4348 | Other | MotorsRewind-NR-Other | 0.00372 | 0.007373 | 0.01096 | 0.014482 | 0.017939 | 0.020978 | 0.023326 | 0.025127 | 0.026496 | 0.027522 | 0.028276 | 0.028816 | 0.029187 | 0.029424 | 0.029555 | 0.029603 | 0.029338 | 0.029075 | 0.028814 | 0.028554 | 0.22915 | 0.48342 | 0.44567 | 0.51395 | 0.47267 | 0.49287 | 0.50171 | 0.48711 | 0.52346 | 0.46046 | 0.50737 | 0.45611 | 0.47314 | - | 0.19852 | 0.17465 | 0.17175 | 0.19349 | 0.20759 | 0.19587 | 0.22764 | 0.19899 | 0.22046 | 0.18517 | 0.19362 | 0.19804 | 2.7361
LO12Med | New | MotorsRewind | Commercial | Motors/Drives | 0.0013697 | 10.1586 | 38.7073 | Large Off | MotorsRewind-New-Large Off | 0.0051222 | 0.010214 | 0.015275 | 0.020305 | 0.025305 | 0.029771 | 0.033303 | 0.036093 | 0.038289 | 0.040012 | 0.041357 | 0.042403 | 0.043208 | 0.043822 | 0.044284 | 0.044624 | 0.044494 | 0.044361 | 0.044229 | 0.044096 | 0.35387 | 0.60008 | 0.55322 | 0.63798 | 0.58674 | 0.61181 | 0.62278 | 0.60465 | 0.64978 | 0.57158 | 0.62981 | 0.56618 | 0.58732 | - | 0.24643 | 0.2168 | 0.2132 | 0.24018 | 0.25769 | 0.24314 | 0.28257 | 0.24701 | 0.27366 | 0.22986 | 0.24034 | 0.24583 | 2.1889
LO12Med | New | MotorsRewind | Commercial | Motors/Drives | 0.0013697 | 10.1586 | 38.7073 | Medium Off | MotorsRewind-New-Medium Off | 0.0025705 | 0.0051255 | 0.0076652 | 0.01019 | 0.012699 | 0.01494 | 0.016712 | 0.018112 | 0.019214 | 0.020079 | 0.020754 | 0.021279 | 0.021683 | 0.021991 | 0.022223 | 0.022393 | 0.022328 | 0.022261 | 0.022195 | 0.022128 | 0.17758 | 0.60008 | 0.55322 | 0.63798 | 0.58674 | 0.61181 | 0.62278 | 0.60465 | 0.64978 | 0.57158 | 0.62981 | 0.56618 | 0.58732 | - | 0.24643 | 0.2168 | 0.2132 | 0.24018 | 0.25769 | 0.24314 | 0.28257 | 0.24701 | 0.27366 | 0.22986 | 0.24034 | 0.24583 | 2.1889
LO12Med | New | MotorsRewind | Commercial | Motors/Drives | 0.0013697 | 10.1586 | 38.7073 | Small Off | MotorsRewind-New-Small Off | 0.0024809 | 0.0049469 | 0.0073981 | 0.0098346 | 0.012256 | 0.014419 | 0.01613 | 0.017481 | 0.018545 | 0.019379 | 0.020031 | 0.020537 | 0.020927 | 0.021225 | 0.021448 | 0.021613 | 0.02155 | 0.021486 | 0.021422 | 0.021357 | 0.17139 | 0.60008 | 0.55322 | 0.63798 | 0.58674 | 0.61181 | 0.62278 | 0.60465 | 0.64978 | 0.57158 | 0.62981 | 0.56618 | 0.58732 | - | 0.24643 | 0.2168 | 0.2132 | 0.24018 | 0.25769 | 0.24314 | 0.28257 | 0.24701 | 0.27366 | 0.22986 | 0.24034 | 0.24583 | 2.1889
LO12Med | New | MotorsRewind | Commercial | Motors/Drives | 0.0010964 | 8.1319 | 23.2532 | XLarge Ret | MotorsRewind-New-XLarge Ret | 0.0014926 | 0.0029714 | 0.0044366 | 0.0058883 | 0.0073265 | 0.0086055 | 0.0096112 | 0.010399 | 0.011014 | 0.011492 | 0.011859 | 0.012139 | 0.01235 | 0.012505 | 0.012617 | 0.012694 | 0.012636 | 0.012578 | 0.01252 | 0.012463 | 0.10001 | 0.48035 | 0.44284 | 0.5107 | 0.46968 | 0.48975 | 0.49853 | 0.48402 | 0.52014 | 0.45754 | 0.50416 | 0.45322 | 0.47014 | - | 0.19726 | 0.17354 | 0.17067 | 0.19226 | 0.20628 | 0.19463 | 0.22619 | 0.19773 | 0.21906 | 0.184 | 0.19239 | 0.19678 | 3.2833
LO12Med | New | MotorsRewind | Commercial | Motors/Drives | 0.0010964 | 8.1319 | 23.2532 | Large Ret | MotorsRewind-New-Large Ret | 0.0022542 | 0.0044876 | 0.0067005 | 0.0088929 | 0.011065 | 0.012997 | 0.014516 | 0.015706 | 0.016635 | 0.017356 | 0.01791 | 0.018334 | 0.018652 | 0.018887 | 0.019055 | 0.019171 | 0.019084 | 0.018997 | 0.018909 | 0.018822 | 0.15105 | 0.48035 | 0.44284 | 0.5107 | 0.46968 | 0.48975 | 0.49853 | 0.48402 | 0.52014 | 0.45754 | 0.50416 | 0.45322 | 0.47014 | - | 0.19726 | 0.17354 | 0.17067 | 0.19226 | 0.20628 | 0.19463 | 0.22619 | 0.19773 | 0.21906 | 0.184 | 0.19239 | 0.19678 | 3.2833
LO12Med | New | MotorsRewind | Commercial | Motors/Drives | 0.0010964 | 8.1319 | 23.2532 | Medium Ret | MotorsRewind-New-Medium Ret | 0.0010477 | 0.0020857 | 0.0031141 | 0.0041331 | 0.0051426 | 0.0060403 | 0.0067463 | 0.0072995 | 0.0077312 | 0.0080662 | 0.0083241 | 0.0085208 | 0.0086687 | 0.0087778 | 0.0088561 | 0.0089098 | 0.0088695 | 0.0088289 | 0.0087884 | 0.008748 | 0.070202 | 0.48035 | 0.44284 | 0.5107 | 0.46968 | 0.48975 | 0.49853 | 0.48402 | 0.52014 | 0.45754 | 0.50416 | 0.45322 | 0.47014 | - | 0.19726 | 0.17354 | 0.17067 | 0.19226 | 0.20628 | 0.19463 | 0.22619 | 0.19773 | 0.21906 | 0.184 | 0.19239 | 0.19678 | 3.2833
LO12Med | New | MotorsRewind | Commercial | Motors/Drives | 0.0010964 | 8.1319 | 23.2532 | Small Ret | MotorsRewind-New-Small Ret | 0.001181 | 0.0023512 | 0.0035106 | 0.0046593 | 0.0057973 | 0.0068093 | 0.0076052 | 0.0082289 | 0.0087155 | 0.0090931 | 0.0093839 | 0.0096056 | 0.0097723 | 0.0098953 | 0.0099836 | 0.010044 | 0.0099987 | 0.0099529 | 0.0099072 | 0.0098617 | 0.07914 | 0.48035 | 0.44284 | 0.5107 | 0.46968 | 0.48975 | 0.49853 | 0.48402 | 0.52014 | 0.45754 | 0.50416 | 0.45322 | 0.47014 | - | 0.19726 | 0.17354 | 0.17067 | 0.19226 | 0.20628 | 0.19463 | 0.22619 | 0.19773 | 0.21906 | 0.184 | 0.19239 | 0.19678 | 3.2833
LO12Med | New | MotorsRewind | Commercial | Motors/Drives | 0.00054427 | 4.0367 | 38.7073 | School K-12 | MotorsRewind-New-School K-12 | 0.0012912 | 0.0025718 | 0.003842 | 0.0051016 | 0.0063509 | 0.0074633 | 0.0083397 | 0.0090282 | 0.0095669 | 0.0099864 | 0.010311 | 0.01056 | 0.010749 | 0.010889 | 0.010992 | 0.011064 | 0.01102 | 0.010975 | 0.01093 | 0.010885 | 0.087352 | 0.23845 | 0.21983 | 0.25352 | 0.23315 | 0.24312 | 0.24747 | 0.24027 | 0.2582 | 0.22713 | 0.25027 | 0.22498 | 0.23338 | - | 0.097923 | 0.086149 | 0.08472 | 0.095441 | 0.1024 | 0.096615 | 0.11228 | 0.098154 | 0.10874 | 0.091339 | 0.095503 | 0.097684 | 2.1889
LO12Med | New | MotorsRewind | Commercial | Motors/Drives | 0.00054427 | 4.0367 | 38.7073 | University | MotorsRewind-New-University | 0.00065415 | 0.0013029 | 0.0019464 | 0.0025845 | 0.0032174 | 0.003781 | 0.004225 | 0.0045738 | 0.0048467 | 0.0050593 | 0.0052237 | 0.0053498 | 0.0054454 | 0.0055167 | 0.0055686 | 0.0056053 | 0.0055827 | 0.0055599 | 0.0055372 | 0.0055145 | 0.044254 | 0.23845 | 0.21983 | 0.25352 | 0.23315 | 0.24312 | 0.24747 | 0.24027 | 0.2582 | 0.22713 | 0.25027 | 0.22498 | 0.23338 | - | 0.097923 | 0.086149 | 0.08472 | 0.095441 | 0.1024 | 0.096615 | 0.11228 | 0.098154 | 0.10874 | 0.091339 | 0.095503 | 0.097684 | 2.1889
LO12Med | New | MotorsRewind | Commercial | Motors/Drives | 0.0005179 | 3.8412 | 38.7073 | Warehouse | MotorsRewind-New-Warehouse | 0.0022864 | 0.0045559 | 0.0068086 | 0.0090446 | 0.011264 | 0.013242 | 0.014803 | 0.016032 | 0.016995 | 0.017748 | 0.018332 | 0.018782 | 0.019125 | 0.019383 | 0.019574 | 0.01971 | 0.019639 | 0.019567 | 0.019494 | 0.019422 | 0.15586 | 0.2269 | 0.20918 | 0.24123 | 0.22186 | 0.23134 | 0.23549 | 0.22863 | 0.24569 | 0.21612 | 0.23814 | 0.21408 | 0.22208 | - | 0.093179 | 0.081975 | 0.080615 | 0.090817 | 0.097437 | 0.091934 | 0.10684 | 0.093399 | 0.10348 | 0.086914 | 0.090876 | 0.092951 | 2.1889
LO12Med | New | MotorsRewind | Commercial | Motors/Drives | 0.0048742 | 36.151 | 10.8899 | Supermarket | MotorsRewind-New-Supermarket | 0.0025764 | 0.0051063 | 0.0075906 | 0.01003 | 0.012424 | 0.014529 | 0.016155 | 0.017403 | 0.01835 | 0.019061 | 0.019583 | 0.019957 | 0.020214 | 0.020378 | 0.020469 | 0.020502 | 0.020319 | 0.020136 | 0.019955 | 0.019776 | 0.1587 | 2.1355 | 1.9687 | 2.2704 | 2.088 | 2.1772 | 2.2163 | 2.1518 | 2.3123 | 2.034 | 2.2413 | 2.0148 | 2.0901 | - | 0.87695 | 0.77151 | 0.75871 | 0.85472 | 0.91703 | 0.86524 | 1.0056 | 0.87902 | 0.97386 | 0.81799 | 0.85528 | 0.87481 | 5.4722
LO12Med | New | MotorsRewind | Commercial | Motors/Drives | 0.0048742 | 36.151 | 10.8899 | MiniMart | MotorsRewind-New-MiniMart | 0.0010786 | 0.0021471 | 0.0032054 | 0.0042537 | 0.005292 | 0.0062151 | 0.0069407 | 0.0075089 | 0.0079521 | 0.0082956 | 0.0085598 | 0.008761 | 0.008912 | 0.0090231 | 0.0091024 | 0.0091566 | 0.009114 | 0.0090712 | 0.0090285 | 0.0089859 | 0.072112 | 2.1355 | 1.9687 | 2.2704 | 2.088 | 2.1772 | 2.2163 | 2.1518 | 2.3123 | 2.034 | 2.2413 | 2.0148 | 2.0901 | - | 0.87695 | 0.77151 | 0.75871 | 0.85472 | 0.91703 | 0.86524 | 1.0056 | 0.87902 | 0.97386 | 0.81799 | 0.85528 | 0.87481 | 5.4722
LO12Med | New | MotorsRewind | Commercial | Motors/Drives | 0.0039199 | 29.0731 | 20.1623 | Restaurant | MotorsRewind-New-Restaurant | 0.0019882 | 0.0039577 | 0.0059085 | 0.0078409 | 0.0097548 | 0.011456 | 0.012794 | 0.013841 | 0.014658 | 0.015291 | 0.015778 | 0.016149 | 0.016428 | 0.016632 | 0.016779 | 0.016878 | 0.0168 | 0.016721 | 0.016642 | 0.016564 | 0.13292 | 1.7174 | 1.5833 | 1.8259 | 1.6792 | 1.751 | 1.7824 | 1.7305 | 1.8596 | 1.6358 | 1.8025 | 1.6204 | 1.6809 | - | 0.70526 | 0.62046 | 0.61016 | 0.68738 | 0.73748 | 0.69583 | 0.80869 | 0.70692 | 0.78319 | 0.65784 | 0.68783 | 0.70353 | 3.6481
LO12Med | New | MotorsRewind | Commercial | Motors/Drives | 0.0012245 | 9.0815 | 5.5913 | Lodging | MotorsRewind-New-Lodging | 0.0020499 | 0.00409 | 0.0061203 | 0.0081408 | 0.010152 | 0.01195 | 0.013376 | 0.014505 | 0.015397 | 0.0161 | 0.016651 | 0.017082 | 0.017417 | 0.017675 | 0.017872 | 0.01802 | 0.017979 | 0.017936 | 0.017893 | 0.01785 | 0.14325 | 0.53645 | 0.49456 | 0.57034 | 0.52453 | 0.54694 | 0.55675 | 0.54054 | 0.58088 | 0.51097 | 0.56303 | 0.50615 | 0.52505 | - | 0.2203 | 0.19381 | 0.1906 | 0.21472 | 0.23037 | 0.21736 | 0.25261 | 0.22082 | 0.24464 | 0.20549 | 0.21486 | 0.21976 | 7.661
LO12Med | New | MotorsRewind | Commercial | Motors/Drives | 0.0013087 | 9.7065 | 7.2955 | Hospital | MotorsRewind-New-Hospital | 0.0013524 | 0.0026992 | 0.0040403 | 0.0053757 | 0.0067055 | 0.0078959 | 0.0088408 | 0.0095899 | 0.010183 | 0.01065 | 0.011019 | 0.011307 | 0.011532 | 0.011707 | 0.011841 | 0.011943 | 0.011918 | 0.011894 | 0.011869 | 0.011844 | 0.095047 | 0.57337 | 0.52859 | 0.60959 | 0.56062 | 0.58458 | 0.59506 | 0.57774 | 0.62086 | 0.54613 | 0.60178 | 0.54098 | 0.56118 | - | 0.23546 | 0.20715 | 0.20371 | 0.22949 | 0.24622 | 0.23231 | 0.26999 | 0.23601 | 0.26148 | 0.21963 | 0.22964 | 0.23488 | 6.7878
LO12Med | New | MotorsRewind | Commercial | Motors/Drives | 0.0013087 | 9.7065 | 5.5913 | Residential Care | MotorsRewind-New-Residential Care | 0.0016578 | 0.0033077 | 0.0049497 | 0.0065837 | 0.0082099 | 0.0096645 | 0.010818 | 0.011731 | 0.012452 | 0.01302 | 0.013466 | 0.013815 | 0.014086 | 0.014295 | 0.014454 | 0.014574 | 0.01454 | 0.014505 | 0.014471 | 0.014436 | 0.11585 | 0.57337 | 0.52859 | 0.60959 | 0.56062 | 0.58458 | 0.59506 | 0.57774 | 0.62086 | 0.54613 | 0.60178 | 0.54098 | 0.56118 | - | 0.23546 | 0.20715 | 0.20371 | 0.22949 | 0.24622 | 0.23231 | 0.26999 | 0.23601 | 0.26148 | 0.21963 | 0.22964 | 0.23488 | 7.661
LO12Med | New | MotorsRewind | Commercial | Motors/Drives | 0.0010881 | 8.0701 | 36.8528 | Assembly | MotorsRewind-New-Assembly | 0.0040244 | 0.0080126 | 0.011965 | 0.015882 | 0.019763 | 0.023216 | 0.025932 | 0.028062 | 0.029725 | 0.031016 | 0.032012 | 0.032772 | 0.033344 | 0.033768 | 0.034073 | 0.034284 | 0.034132 | 0.03398 | 0.033828 | 0.033676 | 0.27025 | 0.47671 | 0.43948 | 0.50682 | 0.46611 | 0.48603 | 0.49475 | 0.48035 | 0.51619 | 0.45407 | 0.50033 | 0.44978 | 0.46657 | - | 0.19577 | 0.17223 | 0.16937 | 0.1908 | 0.20471 | 0.19315 | 0.22448 | 0.19623 | 0.2174 | 0.1826 | 0.19093 | 0.19529 | 2.2801
LO12Med | New | MotorsRewind | Commercial | Motors/Drives | 0.0011034 | 8.1837 | 29.4348 | Other | MotorsRewind-New-Other | 0.00372 | 0.007373 | 0.01096 | 0.014482 | 0.017939 | 0.020978 | 0.023326 | 0.025127 | 0.026496 | 0.027522 | 0.028276 | 0.028816 | 0.029187 | 0.029424 | 0.029555 | 0.029603 | 0.029338 | 0.029075 | 0.028814 | 0.028554 | 0.22915 | 0.48342 | 0.44567 | 0.51395 | 0.47267 | 0.49287 | 0.50171 | 0.48711 | 0.52346 | 0.46046 | 0.50737 | 0.45611 | 0.47314 | - | 0.19852 | 0.17465 | 0.17175 | 0.19349 | 0.20759 | 0.19587 | 0.22764 | 0.19899 | 0.22046 | 0.18517 | 0.19362 | 0.19804 | 2.7361
LO12Med | NR | Parking Lighting | Commercial | Lighting | 0.20557 | 1636.7553 | 25.0041 | NA | NR_PARKING_GARAGE_FIX_REPL_from MH to BI-LEVEL_LED_FIX | 0.31229 | 0.62188 | 0.92882 | 1.2331 | 1.5348 | 1.8033 | 2.0146 | 2.1806 | 2.3103 | 2.4111 | 2.4891 | 2.5487 | 2.5938 | 2.6274 | 2.6517 | 2.6687 | 2.6576 | 2.6464 | 2.6352 | 2.624 | 8.4134 | 79.0478 | 74.2737 | 84.2435 | 76.7584 | 78.7284 | 78.4775 | 75.142 | 85.718 | 73.83 | 83.8784 | 72.4875 | 73.8049 | - | 63.6393 | 57.2439 | 56.9354 | 57.2117 | 57.9507 | 53.7222 | 60.4008 | 57.5618 | 60.2007 | 56.4744 | 59.3956 | 59.6289 | 2.8156
Retro12Med | Retro | Smart Plug Power Strips | Commercial | Electronics | 0.018263 | 127.3193 | 96.7866 | NA | Smart Plug Power Strips-Retro | 4.8887 | 4.9397 | 4.991 | 5.0419 | 5.092 | 4.627 | 3.7363 | 3.0162 | 2.4343 | 1.9642 | 1.5846 | 1.2781 | 1.0308 | 0.83123 | 0.6702 | 0.5403 | 0.0037133 | 0.0013361 | 0.00045886 | 0.00015072 | 52.6592 | 7.9475 | 7.3328 | 8.3974 | 7.7073 | 7.8755 | 7.823 | 7.6244 | 8.1858 | 7.304 | 8.207 | 7.441 | 7.7363 | - | 2.951 | 2.5959 | 2.554 | 2.8063 | 2.8685 | 2.6598 | 3.0792 | 2.7053 | 3.0521 | 2.6599 | 2.8642 | 2.9411 | 0.98445
Retro12Med | Retro | Pre-Rinse Spray Valve | Commercial | Food Preparation | 0.023961 | 142.3338 | -312.6766 | NA | Pre-Rinse Spray Valve_0.81_to_1.0gpm | 0.062942 | 0.063599 | 0.06426 | 0.064914 | 0.065559 | 0.059572 | 0.048104 | 0.038834 | 0.031341 | 0.025289 | 0.020402 | 0.016456 | 0.013272 | 0.010702 | 0.0086288 | 0.0069563 | 4.7808e-05 | 1.7202e-05 | 5.9079e-06 | 1.9406e-06 | 0.67799 | 9.23 | 8.6616 | 10.0073 | 8.6596 | 8.8044 | 8.0362 | 7.3852 | 7.7626 | 6.9246 | 7.8408 | 7.6857 | 8.6591 | - | 4.1722 | 3.7315 | 3.6974 | 3.7245 | 3.7501 | 3.1665 | 3.5012 | 2.9965 | 3.3698 | 2.9901 | 3.5945 | 3.9825 | 2.265
Retro12Med | Retro | Pre-Rinse Spray Valve | Commercial | Food Preparation | 0.014985 | 89.0172 | -118.1663 | NA | Pre-Rinse Spray Valve_0.61_to_0.8gpm | 0.039365 | 0.039776 | 0.040189 | 0.040598 | 0.041001 | 0.037257 | 0.030085 | 0.024287 | 0.019601 | 0.015816 | 0.012759 | 0.010292 | 0.0083003 | 0.0066932 | 0.0053966 | 0.0043506 | 2.99e-05 | 1.0759e-05 | 3.6948e-06 | 1.2136e-06 | 0.42402 | 5.7726 | 5.4171 | 6.2587 | 5.4158 | 5.5064 | 5.0259 | 4.6188 | 4.8548 | 4.3307 | 4.9037 | 4.8067 | 5.4155 | - | 2.6093 | 2.3337 | 2.3124 | 2.3294 | 2.3454 | 1.9804 | 2.1897 | 1.8741 | 2.1075 | 1.87 | 2.248 | 2.4907 | 1.4166
Retro3Slow | Retro | Advanced Rooftop Controller | Commercial | HVAC | 2.3249e-05 | 0.12368 | 68.4502 | NA | Advanced Rooftop Controller-Retro-Large Off | 0.025233 | 0.039545 | 0.078853 | 0.13758 | 0.21337 | 0.29782 | 0.37791 | 0.43957 | 0.47196 | 0.47055 | 0.43786 | 0.38198 | 0.31363 | 0.2432 | 0.17866 | 0.12469 | 0.082876 | 0.052581 | 0.03191 | 0.018558 | 4.3082 | 0.0077551 | 0.0069731 | 0.0080242 | 0.0074651 | 0.0076215 | 0.0075442 | 0.0071671 | 0.0074679 | 0.0069774 | 0.0079555 | 0.0070402 | 0.007665 | NA | 0.0032925 | 0.0028288 | 0.0027134 | 0.0028333 | 0.0027798 | 0.0024392 | 0.002864 | 0.0023487 | 0.0028915 | 0.0025971 | 0.0031159 | 0.0033152 | 1.4128
Retro3Slow | Retro | Advanced Rooftop Controller | Commercial | HVAC | 7.8037e-05 | 0.41512 | 75.0059 | NA | Advanced Rooftop Controller-Retro-Medium Off | 0.042502 | 0.066609 | 0.13282 | 0.23174 | 0.3594 | 0.50164 | 0.63654 | 0.7404 | 0.79497 | 0.79258 | 0.73752 | 0.6434 | 0.52827 | 0.40964 | 0.30094 | 0.21002 | 0.1396 | 0.088567 | 0.053748 | 0.031259 | 7.2566 | 0.02603 | 0.023405 | 0.026934 | 0.025057 | 0.025582 | 0.025322 | 0.024057 | 0.025066 | 0.02342 | 0.026703 | 0.023631 | 0.025728 | NA | 0.011051 | 0.0094951 | 0.0091078 | 0.00951 | 0.0093306 | 0.0081873 | 0.009613 | 0.0078836 | 0.0097056 | 0.0087171 | 0.010459 | 0.011127 | 1.3047
Retro3Slow | Retro | Advanced Rooftop Controller | Commercial | HVAC | 5.3556e-05 | 0.28489 | 68.3235 | NA | Advanced Rooftop Controller-Retro-Small Off | 0.028152 | 0.04412 | 0.087975 | 0.1535 | 0.23805 | 0.33228 | 0.42163 | 0.49042 | 0.52656 | 0.52498 | 0.48851 | 0.42617 | 0.34991 | 0.27133 | 0.19933 | 0.13911 | 0.092464 | 0.058664 | 0.035602 | 0.020705 | 4.8066 | 0.017864 | 0.016063 | 0.018484 | 0.017196 | 0.017556 | 0.017378 | 0.01651 | 0.017202 | 0.016073 | 0.018326 | 0.016217 | 0.017656 | NA | 0.0075844 | 0.0065163 | 0.0062505 | 0.0065266 | 0.0064034 | 0.0056188 | 0.0065972 | 0.0054104 | 0.0066608 | 0.0059824 | 0.0071777 | 0.0076366 | 1.4151
Retro3Slow | Retro | Advanced Rooftop Controller | Commercial | HVAC | 0.00018921 | 1.0065 | 9.5834 | NA | Advanced Rooftop Controller-Retro-XLarge Ret | 0.074752 | 0.11696 | 0.23285 | 0.40561 | 0.62805 | 0.87522 | 1.1088 | 1.2876 | 1.3803 | 1.374 | 1.2765 | 1.1118 | 0.91136 | 0.70558 | 0.51751 | 0.36059 | 0.23929 | 0.15157 | 0.091838 | 0.053325 | 12.3791 | 0.063113 | 0.056749 | 0.065304 | 0.060753 | 0.062026 | 0.061397 | 0.058328 | 0.060776 | 0.056784 | 0.064744 | 0.057295 | 0.06238 | NA | 0.026795 | 0.023022 | 0.022083 | 0.023058 | 0.022623 | 0.019851 | 0.023308 | 0.019115 | 0.023532 | 0.021136 | 0.025358 | 0.02698 | 5.5186
Retro3Slow | Retro | Advanced Rooftop Controller | Commercial | HVAC | 0.0002323 | 1.2357 | 6.0459 | NA | Advanced Rooftop Controller-Retro-Large Ret | 0.13861 | 0.21687 | 0.43175 | 0.75209 | 1.1645 | 1.6228 | 2.0559 | 2.3876 | 2.5594 | 2.5476 | 2.3668 | 2.0615 | 1.6899 | 1.3083 | 0.95957 | 0.66861 | 0.44369 | 0.28105 | 0.17029 | 0.098877 | 22.9535 | 0.077486 | 0.069673 | 0.080175 | 0.074589 | 0.076151 | 0.075379 | 0.071611 | 0.074616 | 0.069716 | 0.079489 | 0.070343 | 0.076586 | NA | 0.032898 | 0.028265 | 0.027112 | 0.028309 | 0.027775 | 0.024372 | 0.028616 | 0.023468 | 0.028891 | 0.025949 | 0.031133 | 0.033124 | 6.6863
Retro3Slow | Retro | Advanced Rooftop Controller | Commercial | HVAC | 7.9781e-05 | 0.4244 | 20.1031 | NA | Advanced Rooftop Controller-Retro-Medium Ret | 0.022124 | 0.034617 | 0.068915 | 0.12005 | 0.18588 | 0.25903 | 0.32816 | 0.3811 | 0.40852 | 0.40664 | 0.37779 | 0.32904 | 0.26973 | 0.20883 | 0.15316 | 0.10672 | 0.070821 | 0.04486 | 0.027181 | 0.015782 | 3.6638 | 0.026612 | 0.023928 | 0.027535 | 0.025617 | 0.026153 | 0.025888 | 0.024594 | 0.025626 | 0.023943 | 0.0273 | 0.024159 | 0.026302 | NA | 0.011298 | 0.0097072 | 0.0093112 | 0.0097225 | 0.009539 | 0.0083702 | 0.0098277 | 0.0080597 | 0.0099224 | 0.0089119 | 0.010692 | 0.011376 | 3.6323
Retro3Slow | Retro | Advanced Rooftop Controller | Commercial | HVAC | 5.3572e-06 | 0.028498 | 72.6003 | NA | Advanced Rooftop Controller-Retro-Small Ret | 0.0016747 | 0.0026204 | 0.0052167 | 0.0090873 | 0.014071 | 0.019608 | 0.024841 | 0.028848 | 0.030924 | 0.030782 | 0.028598 | 0.024908 | 0.020418 | 0.015808 | 0.011594 | 0.0080786 | 0.005361 | 0.0033958 | 0.0020575 | 0.0011947 | 0.27734 | 0.001787 | 0.0016068 | 0.001849 | 0.0017201 | 0.0017562 | 0.0017384 | 0.0016515 | 0.0017208 | 0.0016077 | 0.0018331 | 0.0016222 | 0.0017662 | NA | 0.00075867 | 0.00065183 | 0.00062524 | 0.00065285 | 0.00064054 | 0.00056205 | 0.00065992 | 0.0005412 | 0.00066628 | 0.00059842 | 0.00071798 | 0.00076389 | 1.3424
Retro3Slow | Retro | Advanced Rooftop Controller | Commercial | HVAC | 1.0515e-05 | 0.11418 | 87.9603 | NA | Advanced Rooftop Controller-Retro-School K-12 | 0.014778 | 0.023135 | 0.046079 | 0.080308 | 0.12441 | 0.17346 | 0.21986 | 0.25546 | 0.27398 | 0.27286 | 0.25362 | 0.22101 | 0.18126 | 0.1404 | 0.10303 | 0.071826 | 0.047688 | 0.030222 | 0.018321 | 0.010643 | 2.4708 | 0.0085602 | 0.0078524 | 0.0086423 | 0.0082152 | 0.0084059 | 0.0080471 | 0.00712 | 0.0083787 | 0.008642 | 0.0088228 | 0.0073884 | 0.0076044 | NA | 0.0024507 | 0.00181 | 0.0014849 | 0.0011992 | 0.0010333 | 0.00090367 | 0.0008858 | 0.00092665 | 0.0011923 | 0.00091333 | 0.0014855 | 0.0022148 | 1.0132
Retro3Slow | Retro | Advanced Rooftop Controller | Commercial | HVAC | 2.1441e-05 | 0.11406 | 82.6168 | NA | Advanced Rooftop Controller-Retro-University | 0.0074787 | 0.011708 | 0.023319 | 0.040641 | 0.06296 | 0.087783 | 0.11127 | 0.12928 | 0.13865 | 0.13808 | 0.12835 | 0.11185 | 0.09173 | 0.071053 | 0.05214 | 0.036349 | 0.024133 | 0.015294 | 0.0092715 | 0.0053862 | 1.2504 | 0.0071519 | 0.0064307 | 0.0074001 | 0.0068845 | 0.0070286 | 0.0069574 | 0.0066096 | 0.006887 | 0.0064346 | 0.0073367 | 0.0064926 | 0.0070687 | NA | 0.0030364 | 0.0026088 | 0.0025024 | 0.0026129 | 0.0025636 | 0.0022495 | 0.0026412 | 0.002166 | 0.0026666 | 0.002395 | 0.0028736 | 0.0030573 | 1.1983
Retro3Slow | Retro | Advanced Rooftop Controller | Commercial | HVAC | 9.3906e-06 | 0.049954 | 74.4447 | NA | Advanced Rooftop Controller-Retro-Warehouse | 0.012032 | 0.018843 | 0.037546 | 0.065462 | 0.10145 | 0.14151 | 0.17943 | 0.20857 | 0.22378 | 0.22295 | 0.20732 | 0.18073 | 0.14829 | 0.11491 | 0.084356 | 0.05883 | 0.039075 | 0.024774 | 0.015024 | 0.0087316 | 2.027 | 0.0031323 | 0.0028165 | 0.0032411 | 0.0030152 | 0.0030784 | 0.0030472 | 0.0028949 | 0.0030163 | 0.0028182 | 0.0032133 | 0.0028436 | 0.0030959 | NA | 0.0013299 | 0.0011426 | 0.001096 | 0.0011444 | 0.0011228 | 0.00098522 | 0.0011568 | 0.00094867 | 0.0011679 | 0.001049 | 0.0012586 | 0.001339 | 1.3133
Retro3Slow | Retro | Advanced Rooftop Controller | Commercial | HVAC | 0.00018575 | 0.9881 | 22.6142 | NA | Advanced Rooftop Controller-Retro-Supermarket | 0.028493 | 0.044386 | 0.087973 | 0.15257 | 0.23519 | 0.3263 | 0.41156 | 0.47583 | 0.50782 | 0.50325 | 0.46547 | 0.40362 | 0.3294 | 0.2539 | 0.1854 | 0.12861 | 0.084969 | 0.053584 | 0.032323 | 0.018685 | 4.3377 | 0.061959 | 0.055711 | 0.064109 | 0.059642 | 0.060891 | 0.060274 | 0.057261 | 0.059664 | 0.055745 | 0.06356 | 0.056247 | 0.061239 | NA | 0.026305 | 0.022601 | 0.021679 | 0.022636 | 0.022209 | 0.019488 | 0.022881 | 0.018765 | 0.023102 | 0.020749 | 0.024895 | 0.026486 | 3.3583
Retro3Slow | Retro | Advanced Rooftop Controller | Commercial | HVAC | 0.00018575 | 0.9881 | 22.6142 | NA | Advanced Rooftop Controller-Retro-MiniMart | 0.011929 | 0.018663 | 0.03715 | 0.064705 | 0.10018 | 0.13959 | 0.17682 | 0.20531 | 0.22006 | 0.21902 | 0.20346 | 0.17719 | 0.14523 | 0.11242 | 0.082447 | 0.05744 | 0.038113 | 0.024139 | 0.014624 | 0.0084904 | 1.971 | 0.061959 | 0.055711 | 0.064109 | 0.059642 | 0.060891 | 0.060274 | 0.057261 | 0.059664 | 0.055745 | 0.06356 | 0.056247 | 0.061239 | NA | 0.026305 | 0.022601 | 0.021679 | 0.022636 | 0.022209 | 0.019488 | 0.022881 | 0.018765 | 0.023102 | 0.020749 | 0.024895 | 0.026486 | 3.3583
Retro3Slow | Retro | Advanced Rooftop Controller | Commercial | HVAC | 0.00040538 | 2.1564 | 27.5409 | NA | Advanced Rooftop Controller-Retro-Restaurant | 0.059673 | 0.093357 | 0.18583 | 0.32367 | 0.50111 | 0.69825 | 0.88448 | 1.027 | 1.1008 | 1.0956 | 1.0177 | 0.88632 | 0.72647 | 0.56236 | 0.41242 | 0.28733 | 0.19065 | 0.12075 | 0.073153 | 0.042471 | 9.8594 | 0.13522 | 0.12158 | 0.13991 | 0.13016 | 0.13289 | 0.13154 | 0.12497 | 0.13021 | 0.12166 | 0.13871 | 0.12275 | 0.13365 | NA | 0.057409 | 0.049324 | 0.047312 | 0.049402 | 0.04847 | 0.042531 | 0.049937 | 0.040953 | 0.050418 | 0.045283 | 0.05433 | 0.057804 | 2.9253
Retro3Slow | Retro | Advanced Rooftop Controller | Commercial | HVAC | 2.3001e-05 | 0.12236 | 46.2291 | NA | Advanced Rooftop Controller-Retro-Lodging | 0.011175 | 0.017525 | 0.034965 | 0.061042 | 0.094726 | 0.1323 | 0.16798 | 0.1955 | 0.21003 | 0.20953 | 0.19509 | 0.1703 | 0.13991 | 0.10856 | 0.079796 | 0.055723 | 0.03706 | 0.023527 | 0.014286 | 0.0083137 | 1.93 | 0.0076723 | 0.0068987 | 0.0079386 | 0.0073855 | 0.0075401 | 0.0074637 | 0.0070906 | 0.0073882 | 0.0069029 | 0.0078706 | 0.0069651 | 0.0075832 | NA | 0.0032574 | 0.0027986 | 0.0026845 | 0.002803 | 0.0027502 | 0.0024132 | 0.0028334 | 0.0023237 | 0.0028607 | 0.0025693 | 0.0030827 | 0.0032798 | 1.9646
Retro3Slow | Retro | Advanced Rooftop Controller | Commercial | HVAC | 1.4818e-05 | 0.1222 | 50.0924 | NA | Advanced Rooftop Controller-Retro-Hospital | 0.0068892 | 0.010806 | 0.021567 | 0.037664 | 0.058465 | 0.081679 | 0.10374 | 0.12077 | 0.12979 | 0.12952 | 0.12063 | 0.10533 | 0.086558 | 0.067182 | 0.049398 | 0.034506 | 0.022956 | 0.014578 | 0.0088547 | 0.0051544 | 1.1966 | 0.0057915 | 0.0053199 | 0.0062098 | 0.0057536 | 0.0060469 | 0.0061375 | 0.0059983 | 0.0064912 | 0.0056909 | 0.0062829 | 0.0055236 | 0.0057685 | NA | 0.0045306 | 0.0039878 | 0.0040603 | 0.0041656 | 0.0042808 | 0.0039977 | 0.0045792 | 0.0041538 | 0.0044526 | 0.00407 | 0.0043862 | 0.0045159 | 1.7242
Retro3Slow | Retro | Advanced Rooftop Controller | Commercial | HVAC | 9.1873e-05 | 0.75764 | 25.05 | NA | Advanced Rooftop Controller-Retro-Residential Care | 0.05236 | 0.082108 | 0.16382 | 0.286 | 0.44382 | 0.61986 | 0.78702 | 0.91599 | 0.98408 | 0.98172 | 0.91407 | 0.79789 | 0.65551 | 0.50862 | 0.37387 | 0.26108 | 0.17364 | 0.11023 | 0.066936 | 0.038952 | 9.0425 | 0.035909 | 0.032985 | 0.038502 | 0.035674 | 0.037492 | 0.038054 | 0.037191 | 0.040247 | 0.035285 | 0.038956 | 0.034248 | 0.035766 | NA | 0.028091 | 0.024725 | 0.025175 | 0.025828 | 0.026542 | 0.024787 | 0.028392 | 0.025754 | 0.027607 | 0.025235 | 0.027195 | 0.028 | 3.0762
Retro3Slow | Retro | Advanced Rooftop Controller | Commercial | HVAC | 0.00014254 | 0.75826 | 16.0153 | NA | Advanced Rooftop Controller-Retro-Assembly | 0.153 | 0.23942 | 0.4767 | 0.83048 | 1.2861 | 1.7924 | 2.271 | 2.6376 | 2.8278 | 2.8151 | 2.6156 | 2.2784 | 1.8679 | 1.4463 | 1.0609 | 0.73931 | 0.49066 | 0.31084 | 0.18836 | 0.10938 | 25.3924 | 0.047547 | 0.042752 | 0.049197 | 0.045769 | 0.046727 | 0.046254 | 0.043942 | 0.045786 | 0.042779 | 0.048776 | 0.043164 | 0.046994 | NA | 0.020186 | 0.017344 | 0.016636 | 0.017371 | 0.017043 | 0.014955 | 0.017559 | 0.0144 | 0.017728 | 0.015923 | 0.019104 | 0.020325 | 4.1886
Retro3Slow | Retro | Advanced Rooftop Controller | Commercial | HVAC | 2.8534e-05 | 0.15179 | 38.787 | NA | Advanced Rooftop Controller-Retro-Other | 0.027918 | 0.04349 | 0.086197 | 0.14949 | 0.23044 | 0.31972 | 0.40325 | 0.46622 | 0.49757 | 0.49309 | 0.45607 | 0.39547 | 0.32275 | 0.24877 | 0.18166 | 0.12601 | 0.083253 | 0.052503 | 0.03167 | 0.018308 | 4.2501 | 0.0095179 | 0.0085581 | 0.0098482 | 0.009162 | 0.0093538 | 0.009259 | 0.0087962 | 0.0091653 | 0.0085633 | 0.0097638 | 0.0086405 | 0.0094072 | NA | 0.0040409 | 0.0034718 | 0.0033302 | 0.0034773 | 0.0034117 | 0.0029937 | 0.0035149 | 0.0028826 | 0.0035488 | 0.0031874 | 0.0038242 | 0.0040687 | 2.2602
Retro20Fast | Retro | Showerheads | Commercial | Water Heating | 0.015056 | 87.3671 | -231.5878 | NA | Showerheads-Retro-Large Off | 0.048465 | 0.034566 | 0.024227 | 0.019097 | 0.016975 | 0.014891 | 0.012892 | 0.011107 | 0.0094814 | 0.0080415 | 0.0067963 | 0.0053603 | 0.0042329 | 0.0033473 | 0.0026424 | 0.0020886 | 0.00165 | 0.0013029 | 0.0010276 | 0.00081025 | 0.20694 | 5.5703 | 5.2111 | 6.0284 | 5.2446 | 5.345 | 4.8187 | 4.449 | 4.6717 | 4.1175 | 4.7256 | 4.5721 | 5.2009 | - | 2.7333 | 2.4323 | 2.3794 | 2.41 | 2.4226 | 1.9849 | 2.2382 | 1.8826 | 2.1225 | 1.9046 | 2.3211 | 2.5807 | 17.7936
Retro20Fast | Retro | Showerheads | Commercial | Water Heating | 0.015056 | 87.3671 | -231.5878 | NA | Showerheads-Retro-Medium Off | 0.041546 | 0.03 | 0.021196 | 0.016848 | 0.015121 | 0.013379 | 0.011651 | 0.010128 | 0.0087111 | 0.0074375 | 0.0063349 | 0.0050337 | 0.0040042 | 0.0031896 | 0.0025359 | 0.0020201 | 0.0016066 | 0.0012781 | 0.0010135 | 0.00080341 | 0.1774 | 5.5703 | 5.2111 | 6.0284 | 5.2446 | 5.345 | 4.8187 | 4.449 | 4.6717 | 4.1175 | 4.7256 | 4.5721 | 5.2009 | - | 2.7333 | 2.4323 | 2.3794 | 2.41 | 2.4226 | 1.9849 | 2.2382 | 1.8826 | 2.1225 | 1.9046 | 2.3211 | 2.5807 | 17.7936
Retro20Fast | Retro | Showerheads | Commercial | Water Heating | 0.015056 | 87.3671 | -231.5878 | NA | Showerheads-Retro-Small Off | 0.0074985 | 0.0052876 | 0.0036736 | 0.0028717 | 0.0025283 | 0.0021978 | 0.0018882 | 0.0016121 | 0.0013655 | 0.0011494 | 0.00096341 | 0.00075367 | 0.0005899 | 0.00046199 | 0.00036162 | 0.0002833 | 0.00022183 | 0.00017373 | 0.00013593 | 0.00010636 | 0.032018 | 5.5703 | 5.2111 | 6.0284 | 5.2446 | 5.345 | 4.8187 | 4.449 | 4.6717 | 4.1175 | 4.7256 | 4.5721 | 5.2009 | - | 2.7333 | 2.4323 | 2.3794 | 2.41 | 2.4226 | 1.9849 | 2.2382 | 1.8826 | 2.1225 | 1.9046 | 2.3211 | 2.5807 | 17.7936
Retro20Fast | Retro | Showerheads | Commercial | Water Heating | 0 | 0 | 9999 | NA | Showerheads-Retro-XLarge Ret | - | - | - | - | - | - | - | - | - | - | - | - | - | - | - | - | - | - | - | - | - | - | - | - | - | - | - | - | - | - | - | - | - | - | - | - | - | - | - | - | - | - | - | - | - | - | 0
Retro20Fast | Retro | Showerheads | Commercial | Water Heating | 0 | 0 | 9999 | NA | Showerheads-Retro-Large Ret | - | - | - | - | - | - | - | - | - | - | - | - | - | - | - | - | - | - | - | - | - | - | - | - | - | - | - | - | - | - | - | - | - | - | - | - | - | - | - | - | - | - | - | - | - | - | 0
Retro20Fast | Retro | Showerheads | Commercial | Water Heating | 0 | 0 | 9999 | NA | Showerheads-Retro-Medium Ret | - | - | - | - | - | - | - | - | - | - | - | - | - | - | - | - | - | - | - | - | - | - | - | - | - | - | - | - | - | - | - | - | - | - | - | - | - | - | - | - | - | - | - | - | - | - | 0
Retro20Fast | Retro | Showerheads | Commercial | Water Heating | 0 | 0 | 9999 | NA | Showerheads-Retro-Small Ret | - | - | - | - | - | - | - | - | - | - | - | - | - | - | - | - | - | - | - | - | - | - | - | - | - | - | - | - | - | - | - | - | - | - | - | - | - | - | - | - | - | - | - | - | - | - | 0
Retro20Fast | Retro | Showerheads | Commercial | Water Heating | 0.0053757 | 31.1938 | -689.3403 | NA | Showerheads-Retro-School K-12 | 0.0027184 | 0.0019015 | 0.001317 | 0.0010255 | 0.00089756 | 0.00077595 | 0.00066442 | 0.00056455 | 0.00047739 | 0.00040191 | 0.00033633 | 0.00026272 | 0.00020532 | 0.00016051 | 0.00012542 | 9.8019e-05 | 7.6551e-05 | 5.9834e-05 | 4.6733e-05 | 3.6522e-05 | 0.011367 | 1.9889 | 1.8606 | 2.1524 | 1.8726 | 1.9084 | 1.7205 | 1.5885 | 1.668 | 1.4701 | 1.6872 | 1.6325 | 1.8569 | - | 0.97591 | 0.86844 | 0.84954 | 0.86046 | 0.86498 | 0.7087 | 0.79915 | 0.67217 | 0.75782 | 0.68001 | 0.82874 | 0.92142 | 15.3087
Retro20Fast | Retro | Showerheads | Commercial | Water Heating | 0.0091683 | 53.2012 | -712.1195 | NA | Showerheads-Retro-University | 0.020398 | 0.014271 | 0.0098632 | 0.0076869 | 0.0067535 | 0.0058523 | 0.0050237 | 0.0042735 | 0.0036198 | 0.0030532 | 0.002562 | 0.0020083 | 0.0015746 | 0.0012355 | 0.00096952 | 0.00075989 | 0.00059505 | 0.00046655 | 0.00036546 | 0.00028634 | 0.08529 | 3.392 | 3.1733 | 3.6709 | 3.1937 | 3.2547 | 2.9343 | 2.7091 | 2.8448 | 2.5073 | 2.8776 | 2.7841 | 3.167 | - | 1.6644 | 1.4811 | 1.4489 | 1.4675 | 1.4752 | 1.2087 | 1.363 | 1.1464 | 1.2925 | 1.1598 | 1.4134 | 1.5715 | 26.109
Retro20Fast | Retro | Showerheads | Commercial | Water Heating | 0 | 0 | 9999 | NA | Showerheads-Retro-Warehouse | - | - | - | - | - | - | - | - | - | - | - | - | - | - | - | - | - | - | - | - | - | - | - | - | - | - | - | - | - | - | - | - | - | - | - | - | - | - | - | - | - | - | - | - | - | - | 0
Retro20Fast | Retro | Showerheads | Commercial | Water Heating | 0 | 0 | 9999 | NA | Showerheads-Retro-Supermarket | - | - | - | - | - | - | - | - | - | - | - | - | - | - | - | - | - | - | - | - | - | - | - | - | - | - | - | - | - | - | - | - | - | - | - | - | - | - | - | - | - | - | - | - | - | - | 0
Retro20Fast | Retro | Showerheads | Commercial | Water Heating | 0 | 0 | 9999 | NA | Showerheads-Retro-MiniMart | - | - | - | - | - | - | - | - | - | - | - | - | - | - | - | - | - | - | - | - | - | - | - | - | - | - | - | - | - | - | - | - | - | - | - | - | - | - | - | - | - | - | - | - | - | - | 0
Retro20Fast | Retro | Showerheads | Commercial | Water Heating | 0 | 0 | 9999 | NA | Showerheads-Retro-Restaurant | - | - | - | - | - | - | - | - | - | - | - | - | - | - | - | - | - | - | - | - | - | - | - | - | - | - | - | - | - | - | - | - | - | - | - | - | - | - | - | - | - | - | - | - | - | - | 0
Retro20Fast | Retro | Showerheads | Commercial | Water Heating | 0.0091683 | 53.2012 | -712.1195 | NA | Showerheads-Retro-Lodging | 0.24729 | 0.17397 | 0.12086 | 0.094313 | 0.082803 | 0.071757 | 0.061553 | 0.052358 | 0.044227 | 0.037147 | 0.031049 | 0.024235 | 0.01898 | 0.014883 | 0.011673 | 0.0091564 | 0.0071854 | 0.00563 | 0.00441 | 0.0034526 | 1.0681 | 3.392 | 3.1733 | 3.6709 | 3.1937 | 3.2547 | 2.9343 | 2.7091 | 2.8448 | 2.5073 | 2.8776 | 2.7841 | 3.167 | - | 1.6644 | 1.4811 | 1.4489 | 1.4675 | 1.4752 | 1.2087 | 1.363 | 1.1464 | 1.2925 | 1.1598 | 1.4134 | 1.5715 | 26.109
Retro20Fast | Retro | Showerheads | Commercial | Water Heating | 0.01277 | 74.1015 | -366.5979 | NA | Showerheads-Retro-Hospital | 0.046132 | 0.033539 | 0.02393 | 0.019132 | 0.017116 | 0.015019 | 0.013021 | 0.011182 | 0.0095202 | 0.0080573 | 0.0067877 | 0.0053476 | 0.0042238 | 0.0033428 | 0.0026402 | 0.0020837 | 0.0016435 | 0.0012947 | 0.001019 | 0.00080114 | 0.20039 | 4.7246 | 4.4199 | 5.1131 | 4.4483 | 4.5334 | 4.087 | 3.7735 | 3.9623 | 3.4923 | 4.008 | 3.8779 | 4.4112 | - | 2.3183 | 2.063 | 2.0181 | 2.044 | 2.0548 | 1.6835 | 1.8984 | 1.5968 | 1.8002 | 1.6154 | 1.9687 | 2.1888 | 21.0678
Retro20Fast | Retro | Showerheads | Commercial | Water Heating | 0.0091683 | 53.2012 | -712.1195 | NA | Showerheads-Retro-Residential Care | 0.13572 | 0.098229 | 0.069929 | 0.055769 | 0.049816 | 0.043711 | 0.037919 | 0.032583 | 0.02777 | 0.02354 | 0.019864 | 0.015673 | 0.012403 | 0.0098289 | 0.0077714 | 0.0061456 | 0.0048566 | 0.0038319 | 0.0030219 | 0.0023814 | 0.58619 | 3.392 | 3.1733 | 3.6709 | 3.1937 | 3.2547 | 2.9343 | 2.7091 | 2.8448 | 2.5073 | 2.8776 | 2.7841 | 3.167 | - | 1.6644 | 1.4811 | 1.4489 | 1.4675 | 1.4752 | 1.2087 | 1.363 | 1.1464 | 1.2925 | 1.1598 | 1.4134 | 1.5715 | 26.109
Retro20Fast | Retro | Showerheads | Commercial | Water Heating | 0.0091683 | 53.2012 | -712.1195 | NA | Showerheads-Retro-Assembly | 0.0031522 | 0.0022182 | 0.0015417 | 0.0012025 | 0.0010562 | 0.00091549 | 0.00078533 | 0.00066694 | 0.00056259 | 0.00047275 | 0.00039618 | 0.00031016 | 0.00024333 | 0.00019157 | 0.00015104 | 0.00011921 | 9.4029e-05 | 7.4103e-05 | 5.8374e-05 | 4.597e-05 | 0.013083 | 3.392 | 3.1733 | 3.6709 | 3.1937 | 3.2547 | 2.9343 | 2.7091 | 2.8448 | 2.5073 | 2.8776 | 2.7841 | 3.167 | - | 1.6644 | 1.4811 | 1.4489 | 1.4675 | 1.4752 | 1.2087 | 1.363 | 1.1464 | 1.2925 | 1.1598 | 1.4134 | 1.5715 | 26.109
Retro20Fast | Retro | Showerheads | Commercial | Water Heating | 0.28738 | 1667.5933 | -388.7489 | NA | Showerheads-Retro-Other | 0.3522 | 0.25391 | 0.1796 | 0.14263 | 0.12717 | 0.11133 | 0.096692 | 0.08323 | 0.071253 | 0.060739 | 0.051469 | 0.04081 | 0.032397 | 0.025723 | 0.020384 | 0.016176 | 0.012803 | 0.01014 | 0.0080202 | 0.0063356 | 1.3409 | 106.3222 | 99.466 | 115.065 | 100.1056 | 102.0203 | 91.9746 | 84.9184 | 89.1689 | 78.5922 | 90.1976 | 87.2693 | 99.2708 | - | 52.1713 | 46.4261 | 45.4157 | 45.9993 | 46.2408 | 37.8865 | 42.7219 | 35.9338 | 40.5121 | 36.3529 | 44.3039 | 49.2582 | 474.114
LO50Fast | New | Street and Roadway Lighting | Commercial | Lighting | 0.076399 | 327.3115 | -119.0783 | NA | Streetlight - HPS 100W - New | 0.052344 | 0.077653 | 0.094586 | 0.10429 | 0.10963 | 0.11094 | 0.1102 | 0.10855 | 0.10665 | 0.10492 | 0.10348 | 0.10239 | 0.10144 | 0.1005 | 0.099611 | 0.098807 | 0.098085 | 0.097436 | 0.096849 | 0.096441 | 1.9748 | 13.4058 | 9.9104 | 9.232 | 5.2999 | 4.2573 | 3.3024 | 3.4461 | 5.0159 | 6.3372 | 10.3383 | 11.9721 | 14.1029 | - | 22.2181 | 19.2723 | 19.4286 | 18.5009 | 17.0402 | 15.4826 | 16.9067 | 18.2559 | 19.6779 | 20.3087 | 21.2892 | 22.3099 | 9999
LO50Fast | New | Street and Roadway Lighting | Commercial | Lighting | 0.16679 | 714.5532 | -60.0217 | NA | Streetlight - HPS 250W - New | 0.029626 | 0.043951 | 0.053535 | 0.059026 | 0.062052 | 0.062791 | 0.06237 | 0.061439 | 0.060362 | 0.059382 | 0.058567 | 0.057949 | 0.057414 | 0.056882 | 0.056379 | 0.055923 | 0.055515 | 0.055148 | 0.054815 | 0.054585 | 1.1177 | 29.2663 | 21.6355 | 20.1544 | 11.5701 | 9.2942 | 7.2095 | 7.5231 | 10.9501 | 13.8346 | 22.5696 | 26.1362 | 30.788 | - | 48.5043 | 42.0734 | 42.4145 | 40.3892 | 37.2005 | 33.8001 | 36.9089 | 39.8543 | 42.9589 | 44.336 | 46.4765 | 48.7047 | 435.9208
LO50Fast | New | Street and Roadway Lighting | Commercial | Lighting | 0.098996 | 424.1219 | -92.0486 | NA | Streetlight - MH 200W - New | 0.016454 | 0.02441 | 0.029733 | 0.032783 | 0.034463 | 0.034874 | 0.03464 | 0.034123 | 0.033525 | 0.03298 | 0.032528 | 0.032184 | 0.031887 | 0.031592 | 0.031312 | 0.031059 | 0.030833 | 0.030628 | 0.030444 | 0.030316 | 0.62077 | 17.371 | 12.8417 | 11.9626 | 6.8674 | 5.5165 | 4.2792 | 4.4653 | 6.4994 | 8.2115 | 13.3962 | 15.5131 | 18.2741 | - | 28.7896 | 24.9726 | 25.1751 | 23.973 | 22.0803 | 20.062 | 21.9072 | 23.6555 | 25.4982 | 26.3156 | 27.5861 | 28.9086 | 309.1374
LO50Fast | New | Street and Roadway Lighting | Commercial | Lighting | 0.28838 | 1235.4855 | -26.2997 | NA | Streetlight - MH 400W - New | 0.064031 | 0.09499 | 0.1157 | 0.12757 | 0.13411 | 0.13571 | 0.1348 | 0.13279 | 0.13046 | 0.12834 | 0.12658 | 0.12525 | 0.12409 | 0.12294 | 0.12185 | 0.12087 | 0.11998 | 0.11919 | 0.11847 | 0.11797 | 2.4157 | 50.6024 | 37.4084 | 34.8477 | 20.0051 | 16.0699 | 12.4655 | 13.0077 | 18.9331 | 23.9205 | 39.0236 | 45.1904 | 53.2334 | - | 83.8654 | 72.7462 | 73.3361 | 69.8343 | 64.3209 | 58.4415 | 63.8167 | 68.9095 | 74.2773 | 76.6584 | 80.3594 | 84.212 | 9.9854
LO50Fast | New | Street and Roadway Lighting | Commercial | Lighting | 0.73064 | 3130.2039 | -1.2734 | NA | Streetlight - MH 1000W - New | 0.012978 | 0.019253 | 0.023452 | 0.025857 | 0.027183 | 0.027507 | 0.027322 | 0.026914 | 0.026442 | 0.026013 | 0.025656 | 0.025385 | 0.025151 | 0.024918 | 0.024698 | 0.024498 | 0.024319 | 0.024158 | 0.024013 | 0.023912 | 0.48963 | 128.2052 | 94.7773 | 88.2894 | 50.6846 | 40.7144 | 31.5825 | 32.9561 | 47.9686 | 60.6046 | 98.8696 | 114.4936 | 134.8712 | - | 212.48 | 184.3086 | 185.803 | 176.9309 | 162.9624 | 148.0664 | 161.6847 | 174.5878 | 188.1876 | 194.2203 | 203.5971 | 213.358 | 5.6443
LO50Fast | NR | Street and Roadway Lighting | Commercial | Lighting | 0.076399 | 327.3115 | -68.7311 | NA | Streetlight - HPS 100W - NR | 0.72237 | 1.0595 | 1.2842 | 1.4287 | 1.5243 | 1.5805 | 1.5994 | 1.6063 | 1.6083 | 1.6086 | 1.6085 | 1.6084 | 1.6083 | 1.6083 | 1.6082 | 1.6082 | 1.6082 | 1.6082 | 1.6081 | 1.6081 | 16.1761 | 13.4058 | 9.9104 | 9.232 | 5.2999 | 4.2573 | 3.3024 | 3.4461 | 5.0159 | 6.3372 | 10.3383 | 11.9721 | 14.1029 | - | 22.2181 | 19.2723 | 19.4286 | 18.5009 | 17.0402 | 15.4826 | 16.9067 | 18.2559 | 19.6779 | 20.3087 | 21.2892 | 22.3099 | 4.7198
LO50Fast | NR | Street and Roadway Lighting | Commercial | Lighting | 0.098996 | 424.1219 | -41.0913 | NA | Streetlight - MH 200W - NR | 0.22707 | 0.33304 | 0.40369 | 0.4491 | 0.47914 | 0.49682 | 0.50278 | 0.50494 | 0.50556 | 0.50565 | 0.50562 | 0.50559 | 0.50557 | 0.50555 | 0.50554 | 0.50553 | 0.50552 | 0.50552 | 0.50551 | 0.50551 | 5.0849 | 17.371 | 12.8417 | 11.9626 | 6.8674 | 5.5165 | 4.2792 | 4.4653 | 6.4994 | 8.2115 | 13.3962 | 15.5131 | 18.2741 | - | 28.7896 | 24.9726 | 25.1751 | 23.973 | 22.0803 | 20.062 | 21.9072 | 23.6555 | 25.4982 | 26.3156 | 27.5861 | 28.9086 | 3.8383
LO50Fast | NR | Street and Roadway Lighting | Commercial | Lighting | 0.16679 | 714.5532 | -29.7761 | NA | Streetlight - HPS 250W - NR | 0.40885 | 0.59965 | 0.72685 | 0.80862 | 0.86271 | 0.89454 | 0.90526 | 0.90916 | 0.91028 | 0.91044 | 0.91039 | 0.91033 | 0.91029 | 0.91026 | 0.91024 | 0.91022 | 0.91021 | 0.9102 | 0.91019 | 0.91018 | 9.1555 | 29.2663 | 21.6355 | 20.1544 | 11.5701 | 9.2942 | 7.2095 | 7.5231 | 10.9501 | 13.8346 | 22.5696 | 26.1362 | 30.788 | - | 48.5043 | 42.0734 | 42.4145 | 40.3892 | 37.2005 | 33.8001 | 36.9089 | 39.8543 | 42.9589 | 44.336 | 46.4765 | 48.7047 | 5.4125
LO50Fast | NR | Street and Roadway Lighting | Commercial | Lighting | 0.28838 | 1235.4855 | -5.527 | NA | Streetlight - MH 400W - NR | 1.1046 | 1.62 | 1.9637 | 2.1846 | 2.3307 | 2.4167 | 2.4457 | 2.4562 | 2.4592 | 2.4596 | 2.4595 | 2.4594 | 2.4593 | 2.4592 | 2.4591 | 2.4591 | 2.459 | 2.459 | 2.459 | 2.459 | 19.7876 | 50.6024 | 37.4084 | 34.8477 | 20.0051 | 16.0699 | 12.4655 | 13.0077 | 18.9331 | 23.9205 | 39.0236 | 45.1904 | 53.2334 | - | 83.8654 | 72.7462 | 73.3361 | 69.8343 | 64.3209 | 58.4415 | 63.8167 | 68.9095 | 74.2773 | 76.6584 | 80.3594 | 84.212 | 4.1302
LO50Fast | NR | Street and Roadway Lighting | Commercial | Lighting | 0.73064 | 3130.2039 | 17.7136 | NA | Streetlight - MH 1000W - NR | 0.22388 | 0.32836 | 0.39801 | 0.44278 | 0.47241 | 0.48983 | 0.49571 | 0.49784 | 0.49845 | 0.49854 | 0.49851 | 0.49848 | 0.49846 | 0.49844 | 0.49843 | 0.49842 | 0.49841 | 0.49841 | 0.4984 | 0.4984 | 4.0107 | 128.2052 | 94.7773 | 88.2894 | 50.6846 | 40.7144 | 31.5825 | 32.9561 | 47.9686 | 60.6046 | 98.8696 | 114.4936 | 134.8712 | - | 212.48 | 184.3086 | 185.803 | 176.9309 | 162.9624 | 148.0664 | 161.6847 | 174.5878 | 188.1876 | 194.2203 | 203.5971 | 213.358 | 3.0895
LO1Slow | New | VRF | Commercial | HVAC | 0.00065676 | 3.4937 | 69.0059 | Large Off | VRF-NEW-Large Off | 0.00033254 | 0.00076004 | 0.0016431 | 0.003617 | 0.0059645 | 0.0077915 | 0.014955 | 0.018742 | 0.025023 | 0.037276 | 0.047489 | 0.063801 | 0.083092 | 0.087318 | 0.10598 | 0.1126 | 0.11718 | 0.11406 | 0.11506 | 0.12193 | 1.0846 | 0.21907 | 0.19698 | 0.22667 | 0.21088 | 0.21529 | 0.21311 | 0.20246 | 0.21096 | 0.1971 | 0.22473 | 0.19888 | 0.21652 | NA | 0.093008 | 0.07991 | 0.076651 | 0.080036 | 0.078526 | 0.068904 | 0.080903 | 0.066348 | 0.081682 | 0.073363 | 0.088021 | 0.093648 | 1.403
LO1Slow | New | VRF | Commercial | HVAC | 0.00039672 | 2.1104 | 69.6785 | Medium Off | VRF-NEW-Medium Off | 0.0026063 | 0.0057096 | 0.012658 | 0.028184 | 0.045921 | 0.056711 | 0.11725 | 0.14672 | 0.1918 | 0.29237 | 0.37124 | 0.48774 | 0.6241 | 0.67433 | 0.83283 | 0.85632 | 0.93585 | 0.85153 | 0.86792 | 0.94925 | 8.3511 | 0.13233 | 0.11899 | 0.13692 | 0.12738 | 0.13005 | 0.12873 | 0.1223 | 0.12743 | 0.11906 | 0.13575 | 0.12013 | 0.13079 | NA | 0.056182 | 0.04827 | 0.046301 | 0.048346 | 0.047434 | 0.041622 | 0.048869 | 0.040078 | 0.04934 | 0.044315 | 0.053169 | 0.056568 | 1.3912
LO1Slow | New | VRF | Commercial | HVAC | 0.00058664 | 3.1207 | 35.2743 | Small Off | VRF-NEW-Small Off | 0.0010119 | 0.002222 | 0.0049608 | 0.010941 | 0.017975 | 0.022089 | 0.045526 | 0.057186 | 0.074669 | 0.11302 | 0.1437 | 0.18919 | 0.2425 | 0.26109 | 0.32335 | 0.33114 | 0.35959 | 0.33105 | 0.33747 | 0.36712 | 3.2358 | 0.19568 | 0.17595 | 0.20247 | 0.18836 | 0.19231 | 0.19036 | 0.18085 | 0.18843 | 0.17606 | 0.20074 | 0.17764 | 0.19341 | NA | 0.083079 | 0.071379 | 0.068467 | 0.071491 | 0.070142 | 0.061548 | 0.072265 | 0.059265 | 0.072961 | 0.065531 | 0.078623 | 0.08365 | 2.433
LO1Slow | New | VRF | Commercial | HVAC | 0.00040906 | 2.176 | 111.9041 | XLarge Ret | VRF-NEW-XLarge Ret | 0.0002387 | 0.00059107 | 0.00078 | 0.0014907 | 0.0023809 | 0.0032663 | 0.0049392 | 0.0068933 | 0.011892 | 0.01814 | 0.024536 | 0.04446 | 0.059501 | 0.060939 | 0.066619 | 0.069542 | 0.061906 | 0.065256 | 0.063102 | 0.069219 | 0.63569 | 0.13645 | 0.12269 | 0.14118 | 0.13135 | 0.1341 | 0.13274 | 0.1261 | 0.13139 | 0.12276 | 0.13997 | 0.12387 | 0.13486 | NA | 0.05793 | 0.049772 | 0.047742 | 0.04985 | 0.04891 | 0.042917 | 0.05039 | 0.041325 | 0.050875 | 0.045694 | 0.054823 | 0.058329 | 0.91198
LO1Slow | New | VRF | Commercial | HVAC | 0.00041155 | 2.1893 | 114.8271 | Large Ret | VRF-NEW-Large Ret | 9.6042e-05 | 0.00023874 | 0.00031997 | 0.00061368 | 0.00097096 | 0.0013147 | 0.0019881 | 0.0027625 | 0.0048758 | 0.0075411 | 0.010123 | 0.018037 | 0.024076 | 0.024709 | 0.027114 | 0.028261 | 0.025256 | 0.026541 | 0.025687 | 0.028058 | 0.25858 | 0.13728 | 0.12344 | 0.14204 | 0.13215 | 0.13491 | 0.13355 | 0.12687 | 0.13219 | 0.12351 | 0.14083 | 0.12462 | 0.13568 | NA | 0.058283 | 0.050075 | 0.048032 | 0.050154 | 0.049208 | 0.043178 | 0.050697 | 0.041577 | 0.051185 | 0.045972 | 0.055157 | 0.058684 | 0.89074
LO1Slow | New | VRF | Commercial | HVAC | 0.00040512 | 2.155 | 107.2075 | Medium Ret | VRF-NEW-Medium Ret | 0.00035835 | 0.00088459 | 0.0011912 | 0.0022895 | 0.0036146 | 0.0048764 | 0.0072828 | 0.010145 | 0.01802 | 0.028028 | 0.037711 | 0.066636 | 0.089309 | 0.091432 | 0.1006 | 0.10486 | 0.094472 | 0.099178 | 0.095594 | 0.10446 | 0.96095 | 0.13513 | 0.12151 | 0.13982 | 0.13008 | 0.1328 | 0.13146 | 0.12489 | 0.13013 | 0.12158 | 0.13863 | 0.12268 | 0.13356 | NA | 0.057372 | 0.049292 | 0.047282 | 0.04937 | 0.048438 | 0.042503 | 0.049904 | 0.040927 | 0.050385 | 0.045254 | 0.054295 | 0.057767 | 0.94832
LO1Slow | New | VRF | Commercial | HVAC | 0.00039611 | 2.1071 | 96.1263 | Small Ret | VRF-NEW-Small Ret | 0.00011079 | 0.00027446 | 0.00037001 | 0.00071035 | 0.0011206 | 0.0014821 | 0.0022112 | 0.0030845 | 0.0056241 | 0.0088309 | 0.01188 | 0.020756 | 0.027755 | 0.028447 | 0.031398 | 0.032761 | 0.029585 | 0.031035 | 0.029972 | 0.032792 | 0.3002 | 0.13213 | 0.11881 | 0.13671 | 0.12719 | 0.12985 | 0.12854 | 0.12211 | 0.12723 | 0.11888 | 0.13554 | 0.11995 | 0.13059 | NA | 0.056097 | 0.048197 | 0.046231 | 0.048272 | 0.047362 | 0.041559 | 0.048795 | 0.040017 | 0.049265 | 0.044248 | 0.053088 | 0.056482 | 1.0467
LO1Slow | New | VRF | Commercial | HVAC | 0.00018837 | 2.0455 | 116.5856 | School K-12 | VRF-NEW-School K-12 | 0.00019687 | 0.0013199 | 0.0024821 | 0.0035263 | 0.0062615 | 0.011427 | 0.02006 | 0.04364 | 0.074769 | 0.086983 | 0.11278 | 0.14838 | 0.18276 | 0.19707 | 0.22555 | 0.22008 | 0.2618 | 0.24337 | 0.27134 | 0.25974 | 2.3736 | 0.15335 | 0.14067 | 0.15482 | 0.14717 | 0.15059 | 0.14416 | 0.12755 | 0.1501 | 0.15482 | 0.15806 | 0.13236 | 0.13623 | NA | 0.043903 | 0.032425 | 0.026602 | 0.021484 | 0.01851 | 0.016189 | 0.015869 | 0.0166 | 0.021359 | 0.016362 | 0.026613 | 0.039677 | 0.77508
LO1Slow | New | VRF | Commercial | HVAC | 0.00038914 | 2.0701 | 108.3165 | University | VRF-NEW-University | 0.00011308 | 0.00035993 | 0.0015391 | 0.0041393 | 0.0056715 | 0.010003 | 0.013174 | 0.028617 | 0.047838 | 0.063056 | 0.08824 | 0.11071 | 0.14131 | 0.16456 | 0.16412 | 0.16207 | 0.19533 | 0.18492 | 0.19366 | 0.20199 | 1.7814 | 0.1298 | 0.11671 | 0.13431 | 0.12495 | 0.12757 | 0.12627 | 0.11996 | 0.125 | 0.11679 | 0.13316 | 0.11784 | 0.12829 | NA | 0.055109 | 0.047348 | 0.045417 | 0.047423 | 0.046528 | 0.040827 | 0.047936 | 0.039313 | 0.048398 | 0.043469 | 0.052154 | 0.055488 | 0.93948
LO1Slow | New | VRF | Commercial | HVAC | 0.00041062 | 2.1843 | 115.1134 | Warehouse | VRF-NEW-Warehouse | 4.0793e-05 | 0.00012104 | 0.0001969 | 0.00031507 | 0.00040296 | 0.00056487 | 0.001099 | 0.0017614 | 0.0025917 | 0.0033144 | 0.0043634 | 0.0049139 | 0.0050637 | 0.005989 | 0.0066916 | 0.0081152 | 0.0081964 | 0.0081271 | 0.0084071 | 0.0075786 | 0.077854 | 0.13697 | 0.12315 | 0.14172 | 0.13184 | 0.13461 | 0.13324 | 0.12658 | 0.13189 | 0.12323 | 0.14051 | 0.12434 | 0.13537 | NA | 0.05815 | 0.049961 | 0.047923 | 0.05004 | 0.049096 | 0.04308 | 0.050582 | 0.041482 | 0.051069 | 0.045868 | 0.055032 | 0.05855 | 0.88872
LO1Slow | New | VRF | Commercial | HVAC | 0.00061845 | 3.2899 | 68.1601 | Supermarket | VRF-NEW-Supermarket | 1.5614e-05 | 4.131e-05 | 7.8607e-05 | 0.00014673 | 0.00024848 | 0.00039182 | 0.000582 | 0.00082287 | 0.001113 | 0.0014539 | 0.0018314 | 0.0022279 | 0.0026299 | 0.0028474 | 0.0033369 | 0.0035926 | 0.0037755 | 0.0038857 | 0.0039401 | 0.0039514 | 0.036913 | 0.20629 | 0.18549 | 0.21345 | 0.19858 | 0.20274 | 0.20068 | 0.19065 | 0.19865 | 0.1856 | 0.21162 | 0.18728 | 0.20389 | NA | 0.087583 | 0.075249 | 0.07218 | 0.075367 | 0.073946 | 0.064885 | 0.076183 | 0.062478 | 0.076917 | 0.069084 | 0.082886 | 0.088186 | 1.4047
LO1Slow | New | VRF | Commercial | HVAC | 0.0010483 | 5.5767 | 69.9303 | MiniMart | VRF-NEW-MiniMart | 1.3439e-05 | 3.7928e-05 | 4.2636e-05 | 8.4298e-05 | 0.00012278 | 0.0001496 | 0.00019736 | 0.00027282 | 0.00050365 | 0.0008293 | 0.0011923 | 0.0021378 | 0.0026264 | 0.0027861 | 0.0032654 | 0.003266 | 0.0028646 | 0.0030463 | 0.0029717 | 0.0031751 | 0.029586 | 0.34969 | 0.31442 | 0.36182 | 0.33661 | 0.34366 | 0.34018 | 0.32317 | 0.33673 | 0.31462 | 0.35872 | 0.31745 | 0.34562 | NA | 0.14846 | 0.12755 | 0.12235 | 0.12776 | 0.12535 | 0.10999 | 0.12914 | 0.10591 | 0.13038 | 0.1171 | 0.1405 | 0.14948 | 1.5278
LO1Slow | New | VRF | Commercial | HVAC | 0.00099175 | 5.2756 | 69.2453 | Restaurant | VRF-NEW-Restaurant | 0.00015082 | 0.00045706 | 0.00095074 | 0.0017853 | 0.0030365 | 0.0048164 | 0.0072202 | 0.010305 | 0.014087 | 0.018542 | 0.023646 | 0.039431 | 0.052571 | 0.059355 | 0.068373 | 0.077283 | 0.073195 | 0.076516 | 0.071505 | 0.079232 | 0.68246 | 0.33081 | 0.29745 | 0.34229 | 0.31844 | 0.32511 | 0.32181 | 0.30573 | 0.31856 | 0.29763 | 0.33936 | 0.30031 | 0.32696 | NA | 0.14045 | 0.12067 | 0.11575 | 0.12086 | 0.11858 | 0.10405 | 0.12217 | 0.10019 | 0.12334 | 0.11078 | 0.13292 | 0.14141 | 1.3988
LO1Slow | New | VRF | Commercial | HVAC | 0.000671 | 3.5694 | 59.0411 | Lodging | VRF-NEW-Lodging | 0.00062919 | 0.0018562 | 0.0029645 | 0.0057095 | 0.0084293 | 0.01286 | 0.018853 | 0.026881 | 0.039747 | 0.055958 | 0.081043 | 0.17229 | 0.24022 | 0.28239 | 0.32001 | 0.36429 | 0.32625 | 0.32755 | 0.31375 | 0.34014 | 2.9418 | 0.22382 | 0.20125 | 0.23159 | 0.21545 | 0.21996 | 0.21773 | 0.20685 | 0.21553 | 0.20137 | 0.2296 | 0.20319 | 0.22122 | NA | 0.095024 | 0.081642 | 0.078312 | 0.081771 | 0.080228 | 0.070398 | 0.082656 | 0.067786 | 0.083452 | 0.074953 | 0.089928 | 0.095678 | 1.6035
LO1Slow | New | VRF | Commercial | HVAC | 0.00051744 | 4.2671 | 91.7575 | Hospital | VRF-NEW-Hospital | 0.00021506 | 0.00055547 | 0.0010904 | 0.0017008 | 0.0020546 | 0.0028816 | 0.004009 | 0.0050508 | 0.0069719 | 0.0097101 | 0.014681 | 0.021734 | 0.02947 | 0.030323 | 0.032524 | 0.03427 | 0.033242 | 0.032483 | 0.030591 | 0.031202 | 0.32476 | 0.20224 | 0.18577 | 0.21685 | 0.20092 | 0.21116 | 0.21432 | 0.20946 | 0.22667 | 0.19873 | 0.2194 | 0.19289 | 0.20144 | NA | 0.15821 | 0.13925 | 0.14178 | 0.14547 | 0.14949 | 0.1396 | 0.15991 | 0.14505 | 0.15549 | 0.14212 | 0.15317 | 0.1577 | 0.9959
LO1Slow | New | VRF | Commercial | HVAC | 0.0004412 | 3.6384 | 76.9287 | Residential Care | VRF-NEW-Residential Care | 0.0031961 | 0.0086816 | 0.016694 | 0.026587 | 0.034448 | 0.050901 | 0.071159 | 0.093555 | 0.13531 | 0.1893 | 0.27589 | 0.41174 | 0.53555 | 0.55002 | 0.62597 | 0.65947 | 0.63788 | 0.64634 | 0.63321 | 0.63194 | 6.2378 | 0.17244 | 0.1584 | 0.1849 | 0.17131 | 0.18005 | 0.18274 | 0.1786 | 0.19328 | 0.16945 | 0.18707 | 0.16447 | 0.17176 | NA | 0.1349 | 0.11874 | 0.12089 | 0.12403 | 0.12746 | 0.11903 | 0.13635 | 0.12368 | 0.13258 | 0.12118 | 0.1306 | 0.13446 | 1.1721
LO1Slow | New | VRF | Commercial | HVAC | 0.00072766 | 3.8708 | 51.8106 | Assembly | VRF-NEW-Assembly | 0.0007517 | 0.0022433 | 0.0034966 | 0.0075665 | 0.011404 | 0.017109 | 0.017734 | 0.026819 | 0.055681 | 0.10236 | 0.14428 | 0.21722 | 0.33788 | 0.43051 | 0.51211 | 0.54233 | 0.54689 | 0.55548 | 0.56023 | 0.54913 | 4.6412 | 0.24272 | 0.21825 | 0.25114 | 0.23364 | 0.23854 | 0.23612 | 0.22432 | 0.23373 | 0.21838 | 0.24899 | 0.22035 | 0.2399 | NA | 0.10305 | 0.088537 | 0.084926 | 0.088676 | 0.087004 | 0.076343 | 0.089637 | 0.073511 | 0.0905 | 0.081283 | 0.097523 | 0.10376 | 1.7891
LO1Slow | New | VRF | Commercial | HVAC | 0.00075402 | 4.0111 | 49.9198 | Other | VRF-NEW-Other | 0.010065 | 0.02516 | 0.051966 | 0.091218 | 0.12149 | 0.21474 | 0.31585 | 0.49031 | 0.73088 | 0.93898 | 1.3444 | 1.7493 | 2.1177 | 2.2686 | 2.7134 | 2.6544 | 2.9132 | 2.874 | 2.7844 | 2.7246 | 27.1347 | 0.25151 | 0.22615 | 0.26024 | 0.24211 | 0.24718 | 0.24467 | 0.23244 | 0.2422 | 0.22629 | 0.25801 | 0.22833 | 0.24859 | NA | 0.10678 | 0.091744 | 0.088002 | 0.091889 | 0.090155 | 0.079109 | 0.092884 | 0.076174 | 0.093779 | 0.084228 | 0.10106 | 0.10752 | 1.8449
Retro3Slow | Retro | VRF | Commercial | HVAC | 0.00074926 | 3.9857 | 69.9954 | Large Off | VRF-Retro-Large Off | 0.020183 | 0.032283 | 0.065369 | 0.11578 | 0.18272 | 0.25931 | 0.33351 | 0.39454 | 0.42985 | 0.43462 | 0.41078 | 0.3639 | 0.30376 | 0.23979 | 0.17902 | 0.12711 | 0.085909 | 0.055398 | 0.034132 | 0.020147 | 3.446 | 0.24992 | 0.22472 | 0.2586 | 0.24058 | 0.24562 | 0.24313 | 0.23097 | 0.24067 | 0.22486 | 0.25638 | 0.22689 | 0.24702 | - | 0.10611 | 0.091165 | 0.087446 | 0.091308 | 0.089586 | 0.078609 | 0.092297 | 0.075693 | 0.093186 | 0.083696 | 0.10042 | 0.10684 | 1.3858
Retro3Slow | Retro | VRF | Commercial | HVAC | 0.00045259 | 2.4076 | 70.6764 | Medium Off | VRF-Retro-Medium Off | 0.017131 | 0.027739 | 0.056617 | 0.10109 | 0.161 | 0.23028 | 0.2976 | 0.3545 | 0.38817 | 0.39384 | 0.37335 | 0.33125 | 0.27642 | 0.21772 | 0.16205 | 0.11456 | 0.076995 | 0.049368 | 0.030225 | 0.017728 | 2.9248 | 0.15097 | 0.13574 | 0.15621 | 0.14532 | 0.14837 | 0.14686 | 0.13952 | 0.14538 | 0.13583 | 0.15487 | 0.13705 | 0.14921 | - | 0.064095 | 0.055068 | 0.052822 | 0.055155 | 0.054114 | 0.047484 | 0.055752 | 0.045722 | 0.056289 | 0.050557 | 0.060657 | 0.064536 | 1.3742
Retro3Slow | Retro | VRF | Commercial | HVAC | 0.00066926 | 3.5602 | 35.8449 | Small Off | VRF-Retro-Small Off | 0.024449 | 0.038663 | 0.077602 | 0.1363 | 0.21303 | 0.29952 | 0.38216 | 0.44775 | 0.48369 | 0.4849 | 0.45387 | 0.3981 | 0.32859 | 0.25611 | 0.18896 | 0.13245 | 0.088361 | 0.05626 | 0.034246 | 0.019975 | 4.1744 | 0.22324 | 0.20073 | 0.23099 | 0.21489 | 0.21939 | 0.21717 | 0.20632 | 0.21497 | 0.20085 | 0.22901 | 0.20266 | 0.22065 | - | 0.094779 | 0.081432 | 0.07811 | 0.08156 | 0.080021 | 0.070216 | 0.082443 | 0.067612 | 0.083237 | 0.07476 | 0.089697 | 0.095431 | 2.4031
Retro3Slow | Retro | VRF | Commercial | HVAC | 0.00040466 | 2.1526 | 132.4438 | XLarge Ret | VRF-Retro-XLarge Ret | 0.00079136 | 0.0012544 | 0.0025241 | 0.0044254 | 0.0068976 | 0.0096715 | 0.012318 | 0.01438 | 0.015494 | 0.01552 | 0.014521 | 0.01274 | 0.010554 | 0.0082646 | 0.0061228 | 0.0043076 | 0.0028848 | 0.0018415 | 0.0011245 | 0.00065776 | 0.13105 | 0.13498 | 0.12137 | 0.13966 | 0.12993 | 0.13265 | 0.13131 | 0.12475 | 0.12998 | 0.12144 | 0.13847 | 0.12254 | 0.13341 | - | 0.057307 | 0.049236 | 0.047228 | 0.049314 | 0.048384 | 0.042455 | 0.049848 | 0.04088 | 0.050328 | 0.045203 | 0.054234 | 0.057701 | 0.7811
Retro3Slow | Retro | VRF | Commercial | HVAC | 0.00040713 | 2.1657 | 135.8566 | Large Ret | VRF-Retro-Large Ret | 0.016834 | 0.026431 | 0.052771 | 0.092089 | 0.14285 | 0.19941 | 0.25299 | 0.29423 | 0.31585 | 0.31495 | 0.2932 | 0.25591 | 0.2104 | 0.16342 | 0.12021 | 0.083996 | 0.055889 | 0.035483 | 0.021549 | 0.01254 | 2.7878 | 0.1358 | 0.12211 | 0.14051 | 0.13072 | 0.13346 | 0.13211 | 0.12551 | 0.13077 | 0.12218 | 0.13931 | 0.12328 | 0.13422 | - | 0.057656 | 0.049536 | 0.047516 | 0.049614 | 0.048678 | 0.042714 | 0.050152 | 0.041129 | 0.050635 | 0.045478 | 0.054564 | 0.058053 | 0.76291
Retro3Slow | Retro | VRF | Commercial | HVAC | 0.00040076 | 2.1319 | 126.9602 | Medium Ret | VRF-Retro-Medium Ret | 0.0077017 | 0.01239 | 0.025229 | 0.044559 | 0.069969 | 0.098766 | 0.12648 | 0.14845 | 0.16076 | 0.16208 | 0.15279 | 0.13508 | 0.11303 | 0.089487 | 0.066917 | 0.047501 | 0.032077 | 0.020621 | 0.01268 | 0.0074649 | 1.2754 | 0.13368 | 0.1202 | 0.13832 | 0.12868 | 0.13138 | 0.13004 | 0.12354 | 0.12873 | 0.12027 | 0.13713 | 0.12136 | 0.13213 | - | 0.056755 | 0.048762 | 0.046773 | 0.048839 | 0.047917 | 0.042046 | 0.049368 | 0.040486 | 0.049843 | 0.044767 | 0.053711 | 0.057145 | 0.81222
Retro3Slow | Retro | VRF | Commercial | HVAC | 0.00039185 | 2.0845 | 114.0222 | Small Ret | VRF-Retro-Small Ret | 0.0030318 | 0.0047814 | 0.0095811 | 0.016758 | 0.026055 | 0.036449 | 0.046324 | 0.053966 | 0.058027 | 0.057989 | 0.054122 | 0.047365 | 0.039083 | 0.030477 | 0.022496 | 0.015772 | 0.010529 | 0.006703 | 0.004082 | 0.0023817 | 0.50208 | 0.13071 | 0.11753 | 0.13524 | 0.12582 | 0.12845 | 0.12715 | 0.1208 | 0.12587 | 0.1176 | 0.13409 | 0.11866 | 0.12919 | - | 0.055493 | 0.047678 | 0.045733 | 0.047753 | 0.046852 | 0.041112 | 0.04827 | 0.039587 | 0.048735 | 0.043772 | 0.052517 | 0.055875 | 0.89649
Retro3Slow | Retro | VRF | Commercial | HVAC | 0.00018294 | 1.9865 | 139.6415 | School K-12 | VRF-Retro-School K-12 | 0.0063636 | 0.0099824 | 0.019974 | 0.034949 | 0.054303 | 0.075944 | 0.096589 | 0.11266 | 0.1215 | 0.1218 | 0.11383 | 0.099706 | 0.082184 | 0.063957 | 0.04712 | 0.03297 | 0.021957 | 0.01396 | 0.0084856 | 0.0049438 | 1.0639 | 0.14893 | 0.13662 | 0.15036 | 0.14293 | 0.14625 | 0.14001 | 0.12388 | 0.14578 | 0.15036 | 0.1535 | 0.12855 | 0.13231 | - | 0.042638 | 0.031491 | 0.025835 | 0.020865 | 0.017977 | 0.015723 | 0.015412 | 0.016122 | 0.020744 | 0.015891 | 0.025846 | 0.038533 | 0.65172
Retro3Slow | Retro | VRF | Commercial | HVAC | 0.00038914 | 2.0701 | 126.7607 | University | VRF-Retro-University | 0.0033594 | 0.0052711 | 0.010525 | 0.01843 | 0.028744 | 0.040291 | 0.051365 | 0.059974 | 0.06478 | 0.065041 | 0.060916 | 0.053491 | 0.044185 | 0.034462 | 0.025448 | 0.017832 | 0.01189 | 0.0075691 | 0.0046064 | 0.0026865 | 0.56166 | 0.1298 | 0.11671 | 0.13431 | 0.12495 | 0.12757 | 0.12627 | 0.11996 | 0.125 | 0.11679 | 0.13316 | 0.11784 | 0.12829 | - | 0.055109 | 0.047348 | 0.045417 | 0.047423 | 0.046528 | 0.040827 | 0.047936 | 0.039313 | 0.048398 | 0.043469 | 0.052154 | 0.055488 | 0.8134
Retro3Slow | Retro | VRF | Commercial | HVAC | 0.00056074 | 2.9829 | 95.7151 | Warehouse | VRF-Retro-Warehouse | 0.017781 | 0.028324 | 0.057387 | 0.1013 | 0.15865 | 0.22303 | 0.28478 | 0.33396 | 0.36186 | 0.36432 | 0.34221 | 0.30144 | 0.2497 | 0.1951 | 0.14446 | 0.10161 | 0.068132 | 0.043589 | 0.026665 | 0.015633 | 2.9957 | 0.18704 | 0.16818 | 0.19353 | 0.18005 | 0.18382 | 0.18195 | 0.17286 | 0.18011 | 0.16828 | 0.19188 | 0.1698 | 0.18487 | - | 0.07941 | 0.068227 | 0.065444 | 0.068335 | 0.067045 | 0.05883 | 0.069074 | 0.056648 | 0.06974 | 0.062637 | 0.075152 | 0.079957 | 1.0508
Retro3Slow | Retro | VRF | Commercial | HVAC | 0.00062419 | 3.3204 | 79.5429 | Supermarket | VRF-Retro-Supermarket | 0.0066354 | 0.010412 | 0.020771 | 0.03623 | 0.056174 | 0.078387 | 0.09944 | 0.11563 | 0.12411 | 0.1237 | 0.11506 | 0.10034 | 0.082353 | 0.063837 | 0.046868 | 0.032699 | 0.021727 | 0.013781 | 0.0083613 | 0.0048617 | 1.0101 | 0.20821 | 0.18721 | 0.21543 | 0.20042 | 0.20462 | 0.20254 | 0.19242 | 0.20049 | 0.18733 | 0.21359 | 0.18901 | 0.20579 | - | 0.088396 | 0.075947 | 0.072849 | 0.076067 | 0.074632 | 0.065487 | 0.07689 | 0.063058 | 0.077631 | 0.069725 | 0.083655 | 0.089004 | 1.2275
Retro3Slow | Retro | VRF | Commercial | HVAC | 0.0010581 | 5.6284 | 81.5687 | MiniMart | VRF-Retro-MiniMart | 0.004709 | 0.0074322 | 0.014917 | 0.026094 | 0.040584 | 0.05677 | 0.07213 | 0.08398 | 0.090247 | 0.09013 | 0.08408 | 0.073573 | 0.060718 | 0.047335 | 0.034942 | 0.024512 | 0.016368 | 0.010422 | 0.0063489 | 0.0037055 | 0.77804 | 0.35293 | 0.31734 | 0.36518 | 0.33973 | 0.34685 | 0.34333 | 0.32617 | 0.33986 | 0.31754 | 0.36205 | 0.3204 | 0.34883 | - | 0.14984 | 0.12874 | 0.12349 | 0.12894 | 0.12651 | 0.11101 | 0.13034 | 0.10689 | 0.13159 | 0.11819 | 0.1418 | 0.15087 | 1.335
Retro3Slow | Retro | VRF | Commercial | HVAC | 0.0010976 | 5.8389 | 72.7283 | Restaurant | VRF-Retro-Restaurant | 0.00015996 | 0.00025254 | 0.00050733 | 0.00089139 | 0.0013921 | 0.0019565 | 0.0024996 | 0.0029269 | 0.0031632 | 0.0031739 | 0.0029718 | 0.0026083 | 0.0021598 | 0.0016907 | 0.0012532 | 0.00088262 | 0.00059217 | 0.00037877 | 0.00023174 | 0.00013576 | 0.026429 | 0.36613 | 0.32921 | 0.37884 | 0.35244 | 0.35982 | 0.35617 | 0.33837 | 0.35257 | 0.32941 | 0.37559 | 0.33238 | 0.36187 | - | 0.15544 | 0.13355 | 0.12811 | 0.13376 | 0.13124 | 0.11516 | 0.13521 | 0.11089 | 0.13651 | 0.12261 | 0.14711 | 0.15651 | 1.3404
Retro3Slow | Retro | VRF | Commercial | HVAC | 0.00071027 | 3.7783 | 65.3946 | Lodging | VRF-Retro-Lodging | 0.0017082 | 0.002695 | 0.005409 | 0.009484 | 0.014782 | 0.020723 | 0.026404 | 0.030833 | 0.033232 | 0.033261 | 0.031072 | 0.027218 | 0.022485 | 0.01755 | 0.012973 | 0.0091064 | 0.0060871 | 0.0038801 | 0.0023651 | 0.0013811 | 0.295 | 0.23692 | 0.21303 | 0.24514 | 0.22806 | 0.23284 | 0.23048 | 0.21896 | 0.22814 | 0.21316 | 0.24304 | 0.21508 | 0.23417 | - | 0.10059 | 0.086421 | 0.082896 | 0.086557 | 0.084924 | 0.074519 | 0.087494 | 0.071754 | 0.088337 | 0.079341 | 0.095193 | 0.10128 | 1.4696
Retro3Slow | Retro | VRF | Commercial | HVAC | 0.00051744 | 4.2671 | 107.0478 | Hospital | VRF-Retro-Hospital | 0.0011908 | 0.0019416 | 0.0040022 | 0.0071897 | 0.01142 | 0.016212 | 0.020879 | 0.02462 | 0.026754 | 0.026994 | 0.025432 | 0.022506 | 0.018791 | 0.014846 | 0.011089 | 0.0078621 | 0.0053058 | 0.0034136 | 0.0020989 | 0.0012355 | 0.20683 | 0.20224 | 0.18577 | 0.21685 | 0.20092 | 0.21116 | 0.21432 | 0.20946 | 0.22667 | 0.19873 | 0.2194 | 0.19289 | 0.20144 | - | 0.15821 | 0.13925 | 0.14178 | 0.14547 | 0.14949 | 0.1396 | 0.15991 | 0.14505 | 0.15549 | 0.14212 | 0.15317 | 0.1577 | 0.86224
Retro3Slow | Retro | VRF | Commercial | HVAC | 0.00048344 | 3.9867 | 81.4608 | Residential Care | VRF-Retro-Residential Care | 0.0068192 | 0.011068 | 0.02276 | 0.040775 | 0.064638 | 0.091707 | 0.11809 | 0.13919 | 0.1512 | 0.15249 | 0.14351 | 0.12668 | 0.10536 | 0.082728 | 0.061396 | 0.04325 | 0.028987 | 0.018523 | 0.011317 | 0.0066227 | 1.1777 | 0.18895 | 0.17357 | 0.2026 | 0.18772 | 0.19729 | 0.20024 | 0.1957 | 0.21178 | 0.18567 | 0.20499 | 0.18021 | 0.1882 | - | 0.14782 | 0.13011 | 0.13247 | 0.13591 | 0.13967 | 0.13043 | 0.1494 | 0.13552 | 0.14527 | 0.13279 | 0.1431 | 0.14734 | 1.112
Retro3Slow | Retro | VRF | Commercial | HVAC | 0.00060272 | 3.2062 | 76.4559 | Assembly | VRF-Retro-Assembly | 0.044833 | 0.070755 | 0.14207 | 0.249 | 0.38827 | 0.54445 | 0.69379 | 0.809 | 0.87092 | 0.8723 | 0.81718 | 0.71817 | 0.59504 | 0.46695 | 0.3475 | 0.24581 | 0.1655 | 0.10626 | 0.065238 | 0.038371 | 7.4406 | 0.20105 | 0.18077 | 0.20802 | 0.19353 | 0.19758 | 0.19558 | 0.1858 | 0.1936 | 0.18088 | 0.20624 | 0.18251 | 0.19871 | - | 0.085356 | 0.073335 | 0.070344 | 0.073451 | 0.072065 | 0.063235 | 0.074246 | 0.060889 | 0.074961 | 0.067327 | 0.080779 | 0.085943 | 1.283
Retro3Slow | Retro | VRF | Commercial | HVAC | 0.0008105 | 4.3115 | 54.4355 | Other | VRF-Retro-Other | 0.0039254 | 0.0063461 | 0.012966 | 0.023132 | 0.036597 | 0.051802 | 0.066758 | 0.078771 | 0.085848 | 0.086914 | 0.081973 | 0.07252 | 0.060339 | 0.047345 | 0.035103 | 0.024714 | 0.016534 | 0.010554 | 0.0064384 | 0.0037613 | 0.59758 | 0.27035 | 0.24309 | 0.27973 | 0.26024 | 0.26569 | 0.263 | 0.24985 | 0.26034 | 0.24324 | 0.27734 | 0.24543 | 0.26721 | - | 0.11478 | 0.098616 | 0.094594 | 0.098771 | 0.096908 | 0.085034 | 0.099841 | 0.08188 | 0.1008 | 0.090537 | 0.10863 | 0.11557 | 1.717
Retro5Med | Retro | Municipal Sewage Treatment | Commercial | Process Loads | 6.6879 | 42563.4838 | -9.745 | NA | Optimize Municipal Sewage ; >10 MGD Design Capacity | 0.27784 | 0.34299 | 0.42195 | 0.49233 | 0.56431 | 0.66279 | 0.73023 | 0.749 | 0.70852 | 0.61121 | 0.47457 | 0.32674 | 0.19612 | 0.10071 | 0.043331 | 0.015264 | 0.0042931 | 0.000938 | 0.00015454 | 1.8593e-05 | 6.921 | 2156.9232 | 2043.8649 | 2452.9853 | 2330.9486 | 2594.3144 | 2899.0377 | 3061.7792 | 3293.2726 | 2813.2917 | 2747.0821 | 2178.4119 | 2153.2505 | - | 815.5339 | 705.4425 | 751.1401 | 900.5723 | 1006.7 | 1123.1077 | 1383.3118 | 1284.9253 | 1313.1907 | 968.3784 | 769.1112 | 816.908 | 4.8393
Retro5Med | Retro | Municipal Sewage Treatment | Commercial | Process Loads | 15.7218 | 100057.5381 | 29.6135 | NA | Optimize Municipal Sewage ; <1 MGD Design Capacity | 0.65315 | 0.80628 | 0.99192 | 1.1574 | 1.3266 | 1.5581 | 1.7166 | 1.7607 | 1.6656 | 1.4368 | 1.1156 | 0.76809 | 0.46105 | 0.23676 | 0.10186 | 0.035882 | 0.010092 | 0.002205 | 0.0003633 | 4.3708e-05 | 16.2697 | 5070.4597 | 4804.6841 | 5766.4375 | 5479.5556 | 6098.6717 | 6815.0102 | 7197.5802 | 7741.771 | 6613.4399 | 6457.7953 | 5120.9748 | 5061.8259 | - | 1917.1436 | 1658.3427 | 1765.7677 | 2117.0505 | 2366.5339 | 2640.1831 | 3251.8666 | 3020.5813 | 3087.027 | 2276.448 | 1808.0139 | 1920.3738 | 2.0014
Retro5Med | Retro | Municipal Sewage Treatment | Commercial | Process Loads | 12.6971 | 80807.3729 | 39.7745 | NA | Optimize Municipal Sewage ; 1 to 10 MGD Design Capacity | 0.52749 | 0.65116 | 0.80108 | 0.9347 | 1.0714 | 1.2583 | 1.3863 | 1.422 | 1.3451 | 1.1604 | 0.90099 | 0.62032 | 0.37234 | 0.19121 | 0.082265 | 0.028979 | 0.0081504 | 0.0017808 | 0.0002934 | 3.5299e-05 | 13.1396 | 4094.9491 | 3880.3064 | 4657.0271 | 4425.3387 | 4925.3424 | 5503.8639 | 5812.8309 | 6252.3243 | 5341.0739 | 5215.3739 | 4135.7456 | 4087.9764 | - | 1548.3025 | 1339.2926 | 1426.05 | 1709.7491 | 1911.2341 | 2132.2358 | 2626.2369 | 2439.4488 | 2493.111 | 1838.48 | 1460.1684 | 1550.9113 | 1.7382
LO5Med | NR | Water Cooler Controls | Commercial | Refrigeration | 0.01395 | 111.0693 | 65.4735 | Water Cooler Controls | Market Average to ES 2.0 Upgrade | 0.01483 | 0.03535 | 0.063335 | 0.099455 | 0.14509 | 0.20362 | 0.27466 | 0.35596 | 0.44347 | 0.53208 | 0.57662 | 0.6072 | 0.62549 | 0.63486 | 0.63888 | 0.64029 | 0.64068 | 0.64077 | 0.64078 | 0.64079 | 3.2336 | 5.3641 | 5.0402 | 5.7167 | 5.2088 | 5.3425 | 5.3254 | 5.0991 | 5.8168 | 5.0101 | 5.6919 | 4.919 | 5.0084 | - | 4.3185 | 3.8845 | 3.8636 | 3.8824 | 3.9325 | 3.6456 | 4.0988 | 3.9061 | 4.0852 | 3.8323 | 4.0306 | 4.0464 | 1.3636
LO5Med | NR | Water Cooler Controls | Commercial | Refrigeration | 0.046724 | 204.1517 | 15.6126 | Water Cooler Controls | Timer on ES 2.0 Hot & Cold Water Cooler | 0.043612 | 0.10396 | 0.18626 | 0.29249 | 0.42669 | 0.59883 | 0.80775 | 1.0468 | 1.3042 | 1.5648 | 1.6958 | 1.7857 | 1.8395 | 1.867 | 1.8789 | 1.883 | 1.8842 | 1.8844 | 1.8845 | 1.8845 | 9.5096 | 5.9411 | 5.4277 | 6.3202 | 5.8226 | 6.055 | 6.0591 | 5.8542 | 6.3032 | 5.5899 | 6.2808 | 5.6322 | 5.921 | - | 11.5972 | 10.34 | 11.0426 | 10.8787 | 11.2005 | 10.6408 | 11.4448 | 10.994 | 11.0747 | 10.9782 | 11.2 | 11.5533 | 4.1015
LO5Med | NR | Water Cooler Controls | Commercial | Refrigeration | 0.0085929 | 37.5451 | 142.5558 | Water Cooler Controls | Timer on ES 2.0 Cold Only Water Cooler | 0.0020052 | 0.0047799 | 0.0085638 | 0.013448 | 0.019618 | 0.027533 | 0.037138 | 0.04813 | 0.059963 | 0.071944 | 0.077967 | 0.082101 | 0.084575 | 0.085841 | 0.086385 | 0.086575 | 0.086629 | 0.086641 | 0.086643 | 0.086643 | 0.43722 | 1.0926 | 0.9982 | 1.1623 | 1.0708 | 1.1136 | 1.1143 | 1.0766 | 1.1592 | 1.028 | 1.1551 | 1.0358 | 1.0889 | - | 2.1328 | 1.9016 | 2.0308 | 2.0007 | 2.0599 | 1.9569 | 2.1048 | 2.0219 | 2.0367 | 2.019 | 2.0598 | 2.1248 | 0.7543
Retro5Med | Retro | Municipal Water Supply | Commercial | Process Loads | 8.9111 | 56712.1444 | 24.2635 | NA | Municipal Water Supply-Retro | 0.5803 | 0.71636 | 0.88128 | 1.0283 | 1.1786 | 1.3843 | 1.5251 | 1.5644 | 1.4798 | 1.2766 | 0.99119 | 0.68242 | 0.40962 | 0.21035 | 0.090501 | 0.03188 | 0.0089665 | 0.0019591 | 0.00032278 | 3.8833e-05 | 14.4551 | 2873.9128 | 2723.2725 | 3268.3898 | 3105.7865 | 3456.6986 | 3862.7159 | 4079.5548 | 4387.9996 | 3748.4668 | 3660.2482 | 2902.5446 | 2869.0192 | - | 1086.628 | 939.9409 | 1000.8289 | 1199.9343 | 1341.3403 | 1496.4434 | 1843.1428 | 1712.0514 | 1749.7125 | 1290.2801 | 1024.7738 | 1088.4589 | 3.1866
Retro5Med | Retro | WEPT | Commercial | HVAC | 0 | 0 | 9999 | Large Off | WEPT-Retro-Large Off | - | - | - | - | - | - | - | - | - | - | - | - | - | - | - | - | - | - | - | - | - | - | - | - | - | - | - | - | - | - | - | - | - | - | - | - | - | - | - | - | - | - | - | - | - | - | 9999
Retro5Med | Retro | WEPT | Commercial | HVAC | 0 | 0 | 9999 | Medium Off | WEPT-Retro-Medium Off | - | - | - | - | - | - | - | - | - | - | - | - | - | - | - | - | - | - | - | - | - | - | - | - | - | - | - | - | - | - | - | - | - | - | - | - | - | - | - | - | - | - | - | - | - | - | 9999
Retro5Med | Retro | WEPT | Commercial | HVAC | 0.00026159 | 1.8259 | 79.8323 | Small Off | WEPT-Retro-Small Off | 0.21486 | 0.26303 | 0.3209 | 0.3714 | 0.42236 | 0.4923 | 0.53844 | 0.54841 | 0.51526 | 0.44158 | 0.34069 | 0.23311 | 0.13907 | 0.070995 | 0.030368 | 0.010637 | 0.002975 | 0.00064648 | 0.00010594 | 1.2679e-05 | 4.7196 | 0.097025 | 0.08835 | 0.10202 | 0.096291 | 0.10436 | 0.11247 | 0.11375 | 0.12471 | 0.10547 | 0.10838 | 0.08961 | 0.094829 | - | 0.054063 | 0.045821 | 0.044085 | 0.04571 | 0.047415 | 0.045715 | 0.056083 | 0.049615 | 0.05391 | 0.044103 | 0.048633 | 0.05346 | 1.1592
Retro5Med | Retro | WEPT | Commercial | HVAC | 0 | 0 | 9999 | XLarge Ret | WEPT-Retro-XLarge Ret | - | - | - | - | - | - | - | - | - | - | - | - | - | - | - | - | - | - | - | - | - | - | - | - | - | - | - | - | - | - | - | - | - | - | - | - | - | - | - | - | - | - | - | - | - | - | 9999
Retro5Med | Retro | WEPT | Commercial | HVAC | 0 | 0 | 9999 | Large Ret | WEPT-Retro-Large Ret | - | - | - | - | - | - | - | - | - | - | - | - | - | - | - | - | - | - | - | - | - | - | - | - | - | - | - | - | - | - | - | - | - | - | - | - | - | - | - | - | - | - | - | - | - | - | 9999
Retro5Med | Retro | WEPT | Commercial | HVAC | 0.00026159 | 1.8259 | 79.8323 | Medium Ret | WEPT-Retro-Medium Ret | - | - | - | - | - | - | - | - | - | - | - | - | - | - | - | - | - | - | - | - | - | 0.097025 | 0.08835 | 0.10202 | 0.096291 | 0.10436 | 0.11247 | 0.11375 | 0.12471 | 0.10547 | 0.10838 | 0.08961 | 0.094829 | - | 0.054063 | 0.045821 | 0.044085 | 0.04571 | 0.047415 | 0.045715 | 0.056083 | 0.049615 | 0.05391 | 0.044103 | 0.048633 | 0.05346 | 1.1592
Retro5Med | Retro | WEPT | Commercial | HVAC | 0.00026159 | 1.8259 | 79.8323 | Small Ret | WEPT-Retro-Small Ret | 0.11397 | 0.13929 | 0.16967 | 0.19605 | 0.22259 | 0.25904 | 0.28287 | 0.28764 | 0.26982 | 0.23086 | 0.17783 | 0.12148 | 0.07236 | 0.036879 | 0.01575 | 0.0055078 | 0.001538 | 0.00033367 | 5.4594e-05 | 6.523e-06 | 2.4281 | 0.097025 | 0.08835 | 0.10202 | 0.096291 | 0.10436 | 0.11247 | 0.11375 | 0.12471 | 0.10547 | 0.10838 | 0.08961 | 0.094829 | - | 0.054063 | 0.045821 | 0.044085 | 0.04571 | 0.047415 | 0.045715 | 0.056083 | 0.049615 | 0.05391 | 0.044103 | 0.048633 | 0.05346 | 1.1592
Retro5Med | Retro | WEPT | Commercial | HVAC | 0.00026159 | 1.8259 | 79.8323 | School K-12 | WEPT-Retro-School K-12 | 0.15246 | 0.18643 | 0.2272 | 0.26267 | 0.29837 | 0.34741 | 0.37955 | 0.38614 | 0.3624 | 0.31024 | 0.23909 | 0.16341 | 0.097385 | 0.049659 | 0.021218 | 0.0074237 | 0.0020741 | 0.0004502 | 7.3697e-05 | 8.8099e-06 | 3.2794 | 0.097025 | 0.08835 | 0.10202 | 0.096291 | 0.10436 | 0.11247 | 0.11375 | 0.12471 | 0.10547 | 0.10838 | 0.08961 | 0.094829 | - | 0.054063 | 0.045821 | 0.044085 | 0.04571 | 0.047415 | 0.045715 | 0.056083 | 0.049615 | 0.05391 | 0.044103 | 0.048633 | 0.05346 | 1.1592
Retro5Med | Retro | WEPT | Commercial | HVAC | 0 | 0 | 9999 | University | WEPT-Retro-University | - | - | - | - | - | - | - | - | - | - | - | - | - | - | - | - | - | - | - | - | - | - | - | - | - | - | - | - | - | - | - | - | - | - | - | - | - | - | - | - | - | - | - | - | - | - | 9999
Retro5Med | Retro | WEPT | Commercial | HVAC | 0 | 0 | 9999 | Warehouse | WEPT-Retro-Warehouse | - | - | - | - | - | - | - | - | - | - | - | - | - | - | - | - | - | - | - | - | - | - | - | - | - | - | - | - | - | - | - | - | - | - | - | - | - | - | - | - | - | - | - | - | - | - | 9999
Retro5Med | Retro | WEPT | Commercial | HVAC | 0 | 0 | 9999 | Supermarket | WEPT-Retro-Supermarket | - | - | - | - | - | - | - | - | - | - | - | - | - | - | - | - | - | - | - | - | - | - | - | - | - | - | - | - | - | - | - | - | - | - | - | - | - | - | - | - | - | - | - | - | - | - | 9999
Retro5Med | Retro | WEPT | Commercial | HVAC | 0 | 0 | 9999 | MiniMart | WEPT-Retro-MiniMart | - | - | - | - | - | - | - | - | - | - | - | - | - | - | - | - | - | - | - | - | - | - | - | - | - | - | - | - | - | - | - | - | - | - | - | - | - | - | - | - | - | - | - | - | - | - | 9999
Retro5Med | Retro | WEPT | Commercial | HVAC | 0 | 0 | 9999 | Restaurant | WEPT-Retro-Restaurant | - | - | - | - | - | - | - | - | - | - | - | - | - | - | - | - | - | - | - | - | - | - | - | - | - | - | - | - | - | - | - | - | - | - | - | - | - | - | - | - | - | - | - | - | - | - | 9999
Retro5Med | Retro | WEPT | Commercial | HVAC | 0.00026159 | 1.8259 | 79.8323 | Lodging | WEPT-Retro-Lodging | 0.0027441 | 0.0033612 | 0.0041033 | 0.0047518 | 0.005407 | 0.0063063 | 0.0069015 | 0.0070334 | 0.0066123 | 0.0056702 | 0.0043773 | 0.0029968 | 0.001789 | 0.00091382 | 0.00039112 | 0.00013708 | 3.8363e-05 | 8.3413e-06 | 1.3678e-06 | 1.6379e-07 | 0.060968 | 0.097025 | 0.08835 | 0.10202 | 0.096291 | 0.10436 | 0.11247 | 0.11375 | 0.12471 | 0.10547 | 0.10838 | 0.08961 | 0.094829 | - | 0.054063 | 0.045821 | 0.044085 | 0.04571 | 0.047415 | 0.045715 | 0.056083 | 0.049615 | 0.05391 | 0.044103 | 0.048633 | 0.05346 | 1.1592
Retro5Med | Retro | WEPT | Commercial | HVAC | 0 | 0 | 9999 | Hospital | WEPT-Retro-Hospital | - | - | - | - | - | - | - | - | - | - | - | - | - | - | - | - | - | - | - | - | - | - | - | - | - | - | - | - | - | - | - | - | - | - | - | - | - | - | - | - | - | - | - | - | - | - | 9999
Retro5Med | Retro | WEPT | Commercial | HVAC | 0.00026159 | 1.8259 | 79.8323 | Residential Care | WEPT-Retro-Residential Care | 0.0016449 | 0.0020148 | 0.0024596 | 0.0028484 | 0.0032412 | 0.0037802 | 0.004137 | 0.0042161 | 0.0039636 | 0.0033989 | 0.0026239 | 0.0017964 | 0.0010724 | 0.00054777 | 0.00023445 | 8.2169e-05 | 2.2996e-05 | 5e-06 | 8.1989e-07 | 9.8179e-08 | 0.036546 | 0.097025 | 0.08835 | 0.10202 | 0.096291 | 0.10436 | 0.11247 | 0.11375 | 0.12471 | 0.10547 | 0.10838 | 0.08961 | 0.094829 | - | 0.054063 | 0.045821 | 0.044085 | 0.04571 | 0.047415 | 0.045715 | 0.056083 | 0.049615 | 0.05391 | 0.044103 | 0.048633 | 0.05346 | 1.1592
Retro5Med | Retro | WEPT | Commercial | HVAC | 0 | 0 | 9999 | Assembly | WEPT-Retro-Assembly | - | - | - | - | - | - | - | - | - | - | - | - | - | - | - | - | - | - | - | - | - | - | - | - | - | - | - | - | - | - | - | - | - | - | - | - | - | - | - | - | - | - | - | - | - | - | 9999
Retro5Med | Retro | WEPT | Commercial | HVAC | 0 | 0 | 9999 | Other | WEPT-Retro-Other | - | - | - | - | - | - | - | - | - | - | - | - | - | - | - | - | - | - | - | - | - | - | - | - | - | - | - | - | - | - | - | - | - | - | - | - | - | - | - | - | - | - | - | - | - | - | 9999
LO12Med | NR | WHTanks | Commercial | Water Heating | 0.032193 | 186.8072 | 26.005 | NA | WHTanks-NR-Large Off | 0.0025092 | 0.0051112 | 0.0077927 | 0.010503 | 0.013252 | 0.01578 | 0.017837 | 0.019489 | 0.020852 | 0.021949 | 0.022837 | 0.023569 | 0.024167 | 0.024663 | 0.02508 | 0.025419 | 0.025494 | 0.025566 | 0.025636 | 0.025702 | 0.29824 | 11.9104 | 11.1424 | 12.8898 | 11.214 | 11.4285 | 10.3032 | 9.5127 | 9.9889 | 8.8041 | 10.1041 | 9.7761 | 11.1205 | - | 5.8443 | 5.2007 | 5.0876 | 5.1529 | 5.18 | 4.2441 | 4.7858 | 4.0254 | 4.5383 | 4.0723 | 4.963 | 5.518 | 3.0283
LO12Med | NR | WHTanks | Commercial | Water Heating | 0.032193 | 186.8072 | 26.005 | NA | WHTanks-NR-Medium Off | 0.0024593 | 0.0050588 | 0.0077876 | 0.010555 | 0.013384 | 0.01602 | 0.018179 | 0.019907 | 0.021365 | 0.022539 | 0.023494 | 0.024294 | 0.024953 | 0.025507 | 0.025977 | 0.026366 | 0.026483 | 0.026594 | 0.026707 | 0.026807 | 0.29231 | 11.9104 | 11.1424 | 12.8898 | 11.214 | 11.4285 | 10.3032 | 9.5127 | 9.9889 | 8.8041 | 10.1041 | 9.7761 | 11.1205 | - | 5.8443 | 5.2007 | 5.0876 | 5.1529 | 5.18 | 4.2441 | 4.7858 | 4.0254 | 4.5383 | 4.0723 | 4.963 | 5.518 | 3.0283
LO12Med | NR | WHTanks | Commercial | Water Heating | 0.032193 | 186.8072 | 26.005 | NA | WHTanks-NR-Small Off | 0.00074235 | 0.0014962 | 0.0022607 | 0.0030284 | 0.0038012 | 0.004504 | 0.0050705 | 0.0055238 | 0.0058925 | 0.0061883 | 0.0064261 | 0.0066193 | 0.0067754 | 0.0069024 | 0.0070063 | 0.0070904 | 0.0071004 | 0.0071096 | 0.0071188 | 0.007127 | 0.088233 | 11.9104 | 11.1424 | 12.8898 | 11.214 | 11.4285 | 10.3032 | 9.5127 | 9.9889 | 8.8041 | 10.1041 | 9.7761 | 11.1205 | - | 5.8443 | 5.2007 | 5.0876 | 5.1529 | 5.18 | 4.2441 | 4.7858 | 4.0254 | 4.5383 | 4.0723 | 4.963 | 5.518 | 3.0283
LO12Med | NR | WHTanks | Commercial | Water Heating | 0.030127 | 174.8178 | 22.7657 | NA | WHTanks-NR-XLarge Ret | 0.00033639 | 0.00067671 | 0.0010258 | 0.0013781 | 0.0017295 | 0.0020478 | 0.0023039 | 0.0025092 | 0.0026744 | 0.0028072 | 0.002915 | 0.0030025 | 0.0030735 | 0.0031331 | 0.0031826 | 0.0032225 | 0.0032281 | 0.0032334 | 0.0032378 | 0.0032423 | 0.039983 | 11.146 | 10.4273 | 12.0625 | 10.4943 | 10.695 | 9.6419 | 8.9022 | 9.3478 | 8.239 | 9.4556 | 9.1486 | 10.4068 | - | 5.4692 | 4.867 | 4.761 | 4.8222 | 4.8475 | 3.9717 | 4.4786 | 3.767 | 4.247 | 3.811 | 4.6445 | 5.1639 | 3.3296
LO12Med | NR | WHTanks | Commercial | Water Heating | 0.030127 | 174.8178 | 22.7657 | NA | WHTanks-NR-Large Ret | 7.9232e-05 | 0.00015871 | 0.00023873 | 0.00031896 | 0.00039914 | 0.00047143 | 0.00052935 | 0.00057571 | 0.00061286 | 0.00064262 | 0.00066653 | 0.00068574 | 0.00070117 | 0.00071369 | 0.00072381 | 0.00073194 | 0.00073233 | 0.00073268 | 0.00073296 | 0.00073324 | 0.0094174 | 11.146 | 10.4273 | 12.0625 | 10.4943 | 10.695 | 9.6419 | 8.9022 | 9.3478 | 8.239 | 9.4556 | 9.1486 | 10.4068 | - | 5.4692 | 4.867 | 4.761 | 4.8222 | 4.8475 | 3.9717 | 4.4786 | 3.767 | 4.247 | 3.811 | 4.6445 | 5.1639 | 3.3296
LO12Med | NR | WHTanks | Commercial | Water Heating | 0.030127 | 174.8178 | 22.7657 | NA | WHTanks-NR-Medium Ret | 0.0008694 | 0.0017606 | 0.0027005 | 0.0036587 | 0.0046123 | 0.0054825 | 0.0061865 | 0.0067521 | 0.0072093 | 0.0075783 | 0.0078827 | 0.0081341 | 0.0083408 | 0.0085213 | 0.0086756 | 0.0088011 | 0.008832 | 0.0088615 | 0.0088864 | 0.0089116 | 0.10333 | 11.146 | 10.4273 | 12.0625 | 10.4943 | 10.695 | 9.6419 | 8.9022 | 9.3478 | 8.239 | 9.4556 | 9.1486 | 10.4068 | - | 5.4692 | 4.867 | 4.761 | 4.8222 | 4.8475 | 3.9717 | 4.4786 | 3.767 | 4.247 | 3.811 | 4.6445 | 5.1639 | 3.3296
LO12Med | NR | WHTanks | Commercial | Water Heating | 0.030127 | 174.8178 | 22.7657 | NA | WHTanks-NR-Small Ret | 0.00014873 | 0.00029851 | 0.00045063 | 0.00060363 | 0.00075641 | 0.00089449 | 0.0010053 | 0.0010941 | 0.0011653 | 0.0012225 | 0.0012686 | 0.001306 | 0.0013361 | 0.0013609 | 0.0013813 | 0.0013977 | 0.0013992 | 0.0014007 | 0.0014019 | 0.0014031 | 0.017678 | 11.146 | 10.4273 | 12.0625 | 10.4943 | 10.695 | 9.6419 | 8.9022 | 9.3478 | 8.239 | 9.4556 | 9.1486 | 10.4068 | - | 5.4692 | 4.867 | 4.761 | 4.8222 | 4.8475 | 3.9717 | 4.4786 | 3.767 | 4.247 | 3.811 | 4.6445 | 5.1639 | 3.3296
LO12Med | NR | WHTanks | Commercial | Water Heating | 0.055682 | 323.1044 | 30.1358 | NA | WHTanks-NR-School K-12 | 0.00048367 | 0.00096917 | 0.0014562 | 0.0019479 | 0.0024409 | 0.0028848 | 0.0032413 | 0.0035281 | 0.003759 | 0.003947 | 0.0041 | 0.0042226 | 0.0043218 | 0.0044024 | 0.004468 | 0.004521 | 0.0045264 | 0.004531 | 0.0045361 | 0.0045407 | 0.057488 | 20.6005 | 19.272 | 22.2944 | 19.3959 | 19.7669 | 17.8205 | 16.4534 | 17.2769 | 15.2276 | 17.4762 | 16.9089 | 19.2342 | - | 10.1084 | 8.9953 | 8.7995 | 8.9126 | 8.9594 | 7.3407 | 8.2776 | 6.9623 | 7.8494 | 7.0436 | 8.5841 | 9.544 | 2.7149
LO12Med | NR | WHTanks | Commercial | Water Heating | 0.024288 | 140.9337 | 38.1608 | NA | WHTanks-NR-University | 0.00086181 | 0.0017318 | 0.0026025 | 0.0034761 | 0.004358 | 0.005161 | 0.0058048 | 0.0063243 | 0.0067407 | 0.0070812 | 0.007359 | 0.0075838 | 0.0077674 | 0.007917 | 0.0080402 | 0.0081414 | 0.0081547 | 0.0081664 | 0.0081797 | 0.0081918 | 0.10243 | 8.9856 | 8.4062 | 9.7245 | 8.4602 | 8.6221 | 7.7731 | 7.1767 | 7.5359 | 6.6421 | 7.6229 | 7.3754 | 8.3897 | - | 4.4092 | 3.9236 | 3.8382 | 3.8875 | 3.908 | 3.2019 | 3.6106 | 3.0369 | 3.4238 | 3.0723 | 3.7443 | 4.163 | 2.2605
LO12Med | NR | WHTanks | Commercial | Water Heating | 0.030185 | 175.1541 | 33.0544 | NA | WHTanks-NR-Warehouse | 0.00086514 | 0.001758 | 0.0026731 | 0.0036062 | 0.004542 | 0.0053888 | 0.0060671 | 0.0066118 | 0.0070551 | 0.007415 | 0.0077072 | 0.0079433 | 0.0081353 | 0.00829 | 0.0084142 | 0.0085157 | 0.0085271 | 0.0085393 | 0.0085508 | 0.0085618 | 0.10283 | 11.1675 | 10.4473 | 12.0858 | 10.5145 | 10.7156 | 9.6605 | 8.9193 | 9.3658 | 8.2549 | 9.4738 | 9.1662 | 10.4268 | - | 5.4798 | 4.8763 | 4.7702 | 4.8315 | 4.8569 | 3.9794 | 4.4873 | 3.7743 | 4.2552 | 3.8183 | 4.6534 | 5.1738 | 2.53
LO12Med | NR | WHTanks | Commercial | Water Heating | 0.041277 | 239.5171 | 22.9911 | NA | WHTanks-NR-Supermarket | 0.00039896 | 0.00080197 | 0.00121 | 0.0016207 | 0.0020329 | 0.0024057 | 0.0027058 | 0.0029472 | 0.0031414 | 0.0032974 | 0.003423 | 0.0035239 | 0.0036053 | 0.0036708 | 0.0037238 | 0.0037664 | 0.0037694 | 0.0037723 | 0.003775 | 0.0037777 | 0.047419 | 15.2711 | 14.2863 | 16.5268 | 14.3782 | 14.6532 | 13.2103 | 12.1969 | 12.8074 | 11.2882 | 12.9551 | 12.5345 | 14.2583 | - | 7.4934 | 6.6682 | 6.5231 | 6.6069 | 6.6416 | 5.4416 | 6.1362 | 5.1612 | 5.8188 | 5.2214 | 6.3634 | 7.075 | 3.3068
LO12Med | NR | WHTanks | Commercial | Water Heating | 0.041277 | 239.5171 | 22.9911 | NA | WHTanks-NR-MiniMart | 7.1286e-05 | 0.00014345 | 0.00021671 | 0.00029065 | 0.00036426 | 0.00043084 | 0.00048423 | 0.00052693 | 0.00056114 | 0.00058856 | 0.00061068 | 0.00062856 | 0.00064301 | 0.00065492 | 0.00066459 | 0.00067239 | 0.00067311 | 0.00067375 | 0.00067427 | 0.0006748 | 0.0084729 | 15.2711 | 14.2863 | 16.5268 | 14.3782 | 14.6532 | 13.2103 | 12.1969 | 12.8074 | 11.2882 | 12.9551 | 12.5345 | 14.2583 | - | 7.4934 | 6.6682 | 6.5231 | 6.6069 | 6.6416 | 5.4416 | 6.1362 | 5.1612 | 5.8188 | 5.2214 | 6.3634 | 7.075 | 3.3068
LO12Med | NR | WHTanks | Commercial | Water Heating | 0.045413 | 263.5196 | 34.2307 | NA | WHTanks-NR-Restaurant | 0.00042676 | 0.00086337 | 0.0013045 | 0.0017507 | 0.0022001 | 0.0026079 | 0.0029372 | 0.003203 | 0.0034174 | 0.0035903 | 0.0037299 | 0.0038427 | 0.0039339 | 0.00401 | 0.004073 | 0.0041246 | 0.0041327 | 0.0041409 | 0.0041483 | 0.0041556 | 0.050723 | 16.8015 | 15.718 | 18.183 | 15.8191 | 16.1216 | 14.5342 | 13.4191 | 14.0908 | 12.4194 | 14.2534 | 13.7906 | 15.6872 | - | 8.2443 | 7.3364 | 7.1768 | 7.269 | 7.3072 | 5.987 | 6.7511 | 5.6784 | 6.4019 | 5.7446 | 7.0011 | 7.784 | 2.4623
LO12Med | NR | WHTanks | Commercial | Water Heating | 0.032856 | 190.6528 | 33.9185 | NA | WHTanks-NR-Lodging | 0.0018234 | 0.0036745 | 0.0055388 | 0.0074164 | 0.0092955 | 0.010994 | 0.012357 | 0.013451 | 0.014329 | 0.015034 | 0.015601 | 0.016058 | 0.016427 | 0.016735 | 0.016989 | 0.017197 | 0.017223 | 0.01725 | 0.017272 | 0.017294 | 0.21673 | 12.1556 | 11.3718 | 13.1552 | 11.4449 | 11.6638 | 10.5153 | 9.7086 | 10.1945 | 8.9853 | 10.3121 | 9.9773 | 11.3494 | - | 5.9646 | 5.3078 | 5.1923 | 5.259 | 5.2866 | 4.3315 | 4.8843 | 4.1082 | 4.6317 | 4.1562 | 5.0652 | 5.6316 | 2.4799
LO12Med | NR | WHTanks | Commercial | Water Heating | 0.024288 | 140.9337 | 38.1608 | NA | WHTanks-NR-Hospital | 0.00072116 | 0.0014795 | 0.0022885 | 0.0031219 | 0.0039714 | 0.0047438 | 0.0053611 | 0.0058589 | 0.0062605 | 0.0065831 | 0.0068444 | 0.0070572 | 0.0072334 | 0.0073813 | 0.0075062 | 0.0076076 | 0.0076271 | 0.0076458 | 0.0076628 | 0.0076788 | 0.085715 | 8.9856 | 8.4062 | 9.7245 | 8.4602 | 8.6221 | 7.7731 | 7.1767 | 7.5359 | 6.6421 | 7.6229 | 7.3754 | 8.3897 | - | 4.4092 | 3.9236 | 3.8382 | 3.8875 | 3.908 | 3.2019 | 3.6106 | 3.0369 | 3.4238 | 3.0723 | 3.7443 | 4.163 | 2.2605
LO12Med | NR | WHTanks | Commercial | Water Heating | 0.024288 | 140.9337 | 38.1608 | NA | WHTanks-NR-Residential Care | 0.00086995 | 0.0017764 | 0.002739 | 0.0037315 | 0.0047405 | 0.0056587 | 0.0063957 | 0.0069921 | 0.0074737 | 0.0078618 | 0.0081778 | 0.0084361 | 0.00865 | 0.0088309 | 0.0089831 | 0.0091067 | 0.0091337 | 0.0091596 | 0.0091832 | 0.0092061 | 0.1034 | 8.9856 | 8.4062 | 9.7245 | 8.4602 | 8.6221 | 7.7731 | 7.1767 | 7.5359 | 6.6421 | 7.6229 | 7.3754 | 8.3897 | - | 4.4092 | 3.9236 | 3.8382 | 3.8875 | 3.908 | 3.2019 | 3.6106 | 3.0369 | 3.4238 | 3.0723 | 3.7443 | 4.163 | 2.2605
LO12Med | NR | WHTanks | Commercial | Water Heating | 0.044992 | 261.0729 | 32.1152 | NA | WHTanks-NR-Assembly | 0.0024646 | 0.00498 | 0.007521 | 0.010088 | 0.012656 | 0.014988 | 0.016863 | 0.018369 | 0.01957 | 0.020536 | 0.021323 | 0.021969 | 0.022496 | 0.022933 | 0.023304 | 0.023616 | 0.023681 | 0.023743 | 0.023802 | 0.02386 | 0.29294 | 16.6455 | 15.5721 | 18.0142 | 15.6722 | 15.972 | 14.3992 | 13.2946 | 13.96 | 12.3041 | 14.121 | 13.6626 | 15.5415 | - | 8.1678 | 7.2683 | 7.1101 | 7.2015 | 7.2393 | 5.9314 | 6.6884 | 5.6257 | 6.3424 | 5.6913 | 6.9361 | 7.7117 | 2.5867
LO12Med | NR | WHTanks | Commercial | Water Heating | 0.040763 | 236.5384 | 24.714 | NA | WHTanks-NR-Other | 0.0010712 | 0.0021958 | 0.0033918 | 0.0046191 | 0.0058735 | 0.0070241 | 0.0079501 | 0.0087125 | 0.0093334 | 0.009845 | 0.010268 | 0.010614 | 0.010905 | 0.01115 | 0.011355 | 0.011524 | 0.011573 | 0.011616 | 0.011661 | 0.011704 | 0.12732 | 15.0812 | 14.1087 | 16.3213 | 14.1994 | 14.471 | 13.0461 | 12.0452 | 12.6481 | 11.1478 | 12.794 | 12.3786 | 14.081 | - | 7.4002 | 6.5853 | 6.442 | 6.5247 | 6.559 | 5.374 | 6.0598 | 5.097 | 5.7464 | 5.1565 | 6.2842 | 6.987 | 3.1416
Retro1Slow | Retro | Secondary Glazing Systems | Commercial | HVAC | 0.00097688 | 7.6884 | 327.8697 | SGSWindow-(AC with Gas Furnace) | SGSWindow-Small Office (AC with Gas Furnace)-Portland | 0.025608 | 0.050968 | 0.090108 | 0.14594 | 0.22057 | 0.31455 | 0.42604 | 0.54994 | 0.67727 | 0.79524 | 0.8884 | 0.94106 | 0.94096 | 0.88323 | 0.77325 | 0.62677 | 0.46649 | 0.31591 | 0.19273 | 0.09206 | 9.206 | 0.19427 | 0.2176 | 0.32132 | 0.36452 | 0.54013 | 0.74632 | 0.86701 | 0.99524 | 0.77709 | 0.56915 | 0.29745 | 0.19591 | - | 0.058366 | 0.059353 | 0.068271 | 0.095177 | 0.13783 | 0.16837 | 0.26231 | 0.2355 | 0.2454 | 0.12747 | 0.086241 | 0.058085 | 0.32708
Retro1Slow | Retro | Secondary Glazing Systems | Commercial | HVAC | 0.0011416 | 8.9845 | 265.4947 | SGSWindow-(AC with Gas Furnace) | SGSWindow-Small Office (AC with Gas Furnace)-Spokane | 0.006771 | 0.013477 | 0.023825 | 0.038589 | 0.058321 | 0.08317 | 0.11265 | 0.14541 | 0.17908 | 0.21027 | 0.2349 | 0.24883 | 0.2488 | 0.23354 | 0.20446 | 0.16572 | 0.12334 | 0.083529 | 0.050959 | 0.024342 | 2.4342 | 0.22702 | 0.25428 | 0.37549 | 0.42597 | 0.63119 | 0.87213 | 1.0132 | 1.163 | 0.90809 | 0.66509 | 0.34759 | 0.22894 | - | 0.068205 | 0.069359 | 0.079781 | 0.11122 | 0.16107 | 0.19675 | 0.30653 | 0.2752 | 0.28677 | 0.14896 | 0.10078 | 0.067877 | 0.42278
Retro1Slow | Retro | Secondary Glazing Systems | Commercial | HVAC | 0.0010318 | 8.121 | 297.4597 | SGSWindow-(AC with Gas Furnace) | SGSWindow-Small Office (AC with Gas Furnace)-Missoula | 0.0011807 | 0.0023501 | 0.0041547 | 0.0067292 | 0.01017 | 0.014503 | 0.019644 | 0.025357 | 0.031228 | 0.036668 | 0.040963 | 0.043391 | 0.043386 | 0.040725 | 0.035654 | 0.028899 | 0.021509 | 0.014566 | 0.0088863 | 0.0042448 | 0.42448 | 0.2052 | 0.22984 | 0.3394 | 0.38503 | 0.57053 | 0.78832 | 0.9158 | 1.0512 | 0.82082 | 0.60117 | 0.31418 | 0.20694 | - | 0.06165 | 0.062693 | 0.072113 | 0.10053 | 0.14559 | 0.17784 | 0.27707 | 0.24875 | 0.25921 | 0.13464 | 0.091094 | 0.061354 | 0.38138
Retro1Slow | Retro | Secondary Glazing Systems | Commercial | HVAC | 0.007536 | 9.8766 | 227.9903 | SGSWindow-(Air-source Heat Pump) | SGSWindow-Small Office (Air-source Heat Pump)-Portland | 0.016102 | 0.032048 | 0.056658 | 0.091765 | 0.13869 | 0.19778 | 0.26788 | 0.34579 | 0.42585 | 0.50003 | 0.55861 | 0.59172 | 0.59165 | 0.55536 | 0.4862 | 0.3941 | 0.29331 | 0.19863 | 0.12118 | 0.057885 | 5.7885 | 1.4401 | 1.0318 | 0.7474 | 0.72997 | 0.25599 | 0.13083 | 0.056936 | 0.059107 | 0.12608 | 0.51241 | 0.82408 | 1.8983 | - | 0.41826 | 0.27948 | 0.16152 | 0.15406 | 0.059002 | 0.026749 | 0.013428 | 0.010477 | 0.03403 | 0.096726 | 0.25319 | 0.55667 | 0.82219
Retro1Slow | Retro | Secondary Glazing Systems | Commercial | HVAC | 0.010218 | 13.3911 | 156.7842 | SGSWindow-(Air-source Heat Pump) | SGSWindow-Small Office (Air-source Heat Pump)-Spokane | 0.0049397 | 0.0098316 | 0.017381 | 0.028152 | 0.042547 | 0.060675 | 0.082182 | 0.10608 | 0.13064 | 0.1534 | 0.17137 | 0.18153 | 0.18151 | 0.17037 | 0.14916 | 0.1209 | 0.089983 | 0.060937 | 0.037176 | 0.017758 | 1.7758 | 1.9525 | 1.3989 | 1.0134 | 0.98972 | 0.34709 | 0.17739 | 0.077196 | 0.08014 | 0.17095 | 0.69475 | 1.1173 | 2.5738 | - | 0.5671 | 0.37893 | 0.219 | 0.20888 | 0.079997 | 0.036268 | 0.018206 | 0.014205 | 0.04614 | 0.13114 | 0.34328 | 0.75475 | 1.1148
Retro1Slow | Retro | Secondary Glazing Systems | Commercial | HVAC | 0.0093633 | 12.2715 | 175.0414 | SGSWindow-(Air-source Heat Pump) | SGSWindow-Small Office (Air-source Heat Pump)-Missoula | 0.00087331 | 0.0017382 | 0.0030729 | 0.0049771 | 0.0075221 | 0.010727 | 0.014529 | 0.018755 | 0.023097 | 0.02712 | 0.030297 | 0.032093 | 0.03209 | 0.030121 | 0.02637 | 0.021375 | 0.015909 | 0.010773 | 0.0065725 | 0.0031395 | 0.31395 | 1.7893 | 1.282 | 0.92864 | 0.90697 | 0.31807 | 0.16256 | 0.070742 | 0.07344 | 0.15666 | 0.63666 | 1.0239 | 2.3586 | - | 0.51969 | 0.34725 | 0.20069 | 0.19142 | 0.073309 | 0.033235 | 0.016684 | 0.013017 | 0.042282 | 0.12018 | 0.31458 | 0.69165 | 1.0216
Retro1Slow | Retro | Secondary Glazing Systems | Commercial | HVAC | 0.022898 | 30.0106 | 45.9685 | SGSWindow-(Apackaged VAV with Electric reheat) | SGSWindow-Mid-rise Office (Apackaged VAV with Electric reheat)-Portland | 0.01017 | 0.020242 | 0.035785 | 0.05796 | 0.087598 | 0.12492 | 0.1692 | 0.2184 | 0.26897 | 0.31582 | 0.35282 | 0.37373 | 0.37369 | 0.35077 | 0.30709 | 0.24891 | 0.18526 | 0.12546 | 0.076539 | 0.036561 | 3.6561 | 4.3758 | 3.1351 | 2.271 | 2.218 | 0.77785 | 0.39755 | 0.173 | 0.1796 | 0.38311 | 1.557 | 2.504 | 5.7681 | - | 1.2709 | 0.84922 | 0.49079 | 0.46812 | 0.17928 | 0.081279 | 0.040801 | 0.031834 | 0.1034 | 0.29391 | 0.76932 | 1.6915 | 2.4983
Retro1Slow | Retro | Secondary Glazing Systems | Commercial | HVAC | 0.038589 | 50.5748 | 9.6625 | SGSWindow-(Apackaged VAV with Electric reheat) | SGSWindow-Mid-rise Office (Apackaged VAV with Electric reheat)-Spokane | 0.0038779 | 0.0077184 | 0.013645 | 0.022101 | 0.033402 | 0.047633 | 0.064517 | 0.083279 | 0.10256 | 0.12043 | 0.13453 | 0.14251 | 0.14249 | 0.13375 | 0.1171 | 0.094914 | 0.070642 | 0.047839 | 0.029185 | 0.013941 | 1.3941 | 7.3743 | 5.2834 | 3.8272 | 3.7379 | 1.3109 | 0.66996 | 0.29155 | 0.30267 | 0.64563 | 2.6239 | 4.2199 | 9.7206 | - | 2.1418 | 1.4311 | 0.82709 | 0.7889 | 0.30213 | 0.13697 | 0.06876 | 0.053648 | 0.17426 | 0.4953 | 1.2965 | 2.8505 | 4.2102
Retro1Slow | Retro | Secondary Glazing Systems | Commercial | HVAC | 0.033435 | 43.8201 | 18.311 | SGSWindow-(Apackaged VAV with Electric reheat) | SGSWindow-Mid-rise Office (Apackaged VAV with Electric reheat)-Missoula | 0.00064823 | 0.0012902 | 0.0022809 | 0.0036943 | 0.0055834 | 0.0079623 | 0.010785 | 0.013921 | 0.017144 | 0.02013 | 0.022489 | 0.023822 | 0.023819 | 0.022358 | 0.019574 | 0.015866 | 0.011808 | 0.0079967 | 0.0048786 | 0.0023304 | 0.23304 | 6.3894 | 4.5778 | 3.3161 | 3.2387 | 1.1358 | 0.58048 | 0.25261 | 0.26224 | 0.5594 | 2.2734 | 3.6563 | 8.4223 | - | 1.8557 | 1.24 | 0.71663 | 0.68353 | 0.26178 | 0.11868 | 0.059576 | 0.046483 | 0.15098 | 0.42915 | 1.1233 | 2.4698 | 3.6194
Retro1Slow | Retro | Secondary Glazing Systems | Commercial | HVAC | 0.0010146 | 6.9396 | 305.2123 | SGSWindow-(Apackaged VAV with Gas) | SGSWindow-Mid-rise Office (Apackaged VAV with Gas)-Portland | 0.012298 | 0.024476 | 0.043272 | 0.070086 | 0.10592 | 0.15106 | 0.2046 | 0.26409 | 0.32524 | 0.3819 | 0.42664 | 0.45192 | 0.45187 | 0.42415 | 0.37134 | 0.30099 | 0.22402 | 0.15171 | 0.092552 | 0.04421 | 4.421 | 0.37965 | 0.35023 | 0.40375 | 0.37849 | 0.39943 | 0.41386 | 0.40833 | 0.44796 | 0.39153 | 0.41867 | 0.35571 | 0.37021 | - | 0.20079 | 0.17301 | 0.16938 | 0.17704 | 0.18132 | 0.17383 | 0.20512 | 0.18523 | 0.20205 | 0.17158 | 0.18443 | 0.19806 | 0.45628
Retro1Slow | Retro | Secondary Glazing Systems | Commercial | HVAC | 0.0013239 | 9.0552 | 184.9428 | SGSWindow-(Apackaged VAV with Gas) | SGSWindow-Mid-rise Office (Apackaged VAV with Gas)-Spokane | 0.0036308 | 0.0072265 | 0.012776 | 0.020692 | 0.031273 | 0.044598 | 0.060406 | 0.077972 | 0.096026 | 0.11275 | 0.12596 | 0.13343 | 0.13341 | 0.12523 | 0.10964 | 0.088865 | 0.06614 | 0.044791 | 0.027325 | 0.013053 | 1.3053 | 0.49538 | 0.457 | 0.52683 | 0.49387 | 0.52119 | 0.54003 | 0.53281 | 0.58453 | 0.51089 | 0.54631 | 0.46415 | 0.48307 | - | 0.26201 | 0.22575 | 0.22101 | 0.23101 | 0.2366 | 0.22683 | 0.26765 | 0.24169 | 0.26364 | 0.22389 | 0.24065 | 0.25844 | 0.69695
Retro1Slow | Retro | Secondary Glazing Systems | Commercial | HVAC | 0.0010824 | 7.4033 | 249.3801 | SGSWindow-(Apackaged VAV with Gas) | SGSWindow-Mid-rise Office (Apackaged VAV with Gas)-Missoula | 0.00057268 | 0.0011398 | 0.0020151 | 0.0032638 | 0.0049327 | 0.0070344 | 0.0095278 | 0.012299 | 0.015146 | 0.017784 | 0.019868 | 0.021045 | 0.021043 | 0.019752 | 0.017293 | 0.014017 | 0.010432 | 0.0070648 | 0.00431 | 0.0020588 | 0.20588 | 0.40501 | 0.37363 | 0.43072 | 0.40377 | 0.42611 | 0.44151 | 0.43561 | 0.47789 | 0.41769 | 0.44664 | 0.37947 | 0.39495 | - | 0.21421 | 0.18457 | 0.18069 | 0.18886 | 0.19343 | 0.18545 | 0.21882 | 0.1976 | 0.21554 | 0.18304 | 0.19675 | 0.21129 | 0.57421
Retro1Slow | Retro | Secondary Glazing Systems | Commercial | HVAC | 0.0015274 | 10.4467 | 210.0252 | SGSWindow-(VAV with Central Chillers / Gas Boilers) | SGSWindow-High-rise Office (VAV with Central Chillers / Gas Boilers)-Portland | 0.0034597 | 0.006886 | 0.012174 | 0.019717 | 0.0298 | 0.042497 | 0.05756 | 0.074299 | 0.091502 | 0.10744 | 0.12003 | 0.12714 | 0.12713 | 0.11933 | 0.10447 | 0.084679 | 0.063024 | 0.04268 | 0.026038 | 0.012438 | 1.2438 | 0.57151 | 0.52722 | 0.60779 | 0.56977 | 0.60128 | 0.62302 | 0.61469 | 0.67435 | 0.5894 | 0.63026 | 0.53547 | 0.55731 | - | 0.30227 | 0.26044 | 0.25498 | 0.2665 | 0.27295 | 0.26168 | 0.30878 | 0.27884 | 0.30415 | 0.25829 | 0.27764 | 0.29815 | 0.55259
Retro1Slow | Retro | Secondary Glazing Systems | Commercial | HVAC | 0.0017373 | 11.8825 | 164.8188 | SGSWindow-(VAV with Central Chillers / Gas Boilers) | SGSWindow-High-rise Office (VAV with Central Chillers / Gas Boilers)-Spokane | 0.00089041 | 0.0017722 | 0.0031331 | 0.0050745 | 0.0076694 | 0.010937 | 0.014814 | 0.019122 | 0.023549 | 0.027651 | 0.03089 | 0.032721 | 0.032718 | 0.030711 | 0.026887 | 0.021793 | 0.01622 | 0.010984 | 0.0067012 | 0.003201 | 0.3201 | 0.65005 | 0.59968 | 0.69132 | 0.64807 | 0.68392 | 0.70864 | 0.69917 | 0.76703 | 0.67041 | 0.71688 | 0.60906 | 0.6339 | - | 0.34381 | 0.29624 | 0.29002 | 0.30313 | 0.31047 | 0.29765 | 0.35122 | 0.31716 | 0.34595 | 0.29379 | 0.31579 | 0.33913 | 0.69157
Retro1Slow | Retro | Secondary Glazing Systems | Commercial | HVAC | 0.001614 | 11.039 | 180.1345 | SGSWindow-(VAV with Central Chillers / Gas Boilers) | SGSWindow-High-rise Office (VAV with Central Chillers / Gas Boilers)-Missoula | 0.00015959 | 0.00031763 | 0.00056155 | 0.00090951 | 0.0013746 | 0.0019603 | 0.0026551 | 0.0034272 | 0.0042207 | 0.0049559 | 0.0055365 | 0.0058647 | 0.005864 | 0.0055043 | 0.0048189 | 0.003906 | 0.0029071 | 0.0019687 | 0.0012011 | 0.00057372 | 0.057372 | 0.60391 | 0.55711 | 0.64225 | 0.60207 | 0.63537 | 0.65834 | 0.64954 | 0.71258 | 0.62282 | 0.66599 | 0.56583 | 0.5889 | - | 0.3194 | 0.27521 | 0.26943 | 0.28161 | 0.28843 | 0.27652 | 0.32629 | 0.29464 | 0.3214 | 0.27294 | 0.29338 | 0.31505 | 0.65036
Retro1Slow | Retro | Secondary Glazing Systems | Commercial | HVAC | 0.0094567 | 12.3939 | 172.8854 | SGSWindow-(Apackaged VAV with Electric reheat) | SGSWindow-Small Office (AC with Ele Furnace)-Portland | 0.011636 | 0.02316 | 0.040945 | 0.066316 | 0.10023 | 0.14293 | 0.19359 | 0.24989 | 0.30775 | 0.36136 | 0.40369 | 0.42761 | 0.42757 | 0.40134 | 0.35136 | 0.2848 | 0.21197 | 0.14355 | 0.087574 | 0.041832 | 4.1832 | 1.8071 | 1.2948 | 0.9379 | 0.91601 | 0.32124 | 0.16418 | 0.071447 | 0.074172 | 0.15822 | 0.64301 | 1.0341 | 2.3821 | - | 0.52487 | 0.35071 | 0.20269 | 0.19333 | 0.07404 | 0.033567 | 0.01685 | 0.013147 | 0.042704 | 0.12138 | 0.31772 | 0.69854 | 1.0317
Retro1Slow | Retro | Secondary Glazing Systems | Commercial | HVAC | 0.01478 | 19.3709 | 95.012 | SGSWindow-(Apackaged VAV with Electric reheat) | SGSWindow-Small Office (AC with Ele Furnace)-Spokane | 0.004115 | 0.0081903 | 0.01448 | 0.023452 | 0.035444 | 0.050546 | 0.068462 | 0.088371 | 0.10883 | 0.12779 | 0.14276 | 0.15122 | 0.15121 | 0.14193 | 0.12426 | 0.10072 | 0.074961 | 0.050764 | 0.03097 | 0.014793 | 1.4793 | 2.8244 | 2.0236 | 1.4659 | 1.4317 | 0.50208 | 0.2566 | 0.11167 | 0.11593 | 0.24728 | 1.005 | 1.6163 | 3.7231 | - | 0.82034 | 0.54815 | 0.31679 | 0.30216 | 0.11572 | 0.052463 | 0.026336 | 0.020548 | 0.066743 | 0.18971 | 0.49657 | 1.0918 | 1.6126
Retro1Slow | Retro | Secondary Glazing Systems | Commercial | HVAC | 0.013289 | 17.4169 | 110.5316 | SGSWindow-(Apackaged VAV with Electric reheat) | SGSWindow-Small Office (AC with Ele Furnace)-Missoula | 0.00071381 | 0.0014207 | 0.0025117 | 0.0040681 | 0.0061483 | 0.0087679 | 0.011876 | 0.015329 | 0.018878 | 0.022167 | 0.024764 | 0.026232 | 0.026229 | 0.02462 | 0.021554 | 0.017471 | 0.013003 | 0.0088057 | 0.0053721 | 0.0025661 | 0.25661 | 2.5395 | 1.8195 | 1.318 | 1.2873 | 0.45143 | 0.23072 | 0.1004 | 0.10423 | 0.22234 | 0.90361 | 1.4532 | 3.3476 | - | 0.73759 | 0.49285 | 0.28483 | 0.27168 | 0.10405 | 0.047171 | 0.023679 | 0.018475 | 0.060011 | 0.17057 | 0.44648 | 0.98165 | 1.4499
Retro1Slow | Retro | Secondary Glazing Systems | Commercial | HVAC | 0.021705 | 28.4467 | 50.8774 | SGSWindow-(Apackaged VAV with Electric reheat) | SGSWindow-High-rise Office (VAV with Central Chillers / Ele Boilers)-Portland | 0.0034204 | 0.0068078 | 0.012036 | 0.019494 | 0.029461 | 0.042014 | 0.056906 | 0.073455 | 0.090462 | 0.10622 | 0.11866 | 0.1257 | 0.12568 | 0.11797 | 0.10328 | 0.083717 | 0.062308 | 0.042196 | 0.025742 | 0.012296 | 1.2296 | 4.1478 | 2.9718 | 2.1527 | 2.1025 | 0.73732 | 0.37683 | 0.16399 | 0.17024 | 0.36314 | 1.4759 | 2.3735 | 5.4675 | - | 1.2047 | 0.80497 | 0.46521 | 0.44373 | 0.16994 | 0.077043 | 0.038675 | 0.030175 | 0.098014 | 0.27859 | 0.72923 | 1.6033 | 2.3681
Retro1Slow | Retro | Secondary Glazing Systems | Commercial | HVAC | 0.030484 | 39.9523 | 23.7497 | SGSWindow-(Apackaged VAV with Electric reheat) | SGSWindow-High-rise Office (VAV with Central Chillers / Ele Boilers)-Spokane | 0.001087 | 0.0021634 | 0.0038247 | 0.0061947 | 0.0093623 | 0.013351 | 0.018084 | 0.023343 | 0.028747 | 0.033755 | 0.037709 | 0.039944 | 0.03994 | 0.03749 | 0.032822 | 0.026604 | 0.0198 | 0.013409 | 0.0081804 | 0.0039076 | 0.39076 | 5.8254 | 4.1737 | 3.0234 | 2.9528 | 1.0355 | 0.52924 | 0.23031 | 0.2391 | 0.51002 | 2.0728 | 3.3335 | 7.6789 | - | 1.6919 | 1.1305 | 0.65337 | 0.6232 | 0.23867 | 0.1082 | 0.054318 | 0.04238 | 0.13766 | 0.39127 | 1.0242 | 2.2518 | 3.3259
Retro1Slow | Retro | Secondary Glazing Systems | Commercial | HVAC | 0.029046 | 38.067 | 27.0714 | SGSWindow-(Apackaged VAV with Electric reheat) | SGSWindow-High-rise Office (VAV with Central Chillers / Ele Boilers)-Missoula | 0.00019981 | 0.00039768 | 0.00070306 | 0.0011387 | 0.001721 | 0.0024543 | 0.0033242 | 0.0042909 | 0.0052844 | 0.0062049 | 0.0069317 | 0.0073426 | 0.0073418 | 0.0068914 | 0.0060333 | 0.0048903 | 0.0036397 | 0.0024649 | 0.0015037 | 0.0007183 | 0.07183 | 5.5505 | 3.9768 | 2.8807 | 2.8135 | 0.98667 | 0.50427 | 0.21945 | 0.22781 | 0.48596 | 1.975 | 3.1762 | 7.3166 | - | 1.6121 | 1.0772 | 0.62254 | 0.59379 | 0.22741 | 0.1031 | 0.051755 | 0.04038 | 0.13116 | 0.37281 | 0.97585 | 2.1455 | 3.1689
DEI | Retro | Distribution System Efficiency | Utility | Utility Distribution Sytem | 0.00062865 | 4.4347 | -2.4129 | NA | 1 - LDC voltage control method | 0.7943 | 1.2783 | 1.7755 | 2.4371 | 2.8603 | 3.2912 | 3.7303 | 4.011 | 4.2989 | 4.5953 | 4.8988 | 5.212 | 5.271 | 5.3302 | 5.3928 | 5.4472 | 5.5094 | 5.572 | 5.6359 | 5.7011 | 83.0427 | 0.25037 | 0.22874 | 0.26635 | 0.18204 | 0.1893 | 0.18943 | 0.22227 | 0.23932 | 0.21224 | 0.2245 | 0.20132 | 0.24953 | NA | 0.17971 | 0.15761 | 0.1587 | 0.12169 | 0.12451 | 0.11438 | 0.1666 | 0.14918 | 0.16226 | 0.12551 | 0.14012 | 0.17903 | 18.2
DEI | Retro | Distribution System Efficiency | Utility | Utility Distribution Sytem | 0.00037656 | 2.6564 | 3.4417 | NA | 2 - Light system improvements | 0.47579 | 0.76574 | 1.0635 | 1.4599 | 1.7133 | 1.9715 | 2.2345 | 2.4026 | 2.5751 | 2.7526 | 2.9344 | 3.122 | 3.1574 | 3.1928 | 3.2303 | 3.2629 | 3.3001 | 3.3377 | 3.3759 | 3.415 | 49.7433 | 0.14998 | 0.13702 | 0.15955 | 0.10904 | 0.11339 | 0.11347 | 0.13314 | 0.14335 | 0.12713 | 0.13448 | 0.12059 | 0.14947 | NA | 0.10765 | 0.094411 | 0.095061 | 0.072892 | 0.074584 | 0.068516 | 0.099795 | 0.089359 | 0.097194 | 0.075181 | 0.083934 | 0.10724 | 8.9271
DEI | Retro | Distribution System Efficiency | Utility | Utility Distribution Sytem | 0.00041363 | 2.9179 | 59.9026 | NA | 3 - Major system improvements | 0.52262 | 0.84111 | 1.1682 | 1.6036 | 1.8819 | 2.1655 | 2.4544 | 2.6391 | 2.8285 | 3.0236 | 3.2233 | 3.4293 | 3.4682 | 3.5071 | 3.5483 | 3.5841 | 3.625 | 3.6662 | 3.7082 | 3.7511 | 54.6393 | 0.16474 | 0.1505 | 0.17525 | 0.11977 | 0.12455 | 0.12464 | 0.14625 | 0.15746 | 0.13964 | 0.14772 | 0.13246 | 0.16418 | NA | 0.11824 | 0.1037 | 0.10442 | 0.080067 | 0.081925 | 0.07526 | 0.10962 | 0.098154 | 0.10676 | 0.08258 | 0.092195 | 0.11779 | 1.5095
DEI | Retro | Distribution System Efficiency | Utility | Utility Distribution Sytem | 0.00021198 | 1.4954 | 96.7199 | NA | 4 - EOL voltage control method | 0.26784 | 0.43107 | 0.59871 | 0.82182 | 0.9645 | 1.1098 | 1.2579 | 1.3525 | 1.4496 | 1.5496 | 1.6519 | 1.7575 | 1.7774 | 1.7974 | 1.8185 | 1.8368 | 1.8578 | 1.8789 | 1.9005 | 1.9225 | 28.0026 | 0.084428 | 0.077133 | 0.089816 | 0.061384 | 0.063834 | 0.063876 | 0.074952 | 0.0807 | 0.071567 | 0.075705 | 0.067886 | 0.084143 | NA | 0.060599 | 0.053148 | 0.053514 | 0.041034 | 0.041987 | 0.038571 | 0.056179 | 0.050304 | 0.054715 | 0.042322 | 0.04725 | 0.060369 | 0.97905
DEI | Retro | Distribution System Efficiency | Utility | Utility Distribution Sytem | 1.6419e-05 | 0.11583 | 321.62 | NA | A - SCL implement EOL w/ major system improvements | 0.020745 | 0.033388 | 0.046373 | 0.063653 | 0.074704 | 0.085959 | 0.097427 | 0.10476 | 0.11228 | 0.12002 | 0.12795 | 0.13613 | 0.13767 | 0.13921 | 0.14085 | 0.14227 | 0.14389 | 0.14553 | 0.1472 | 0.1489 | 2.1689 | 0.0065393 | 0.0059742 | 0.0069566 | 0.0047544 | 0.0049442 | 0.0049474 | 0.0058053 | 0.0062505 | 0.0055431 | 0.0058636 | 0.0052581 | 0.0065172 | NA | 0.0046936 | 0.0041165 | 0.0041448 | 0.0031782 | 0.003252 | 0.0029874 | 0.0043512 | 0.0038962 | 0.0042379 | 0.003278 | 0.0036597 | 0.0046758 | 0.31114
Retro12Med | Retro | Compressed Air | Industrial | Compressed air | 4771.9535 | 37994402.9688 | 31.9173 | NA | Air Compressor Demand Reduction | 0.40323 | 0.40323 | 0.40323 | 0.40323 | 0.40323 | 0.36291 | 0.29032 | 0.23226 | 0.18581 | 0.14865 | 0.11892 | 0.095133 | 0.076107 | 0.060885 | 0.048708 | 0.038967 | 0.00026578 | 9.4922e-05 | 3.236e-05 | 1.0552e-05 | 3.6867 | 1834955.9448 | 1724132.6236 | 1955565.2109 | 1781810.8633 | 1827541.8579 | 1821717.4073 | 1744289.38 | 1989793.272 | 1713834.3425 | 1947089.6767 | 1682669.8129 | 1713251.5379 | - | 1477275.2132 | 1328815.7671 | 1321654.7705 | 1328068.0827 | 1345224.3258 | 1247066.002 | 1402097.5399 | 1336195.6287 | 1397454.2842 | 1310953.2387 | 1378765.7111 | 1384180.4751 | 2.5354
Retro12Med | Retro | Compressed Air | Industrial | Compressed Air | 0 | 0 | 9999 | NA | Air Compressor Equipment1 | - | - | - | - | - | - | - | - | - | - | - | - | - | - | - | - | - | - | - | - | - | - | - | - | - | - | - | - | - | - | - | - | - | - | - | - | - | - | - | - | - | - | - | - | - | - | 9999
Retro20Fast | Retro | Compressed Air | Industrial | Compressed Air | 2564.2887 | 20416925.3912 | 29.3238 | NA | Air Compressor Equipment2 | 0.43822 | 0.30716 | 0.21263 | 0.1656 | 0.14509 | 0.12555 | 0.10756 | 0.091381 | 0.077098 | 0.064663 | 0.053957 | 0.042021 | 0.032726 | 0.025487 | 0.019849 | 0.015459 | 0.012039 | 0.0093762 | 0.0073022 | 0.005687 | 1.9811 | 986044.1458 | 926491.3879 | 1050855.5442 | 957485.7509 | 982060.0627 | 978930.1972 | 937322.9568 | 1069248.563 | 920957.435 | 1046301.0747 | 904210.6559 | 920644.2553 | - | 793838.446 | 714061.2895 | 710213.2086 | 713659.5088 | 722878.7018 | 670131.6913 | 753440.4709 | 718026.981 | 750945.3401 | 704462.5622 | 740902.724 | 743812.4376 | 2.7158
Retro12Med | Retro | Compressed Air | Industrial | Energy Management | 7522.0836 | 59891002.5623 | 3.1264 | NA | Air Compressor Optimization | 0.63561 | 0.63561 | 0.63561 | 0.63561 | 0.63561 | 0.57205 | 0.45764 | 0.36611 | 0.29289 | 0.23431 | 0.18745 | 0.14996 | 0.11997 | 0.095974 | 0.076779 | 0.061424 | 0.00041896 | 0.00014963 | 5.1009e-05 | 1.6633e-05 | 5.8113 | 2892461.5893 | 2717769.5478 | 3082579.3249 | 2808688.4025 | 2880774.681 | 2871593.5344 | 2749542.8685 | 3136533.4006 | 2701536.2522 | 3069219.2456 | 2652411.2554 | 2700617.5707 | - | 2328645.4494 | 2094627.1633 | 2083339.2042 | 2093448.58 | 2120492.1581 | 1965764.0938 | 2210142.0418 | 2106260.1218 | 2202822.8259 | 2066470.26 | 2173363.819 | 2181899.1721 | 2.4892
Retro20Fast | Retro | Lighting | Industrial | Lighting | 2169.8151 | 17276117.6204 | 35.9438 | NA | HighBay Lighting 1 Shift | 0.3708 | 0.2599 | 0.17992 | 0.14012 | 0.12277 | 0.10624 | 0.091011 | 0.077323 | 0.065238 | 0.054715 | 0.045656 | 0.035557 | 0.027692 | 0.021566 | 0.016796 | 0.013081 | 0.010187 | 0.0079339 | 0.0061789 | 0.0048121 | 1.6763 | 834357.491 | 783965.9442 | 889198.7229 | 810192.3348 | 830986.2934 | 828337.9061 | 793131.2546 | 904762.2787 | 779283.2989 | 885344.8836 | 765112.7359 | 779018.2966 | - | 671719.473 | 604214.7183 | 600958.6014 | 603874.745 | 611675.717 | 567042.9655 | 637536.0612 | 607570.3536 | 635424.7651 | 596092.5973 | 626927.0402 | 629389.1423 | 2.2984
Retro20Fast | Retro | Lighting | Industrial | Lighting | 2058.3987 | 16389017.9239 | 17.8935 | NA | HighBay Lighting 2 Shift | 0.35176 | 0.24656 | 0.17068 | 0.13293 | 0.11647 | 0.10078 | 0.086338 | 0.073353 | 0.061888 | 0.051906 | 0.043312 | 0.033731 | 0.02627 | 0.020459 | 0.015934 | 0.012409 | 0.0096642 | 0.0075265 | 0.0058616 | 0.004565 | 1.5903 | 791514.6316 | 743710.6064 | 843539.8582 | 768590.3158 | 788316.5394 | 785804.1424 | 752405.2934 | 858304.2514 | 739268.407 | 839883.907 | 725825.4787 | 739017.0122 | - | 637227.8034 | 573189.3048 | 570100.384 | 572866.7885 | 580267.1937 | 537926.2592 | 604799.6525 | 576372.6338 | 602796.768 | 565484.241 | 594735.387 | 597071.0643 | 3.9563
Retro20Fast | Retro | Lighting | Industrial | Lighting | 18783.8968 | 149557817.2656 | 6.4053 | NA | HighBay Lighting 3 Shift | 3.21 | 2.25 | 1.5576 | 1.213 | 1.0628 | 0.91969 | 0.78788 | 0.66938 | 0.56476 | 0.47367 | 0.39524 | 0.30781 | 0.23973 | 0.1867 | 0.1454 | 0.11324 | 0.08819 | 0.068683 | 0.05349 | 0.041658 | 14.5119 | 7222958.7635 | 6786723.6148 | 7697714.4423 | 7013763.151 | 7193774.6055 | 7170847.752 | 6866066.8933 | 7832446.7635 | 6746186.3695 | 7664352.097 | 6623513.0633 | 6743892.2687 | - | 5815015.8738 | 5230633.2025 | 5202445.2869 | 5227690.0834 | 5295222.4061 | 4908840.6363 | 5519093.1104 | 5259682.639 | 5500815.8081 | 5160320.721 | 5427251.7571 | 5448565.9567 | 7.3139
Retro20Fast | Retro | Lighting | Industrial | Lighting | 2073.6458 | 16510415.7706 | 6.0489 | NA | Efficient Lighting 1 Shift | 0.35437 | 0.24838 | 0.17195 | 0.13391 | 0.11733 | 0.10153 | 0.086978 | 0.073896 | 0.062346 | 0.05229 | 0.043633 | 0.033981 | 0.026465 | 0.020611 | 0.016052 | 0.012501 | 0.0097358 | 0.0075822 | 0.005905 | 0.0045988 | 1.602 | 797377.5926 | 749219.4701 | 849788.1839 | 774283.4701 | 794155.8112 | 791624.8042 | 757978.561 | 864661.941 | 744744.3662 | 846105.1522 | 731201.8625 | 744491.1092 | - | 641947.9205 | 577435.0716 | 574323.2703 | 577110.1663 | 584565.3883 | 541910.8231 | 609279.5656 | 580641.9803 | 607261.8452 | 569672.9343 | 599140.7513 | 601493.7296 | 7.5117
Retro20Fast | Retro | Lighting | Industrial | Lighting | 1966.3403 | 15656046.4067 | 0.52918 | NA | Efficient Lighting 2 Shift | 0.33603 | 0.23553 | 0.16305 | 0.12698 | 0.11126 | 0.096275 | 0.082477 | 0.070072 | 0.05912 | 0.049585 | 0.041375 | 0.032223 | 0.025095 | 0.019544 | 0.015221 | 0.011854 | 0.009232 | 0.0071899 | 0.0055995 | 0.0043609 | 1.5191 | 756115.4586 | 710449.3888 | 805813.9436 | 734216.3946 | 753060.3958 | 750660.3615 | 718755.2204 | 819918.024 | 706205.8594 | 802321.4988 | 693364.1437 | 705965.7078 | - | 608728.8518 | 547554.3683 | 544603.5943 | 547246.276 | 554315.7104 | 513868.4036 | 577750.9958 | 550595.3282 | 575837.687 | 540193.9007 | 568136.8378 | 570368.0558 | 12.9246
Retro20Fast | Retro | Lighting | Industrial | Lighting | 17878.7747 | 142351214.4364 | -2.9723 | NA | Efficient Lighting 3 Shift | 3.0553 | 2.1416 | 1.4825 | 1.1546 | 1.0116 | 0.87537 | 0.74991 | 0.63713 | 0.53754 | 0.45084 | 0.3762 | 0.29298 | 0.22817 | 0.1777 | 0.13839 | 0.10778 | 0.083941 | 0.065373 | 0.050913 | 0.039651 | 13.8126 | 6874912.797 | 6459698.1039 | 7326791.8674 | 6675797.4981 | 6847134.9087 | 6825312.8101 | 6535218.1419 | 7455031.9681 | 6421114.1889 | 7295037.1222 | 6304352.0268 | 6418930.6319 | - | 5534813.1361 | 4978589.5667 | 4951759.9157 | 4975788.2648 | 5040066.4706 | 4672302.9182 | 5253149.7265 | 5006239.225 | 5235753.1355 | 4911665.167 | 5165733.8466 | 5186020.9988 | 23.807
Retro20Fast | Retro | Lighting | Industrial | Lighting | 5089.6678 | 40524051.7721 | 31.777 | NA | Lighting Controls | 0.86978 | 0.60965 | 0.42204 | 0.32869 | 0.28798 | 0.2492 | 0.21348 | 0.18137 | 0.15303 | 0.12834 | 0.10709 | 0.083405 | 0.064956 | 0.050588 | 0.039398 | 0.030683 | 0.023896 | 0.01861 | 0.014494 | 0.011288 | 3.9321 | 1957126.4159 | 1838924.532 | 2085765.788 | 1900442.9608 | 1949218.7027 | 1943006.4631 | 1860423.3155 | 2122272.7367 | 1827940.5965 | 2076725.9569 | 1794701.1477 | 1827318.989 | - | 1575631.4757 | 1417287.6723 | 1409649.9 | 1416490.2073 | 1434788.7048 | 1330095.0477 | 1495448.5097 | 1425158.8815 | 1490496.1083 | 1398235.8654 | 1470563.2591 | 1476338.5355 | 2.5446
retro5med | Retro | Motors | Industrial | Motors | 2744.1038 | 21848617.8053 | 52.65 | NA | Motors: Rewind 20-50 HP | 0.091161 | 0.11193 | 0.13697 | 0.159 | 0.18136 | 0.21203 | 0.2326 | 0.23762 | 0.22393 | 0.19249 | 0.14895 | 0.10222 | 0.061171 | 0.031321 | 0.013438 | 0.004721 | 0.0013244 | 0.00028866 | 4.7447e-05 | 5.6953e-06 | 2.12 | 1055188.3434 | 991459.5781 | 1124544.4999 | 1024627.3533 | 1050924.8852 | 1047575.5446 | 1003050.6872 | 1144227.2891 | 985537.5688 | 1119670.6582 | 967616.4583 | 985202.428 | - | 849504.6376 | 764133.2818 | 760015.3626 | 763703.3271 | 773568.996 | 717123.2162 | 806273.8425 | 768377.0588 | 803603.7461 | 753861.4647 | 792856.9134 | 795970.6644 | 1.6561
retro5med | Retro | Motors | Industrial | Motors | 1433.1837 | 11411041.7182 | 46.4561 | NA | Motors: Rewind 51-100 HP | 0.047611 | 0.058459 | 0.071537 | 0.083043 | 0.094721 | 0.11074 | 0.12148 | 0.1241 | 0.11695 | 0.10053 | 0.077795 | 0.053389 | 0.031948 | 0.016358 | 0.0070183 | 0.0024657 | 0.0006917 | 0.00015076 | 2.4781e-05 | 2.9745e-06 | 1.1072 | 551101.1413 | 517817.0404 | 587324.302 | 535139.8234 | 548874.4329 | 547125.1476 | 523870.8159 | 597604.1802 | 514724.1081 | 584778.8041 | 505364.3151 | 514549.0716 | - | 443677.1674 | 399089.6282 | 396938.9316 | 398865.0725 | 404017.6895 | 374537.3282 | 421098.6954 | 401306.0575 | 419704.164 | 393724.8892 | 414091.335 | 415717.5771 | 1.8475
retro5med | Retro | Motors | Industrial | Motors | 2142.7425 | 17060564.8932 | 31.7266 | NA | Motors: Rewind 101-200 HP | 0.071183 | 0.087401 | 0.10695 | 0.12416 | 0.14162 | 0.16557 | 0.18163 | 0.18555 | 0.17486 | 0.1503 | 0.11631 | 0.079822 | 0.047766 | 0.024457 | 0.010493 | 0.0036864 | 0.0010342 | 0.0002254 | 3.7049e-05 | 4.4472e-06 | 1.6554 | 823947.2798 | 774184.4643 | 878104.2621 | 800083.6303 | 820618.1444 | 818002.8008 | 783235.4198 | 893473.6326 | 769560.2439 | 874298.5068 | 755566.486 | 769298.5481 | - | 663338.4833 | 596675.98 | 593460.4893 | 596340.2485 | 604043.8884 | 559968.0161 | 629581.5751 | 599989.7472 | 627496.6215 | 588655.198 | 619104.922 | 621536.3047 | 2.5479
retro5med | Retro | Motors | Industrial | Motors | 1803.7985 | 14361885.0645 | 17.5897 | NA | Motors: Rewind 201-500 HP | 0.059923 | 0.073576 | 0.090036 | 0.10452 | 0.11922 | 0.13938 | 0.1529 | 0.1562 | 0.1472 | 0.12653 | 0.097913 | 0.067195 | 0.04021 | 0.020588 | 0.0088331 | 0.0031033 | 0.00087057 | 0.00018975 | 3.1189e-05 | 3.7437e-06 | 1.3936 | 693613.383 | 651722.1654 | 739203.6879 | 673524.5411 | 690810.858 | 688609.2156 | 659341.4197 | 752141.8957 | 647829.415 | 735999.9358 | 636049.2222 | 647609.1148 | - | 558410.0594 | 502292.3859 | 499585.5291 | 502009.7612 | 508494.8215 | 471390.9731 | 529992.8975 | 505081.9738 | 528237.7467 | 495540.3499 | 521173.4657 | 523220.2466 | 4.0049
retro5med | Retro | Motors | Industrial | Motors | 2367.0014 | 18846119.4331 | 10.9817 | NA | Motors: Rewind 501-5000 HP | 0.078633 | 0.096549 | 0.11815 | 0.13715 | 0.15644 | 0.18289 | 0.20064 | 0.20497 | 0.19316 | 0.16603 | 0.12848 | 0.088176 | 0.052765 | 0.027017 | 0.011591 | 0.0040722 | 0.0011424 | 0.00024899 | 4.0927e-05 | 4.9126e-06 | 1.8287 | 910181.4001 | 855210.4206 | 970006.4389 | 883820.187 | 906503.8382 | 903614.7735 | 865208.6469 | 986984.364 | 850102.2304 | 965802.3742 | 834643.8892 | 849813.1456 | - | 732763.3264 | 659123.9418 | 655571.9187 | 658753.0727 | 667262.9737 | 618574.1314 | 695473.4284 | 662784.5271 | 693170.2642 | 650263.7067 | 683900.2914 | 686586.142 | 5.466
Retro12Med | Retro | Fans | Industrial | Fans | 2616.7262 | 22270069.2322 | 24.3807 | NA | Efficient Centrifugal Fan | 0.23635 | 0.23635 | 0.23635 | 0.23635 | 0.23635 | 0.21271 | 0.17017 | 0.13614 | 0.10891 | 0.087128 | 0.069702 | 0.055762 | 0.044609 | 0.035687 | 0.02855 | 0.02284 | 0.00015579 | 5.5638e-05 | 1.8967e-05 | 6.185e-06 | 2.1609 | 1014662.7942 | 944837.0874 | 1094789.6248 | 970600.545 | 1049794.4384 | 1057241.1252 | 1011883.3012 | 1266942.4468 | 1059268.9061 | 1044632.0068 | 874934.6662 | 865071.212 | - | 886569.3851 | 792675.6293 | 806044.7588 | 793716.863 | 843593.9071 | 793670.8818 | 900841.642 | 941739.9512 | 945723.4225 | 778507.7065 | 776876.2774 | 755450.6535 | 3.1319
retro5med | Retro | Fans | Industrial | Energy Management | 10348.5877 | 83386927.0459 | 23.9201 | NA | Fan Energy Management | 0.34792 | 0.42719 | 0.52276 | 0.60684 | 0.69218 | 0.80924 | 0.88775 | 0.9069 | 0.85464 | 0.73464 | 0.56849 | 0.39014 | 0.23347 | 0.11954 | 0.051286 | 0.018018 | 0.0050547 | 0.0011017 | 0.00018109 | 2.1737e-05 | 8.0912 | 3240300.8102 | 3506013.3913 | 3695941.7593 | 3453089.3075 | 3611541.6218 | 4316378.6008 | 4392362.3166 | 4931727.3257 | 4250951.6747 | 5613181.7425 | 3751876.9294 | 3531370.882 | - | 2465286.9375 | 2635964.4383 | 2430798.2038 | 2488330.2351 | 2557915.7914 | 2857130.234 | 3452566.0909 | 3297948.9792 | 3406590.3016 | 3757123.2434 | 2986796.5365 | 2755739.6923 | 3.1971
retro5med | Retro | Fans | Industrial | Fans | 29366.9044 | 233819966.7277 | 38.3989 | NA | Fan Equipment Upgrade | 0.97558 | 1.1979 | 1.4658 | 1.7016 | 1.9409 | 2.2691 | 2.4893 | 2.543 | 2.3964 | 2.0599 | 1.5941 | 1.094 | 0.65465 | 0.33519 | 0.14381 | 0.050523 | 0.014173 | 0.0030892 | 0.00050777 | 6.095e-05 | 22.688 | 11292435.3179 | 10610421.5668 | 12034672.3941 | 10965377.1137 | 11246808.5564 | 11210964.5181 | 10734467.5249 | 12245314.0539 | 10547045.2918 | 11982513.419 | 10355256.7991 | 10543458.6752 | - | 9091245.3992 | 8177616.5482 | 8133547.3205 | 8173015.2506 | 8278595.8597 | 7674523.3063 | 8628597.2278 | 8223032.6848 | 8600022.3375 | 8067689.415 | 8485011.6729 | 8518334.4742 | 2.1745
retro5med | Retro | Fans | Industrial | Energy Management | 34373.6869 | 247246747.4581 | 12.7345 | NA | Fan System Optimization | 1.0316 | 1.2666 | 1.55 | 1.7993 | 2.0523 | 2.3994 | 2.6322 | 2.689 | 2.5341 | 2.1782 | 1.6856 | 1.1568 | 0.69224 | 0.35444 | 0.15207 | 0.053424 | 0.014987 | 0.0032666 | 0.00053693 | 6.445e-05 | 23.9908 | 12807730.0195 | 12092138.5662 | 13815340.4846 | 12150133.7533 | 11940494.6405 | 11892855.906 | 10225703.1516 | 12764532.2105 | 11703825.5134 | 13376685.9959 | 11756142.3858 | 12533775.2344 | - | 9250141.5114 | 8438990.0607 | 8600598.1602 | 8285296.4197 | 8032797.9214 | 7463763.4105 | 7425644.0612 | 7851175.4849 | 8742637.5137 | 8208568.1637 | 8763021.8736 | 9124755.0156 | 2.3765
retro5med | Retro | Pumps | Industrial | Energy Management | 14962.4246 | 127340122.0485 | 24.2923 | NA | Pump Energy Management | 0.53131 | 0.65236 | 0.7983 | 0.9267 | 1.057 | 1.2358 | 1.3557 | 1.3849 | 1.3051 | 1.1219 | 0.86815 | 0.59579 | 0.35652 | 0.18255 | 0.078319 | 0.027515 | 0.007719 | 0.0016824 | 0.00027654 | 3.3194e-05 | 12.3561 | 5801835.7601 | 5402572.788 | 6260000.4958 | 5549888.0842 | 6002718.2906 | 6045298.401 | 5785942.6361 | 7244369.2978 | 6056893.2398 | 5973199.5375 | 5002871.164 | 4946471.9921 | - | 5069398.4164 | 4532514.4852 | 4608959.087 | 4538468.2534 | 4823664.8914 | 4538205.3328 | 5151007.0957 | 5384863.3823 | 5407640.8469 | 4451502.3879 | 4442173.8857 | 4319662.297 | 3.1408
Retro12Med | Retro | Pumps | Industrial | Pumps | 40450.4362 | 344259946.6868 | 45.8012 | NA | Pump Equipment Upgrade | 3.6536 | 3.6536 | 3.6536 | 3.6536 | 3.6536 | 3.2882 | 2.6306 | 2.1045 | 1.6836 | 1.3469 | 1.0775 | 0.86199 | 0.68959 | 0.55167 | 0.44134 | 0.35307 | 0.0024082 | 0.00086007 | 0.00029321 | 9.5611e-05 | 33.4042 | 15685077.392 | 14605682.7184 | 16923711.0996 | 15003944.9094 | 16228156.8877 | 16343270.8541 | 15642110.8399 | 19584920.6685 | 16374617.1298 | 16148353.8827 | 13525102.1634 | 13372628.8061 | - | 13704956.4623 | 12253507.9276 | 12460173.4635 | 12269603.7496 | 13040623.7377 | 12268892.9521 | 13925582.9162 | 14557805.9065 | 14619384.0535 | 12034494.314 | 12009275.0068 | 11678068.8454 | 1.8534
retro5med | Retro | Pumps | Industrial | Energy Management | 43771.1945 | 352699858.7236 | -15.9503 | NA | Pump System Optimization | 1.4716 | 1.8069 | 2.2111 | 2.5667 | 2.9277 | 3.4228 | 3.7549 | 3.8359 | 3.6149 | 3.1073 | 2.4045 | 1.6502 | 0.98748 | 0.50561 | 0.21692 | 0.07621 | 0.02138 | 0.0046598 | 0.00076594 | 9.1938e-05 | 34.2232 | 13705429.3577 | 14829308.0413 | 15632643.8994 | 14605456.2036 | 15275658.4865 | 18256892.0168 | 18578278.6753 | 20859619.0395 | 17980157.1809 | 23741951.8585 | 15869231.6629 | 14936562.0645 | - | 10427370.1569 | 11149281.0437 | 10281493.9157 | 10524835.8881 | 10819160.3912 | 12084741.1649 | 14603243.1657 | 13949262.5551 | 14408780.377 | 15891421.8821 | 12633187.8843 | 11655891.8119 | 2.2869
retro5med | Retro | Transformers | Industrial | Transformers | 0 | 0 | 9999 | NA | Transformers-Retrofit | - | - | - | - | - | - | - | - | - | - | - | - | - | - | - | - | - | - | - | - | - | - | - | - | - | - | - | - | - | - | - | - | - | - | - | - | - | - | - | - | - | - | - | - | - | - | 9999
Retro5Med | Retro | Transformers | Industrial | Transformers | 0 | 0 | 9999 | NA | Transformers-New | - | - | - | - | - | - | - | - | - | - | - | - | - | - | - | - | - | - | - | - | - | - | - | - | - | - | - | - | - | - | - | - | - | - | - | - | - | - | - | - | - | - | - | - | - | - | 9999
Retro12Med | Retro | Belts | Industrial | Misc | 0 | 0 | 9999 | NA | Synchronous Belts | - | - | - | - | - | - | - | - | - | - | - | - | - | - | - | - | - | - | - | - | - | - | - | - | - | - | - | - | - | - | - | - | - | - | - | - | - | - | - | - | - | - | - | - | - | - | 9999
Retro12Med | Retro | Hi-Tech | Industrial | Hi-Tech | 165.697 | 1319283.3049 | 43.8181 | NA | Elec Chip Fab: Eliminate Exhaust | 0.014001 | 0.014001 | 0.014001 | 0.014001 | 0.014001 | 0.012601 | 0.010081 | 0.0080648 | 0.0064518 | 0.0051615 | 0.0041292 | 0.0033033 | 0.0026427 | 0.0021141 | 0.0016913 | 0.001353 | 9.2288e-06 | 3.296e-06 | 1.1236e-06 | 3.664e-07 | 0.12801 | 63715.3516 | 59867.2227 | 67903.2787 | 61869.9898 | 63457.9115 | 63255.6686 | 60567.1277 | 69091.783 | 59509.6345 | 67608.9819 | 58427.5056 | 59489.3978 | - | 51295.5692 | 46140.5976 | 45891.9456 | 46114.6356 | 46710.3535 | 43301.9926 | 48685.1676 | 46396.8492 | 48523.9394 | 45520.3553 | 47875.0143 | 48063.0316 | 1.9432
Retro12Med | Retro | Hi-Tech | Industrial | Hi-Tech | 5280.919 | 42046798.547 | -76.3122 | NA | Elec Chip Fab: Exhaust Injector | 0.44624 | 0.44624 | 0.44624 | 0.44624 | 0.44624 | 0.40161 | 0.32129 | 0.25703 | 0.20563 | 0.1645 | 0.1316 | 0.10528 | 0.084224 | 0.067379 | 0.053903 | 0.043123 | 0.00029413 | 0.00010505 | 3.5811e-05 | 1.1678e-05 | 4.0799 | 2030668.1228 | 1908024.6412 | 2164141.2956 | 1971854.7092 | 2022463.2664 | 2016017.5934 | 1930331.2709 | 2202020.0429 | 1896627.9692 | 2154761.7805 | 1862139.5026 | 1895983.004 | - | 1634837.9875 | 1470544.1986 | 1462619.4266 | 1469716.7679 | 1488702.8565 | 1380075.1917 | 1551642.0366 | 1478711.1793 | 1546503.542 | 1450776.4941 | 1525821.6887 | 1531813.979 | 3.2682
Retro12Med | Retro | Hi-Tech | Industrial | Hi-Tech | 5919.8707 | 47134146.1172 | -54.5618 | NA | Elec Chip Fab: Solidstate Chiller | 0.50023 | 0.50023 | 0.50023 | 0.50023 | 0.50023 | 0.4502 | 0.36016 | 0.28813 | 0.2305 | 0.1844 | 0.14752 | 0.11802 | 0.094415 | 0.075532 | 0.060425 | 0.04834 | 0.00032972 | 0.00011776 | 4.0144e-05 | 1.3091e-05 | 4.5735 | 2276363.75 | 2138881.3261 | 2425986.1766 | 2210434.354 | 2267166.1675 | 2259940.6163 | 2163886.8908 | 2468447.9685 | 2126105.7422 | 2415471.8104 | 2087444.4295 | 2125382.741 | - | 1832641.1343 | 1648469.028 | 1639585.4179 | 1647541.4843 | 1668824.7473 | 1547053.9491 | 1739379.0967 | 1657624.1521 | 1733618.8827 | 1626309.5793 | 1710434.6801 | 1717151.9926 | 2.7488
Retro12Med | Retro | Hi-Tech | Industrial | Hi-Tech | 1360.0992 | 10829140.7369 | -22.1485 | NA | Elec Chip Fab: Reduce Gas Pressure | 0.11493 | 0.11493 | 0.11493 | 0.11493 | 0.11493 | 0.10344 | 0.082748 | 0.066198 | 0.052959 | 0.042367 | 0.033894 | 0.027115 | 0.021692 | 0.017354 | 0.013883 | 0.011106 | 7.5753e-05 | 2.7055e-05 | 9.2232e-06 | 3.0076e-06 | 1.0508 | 522997.9844 | 491411.1914 | 557373.9613 | 507850.6069 | 520884.8261 | 519224.7448 | 497156.2574 | 567129.6216 | 488475.9819 | 554958.2699 | 479593.4873 | 488309.8712 | - | 421052.0482 | 378738.2307 | 376697.2079 | 378525.1261 | 383414.9877 | 355437.9642 | 399624.9553 | 380841.6342 | 398301.5374 | 373647.0641 | 392974.9321 | 394518.2448 | 9999
Retro5Med | Retro | Hi-Tech | Industrial | Hi-Tech | 3505.7412 | 27912792.0874 | 2.6326 | NA | Clean Room: Change Filter Strategy | 0.11646 | 0.143 | 0.17499 | 0.20313 | 0.2317 | 0.27088 | 0.29716 | 0.30357 | 0.28608 | 0.24591 | 0.1903 | 0.1306 | 0.07815 | 0.040014 | 0.017167 | 0.0060313 | 0.001692 | 0.00036878 | 6.0616e-05 | 7.276e-06 | 2.7084 | 1348060.2346 | 1266643.2867 | 1436666.4793 | 1309016.9151 | 1342613.4358 | 1338334.4719 | 1281451.556 | 1461812.3081 | 1259077.5993 | 1430439.8826 | 1236182.4103 | 1258649.4387 | - | 1085288.1651 | 976221.6361 | 970960.7715 | 975672.3457 | 988276.2719 | 916163.7324 | 1030058.4839 | 981643.2911 | 1026647.2911 | 963098.8338 | 1012917.6306 | 1016895.6161 | 10.1401
Retro5Med | Retro | Hi-Tech | Industrial | Hi-Tech | 947.803 | 7546428.9387 | 11.2049 | NA | Clean Room: Clean Room HVAC | 0.031487 | 0.03866 | 0.047309 | 0.054918 | 0.062641 | 0.073235 | 0.08034 | 0.082073 | 0.077344 | 0.066484 | 0.051448 | 0.035308 | 0.021128 | 0.010818 | 0.0046414 | 0.0016306 | 0.00045744 | 9.9701e-05 | 1.6388e-05 | 1.9671e-06 | 0.73224 | 364458.0139 | 342446.3423 | 388413.3648 | 353902.3649 | 362985.4317 | 361828.5823 | 346449.867 | 395211.7248 | 340400.903 | 386729.9585 | 334211.02 | 340285.1466 | - | 293415.6494 | 263928.7099 | 262506.3964 | 263780.2052 | 267187.7695 | 247691.6133 | 278483.8982 | 265394.4943 | 277561.6572 | 260380.8636 | 273849.7423 | 274925.22 | 5.3994
Retro5Med | Retro | Hi-Tech | Industrial | Energy Management | 1492.5538 | 11883747.7526 | 7.9939 | NA | Clean Room: Chiller Optimize | 0.049583 | 0.060881 | 0.0745 | 0.086483 | 0.098645 | 0.11533 | 0.12652 | 0.12924 | 0.1218 | 0.1047 | 0.081018 | 0.055601 | 0.033272 | 0.017036 | 0.007309 | 0.0025678 | 0.00072036 | 0.000157 | 2.5807e-05 | 3.0977e-06 | 1.1531 | 573930.6814 | 539267.776 | 611654.3981 | 557308.1609 | 571611.7309 | 569789.981 | 545572.3312 | 622360.1235 | 536046.7181 | 609003.4521 | 526299.1926 | 535864.4306 | - | 462056.6353 | 415622.043 | 413382.2532 | 415388.1851 | 420754.2509 | 390052.6562 | 438542.8428 | 417930.2887 | 437090.5426 | 410035.068 | 431245.2004 | 432938.8101 | 6.5457
Retro12Med | Retro | Food Processing | Industrial | Low & Med Temp Refr | 14759.2275 | 141281303.1216 | 47.3558 | NA | Food: Cooling and Storage | 1.4994 | 1.4994 | 1.4994 | 1.4994 | 1.4994 | 1.3495 | 1.0796 | 0.86365 | 0.69092 | 0.55274 | 0.44219 | 0.35375 | 0.283 | 0.2264 | 0.18112 | 0.1449 | 0.00098831 | 0.00035297 | 0.00012033 | 3.9238e-05 | 13.7088 | 5481106.9482 | 5065217.2869 | 6039581.0182 | 5946591.1308 | 6689517.8068 | 7498357.2157 | 8864346.6347 | 9581916.1832 | 7853979.5111 | 7839965.8709 | 6036895.3209 | 5604799.388 | - | 4301068.206 | 3807355.7055 | 3905516.5254 | 4224414.844 | 4682257.118 | 4820696.4421 | 6748801.6514 | 6060092.2103 | 6088475.4008 | 4994079.2039 | 4775015.4471 | 4371256.0517 | 1.7852
Retro12Med | Retro | Food Storage | Industrial | Energy Management | 7955.9682 | 76157749.8657 | 27.4621 | NA | Food: Refrig Storage Tuneup | 0.80825 | 0.80825 | 0.80825 | 0.80825 | 0.80825 | 0.72742 | 0.58194 | 0.46555 | 0.37244 | 0.29795 | 0.23836 | 0.19069 | 0.15255 | 0.12204 | 0.097633 | 0.078107 | 0.00053275 | 0.00019027 | 6.4864e-05 | 2.1151e-05 | 7.3897 | 2954593.1608 | 2730407.6522 | 3255638.8589 | 3205512.6183 | 3605987.5765 | 4041992.823 | 4778330.0325 | 5165136.2197 | 4233691.1809 | 4226137.1219 | 3254191.1326 | 3021269.626 | - | 2318492.7471 | 2052356.8021 | 2105270.4361 | 2277172.7179 | 2523972.8012 | 2598598.581 | 3637944.5595 | 3266695.4262 | 3281995.3978 | 2692060.6366 | 2573974.2201 | 2356327.5368 | 2.8487
RetroEven20 | Retro | Metals | Industrial | Metals | 297.2946 | 2367066.5077 | -2055.3294 | NA | Metal: New Arc Furnace | 0.011484 | 0.011484 | 0.011484 | 0.011484 | 0.011484 | 0.011484 | 0.011484 | 0.011484 | 0.011484 | 0.011484 | 0.011484 | 0.011484 | 0.011484 | 0.011484 | 0.011484 | 0.011484 | 0.011484 | 0.011484 | 0.011484 | 0.011484 | 0.22968 | 114318.4896 | 107414.1523 | 121832.4951 | 111007.5297 | 113856.589 | 113493.7234 | 108669.9263 | 123964.917 | 106772.5653 | 121304.4659 | 104831.0026 | 106736.2563 | - | 92034.8369 | 82785.754 | 82339.621 | 82739.173 | 83808.0138 | 77692.7109 | 87351.2378 | 83245.5223 | 87061.9611 | 81672.9113 | 85897.6555 | 86234.9975 | 141.7801
RetroEven20 | Retro | Pulp | Industrial | Pulp | 2453.122 | 19531813.505 | 34.7544 | NA | Mech Pulp: Refiner Replacement | 0.094761 | 0.094761 | 0.094761 | 0.094761 | 0.094761 | 0.094761 | 0.094761 | 0.094761 | 0.094761 | 0.094761 | 0.094761 | 0.094761 | 0.094761 | 0.094761 | 0.094761 | 0.094761 | 0.094761 | 0.094761 | 0.094761 | 0.094761 | 1.8952 | 943297.2887 | 886326.2541 | 1005298.9917 | 915976.9535 | 939485.923 | 936491.743 | 896688.2542 | 1022894.6388 | 881032.2085 | 1000941.967 | 865011.4335 | 880732.6056 | - | 759424.0652 | 683105.3976 | 679424.1382 | 682721.0348 | 691540.5587 | 641080.2296 | 720777.4179 | 686899.169 | 718390.4556 | 673922.7931 | 708783.2057 | 711566.7779 | 1.6788
RetroEven20 | Retro | Pulp | Industrial | Pulp | 38.5878 | 307237.1722 | 27.1409 | NA | Mech Pulp: Premium Process | 0.0014906 | 0.0014906 | 0.0014906 | 0.0014906 | 0.0014906 | 0.0014906 | 0.0014906 | 0.0014906 | 0.0014906 | 0.0014906 | 0.0014906 | 0.0014906 | 0.0014906 | 0.0014906 | 0.0014906 | 0.0014906 | 0.0014906 | 0.0014906 | 0.0014906 | 0.0014906 | 0.029812 | 14838.1507 | 13941.9912 | 15813.443 | 14408.3993 | 14778.1975 | 14731.0988 | 14104.9864 | 16090.2241 | 13858.7154 | 15744.9066 | 13606.7072 | 13854.0026 | - | 11945.8084 | 10745.309 | 10687.4024 | 10739.2629 | 10877.9948 | 10084.2493 | 11337.8932 | 10804.9853 | 11300.3461 | 10600.8658 | 11149.2232 | 11193.009 | 2.8888
RetroEven20 | Retro | Pulp | Industrial | Pulp | 161.9538 | 1289479.8152 | 42.6786 | NA | Mech Pulp: Refiner Plate Improvement | 0.006256 | 0.006256 | 0.006256 | 0.006256 | 0.006256 | 0.006256 | 0.006256 | 0.006256 | 0.006256 | 0.006256 | 0.006256 | 0.006256 | 0.006256 | 0.006256 | 0.006256 | 0.006256 | 0.006256 | 0.006256 | 0.006256 | 0.006256 | 0.12512 | 62275.9793 | 58514.7823 | 66369.2984 | 60472.3055 | 62024.355 | 61826.6808 | 59198.8759 | 67530.9535 | 58165.2722 | 66081.6499 | 57107.5893 | 58145.4926 | - | 50136.7681 | 45098.2507 | 44855.2159 | 45072.8753 | 45655.1355 | 42323.7717 | 47585.3372 | 45348.7134 | 47427.7512 | 44492.0201 | 46793.4858 | 46977.2557 | 1.9876
RetroEven20 | Retro | Pulp | Industrial | Pulp | 887.4101 | 7065579.51 | 5.0845 | NA | Kraft: Effluent Treatment System | 0.034279 | 0.034279 | 0.034279 | 0.034279 | 0.034279 | 0.034279 | 0.034279 | 0.034279 | 0.034279 | 0.034279 | 0.034279 | 0.034279 | 0.034279 | 0.034279 | 0.034279 | 0.034279 | 0.034279 | 0.034279 | 0.034279 | 0.034279 | 0.68559 | 341235.185 | 320626.0708 | 363664.1296 | 331352.1293 | 339856.434 | 338773.2977 | 324374.4957 | 370029.3062 | 318710.9645 | 362087.9879 | 312915.4934 | 318602.584 | - | 274719.555 | 247111.4881 | 245779.8027 | 246972.4459 | 250162.8843 | 231908.9998 | 260739.2372 | 248483.8744 | 259875.7602 | 243789.7063 | 256400.3642 | 257407.3137 | 8.1048
RetroEven20 | Retro | Pulp | Industrial | Pulp | 7284.0305 | 57995617.7263 | 6.8677 | NA | Kraft: Efficient Agitator | 0.28137 | 0.28137 | 0.28137 | 0.28137 | 0.28137 | 0.28137 | 0.28137 | 0.28137 | 0.28137 | 0.28137 | 0.28137 | 0.28137 | 0.28137 | 0.28137 | 0.28137 | 0.28137 | 0.28137 | 0.28137 | 0.28137 | 0.28137 | 5.6274 | 2800923.1678 | 2631759.647 | 2985024.2022 | 2719801.171 | 2789606.1179 | 2780715.5293 | 2662527.4299 | 3037270.7804 | 2616040.0904 | 2972086.9324 | 2568469.7641 | 2615150.4826 | - | 2254950.2517 | 2028337.9982 | 2017407.2718 | 2027196.7137 | 2053384.4372 | 1903553.0889 | 2140197.1497 | 2039602.8056 | 2133109.5668 | 2001072.183 | 2104582.8561 | 2112848.0888 | 7.0724
RetroEven20 | Retro | Paper | Industrial | Paper | 3918.5514 | 31199596.2336 | 22.6647 | NA | Paper: Efficient Pulp Screen | 0.15137 | 0.15137 | 0.15137 | 0.15137 | 0.15137 | 0.15137 | 0.15137 | 0.15137 | 0.15137 | 0.15137 | 0.15137 | 0.15137 | 0.15137 | 0.15137 | 0.15137 | 0.15137 | 0.15137 | 0.15137 | 0.15137 | 0.15137 | 3.0274 | 1506797.8468 | 1415793.8408 | 1605837.7082 | 1463157.0746 | 1500709.6733 | 1495926.8503 | 1432345.8225 | 1633944.524 | 1407337.2739 | 1598877.9135 | 1381746.1167 | 1406858.6964 | - | 1213083.6801 | 1091174.2826 | 1085293.9375 | 1090560.3118 | 1104648.3832 | 1024044.4039 | 1151350.5597 | 1097234.3516 | 1147537.6902 | 1076506.236 | 1132191.3262 | 1136637.7299 | 3.3227
RetroEven20 | Retro | Paper | Industrial | Paper | 4744.8795 | 37778839.5433 | 22.8072 | NA | Paper: Premium Fan | 0.18329 | 0.18329 | 0.18329 | 0.18329 | 0.18329 | 0.18329 | 0.18329 | 0.18329 | 0.18329 | 0.18329 | 0.18329 | 0.18329 | 0.18329 | 0.18329 | 0.18329 | 0.18329 | 0.18329 | 0.18329 | 0.18329 | 0.18329 | 3.6658 | 1824545.217 | 1714350.6582 | 1944470.1994 | 1771701.6571 | 1817173.1943 | 1811381.7891 | 1734393.0541 | 1978504.0656 | 1704110.805 | 1936042.7517 | 1673123.0892 | 1703531.307 | - | 1468893.8075 | 1321276.6546 | 1314156.2863 | 1320533.2122 | 1337592.1184 | 1239990.7015 | 1394142.659 | 1328614.6462 | 1389525.7471 | 1303515.4703 | 1370943.2047 | 1376327.2478 | 3.3069
RetroEven20 | Retro | Paper | Industrial | Paper | 967.0405 | 7699598.7517 | 153.8453 | NA | Paper: Material Handling | 0.037355 | 0.037355 | 0.037355 | 0.037355 | 0.037355 | 0.037355 | 0.037355 | 0.037355 | 0.037355 | 0.037355 | 0.037355 | 0.037355 | 0.037355 | 0.037355 | 0.037355 | 0.037355 | 0.037355 | 0.037355 | 0.037355 | 0.037355 | 0.74711 | 371855.4155 | 349396.9732 | 396296.988 | 361085.5186 | 370352.9443 | 369172.6144 | 353481.7574 | 403233.3343 | 347310.0176 | 394579.4136 | 340994.4986 | 347191.9118 | - | 299371.1046 | 269285.669 | 267834.4868 | 269134.1501 | 272610.8777 | 252719.0081 | 284136.2839 | 270781.2044 | 283195.3241 | 265665.8121 | 279408.0685 | 280505.3752 | 0.61502
RetroEven20 | Retro | Paper | Industrial | Paper | 1477.3878 | 11762995.3449 | 182.4029 | NA | Paper: Large Material Handling | 0.057069 | 0.057069 | 0.057069 | 0.057069 | 0.057069 | 0.057069 | 0.057069 | 0.057069 | 0.057069 | 0.057069 | 0.057069 | 0.057069 | 0.057069 | 0.057069 | 0.057069 | 0.057069 | 0.057069 | 0.057069 | 0.057069 | 0.057069 | 1.1414 | 568098.8922 | 533788.2014 | 605439.293 | 551645.2754 | 565803.5049 | 564000.266 | 540028.6951 | 616036.236 | 530599.8731 | 602815.2837 | 520951.3936 | 530419.4379 | - | 457361.6138 | 411398.8499 | 409181.8188 | 411167.3682 | 416478.9086 | 386089.2771 | 434086.7482 | 413683.6411 | 432649.205 | 405868.6448 | 426863.2581 | 428539.6588 | 0.52235
RetroEven20 | Retro | Paper | Industrial | Paper | 3805.6328 | 30300535.313 | 73.8061 | NA | Paper: Premium Control Large Material | 0.14701 | 0.14701 | 0.14701 | 0.14701 | 0.14701 | 0.14701 | 0.14701 | 0.14701 | 0.14701 | 0.14701 | 0.14701 | 0.14701 | 0.14701 | 0.14701 | 0.14701 | 0.14701 | 0.14701 | 0.14701 | 0.14701 | 0.14701 | 2.9401 | 1463377.3151 | 1374995.7194 | 1559563.2014 | 1420994.114 | 1457464.5809 | 1452819.5818 | 1391070.7321 | 1586860.0792 | 1366782.8406 | 1552803.9631 | 1341929.1291 | 1366318.0539 | - | 1178126.9415 | 1059730.5374 | 1054019.6428 | 1059134.2591 | 1072816.3625 | 994535.102 | 1118172.7492 | 1065615.9768 | 1114469.7529 | 1045485.1715 | 1099565.6163 | 1103883.8905 | 1.2232
RetroEven20 | Retro | Material Handling | Industrial | Material Handling | 0 | 0 | 9999 | NA | Material Handling1 | - | - | - | - | - | - | - | - | - | - | - | - | - | - | - | - | - | - | - | - | - | - | - | - | - | - | - | - | - | - | - | - | - | - | - | - | - | - | - | - | - | - | - | - | - | - | 9999
Retro5Med | Retro | Material Handling | Industrial | Material Handling | 8477.9006 | 60980754.205 | 75.9598 | NA | Material Handling2 | 0.25443 | 0.31241 | 0.38229 | 0.44378 | 0.50619 | 0.5918 | 0.64921 | 0.66321 | 0.625 | 0.53724 | 0.41574 | 0.28531 | 0.17073 | 0.087419 | 0.037506 | 0.013177 | 0.0036965 | 0.00080566 | 0.00013243 | 1.5896e-05 | 5.9171 | 3158889.0219 | 2982396.0772 | 3407405.3188 | 2996699.9671 | 2944994.732 | 2933245.1499 | 2522059.8324 | 3148234.7464 | 2886622.8342 | 3299215.9015 | 2899526.2288 | 3091321.0171 | - | 2281448.0339 | 2081386.2424 | 2121245.144 | 2043479.3569 | 1981203.3147 | 1840857.0655 | 1831455.3375 | 1936408.0919 | 2156277.6247 | 2024555.1568 | 2161305.2081 | 2250522.8016 | 1.2139
RetroEven20 | Retro | Material Handling | Industrial | Material Handling | 0 | 0 | 9999 | NA | Material Handling VFD1 | - | - | - | - | - | - | - | - | - | - | - | - | - | - | - | - | - | - | - | - | - | - | - | - | - | - | - | - | - | - | - | - | - | - | - | - | - | - | - | - | - | - | - | - | - | - | 9999
Retro5Med | Retro | Material Handling | Industrial | Material Handling | 33662.3171 | 242129930.0159 | 42.7911 | NA | Material Handling VFD2 | 1.0103 | 1.2404 | 1.5179 | 1.7621 | 2.0099 | 2.3498 | 2.5777 | 2.6333 | 2.4816 | 2.1332 | 1.6507 | 1.1329 | 0.67791 | 0.3471 | 0.14892 | 0.052319 | 0.014677 | 0.003199 | 0.00052582 | 6.3116e-05 | 23.4943 | 12542671.6637 | 11841889.5086 | 13529429.4428 | 11898684.4746 | 11693383.8822 | 11646731.0402 | 10014080.3222 | 12500367.8414 | 11461612.6667 | 13099852.9903 | 11512846.8318 | 12274386.4238 | - | 9058708.1117 | 8264343.5912 | 8422607.1811 | 8113830.6687 | 7866557.6738 | 7309299.4379 | 7271968.9757 | 7688693.9474 | 8561707.0037 | 8038690.3182 | 8581669.5055 | 8935916.5127 | 2.0083
Retro5Med | Retro | Wood | Industrial | Wood | 25243.3817 | 181573307.6567 | -67.9391 | NA | Wood: Replace Pneumatic Conveyor | 0.75759 | 0.9302 | 1.1383 | 1.3214 | 1.5072 | 1.7621 | 1.9331 | 1.9747 | 1.861 | 1.5997 | 1.2379 | 0.84953 | 0.50837 | 0.26029 | 0.11167 | 0.039234 | 0.011006 | 0.0023989 | 0.00039431 | 4.7331e-05 | 17.6184 | 9405753.2692 | 8880236.5195 | 10145723.2258 | 8922827.0816 | 8768872.1054 | 8733887.125 | 7509561.8585 | 9374029.6202 | 8595066.8009 | 9823583.7144 | 8633487.3167 | 9204566.0868 | - | 6793127.9492 | 6197433.7554 | 6316115.6692 | 6084564.0693 | 5899133.9757 | 5481245.8564 | 5453251.7315 | 5765753.9136 | 6420426.6682 | 6028216.2978 | 6435396.5543 | 6701046.4921 | 68.804
Retro5Med | Retro | Wood | Industrial | Wood | 1052.3097 | 7569166.4642 | 25.1149 | NA | Panel: Hydraulic Press | 0.031581 | 0.038777 | 0.047452 | 0.055084 | 0.06283 | 0.073456 | 0.080582 | 0.08232 | 0.077577 | 0.066684 | 0.051603 | 0.035414 | 0.021192 | 0.010851 | 0.0046553 | 0.0016355 | 0.00045882 | 0.0001 | 1.6437e-05 | 1.9731e-06 | 0.73445 | 392093.4918 | 370186.5066 | 422940.2933 | 371961.9606 | 365544.1074 | 364085.7039 | 313047.796 | 390771.042 | 358298.7622 | 409511.4054 | 359900.3813 | 383706.6904 | - | 283182.1314 | 258349.69 | 263297.1306 | 253644.5411 | 245914.5985 | 228494.2806 | 227327.3019 | 240354.4427 | 267645.4973 | 251295.5964 | 268269.5403 | 279343.5722 | 3.0837
Retro12Med | Retro | Food Storage | Industrial | Low & Med Temp Refr | 4035.3819 | 38628309.5549 | 41.4497 | NA | Cold Storage Retrofit | 0.40996 | 0.40996 | 0.40996 | 0.40996 | 0.40996 | 0.36896 | 0.29517 | 0.23613 | 0.18891 | 0.15113 | 0.1209 | 0.096721 | 0.077377 | 0.061901 | 0.049521 | 0.039617 | 0.00027022 | 9.6506e-05 | 3.29e-05 | 1.0728e-05 | 3.7482 | 1498612.2808 | 1384902.1562 | 1651307.0024 | 1625882.25 | 1829008.9269 | 2050157.0787 | 2423637.9354 | 2619831.6145 | 2147389.2517 | 2143557.724 | 1650572.6947 | 1532431.5459 | - | 1175972.9731 | 1040984.9819 | 1067823.5406 | 1155014.8581 | 1280195.4213 | 1318046.6935 | 1845217.9698 | 1656915.0529 | 1664675.4192 | 1365451.9966 | 1305556.8624 | 1195163.3244 | 2.0077
Retro12Med | Retro | Food Storage | Industrial | Energy Management | 2678.4253 | 25638972.0064 | 27.4621 | NA | Cold Storage Tuneup | 0.2721 | 0.2721 | 0.2721 | 0.2721 | 0.2721 | 0.24489 | 0.19591 | 0.15673 | 0.12538 | 0.10031 | 0.080246 | 0.064197 | 0.051358 | 0.041086 | 0.032869 | 0.026295 | 0.00017935 | 6.4054e-05 | 2.1837e-05 | 7.1207e-06 | 2.4878 | 994681.8475 | 919208.4257 | 1096030.7219 | 1079155.4167 | 1213977.7592 | 1360761.5905 | 1608654.013 | 1738874.6802 | 1425298.0145 | 1422754.8943 | 1095543.336 | 1017128.8871 | - | 780534.7551 | 690938.4625 | 708752.1608 | 766624.1147 | 849710.8713 | 874834.0962 | 1224736.2729 | 1099752.9829 | 1104903.8118 | 906298.6685 | 866544.1546 | 793272.0683 | 2.8487
Retro12Med | Retro | Food Storage | Industrial | Low & Med Temp Refr | 37296.2575 | 357014882.5252 | 34.4129 | NA | Fruit Storage Refer Retrofit | 3.7889 | 3.7889 | 3.7889 | 3.7889 | 3.7889 | 3.41 | 2.728 | 2.1824 | 1.7459 | 1.3968 | 1.1174 | 0.89392 | 0.71514 | 0.57211 | 0.45769 | 0.36615 | 0.0024974 | 0.00089194 | 0.00030407 | 9.9153e-05 | 34.6419 | 13850642.0169 | 12799697.5869 | 15261894.2498 | 15026910.7595 | 16904270.8495 | 18948191.03 | 22400017.5716 | 24213300.7336 | 19846841.0933 | 19811428.9192 | 15255107.5493 | 14163210.2117 | - | 10868708.9259 | 9621107.8175 | 9869158.1455 | 10675007.4917 | 11831965.2919 | 12181798.5533 | 17054079.8783 | 15313725.601 | 15385449.3265 | 12619933.1469 | 12066363.6393 | 11046072.1363 | 2.3579
Retro12Med | Retro | Food Storage | Industrial | Misc | 0 | 0 | 9999 | NA | CA Retrofit -- CO2 Scrub | - | - | - | - | - | - | - | - | - | - | - | - | - | - | - | - | - | - | - | - | - | - | - | - | - | - | - | - | - | - | - | - | - | - | - | - | - | - | - | - | - | - | - | - | - | - | 9999
Retro12Med | Retro | Food Storage | Industrial | MIsc | 0 | 0 | 9999 | NA | CA Retrofit -- Membrane | - | - | - | - | - | - | - | - | - | - | - | - | - | - | - | - | - | - | - | - | - | - | - | - | - | - | - | - | - | - | - | - | - | - | - | - | - | - | - | - | - | - | - | - | - | - | 9999
Retro12Med | Retro | Food Storage | Industrial | Energy Management | 12090.6894 | 115736976.3139 | 27.4621 | NA | Fruit Storage Tuneup | 1.2283 | 1.2283 | 1.2283 | 1.2283 | 1.2283 | 1.1055 | 0.88437 | 0.7075 | 0.566 | 0.4528 | 0.36224 | 0.28979 | 0.23183 | 0.18547 | 0.14837 | 0.1187 | 0.00080962 | 0.00028915 | 9.8573e-05 | 3.2143e-05 | 11.2302 | 4490096.9273 | 4149402.0808 | 4947596.2481 | 4871419.3715 | 5480021.396 | 6142618.82 | 7261630.9012 | 7849460.4865 | 6433942.9249 | 6422463.0171 | 4945396.1376 | 4591425.1899 | - | 3523414.7625 | 3118967.8137 | 3199380.6937 | 3460620.6903 | 3835682.919 | 3949091.7596 | 5528586.4415 | 4964398.9198 | 4987650.2954 | 4091126.0992 | 3911670.1042 | 3580912.3142 | 2.8487
Retro12Med | Retro | Food Storage | Industrial | Low & Med Temp Refr | 1103.1032 | 10559350.4919 | 43.4955 | NA | Groc Dist Retrofit | 0.11206 | 0.11206 | 0.11206 | 0.11206 | 0.11206 | 0.10086 | 0.080687 | 0.064549 | 0.051639 | 0.041311 | 0.033049 | 0.026439 | 0.021151 | 0.016921 | 0.013537 | 0.01083 | 7.3866e-05 | 2.6381e-05 | 8.9934e-06 | 2.9326e-06 | 1.0246 | 409657.3862 | 378573.8344 | 451397.6824 | 444447.6275 | 499973.8931 | 560426.4698 | 662520.3826 | 716151.459 | 587005.6446 | 585958.2666 | 451196.9537 | 418902.1468 | - | 321461.4084 | 284561.3854 | 291897.9152 | 315732.3437 | 349951.4296 | 360298.3709 | 504404.7617 | 452930.6868 | 455052.0437 | 373256.9812 | 356884.1778 | 326707.2409 | 1.9246
Retro12Med | Retro | Food Storage | Industrial | Energy Management | 1360.4939 | 13023198.94 | 27.4621 | NA | Groc Dist Tuneup | 0.13821 | 0.13821 | 0.13821 | 0.13821 | 0.13821 | 0.12439 | 0.099513 | 0.079611 | 0.063689 | 0.050951 | 0.040761 | 0.032609 | 0.026087 | 0.020869 | 0.016696 | 0.013356 | 9.1101e-05 | 3.2536e-05 | 1.1092e-05 | 3.6169e-06 | 1.2637 | 505244.1096 | 466907.7291 | 556723.8083 | 548152.0739 | 616634.4682 | 691192.6461 | 817108.4719 | 883253.4661 | 723973.6284 | 722681.8621 | 556476.2428 | 516645.981 | - | 396469.0703 | 350959.0419 | 360007.4288 | 389403.2239 | 431606.7632 | 444367.9907 | 622099.2061 | 558614.5138 | 561230.8539 | 460350.2768 | 440157.1527 | 402938.9305 | 2.8487
Retro20Fast | Retro | Plant Energy Management | Industrial | Energy Management | 52113.2485 | 414926880.8326 | 26.1385 | NA | Plant Energy Management | 8.9057 | 6.2422 | 4.3213 | 3.3654 | 2.9486 | 2.5515 | 2.1859 | 1.8571 | 1.5668 | 1.3141 | 1.0965 | 0.85399 | 0.66509 | 0.51797 | 0.4034 | 0.31416 | 0.24467 | 0.19055 | 0.1484 | 0.11557 | 40.2612 | 20039071.2096 | 18828798.8688 | 21356213.2791 | 19458687.7528 | 19958103.9162 | 19894496.6237 | 19048925.5039 | 21730008.9308 | 18716334.0504 | 21263654.1997 | 18375994.4199 | 18709969.3944 | - | 16132934.0226 | 14511647.4631 | 14433444.1024 | 14503482.1978 | 14690841.0168 | 13618879.7814 | 15311938.4276 | 14592240.9905 | 15261230.6534 | 14316575.4891 | 15057137.6625 | 15116270.8761 | 2.9758
Retro5Med | Retro | Energy Project Management | Industrial | Energy Management | 111162.1867 | 885075881.8523 | 43.1404 | NA | Energy Project Management | 3.6929 | 4.5343 | 5.5486 | 6.441 | 7.3468 | 8.5893 | 9.4226 | 9.6259 | 9.0712 | 7.7975 | 6.034 | 4.141 | 2.478 | 1.2688 | 0.54436 | 0.19124 | 0.053651 | 0.011693 | 0.0019221 | 0.00023071 | 85.8807 | 42745118.3368 | 40163499.9632 | 45554699.3318 | 41507108.8861 | 42572407.9103 | 42436727.9072 | 40633049.6227 | 46352038.6495 | 39923602.5188 | 45357262.5963 | 39197627.8651 | 39910026.1423 | - | 34412980.8565 | 30954632.6566 | 30787817.9438 | 30937215.4206 | 31336868.4189 | 29050279.9148 | 32661724.3489 | 31126545.8072 | 32553560.1637 | 30538526.8138 | 32118211.6909 | 32244348.0863 | 1.9694
RetroEven20 | Retro | Integrated Plant Energy Management | Industrial | Energy Management | 100110.8183 | 797084632.9304 | -3.3024 | NA | Integrated Plant Energy Management | 3.8671 | 3.8671 | 3.8671 | 3.8671 | 3.8671 | 3.8671 | 3.8671 | 3.8671 | 3.8671 | 3.8671 | 3.8671 | 3.8671 | 3.8671 | 3.8671 | 3.8671 | 3.8671 | 3.8671 | 3.8671 | 3.8671 | 3.8671 | 77.3427 | 38495543.3288 | 36170580.7172 | 41025805.2893 | 37380612.588 | 38340003.1883 | 38217812.032 | 36593449.3386 | 41743875.8304 | 35954533.0648 | 40847997.0459 | 35300732.3544 | 35942306.4058 | - | 30991758.7593 | 27877227.8338 | 27726997.2752 | 27861542.1604 | 28221463.0102 | 26162199.3969 | 29414606.2471 | 28032049.9608 | 29317195.3791 | 27502489.8257 | 28925127.7782 | 29038724.1201 | 2.3398
LO3Slow | New | Aerator | Residential | Water Heating | 0.013747 | 71.0371 | -316.055 | Single Family | Bathroom Aerator 1.0 GPM AnyWH | 0.0014511 | 0.0035699 | 0.0075197 | 0.014278 | 0.024494 | 0.037478 | 0.053929 | 0.073984 | 0.094871 | 0.11859 | 0.14013 | 0.15622 | 0.16642 | 0.17776 | 0.18816 | 0.19315 | 0.1905 | 0.19255 | 0.19449 | 0.19666 | 2.2262 | 4.697 | 4.2077 | 4.8405 | 4.1979 | 4.0041 | 3.9039 | 3.304 | 3.4553 | 3.2416 | 3.9136 | 4.0113 | 4.6638 | NA | 2.3569 | 1.9742 | 1.8848 | 1.9607 | 1.9593 | 1.6245 | 1.7664 | 1.3868 | 1.7086 | 1.594 | 2.0875 | 2.2929 | 56.881
LO3Slow | New | Aerator | Residential | Water Heating | 0.016648 | 86.0258 | -178.0228 | Multifamily - Low Rise | Bathroom Aerator 1.0 GPM AnyWH | 0.00042329 | 0.0010764 | 0.0023707 | 0.0045046 | 0.0074854 | 0.011589 | 0.016998 | 0.023867 | 0.031676 | 0.039962 | 0.047087 | 0.053191 | 0.0583 | 0.06153 | 0.063602 | 0.06423 | 0.064399 | 0.064377 | 0.063611 | 0.063646 | 0.74392 | 5.688 | 5.0955 | 5.8618 | 5.0837 | 4.8489 | 4.7276 | 4.0011 | 4.1843 | 3.9255 | 4.7394 | 4.8577 | 5.6479 | NA | 2.8542 | 2.3907 | 2.2825 | 2.3744 | 2.3727 | 1.9672 | 2.1391 | 1.6794 | 2.0691 | 1.9304 | 2.528 | 2.7767 | 46.3033
LO3Slow | New | Aerator | Residential | Water Heating | 0.016648 | 86.0258 | -178.0228 | Multifamily - High Rise | Bathroom Aerator 1.0 GPM AnyWH | 9.5025e-05 | 0.00024504 | 0.00054782 | 0.0010169 | 0.0016571 | 0.0026039 | 0.0038305 | 0.0054452 | 0.0071761 | 0.0090523 | 0.010538 | 0.011881 | 0.01291 | 0.013732 | 0.014262 | 0.014392 | 0.014448 | 0.014291 | 0.014344 | 0.01434 | 0.16681 | 5.688 | 5.0955 | 5.8618 | 5.0837 | 4.8489 | 4.7276 | 4.0011 | 4.1843 | 3.9255 | 4.7394 | 4.8577 | 5.6479 | NA | 2.8542 | 2.3907 | 2.2825 | 2.3744 | 2.3727 | 1.9672 | 2.1391 | 1.6794 | 2.0691 | 1.9304 | 2.528 | 2.7767 | 46.3033
LO3Slow | New | Aerator | Residential | Water Heating | 0.020431 | 105.573 | -191.8689 | Manufactured | Bathroom Aerator 1.0 GPM AnyWH | 6.0407e-05 | 0.00015638 | 0.00035996 | 0.00073256 | 0.001252 | 0.0019789 | 0.0029388 | 0.0040739 | 0.0053074 | 0.0065227 | 0.0076125 | 0.0085879 | 0.009411 | 0.010053 | 0.010522 | 0.010842 | 0.011052 | 0.011191 | 0.011279 | 0.011329 | 0.12526 | 6.9805 | 6.2533 | 7.1937 | 6.2388 | 5.9507 | 5.8018 | 4.9103 | 5.1351 | 4.8175 | 5.8163 | 5.9614 | 6.9312 | NA | 3.5027 | 2.9339 | 2.8012 | 2.9139 | 2.9118 | 2.4142 | 2.6251 | 2.061 | 2.5392 | 2.369 | 3.1024 | 3.4077 | 59.351
LO3Slow | New | Aerator | Residential | Water Heating | 0.013896 | 65.8694 | -322.1522 | Single Family | Bathroom Aerator 1.0 GPM HPWH | 0.00018348 | 0.00045139 | 0.00095082 | 0.0018053 | 0.0030972 | 0.0047389 | 0.006819 | 0.0093548 | 0.011996 | 0.014995 | 0.017718 | 0.019753 | 0.021043 | 0.022476 | 0.023791 | 0.024423 | 0.024088 | 0.024347 | 0.024592 | 0.024867 | 0.28149 | 5.1194 | 4.6139 | 5.164 | 4.0522 | 3.3662 | 2.847 | 2.4311 | 2.4799 | 2.4626 | 3.3034 | 3.6554 | 4.9838 | NA | 2.6918 | 2.267 | 2.0776 | 1.9352 | 1.6441 | 1.241 | 1.3034 | 1.079 | 1.2941 | 1.3642 | 1.9001 | 2.5928 | 53.8737
Retro3Slow | Retro | Aerator | Residential | Water Heating | 0.013747 | 71.0371 | -316.055 | Single Family | Bathroom Aerator 1.0 GPM AnyWH | 0.097306 | 0.15489 | 0.31343 | 0.55446 | 0.87133 | 1.2316 | 1.5814 | 1.86 | 2.0187 | 2.0335 | 1.9115 | 1.6841 | 1.3958 | 1.0922 | 0.80947 | 0.56991 | 0.38208 | 0.24444 | 0.14957 | 0.087706 | 20.3602 | 4.697 | 4.2077 | 4.8405 | 4.1979 | 4.0041 | 3.9039 | 3.304 | 3.4553 | 3.2416 | 3.9136 | 4.0113 | 4.6638 | NA | 2.3569 | 1.9742 | 1.8848 | 1.9607 | 1.9593 | 1.6245 | 1.7664 | 1.3868 | 1.7086 | 1.594 | 2.0875 | 2.2929 | 56.881
Retro3Slow | Retro | Aerator | Residential | Water Heating | 0.016648 | 86.0258 | -178.0228 | Multifamily - Low Rise | Bathroom Aerator 1.0 GPM AnyWH | 0.016841 | 0.027077 | 0.055345 | 0.098907 | 0.15691 | 0.22362 | 0.28934 | 0.34287 | 0.37491 | 0.38052 | 0.36035 | 0.31972 | 0.26682 | 0.21019 | 0.15678 | 0.11104 | 0.074856 | 0.04815 | 0.029616 | 0.017451 | 4.051 | 5.688 | 5.0955 | 5.8618 | 5.0837 | 4.8489 | 4.7276 | 4.0011 | 4.1843 | 3.9255 | 4.7394 | 4.8577 | 5.6479 | NA | 2.8542 | 2.3907 | 2.2825 | 2.3744 | 2.3727 | 1.9672 | 2.1391 | 1.6794 | 2.0691 | 1.9304 | 2.528 | 2.7767 | 46.3033
Retro3Slow | Retro | Aerator | Residential | Water Heating | 0.016648 | 86.0258 | -178.0228 | Multifamily - High Rise | Bathroom Aerator 1.0 GPM AnyWH | 0.0038397 | 0.0061712 | 0.012613 | 0.022549 | 0.035764 | 0.050941 | 0.065894 | 0.078072 | 0.085369 | 0.086639 | 0.08204 | 0.07277 | 0.060713 | 0.047809 | 0.035651 | 0.025244 | 0.017015 | 0.010943 | 0.0067288 | 0.0039645 | 0.92032 | 5.688 | 5.0955 | 5.8618 | 5.0837 | 4.8489 | 4.7276 | 4.0011 | 4.1843 | 3.9255 | 4.7394 | 4.8577 | 5.6479 | NA | 2.8542 | 2.3907 | 2.2825 | 2.3744 | 2.3727 | 1.9672 | 2.1391 | 1.6794 | 2.0691 | 1.9304 | 2.528 | 2.7767 | 46.3033
Retro3Slow | Retro | Aerator | Residential | Water Heating | 0.020431 | 105.573 | -191.8689 | Manufactured | Bathroom Aerator 1.0 GPM AnyWH | 0.018482 | 0.028836 | 0.057248 | 0.099464 | 0.15363 | 0.21356 | 0.26985 | 0.31257 | 0.33419 | 0.33178 | 0.30741 | 0.26702 | 0.21828 | 0.16853 | 0.12326 | 0.085651 | 0.056683 | 0.035809 | 0.021639 | 0.012532 | 2.9092 | 6.9805 | 6.2533 | 7.1937 | 6.2388 | 5.9507 | 5.8018 | 4.9103 | 5.1351 | 4.8175 | 5.8163 | 5.9614 | 6.9312 | NA | 3.5027 | 2.9339 | 2.8012 | 2.9139 | 2.9118 | 2.4142 | 2.6251 | 2.061 | 2.5392 | 2.369 | 3.1024 | 3.4077 | 59.351
Retro3Slow | Retro | Aerator | Residential | Water Heating | 0.013896 | 65.8694 | -322.1522 | Single Family | Bathroom Aerator 1.0 GPM HPWH | 0.012304 | 0.019584 | 0.039631 | 0.070108 | 0.11017 | 0.15573 | 0.19995 | 0.23519 | 0.25525 | 0.25713 | 0.2417 | 0.21294 | 0.1765 | 0.1381 | 0.10235 | 0.072061 | 0.048312 | 0.030908 | 0.018912 | 0.01109 | 2.5744 | 5.1194 | 4.6139 | 5.164 | 4.0522 | 3.3662 | 2.847 | 2.4311 | 2.4799 | 2.4626 | 3.3034 | 3.6554 | 4.9838 | NA | 2.6918 | 2.267 | 2.0776 | 1.9352 | 1.6441 | 1.241 | 1.3034 | 1.079 | 1.2941 | 1.3642 | 1.9001 | 2.5928 | 53.8737
LO5Med | New | Controls Commissioning and Sizing | Residential | HVAC | 0.38187 | 1093.1096 | 23.1093 | Single Family | SF CC&S + HZ23 | 0.005922 | 0.01262 | 0.020029 | 0.028437 | 0.03773 | 0.047151 | 0.057785 | 0.069654 | 0.080264 | 0.091601 | 0.099963 | 0.10391 | 0.10421 | 0.10588 | 0.10779 | 0.10757 | 0.10407 | 0.10391 | 0.10418 | 0.10488 | 1.4975 | 93.4758 | 68.2588 | 55.2962 | 47.9406 | 17.5909 | 11.3732 | 33.0673 | 32.9802 | 19.1788 | 43.5668 | 67.6476 | 118.0441 | NA | 88.6932 | 62.8202 | 46.3894 | 43.2679 | 17.105 | 5.2841 | 16.2768 | 11.6529 | 11.0193 | 26.7649 | 53.2668 | 102.1489 | 2.8271
LO5Med | New | Controls Commissioning and Sizing | Residential | HVAC | 0.25882 | 740.8853 | 47.4028 | Single Family | SF CC&S + HZ1 | 0.020353 | 0.043373 | 0.068836 | 0.097735 | 0.12967 | 0.16205 | 0.1986 | 0.23939 | 0.27585 | 0.31482 | 0.34356 | 0.35713 | 0.35814 | 0.36388 | 0.37046 | 0.36969 | 0.35768 | 0.35712 | 0.35803 | 0.36047 | 5.1468 | 63.3558 | 46.2643 | 37.4785 | 32.4931 | 11.9228 | 7.7085 | 22.4123 | 22.3533 | 12.9989 | 29.5286 | 45.85 | 80.0077 | NA | 60.1143 | 42.5781 | 31.4417 | 29.326 | 11.5934 | 3.5814 | 11.0321 | 7.8981 | 7.4686 | 18.1407 | 36.1031 | 69.2342 | 1.9393
LO5Med | New | Controls Commissioning and Sizing | Residential | HVAC | 0.065236 | 186.7368 | 286.0893 | Manufactured | MH CC&S + HZ23 | 5.094e-05 | 0.00011423 | 0.00019811 | 0.00030149 | 0.00039851 | 0.00051444 | 0.00065067 | 0.00079253 | 0.00092783 | 0.001041 | 0.0011221 | 0.0011804 | 0.0012177 | 0.0012373 | 0.0012455 | 0.0012477 | 0.0012476 | 0.0012479 | 0.0012483 | 0.0012485 | 0.017233 | 15.9686 | 11.6607 | 9.4463 | 8.1897 | 3.0051 | 1.9429 | 5.6489 | 5.634 | 3.2763 | 7.4425 | 11.5563 | 20.1656 | NA | 15.1515 | 10.7316 | 7.9247 | 7.3915 | 2.9221 | 0.90268 | 2.7806 | 1.9907 | 1.8824 | 4.5723 | 9.0996 | 17.4502 | 0.49617
LO5Med | New | Controls Commissioning and Sizing | Residential | HVAC | 0.16752 | 479.5157 | 99.0762 | Manufactured | MH CC&S + HZ1 | 0.00055172 | 0.0012372 | 0.0021457 | 0.0032654 | 0.0043162 | 0.0055718 | 0.0070472 | 0.0085837 | 0.010049 | 0.011275 | 0.012153 | 0.012784 | 0.013188 | 0.013401 | 0.01349 | 0.013513 | 0.013513 | 0.013516 | 0.01352 | 0.013522 | 0.18664 | 41.0051 | 29.9432 | 24.2568 | 21.0301 | 7.7166 | 4.9891 | 14.5057 | 14.4675 | 8.4132 | 19.1115 | 29.6751 | 51.7826 | NA | 38.9072 | 27.5574 | 20.3497 | 18.9804 | 7.5035 | 2.318 | 7.1402 | 5.1118 | 4.8338 | 11.741 | 23.3666 | 44.8098 | 1.1963
LO5Med | NR | Controls Commissioning and Sizing | Residential | HVAC | 0.38187 | 1093.1096 | 23.1093 | Single Family | SF CC&S + HZ23 | 0.026474 | 0.058846 | 0.09831 | 0.14395 | 0.19581 | 0.25625 | 0.3223 | 0.38949 | 0.45246 | 0.5062 | 0.54734 | 0.57505 | 0.59103 | 0.59852 | 0.60094 | 0.73612 | 0.72479 | 0.71174 | 0.7008 | 0.6901 | 9.5029 | 93.4758 | 68.2588 | 55.2962 | 47.9406 | 17.5909 | 11.3732 | 33.0673 | 32.9802 | 19.1788 | 43.5668 | 67.6476 | 118.0441 | NA | 88.6932 | 62.8202 | 46.3894 | 43.2679 | 17.105 | 5.2841 | 16.2768 | 11.6529 | 11.0193 | 26.7649 | 53.2668 | 102.1489 | 2.8271
LO5Med | NR | Controls Commissioning and Sizing | Residential | HVAC | 0.25882 | 740.8853 | 47.4028 | Single Family | SF CC&S + HZ1 | 0.090987 | 0.20224 | 0.33788 | 0.49473 | 0.67298 | 0.88069 | 1.1077 | 1.3386 | 1.5551 | 1.7397 | 1.8811 | 1.9764 | 2.0313 | 2.057 | 2.0653 | 2.5299 | 2.491 | 2.4462 | 2.4086 | 2.3718 | 32.6601 | 63.3558 | 46.2643 | 37.4785 | 32.4931 | 11.9228 | 7.7085 | 22.4123 | 22.3533 | 12.9989 | 29.5286 | 45.85 | 80.0077 | NA | 60.1143 | 42.5781 | 31.4417 | 29.326 | 11.5934 | 3.5814 | 11.0321 | 7.8981 | 7.4686 | 18.1407 | 36.1031 | 69.2342 | 1.9393
LO5Med | NR | Controls Commissioning and Sizing | Residential | HVAC | 0.065236 | 186.7368 | 286.0893 | Manufactured | MH CC&S + HZ23 | 0.001039 | 0.00229 | 0.0037935 | 0.0055078 | 0.0074291 | 0.0096399 | 0.012023 | 0.014406 | 0.016594 | 0.018409 | 0.019737 | 0.020561 | 0.020954 | 0.021041 | 0.020948 | 0.021933 | 0.021691 | 0.021462 | 0.021224 | 0.020906 | 0.30195 | 15.9686 | 11.6607 | 9.4463 | 8.1897 | 3.0051 | 1.9429 | 5.6489 | 5.634 | 3.2763 | 7.4425 | 11.5563 | 20.1656 | NA | 15.1515 | 10.7316 | 7.9247 | 7.3915 | 2.9221 | 0.90268 | 2.7806 | 1.9907 | 1.8824 | 4.5723 | 9.0996 | 17.4502 | 0.49617
LO5Med | NR | Controls Commissioning and Sizing | Residential | HVAC | 0.16752 | 479.5157 | 99.0762 | Manufactured | MH CC&S + HZ1 | 0.011254 | 0.024803 | 0.041087 | 0.059654 | 0.080463 | 0.10441 | 0.13021 | 0.15603 | 0.17973 | 0.19938 | 0.21376 | 0.22269 | 0.22695 | 0.22789 | 0.22688 | 0.23755 | 0.23493 | 0.23245 | 0.22987 | 0.22643 | 3.2704 | 41.0051 | 29.9432 | 24.2568 | 21.0301 | 7.7166 | 4.9891 | 14.5057 | 14.4675 | 8.4132 | 19.1115 | 29.6751 | 51.7826 | NA | 38.9072 | 27.5574 | 20.3497 | 18.9804 | 7.5035 | 2.318 | 7.1402 | 5.1118 | 4.8338 | 11.741 | 23.3666 | 44.8098 | 1.1963
LOMax60 | New | Clothes Dryer | Residential | Dryer | 0.1269 | 193.7538 | 120.7068 | Single Family | Heat Pump Dryer | 0.011685 | 0.033308 | 0.062405 | 0.098958 | 0.14135 | 0.1809 | 0.21825 | 0.25699 | 0.29149 | 0.33234 | 0.36854 | 0.39536 | 0.41386 | 0.44165 | 0.47292 | 0.49543 | 0.50141 | 0.52162 | 0.54287 | 0.56548 | 6.3468 | 25.9989 | 22.5653 | 12.3393 | 6.4991 | 6.7198 | 6.7595 | 6.4232 | 6.9292 | 6.1487 | 6.9457 | 5.5584 | 5.6455 | - | 12.2053 | 10.0214 | 6.0168 | 5.1608 | 5.253 | 4.8834 | 5.4611 | 4.9545 | 5.3102 | 4.9804 | 5.4906 | 5.4833 | 1.2648
LOMax60 | New | Clothes Dryer | Residential | Dryer | 0.1269 | 193.7538 | 120.7068 | Multifamily - Low Rise | Heat Pump Dryer | 0.0022809 | 0.0067203 | 0.013165 | 0.020892 | 0.028906 | 0.037432 | 0.046031 | 0.055477 | 0.065127 | 0.07494 | 0.082871 | 0.090083 | 0.097019 | 0.1023 | 0.10697 | 0.11024 | 0.11342 | 0.1167 | 0.11881 | 0.12246 | 1.4119 | 25.9989 | 22.5653 | 12.3393 | 6.4991 | 6.7198 | 6.7595 | 6.4232 | 6.9292 | 6.1487 | 6.9457 | 5.5584 | 5.6455 | - | 12.2053 | 10.0214 | 6.0168 | 5.1608 | 5.253 | 4.8834 | 5.4611 | 4.9545 | 5.3102 | 4.9804 | 5.4906 | 5.4833 | 1.2648
LOMax60 | New | Clothes Dryer | Residential | Dryer | 0.1269 | 193.7538 | 120.7068 | Multifamily - High Rise | Heat Pump Dryer | 0.00051204 | 0.0015299 | 0.0030422 | 0.0047164 | 0.0063992 | 0.0084107 | 0.010373 | 0.012657 | 0.014754 | 0.016976 | 0.018546 | 0.020121 | 0.021484 | 0.022831 | 0.023987 | 0.024703 | 0.025446 | 0.025907 | 0.026791 | 0.027592 | 0.31678 | 25.9989 | 22.5653 | 12.3393 | 6.4991 | 6.7198 | 6.7595 | 6.4232 | 6.9292 | 6.1487 | 6.9457 | 5.5584 | 5.6455 | - | 12.2053 | 10.0214 | 6.0168 | 5.1608 | 5.253 | 4.8834 | 5.4611 | 4.9545 | 5.3102 | 4.9804 | 5.4906 | 5.4833 | 1.2648
LOMax60 | New | Clothes Dryer | Residential | Dryer | 0.1269 | 193.7538 | 120.7068 | Manufactured | Heat Pump Dryer | 0.00032929 | 0.0009877 | 0.0020223 | 0.0034371 | 0.0048912 | 0.0064661 | 0.0080511 | 0.0095798 | 0.011039 | 0.012374 | 0.013554 | 0.014713 | 0.015844 | 0.016909 | 0.017903 | 0.018826 | 0.019692 | 0.020523 | 0.021312 | 0.022052 | 0.24051 | 25.9989 | 22.5653 | 12.3393 | 6.4991 | 6.7198 | 6.7595 | 6.4232 | 6.9292 | 6.1487 | 6.9457 | 5.5584 | 5.6455 | - | 12.2053 | 10.0214 | 6.0168 | 5.1608 | 5.253 | 4.8834 | 5.4611 | 4.9545 | 5.3102 | 4.9804 | 5.4906 | 5.4833 | 1.2648
LOMax60 | NR | Clothes Dryer | Residential | Dryer | 0.1269 | 193.7538 | 120.7068 | Single Family | Heat Pump Dryer | 0.048972 | 0.1456 | 0.28717 | 0.46961 | 0.68776 | 0.92168 | 1.1412 | 1.3472 | 1.5405 | 1.7218 | 1.8918 | 2.0512 | 2.2006 | 2.3406 | 2.4718 | 2.5946 | 3.3741 | 3.4677 | 3.5407 | 3.6132 | 67.3433 | 25.9989 | 22.5653 | 12.3393 | 6.4991 | 6.7198 | 6.7595 | 6.4232 | 6.9292 | 6.1487 | 6.9457 | 5.5584 | 5.6455 | - | 12.2053 | 10.0214 | 6.0168 | 5.1608 | 5.253 | 4.8834 | 5.4611 | 4.9545 | 5.3102 | 4.9804 | 5.4906 | 5.4833 | 1.2648
LOMax60 | NR | Clothes Dryer | Residential | Dryer | 0.1269 | 193.7538 | 120.7068 | Multifamily - Low Rise | Heat Pump Dryer | 0.0056718 | 0.016864 | 0.033259 | 0.054389 | 0.079655 | 0.10675 | 0.13217 | 0.15603 | 0.17842 | 0.19942 | 0.21911 | 0.23757 | 0.25487 | 0.27109 | 0.28628 | 0.30051 | 0.44345 | 0.45729 | 0.46886 | 0.47499 | 8.112 | 25.9989 | 22.5653 | 12.3393 | 6.4991 | 6.7198 | 6.7595 | 6.4232 | 6.9292 | 6.1487 | 6.9457 | 5.5584 | 5.6455 | - | 12.2053 | 10.0214 | 6.0168 | 5.1608 | 5.253 | 4.8834 | 5.4611 | 4.9545 | 5.3102 | 4.9804 | 5.4906 | 5.4833 | 1.2648
LOMax60 | NR | Clothes Dryer | Residential | Dryer | 0.1269 | 193.7538 | 120.7068 | Multifamily - High Rise | Heat Pump Dryer | 0.0012932 | 0.0038448 | 0.0075829 | 0.012401 | 0.018161 | 0.024338 | 0.030135 | 0.035575 | 0.040679 | 0.045466 | 0.049955 | 0.054165 | 0.05811 | 0.061807 | 0.06527 | 0.068514 | 0.10065 | 0.10422 | 0.1073 | 0.10801 | 1.8489 | 25.9989 | 22.5653 | 12.3393 | 6.4991 | 6.7198 | 6.7595 | 6.4232 | 6.9292 | 6.1487 | 6.9457 | 5.5584 | 5.6455 | - | 12.2053 | 10.0214 | 6.0168 | 5.1608 | 5.253 | 4.8834 | 5.4611 | 4.9545 | 5.3102 | 4.9804 | 5.4906 | 5.4833 | 1.2648
LOMax60 | NR | Clothes Dryer | Residential | Dryer | 0.1269 | 193.7538 | 120.7068 | Manufactured | Heat Pump Dryer | 0.0062967 | 0.018564 | 0.036303 | 0.058866 | 0.085485 | 0.11359 | 0.13947 | 0.16325 | 0.1851 | 0.20514 | 0.22349 | 0.24028 | 0.2556 | 0.26957 | 0.28228 | 0.29381 | 0.32297 | 0.33295 | 0.34231 | 0.3506 | 7.0927 | 25.9989 | 22.5653 | 12.3393 | 6.4991 | 6.7198 | 6.7595 | 6.4232 | 6.9292 | 6.1487 | 6.9457 | 5.5584 | 5.6455 | - | 12.2053 | 10.0214 | 6.0168 | 5.1608 | 5.253 | 4.8834 | 5.4611 | 4.9545 | 5.3102 | 4.9804 | 5.4906 | 5.4833 | 1.2648
LO12Med | New | Clothes Washer | Residential | Water Heating | 0.0097744 | 14.9984 | -62.3779 | Single Family | Single Family CEE Tier 3 Clothes Washer - Any DHW, Any Dryer - 54% ENERGY STAR Baseline | 0.011568 | 0.022131 | 0.031465 | 0.040589 | 0.049372 | 0.05551 | 0.060548 | 0.065502 | 0.068977 | 0.073583 | 0.07682 | 0.077984 | 0.077592 | 0.079014 | 0.081021 | 0.08154 | 0.078848 | 0.078715 | 0.078916 | 0.079452 | 1.2691 | 2.0044 | 1.74 | 0.95458 | 0.50518 | 0.52275 | 0.52652 | 0.50103 | 0.54047 | 0.47934 | 0.54048 | 0.43248 | 0.43912 | - | 0.9405 | 0.7723 | 0.46444 | 0.39896 | 0.40629 | 0.37814 | 0.42317 | 0.38398 | 0.4114 | 0.38524 | 0.42401 | 0.42356 | 9999
LO12Med | New | Clothes Washer | Residential | Water Heating | 0.0098994 | 16.3597 | -77.2529 | Multifamily - Low Rise | Multifamily - Low Rise CEE Tier 3 Clothes Washer - Any DHW, Any Dryer - 54% ENERGY STAR Baseline | 0.0018756 | 0.0037088 | 0.0055134 | 0.0071174 | 0.0083859 | 0.00954 | 0.010607 | 0.011744 | 0.0128 | 0.013781 | 0.014347 | 0.014758 | 0.015108 | 0.015201 | 0.015222 | 0.01507 | 0.014814 | 0.014627 | 0.014345 | 0.014291 | 0.23286 | 2.0586 | 1.7888 | 1.0286 | 0.58841 | 0.60287 | 0.61349 | 0.59955 | 0.63698 | 0.56336 | 0.6289 | 0.50293 | 0.51387 | - | 0.96782 | 0.7942 | 0.48828 | 0.43677 | 0.44546 | 0.41511 | 0.48236 | 0.41945 | 0.45177 | 0.41293 | 0.45919 | 0.46 | 9999
LO12Med | New | Clothes Washer | Residential | Water Heating | 0.0099072 | 16.3651 | -77.4073 | Manufactured | Manufactured CEE Tier 3 Clothes Washer - Any DHW, Any Dryer - 54% ENERGY STAR Baseline | 0.00036432 | 0.0007334 | 0.0011395 | 0.0015754 | 0.0019092 | 0.0022173 | 0.0024961 | 0.0027286 | 0.0029193 | 0.0030617 | 0.0031571 | 0.0032432 | 0.0033195 | 0.0033805 | 0.0034277 | 0.0034627 | 0.0034606 | 0.003461 | 0.0034621 | 0.0034625 | 0.052982 | 2.0601 | 1.7901 | 1.029 | 0.58838 | 0.60288 | 0.61346 | 0.59943 | 0.63691 | 0.5633 | 0.62888 | 0.5029 | 0.51383 | - | 0.96849 | 0.79476 | 0.48855 | 0.43691 | 0.44559 | 0.41523 | 0.4824 | 0.41958 | 0.4519 | 0.41311 | 0.45936 | 0.46016 | 9999
LO12Med | New | Clothes Washer | Residential | Water Heating | 0.0098994 | 16.3597 | -77.2529 | Multifamily - High Rise | Multifamily - High Rise CEE Tier 3 Clothes Washer - Any DHW, Any Dryer - 54% ENERGY STAR Baseline | 0.00042806 | 0.00085837 | 0.0012953 | 0.0016335 | 0.0018874 | 0.0021793 | 0.0024301 | 0.0027241 | 0.0029482 | 0.0031738 | 0.0032644 | 0.0033513 | 0.0034011 | 0.003449 | 0.0034702 | 0.0034331 | 0.0033789 | 0.0033012 | 0.0032886 | 0.0032736 | 0.053169 | 2.0586 | 1.7888 | 1.0286 | 0.58841 | 0.60287 | 0.61349 | 0.59955 | 0.63698 | 0.56336 | 0.6289 | 0.50293 | 0.51387 | - | 0.96782 | 0.7942 | 0.48828 | 0.43677 | 0.44546 | 0.41511 | 0.48236 | 0.41945 | 0.45177 | 0.41293 | 0.45919 | 0.46 | 9999
LO12Med | New | Clothes Washer | Residential | Water Heating | 0.016267 | 31.7498 | -94.4732 | Single Family | Single Family CEE Tier 2 Clothes Washer - Any DHW, Any Dryer - 54% ENERGY STAR Baseline | 0.024489 | 0.046849 | 0.066608 | 0.085922 | 0.10452 | 0.11751 | 0.12817 | 0.13866 | 0.14602 | 0.15577 | 0.16262 | 0.16508 | 0.16425 | 0.16726 | 0.17151 | 0.17261 | 0.16691 | 0.16663 | 0.16706 | 0.16819 | 2.6866 | 3.5017 | 3.0525 | 1.9496 | 1.2833 | 1.3011 | 1.3495 | 1.3726 | 1.4299 | 1.2576 | 1.3756 | 1.0987 | 1.1308 | - | 1.6482 | 1.3515 | 0.87543 | 0.84749 | 0.86852 | 0.81529 | 1.0074 | 0.82051 | 0.8899 | 0.77501 | 0.87046 | 0.87736 | 2.2406
LO12Med | New | Clothes Washer | Residential | Water Heating | 0.015921 | 31.4592 | -87.1468 | Manufactured | Manufactured CEE Tier 2 Clothes Washer - Any DHW, Any Dryer - 54% ENERGY STAR Baseline | 0.00070034 | 0.0014098 | 0.0021904 | 0.0030285 | 0.0036701 | 0.0042624 | 0.0047984 | 0.0052453 | 0.0056118 | 0.0058857 | 0.006069 | 0.0062345 | 0.0063811 | 0.0064985 | 0.0065891 | 0.0066564 | 0.0066524 | 0.0066533 | 0.0066554 | 0.0066562 | 0.10185 | 3.4367 | 2.9965 | 1.9285 | 1.2811 | 1.2977 | 1.3473 | 1.3738 | 1.4292 | 1.2566 | 1.3732 | 1.0967 | 1.1294 | - | 1.618 | 1.3267 | 0.86267 | 0.84006 | 0.8611 | 0.8085 | 1.0034 | 0.81321 | 0.88255 | 0.76606 | 0.86153 | 0.86871 | 2.1871
LO12Med | New | Clothes Washer | Residential | Water Heating | 0.015888 | 31.4312 | -86.2176 | Multifamily - Low Rise | Multifamily - Low Rise CEE Tier 2 Clothes Washer - Any DHW, Any Dryer - 54% ENERGY STAR Baseline | 0.0036035 | 0.0071255 | 0.010593 | 0.013674 | 0.016112 | 0.018329 | 0.020379 | 0.022564 | 0.024593 | 0.026477 | 0.027565 | 0.028354 | 0.029026 | 0.029205 | 0.029245 | 0.028954 | 0.028462 | 0.028102 | 0.027561 | 0.027457 | 0.44738 | 3.4305 | 2.9911 | 1.9265 | 1.2809 | 1.2973 | 1.3471 | 1.3739 | 1.4291 | 1.2565 | 1.3729 | 1.0965 | 1.1293 | - | 1.6151 | 1.3243 | 0.86145 | 0.83935 | 0.86038 | 0.80785 | 1.0031 | 0.81251 | 0.88184 | 0.7652 | 0.86067 | 0.86788 | 2.1809
LO12Med | New | Clothes Washer | Residential | Water Heating | 0.015888 | 31.4312 | -86.2176 | Multifamily - High Rise | Multifamily - High Rise CEE Tier 2 Clothes Washer - Any DHW, Any Dryer - 54% ENERGY STAR Baseline | 0.00082242 | 0.0016492 | 0.0024885 | 0.0031384 | 0.0036261 | 0.0041869 | 0.0046689 | 0.0052337 | 0.0056642 | 0.0060976 | 0.0062717 | 0.0064388 | 0.0065345 | 0.0066264 | 0.0066671 | 0.006596 | 0.0064918 | 0.0063424 | 0.0063182 | 0.0062895 | 0.10215 | 3.4305 | 2.9911 | 1.9265 | 1.2809 | 1.2973 | 1.3471 | 1.3739 | 1.4291 | 1.2565 | 1.3729 | 1.0965 | 1.1293 | - | 1.6151 | 1.3243 | 0.86145 | 0.83935 | 0.86038 | 0.80785 | 1.0031 | 0.81251 | 0.88184 | 0.7652 | 0.86067 | 0.86788 | 2.1809
LO12Med | New | Clothes Washer | Residential | Water Heating | 0.026972 | 53.6403 | -65.742 | Single Family | Single Family CEE Tier 1 Clothes Washer - Any DHW, Any Dryer - 54% ENERGY STAR Baseline | 0.041373 | 0.07915 | 0.11253 | 0.14516 | 0.17658 | 0.19853 | 0.21655 | 0.23426 | 0.24669 | 0.26316 | 0.27474 | 0.2789 | 0.2775 | 0.28259 | 0.28976 | 0.29162 | 0.28199 | 0.28152 | 0.28224 | 0.28415 | 4.539 | 5.8305 | 5.0855 | 3.2865 | 2.1914 | 2.2226 | 2.3101 | 2.3566 | 2.4531 | 2.1558 | 2.3519 | 1.8781 | 1.9331 | - | 2.7426 | 2.2491 | 1.466 | 1.4295 | 1.4663 | 1.3789 | 1.7111 | 1.3888 | 1.5062 | 1.3054 | 1.4642 | 1.4769 | 1.7194
LO12Med | New | Clothes Washer | Residential | Water Heating | 0.026303 | 53.084 | -55.4172 | Manufactured | Manufactured CEE Tier 1 Clothes Washer - Any DHW, Any Dryer - 54% ENERGY STAR Baseline | 0.0011817 | 0.0023789 | 0.0036961 | 0.0051103 | 0.0061929 | 0.0071923 | 0.0080968 | 0.0088508 | 0.0094693 | 0.0099314 | 0.010241 | 0.01052 | 0.010767 | 0.010965 | 0.011118 | 0.011232 | 0.011225 | 0.011227 | 0.01123 | 0.011232 | 0.17186 | 5.7049 | 4.9771 | 3.246 | 2.1877 | 2.2163 | 2.3064 | 2.3594 | 2.4522 | 2.1544 | 2.3477 | 1.8746 | 1.9308 | - | 2.6843 | 2.2011 | 1.4414 | 1.4153 | 1.4521 | 1.3659 | 1.7037 | 1.3749 | 1.4922 | 1.2882 | 1.4471 | 1.4603 | 1.6733
LO12Med | New | Clothes Washer | Residential | Water Heating | 0.026239 | 53.0307 | -54.1991 | Multifamily - Low Rise | Multifamily - Low Rise CEE Tier 1 Clothes Washer - Any DHW, Any Dryer - 54% ENERGY STAR Baseline | 0.0060798 | 0.012022 | 0.017872 | 0.023071 | 0.027183 | 0.030924 | 0.034383 | 0.038069 | 0.041493 | 0.044672 | 0.046507 | 0.047839 | 0.048972 | 0.049275 | 0.049342 | 0.048851 | 0.048021 | 0.047414 | 0.046501 | 0.046326 | 0.75482 | 5.6928 | 4.9667 | 3.2421 | 2.1873 | 2.2157 | 2.306 | 2.3597 | 2.4521 | 2.1542 | 2.3473 | 1.8743 | 1.9306 | - | 2.6787 | 2.1965 | 1.439 | 1.4139 | 1.4508 | 1.3647 | 1.703 | 1.3735 | 1.4909 | 1.2866 | 1.4454 | 1.4587 | 1.6681
LO12Med | New | Clothes Washer | Residential | Water Heating | 0.026239 | 53.0307 | -54.1991 | Multifamily - High Rise | Multifamily - High Rise CEE Tier 1 Clothes Washer - Any DHW, Any Dryer - 54% ENERGY STAR Baseline | 0.0013876 | 0.0027824 | 0.0041986 | 0.0052951 | 0.006118 | 0.0070642 | 0.0078773 | 0.0088303 | 0.0095566 | 0.010288 | 0.010582 | 0.010864 | 0.011025 | 0.01118 | 0.011249 | 0.011129 | 0.010953 | 0.010701 | 0.01066 | 0.010612 | 0.17235 | 5.6928 | 4.9667 | 3.2421 | 2.1873 | 2.2157 | 2.306 | 2.3597 | 2.4521 | 2.1542 | 2.3473 | 1.8743 | 1.9306 | - | 2.6787 | 2.1965 | 1.439 | 1.4139 | 1.4508 | 1.3647 | 1.703 | 1.3735 | 1.4909 | 1.2866 | 1.4454 | 1.4587 | 1.6681
LO12Med | NR | Clothes Washer | Residential | Water Heating | 0.0097744 | 14.9984 | -62.3779 | Single Family | Single Family CEE Tier 3 Clothes Washer - Any DHW, Any Dryer - 54% ENERGY STAR Baseline | 0.047098 | 0.093982 | 0.14065 | 0.18711 | 0.23336 | 0.27474 | 0.30757 | 0.33357 | 0.35412 | 0.37033 | 0.38307 | 0.39303 | 0.40079 | 0.40679 | 0.49034 | 0.4818 | 0.46852 | 0.45722 | 0.44673 | 0.43698 | 6.0808 | 2.0044 | 1.74 | 0.95458 | 0.50518 | 0.52275 | 0.52652 | 0.50103 | 0.54047 | 0.47934 | 0.54048 | 0.43248 | 0.43912 | - | 0.9405 | 0.7723 | 0.46444 | 0.39896 | 0.40629 | 0.37814 | 0.42317 | 0.38398 | 0.4114 | 0.38524 | 0.42401 | 0.42356 | 9999
LO12Med | NR | Clothes Washer | Residential | Water Heating | 0.0098994 | 16.3597 | -77.2529 | Multifamily - Low Rise | Multifamily - Low Rise CEE Tier 3 Clothes Washer - Any DHW, Any Dryer - 54% ENERGY STAR Baseline | 0.0045307 | 0.0090407 | 0.01353 | 0.017999 | 0.022448 | 0.026429 | 0.029587 | 0.032088 | 0.034065 | 0.035624 | 0.036849 | 0.037808 | 0.038554 | 0.039131 | 0.053545 | 0.05244 | 0.050825 | 0.049015 | 0.047099 | 0.04562 | 0.61204 | 2.0586 | 1.7888 | 1.0286 | 0.58841 | 0.60287 | 0.61349 | 0.59955 | 0.63698 | 0.56336 | 0.6289 | 0.50293 | 0.51387 | - | 0.96782 | 0.7942 | 0.48828 | 0.43677 | 0.44546 | 0.41511 | 0.48236 | 0.41945 | 0.45177 | 0.41293 | 0.45919 | 0.46 | 9999
LO12Med | NR | Clothes Washer | Residential | Water Heating | 0.0099072 | 16.3651 | -77.4073 | Manufactured | Manufactured CEE Tier 3 Clothes Washer - Any DHW, Any Dryer - 54% ENERGY STAR Baseline | 0.0067675 | 0.01339 | 0.019871 | 0.026211 | 0.032414 | 0.03784 | 0.042004 | 0.04517 | 0.047549 | 0.049306 | 0.050572 | 0.05145 | 0.052023 | 0.052355 | 0.054986 | 0.054714 | 0.053915 | 0.0531 | 0.052176 | 0.051325 | 0.71712 | 2.0601 | 1.7901 | 1.029 | 0.58838 | 0.60288 | 0.61346 | 0.59943 | 0.63691 | 0.5633 | 0.62888 | 0.5029 | 0.51383 | - | 0.96849 | 0.79476 | 0.48855 | 0.43691 | 0.44559 | 0.41523 | 0.4824 | 0.41958 | 0.4519 | 0.41311 | 0.45936 | 0.46016 | 9999
LO12Med | NR | Clothes Washer | Residential | Water Heating | 0.0098994 | 16.3597 | -77.2529 | Multifamily - High Rise | Multifamily - High Rise CEE Tier 3 Clothes Washer - Any DHW, Any Dryer - 54% ENERGY STAR Baseline | 0.0010502 | 0.0020956 | 0.0031362 | 0.0041721 | 0.0052033 | 0.006126 | 0.006858 | 0.0074378 | 0.0078961 | 0.0082574 | 0.0085414 | 0.0087637 | 0.0089367 | 0.0090703 | 0.012356 | 0.01214 | 0.011799 | 0.011319 | 0.010843 | 0.010526 | 0.14166 | 2.0586 | 1.7888 | 1.0286 | 0.58841 | 0.60287 | 0.61349 | 0.59955 | 0.63698 | 0.56336 | 0.6289 | 0.50293 | 0.51387 | - | 0.96782 | 0.7942 | 0.48828 | 0.43677 | 0.44546 | 0.41511 | 0.48236 | 0.41945 | 0.45177 | 0.41293 | 0.45919 | 0.46 | 9999
LO12Med | NR | Clothes Washer | Residential | Water Heating | 0.016267 | 31.7498 | -94.4732 | Single Family | Single Family CEE Tier 2 Clothes Washer - Any DHW, Any Dryer - 54% ENERGY STAR Baseline | 0.099702 | 0.19895 | 0.29775 | 0.3961 | 0.494 | 0.58159 | 0.65108 | 0.70613 | 0.74964 | 0.78394 | 0.81091 | 0.83201 | 0.84843 | 0.86112 | 1.038 | 1.0199 | 0.9918 | 0.96787 | 0.94567 | 0.92504 | 12.8724 | 3.5017 | 3.0525 | 1.9496 | 1.2833 | 1.3011 | 1.3495 | 1.3726 | 1.4299 | 1.2576 | 1.3756 | 1.0987 | 1.1308 | - | 1.6482 | 1.3515 | 0.87543 | 0.84749 | 0.86852 | 0.81529 | 1.0074 | 0.82051 | 0.8899 | 0.77501 | 0.87046 | 0.87736 | 2.2406
LO12Med | NR | Clothes Washer | Residential | Water Heating | 0.015921 | 31.4592 | -87.1468 | Manufactured | Manufactured CEE Tier 2 Clothes Washer - Any DHW, Any Dryer - 54% ENERGY STAR Baseline | 0.013009 | 0.025741 | 0.038198 | 0.050387 | 0.06231 | 0.07274 | 0.080745 | 0.086833 | 0.091406 | 0.094782 | 0.097215 | 0.098903 | 0.1 | 0.10064 | 0.1057 | 0.10518 | 0.10364 | 0.10208 | 0.1003 | 0.098663 | 1.3785 | 3.4367 | 2.9965 | 1.9285 | 1.2811 | 1.2977 | 1.3473 | 1.3738 | 1.4292 | 1.2566 | 1.3732 | 1.0967 | 1.1294 | - | 1.618 | 1.3267 | 0.86267 | 0.84006 | 0.8611 | 0.8085 | 1.0034 | 0.81321 | 0.88255 | 0.76606 | 0.86153 | 0.86871 | 2.1871
LO12Med | NR | Clothes Washer | Residential | Water Heating | 0.015888 | 31.4312 | -86.2176 | Multifamily - Low Rise | Multifamily - Low Rise CEE Tier 2 Clothes Washer - Any DHW, Any Dryer - 54% ENERGY STAR Baseline | 0.0087046 | 0.01737 | 0.025995 | 0.034582 | 0.043129 | 0.050776 | 0.056843 | 0.061649 | 0.065448 | 0.068443 | 0.070797 | 0.072639 | 0.074073 | 0.075181 | 0.10287 | 0.10075 | 0.097647 | 0.09417 | 0.09049 | 0.087649 | 1.1759 | 3.4305 | 2.9911 | 1.9265 | 1.2809 | 1.2973 | 1.3471 | 1.3739 | 1.4291 | 1.2565 | 1.3729 | 1.0965 | 1.1293 | - | 1.6151 | 1.3243 | 0.86145 | 0.83935 | 0.86038 | 0.80785 | 1.0031 | 0.81251 | 0.88184 | 0.7652 | 0.86067 | 0.86788 | 2.1809
LO12Med | NR | Clothes Washer | Residential | Water Heating | 0.015888 | 31.4312 | -86.2176 | Multifamily - High Rise | Multifamily - High Rise CEE Tier 2 Clothes Washer - Any DHW, Any Dryer - 54% ENERGY STAR Baseline | 0.0020177 | 0.0040261 | 0.0060255 | 0.0080158 | 0.009997 | 0.01177 | 0.013176 | 0.01429 | 0.01517 | 0.015865 | 0.01641 | 0.016837 | 0.01717 | 0.017426 | 0.023739 | 0.023324 | 0.022668 | 0.021747 | 0.020832 | 0.020223 | 0.27217 | 3.4305 | 2.9911 | 1.9265 | 1.2809 | 1.2973 | 1.3471 | 1.3739 | 1.4291 | 1.2565 | 1.3729 | 1.0965 | 1.1293 | - | 1.6151 | 1.3243 | 0.86145 | 0.83935 | 0.86038 | 0.80785 | 1.0031 | 0.81251 | 0.88184 | 0.7652 | 0.86067 | 0.86788 | 2.1809
LO12Med | NR | Clothes Washer | Residential | Water Heating | 0.026972 | 53.6403 | -65.742 | Single Family | Single Family CEE Tier 1 Clothes Washer - Any DHW, Any Dryer - 54% ENERGY STAR Baseline | 0.16844 | 0.33612 | 0.50303 | 0.66919 | 0.83459 | 0.98258 | 1.1 | 1.193 | 1.2665 | 1.3244 | 1.37 | 1.4056 | 1.4334 | 1.4548 | 1.7536 | 1.7231 | 1.6756 | 1.6352 | 1.5977 | 1.5628 | 21.7475 | 5.8305 | 5.0855 | 3.2865 | 2.1914 | 2.2226 | 2.3101 | 2.3566 | 2.4531 | 2.1558 | 2.3519 | 1.8781 | 1.9331 | - | 2.7426 | 2.2491 | 1.466 | 1.4295 | 1.4663 | 1.3789 | 1.7111 | 1.3888 | 1.5062 | 1.3054 | 1.4642 | 1.4769 | 1.7194
LO12Med | NR | Clothes Washer | Residential | Water Heating | 0.026303 | 53.084 | -55.4172 | Manufactured | Manufactured CEE Tier 1 Clothes Washer - Any DHW, Any Dryer - 54% ENERGY STAR Baseline | 0.021952 | 0.043435 | 0.064456 | 0.085022 | 0.10514 | 0.12274 | 0.13625 | 0.14652 | 0.15424 | 0.15994 | 0.16404 | 0.16689 | 0.16875 | 0.16983 | 0.17836 | 0.17748 | 0.17488 | 0.17224 | 0.16924 | 0.16648 | 2.3261 | 5.7049 | 4.9771 | 3.246 | 2.1877 | 2.2163 | 2.3064 | 2.3594 | 2.4522 | 2.1544 | 2.3477 | 1.8746 | 1.9308 | - | 2.6843 | 2.2011 | 1.4414 | 1.4153 | 1.4521 | 1.3659 | 1.7037 | 1.3749 | 1.4922 | 1.2882 | 1.4471 | 1.4603 | 1.6733
LO12Med | NR | Clothes Washer | Residential | Water Heating | 0.026239 | 53.0307 | -54.1991 | Multifamily - Low Rise | Multifamily - Low Rise CEE Tier 1 Clothes Washer - Any DHW, Any Dryer - 54% ENERGY STAR Baseline | 0.014686 | 0.029306 | 0.043859 | 0.058346 | 0.072767 | 0.08567 | 0.095906 | 0.10401 | 0.11042 | 0.11548 | 0.11945 | 0.12256 | 0.12498 | 0.12684 | 0.17357 | 0.16998 | 0.16475 | 0.15888 | 0.15267 | 0.14788 | 1.9839 | 5.6928 | 4.9667 | 3.2421 | 2.1873 | 2.2157 | 2.306 | 2.3597 | 2.4521 | 2.1542 | 2.3473 | 1.8743 | 1.9306 | - | 2.6787 | 2.1965 | 1.439 | 1.4139 | 1.4508 | 1.3647 | 1.703 | 1.3735 | 1.4909 | 1.2866 | 1.4454 | 1.4587 | 1.6681
LO12Med | NR | Clothes Washer | Residential | Water Heating | 0.026239 | 53.0307 | -54.1991 | Multifamily - High Rise | Multifamily - High Rise CEE Tier 1 Clothes Washer - Any DHW, Any Dryer - 54% ENERGY STAR Baseline | 0.0034042 | 0.0067929 | 0.010166 | 0.013524 | 0.016867 | 0.019858 | 0.02223 | 0.02411 | 0.025595 | 0.026767 | 0.027687 | 0.028408 | 0.028969 | 0.029402 | 0.040053 | 0.039351 | 0.038246 | 0.036691 | 0.035148 | 0.034121 | 0.4592 | 5.6928 | 4.9667 | 3.2421 | 2.1873 | 2.2157 | 2.306 | 2.3597 | 2.4521 | 2.1542 | 2.3473 | 1.8743 | 1.9306 | - | 2.6787 | 2.1965 | 1.439 | 1.4139 | 1.4508 | 1.3647 | 1.703 | 1.3735 | 1.4909 | 1.2866 | 1.4454 | 1.4587 | 1.6681
LO50Fast | New | Monitor | Residential | Electronics | 0.006568 | 31.9232 | 49.2866 | Single Family | ENERGY STAR Monitors | 0.038475 | 0.053383 | 0.060649 | 0.064547 | 0.066267 | 0.064392 | 0.062736 | 0.06207 | 0.060864 | 0.061295 | 0.061044 | 0.05959 | 0.057363 | 0.056782 | 0.056805 | 0.055933 | 0.053481 | 0.052797 | 0.052347 | 0.052121 | 1.1529 | 2.3985 | 1.9987 | 2.128 | 1.4484 | 1.8148 | 1.4118 | 1.2538 | 1.5198 | 1.1072 | 1.4058 | 1.3897 | 1.8849 | NA | 1.6878 | 1.3655 | 1.1796 | 0.96245 | 1.0814 | 0.73088 | 0.78294 | 0.78371 | 0.67848 | 0.73565 | 0.93371 | 1.2396 | 1.879
LO50Fast | New | Monitor | Residential | Electronics | 0.006568 | 31.9232 | 49.2866 | Multifamily - Low Rise | ENERGY STAR Monitors | 0.006295 | 0.0090278 | 0.010724 | 0.011422 | 0.011358 | 0.011168 | 0.011091 | 0.011231 | 0.011398 | 0.011585 | 0.011505 | 0.01138 | 0.011271 | 0.011024 | 0.01077 | 0.010432 | 0.01014 | 0.0099005 | 0.0096026 | 0.0094607 | 0.21078 | 2.3985 | 1.9987 | 2.128 | 1.4484 | 1.8148 | 1.4118 | 1.2538 | 1.5198 | 1.1072 | 1.4058 | 1.3897 | 1.8849 | NA | 1.6878 | 1.3655 | 1.1796 | 0.96245 | 1.0814 | 0.73088 | 0.78294 | 0.78371 | 0.67848 | 0.73565 | 0.93371 | 1.2396 | 1.879
LO50Fast | New | Monitor | Residential | Electronics | 0.006568 | 31.9232 | 49.2866 | Multifamily - High Rise | ENERGY STAR Monitors | 0.0014132 | 0.0020552 | 0.0024781 | 0.0025785 | 0.0025145 | 0.0025093 | 0.0024993 | 0.0025623 | 0.0025822 | 0.0026242 | 0.0025748 | 0.0025419 | 0.0024958 | 0.0024603 | 0.002415 | 0.0023376 | 0.0022749 | 0.0021979 | 0.0021653 | 0.0021316 | 0.047412 | 2.3985 | 1.9987 | 2.128 | 1.4484 | 1.8148 | 1.4118 | 1.2538 | 1.5198 | 1.1072 | 1.4058 | 1.3897 | 1.8849 | NA | 1.6878 | 1.3655 | 1.1796 | 0.96245 | 1.0814 | 0.73088 | 0.78294 | 0.78371 | 0.67848 | 0.73565 | 0.93371 | 1.2396 | 1.879
LO50Fast | New | Monitor | Residential | Electronics | 0.006568 | 31.9232 | 49.2866 | Manufactured | ENERGY STAR Monitors | 0.00080997 | 0.0011825 | 0.0014681 | 0.0016748 | 0.0017129 | 0.0017193 | 0.0017288 | 0.0017284 | 0.0017219 | 0.0017049 | 0.001677 | 0.0016566 | 0.0016404 | 0.0016239 | 0.0016064 | 0.0015878 | 0.001569 | 0.0015518 | 0.0015351 | 0.0015184 | 0.031418 | 2.3985 | 1.9987 | 2.128 | 1.4484 | 1.8148 | 1.4118 | 1.2538 | 1.5198 | 1.1072 | 1.4058 | 1.3897 | 1.8849 | NA | 1.6878 | 1.3655 | 1.1796 | 0.96245 | 1.0814 | 0.73088 | 0.78294 | 0.78371 | 0.67848 | 0.73565 | 0.93371 | 1.2396 | 1.879
LO50Fast | New | Computer | Residential | Electronics | 0.0099265 | 68.2431 | 40.9426 | Single Family | ENERGY STAR Desktops | 0.13312 | 0.18496 | 0.21044 | 0.22428 | 0.23055 | 0.22451 | 0.21919 | 0.21729 | 0.21347 | 0.21537 | 0.21487 | 0.2101 | 0.20257 | 0.20081 | 0.20116 | 0.19789 | 0.189 | 0.18634 | 0.18448 | 0.18573 | 4.0462 | 3.1599 | 2.8127 | 3.2742 | 3.6989 | 3.9368 | 3.4494 | 3.465 | 3.4535 | 3.1947 | 3.3944 | 3.3719 | 3.7594 | NA | 2.0599 | 1.8472 | 1.8815 | 2.5817 | 2.8028 | 2.2486 | 2.6449 | 1.8775 | 2.2673 | 1.9448 | 2.4618 | 2.6541 | 2.0884
LO50Fast | New | Computer | Residential | Electronics | 0.0099265 | 68.2431 | 40.9426 | Multifamily - Low Rise | ENERGY STAR Desktops | 0.022771 | 0.032703 | 0.038904 | 0.041493 | 0.041315 | 0.04071 | 0.040513 | 0.041105 | 0.041796 | 0.042557 | 0.04234 | 0.04195 | 0.041614 | 0.040761 | 0.039875 | 0.038587 | 0.037466 | 0.036533 | 0.035381 | 0.035247 | 0.77362 | 3.1599 | 2.8127 | 3.2742 | 3.6989 | 3.9368 | 3.4494 | 3.465 | 3.4535 | 3.1947 | 3.3944 | 3.3719 | 3.7594 | NA | 2.0599 | 1.8472 | 1.8815 | 2.5817 | 2.8028 | 2.2486 | 2.6449 | 1.8775 | 2.2673 | 1.9448 | 2.4618 | 2.6541 | 2.0884
LO50Fast | New | Computer | Residential | Electronics | 0.0099265 | 68.2431 | 40.9426 | Multifamily - High Rise | ENERGY STAR Desktops | 0.0051119 | 0.0074449 | 0.0089899 | 0.0093671 | 0.0091461 | 0.0091471 | 0.0091296 | 0.0093783 | 0.0094687 | 0.0096403 | 0.0094756 | 0.0093703 | 0.009215 | 0.0090968 | 0.0089414 | 0.0086466 | 0.0084054 | 0.0081102 | 0.007978 | 0.0079416 | 0.174 | 3.1599 | 2.8127 | 3.2742 | 3.6989 | 3.9368 | 3.4494 | 3.465 | 3.4535 | 3.1947 | 3.3944 | 3.3719 | 3.7594 | NA | 2.0599 | 1.8472 | 1.8815 | 2.5817 | 2.8028 | 2.2486 | 2.6449 | 1.8775 | 2.2673 | 1.9448 | 2.4618 | 2.6541 | 2.0884
LO50Fast | New | Computer | Residential | Electronics | 0.0099265 | 68.2431 | 40.9426 | Manufactured | ENERGY STAR Desktops | 0.0029087 | 0.0042527 | 0.0052875 | 0.00604 | 0.0061855 | 0.0062222 | 0.0062696 | 0.0062804 | 0.0062684 | 0.0062177 | 0.006127 | 0.0060626 | 0.0060129 | 0.0059611 | 0.0059047 | 0.0058306 | 0.0057554 | 0.0056848 | 0.0056153 | 0.0056159 | 0.1145 | 3.1599 | 2.8127 | 3.2742 | 3.6989 | 3.9368 | 3.4494 | 3.465 | 3.4535 | 3.1947 | 3.3944 | 3.3719 | 3.7594 | NA | 2.0599 | 1.8472 | 1.8815 | 2.5817 | 2.8028 | 2.2486 | 2.6449 | 1.8775 | 2.2673 | 1.9448 | 2.4618 | 2.6541 | 2.0884
LO50Fast | New | Computer | Residential | Electronics | 0.0028683 | 19.7193 | 825.1669 | Single Family | ENERGY STAR Laptops | 0.013477 | 0.020774 | 0.026012 | 0.030305 | 0.033859 | 0.033315 | 0.032866 | 0.032925 | 0.03269 | 0.033334 | 0.033616 | 0.033229 | 0.03239 | 0.032464 | 0.032884 | 0.032789 | 0.031749 | 0.031738 | 0.031863 | 0.032079 | 0.61436 | 0.91307 | 0.81276 | 0.94611 | 1.0688 | 1.1376 | 0.99674 | 1.0012 | 0.99791 | 0.92312 | 0.98084 | 0.97434 | 1.0863 | NA | 0.59523 | 0.53377 | 0.54369 | 0.74599 | 0.80988 | 0.64975 | 0.76427 | 0.54252 | 0.65516 | 0.56197 | 0.71136 | 0.76692 | 0.12329
LO50Fast | New | Computer | Residential | Electronics | 0.0028683 | 19.7193 | 825.1669 | Multifamily - Low Rise | ENERGY STAR Laptops | 0.001927 | 0.0030703 | 0.0040196 | 0.0046865 | 0.0050719 | 0.0050495 | 0.0050777 | 0.0052062 | 0.00535 | 0.0055059 | 0.005537 | 0.0055458 | 0.0055618 | 0.0055082 | 0.0054486 | 0.0053445 | 0.0052607 | 0.0052012 | 0.0051081 | 0.0050887 | 0.098569 | 0.91307 | 0.81276 | 0.94611 | 1.0688 | 1.1376 | 0.99674 | 1.0012 | 0.99791 | 0.92312 | 0.98084 | 0.97434 | 1.0863 | NA | 0.59523 | 0.53377 | 0.54369 | 0.74599 | 0.80988 | 0.64975 | 0.76427 | 0.54252 | 0.65516 | 0.56197 | 0.71136 | 0.76692 | 0.12329
LO50Fast | New | Computer | Residential | Electronics | 0.0028683 | 19.7193 | 825.1669 | Multifamily - High Rise | ENERGY STAR Laptops | 0.0004326 | 0.00069895 | 0.00092885 | 0.001058 | 0.0011228 | 0.0011346 | 0.0011443 | 0.0011878 | 0.001212 | 0.0012472 | 0.0012392 | 0.0012387 | 0.0012316 | 0.0012293 | 0.0012218 | 0.0011976 | 0.0011802 | 0.0011546 | 0.0011518 | 0.0011466 | 0.022158 | 0.91307 | 0.81276 | 0.94611 | 1.0688 | 1.1376 | 0.99674 | 1.0012 | 0.99791 | 0.92312 | 0.98084 | 0.97434 | 1.0863 | NA | 0.59523 | 0.53377 | 0.54369 | 0.74599 | 0.80988 | 0.64975 | 0.76427 | 0.54252 | 0.65516 | 0.56197 | 0.71136 | 0.76692 | 0.12329
LO50Fast | New | Computer | Residential | Electronics | 0.0028683 | 19.7193 | 825.1669 | Manufactured | ENERGY STAR Laptops | 0.00024615 | 0.00039926 | 0.0005463 | 0.00068219 | 0.00075935 | 0.00077178 | 0.0007858 | 0.00079545 | 0.00080238 | 0.00080442 | 0.00080125 | 0.00080146 | 0.00080363 | 0.00080553 | 0.00080684 | 0.00080756 | 0.00080813 | 0.00080933 | 0.0008107 | 0.00081079 | 0.014658 | 0.91307 | 0.81276 | 0.94611 | 1.0688 | 1.1376 | 0.99674 | 1.0012 | 0.99791 | 0.92312 | 0.98084 | 0.97434 | 1.0863 | NA | 0.59523 | 0.53377 | 0.54369 | 0.74599 | 0.80988 | 0.64975 | 0.76427 | 0.54252 | 0.65516 | 0.56197 | 0.71136 | 0.76692 | 0.12329
LO50Fast | NR | Monitor | Residential | Electronics | 0.006568 | 31.9232 | 49.2866 | Single Family | ENERGY STAR Monitors | 0.51601 | 0.74677 | 0.89306 | 0.9802 | 1.0318 | 1.116 | 1.1075 | 1.0923 | 1.0763 | 1.0603 | 1.0438 | 1.0288 | 1.015 | 1.0013 | 0.98886 | 0.9762 | 0.96295 | 0.94939 | 0.93708 | 0.92533 | 5.0378 | 2.3985 | 1.9987 | 2.128 | 1.4484 | 1.8148 | 1.4118 | 1.2538 | 1.5198 | 1.1072 | 1.4058 | 1.3897 | 1.8849 | NA | 1.6878 | 1.3655 | 1.1796 | 0.96245 | 1.0814 | 0.73088 | 0.78294 | 0.78371 | 0.67848 | 0.73565 | 0.93371 | 1.2396 | 1.879
LO50Fast | NR | Monitor | Residential | Electronics | 0.006568 | 31.9232 | 49.2866 | Multifamily - Low Rise | ENERGY STAR Monitors | 0.050091 | 0.072492 | 0.086694 | 0.095153 | 0.10016 | 0.11273 | 0.11168 | 0.11011 | 0.10823 | 0.1062 | 0.10447 | 0.10302 | 0.1018 | 0.10066 | 0.099558 | 0.098313 | 0.097057 | 0.095829 | 0.09453 | 0.093242 | 0.53902 | 2.3985 | 1.9987 | 2.128 | 1.4484 | 1.8148 | 1.4118 | 1.2538 | 1.5198 | 1.1072 | 1.4058 | 1.3897 | 1.8849 | NA | 1.6878 | 1.3655 | 1.1796 | 0.96245 | 1.0814 | 0.73088 | 0.78294 | 0.78371 | 0.67848 | 0.73565 | 0.93371 | 1.2396 | 1.879
LO50Fast | NR | Monitor | Residential | Electronics | 0.006568 | 31.9232 | 49.2866 | Multifamily - High Rise | ENERGY STAR Monitors | 0.011421 | 0.016528 | 0.019766 | 0.021694 | 0.022836 | 0.025665 | 0.025458 | 0.025131 | 0.024658 | 0.024163 | 0.023796 | 0.02347 | 0.023212 | 0.022939 | 0.022688 | 0.022384 | 0.022095 | 0.021801 | 0.021518 | 0.021232 | 0.1226 | 2.3985 | 1.9987 | 2.128 | 1.4484 | 1.8148 | 1.4118 | 1.2538 | 1.5198 | 1.1072 | 1.4058 | 1.3897 | 1.8849 | NA | 1.6878 | 1.3655 | 1.1796 | 0.96245 | 1.0814 | 0.73088 | 0.78294 | 0.78371 | 0.67848 | 0.73565 | 0.93371 | 1.2396 | 1.879
LO50Fast | NR | Monitor | Residential | Electronics | 0.006568 | 31.9232 | 49.2866 | Manufactured | ENERGY STAR Monitors | 0.049563 | 0.071122 | 0.084338 | 0.091786 | 0.095799 | 0.098047 | 0.097113 | 0.09549 | 0.093606 | 0.091579 | 0.089587 | 0.087658 | 0.085774 | 0.083933 | 0.082129 | 0.080358 | 0.078631 | 0.076947 | 0.075301 | 0.073691 | 0.37868 | 2.3985 | 1.9987 | 2.128 | 1.4484 | 1.8148 | 1.4118 | 1.2538 | 1.5198 | 1.1072 | 1.4058 | 1.3897 | 1.8849 | NA | 1.6878 | 1.3655 | 1.1796 | 0.96245 | 1.0814 | 0.73088 | 0.78294 | 0.78371 | 0.67848 | 0.73565 | 0.93371 | 1.2396 | 1.879
LO50Fast | NR | Computer | Residential | Electronics | 0.0099265 | 68.2431 | 40.9426 | Single Family | ENERGY STAR Desktops | 2.2316 | 3.2343 | 3.8734 | 4.2573 | 4.9366 | 4.9591 | 4.9115 | 4.8452 | 4.7727 | 4.7048 | 4.6447 | 4.5918 | 4.5384 | 4.492 | 4.4434 | 4.3813 | 4.3162 | 4.2578 | 4.2022 | 4.1936 | 19.3643 | 3.1599 | 2.8127 | 3.2742 | 3.6989 | 3.9368 | 3.4494 | 3.465 | 3.4535 | 3.1947 | 3.3944 | 3.3719 | 3.7594 | NA | 2.0599 | 1.8472 | 1.8815 | 2.5817 | 2.8028 | 2.2486 | 2.6449 | 1.8775 | 2.2673 | 1.9448 | 2.4618 | 2.6541 | 2.0884
LO50Fast | NR | Computer | Residential | Electronics | 0.0099265 | 68.2431 | 40.9426 | Multifamily - Low Rise | ENERGY STAR Desktops | 0.2265 | 0.32825 | 0.39313 | 0.43208 | 0.53231 | 0.5322 | 0.52572 | 0.51586 | 0.50461 | 0.49678 | 0.4908 | 0.48633 | 0.48229 | 0.47848 | 0.47369 | 0.46782 | 0.46204 | 0.45569 | 0.44931 | 0.44771 | 2.2736 | 3.1599 | 2.8127 | 3.2742 | 3.6989 | 3.9368 | 3.4494 | 3.465 | 3.4535 | 3.1947 | 3.3944 | 3.3719 | 3.7594 | NA | 2.0599 | 1.8472 | 1.8815 | 2.5817 | 2.8028 | 2.2486 | 2.6449 | 1.8775 | 2.2673 | 1.9448 | 2.4618 | 2.6541 | 2.0884
LO50Fast | NR | Computer | Residential | Electronics | 0.0099265 | 68.2431 | 40.9426 | Multifamily - High Rise | ENERGY STAR Desktops | 0.05164 | 0.07484 | 0.089631 | 0.098513 | 0.1211 | 0.12132 | 0.12005 | 0.11749 | 0.11474 | 0.11312 | 0.11179 | 0.11089 | 0.10989 | 0.10902 | 0.1078 | 0.10644 | 0.10503 | 0.10367 | 0.10227 | 0.1019 | 0.51652 | 3.1599 | 2.8127 | 3.2742 | 3.6989 | 3.9368 | 3.4494 | 3.465 | 3.4535 | 3.1947 | 3.3944 | 3.3719 | 3.7594 | NA | 2.0599 | 1.8472 | 1.8815 | 2.5817 | 2.8028 | 2.2486 | 2.6449 | 1.8775 | 2.2673 | 1.9448 | 2.4618 | 2.6541 | 2.0884
LO50Fast | NR | Computer | Residential | Electronics | 0.0099265 | 68.2431 | 40.9426 | Manufactured | ENERGY STAR Desktops | 0.22248 | 0.31972 | 0.37968 | 0.41378 | 0.44225 | 0.44606 | 0.44263 | 0.43588 | 0.42739 | 0.41899 | 0.41078 | 0.40271 | 0.39477 | 0.38693 | 0.37918 | 0.37077 | 0.36252 | 0.35441 | 0.34642 | 0.34283 | 1.4387 | 3.1599 | 2.8127 | 3.2742 | 3.6989 | 3.9368 | 3.4494 | 3.465 | 3.4535 | 3.1947 | 3.3944 | 3.3719 | 3.7594 | NA | 2.0599 | 1.8472 | 1.8815 | 2.5817 | 2.8028 | 2.2486 | 2.6449 | 1.8775 | 2.2673 | 1.9448 | 2.4618 | 2.6541 | 2.0884
LO50Fast | NR | Computer | Residential | Electronics | 0.0028683 | 19.7193 | 825.1669 | Single Family | ENERGY STAR Laptops | 0.22593 | 0.36326 | 0.47878 | 0.57525 | 0.6909 | 0.70619 | 0.71064 | 0.71091 | 0.70951 | 0.70795 | 0.70677 | 0.70602 | 0.70521 | 0.70488 | 0.70438 | 0.70364 | 0.70266 | 0.70214 | 0.7018 | 0.70028 | 3.3446 | 0.91307 | 0.81276 | 0.94611 | 1.0688 | 1.1376 | 0.99674 | 1.0012 | 0.99791 | 0.92312 | 0.98084 | 0.97434 | 1.0863 | NA | 0.59523 | 0.53377 | 0.54369 | 0.74599 | 0.80988 | 0.64975 | 0.76427 | 0.54252 | 0.65516 | 0.56197 | 0.71136 | 0.76692 | 0.12329
LO50Fast | NR | Computer | Residential | Electronics | 0.0028683 | 19.7193 | 825.1669 | Multifamily - Low Rise | ENERGY STAR Laptops | 0.019168 | 0.030817 | 0.040618 | 0.048802 | 0.060469 | 0.061625 | 0.061905 | 0.061742 | 0.061392 | 0.061204 | 0.061111 | 0.061101 | 0.061114 | 0.06114 | 0.061105 | 0.061068 | 0.061034 | 0.060965 | 0.060892 | 0.06072 | 0.32824 | 0.91307 | 0.81276 | 0.94611 | 1.0688 | 1.1376 | 0.99674 | 1.0012 | 0.99791 | 0.92312 | 0.98084 | 0.97434 | 1.0863 | NA | 0.59523 | 0.53377 | 0.54369 | 0.74599 | 0.80988 | 0.64975 | 0.76427 | 0.54252 | 0.65516 | 0.56197 | 0.71136 | 0.76692 | 0.12329
LO50Fast | NR | Computer | Residential | Electronics | 0.0028683 | 19.7193 | 825.1669 | Multifamily - High Rise | ENERGY STAR Laptops | 0.0043701 | 0.0070262 | 0.0092608 | 0.011127 | 0.013771 | 0.014049 | 0.014125 | 0.01407 | 0.013979 | 0.013946 | 0.013926 | 0.013931 | 0.01393 | 0.013936 | 0.01392 | 0.01391 | 0.013897 | 0.013886 | 0.013873 | 0.013833 | 0.074572 | 0.91307 | 0.81276 | 0.94611 | 1.0688 | 1.1376 | 0.99674 | 1.0012 | 0.99791 | 0.92312 | 0.98084 | 0.97434 | 1.0863 | NA | 0.59523 | 0.53377 | 0.54369 | 0.74599 | 0.80988 | 0.64975 | 0.76427 | 0.54252 | 0.65516 | 0.56197 | 0.71136 | 0.76692 | 0.12329
LO50Fast | NR | Computer | Residential | Electronics | 0.0028683 | 19.7193 | 825.1669 | Manufactured | ENERGY STAR Laptops | 0.018828 | 0.030016 | 0.039228 | 0.046735 | 0.053668 | 0.054757 | 0.054935 | 0.054684 | 0.054229 | 0.053739 | 0.053244 | 0.05275 | 0.05226 | 0.051773 | 0.051288 | 0.050815 | 0.050348 | 0.049885 | 0.049426 | 0.048904 | 0.20771 | 0.91307 | 0.81276 | 0.94611 | 1.0688 | 1.1376 | 0.99674 | 1.0012 | 0.99791 | 0.92312 | 0.98084 | 0.97434 | 1.0863 | NA | 0.59523 | 0.53377 | 0.54369 | 0.74599 | 0.80988 | 0.64975 | 0.76427 | 0.54252 | 0.65516 | 0.56197 | 0.71136 | 0.76692 | 0.12329
LO5Med | New | Behavior | Residential | Water Heating | 0.038977 | 184.7605 | 30.1591 | Single Family | Controled Optimization Program | 0.023679 | 0.05046 | 0.080084 | 0.11371 | 0.15086 | 0.18853 | 0.23105 | 0.27851 | 0.32093 | 0.36626 | 0.3997 | 0.41548 | 0.41666 | 0.42334 | 0.43099 | 0.4301 | 0.41613 | 0.41547 | 0.41654 | 0.41937 | 5.9879 | 14.3596 | 12.9418 | 14.4848 | 11.3662 | 9.442 | 7.9858 | 6.8191 | 6.956 | 6.9074 | 9.2659 | 10.2533 | 13.9792 | NA | 7.5504 | 6.3588 | 5.8276 | 5.4282 | 4.6116 | 3.481 | 3.6561 | 3.0266 | 3.6299 | 3.8266 | 5.3298 | 7.2728 | 2.7515
Retro5Med | Retro | Behavior | Residential | Water Heating | 0.038977 | 184.7605 | 30.1591 | Single Family | Controled Optimization Program | 1.5878 | 1.9737 | 2.4425 | 2.8641 | 3.297 | 3.887 | 4.2955 | 4.4169 | 4.1872 | 3.6186 | 2.8144 | 1.9407 | 1.1665 | 0.59973 | 0.25835 | 0.091136 | 0.02567 | 0.0056164 | 0.0009267 | 0.00011166 | 41.5646 | 14.3596 | 12.9418 | 14.4848 | 11.3662 | 9.442 | 7.9858 | 6.8191 | 6.956 | 6.9074 | 9.2659 | 10.2533 | 13.9792 | NA | 7.5504 | 6.3588 | 5.8276 | 5.4282 | 4.6116 | 3.481 | 3.6561 | 3.0266 | 3.6299 | 3.8266 | 5.3298 | 7.2728 | 2.7515
LO12Med | New | Dishwasher | Residential | Water Heating | 0.00018487 | 0.99354 | 143.3749 | Single Family | Energy Star Dishwasher - Any DHW | 0.0005801 | 0.0011098 | 0.0015778 | 0.0020354 | 0.0024758 | 0.0027836 | 0.0030362 | 0.0032846 | 0.0034589 | 0.0036899 | 0.0038522 | 0.0039105 | 0.0038909 | 0.0039622 | 0.0040629 | 0.0040889 | 0.0039539 | 0.0039472 | 0.0039573 | 0.0039842 | 0.063642 | 0.064033 | 0.056962 | 0.064731 | 0.056064 | 0.054015 | 0.053316 | 0.046812 | 0.049013 | 0.04492 | 0.053584 | 0.054649 | 0.063524 | NA | 0.034565 | 0.028952 | 0.027541 | 0.028021 | 0.027897 | 0.02389 | 0.026608 | 0.021468 | 0.025211 | 0.023568 | 0.030465 | 0.033728 | 0.92274
LO12Med | New | Dishwasher | Residential | Water Heating | 0.0006079 | 3.1795 | 53.0042 | Multifamily - Low Rise | Energy Star Dishwasher - Any DHW | 0.00061363 | 0.0012134 | 0.0018038 | 0.0023286 | 0.0027436 | 0.0031212 | 0.0034703 | 0.0038423 | 0.0041878 | 0.0045088 | 0.0046939 | 0.0048284 | 0.0049428 | 0.0049734 | 0.0049801 | 0.0049305 | 0.0048468 | 0.0047855 | 0.0046934 | 0.0046756 | 0.076184 | 0.20857 | 0.18644 | 0.21368 | 0.18524 | 0.17723 | 0.17345 | 0.14848 | 0.15534 | 0.14467 | 0.17401 | 0.17808 | 0.20704 | NA | 0.10709 | 0.089701 | 0.085541 | 0.088354 | 0.088188 | 0.073878 | 0.080963 | 0.064142 | 0.077787 | 0.07262 | 0.094703 | 0.10429 | 1.278
LO12Med | New | Dishwasher | Residential | Water Heating | 0.0006079 | 3.1795 | 53.0042 | Multifamily - High Rise | Energy Star Dishwasher - Any DHW | 0.00013775 | 0.00027623 | 0.00041682 | 0.00052568 | 0.00060737 | 0.00070131 | 0.00078203 | 0.00087664 | 0.00094875 | 0.0010213 | 0.0010505 | 0.0010785 | 0.0010945 | 0.0011099 | 0.0011167 | 0.0011048 | 0.0010874 | 0.0010623 | 0.0010583 | 0.0010535 | 0.01711 | 0.20857 | 0.18644 | 0.21368 | 0.18524 | 0.17723 | 0.17345 | 0.14848 | 0.15534 | 0.14467 | 0.17401 | 0.17808 | 0.20704 | NA | 0.10709 | 0.089701 | 0.085541 | 0.088354 | 0.088188 | 0.073878 | 0.080963 | 0.064142 | 0.077787 | 0.07262 | 0.094703 | 0.10429 | 1.278
LO12Med | New | Dishwasher | Residential | Water Heating | 0.00068071 | 3.5557 | 48.6583 | Manufactured | Energy Star Dishwasher - Any DHW | 5.3757e-05 | 0.00010822 | 0.00016813 | 0.00023247 | 0.00028171 | 0.00032718 | 0.00036832 | 0.00040262 | 0.00043075 | 0.00045178 | 0.00046585 | 0.00047855 | 0.00048981 | 0.00049881 | 0.00050577 | 0.00051094 | 0.00051063 | 0.0005107 | 0.00051086 | 0.00051092 | 0.0078178 | 0.23344 | 0.20873 | 0.23932 | 0.20747 | 0.19843 | 0.19412 | 0.16598 | 0.17364 | 0.16184 | 0.19474 | 0.19933 | 0.23174 | NA | 0.11957 | 0.10016 | 0.095524 | 0.098738 | 0.098565 | 0.082482 | 0.090317 | 0.071487 | 0.086836 | 0.081062 | 0.10576 | 0.11643 | 1.3392
LO12Med | NR | Dishwasher | Residential | Water Heating | 0.00018487 | 0.99354 | 143.3749 | Single Family | Energy Star Dishwasher - Any DHW | 0.002526 | 0.0050405 | 0.0075435 | 0.010035 | 0.012515 | 0.014735 | 0.016495 | 0.01789 | 0.018992 | 0.019861 | 0.020544 | 0.021079 | 0.021495 | 0.021817 | 0.022063 | 0.027044 | 0.026317 | 0.025606 | 0.025013 | 0.024465 | 0.35837 | 0.064033 | 0.056962 | 0.064731 | 0.056064 | 0.054015 | 0.053316 | 0.046812 | 0.049013 | 0.04492 | 0.053584 | 0.054649 | 0.063524 | NA | 0.034565 | 0.028952 | 0.027541 | 0.028021 | 0.027897 | 0.02389 | 0.026608 | 0.021468 | 0.025211 | 0.023568 | 0.030465 | 0.033728 | 0.92274
LO12Med | NR | Dishwasher | Residential | Water Heating | 0.0006079 | 3.1795 | 53.0042 | Multifamily - Low Rise | Energy Star Dishwasher - Any DHW | 0.0015853 | 0.0031635 | 0.0047344 | 0.0062982 | 0.0078549 | 0.0092477 | 0.010353 | 0.011228 | 0.01192 | 0.012465 | 0.012894 | 0.01323 | 0.013491 | 0.013692 | 0.013847 | 0.019036 | 0.018434 | 0.017853 | 0.017203 | 0.016515 | 0.23338 | 0.20857 | 0.18644 | 0.21368 | 0.18524 | 0.17723 | 0.17345 | 0.14848 | 0.15534 | 0.14467 | 0.17401 | 0.17808 | 0.20704 | NA | 0.10709 | 0.089701 | 0.085541 | 0.088354 | 0.088188 | 0.073878 | 0.080963 | 0.064142 | 0.077787 | 0.07262 | 0.094703 | 0.10429 | 1.278
LO12Med | NR | Dishwasher | Residential | Water Heating | 0.0006079 | 3.1795 | 53.0042 | Multifamily - High Rise | Energy Star Dishwasher - Any DHW | 0.00036145 | 0.00072126 | 0.0010794 | 0.001436 | 0.0017909 | 0.0021085 | 0.0023604 | 0.0025599 | 0.0027177 | 0.002842 | 0.0029398 | 0.0030163 | 0.0030758 | 0.0031218 | 0.003157 | 0.0043223 | 0.0042014 | 0.0040827 | 0.0039147 | 0.0037477 | 0.053176 | 0.20857 | 0.18644 | 0.21368 | 0.18524 | 0.17723 | 0.17345 | 0.14848 | 0.15534 | 0.14467 | 0.17401 | 0.17808 | 0.20704 | NA | 0.10709 | 0.089701 | 0.085541 | 0.088354 | 0.088188 | 0.073878 | 0.080963 | 0.064142 | 0.077787 | 0.07262 | 0.094703 | 0.10429 | 1.278
LO12Med | NR | Dishwasher | Residential | Water Heating | 0.00068071 | 3.5557 | 48.6583 | Manufactured | Energy Star Dishwasher - Any DHW | 0.001068 | 0.0021132 | 0.0031359 | 0.0041365 | 0.0051154 | 0.0059716 | 0.0066288 | 0.0071285 | 0.0075039 | 0.0077812 | 0.0079809 | 0.0081195 | 0.0082099 | 0.0082624 | 0.0082851 | 0.0087288 | 0.0085979 | 0.0084774 | 0.0083552 | 0.0082116 | 0.12444 | 0.23344 | 0.20873 | 0.23932 | 0.20747 | 0.19843 | 0.19412 | 0.16598 | 0.17364 | 0.16184 | 0.19474 | 0.19933 | 0.23174 | NA | 0.11957 | 0.10016 | 0.095524 | 0.098738 | 0.098565 | 0.082482 | 0.090317 | 0.071487 | 0.086836 | 0.081062 | 0.10576 | 0.11643 | 1.3392
LO12Med | New | Duct Sealing | Residential | HVAC | 0.24894 | 712.5934 | 71.2456 | Single Family | New SF Performance-based Duct Sealing - Heat Pump + HZ23 | 0.0058398 | 0.011172 | 0.015884 | 0.02049 | 0.024924 | 0.028022 | 0.030565 | 0.033066 | 0.03482 | 0.037145 | 0.038779 | 0.039367 | 0.039169 | 0.039887 | 0.0409 | 0.041162 | 0.039803 | 0.039736 | 0.039837 | 0.040108 | 0.64068 | 60.9365 | 44.4976 | 36.0473 | 31.2523 | 11.4675 | 7.4141 | 21.5564 | 21.4997 | 12.5026 | 28.401 | 44.0992 | 76.9525 | NA | 57.8187 | 40.9522 | 30.2411 | 28.2061 | 11.1507 | 3.4447 | 10.6108 | 7.5965 | 7.1834 | 17.448 | 34.7244 | 66.5904 | 1.5033
LO12Med | New | Duct Sealing | Residential | HVAC | 0.15406 | 440.9987 | 133.4276 | Single Family | New SF Performance-based Duct Sealing - Heat Pump + HZ1 | 0.018326 | 0.035059 | 0.049845 | 0.064299 | 0.078213 | 0.087936 | 0.095918 | 0.10376 | 0.10927 | 0.11657 | 0.12169 | 0.12354 | 0.12292 | 0.12517 | 0.12835 | 0.12917 | 0.12491 | 0.1247 | 0.12501 | 0.12586 | 2.0105 | 37.7114 | 27.538 | 22.3084 | 19.3409 | 7.0968 | 4.5883 | 13.3405 | 13.3054 | 7.7374 | 17.5764 | 27.2914 | 47.6231 | NA | 35.782 | 25.3439 | 18.7151 | 17.4558 | 6.9007 | 2.1318 | 6.5666 | 4.7012 | 4.4456 | 10.7979 | 21.4897 | 41.2104 | 0.94229
LO12Med | New | Duct Sealing | Residential | HVAC | 0.43492 | 1244.9646 | 39.8286 | Manufactured | New MH Performance-based Duct Sealing - Heat Pump + HZ23 | 0.00063716 | 0.0012827 | 0.0019928 | 0.0027553 | 0.003339 | 0.0038779 | 0.0043655 | 0.0047721 | 0.0051055 | 0.0053547 | 0.0055215 | 0.0056721 | 0.0058055 | 0.0059123 | 0.0059947 | 0.006056 | 0.0060523 | 0.0060531 | 0.006055 | 0.0060557 | 0.092661 | 106.4615 | 77.7413 | 62.9779 | 54.6005 | 20.0347 | 12.9531 | 37.661 | 37.5619 | 21.8431 | 49.6191 | 77.0452 | 134.4429 | NA | 101.0145 | 71.5472 | 52.8338 | 49.2787 | 19.4812 | 6.0181 | 18.538 | 13.2717 | 12.5501 | 30.4831 | 60.6666 | 116.3394 | 2.4059
LO12Med | New | Duct Sealing | Residential | HVAC | 0.22613 | 647.2877 | 94.9188 | Manufactured | New MH Performance-based Duct Sealing - Heat Pump + HZ1 | 0.0013973 | 0.0028128 | 0.0043702 | 0.0060423 | 0.0073224 | 0.008504 | 0.0095734 | 0.010465 | 0.011196 | 0.011743 | 0.012108 | 0.012439 | 0.012731 | 0.012965 | 0.013146 | 0.01328 | 0.013272 | 0.013274 | 0.013278 | 0.01328 | 0.2032 | 55.3519 | 40.4196 | 32.7438 | 28.3881 | 10.4165 | 6.7347 | 19.5809 | 19.5293 | 11.3568 | 25.7982 | 40.0577 | 69.9001 | NA | 52.5199 | 37.1991 | 27.4696 | 25.6212 | 10.1287 | 3.129 | 9.6384 | 6.9003 | 6.5251 | 15.8489 | 31.5421 | 60.4877 | 1.2509
Retro12Med | Retro | Duct Sealing | Residential | HVAC | 0.45699 | 1308.145 | 26.1254 | Single Family | SF Performance-based Duct Sealing - Heat Pump + HZ23 | 0.68293 | 0.69165 | 0.68923 | 0.68679 | 0.68457 | 0.6142 | 0.48977 | 0.39068 | 0.31174 | 0.24875 | 0.19854 | 0.15846 | 0.12645 | 0.1009 | 0.080534 | 0.064284 | 0.00043744 | 0.00015584 | 5.3006e-05 | 1.7246e-05 | 6.0253 | 111.8643 | 81.6866 | 66.174 | 57.3714 | 21.0514 | 13.6105 | 39.5723 | 39.4681 | 22.9516 | 52.1372 | 80.9552 | 141.2657 | NA | 106.1409 | 75.1781 | 55.5151 | 51.7795 | 20.4698 | 6.3236 | 19.4788 | 13.9452 | 13.187 | 32.0301 | 63.7454 | 122.2435 | 2.7186
Retro12Med | Retro | Duct Sealing | Residential | HVAC | 0.2623 | 750.8398 | 66.4217 | Single Family | SF Performance-based Duct Sealing - Heat Pump + HZ1 | 1.9877 | 2.013 | 2.006 | 1.9989 | 1.9924 | 1.7876 | 1.4255 | 1.1371 | 0.9073 | 0.72397 | 0.57784 | 0.46119 | 0.36803 | 0.29367 | 0.23439 | 0.1871 | 0.0012732 | 0.00045356 | 0.00015427 | 5.0194e-05 | 17.5365 | 64.2071 | 46.8859 | 37.9821 | 32.9296 | 12.0829 | 7.812 | 22.7134 | 22.6536 | 13.1736 | 29.9253 | 46.4661 | 81.0827 | NA | 60.922 | 43.1502 | 31.8642 | 29.72 | 11.7491 | 3.6295 | 11.1803 | 8.0042 | 7.569 | 18.3844 | 36.5881 | 70.1645 | 1.5791
Retro12Med | Retro | Duct Sealing | Residential | HVAC | 0.81011 | 2318.9364 | 12.1967 | Manufactured | MH Performance-based Duct Sealing - Heat Pump + HZ23 | 0.34495 | 0.34239 | 0.33869 | 0.33506 | 0.33146 | 0.29505 | 0.23347 | 0.18476 | 0.14622 | 0.11572 | 0.091581 | 0.072478 | 0.057361 | 0.045398 | 0.03593 | 0.028437 | 0.00019189 | 6.7801e-05 | 2.2867e-05 | 7.3772e-06 | 2.5774 | 198.3008 | 144.805 | 117.306 | 101.7017 | 37.3177 | 24.1272 | 70.1494 | 69.9647 | 40.6861 | 92.4231 | 143.5085 | 250.4203 | NA | 188.1549 | 133.2675 | 98.4111 | 91.789 | 36.2867 | 11.2097 | 34.5298 | 24.7206 | 23.3765 | 56.7795 | 113.0009 | 216.6999 | 4.4813
Retro12Med | Retro | Duct Sealing | Residential | HVAC | 0.38459 | 1100.8991 | 47.6362 | Manufactured | MH Performance-based Duct Sealing - Heat Pump + HZ1 | 0.69073 | 0.6856 | 0.67819 | 0.67091 | 0.66371 | 0.5908 | 0.4675 | 0.36996 | 0.29279 | 0.23171 | 0.18338 | 0.14513 | 0.11486 | 0.090904 | 0.071946 | 0.056941 | 0.00038423 | 0.00013576 | 4.5789e-05 | 1.4772e-05 | 5.161 | 94.1419 | 68.7452 | 55.6902 | 48.2822 | 17.7163 | 11.4542 | 33.3029 | 33.2153 | 19.3154 | 43.8772 | 68.1297 | 118.8853 | NA | 89.3253 | 63.2678 | 46.72 | 43.5762 | 17.2269 | 5.3217 | 16.3928 | 11.7359 | 11.0978 | 26.9557 | 53.6464 | 102.8768 | 2.1275
LOMax60 | NR | EV Supply Equip | Residential | Whole Bldg/Meter Level | 0.019721 | 125.4109 | 829.0472 | Single Family | EVSE Level 2 | 0.00065254 | 0.0029721 | 0.0084127 | 0.018772 | 0.036029 | 0.061286 | 0.093747 | 0.13373 | 0.18152 | 0.23755 | 0.30209 | 0.37332 | 0.45055 | 0.53296 | 0.61944 | 0.70599 | 0.79198 | 0.87645 | 0.96449 | 1.0445 | 16.2642 | 7.2723 | 6.2687 | 6.7218 | 5.784 | 5.8483 | 6.103 | 6.2028 | 6.5221 | 5.4665 | 6.201 | 6.1883 | 7.1857 | NA | 5.1448 | 4.3092 | 4.0522 | 3.829 | 3.7625 | 3.5865 | 4.2879 | 3.7215 | 3.8242 | 3.5967 | 4.4648 | 5.0671 | 0.12583
LO12Med | NR | DHP Ducted | Residential | HVAC | 1.5083 | 4132.8308 | 57.2245 | Single Family | Install Ductless Heat Pump in House with Existing FAF - Single Family Home + HZ1 | 0.16742 | 0.33407 | 0.49997 | 0.66511 | 0.8295 | 0.97659 | 1.0933 | 1.1857 | 1.2588 | 1.3164 | 1.3616 | 1.3971 | 1.4247 | 1.446 | 1.4623 | 1.4746 | 1.4713 | 1.468 | 1.4647 | 1.4614 | 21.9893 | 439.2723 | 310.8951 | 278.4253 | 209.5483 | 126.2269 | 42.9846 | 11.8571 | 4.7483 | 19.6802 | 135.554 | 316.6203 | 391.1734 | NA | 343.9701 | 249.7815 | 212.517 | 177.1868 | 123.5801 | 42.459 | 16.4702 | 7.5455 | 22.3268 | 103.9003 | 248.1155 | 297.9921 | 1.6593
LO12Med | NR | DHP Ducted | Residential | HVAC | 1.2498 | 3924.8281 | 52.1402 | Single Family | Install Ductless Heat Pump in House with Existing FAF - Single Family Home + HZ23 | 0.034686 | 0.069214 | 0.10358 | 0.1378 | 0.17186 | 0.20233 | 0.22651 | 0.24566 | 0.26079 | 0.27273 | 0.28211 | 0.28945 | 0.29516 | 0.29958 | 0.30296 | 0.30551 | 0.30484 | 0.30415 | 0.30346 | 0.30278 | 4.5558 | 407.9645 | 314.4615 | 230.0061 | 155.2954 | 97.9141 | 16.1156 | 1.326 | 2.0704 | 13.5847 | 107.8996 | 290.2008 | 380.5692 | NA | 364.37 | 275.7764 | 208.9483 | 156.3804 | 112.2434 | 23.6411 | 3.5172 | 3.6322 | 22.0709 | 108.3861 | 285.1005 | 343.3538 | 1.6647
LO12Med | NR | DHP Ducted | Residential | HVAC | 2.2554 | 6179.976 | 43.082 | Manufactured | Install Ductless Heat Pump in House with Existing FAF - Manufactured Home + HZ1 | 0.83932 | 1.6607 | 2.4644 | 3.2508 | 4.0201 | 4.693 | 5.2094 | 5.6021 | 5.8972 | 6.115 | 6.272 | 6.3809 | 6.452 | 6.4932 | 6.5111 | 6.5105 | 6.4414 | 6.3727 | 6.3047 | 6.2373 | 93.8517 | 656.8603 | 464.893 | 416.3398 | 313.3454 | 188.7518 | 64.2765 | 17.7303 | 7.1004 | 29.4285 | 202.699 | 473.4541 | 584.9362 | NA | 514.3513 | 373.5076 | 317.7846 | 264.9541 | 184.794 | 63.4905 | 24.6285 | 11.2831 | 33.3861 | 155.3659 | 371.0163 | 445.5987 | 2.1921
LO12Med | NR | DHP Ducted | Residential | HVAC | 1.9442 | 6105.3655 | 40.9546 | Manufactured | Install Ductless Heat Pump in House with Existing FAF - Manufactured Home + HZ23 | 0.33452 | 0.66189 | 0.98222 | 1.2956 | 1.6022 | 1.8704 | 2.0763 | 2.2328 | 2.3504 | 2.4372 | 2.4998 | 2.5432 | 2.5715 | 2.588 | 2.5951 | 2.5948 | 2.5673 | 2.5399 | 2.5128 | 2.486 | 37.4057 | 634.6195 | 489.1685 | 357.7918 | 241.5737 | 152.3127 | 25.069 | 2.0627 | 3.2207 | 21.132 | 167.846 | 451.4292 | 592.004 | NA | 566.8049 | 428.9909 | 325.0348 | 243.2615 | 174.6031 | 36.7756 | 5.4713 | 5.6502 | 34.333 | 168.6027 | 443.4953 | 534.1127 | 2.2022
LO1Slow | New | WasteWater Heat Recovery | Residential | Water Heating | 0.049681 | 256.7191 | 199.0155 | Single Family | Single Family GFHX DHW & Shower Preheat, Electric Resistance | 0.00093447 | 0.0026806 | 0.0055478 | 0.0101 | 0.016818 | 0.025563 | 0.037464 | 0.053558 | 0.072925 | 0.098128 | 0.12582 | 0.15257 | 0.17626 | 0.20261 | 0.22824 | 0.24613 | 0.25162 | 0.26045 | 0.2668 | 0.27135 | 2.5056 | 16.9743 | 15.2061 | 17.4928 | 15.1707 | 14.4702 | 14.1082 | 11.9402 | 12.487 | 11.7146 | 14.1433 | 14.4963 | 16.8545 | NA | 8.5174 | 7.1344 | 6.8116 | 7.0856 | 7.0807 | 5.8707 | 6.3834 | 5.0117 | 6.1746 | 5.7607 | 7.5441 | 8.2863 | 0.53582
LO1Slow | New | WasteWater Heat Recovery | Residential | Water Heating | 0.049681 | 256.7191 | 171.2101 | Multifamily - Low Rise | Multifamily GFHX DHW & Shower Preheat, Electric Resistance | 0.00033246 | 0.00098577 | 0.0021332 | 0.0038862 | 0.0062683 | 0.0096404 | 0.014401 | 0.021072 | 0.029696 | 0.040328 | 0.051566 | 0.063359 | 0.075307 | 0.085534 | 0.094098 | 0.099823 | 0.10374 | 0.1062 | 0.10642 | 0.10711 | 1.0219 | 16.9743 | 15.2061 | 17.4928 | 15.1707 | 14.4702 | 14.1082 | 11.9402 | 12.487 | 11.7146 | 14.1433 | 14.4963 | 16.8545 | NA | 8.5174 | 7.1344 | 6.8116 | 7.0856 | 7.0807 | 5.8707 | 6.3834 | 5.0117 | 6.1746 | 5.7607 | 7.5441 | 8.2863 | 0.61759
LO1Slow | New | WasteWater Heat Recovery | Residential | Water Heating | 0.026004 | 123.2639 | 367.4817 | Multifamily - High Rise | Multifamily GFHX DHW & Shower Preheat, Heat Pump | 3.8058e-06 | 1.1443e-05 | 2.5136e-05 | 4.4736e-05 | 7.076e-05 | 0.00011046 | 0.00016549 | 0.00024515 | 0.00034306 | 0.00046584 | 0.00058847 | 0.00072166 | 0.00085035 | 0.00097339 | 0.0010759 | 0.0011406 | 0.0011868 | 0.0012022 | 0.0012237 | 0.0012306 | 0.01168 | 9.5801 | 8.6342 | 9.6636 | 7.583 | 6.2993 | 5.3277 | 4.5494 | 4.6407 | 4.6083 | 6.1818 | 6.8405 | 9.3263 | NA | 5.0373 | 4.2423 | 3.8879 | 3.6214 | 3.0767 | 2.3224 | 2.4392 | 2.0192 | 2.4217 | 2.553 | 3.5558 | 4.8521 | 0.30554
LO1Slow | New | WasteWater Heat Recovery | Residential | Water Heating | 0.026004 | 123.2639 | 425.3914 | Single Family | Single Family GFHX DHW & Shower Preheat, Heat Pump | 2.8905e-05 | 8.2917e-05 | 0.0001716 | 0.0003124 | 0.00052021 | 0.00079069 | 0.0011588 | 0.0016566 | 0.0022557 | 0.0030353 | 0.0038919 | 0.0047193 | 0.005452 | 0.0062669 | 0.00706 | 0.0076133 | 0.0077832 | 0.0080562 | 0.0082525 | 0.0083935 | 0.077502 | 9.5801 | 8.6342 | 9.6636 | 7.583 | 6.2993 | 5.3277 | 4.5494 | 4.6407 | 4.6083 | 6.1818 | 6.8405 | 9.3263 | NA | 5.0373 | 4.2423 | 3.8879 | 3.6214 | 3.0767 | 2.3224 | 2.4392 | 2.0192 | 2.4217 | 2.553 | 3.5558 | 4.8521 | 0.26509
LO1Slow | New | WasteWater Heat Recovery | Residential | Water Heating | 0.026004 | 123.2639 | 367.4817 | Multifamily - Low Rise | Multifamily GFHX DHW & Shower Preheat, Heat Pump | 9.4184e-06 | 2.7926e-05 | 6.0431e-05 | 0.00011009 | 0.00017758 | 0.00027311 | 0.00040798 | 0.00059695 | 0.00084126 | 0.0011425 | 0.0014608 | 0.0017949 | 0.0021334 | 0.0024231 | 0.0026657 | 0.0028279 | 0.0029389 | 0.0030086 | 0.0030149 | 0.0030342 | 0.02895 | 9.5801 | 8.6342 | 9.6636 | 7.583 | 6.2993 | 5.3277 | 4.5494 | 4.6407 | 4.6083 | 6.1818 | 6.8405 | 9.3263 | NA | 5.0373 | 4.2423 | 3.8879 | 3.6214 | 3.0767 | 2.3224 | 2.4392 | 2.0192 | 2.4217 | 2.553 | 3.5558 | 4.8521 | 0.30554
LO1Slow | New | WasteWater Heat Recovery | Residential | Water Heating | 0.026004 | 123.2639 | 367.4817 | Multifamily - High Rise | Multifamily GFHX DHW & Shower Preheat, Heat Pump | 3.8058e-06 | 1.1443e-05 | 2.5136e-05 | 4.4736e-05 | 7.076e-05 | 0.00011046 | 0.00016549 | 0.00024515 | 0.00034306 | 0.00046584 | 0.00058847 | 0.00072166 | 0.00085035 | 0.00097339 | 0.0010759 | 0.0011406 | 0.0011868 | 0.0012022 | 0.0012237 | 0.0012306 | 0.01168 | 9.5801 | 8.6342 | 9.6636 | 7.583 | 6.2993 | 5.3277 | 4.5494 | 4.6407 | 4.6083 | 6.1818 | 6.8405 | 9.3263 | NA | 5.0373 | 4.2423 | 3.8879 | 3.6214 | 3.0767 | 2.3224 | 2.4392 | 2.0192 | 2.4217 | 2.553 | 3.5558 | 4.8521 | 0.30554
LO1Slow | New | WasteWater Heat Recovery | Residential | Water Heating | 0.049681 | 256.7191 | 191.4947 | Single Family | Single Family GFHX DHW Preheat, Electric Resistance | 0.00093447 | 0.0026806 | 0.0055478 | 0.0101 | 0.016818 | 0.025563 | 0.037464 | 0.053558 | 0.072925 | 0.098128 | 0.12582 | 0.15257 | 0.17626 | 0.20261 | 0.22824 | 0.24613 | 0.25162 | 0.26045 | 0.2668 | 0.27135 | 2.5056 | 16.9743 | 15.2061 | 17.4928 | 15.1707 | 14.4702 | 14.1082 | 11.9402 | 12.487 | 11.7146 | 14.1433 | 14.4963 | 16.8545 | NA | 8.5174 | 7.1344 | 6.8116 | 7.0856 | 7.0807 | 5.8707 | 6.3834 | 5.0117 | 6.1746 | 5.7607 | 7.5441 | 8.2863 | 0.55572
LO1Slow | New | WasteWater Heat Recovery | Residential | Water Heating | 0.049681 | 256.7191 | 153.6643 | Multifamily - Low Rise | Multifamily GFHX DHW Preheat, Electric Resistance | 0.00033246 | 0.00098577 | 0.0021332 | 0.0038862 | 0.0062683 | 0.0096404 | 0.014401 | 0.021072 | 0.029696 | 0.040328 | 0.051566 | 0.063359 | 0.075307 | 0.085534 | 0.094098 | 0.099823 | 0.10374 | 0.1062 | 0.10642 | 0.10711 | 1.0219 | 16.9743 | 15.2061 | 17.4928 | 15.1707 | 14.4702 | 14.1082 | 11.9402 | 12.487 | 11.7146 | 14.1433 | 14.4963 | 16.8545 | NA | 8.5174 | 7.1344 | 6.8116 | 7.0856 | 7.0807 | 5.8707 | 6.3834 | 5.0117 | 6.1746 | 5.7607 | 7.5441 | 8.2863 | 0.6834
LO1Slow | New | WasteWater Heat Recovery | Residential | Water Heating | 0.049681 | 256.7191 | 153.6643 | Multifamily - High Rise | Multifamily GFHX DHW Preheat, Electric Resistance | 0.00013434 | 0.00040394 | 0.00088727 | 0.0015792 | 0.0024978 | 0.003899 | 0.0058417 | 0.0086537 | 0.01211 | 0.016444 | 0.020773 | 0.025474 | 0.030017 | 0.03436 | 0.03798 | 0.040263 | 0.041894 | 0.042437 | 0.043195 | 0.043438 | 0.41228 | 16.9743 | 15.2061 | 17.4928 | 15.1707 | 14.4702 | 14.1082 | 11.9402 | 12.487 | 11.7146 | 14.1433 | 14.4963 | 16.8545 | NA | 8.5174 | 7.1344 | 6.8116 | 7.0856 | 7.0807 | 5.8707 | 6.3834 | 5.0117 | 6.1746 | 5.7607 | 7.5441 | 8.2863 | 0.6834
LO1Slow | New | WasteWater Heat Recovery | Residential | Water Heating | 0.026004 | 123.2639 | 409.728 | Single Family | Single Family GFHX DHW Preheat, Heat Pump | 2.8905e-05 | 8.2917e-05 | 0.0001716 | 0.0003124 | 0.00052021 | 0.00079069 | 0.0011588 | 0.0016566 | 0.0022557 | 0.0030353 | 0.0038919 | 0.0047193 | 0.005452 | 0.0062669 | 0.00706 | 0.0076133 | 0.0077832 | 0.0080562 | 0.0082525 | 0.0083935 | 0.077502 | 9.5801 | 8.6342 | 9.6636 | 7.583 | 6.2993 | 5.3277 | 4.5494 | 4.6407 | 4.6083 | 6.1818 | 6.8405 | 9.3263 | NA | 5.0373 | 4.2423 | 3.8879 | 3.6214 | 3.0767 | 2.3224 | 2.4392 | 2.0192 | 2.4217 | 2.553 | 3.5558 | 4.8521 | 0.27493
LO1Slow | New | WasteWater Heat Recovery | Residential | Water Heating | 0.026004 | 123.2639 | 330.9394 | Multifamily - Low Rise | Multifamily GFHX DHW Preheat, Heat Pump | 9.4184e-06 | 2.7926e-05 | 6.0431e-05 | 0.00011009 | 0.00017758 | 0.00027311 | 0.00040798 | 0.00059695 | 0.00084126 | 0.0011425 | 0.0014608 | 0.0017949 | 0.0021334 | 0.0024231 | 0.0026657 | 0.0028279 | 0.0029389 | 0.0030086 | 0.0030149 | 0.0030342 | 0.02895 | 9.5801 | 8.6342 | 9.6636 | 7.583 | 6.2993 | 5.3277 | 4.5494 | 4.6407 | 4.6083 | 6.1818 | 6.8405 | 9.3263 | NA | 5.0373 | 4.2423 | 3.8879 | 3.6214 | 3.0767 | 2.3224 | 2.4392 | 2.0192 | 2.4217 | 2.553 | 3.5558 | 4.8521 | 0.3381
LO1Slow | New | WasteWater Heat Recovery | Residential | Water Heating | 0.026004 | 123.2639 | 330.9394 | Multifamily - High Rise | Multifamily GFHX DHW Preheat, Heat Pump | 3.8058e-06 | 1.1443e-05 | 2.5136e-05 | 4.4736e-05 | 7.076e-05 | 0.00011046 | 0.00016549 | 0.00024515 | 0.00034306 | 0.00046584 | 0.00058847 | 0.00072166 | 0.00085035 | 0.00097339 | 0.0010759 | 0.0011406 | 0.0011868 | 0.0012022 | 0.0012237 | 0.0012306 | 0.01168 | 9.5801 | 8.6342 | 9.6636 | 7.583 | 6.2993 | 5.3277 | 4.5494 | 4.6407 | 4.6083 | 6.1818 | 6.8405 | 9.3263 | NA | 5.0373 | 4.2423 | 3.8879 | 3.6214 | 3.0767 | 2.3224 | 2.4392 | 2.0192 | 2.4217 | 2.553 | 3.5558 | 4.8521 | 0.3381
LO1Slow | New | GSHP | Residential | HVAC | 1.3353 | 3822.4044 | 157.3116 | Single Family | Ground Source Heat Pump Upgrade from Air Source Heat Pump - With Desuperheater - New House 4000 square feet or greater | 1.4095e-05 | 4.0434e-05 | 8.3681e-05 | 0.00015234 | 0.00025367 | 0.00038557 | 0.00056509 | 0.00080784 | 0.0011 | 0.0014801 | 0.0018979 | 0.0023013 | 0.0026586 | 0.003056 | 0.0034427 | 0.0037126 | 0.0037954 | 0.0039285 | 0.0040243 | 0.004093 | 0.037793 | 326.8678 | 238.6884 | 193.3605 | 167.6394 | 61.5123 | 39.7699 | 115.6303 | 115.3259 | 67.0646 | 152.345 | 236.5513 | 412.7788 | - | 310.144 | 219.6707 | 162.2153 | 151.2999 | 59.8129 | 18.4774 | 56.9171 | 40.748 | 38.5325 | 93.5921 | 186.2643 | 357.196 | 0.82535
LO1Slow | New | GSHP | Residential | HVAC | 0.81542 | 2334.147 | 168.7473 | Single Family | Ground Source Heat Pump Upgrade from Air Source Heat Pump - With Desuperheater - New House less than 4000 square feet | 0.00049659 | 0.0014245 | 0.0029482 | 0.005367 | 0.0089372 | 0.013584 | 0.019909 | 0.028461 | 0.038753 | 0.052146 | 0.066864 | 0.081078 | 0.093665 | 0.10767 | 0.12129 | 0.1308 | 0.13372 | 0.13841 | 0.14178 | 0.1442 | 1.3315 | 199.6015 | 145.7548 | 118.0754 | 102.3688 | 37.5624 | 24.2854 | 70.6095 | 70.4236 | 40.9529 | 93.0293 | 144.4498 | 252.0629 | - | 189.3891 | 134.1416 | 99.0566 | 92.3911 | 36.5247 | 11.2832 | 34.7563 | 24.8827 | 23.5298 | 57.1519 | 113.7421 | 218.1213 | 0.78911
LO1Slow | NR | GSHP | Residential | HVAC | 1.3512 | 3867.7113 | 181.5504 | Single Family | Ground Source Heat Pump Upgrade from Air Source Heat Pump - With Desuperheater - Existing House 4000 square feet or greater | 0.00012517 | 0.00037454 | 0.00081594 | 0.0015318 | 0.0026153 | 0.0041626 | 0.0062612 | 0.0089735 | 0.012318 | 0.016248 | 0.020643 | 0.025299 | 0.029954 | 0.034318 | 0.038128 | 0.046055 | 0.048369 | 0.049779 | 0.05059 | 0.050862 | 0.72672 | 330.7422 | 241.5176 | 195.6524 | 169.6265 | 62.2414 | 40.2413 | 117.0009 | 116.6928 | 67.8596 | 154.1508 | 239.3552 | 417.6714 | - | 313.8202 | 222.2744 | 164.138 | 153.0932 | 60.5219 | 18.6965 | 57.5917 | 41.231 | 38.9892 | 94.7015 | 188.4721 | 361.4298 | 0.73568
LO1Slow | NR | GSHP | Residential | HVAC | 0.89251 | 2554.7951 | 169.7815 | Single Family | Ground Source Heat Pump Upgrade from Air Source Heat Pump - With Desuperheater - Existing House less than 4000 square feet | 0.0047704 | 0.014274 | 0.031095 | 0.058378 | 0.09967 | 0.15864 | 0.23861 | 0.34198 | 0.46943 | 0.61923 | 0.7867 | 0.96416 | 1.1416 | 1.3079 | 1.4531 | 1.7552 | 1.8433 | 1.8971 | 1.928 | 1.9384 | 27.6953 | 218.4699 | 159.5331 | 129.2371 | 112.0458 | 41.1132 | 26.5811 | 77.2843 | 77.0808 | 44.8243 | 101.8234 | 158.1047 | 275.8905 | - | 207.2922 | 146.8221 | 108.4204 | 101.1249 | 39.9774 | 12.3498 | 38.0419 | 27.2349 | 25.7541 | 62.5545 | 124.4942 | 238.7404 | 0.78313
LO3Slow | New | HPWH | Residential | Water Heating | 0.30033 | 1182.3091 | 61.9514 | Manufactured | Manufactured Tier1_indor2_hp85 | 4.2783e-05 | 0.00011075 | 0.00025494 | 0.00051884 | 0.00088676 | 0.0014015 | 0.0020814 | 0.0028853 | 0.003759 | 0.0046197 | 0.0053916 | 0.0060824 | 0.0066654 | 0.00712 | 0.0074522 | 0.0076792 | 0.0078277 | 0.0079263 | 0.0079883 | 0.008024 | 0.088718 | 67.1752 | 59.3866 | 72.4002 | 73.9401 | 79.9855 | 89.6546 | 34.212 | 39.5551 | 58.3421 | 80.383 | 77.8224 | 69.5027 | NA | 30.1317 | 24.8715 | 26.3187 | 33.4909 | 40.4164 | 36.9888 | 28.2436 | 22.107 | 33.8199 | 32.5003 | 40.9234 | 30.1373 | 1.6181
LO3Slow | New | HPWH | Residential | Water Heating | 0.29849 | 1178.5827 | 62.1401 | Single Family | Single Family Tier1_indor2_hp85 | 0.00094931 | 0.0023354 | 0.0049195 | 0.0093407 | 0.016024 | 0.024519 | 0.035281 | 0.048401 | 0.062066 | 0.077584 | 0.091674 | 0.1022 | 0.10887 | 0.11629 | 0.12309 | 0.12636 | 0.12463 | 0.12597 | 0.12724 | 0.12866 | 1.4564 | 66.7639 | 59.023 | 71.9569 | 73.5132 | 79.6228 | 89.2494 | 34.9861 | 40.3 | 58.3826 | 79.9617 | 77.3459 | 69.0771 | NA | 29.9472 | 24.7192 | 26.1575 | 33.293 | 40.2077 | 36.7945 | 28.3851 | 22.1862 | 33.7603 | 32.3238 | 40.6728 | 29.9528 | 1.6133
LO3Slow | New | HPWH | Residential | Water Heating | 0.24957 | 1121.4904 | 62.6719 | Single Family | Single Family Tier1_buffered | 0.0057062 | 0.014038 | 0.029571 | 0.056146 | 0.096322 | 0.14738 | 0.21207 | 0.29094 | 0.37307 | 0.46635 | 0.55104 | 0.61431 | 0.65443 | 0.69902 | 0.7399 | 0.75956 | 0.74914 | 0.7572 | 0.76482 | 0.77336 | 8.7544 | 55.8214 | 49.3492 | 60.1633 | 62.4688 | 71.4944 | 80.1902 | 67.349 | 71.9322 | 64.2189 | 69.6001 | 64.669 | 57.7554 | NA | 25.0389 | 20.6678 | 21.8703 | 28.1138 | 35.1171 | 32.0115 | 35.9134 | 26.8599 | 33.9371 | 27.8986 | 34.0066 | 25.0436 | 1.5655
LO3Slow | New | HPWH | Residential | Water Heating | 0.29239 | 1367.6145 | 68.412 | Manufactured | Manufactured Tier1_indor2_gfac | 1.0815e-05 | 2.7996e-05 | 6.4443e-05 | 0.00013115 | 0.00022415 | 0.00035427 | 0.00052613 | 0.00072934 | 0.00095017 | 0.0011677 | 0.0013629 | 0.0015375 | 0.0016848 | 0.0017998 | 0.0018837 | 0.0019411 | 0.0019786 | 0.0020036 | 0.0020192 | 0.0020283 | 0.022426 | 65.4837 | 58.1525 | 71.2818 | 74.5232 | 86.8675 | 97.7561 | 90.3184 | 95.8719 | 80.8393 | 83.7376 | 76.7335 | 67.5313 | NA | 29.0565 | 24.066 | 25.6947 | 33.3646 | 42.4154 | 38.7747 | 46.1761 | 34.3414 | 42.118 | 33.431 | 40.211 | 28.8684 | 1.4434
LO3Slow | New | HPWH | Residential | Water Heating | 0.29652 | 1351.2544 | 68.882 | Manufactured | Manufactured Tier1_indor2_gfnc | 7.8358e-05 | 0.00020285 | 0.00046693 | 0.00095025 | 0.0016241 | 0.0025669 | 0.0038121 | 0.0052845 | 0.0068846 | 0.008461 | 0.0098747 | 0.01114 | 0.012208 | 0.01304 | 0.013649 | 0.014065 | 0.014336 | 0.014517 | 0.014631 | 0.014696 | 0.16249 | 66.4008 | 58.9413 | 72.211 | 75.2206 | 86.69 | 97.5189 | 81.9592 | 87.5418 | 77.9884 | 84.092 | 77.7228 | 68.4989 | NA | 29.4945 | 24.4206 | 26.0508 | 33.7321 | 42.5546 | 38.919 | 43.7035 | 32.6872 | 41.2054 | 33.6352 | 40.743 | 29.3229 | 1.4419
LO3Slow | New | HPWH | Residential | Water Heating | 0.29048 | 1358.6845 | 69.1798 | Single Family | Single Family Tier1_indor2_gfac | 0.0016301 | 0.0040102 | 0.0084473 | 0.016039 | 0.027516 | 0.042101 | 0.060581 | 0.08311 | 0.10657 | 0.13322 | 0.15741 | 0.17549 | 0.18695 | 0.19969 | 0.21136 | 0.21698 | 0.214 | 0.21631 | 0.21848 | 0.22092 | 2.5008 | 65.0561 | 57.777 | 70.8277 | 74.0504 | 86.3183 | 97.1429 | 89.6763 | 95.1956 | 80.3052 | 83.2076 | 76.2465 | 67.0868 | NA | 28.8616 | 23.9059 | 25.5275 | 33.1512 | 42.1489 | 38.5335 | 45.8648 | 34.1116 | 41.845 | 33.2187 | 39.9536 | 28.6717 | 1.4297
LO3Slow | New | HPWH | Residential | Water Heating | 0.29448 | 1342.1286 | 69.6814 | Single Family | Single Family Tier1_indor2_gfnc | 0.0026272 | 0.0064633 | 0.013615 | 0.02585 | 0.044347 | 0.067855 | 0.097639 | 0.13395 | 0.17176 | 0.21471 | 0.2537 | 0.28283 | 0.30131 | 0.32183 | 0.34066 | 0.34971 | 0.34491 | 0.34862 | 0.35213 | 0.35606 | 4.0306 | 65.9438 | 58.538 | 71.7205 | 74.7122 | 86.11 | 96.8694 | 81.4138 | 86.9593 | 77.4679 | 83.5264 | 77.1959 | 68.0253 | NA | 29.2885 | 24.2509 | 25.8718 | 33.5029 | 42.2697 | 38.6596 | 43.4127 | 32.4698 | 40.9303 | 33.4082 | 40.4655 | 29.1162 | 1.4279
LO3Slow | New | HPWH | Residential | Water Heating | 0.22459 | 1009.2424 | 71.0474 | Manufactured | Manufactured Tier1_buffered | 0.0002469 | 0.00063915 | 0.0014713 | 0.0029942 | 0.0051175 | 0.0080882 | 0.012012 | 0.016651 | 0.021693 | 0.02666 | 0.031115 | 0.035101 | 0.038466 | 0.041089 | 0.043007 | 0.044316 | 0.045173 | 0.045742 | 0.0461 | 0.046306 | 0.51199 | 50.2343 | 44.4099 | 54.1416 | 56.2164 | 64.3386 | 72.1641 | 60.6082 | 64.7326 | 57.7914 | 62.6339 | 58.1964 | 51.9748 | NA | 22.5328 | 18.5992 | 19.6814 | 25.2999 | 31.6023 | 28.8075 | 32.3189 | 24.1716 | 30.5404 | 25.1062 | 30.6029 | 22.537 | 1.4088
LO3Slow | New | HPWH | Residential | Water Heating | 0.18208 | 1038.3745 | 80.5204 | Manufactured | Manufactured Tier1_indor2_zonl | 1.0719e-05 | 2.7748e-05 | 6.3874e-05 | 0.00012999 | 0.00022217 | 0.00035114 | 0.00052148 | 0.00072289 | 0.00094178 | 0.0011574 | 0.0013508 | 0.0015239 | 0.00167 | 0.0017839 | 0.0018671 | 0.001924 | 0.0019611 | 0.0019859 | 0.0020014 | 0.0020103 | 0.022227 | 34.9771 | 33.8069 | 50.7225 | 55.6003 | 79.9892 | 95.7022 | 81.2375 | 86.8458 | 74.6075 | 73.1636 | 57.1978 | 32.8433 | NA | 3.6706 | 4.8521 | 10.6796 | 19.0349 | 37.9303 | 37.7237 | 43.1645 | 32.2516 | 38.6507 | 26.748 | 25.1301 | 1.8448 | 1.1999
LO3Slow | New | HPWH | Residential | Water Heating | 0.17884 | 1026.0267 | 81.814 | Single Family | Single Family Tier1_indor2_zonl | 0.00084203 | 0.0020715 | 0.0043635 | 0.0082851 | 0.014213 | 0.021748 | 0.031294 | 0.042931 | 0.055051 | 0.068816 | 0.081314 | 0.090649 | 0.09657 | 0.10315 | 0.10918 | 0.11208 | 0.11054 | 0.11173 | 0.11286 | 0.11412 | 1.2918 | 34.1934 | 33.1433 | 50.0097 | 54.8899 | 79.3416 | 95.0364 | 80.6871 | 86.2587 | 74.0538 | 72.4856 | 56.4586 | 31.9986 | NA | 3.1974 | 4.4799 | 10.3419 | 18.6545 | 37.5984 | 37.453 | 42.8694 | 32.0305 | 38.3502 | 26.4502 | 24.6914 | 1.353 | 1.1815
LO3Slow | New | HPWH | Residential | Water Heating | 0.11199 | 998.3629 | 88.8947 | Manufactured | Manufactured Tier1_indor2_efaf | 0.00013202 | 0.00034176 | 0.00078668 | 0.001601 | 0.0027363 | 0.0043248 | 0.0064226 | 0.0089033 | 0.011599 | 0.014255 | 0.016637 | 0.018769 | 0.020568 | 0.02197 | 0.022996 | 0.023696 | 0.024154 | 0.024458 | 0.02465 | 0.02476 | 0.27376 | 27.0905 | 30.2604 | 46.2217 | 54.3875 | 78.1065 | 95.1213 | 81.3753 | 87.051 | 73.3312 | 68.0956 | 52.42 | 22.6864 | NA | 4.5071 | 5.7006 | 11.55 | 21.2963 | 37.6691 | 37.7061 | 43.3769 | 32.4688 | 38.5309 | 25.3879 | 24.188 | -0.17 | 1.0113
LO3Slow | New | HPWH | Residential | Water Heating | 0.10814 | 985.7806 | 90.4147 | Single Family | Single Family Tier1_indor2_efaf | 0.00030038 | 0.00073899 | 0.0015566 | 0.0029556 | 0.0050705 | 0.0077583 | 0.011164 | 0.015315 | 0.019639 | 0.024549 | 0.029008 | 0.032338 | 0.03445 | 0.036797 | 0.03895 | 0.039984 | 0.039436 | 0.03986 | 0.040261 | 0.040711 | 0.46084 | 26.2483 | 29.5762 | 45.4767 | 53.675 | 77.4425 | 94.4483 | 80.8243 | 86.4637 | 72.765 | 67.3733 | 51.6453 | 21.7641 | NA | 4.0564 | 5.3474 | 11.229 | 20.9452 | 37.3363 | 37.4349 | 43.0829 | 32.2492 | 38.2296 | 25.0801 | 23.7483 | -0.66 | 0.9919
LO3Slow | New | HPWH | Residential | Water Heating | 0.07056 | 317.0739 | 422.4215 | Manufactured | Manufactured Tier2_buffered | 8.8146e-05 | 0.00022819 | 0.00052526 | 0.001069 | 0.001827 | 0.0028876 | 0.0042883 | 0.0059446 | 0.0077446 | 0.009518 | 0.011108 | 0.012531 | 0.013733 | 0.014669 | 0.015354 | 0.015821 | 0.016127 | 0.016331 | 0.016458 | 0.016532 | 0.18279 | 15.7821 | 13.9523 | 17.0097 | 17.6615 | 20.2133 | 22.6718 | 19.0413 | 20.3371 | 18.1563 | 19.6777 | 18.2836 | 16.3289 | NA | 7.0791 | 5.8433 | 6.1833 | 7.9485 | 9.9285 | 9.0505 | 10.1536 | 7.594 | 9.5949 | 7.8876 | 9.6145 | 7.0805 | 0.27098
LO3Slow | New | HPWH | Residential | Water Heating | 0.045379 | 203.9181 | 663.8378 | Single Family | Single Family Tier2_buffered | 0.001179 | 0.0029006 | 0.00611 | 0.011601 | 0.019902 | 0.030452 | 0.043819 | 0.060114 | 0.077085 | 0.096358 | 0.11386 | 0.12693 | 0.13522 | 0.14443 | 0.15288 | 0.15694 | 0.15479 | 0.15645 | 0.15803 | 0.15979 | 1.8089 | 10.1499 | 8.9731 | 10.9393 | 11.3586 | 12.9997 | 14.5808 | 12.2459 | 13.0793 | 11.6768 | 12.6552 | 11.7586 | 10.5015 | NA | 4.5528 | 3.758 | 3.9766 | 5.1119 | 6.3853 | 5.8206 | 6.5301 | 4.8839 | 6.1707 | 5.0727 | 6.1833 | 4.5536 | 0.17428
LO3Slow | New | HPWH | Residential | Water Heating | 0.019883 | 87.9318 | 1607.3377 | Manufactured | Manufactured Tier2_indor2_gfac | 7.9014e-07 | 2.0455e-06 | 4.7084e-06 | 9.5822e-06 | 1.6377e-05 | 2.5884e-05 | 3.8441e-05 | 5.3288e-05 | 6.9423e-05 | 8.5319e-05 | 9.9575e-05 | 0.00011233 | 0.0001231 | 0.0001315 | 0.00013763 | 0.00014182 | 0.00014457 | 0.00014639 | 0.00014753 | 0.00014819 | 0.0016385 | 4.4621 | 3.9907 | 4.9332 | 5.1317 | 5.8495 | 6.6139 | 4.332 | 4.7184 | 4.8719 | 5.7122 | 5.3226 | 4.5778 | NA | 1.9458 | 1.6206 | 1.755 | 2.2928 | 2.902 | 2.6743 | 2.6102 | 1.9819 | 2.6627 | 2.2842 | 2.7743 | 1.9121 | 0.073083
LO3Slow | New | HPWH | Residential | Water Heating | 0.019634 | 86.7188 | 1630.5015 | Single Family | Single Family Tier2_indor2_gfac | 0.00011823 | 0.00029086 | 0.00061268 | 0.0011633 | 0.0019957 | 0.0030536 | 0.0043939 | 0.0060279 | 0.0077297 | 0.0096624 | 0.011417 | 0.012728 | 0.013559 | 0.014483 | 0.01533 | 0.015737 | 0.015521 | 0.015688 | 0.015846 | 0.016023 | 0.18138 | 4.4065 | 3.9419 | 4.8741 | 5.0698 | 5.7761 | 6.5319 | 4.2342 | 4.616 | 4.7966 | 5.6422 | 5.2592 | 4.52 | NA | 1.9205 | 1.5998 | 1.7333 | 2.2649 | 2.8667 | 2.6424 | 2.5651 | 1.9489 | 2.625 | 2.2562 | 2.7408 | 1.8866 | 0.072083
LO3Slow | New | HPWH | Residential | Water Heating | 0.018631 | 87.0183 | 1624.0877 | Manufactured | Manufactured Tier2_indor2_gfnc | 5.7342e-06 | 1.4844e-05 | 3.417e-05 | 6.9539e-05 | 0.00011885 | 0.00018785 | 0.00027897 | 0.00038672 | 0.00050381 | 0.00061918 | 0.00072263 | 0.00081521 | 0.00089336 | 0.00095429 | 0.00099882 | 0.0010292 | 0.0010491 | 0.0010624 | 0.0010707 | 0.0010754 | 0.011891 | 4.1808 | 3.7381 | 4.6193 | 4.8389 | 5.6436 | 6.3801 | 5.3683 | 5.7345 | 5.0904 | 5.4412 | 4.9835 | 4.2901 | NA | 1.8245 | 1.5191 | 1.6443 | 2.1566 | 2.7674 | 2.5451 | 2.8625 | 2.1411 | 2.6886 | 2.1684 | 2.5981 | 1.7937 | 0.071045
LO3Slow | New | HPWH | Residential | Water Heating | 0.0185 | 86.4428 | 1635.6198 | Single Family | Single Family Tier2_indor2_gfnc | 0.00019228 | 0.00047305 | 0.00099645 | 0.001892 | 0.0032458 | 0.0049663 | 0.0071462 | 0.0098037 | 0.012571 | 0.015715 | 0.018569 | 0.020701 | 0.022053 | 0.023555 | 0.024933 | 0.025595 | 0.025244 | 0.025516 | 0.025772 | 0.02606 | 0.295 | 4.1516 | 3.7124 | 4.5883 | 4.8068 | 5.6073 | 6.3395 | 5.3343 | 5.6982 | 5.0579 | 5.4057 | 4.9502 | 4.2598 | NA | 1.8112 | 1.5082 | 1.6328 | 2.142 | 2.7496 | 2.5289 | 2.8443 | 2.1275 | 2.6714 | 2.1541 | 2.5805 | 1.7803 | 0.070538
LO3Slow | New | HPWH | Residential | Water Heating | 0.021282 | 50.0965 | 2752.9917 | Manufactured | Manufactured Tier2_indor2_hp85 | 2.06e-06 | 5.3328e-06 | 1.2275e-05 | 2.4982e-05 | 4.2697e-05 | 6.7484e-05 | 0.00010022 | 0.00013893 | 0.00018099 | 0.00022244 | 0.0002596 | 0.00029286 | 0.00032094 | 0.00034283 | 0.00035882 | 0.00036975 | 0.0003769 | 0.00038165 | 0.00038463 | 0.00038635 | 0.0042718 | 4.7602 | 4.2083 | 5.1305 | 4.991 | 4.4497 | 4.9747 | -7.01 | -6.66 | 0.32076 | 5.0169 | 5.5147 | 4.9252 | NA | 2.1352 | 1.7625 | 1.865 | 2.3046 | 2.4928 | 2.3123 | -1.01 | -0.49 | 0.98304 | 2.0871 | 2.9 | 2.1356 | 0.055614
LO3Slow | New | HPWH | Residential | Water Heating | 0.021042 | 50.0403 | 2755.831 | Single Family | Single Family Tier2_indor2_hp85 | 4.5802e-05 | 0.00011268 | 0.00023735 | 0.00045067 | 0.00077314 | 0.001183 | 0.0017022 | 0.0023352 | 0.0029945 | 0.0037433 | 0.0044231 | 0.0049309 | 0.0052529 | 0.0056108 | 0.005939 | 0.0060967 | 0.0060131 | 0.0060778 | 0.006139 | 0.0062075 | 0.070269 | 4.7064 | 4.1607 | 5.0725 | 4.9383 | 4.4178 | 4.9393 | -6.78 | -6.44 | 0.3749 | 4.9705 | 5.4524 | 4.8695 | NA | 2.1111 | 1.7425 | 1.8439 | 2.2796 | 2.4703 | 2.2908 | -0.96 | -0.45 | 0.99334 | 2.0667 | 2.8672 | 2.1115 | 0.05528
LO3Slow | New | HPWH | Residential | Water Heating | -0.0012108 | 32.7646 | 4262.5492 | Manufactured | Manufactured Tier2_indor2_zonl | 3.8434e-07 | 9.9496e-07 | 2.2903e-06 | 4.661e-06 | 7.9662e-06 | 1.2591e-05 | 1.8698e-05 | 2.592e-05 | 3.3769e-05 | 4.1501e-05 | 4.8435e-05 | 5.4641e-05 | 5.9879e-05 | 6.3963e-05 | 6.6947e-05 | 6.8986e-05 | 7.032e-05 | 7.1206e-05 | 7.1763e-05 | 7.2083e-05 | 0.000797 | -1.27 | -0.62 | 0.89315 | 1.4365 | 4.4824 | 6.066 | 5.2439 | 5.6147 | 4.5049 | 3.5469 | 1.4245 | -1.89 | NA | -2.65 | -1.87 | -1.02 | -0.39 | 1.9658 | 2.3382 | 2.7694 | 2.0658 | 2.2459 | 0.97421 | -0.11 | -2.97 | 0.017098
LO3Slow | New | HPWH | Residential | Water Heating | -0.0015401 | 31.6399 | 4415.4378 | Single Family | Single Family Tier2_indor2_zonl | 2.9507e-05 | 7.2591e-05 | 0.00015291 | 0.00029033 | 0.00049807 | 0.00076209 | 0.0010966 | 0.0015044 | 0.0019291 | 0.0024115 | 0.0028494 | 0.0031766 | 0.003384 | 0.0036146 | 0.003826 | 0.0039276 | 0.0038738 | 0.0039154 | 0.0039549 | 0.003999 | 0.045268 | -1.35 | -0.69 | 0.82477 | 1.3703 | 4.4329 | 6.0202 | 5.2069 | 5.5752 | 4.4649 | 3.4912 | 1.3553 | -1.98 | NA | -2.71 | -1.92 | -1.06 | -0.43 | 1.9393 | 2.3191 | 2.7494 | 2.0508 | 2.2236 | 0.94771 | -0.15 | -3.03 | 0.016435
LO3Slow | New | HPWH | Residential | Water Heating | -0.013537 | 25.5016 | 5512.2395 | Manufactured | Manufactured Tier2_indor2_efaf | 3.832e-06 | 9.92e-06 | 2.2835e-05 | 4.6471e-05 | 7.9425e-05 | 0.00012553 | 0.00018643 | 0.00025843 | 0.00033668 | 0.00041378 | 0.00048291 | 0.00054479 | 0.00059701 | 0.00063772 | 0.00066748 | 0.00068781 | 0.00070111 | 0.00070994 | 0.00071549 | 0.00071869 | 0.0079463 | -2.67 | -1.26 | 0.088838 | 1.2072 | 4.1473 | 5.9621 | 5.2665 | 5.649 | 4.2786 | 2.6527 | 0.57268 | -3.7 | NA | -2.53 | -1.74 | -0.88 | -0.01 | 1.9158 | 2.3337 | 2.8056 | 2.103 | 2.2224 | 0.73068 | -0.29 | -3.35 | 0.01169
LO3Slow | New | HPWH | Residential | Water Heating | -0.013964 | 24.3597 | 5772.7244 | Single Family | Single Family Tier2_indor2_efaf | 8.435e-06 | 2.0751e-05 | 4.3712e-05 | 8.2996e-05 | 0.00014238 | 0.00021786 | 0.00031349 | 0.00043006 | 0.00055148 | 0.00068937 | 0.00081456 | 0.00090808 | 0.00096739 | 0.0010333 | 0.0010937 | 0.0011228 | 0.0011074 | 0.0011193 | 0.0011306 | 0.0011432 | 0.012941 | -2.76 | -1.33 | 0.016075 | 1.1417 | 4.0972 | 5.9177 | 5.2315 | 5.6118 | 4.2385 | 2.5915 | 0.49876 | -3.8 | NA | -2.58 | -1.79 | -0.92 | -0.05 | 1.8901 | 2.3155 | 2.7869 | 2.0891 | 2.2009 | 0.70315 | -0.33 | -3.41 | 0.011124
LO3Slow | NR | HPWH | Residential | Water Heating | 0.30033 | 1182.3091 | 61.9514 | Manufactured | Manufactured Tier1_indor2_hp85 | 0.0022471 | 0.0057176 | 0.012571 | 0.024407 | 0.042569 | 0.067629 | 0.099033 | 0.13506 | 0.17312 | 0.21035 | 0.24419 | 0.27283 | 0.29536 | 0.32696 | 0.33859 | 0.34587 | 0.34939 | 0.34895 | 0.34678 | 0.34357 | 4.421 | 67.1752 | 59.3866 | 72.4002 | 73.9401 | 79.9855 | 89.6546 | 34.212 | 39.5551 | 58.3421 | 80.383 | 77.8224 | 69.5027 | NA | 30.1317 | 24.8715 | 26.3187 | 33.4909 | 40.4164 | 36.9888 | 28.2436 | 22.107 | 33.8199 | 32.5003 | 40.9234 | 30.1373 | 1.6181
LO3Slow | NR | HPWH | Residential | Water Heating | 0.29849 | 1178.5827 | 62.1401 | Single Family | Single Family Tier1_indor2_hp85 | 0.0048968 | 0.012565 | 0.027862 | 0.054556 | 0.09596 | 0.15375 | 0.22706 | 0.31229 | 0.4037 | 0.49471 | 0.57918 | 0.65259 | 0.7125 | 0.90932 | 0.94169 | 0.95886 | 0.96779 | 0.9687 | 0.96042 | 0.95017 | 12.0089 | 66.7639 | 59.023 | 71.9569 | 73.5132 | 79.6228 | 89.2494 | 34.9861 | 40.3 | 58.3826 | 79.9617 | 77.3459 | 69.0771 | NA | 29.9472 | 24.7192 | 26.1575 | 33.293 | 40.2077 | 36.7945 | 28.3851 | 22.1862 | 33.7603 | 32.3238 | 40.6728 | 29.9528 | 1.6133
LO3Slow | NR | HPWH | Residential | Water Heating | 0.24957 | 1121.4904 | 62.6719 | Single Family | Single Family Tier1_buffered | 0.060304 | 0.15474 | 0.34312 | 0.67186 | 1.1818 | 1.8934 | 2.7963 | 3.8458 | 4.9716 | 6.0923 | 7.1326 | 8.0367 | 8.7745 | 11.1983 | 11.5969 | 11.8084 | 11.9184 | 11.9295 | 11.8276 | 11.7014 | 147.8909 | 55.8214 | 49.3492 | 60.1633 | 62.4688 | 71.4944 | 80.1902 | 67.349 | 71.9322 | 64.2189 | 69.6001 | 64.669 | 57.7554 | NA | 25.0389 | 20.6678 | 21.8703 | 28.1138 | 35.1171 | 32.0115 | 35.9134 | 26.8599 | 33.9371 | 27.8986 | 34.0066 | 25.0436 | 1.5655
LO3Slow | NR | HPWH | Residential | Water Heating | 0.29239 | 1367.6145 | 68.412 | Manufactured | Manufactured Tier1_indor2_gfac | 0.00056801 | 0.0014453 | 0.0031776 | 0.0061695 | 0.01076 | 0.017095 | 0.025033 | 0.034139 | 0.04376 | 0.053172 | 0.061726 | 0.068963 | 0.07466 | 0.082646 | 0.085588 | 0.087426 | 0.088317 | 0.088205 | 0.087658 | 0.086846 | 1.1175 | 65.4837 | 58.1525 | 71.2818 | 74.5232 | 86.8675 | 97.7561 | 90.3184 | 95.8719 | 80.8393 | 83.7376 | 76.7335 | 67.5313 | NA | 29.0565 | 24.066 | 25.6947 | 33.3646 | 42.4154 | 38.7747 | 46.1761 | 34.3414 | 42.118 | 33.431 | 40.211 | 28.8684 | 1.4434
LO3Slow | NR | HPWH | Residential | Water Heating | 0.29652 | 1351.2544 | 68.882 | Manufactured | Manufactured Tier1_indor2_gfnc | 0.0041156 | 0.010472 | 0.023024 | 0.044702 | 0.077965 | 0.12386 | 0.18138 | 0.24736 | 0.31707 | 0.38526 | 0.44724 | 0.49968 | 0.54096 | 0.59882 | 0.62014 | 0.63346 | 0.63991 | 0.6391 | 0.63513 | 0.62925 | 8.0971 | 66.4008 | 58.9413 | 72.211 | 75.2206 | 86.69 | 97.5189 | 81.9592 | 87.5418 | 77.9884 | 84.092 | 77.7228 | 68.4989 | NA | 29.4945 | 24.4206 | 26.0508 | 33.7321 | 42.5546 | 38.919 | 43.7035 | 32.6872 | 41.2054 | 33.6352 | 40.743 | 29.3229 | 1.4419
LO3Slow | NR | HPWH | Residential | Water Heating | 0.29048 | 1358.6845 | 69.1798 | Single Family | Single Family Tier1_indor2_gfac | 0.0084083 | 0.021576 | 0.047842 | 0.093679 | 0.16477 | 0.26401 | 0.38989 | 0.53623 | 0.69321 | 0.84947 | 0.99451 | 1.1206 | 1.2235 | 1.5614 | 1.617 | 1.6465 | 1.6618 | 1.6634 | 1.6491 | 1.6315 | 20.6208 | 65.0561 | 57.777 | 70.8277 | 74.0504 | 86.3183 | 97.1429 | 89.6763 | 95.1956 | 80.3052 | 83.2076 | 76.2465 | 67.0868 | NA | 28.8616 | 23.9059 | 25.5275 | 33.1512 | 42.1489 | 38.5335 | 45.8648 | 34.1116 | 41.845 | 33.2187 | 39.9536 | 28.6717 | 1.4297
LO3Slow | NR | HPWH | Residential | Water Heating | 0.29448 | 1342.1286 | 69.6814 | Single Family | Single Family Tier1_indor2_gfnc | 0.013552 | 0.034775 | 0.077106 | 0.15098 | 0.26557 | 0.4255 | 0.62838 | 0.86424 | 1.1172 | 1.3691 | 1.6029 | 1.806 | 1.9718 | 2.5165 | 2.6061 | 2.6536 | 2.6783 | 2.6808 | 2.6579 | 2.6296 | 33.2344 | 65.9438 | 58.538 | 71.7205 | 74.7122 | 86.11 | 96.8694 | 81.4138 | 86.9593 | 77.4679 | 83.5264 | 77.1959 | 68.0253 | NA | 29.2885 | 24.2509 | 25.8718 | 33.5029 | 42.2697 | 38.6596 | 43.4127 | 32.4698 | 40.9303 | 33.4082 | 40.4655 | 29.1162 | 1.4279
LO3Slow | NR | HPWH | Residential | Water Heating | 0.22459 | 1009.2424 | 71.0474 | Manufactured | Manufactured Tier1_buffered | 0.0047478 | 0.012081 | 0.02656 | 0.051569 | 0.089942 | 0.14289 | 0.20924 | 0.28535 | 0.36578 | 0.44445 | 0.51595 | 0.57644 | 0.62406 | 0.69081 | 0.7154 | 0.73077 | 0.73821 | 0.73728 | 0.73271 | 0.72592 | 9.341 | 50.2343 | 44.4099 | 54.1416 | 56.2164 | 64.3386 | 72.1641 | 60.6082 | 64.7326 | 57.7914 | 62.6339 | 58.1964 | 51.9748 | NA | 22.5328 | 18.5992 | 19.6814 | 25.2999 | 31.6023 | 28.8075 | 32.3189 | 24.1716 | 30.5404 | 25.1062 | 30.6029 | 22.537 | 1.4088
LO3Slow | NR | HPWH | Residential | Water Heating | 0.18208 | 1038.3745 | 80.5204 | Manufactured | Manufactured Tier1_indor2_zonl | 0.00056299 | 0.0014325 | 0.0031495 | 0.006115 | 0.010665 | 0.016944 | 0.024812 | 0.033837 | 0.043373 | 0.052702 | 0.061181 | 0.068354 | 0.074 | 0.081916 | 0.084831 | 0.086654 | 0.087536 | 0.087425 | 0.086883 | 0.086078 | 1.1076 | 34.9771 | 33.8069 | 50.7225 | 55.6003 | 79.9892 | 95.7022 | 81.2375 | 86.8458 | 74.6075 | 73.1636 | 57.1978 | 32.8433 | NA | 3.6706 | 4.8521 | 10.6796 | 19.0349 | 37.9303 | 37.7237 | 43.1645 | 32.2516 | 38.6507 | 26.748 | 25.1301 | 1.8448 | 1.1999
LO3Slow | NR | HPWH | Residential | Water Heating | 0.17884 | 1026.0267 | 81.814 | Single Family | Single Family Tier1_indor2_zonl | 0.0043434 | 0.011145 | 0.024713 | 0.04839 | 0.085115 | 0.13637 | 0.2014 | 0.27699 | 0.35808 | 0.4388 | 0.51372 | 0.57884 | 0.63198 | 0.80656 | 0.83526 | 0.85049 | 0.85842 | 0.85922 | 0.85188 | 0.84279 | 10.6518 | 34.1934 | 33.1433 | 50.0097 | 54.8899 | 79.3416 | 95.0364 | 80.6871 | 86.2587 | 74.0538 | 72.4856 | 56.4586 | 31.9986 | NA | 3.1974 | 4.4799 | 10.3419 | 18.6545 | 37.5984 | 37.453 | 42.8694 | 32.0305 | 38.3502 | 26.4502 | 24.6914 | 1.353 | 1.1815
LO3Slow | NR | HPWH | Residential | Water Heating | 0.11199 | 998.3629 | 88.8947 | Manufactured | Manufactured Tier1_indor2_efaf | 0.006934 | 0.017643 | 0.03879 | 0.075314 | 0.13135 | 0.20868 | 0.30559 | 0.41675 | 0.5342 | 0.64909 | 0.75352 | 0.84186 | 0.91141 | 1.0089 | 1.0448 | 1.0672 | 1.0781 | 1.0768 | 1.0701 | 1.0602 | 13.642 | 27.0905 | 30.2604 | 46.2217 | 54.3875 | 78.1065 | 95.1213 | 81.3753 | 87.051 | 73.3312 | 68.0956 | 52.42 | 22.6864 | NA | 4.5071 | 5.7006 | 11.55 | 21.2963 | 37.6691 | 37.7061 | 43.3769 | 32.4688 | 38.5309 | 25.3879 | 24.188 | -0.17 | 1.0113
LO3Slow | NR | HPWH | Residential | Water Heating | 0.10814 | 985.7806 | 90.4147 | Single Family | Single Family Tier1_indor2_efaf | 0.0015495 | 0.003976 | 0.0088161 | 0.017263 | 0.030364 | 0.04865 | 0.071847 | 0.098815 | 0.12774 | 0.15654 | 0.18327 | 0.20649 | 0.22545 | 0.28773 | 0.29797 | 0.3034 | 0.30623 | 0.30652 | 0.3039 | 0.30065 | 3.7999 | 26.2483 | 29.5762 | 45.4767 | 53.675 | 77.4425 | 94.4483 | 80.8243 | 86.4637 | 72.765 | 67.3733 | 51.6453 | 21.7641 | NA | 4.0564 | 5.3474 | 11.229 | 20.9452 | 37.3363 | 37.4349 | 43.0829 | 32.2492 | 38.2296 | 25.0801 | 23.7483 | -0.66 | 0.9919
LO3Slow | NR | HPWH | Residential | Water Heating | 0.07056 | 317.0739 | 422.4215 | Manufactured | Manufactured Tier2_buffered | 0.001695 | 0.0043129 | 0.0094824 | 0.018411 | 0.03211 | 0.051014 | 0.074703 | 0.10188 | 0.13059 | 0.15867 | 0.1842 | 0.2058 | 0.2228 | 0.24663 | 0.25541 | 0.26089 | 0.26355 | 0.26322 | 0.26158 | 0.25916 | 3.3348 | 15.7821 | 13.9523 | 17.0097 | 17.6615 | 20.2133 | 22.6718 | 19.0413 | 20.3371 | 18.1563 | 19.6777 | 18.2836 | 16.3289 | NA | 7.0791 | 5.8433 | 6.1833 | 7.9485 | 9.9285 | 9.0505 | 10.1536 | 7.594 | 9.5949 | 7.8876 | 9.6145 | 7.0805 | 0.27098
LO3Slow | NR | HPWH | Residential | Water Heating | 0.045379 | 203.9181 | 663.8378 | Single Family | Single Family Tier2_buffered | 0.01246 | 0.031974 | 0.070896 | 0.13882 | 0.24418 | 0.39123 | 0.57777 | 0.79463 | 1.0273 | 1.2588 | 1.4738 | 1.6606 | 1.813 | 2.3138 | 2.3962 | 2.4399 | 2.4626 | 2.4649 | 2.4438 | 2.4178 | 30.5576 | 10.1499 | 8.9731 | 10.9393 | 11.3586 | 12.9997 | 14.5808 | 12.2459 | 13.0793 | 11.6768 | 12.6552 | 11.7586 | 10.5015 | NA | 4.5528 | 3.758 | 3.9766 | 5.1119 | 6.3853 | 5.8206 | 6.5301 | 4.8839 | 6.1707 | 5.0727 | 6.1833 | 4.5536 | 0.17428
LO3Slow | NR | HPWH | Residential | Water Heating | 0.019883 | 87.9318 | 1607.3377 | Manufactured | Manufactured Tier2_indor2_gfac | 4.1501e-05 | 0.0001056 | 0.00023216 | 0.00045077 | 0.00078618 | 0.001249 | 0.001829 | 0.0024943 | 0.0031973 | 0.0038849 | 0.0045099 | 0.0050387 | 0.0054549 | 0.0060384 | 0.0062533 | 0.0063877 | 0.0064527 | 0.0064445 | 0.0064046 | 0.0063453 | 0.081649 | 4.4621 | 3.9907 | 4.9332 | 5.1317 | 5.8495 | 6.6139 | 4.332 | 4.7184 | 4.8719 | 5.7122 | 5.3226 | 4.5778 | NA | 1.9458 | 1.6206 | 1.755 | 2.2928 | 2.902 | 2.6743 | 2.6102 | 1.9819 | 2.6627 | 2.2842 | 2.7743 | 1.9121 | 0.073083
LO3Slow | NR | HPWH | Residential | Water Heating | 0.019634 | 86.7188 | 1630.5015 | Single Family | Single Family Tier2_indor2_gfac | 0.00060985 | 0.0015649 | 0.0034699 | 0.0067944 | 0.011951 | 0.019148 | 0.028278 | 0.038892 | 0.050278 | 0.061611 | 0.072131 | 0.081274 | 0.088736 | 0.11325 | 0.11728 | 0.11942 | 0.12053 | 0.12064 | 0.11961 | 0.11833 | 1.4956 | 4.4065 | 3.9419 | 4.8741 | 5.0698 | 5.7761 | 6.5319 | 4.2342 | 4.616 | 4.7966 | 5.6422 | 5.2592 | 4.52 | NA | 1.9205 | 1.5998 | 1.7333 | 2.2649 | 2.8667 | 2.6424 | 2.5651 | 1.9489 | 2.625 | 2.2562 | 2.7408 | 1.8866 | 0.072083
LO3Slow | NR | HPWH | Residential | Water Heating | 0.018631 | 87.0183 | 1624.0877 | Manufactured | Manufactured Tier2_indor2_gfnc | 0.00030118 | 0.00076633 | 0.0016849 | 0.0032713 | 0.0057054 | 0.0090643 | 0.013273 | 0.018101 | 0.023203 | 0.028194 | 0.032729 | 0.036567 | 0.039587 | 0.043822 | 0.045381 | 0.046356 | 0.046828 | 0.046769 | 0.046479 | 0.046048 | 0.59254 | 4.1808 | 3.7381 | 4.6193 | 4.8389 | 5.6436 | 6.3801 | 5.3683 | 5.7345 | 5.0904 | 5.4412 | 4.9835 | 4.2901 | NA | 1.8245 | 1.5191 | 1.6443 | 2.1566 | 2.7674 | 2.5451 | 2.8625 | 2.1411 | 2.6886 | 2.1684 | 2.5981 | 1.7937 | 0.071045
LO3Slow | NR | HPWH | Residential | Water Heating | 0.0185 | 86.4428 | 1635.6198 | Single Family | Single Family Tier2_indor2_gfnc | 0.00099185 | 0.0025452 | 0.0056434 | 0.01105 | 0.019437 | 0.031142 | 0.045991 | 0.063254 | 0.081771 | 0.1002 | 0.11731 | 0.13218 | 0.14432 | 0.18418 | 0.19074 | 0.19422 | 0.19603 | 0.19621 | 0.19453 | 0.19246 | 2.4324 | 4.1516 | 3.7124 | 4.5883 | 4.8068 | 5.6073 | 6.3395 | 5.3343 | 5.6982 | 5.0579 | 5.4057 | 4.9502 | 4.2598 | NA | 1.8112 | 1.5082 | 1.6328 | 2.142 | 2.7496 | 2.5289 | 2.8443 | 2.1275 | 2.6714 | 2.1541 | 2.5805 | 1.7803 | 0.070538
LO3Slow | NR | HPWH | Residential | Water Heating | 0.021282 | 50.0965 | 2752.9917 | Manufactured | Manufactured Tier2_indor2_hp85 | 0.0001082 | 0.0002753 | 0.00060528 | 0.0011752 | 0.0020497 | 0.0032563 | 0.0047684 | 0.0065029 | 0.0083357 | 0.010128 | 0.011758 | 0.013136 | 0.014222 | 0.015743 | 0.016303 | 0.016653 | 0.016823 | 0.016802 | 0.016698 | 0.016543 | 0.21287 | 4.7602 | 4.2083 | 5.1305 | 4.991 | 4.4497 | 4.9747 | -7.01 | -6.66 | 0.32076 | 5.0169 | 5.5147 | 4.9252 | NA | 2.1352 | 1.7625 | 1.865 | 2.3046 | 2.4928 | 2.3123 | -1.01 | -0.49 | 0.98304 | 2.0871 | 2.9 | 2.1356 | 0.055614
LO3Slow | NR | HPWH | Residential | Water Heating | 0.021042 | 50.0403 | 2755.831 | Single Family | Single Family Tier2_indor2_hp85 | 0.00023626 | 0.00060626 | 0.0013443 | 0.0026322 | 0.0046299 | 0.0074181 | 0.010955 | 0.015067 | 0.019478 | 0.023868 | 0.027944 | 0.031486 | 0.034377 | 0.043873 | 0.045434 | 0.046263 | 0.046694 | 0.046737 | 0.046338 | 0.045843 | 0.57941 | 4.7064 | 4.1607 | 5.0725 | 4.9383 | 4.4178 | 4.9393 | -6.78 | -6.44 | 0.3749 | 4.9705 | 5.4524 | 4.8695 | NA | 2.1111 | 1.7425 | 1.8439 | 2.2796 | 2.4703 | 2.2908 | -0.96 | -0.45 | 0.99334 | 2.0667 | 2.8672 | 2.1115 | 0.05528
LO3Slow | NR | HPWH | Residential | Water Heating | -0.0012108 | 32.7646 | 4262.5492 | Manufactured | Manufactured Tier2_indor2_zonl | 2.0187e-05 | 5.1364e-05 | 0.00011293 | 0.00021926 | 0.00038242 | 0.00060755 | 0.00088967 | 0.0012133 | 0.0015552 | 0.0018897 | 0.0021937 | 0.0024509 | 0.0026534 | 0.0029372 | 0.0030418 | 0.0031071 | 0.0031387 | 0.0031348 | 0.0031153 | 0.0030865 | 0.039716 | -1.27 | -0.62 | 0.89315 | 1.4365 | 4.4824 | 6.066 | 5.2439 | 5.6147 | 4.5049 | 3.5469 | 1.4245 | -1.89 | NA | -2.65 | -1.87 | -1.02 | -0.39 | 1.9658 | 2.3382 | 2.7694 | 2.0658 | 2.2459 | 0.97421 | -0.11 | -2.97 | 0.017098
LO3Slow | NR | HPWH | Residential | Water Heating | -0.0015401 | 31.6399 | 4415.4378 | Single Family | Single Family Tier2_indor2_zonl | 0.0001522 | 0.00039056 | 0.000866 | 0.0016957 | 0.0029826 | 0.0047789 | 0.0070575 | 0.0097065 | 0.012548 | 0.015377 | 0.018002 | 0.020284 | 0.022146 | 0.028264 | 0.02927 | 0.029803 | 0.030081 | 0.030109 | 0.029852 | 0.029533 | 0.37326 | -1.35 | -0.69 | 0.82477 | 1.3703 | 4.4329 | 6.0202 | 5.2069 | 5.5752 | 4.4649 | 3.4912 | 1.3553 | -1.98 | NA | -2.71 | -1.92 | -1.06 | -0.43 | 1.9393 | 2.3191 | 2.7494 | 2.0508 | 2.2236 | 0.94771 | -0.15 | -3.03 | 0.016435
LO3Slow | NR | HPWH | Residential | Water Heating | -0.013537 | 25.5016 | 5512.2395 | Manufactured | Manufactured Tier2_indor2_efaf | 0.00020127 | 0.00051211 | 0.0011259 | 0.0021861 | 0.0038128 | 0.0060574 | 0.0088702 | 0.012097 | 0.015506 | 0.018841 | 0.021872 | 0.024436 | 0.026455 | 0.029285 | 0.030327 | 0.030979 | 0.031294 | 0.031254 | 0.031061 | 0.030773 | 0.39598 | -2.67 | -1.26 | 0.088838 | 1.2072 | 4.1473 | 5.9621 | 5.2665 | 5.649 | 4.2786 | 2.6527 | 0.57268 | -3.7 | NA | -2.53 | -1.74 | -0.88 | -0.01 | 1.9158 | 2.3337 | 2.8056 | 2.103 | 2.2224 | 0.73068 | -0.29 | -3.35 | 0.01169
LO3Slow | NR | HPWH | Residential | Water Heating | -0.013964 | 24.3597 | 5772.7244 | Single Family | Single Family Tier2_indor2_efaf | 4.351e-05 | 0.00011165 | 0.00024756 | 0.00048475 | 0.00085265 | 0.0013661 | 0.0020175 | 0.0027748 | 0.0035871 | 0.0043957 | 0.0051462 | 0.0057985 | 0.0063309 | 0.0080797 | 0.0083673 | 0.0085198 | 0.0085992 | 0.0086073 | 0.0085337 | 0.0084426 | 0.1067 | -2.76 | -1.33 | 0.016075 | 1.1417 | 4.0972 | 5.9177 | 5.2315 | 5.6118 | 4.2385 | 2.5915 | 0.49876 | -3.8 | NA | -2.58 | -1.79 | -0.92 | -0.05 | 1.8901 | 2.3155 | 2.7869 | 2.0891 | 2.2009 | 0.70315 | -0.33 | -3.41 | 0.011124
LO1Slow | New | Heat Recovery Ventilation | Residential | HVAC | 0.25262 | 708.4622 | 140.2272 | Single Family | SF RNC HRV ACH3 HZ1CZ1 | 0.0026779 | 0.0076817 | 0.015898 | 0.028942 | 0.048194 | 0.073253 | 0.10736 | 0.15348 | 0.20898 | 0.2812 | 0.36056 | 0.43722 | 0.50509 | 0.58059 | 0.65406 | 0.70533 | 0.72107 | 0.74636 | 0.76455 | 0.77761 | 7.1801 | 61.8371 | 45.1553 | 36.5801 | 31.606 | 11.1066 | 6.9236 | 17.7697 | 17.697 | 11.0273 | 28.5251 | 44.751 | 78.0898 | NA | 58.6733 | 41.5575 | 30.688 | 28.5931 | 11.1539 | 3.3611 | 9.455 | 6.8133 | 6.6743 | 17.6118 | 35.2376 | 67.5746 | 0.903
LO1Slow | New | Heat Recovery Ventilation | Residential | HVAC | 0.25262 | 732.1961 | 135.6818 | Single Family | SF RNC HRV ACH3 HZ1CZ2 | 0.00096422 | 0.002766 | 0.0057245 | 0.010421 | 0.017353 | 0.026376 | 0.038656 | 0.055263 | 0.075247 | 0.10125 | 0.12983 | 0.15743 | 0.18187 | 0.20906 | 0.23551 | 0.25397 | 0.25964 | 0.26874 | 0.27529 | 0.27999 | 2.5854 | 61.8371 | 45.1553 | 36.5801 | 31.7811 | 11.965 | 7.8949 | 24.4144 | 24.3662 | 13.7142 | 29.0037 | 44.751 | 78.0898 | NA | 58.6733 | 41.5575 | 30.688 | 28.6415 | 11.4154 | 3.5787 | 11.5795 | 8.2627 | 7.6702 | 17.764 | 35.2376 | 67.5746 | 0.91921
LO1Slow | New | Heat Recovery Ventilation | Residential | HVAC | 0.25262 | 759.1427 | 130.8656 | Single Family | SF RNC HRV ACH3 HZ1CZ3 | 0.00083022 | 0.0023816 | 0.0049289 | 0.0089728 | 0.014942 | 0.022711 | 0.033284 | 0.047583 | 0.064789 | 0.087181 | 0.11179 | 0.13555 | 0.15659 | 0.18 | 0.20278 | 0.21867 | 0.22355 | 0.23139 | 0.23703 | 0.24108 | 2.2261 | 61.8371 | 45.1553 | 36.5801 | 31.98 | 12.9396 | 8.9976 | 31.9587 | 31.9382 | 16.7648 | 29.5471 | 44.751 | 78.0898 | NA | 58.6733 | 41.5575 | 30.688 | 28.6965 | 11.7123 | 3.8258 | 13.9916 | 9.9083 | 8.801 | 17.9368 | 35.2376 | 67.5746 | 0.93763
LO1Slow | New | Heat Recovery Ventilation | Residential | HVAC | 0.36165 | 1020.5995 | 91.2752 | Single Family | SF RNC HRV ACH3 HZ2CZ1 | 0.00021555 | 0.00061832 | 0.0012797 | 0.0023296 | 0.0038793 | 0.0058963 | 0.0086415 | 0.012354 | 0.016821 | 0.022634 | 0.029023 | 0.035193 | 0.040656 | 0.046733 | 0.052647 | 0.056774 | 0.05804 | 0.060076 | 0.06154 | 0.062591 | 0.57794 | 88.5257 | 64.644 | 52.3679 | 45.2939 | 16.1305 | 10.1725 | 27.2222 | 27.1247 | 16.5077 | 40.9647 | 64.0652 | 111.7929 | NA | 83.9964 | 59.4934 | 43.9328 | 40.9468 | 16.038 | 4.8702 | 14.1059 | 10.1428 | 9.8221 | 25.2538 | 50.446 | 96.7394 | 1.2971
LO1Slow | New | Heat Recovery Ventilation | Residential | HVAC | 0.36165 | 1044.4641 | 89.1897 | Single Family | SF RNC HRV ACH3 HZ2CZ2 | 0.0005355 | 0.0015362 | 0.0031792 | 0.0057876 | 0.0096376 | 0.014649 | 0.021469 | 0.030691 | 0.04179 | 0.056233 | 0.072103 | 0.087432 | 0.10101 | 0.1161 | 0.1308 | 0.14105 | 0.14419 | 0.14925 | 0.15289 | 0.1555 | 1.4358 | 88.5257 | 64.644 | 52.3679 | 45.47 | 16.9936 | 11.1491 | 33.9035 | 33.8306 | 19.2094 | 41.446 | 64.0652 | 111.7929 | NA | 83.9964 | 59.4934 | 43.9328 | 40.9954 | 16.301 | 5.089 | 16.2421 | 11.6002 | 10.8236 | 25.4068 | 50.446 | 96.7394 | 1.3134
LO1Slow | New | Heat Recovery Ventilation | Residential | HVAC | 0.36165 | 1071.9186 | 86.9053 | Single Family | SF RNC HRV ACH3 HZ2CZ3 | 0.00040342 | 0.0011572 | 0.002395 | 0.00436 | 0.0072604 | 0.011036 | 0.016173 | 0.023121 | 0.031482 | 0.042362 | 0.054319 | 0.065866 | 0.076092 | 0.087466 | 0.098534 | 0.10626 | 0.10863 | 0.11244 | 0.11518 | 0.11715 | 1.0817 | 88.5257 | 64.644 | 52.3679 | 45.6726 | 17.9866 | 12.2726 | 41.59 | 41.5453 | 22.3175 | 41.9996 | 64.0652 | 111.7929 | NA | 83.9964 | 59.4934 | 43.9328 | 41.0514 | 16.6035 | 5.3407 | 18.6996 | 13.2768 | 11.9756 | 25.5829 | 50.446 | 96.7394 | 1.3321
LO1Slow | New | Heat Recovery Ventilation | Residential | HVAC | 0.40385 | 1140.4338 | 79.5831 | Single Family | SF RNC HRV ACH3 HZ3CZ1 | 0.00017361 | 0.00049802 | 0.0010307 | 0.0018763 | 0.0031245 | 0.0047491 | 0.0069601 | 0.0099501 | 0.013548 | 0.01823 | 0.023376 | 0.028345 | 0.032746 | 0.037641 | 0.042404 | 0.045727 | 0.046748 | 0.048387 | 0.049566 | 0.050413 | 0.46549 | 98.8565 | 72.1879 | 58.4791 | 50.585 | 18.0394 | 11.3895 | 30.604 | 30.4958 | 18.517 | 45.76 | 71.5415 | 124.839 | NA | 93.7986 | 66.4362 | 49.0597 | 45.7267 | 17.9177 | 5.4452 | 15.8176 | 11.3711 | 10.9991 | 28.2056 | 56.3329 | 108.0288 | 1.4489
LO1Slow | New | Heat Recovery Ventilation | Residential | HVAC | 0.40385 | 1164.3209 | 77.9504 | Single Family | SF RNC HRV ACH3 HZ3CZ2 | 0.00026637 | 0.00076411 | 0.0015814 | 0.0028789 | 0.0047939 | 0.0072866 | 0.010679 | 0.015267 | 0.020787 | 0.027971 | 0.035866 | 0.04349 | 0.050242 | 0.057752 | 0.06506 | 0.07016 | 0.071725 | 0.074241 | 0.07605 | 0.077349 | 0.71421 | 98.8565 | 72.1879 | 58.4791 | 50.7613 | 18.9033 | 12.3671 | 37.2916 | 37.2081 | 21.2212 | 46.2417 | 71.5415 | 124.839 | NA | 93.7986 | 66.4362 | 49.0597 | 45.7754 | 18.1809 | 5.6642 | 17.9558 | 12.8299 | 12.0014 | 28.3587 | 56.3329 | 108.0288 | 1.4653
LO1Slow | New | Heat Recovery Ventilation | Residential | HVAC | 0.40385 | 1191.765 | 76.1553 | Single Family | SF RNC HRV ACH3 HZ3CZ3 | 0 | 0 | 0 | 0 | 0 | 0 | 0 | 0 | 0 | 0 | 0 | 0 | 0 | 0 | 0 | 0 | 0 | 0 | 0 | 0 | 0 | 98.8565 | 72.1879 | 58.4791 | 50.9638 | 19.896 | 13.4902 | 44.9751 | 44.9199 | 24.3282 | 46.7951 | 71.5415 | 124.839 | NA | 93.7986 | 66.4362 | 49.0597 | 45.8313 | 18.4833 | 5.9159 | 20.4124 | 14.5059 | 13.1531 | 28.5347 | 56.3329 | 108.0288 | 1.484
LO20Fast | New | Lighting | Residential | Lighting | 0.0050254 | 19.2363 | -15.06 | Single Family | 2016 - LEDDecorative and Mini-Base250 to 664 lumensANY | 0.16158 | 0 | 0 | 0 | 0 | 0 | 0 | 0 | 0 | 0 | 0 | 0 | 0 | 0 | 0 | 0 | 0 | 0 | 0 | 0 | 0.16158 | 1.3763 | 1.0947 | 1.106 | 0.902 | 0.82135 | 0.84396 | 0.69651 | 0.79447 | 0.87484 | 1.2767 | 1.2888 | 1.4149 | NA | 0.71801 | 0.55182 | 0.51432 | 0.50452 | 0.49018 | 0.45841 | 0.52296 | 0.47309 | 0.54834 | 0.54513 | 0.68655 | 0.7324 | 4.3154
LO20Fast | New | Lighting | Residential | Lighting | 0.003786 | 14.492 | -3.5287 | Single Family | 2016 - LEDDecorative and Mini-Base665 to 1439 lumensANY | 0.033388 | 0 | 0 | 0 | 0 | 0 | 0 | 0 | 0 | 0 | 0 | 0 | 0 | 0 | 0 | 0 | 0 | 0 | 0 | 0 | 0.033388 | 1.0369 | 0.82469 | 0.8332 | 0.67954 | 0.61878 | 0.63581 | 0.52473 | 0.59853 | 0.65907 | 0.96186 | 0.97097 | 1.0659 | NA | 0.54093 | 0.41573 | 0.38747 | 0.38009 | 0.36929 | 0.34535 | 0.39398 | 0.35641 | 0.4131 | 0.41068 | 0.51723 | 0.55177 | 2.3589
LO20Fast | New | Lighting | Residential | Lighting | 0.001875 | 7.1769 | 355.2229 | Single Family | 2016 - LEDDecorative and Mini-Base1440 to 2600 lumensANY | 0.00032485 | 0 | 0 | 0 | 0 | 0 | 0 | 0 | 0 | 0 | 0 | 0 | 0 | 0 | 0 | 0 | 0 | 0 | 0 | 0 | 0.00032485 | 0.5135 | 0.40841 | 0.41263 | 0.33653 | 0.30644 | 0.31487 | 0.25986 | 0.29641 | 0.32639 | 0.47634 | 0.48085 | 0.52788 | NA | 0.26788 | 0.20588 | 0.19189 | 0.18823 | 0.18288 | 0.17103 | 0.19511 | 0.17651 | 0.20458 | 0.20338 | 0.25615 | 0.27325 | 0.42264
LO20Fast | New | Lighting | Residential | Lighting | 0.00047955 | 1.8356 | 45.3547 | Single Family | 2016 - LEDGeneral Purpose and Dimmable250 to 664 lumensANY | 0.012876 | 0 | 0 | 0 | 0 | 0 | 0 | 0 | 0 | 0 | 0 | 0 | 0 | 0 | 0 | 0 | 0 | 0 | 0 | 0 | 0.012876 | 0.13134 | 0.10446 | 0.10554 | 0.086073 | 0.078377 | 0.080535 | 0.066464 | 0.075813 | 0.083481 | 0.12183 | 0.12299 | 0.13502 | NA | 0.068516 | 0.052658 | 0.049079 | 0.048144 | 0.046776 | 0.043744 | 0.049903 | 0.045145 | 0.052325 | 0.052019 | 0.065514 | 0.069889 | 1.5528
LO20Fast | New | Lighting | Residential | Lighting | 0.0018717 | 7.1646 | 56.6118 | Single Family | 2016 - LEDGeneral Purpose and Dimmable665 to 1439 lumensANY | 0.38779 | 0 | 0 | 0 | 0 | 0 | 0 | 0 | 0 | 0 | 0 | 0 | 0 | 0 | 0 | 0 | 0 | 0 | 0 | 0 | 0.38779 | 0.51262 | 0.40771 | 0.41192 | 0.33595 | 0.30591 | 0.31433 | 0.25942 | 0.2959 | 0.32583 | 0.47553 | 0.48003 | 0.52697 | NA | 0.26742 | 0.20553 | 0.19156 | 0.18791 | 0.18257 | 0.17073 | 0.19477 | 0.1762 | 0.20423 | 0.20303 | 0.25571 | 0.27278 | 1.6633
LO20Fast | New | Lighting | Residential | Lighting | 0.0034972 | 13.3867 | 91.0637 | Single Family | 2016 - LEDGeneral Purpose and Dimmable1440 to 2600 lumensANY | 0.072241 | 0 | 0 | 0 | 0 | 0 | 0 | 0 | 0 | 0 | 0 | 0 | 0 | 0 | 0 | 0 | 0 | 0 | 0 | 0 | 0.072241 | 0.9578 | 0.76179 | 0.76965 | 0.62771 | 0.57158 | 0.58732 | 0.48471 | 0.55288 | 0.6088 | 0.8885 | 0.89691 | 0.98463 | NA | 0.49967 | 0.38402 | 0.35792 | 0.3511 | 0.34112 | 0.31901 | 0.36393 | 0.32923 | 0.38159 | 0.37936 | 0.47777 | 0.50968 | 1.1752
LO20Fast | New | Lighting | Residential | Lighting | 0.0037449 | 14.3345 | -37.3971 | Single Family | 2016 - LEDGlobe250 to 664 lumensANY | 0.066114 | 0 | 0 | 0 | 0 | 0 | 0 | 0 | 0 | 0 | 0 | 0 | 0 | 0 | 0 | 0 | 0 | 0 | 0 | 0 | 0.066114 | 1.0256 | 0.81573 | 0.82415 | 0.67215 | 0.61205 | 0.6289 | 0.51902 | 0.59203 | 0.65191 | 0.95141 | 0.96041 | 1.0543 | NA | 0.53505 | 0.41121 | 0.38326 | 0.37596 | 0.36528 | 0.3416 | 0.3897 | 0.35254 | 0.40861 | 0.40622 | 0.5116 | 0.54577 | 6.0745
LO20Fast | New | Lighting | Residential | Lighting | 0.0025791 | 9.8724 | -94.9967 | Single Family | 2016 - LEDGlobe665 to 1439 lumensANY | 0.027765 | 0 | 0 | 0 | 0 | 0 | 0 | 0 | 0 | 0 | 0 | 0 | 0 | 0 | 0 | 0 | 0 | 0 | 0 | 0 | 0.027765 | 0.70636 | 0.5618 | 0.5676 | 0.46292 | 0.42153 | 0.43313 | 0.35746 | 0.40774 | 0.44898 | 0.65525 | 0.66145 | 0.72614 | NA | 0.36849 | 0.2832 | 0.26396 | 0.25893 | 0.25157 | 0.23526 | 0.26839 | 0.2428 | 0.28142 | 0.27977 | 0.35235 | 0.37588 | 6.4961
LO20Fast | New | Lighting | Residential | Lighting | 0.0027904 | 10.6812 | -99.8783 | Single Family | 2016 - LEDGlobe1440 to 2600 lumensANY | 0.0022635 | 0 | 0 | 0 | 0 | 0 | 0 | 0 | 0 | 0 | 0 | 0 | 0 | 0 | 0 | 0 | 0 | 0 | 0 | 0 | 0.0022635 | 0.76423 | 0.60783 | 0.6141 | 0.50085 | 0.45607 | 0.46862 | 0.38675 | 0.44114 | 0.48576 | 0.70893 | 0.71564 | 0.78563 | NA | 0.39868 | 0.30641 | 0.28558 | 0.28014 | 0.27218 | 0.25454 | 0.29038 | 0.26269 | 0.30447 | 0.30269 | 0.38122 | 0.40667 | 2.8035
LO20Fast | New | Lighting | Residential | Lighting | 0.0053229 | 20.3748 | -38.378 | Single Family | 2016 - LEDReflectors and Outdoor250 to 664 lumensANY | 0.029891 | 0 | 0 | 0 | 0 | 0 | 0 | 0 | 0 | 0 | 0 | 0 | 0 | 0 | 0 | 0 | 0 | 0 | 0 | 0 | 0.029891 | 1.4578 | 1.1595 | 1.1714 | 0.95538 | 0.86996 | 0.89391 | 0.73773 | 0.84149 | 0.92661 | 1.3523 | 1.3651 | 1.4986 | NA | 0.7605 | 0.58448 | 0.54476 | 0.53438 | 0.5192 | 0.48554 | 0.55391 | 0.50109 | 0.58079 | 0.57739 | 0.72718 | 0.77575 | 3.2673
LO20Fast | New | Lighting | Residential | Lighting | 0.0040588 | 15.5362 | -47.7259 | Single Family | 2016 - LEDReflectors and Outdoor665 to 1439 lumensANY | 0.23031 | 0 | 0 | 0 | 0 | 0 | 0 | 0 | 0 | 0 | 0 | 0 | 0 | 0 | 0 | 0 | 0 | 0 | 0 | 0 | 0.23031 | 1.1116 | 0.88411 | 0.89324 | 0.7285 | 0.66337 | 0.68162 | 0.56254 | 0.64166 | 0.70656 | 1.0312 | 1.0409 | 1.1427 | NA | 0.5799 | 0.44568 | 0.41539 | 0.40748 | 0.3959 | 0.37023 | 0.42237 | 0.38209 | 0.44287 | 0.44027 | 0.55449 | 0.59152 | 3.5735
LO20Fast | New | Lighting | Residential | Lighting | 0.021729 | 83.1732 | -27.3345 | Single Family | 2016 - LEDReflectors and Outdoor1440 to 2600 lumensANY | 0.10132 | 0 | 0 | 0 | 0 | 0 | 0 | 0 | 0 | 0 | 0 | 0 | 0 | 0 | 0 | 0 | 0 | 0 | 0 | 0 | 0.10132 | 5.9509 | 4.7331 | 4.7819 | 3.9 | 3.5513 | 3.6491 | 3.0115 | 3.4351 | 3.7826 | 5.5204 | 5.5726 | 6.1176 | NA | 3.1045 | 2.386 | 2.2238 | 2.1814 | 2.1194 | 1.9821 | 2.2611 | 2.0455 | 2.3709 | 2.357 | 2.9685 | 3.1667 | 6.6756
LO20Fast | New | Lighting | Residential | Lighting | 0.01265 | 48.4214 | -0.28395 | Single Family | 2016 - LEDThree-Way250 to 664 lumensANY | 0.00092559 | 0 | 0 | 0 | 0 | 0 | 0 | 0 | 0 | 0 | 0 | 0 | 0 | 0 | 0 | 0 | 0 | 0 | 0 | 0 | 0.00092559 | 3.4645 | 2.7555 | 2.7839 | 2.2705 | 2.0675 | 2.1244 | 1.7532 | 1.9998 | 2.2021 | 3.2138 | 3.2442 | 3.5615 | NA | 1.8074 | 1.389 | 1.2946 | 1.27 | 1.2339 | 1.1539 | 1.3164 | 1.1909 | 1.3803 | 1.3722 | 1.7282 | 1.8436 | 4.1777
LO20Fast | New | Lighting | Residential | Lighting | 0.013626 | 52.1577 | -8.9398 | Single Family | 2016 - LEDThree-Way665 to 1439 lumensANY | 0.012307 | 0 | 0 | 0 | 0 | 0 | 0 | 0 | 0 | 0 | 0 | 0 | 0 | 0 | 0 | 0 | 0 | 0 | 0 | 0 | 0.012307 | 3.7318 | 2.9681 | 2.9987 | 2.4457 | 2.227 | 2.2883 | 1.8885 | 2.1542 | 2.372 | 3.4618 | 3.4946 | 3.8363 | NA | 1.9468 | 1.4962 | 1.3945 | 1.368 | 1.3291 | 1.2429 | 1.418 | 1.2827 | 1.4868 | 1.4781 | 1.8615 | 1.9858 | 6.1149
LO20Fast | New | Lighting | Residential | Lighting | 0.012193 | 46.6733 | -22.0119 | Single Family | 2016 - LEDThree-Way1440 to 2600 lumensANY | 0.042584 | 0 | 0 | 0 | 0 | 0 | 0 | 0 | 0 | 0 | 0 | 0 | 0 | 0 | 0 | 0 | 0 | 0 | 0 | 0 | 0.042584 | 3.3394 | 2.656 | 2.6834 | 2.1885 | 1.9929 | 2.0477 | 1.6899 | 1.9276 | 2.1226 | 3.0978 | 3.1271 | 3.433 | NA | 1.7421 | 1.3389 | 1.2479 | 1.2241 | 1.1893 | 1.1122 | 1.2689 | 1.1479 | 1.3304 | 1.3226 | 1.6658 | 1.777 | 3.7322
LO20Fast | New | Lighting | Residential | Lighting | 0.0050254 | 19.2363 | -15.06 | Multifamily - Low Rise | 2016 - LEDDecorative and Mini-Base250 to 664 lumensANY | 0.017925 | 0 | 0 | 0 | 0 | 0 | 0 | 0 | 0 | 0 | 0 | 0 | 0 | 0 | 0 | 0 | 0 | 0 | 0 | 0 | 0.017925 | 1.3763 | 1.0947 | 1.106 | 0.902 | 0.82135 | 0.84396 | 0.69651 | 0.79447 | 0.87484 | 1.2767 | 1.2888 | 1.4149 | NA | 0.71801 | 0.55182 | 0.51432 | 0.50452 | 0.49018 | 0.45841 | 0.52296 | 0.47309 | 0.54834 | 0.54513 | 0.68655 | 0.7324 | 4.3154
LO20Fast | New | Lighting | Residential | Lighting | 0.003786 | 14.492 | -3.5287 | Multifamily - Low Rise | 2016 - LEDDecorative and Mini-Base665 to 1439 lumensANY | 0.0037038 | 0 | 0 | 0 | 0 | 0 | 0 | 0 | 0 | 0 | 0 | 0 | 0 | 0 | 0 | 0 | 0 | 0 | 0 | 0 | 0.0037038 | 1.0369 | 0.82469 | 0.8332 | 0.67954 | 0.61878 | 0.63581 | 0.52473 | 0.59853 | 0.65907 | 0.96186 | 0.97097 | 1.0659 | NA | 0.54093 | 0.41573 | 0.38747 | 0.38009 | 0.36929 | 0.34535 | 0.39398 | 0.35641 | 0.4131 | 0.41068 | 0.51723 | 0.55177 | 2.3589
LO20Fast | New | Lighting | Residential | Lighting | 0.001875 | 7.1769 | 355.2229 | Multifamily - Low Rise | 2016 - LEDDecorative and Mini-Base1440 to 2600 lumensANY | 3.6036e-05 | 0 | 0 | 0 | 0 | 0 | 0 | 0 | 0 | 0 | 0 | 0 | 0 | 0 | 0 | 0 | 0 | 0 | 0 | 0 | 3.6036e-05 | 0.5135 | 0.40841 | 0.41263 | 0.33653 | 0.30644 | 0.31487 | 0.25986 | 0.29641 | 0.32639 | 0.47634 | 0.48085 | 0.52788 | NA | 0.26788 | 0.20588 | 0.19189 | 0.18823 | 0.18288 | 0.17103 | 0.19511 | 0.17651 | 0.20458 | 0.20338 | 0.25615 | 0.27325 | 0.42264
LO20Fast | New | Lighting | Residential | Lighting | 0.00047955 | 1.8356 | 45.3547 | Multifamily - Low Rise | 2016 - LEDGeneral Purpose and Dimmable250 to 664 lumensANY | 0.0014283 | 0 | 0 | 0 | 0 | 0 | 0 | 0 | 0 | 0 | 0 | 0 | 0 | 0 | 0 | 0 | 0 | 0 | 0 | 0 | 0.0014283 | 0.13134 | 0.10446 | 0.10554 | 0.086073 | 0.078377 | 0.080535 | 0.066464 | 0.075813 | 0.083481 | 0.12183 | 0.12299 | 0.13502 | NA | 0.068516 | 0.052658 | 0.049079 | 0.048144 | 0.046776 | 0.043744 | 0.049903 | 0.045145 | 0.052325 | 0.052019 | 0.065514 | 0.069889 | 1.5528
LO20Fast | New | Lighting | Residential | Lighting | 0.0018717 | 7.1646 | 56.6118 | Multifamily - Low Rise | 2016 - LEDGeneral Purpose and Dimmable665 to 1439 lumensANY | 0.043019 | 0 | 0 | 0 | 0 | 0 | 0 | 0 | 0 | 0 | 0 | 0 | 0 | 0 | 0 | 0 | 0 | 0 | 0 | 0 | 0.043019 | 0.51262 | 0.40771 | 0.41192 | 0.33595 | 0.30591 | 0.31433 | 0.25942 | 0.2959 | 0.32583 | 0.47553 | 0.48003 | 0.52697 | NA | 0.26742 | 0.20553 | 0.19156 | 0.18791 | 0.18257 | 0.17073 | 0.19477 | 0.1762 | 0.20423 | 0.20303 | 0.25571 | 0.27278 | 1.6633
LO20Fast | New | Lighting | Residential | Lighting | 0.0034972 | 13.3867 | 91.0637 | Multifamily - Low Rise | 2016 - LEDGeneral Purpose and Dimmable1440 to 2600 lumensANY | 0.0080138 | 0 | 0 | 0 | 0 | 0 | 0 | 0 | 0 | 0 | 0 | 0 | 0 | 0 | 0 | 0 | 0 | 0 | 0 | 0 | 0.0080138 | 0.9578 | 0.76179 | 0.76965 | 0.62771 | 0.57158 | 0.58732 | 0.48471 | 0.55288 | 0.6088 | 0.8885 | 0.89691 | 0.98463 | NA | 0.49967 | 0.38402 | 0.35792 | 0.3511 | 0.34112 | 0.31901 | 0.36393 | 0.32923 | 0.38159 | 0.37936 | 0.47777 | 0.50968 | 1.1752
LO20Fast | New | Lighting | Residential | Lighting | 0.0037449 | 14.3345 | -37.3971 | Multifamily - Low Rise | 2016 - LEDGlobe250 to 664 lumensANY | 0.0073342 | 0 | 0 | 0 | 0 | 0 | 0 | 0 | 0 | 0 | 0 | 0 | 0 | 0 | 0 | 0 | 0 | 0 | 0 | 0 | 0.0073342 | 1.0256 | 0.81573 | 0.82415 | 0.67215 | 0.61205 | 0.6289 | 0.51902 | 0.59203 | 0.65191 | 0.95141 | 0.96041 | 1.0543 | NA | 0.53505 | 0.41121 | 0.38326 | 0.37596 | 0.36528 | 0.3416 | 0.3897 | 0.35254 | 0.40861 | 0.40622 | 0.5116 | 0.54577 | 6.0745
LO20Fast | New | Lighting | Residential | Lighting | 0.0025791 | 9.8724 | -94.9967 | Multifamily - Low Rise | 2016 - LEDGlobe665 to 1439 lumensANY | 0.0030801 | 0 | 0 | 0 | 0 | 0 | 0 | 0 | 0 | 0 | 0 | 0 | 0 | 0 | 0 | 0 | 0 | 0 | 0 | 0 | 0.0030801 | 0.70636 | 0.5618 | 0.5676 | 0.46292 | 0.42153 | 0.43313 | 0.35746 | 0.40774 | 0.44898 | 0.65525 | 0.66145 | 0.72614 | NA | 0.36849 | 0.2832 | 0.26396 | 0.25893 | 0.25157 | 0.23526 | 0.26839 | 0.2428 | 0.28142 | 0.27977 | 0.35235 | 0.37588 | 6.4961
LO20Fast | New | Lighting | Residential | Lighting | 0.0027904 | 10.6812 | -99.8783 | Multifamily - Low Rise | 2016 - LEDGlobe1440 to 2600 lumensANY | 0.0002511 | 0 | 0 | 0 | 0 | 0 | 0 | 0 | 0 | 0 | 0 | 0 | 0 | 0 | 0 | 0 | 0 | 0 | 0 | 0 | 0.0002511 | 0.76423 | 0.60783 | 0.6141 | 0.50085 | 0.45607 | 0.46862 | 0.38675 | 0.44114 | 0.48576 | 0.70893 | 0.71564 | 0.78563 | NA | 0.39868 | 0.30641 | 0.28558 | 0.28014 | 0.27218 | 0.25454 | 0.29038 | 0.26269 | 0.30447 | 0.30269 | 0.38122 | 0.40667 | 2.8035
LO20Fast | New | Lighting | Residential | Lighting | 0.0053229 | 20.3748 | -38.378 | Multifamily - Low Rise | 2016 - LEDReflectors and Outdoor250 to 664 lumensANY | 0.0033159 | 0 | 0 | 0 | 0 | 0 | 0 | 0 | 0 | 0 | 0 | 0 | 0 | 0 | 0 | 0 | 0 | 0 | 0 | 0 | 0.0033159 | 1.4578 | 1.1595 | 1.1714 | 0.95538 | 0.86996 | 0.89391 | 0.73773 | 0.84149 | 0.92661 | 1.3523 | 1.3651 | 1.4986 | NA | 0.7605 | 0.58448 | 0.54476 | 0.53438 | 0.5192 | 0.48554 | 0.55391 | 0.50109 | 0.58079 | 0.57739 | 0.72718 | 0.77575 | 3.2673
LO20Fast | New | Lighting | Residential | Lighting | 0.0040588 | 15.5362 | -47.7259 | Multifamily - Low Rise | 2016 - LEDReflectors and Outdoor665 to 1439 lumensANY | 0.025549 | 0 | 0 | 0 | 0 | 0 | 0 | 0 | 0 | 0 | 0 | 0 | 0 | 0 | 0 | 0 | 0 | 0 | 0 | 0 | 0.025549 | 1.1116 | 0.88411 | 0.89324 | 0.7285 | 0.66337 | 0.68162 | 0.56254 | 0.64166 | 0.70656 | 1.0312 | 1.0409 | 1.1427 | NA | 0.5799 | 0.44568 | 0.41539 | 0.40748 | 0.3959 | 0.37023 | 0.42237 | 0.38209 | 0.44287 | 0.44027 | 0.55449 | 0.59152 | 3.5735
LO20Fast | New | Lighting | Residential | Lighting | 0.021729 | 83.1732 | -27.3345 | Multifamily - Low Rise | 2016 - LEDReflectors and Outdoor1440 to 2600 lumensANY | 0.01124 | 0 | 0 | 0 | 0 | 0 | 0 | 0 | 0 | 0 | 0 | 0 | 0 | 0 | 0 | 0 | 0 | 0 | 0 | 0 | 0.01124 | 5.9509 | 4.7331 | 4.7819 | 3.9 | 3.5513 | 3.6491 | 3.0115 | 3.4351 | 3.7826 | 5.5204 | 5.5726 | 6.1176 | NA | 3.1045 | 2.386 | 2.2238 | 2.1814 | 2.1194 | 1.9821 | 2.2611 | 2.0455 | 2.3709 | 2.357 | 2.9685 | 3.1667 | 6.6756
LO20Fast | New | Lighting | Residential | Lighting | 0.01265 | 48.4214 | -0.28395 | Multifamily - Low Rise | 2016 - LEDThree-Way250 to 664 lumensANY | 0.00010268 | 0 | 0 | 0 | 0 | 0 | 0 | 0 | 0 | 0 | 0 | 0 | 0 | 0 | 0 | 0 | 0 | 0 | 0 | 0 | 0.00010268 | 3.4645 | 2.7555 | 2.7839 | 2.2705 | 2.0675 | 2.1244 | 1.7532 | 1.9998 | 2.2021 | 3.2138 | 3.2442 | 3.5615 | NA | 1.8074 | 1.389 | 1.2946 | 1.27 | 1.2339 | 1.1539 | 1.3164 | 1.1909 | 1.3803 | 1.3722 | 1.7282 | 1.8436 | 4.1777
LO20Fast | New | Lighting | Residential | Lighting | 0.013626 | 52.1577 | -8.9398 | Multifamily - Low Rise | 2016 - LEDThree-Way665 to 1439 lumensANY | 0.0013652 | 0 | 0 | 0 | 0 | 0 | 0 | 0 | 0 | 0 | 0 | 0 | 0 | 0 | 0 | 0 | 0 | 0 | 0 | 0 | 0.0013652 | 3.7318 | 2.9681 | 2.9987 | 2.4457 | 2.227 | 2.2883 | 1.8885 | 2.1542 | 2.372 | 3.4618 | 3.4946 | 3.8363 | NA | 1.9468 | 1.4962 | 1.3945 | 1.368 | 1.3291 | 1.2429 | 1.418 | 1.2827 | 1.4868 | 1.4781 | 1.8615 | 1.9858 | 6.1149
LO20Fast | New | Lighting | Residential | Lighting | 0.012193 | 46.6733 | -22.0119 | Multifamily - High Rise | 2016 - LEDThree-Way1440 to 2600 lumensANY | 0.0010605 | 0 | 0 | 0 | 0 | 0 | 0 | 0 | 0 | 0 | 0 | 0 | 0 | 0 | 0 | 0 | 0 | 0 | 0 | 0 | 0.0010605 | 3.3394 | 2.656 | 2.6834 | 2.1885 | 1.9929 | 2.0477 | 1.6899 | 1.9276 | 2.1226 | 3.0978 | 3.1271 | 3.433 | NA | 1.7421 | 1.3389 | 1.2479 | 1.2241 | 1.1893 | 1.1122 | 1.2689 | 1.1479 | 1.3304 | 1.3226 | 1.6658 | 1.777 | 3.7322
LO20Fast | New | Lighting | Residential | Lighting | 0.0050254 | 19.2363 | -15.06 | Multifamily - High Rise | 2016 - LEDDecorative and Mini-Base250 to 664 lumensANY | 0.004024 | 0 | 0 | 0 | 0 | 0 | 0 | 0 | 0 | 0 | 0 | 0 | 0 | 0 | 0 | 0 | 0 | 0 | 0 | 0 | 0.004024 | 1.3763 | 1.0947 | 1.106 | 0.902 | 0.82135 | 0.84396 | 0.69651 | 0.79447 | 0.87484 | 1.2767 | 1.2888 | 1.4149 | NA | 0.71801 | 0.55182 | 0.51432 | 0.50452 | 0.49018 | 0.45841 | 0.52296 | 0.47309 | 0.54834 | 0.54513 | 0.68655 | 0.7324 | 4.3154
LO20Fast | New | Lighting | Residential | Lighting | 0.003786 | 14.492 | -3.5287 | Multifamily - High Rise | 2016 - LEDDecorative and Mini-Base665 to 1439 lumensANY | 0.00083147 | 0 | 0 | 0 | 0 | 0 | 0 | 0 | 0 | 0 | 0 | 0 | 0 | 0 | 0 | 0 | 0 | 0 | 0 | 0 | 0.00083147 | 1.0369 | 0.82469 | 0.8332 | 0.67954 | 0.61878 | 0.63581 | 0.52473 | 0.59853 | 0.65907 | 0.96186 | 0.97097 | 1.0659 | NA | 0.54093 | 0.41573 | 0.38747 | 0.38009 | 0.36929 | 0.34535 | 0.39398 | 0.35641 | 0.4131 | 0.41068 | 0.51723 | 0.55177 | 2.3589
LO20Fast | New | Lighting | Residential | Lighting | 0.001875 | 7.1769 | 355.2229 | Multifamily - High Rise | 2016 - LEDDecorative and Mini-Base1440 to 2600 lumensANY | 8.0898e-06 | 0 | 0 | 0 | 0 | 0 | 0 | 0 | 0 | 0 | 0 | 0 | 0 | 0 | 0 | 0 | 0 | 0 | 0 | 0 | 8.0898e-06 | 0.5135 | 0.40841 | 0.41263 | 0.33653 | 0.30644 | 0.31487 | 0.25986 | 0.29641 | 0.32639 | 0.47634 | 0.48085 | 0.52788 | NA | 0.26788 | 0.20588 | 0.19189 | 0.18823 | 0.18288 | 0.17103 | 0.19511 | 0.17651 | 0.20458 | 0.20338 | 0.25615 | 0.27325 | 0.42264
LO20Fast | New | Lighting | Residential | Lighting | 0.00047955 | 1.8356 | 45.3547 | Multifamily - High Rise | 2016 - LEDGeneral Purpose and Dimmable250 to 664 lumensANY | 0.00032065 | 0 | 0 | 0 | 0 | 0 | 0 | 0 | 0 | 0 | 0 | 0 | 0 | 0 | 0 | 0 | 0 | 0 | 0 | 0 | 0.00032065 | 0.13134 | 0.10446 | 0.10554 | 0.086073 | 0.078377 | 0.080535 | 0.066464 | 0.075813 | 0.083481 | 0.12183 | 0.12299 | 0.13502 | NA | 0.068516 | 0.052658 | 0.049079 | 0.048144 | 0.046776 | 0.043744 | 0.049903 | 0.045145 | 0.052325 | 0.052019 | 0.065514 | 0.069889 | 1.5528
LO20Fast | New | Lighting | Residential | Lighting | 0.0018717 | 7.1646 | 56.6118 | Multifamily - High Rise | 2016 - LEDGeneral Purpose and Dimmable665 to 1439 lumensANY | 0.0096573 | 0 | 0 | 0 | 0 | 0 | 0 | 0 | 0 | 0 | 0 | 0 | 0 | 0 | 0 | 0 | 0 | 0 | 0 | 0 | 0.0096573 | 0.51262 | 0.40771 | 0.41192 | 0.33595 | 0.30591 | 0.31433 | 0.25942 | 0.2959 | 0.32583 | 0.47553 | 0.48003 | 0.52697 | NA | 0.26742 | 0.20553 | 0.19156 | 0.18791 | 0.18257 | 0.17073 | 0.19477 | 0.1762 | 0.20423 | 0.20303 | 0.25571 | 0.27278 | 1.6633
LO20Fast | New | Lighting | Residential | Lighting | 0.0034972 | 13.3867 | 91.0637 | Multifamily - High Rise | 2016 - LEDGeneral Purpose and Dimmable1440 to 2600 lumensANY | 0.001799 | 0 | 0 | 0 | 0 | 0 | 0 | 0 | 0 | 0 | 0 | 0 | 0 | 0 | 0 | 0 | 0 | 0 | 0 | 0 | 0.001799 | 0.9578 | 0.76179 | 0.76965 | 0.62771 | 0.57158 | 0.58732 | 0.48471 | 0.55288 | 0.6088 | 0.8885 | 0.89691 | 0.98463 | NA | 0.49967 | 0.38402 | 0.35792 | 0.3511 | 0.34112 | 0.31901 | 0.36393 | 0.32923 | 0.38159 | 0.37936 | 0.47777 | 0.50968 | 1.1752
LO20Fast | New | Lighting | Residential | Lighting | 0.0037449 | 14.3345 | -37.3971 | Multifamily - High Rise | 2016 - LEDGlobe250 to 664 lumensANY | 0.0016465 | 0 | 0 | 0 | 0 | 0 | 0 | 0 | 0 | 0 | 0 | 0 | 0 | 0 | 0 | 0 | 0 | 0 | 0 | 0 | 0.0016465 | 1.0256 | 0.81573 | 0.82415 | 0.67215 | 0.61205 | 0.6289 | 0.51902 | 0.59203 | 0.65191 | 0.95141 | 0.96041 | 1.0543 | NA | 0.53505 | 0.41121 | 0.38326 | 0.37596 | 0.36528 | 0.3416 | 0.3897 | 0.35254 | 0.40861 | 0.40622 | 0.5116 | 0.54577 | 6.0745
LO20Fast | New | Lighting | Residential | Lighting | 0.0025791 | 9.8724 | -94.9967 | Multifamily - High Rise | 2016 - LEDGlobe665 to 1439 lumensANY | 0.00069145 | 0 | 0 | 0 | 0 | 0 | 0 | 0 | 0 | 0 | 0 | 0 | 0 | 0 | 0 | 0 | 0 | 0 | 0 | 0 | 0.00069145 | 0.70636 | 0.5618 | 0.5676 | 0.46292 | 0.42153 | 0.43313 | 0.35746 | 0.40774 | 0.44898 | 0.65525 | 0.66145 | 0.72614 | NA | 0.36849 | 0.2832 | 0.26396 | 0.25893 | 0.25157 | 0.23526 | 0.26839 | 0.2428 | 0.28142 | 0.27977 | 0.35235 | 0.37588 | 6.4961
LO20Fast | New | Lighting | Residential | Lighting | 0.0027904 | 10.6812 | -99.8783 | Multifamily - High Rise | 2016 - LEDGlobe1440 to 2600 lumensANY | 5.637e-05 | 0 | 0 | 0 | 0 | 0 | 0 | 0 | 0 | 0 | 0 | 0 | 0 | 0 | 0 | 0 | 0 | 0 | 0 | 0 | 5.637e-05 | 0.76423 | 0.60783 | 0.6141 | 0.50085 | 0.45607 | 0.46862 | 0.38675 | 0.44114 | 0.48576 | 0.70893 | 0.71564 | 0.78563 | NA | 0.39868 | 0.30641 | 0.28558 | 0.28014 | 0.27218 | 0.25454 | 0.29038 | 0.26269 | 0.30447 | 0.30269 | 0.38122 | 0.40667 | 2.8035
LO20Fast | New | Lighting | Residential | Lighting | 0.0053229 | 20.3748 | -38.378 | Multifamily - High Rise | 2016 - LEDReflectors and Outdoor250 to 664 lumensANY | 0.00074438 | 0 | 0 | 0 | 0 | 0 | 0 | 0 | 0 | 0 | 0 | 0 | 0 | 0 | 0 | 0 | 0 | 0 | 0 | 0 | 0.00074438 | 1.4578 | 1.1595 | 1.1714 | 0.95538 | 0.86996 | 0.89391 | 0.73773 | 0.84149 | 0.92661 | 1.3523 | 1.3651 | 1.4986 | NA | 0.7605 | 0.58448 | 0.54476 | 0.53438 | 0.5192 | 0.48554 | 0.55391 | 0.50109 | 0.58079 | 0.57739 | 0.72718 | 0.77575 | 3.2673
LO20Fast | New | Lighting | Residential | Lighting | 0.0040588 | 15.5362 | -47.7259 | Multifamily - High Rise | 2016 - LEDReflectors and Outdoor665 to 1439 lumensANY | 0.0057355 | 0 | 0 | 0 | 0 | 0 | 0 | 0 | 0 | 0 | 0 | 0 | 0 | 0 | 0 | 0 | 0 | 0 | 0 | 0 | 0.0057355 | 1.1116 | 0.88411 | 0.89324 | 0.7285 | 0.66337 | 0.68162 | 0.56254 | 0.64166 | 0.70656 | 1.0312 | 1.0409 | 1.1427 | NA | 0.5799 | 0.44568 | 0.41539 | 0.40748 | 0.3959 | 0.37023 | 0.42237 | 0.38209 | 0.44287 | 0.44027 | 0.55449 | 0.59152 | 3.5735
LO20Fast | New | Lighting | Residential | Lighting | 0.021729 | 83.1732 | -27.3345 | Multifamily - High Rise | 2016 - LEDReflectors and Outdoor1440 to 2600 lumensANY | 0.0025233 | 0 | 0 | 0 | 0 | 0 | 0 | 0 | 0 | 0 | 0 | 0 | 0 | 0 | 0 | 0 | 0 | 0 | 0 | 0 | 0.0025233 | 5.9509 | 4.7331 | 4.7819 | 3.9 | 3.5513 | 3.6491 | 3.0115 | 3.4351 | 3.7826 | 5.5204 | 5.5726 | 6.1176 | NA | 3.1045 | 2.386 | 2.2238 | 2.1814 | 2.1194 | 1.9821 | 2.2611 | 2.0455 | 2.3709 | 2.357 | 2.9685 | 3.1667 | 6.6756
LO20Fast | New | Lighting | Residential | Lighting | 0.01265 | 48.4214 | -0.28395 | Multifamily - High Rise | 2016 - LEDThree-Way250 to 664 lumensANY | 2.305e-05 | 0 | 0 | 0 | 0 | 0 | 0 | 0 | 0 | 0 | 0 | 0 | 0 | 0 | 0 | 0 | 0 | 0 | 0 | 0 | 2.305e-05 | 3.4645 | 2.7555 | 2.7839 | 2.2705 | 2.0675 | 2.1244 | 1.7532 | 1.9998 | 2.2021 | 3.2138 | 3.2442 | 3.5615 | NA | 1.8074 | 1.389 | 1.2946 | 1.27 | 1.2339 | 1.1539 | 1.3164 | 1.1909 | 1.3803 | 1.3722 | 1.7282 | 1.8436 | 4.1777
LO20Fast | New | Lighting | Residential | Lighting | 0.013626 | 52.1577 | -8.9398 | Multifamily - High Rise | 2016 - LEDThree-Way665 to 1439 lumensANY | 0.00030647 | 0 | 0 | 0 | 0 | 0 | 0 | 0 | 0 | 0 | 0 | 0 | 0 | 0 | 0 | 0 | 0 | 0 | 0 | 0 | 0.00030647 | 3.7318 | 2.9681 | 2.9987 | 2.4457 | 2.227 | 2.2883 | 1.8885 | 2.1542 | 2.372 | 3.4618 | 3.4946 | 3.8363 | NA | 1.9468 | 1.4962 | 1.3945 | 1.368 | 1.3291 | 1.2429 | 1.418 | 1.2827 | 1.4868 | 1.4781 | 1.8615 | 1.9858 | 6.1149
LO20Fast | New | Lighting | Residential | Lighting | 0.012193 | 46.6733 | -22.0119 | Multifamily - High Rise | 2016 - LEDThree-Way1440 to 2600 lumensANY | 0.0010605 | 0 | 0 | 0 | 0 | 0 | 0 | 0 | 0 | 0 | 0 | 0 | 0 | 0 | 0 | 0 | 0 | 0 | 0 | 0 | 0.0010605 | 3.3394 | 2.656 | 2.6834 | 2.1885 | 1.9929 | 2.0477 | 1.6899 | 1.9276 | 2.1226 | 3.0978 | 3.1271 | 3.433 | NA | 1.7421 | 1.3389 | 1.2479 | 1.2241 | 1.1893 | 1.1122 | 1.2689 | 1.1479 | 1.3304 | 1.3226 | 1.6658 | 1.777 | 3.7322
LO20Fast | New | Lighting | Residential | Lighting | 0.0050254 | 19.2363 | -15.06 | Manufactured | 2016 - LEDDecorative and Mini-Base250 to 664 lumensANY | 0.0021592 | 0 | 0 | 0 | 0 | 0 | 0 | 0 | 0 | 0 | 0 | 0 | 0 | 0 | 0 | 0 | 0 | 0 | 0 | 0 | 0.0021592 | 1.3763 | 1.0947 | 1.106 | 0.902 | 0.82135 | 0.84396 | 0.69651 | 0.79447 | 0.87484 | 1.2767 | 1.2888 | 1.4149 | NA | 0.71801 | 0.55182 | 0.51432 | 0.50452 | 0.49018 | 0.45841 | 0.52296 | 0.47309 | 0.54834 | 0.54513 | 0.68655 | 0.7324 | 4.3154
LO20Fast | New | Lighting | Residential | Lighting | 0.003786 | 14.492 | -3.5287 | Manufactured | 2016 - LEDDecorative and Mini-Base665 to 1439 lumensANY | 0.00044616 | 0 | 0 | 0 | 0 | 0 | 0 | 0 | 0 | 0 | 0 | 0 | 0 | 0 | 0 | 0 | 0 | 0 | 0 | 0 | 0.00044616 | 1.0369 | 0.82469 | 0.8332 | 0.67954 | 0.61878 | 0.63581 | 0.52473 | 0.59853 | 0.65907 | 0.96186 | 0.97097 | 1.0659 | NA | 0.54093 | 0.41573 | 0.38747 | 0.38009 | 0.36929 | 0.34535 | 0.39398 | 0.35641 | 0.4131 | 0.41068 | 0.51723 | 0.55177 | 2.3589
LO20Fast | New | Lighting | Residential | Lighting | 0.001875 | 7.1769 | 355.2229 | Manufactured | 2016 - LEDDecorative and Mini-Base1440 to 2600 lumensANY | 4.3409e-06 | 0 | 0 | 0 | 0 | 0 | 0 | 0 | 0 | 0 | 0 | 0 | 0 | 0 | 0 | 0 | 0 | 0 | 0 | 0 | 4.3409e-06 | 0.5135 | 0.40841 | 0.41263 | 0.33653 | 0.30644 | 0.31487 | 0.25986 | 0.29641 | 0.32639 | 0.47634 | 0.48085 | 0.52788 | NA | 0.26788 | 0.20588 | 0.19189 | 0.18823 | 0.18288 | 0.17103 | 0.19511 | 0.17651 | 0.20458 | 0.20338 | 0.25615 | 0.27325 | 0.42264
LO20Fast | New | Lighting | Residential | Lighting | 0.00047955 | 1.8356 | 45.3547 | Manufactured | 2016 - LEDGeneral Purpose and Dimmable250 to 664 lumensANY | 0.00017206 | 0 | 0 | 0 | 0 | 0 | 0 | 0 | 0 | 0 | 0 | 0 | 0 | 0 | 0 | 0 | 0 | 0 | 0 | 0 | 0.00017206 | 0.13134 | 0.10446 | 0.10554 | 0.086073 | 0.078377 | 0.080535 | 0.066464 | 0.075813 | 0.083481 | 0.12183 | 0.12299 | 0.13502 | NA | 0.068516 | 0.052658 | 0.049079 | 0.048144 | 0.046776 | 0.043744 | 0.049903 | 0.045145 | 0.052325 | 0.052019 | 0.065514 | 0.069889 | 1.5528
LO20Fast | New | Lighting | Residential | Lighting | 0.0018717 | 7.1646 | 56.6118 | Manufactured | 2016 - LEDGeneral Purpose and Dimmable665 to 1439 lumensANY | 0.005182 | 0 | 0 | 0 | 0 | 0 | 0 | 0 | 0 | 0 | 0 | 0 | 0 | 0 | 0 | 0 | 0 | 0 | 0 | 0 | 0.005182 | 0.51262 | 0.40771 | 0.41192 | 0.33595 | 0.30591 | 0.31433 | 0.25942 | 0.2959 | 0.32583 | 0.47553 | 0.48003 | 0.52697 | NA | 0.26742 | 0.20553 | 0.19156 | 0.18791 | 0.18257 | 0.17073 | 0.19477 | 0.1762 | 0.20423 | 0.20303 | 0.25571 | 0.27278 | 1.6633
LO20Fast | New | Lighting | Residential | Lighting | 0.0034972 | 13.3867 | 91.0637 | Manufactured | 2016 - LEDGeneral Purpose and Dimmable1440 to 2600 lumensANY | 0.00096535 | 0 | 0 | 0 | 0 | 0 | 0 | 0 | 0 | 0 | 0 | 0 | 0 | 0 | 0 | 0 | 0 | 0 | 0 | 0 | 0.00096535 | 0.9578 | 0.76179 | 0.76965 | 0.62771 | 0.57158 | 0.58732 | 0.48471 | 0.55288 | 0.6088 | 0.8885 | 0.89691 | 0.98463 | NA | 0.49967 | 0.38402 | 0.35792 | 0.3511 | 0.34112 | 0.31901 | 0.36393 | 0.32923 | 0.38159 | 0.37936 | 0.47777 | 0.50968 | 1.1752
LO20Fast | New | Lighting | Residential | Lighting | 0.0037449 | 14.3345 | -37.3971 | Manufactured | 2016 - LEDGlobe250 to 664 lumensANY | 0.00088348 | 0 | 0 | 0 | 0 | 0 | 0 | 0 | 0 | 0 | 0 | 0 | 0 | 0 | 0 | 0 | 0 | 0 | 0 | 0 | 0.00088348 | 1.0256 | 0.81573 | 0.82415 | 0.67215 | 0.61205 | 0.6289 | 0.51902 | 0.59203 | 0.65191 | 0.95141 | 0.96041 | 1.0543 | NA | 0.53505 | 0.41121 | 0.38326 | 0.37596 | 0.36528 | 0.3416 | 0.3897 | 0.35254 | 0.40861 | 0.40622 | 0.5116 | 0.54577 | 6.0745
LO20Fast | New | Lighting | Residential | Lighting | 0.0025791 | 9.8724 | -94.9967 | Manufactured | 2016 - LEDGlobe665 to 1439 lumensANY | 0.00037103 | 0 | 0 | 0 | 0 | 0 | 0 | 0 | 0 | 0 | 0 | 0 | 0 | 0 | 0 | 0 | 0 | 0 | 0 | 0 | 0.00037103 | 0.70636 | 0.5618 | 0.5676 | 0.46292 | 0.42153 | 0.43313 | 0.35746 | 0.40774 | 0.44898 | 0.65525 | 0.66145 | 0.72614 | NA | 0.36849 | 0.2832 | 0.26396 | 0.25893 | 0.25157 | 0.23526 | 0.26839 | 0.2428 | 0.28142 | 0.27977 | 0.35235 | 0.37588 | 6.4961
LO20Fast | New | Lighting | Residential | Lighting | 0.0027904 | 10.6812 | -99.8783 | Manufactured | 2016 - LEDGlobe1440 to 2600 lumensANY | 3.0248e-05 | 0 | 0 | 0 | 0 | 0 | 0 | 0 | 0 | 0 | 0 | 0 | 0 | 0 | 0 | 0 | 0 | 0 | 0 | 0 | 3.0248e-05 | 0.76423 | 0.60783 | 0.6141 | 0.50085 | 0.45607 | 0.46862 | 0.38675 | 0.44114 | 0.48576 | 0.70893 | 0.71564 | 0.78563 | NA | 0.39868 | 0.30641 | 0.28558 | 0.28014 | 0.27218 | 0.25454 | 0.29038 | 0.26269 | 0.30447 | 0.30269 | 0.38122 | 0.40667 | 2.8035
LO20Fast | New | Lighting | Residential | Lighting | 0.0053229 | 20.3748 | -38.378 | Manufactured | 2016 - LEDReflectors and Outdoor250 to 664 lumensANY | 0.00039943 | 0 | 0 | 0 | 0 | 0 | 0 | 0 | 0 | 0 | 0 | 0 | 0 | 0 | 0 | 0 | 0 | 0 | 0 | 0 | 0.00039943 | 1.4578 | 1.1595 | 1.1714 | 0.95538 | 0.86996 | 0.89391 | 0.73773 | 0.84149 | 0.92661 | 1.3523 | 1.3651 | 1.4986 | NA | 0.7605 | 0.58448 | 0.54476 | 0.53438 | 0.5192 | 0.48554 | 0.55391 | 0.50109 | 0.58079 | 0.57739 | 0.72718 | 0.77575 | 3.2673
LO20Fast | New | Lighting | Residential | Lighting | 0.0040588 | 15.5362 | -47.7259 | Manufactured | 2016 - LEDReflectors and Outdoor665 to 1439 lumensANY | 0.0030776 | 0 | 0 | 0 | 0 | 0 | 0 | 0 | 0 | 0 | 0 | 0 | 0 | 0 | 0 | 0 | 0 | 0 | 0 | 0 | 0.0030776 | 1.1116 | 0.88411 | 0.89324 | 0.7285 | 0.66337 | 0.68162 | 0.56254 | 0.64166 | 0.70656 | 1.0312 | 1.0409 | 1.1427 | NA | 0.5799 | 0.44568 | 0.41539 | 0.40748 | 0.3959 | 0.37023 | 0.42237 | 0.38209 | 0.44287 | 0.44027 | 0.55449 | 0.59152 | 3.5735
LO20Fast | New | Lighting | Residential | Lighting | 0.021729 | 83.1732 | -27.3345 | Manufactured | 2016 - LEDReflectors and Outdoor1440 to 2600 lumensANY | 0.001354 | 0 | 0 | 0 | 0 | 0 | 0 | 0 | 0 | 0 | 0 | 0 | 0 | 0 | 0 | 0 | 0 | 0 | 0 | 0 | 0.001354 | 5.9509 | 4.7331 | 4.7819 | 3.9 | 3.5513 | 3.6491 | 3.0115 | 3.4351 | 3.7826 | 5.5204 | 5.5726 | 6.1176 | NA | 3.1045 | 2.386 | 2.2238 | 2.1814 | 2.1194 | 1.9821 | 2.2611 | 2.0455 | 2.3709 | 2.357 | 2.9685 | 3.1667 | 6.6756
LO20Fast | New | Lighting | Residential | Lighting | 0.01265 | 48.4214 | -0.28395 | Manufactured | 2016 - LEDThree-Way250 to 664 lumensANY | 1.2369e-05 | 0 | 0 | 0 | 0 | 0 | 0 | 0 | 0 | 0 | 0 | 0 | 0 | 0 | 0 | 0 | 0 | 0 | 0 | 0 | 1.2369e-05 | 3.4645 | 2.7555 | 2.7839 | 2.2705 | 2.0675 | 2.1244 | 1.7532 | 1.9998 | 2.2021 | 3.2138 | 3.2442 | 3.5615 | NA | 1.8074 | 1.389 | 1.2946 | 1.27 | 1.2339 | 1.1539 | 1.3164 | 1.1909 | 1.3803 | 1.3722 | 1.7282 | 1.8436 | 4.1777
LO20Fast | New | Lighting | Residential | Lighting | 0.013626 | 52.1577 | -8.9398 | Manufactured | 2016 - LEDThree-Way665 to 1439 lumensANY | 0.00016445 | 0 | 0 | 0 | 0 | 0 | 0 | 0 | 0 | 0 | 0 | 0 | 0 | 0 | 0 | 0 | 0 | 0 | 0 | 0 | 0.00016445 | 3.7318 | 2.9681 | 2.9987 | 2.4457 | 2.227 | 2.2883 | 1.8885 | 2.1542 | 2.372 | 3.4618 | 3.4946 | 3.8363 | NA | 1.9468 | 1.4962 | 1.3945 | 1.368 | 1.3291 | 1.2429 | 1.418 | 1.2827 | 1.4868 | 1.4781 | 1.8615 | 1.9858 | 6.1149
LO20Fast | New | Lighting | Residential | Lighting | 0.012193 | 46.6733 | -22.0119 | Manufactured | 2016 - LEDThree-Way1440 to 2600 lumensANY | 0.00056905 | 0 | 0 | 0 | 0 | 0 | 0 | 0 | 0 | 0 | 0 | 0 | 0 | 0 | 0 | 0 | 0 | 0 | 0 | 0 | 0.00056905 | 3.3394 | 2.656 | 2.6834 | 2.1885 | 1.9929 | 2.0477 | 1.6899 | 1.9276 | 2.1226 | 3.0978 | 3.1271 | 3.433 | NA | 1.7421 | 1.3389 | 1.2479 | 1.2241 | 1.1893 | 1.1122 | 1.2689 | 1.1479 | 1.3304 | 1.3226 | 1.6658 | 1.777 | 3.7322
LO20Fast | New | Lighting | Residential | Lighting | 0.0052592 | 20.131 | -21.2628 | Single Family | 2017 - LEDDecorative and Mini-Base250 to 664 lumensANY | 0 | 0.27513 | 0.33517 | 0.38032 | 0.41788 | 0.43756 | 0.45819 | 0.48374 | 0.50192 | 0.53062 | 0.55094 | 0.55664 | 0.55158 | 0.5597 | 0.57218 | 0.57435 | 0.55883 | 0.56057 | 0.5641 | 0.56959 | 9.439 | 1.4403 | 1.1456 | 1.1574 | 0.94395 | 0.85955 | 0.88321 | 0.7289 | 0.83143 | 0.91553 | 1.3361 | 1.3488 | 1.4807 | NA | 0.7514 | 0.57749 | 0.53824 | 0.52799 | 0.51298 | 0.47973 | 0.54728 | 0.49509 | 0.57384 | 0.57048 | 0.71848 | 0.76647 | 5.3917
LO20Fast | New | Lighting | Residential | Lighting | 0.0039621 | 15.1661 | -19.793 | Single Family | 2017 - LEDDecorative and Mini-Base665 to 1439 lumensANY | 0 | 0.056849 | 0.069255 | 0.078584 | 0.086347 | 0.090413 | 0.094675 | 0.099955 | 0.10371 | 0.10964 | 0.11384 | 0.11502 | 0.11397 | 0.11565 | 0.11823 | 0.11868 | 0.11547 | 0.11583 | 0.11656 | 0.11769 | 1.9504 | 1.0851 | 0.86305 | 0.87196 | 0.71114 | 0.64756 | 0.66538 | 0.54913 | 0.62637 | 0.68973 | 1.0066 | 1.0161 | 1.1155 | NA | 0.56608 | 0.43506 | 0.40549 | 0.39777 | 0.38647 | 0.36141 | 0.4123 | 0.37299 | 0.43232 | 0.42978 | 0.54128 | 0.57743 | 3.0195
LO20Fast | New | Lighting | Residential | Lighting | 0.0019622 | 7.5107 | 253.6686 | Single Family | 2017 - LEDDecorative and Mini-Base1440 to 2600 lumensANY | 0 | 0.00055311 | 0.00067382 | 0.00076459 | 0.00084011 | 0.00087968 | 0.00092114 | 0.00097251 | 0.0010091 | 0.0010667 | 0.0011076 | 0.0011191 | 0.0011089 | 0.0011252 | 0.0011503 | 0.0011547 | 0.0011235 | 0.001127 | 0.0011341 | 0.0011451 | 0.018976 | 0.53738 | 0.42741 | 0.43182 | 0.35218 | 0.32069 | 0.32952 | 0.27195 | 0.3102 | 0.34157 | 0.4985 | 0.50322 | 0.55243 | NA | 0.28034 | 0.21546 | 0.20081 | 0.19699 | 0.19139 | 0.17898 | 0.20418 | 0.18472 | 0.2141 | 0.21284 | 0.26806 | 0.28596 | 0.55285
LO20Fast | New | Lighting | Residential | Lighting | 0.00050186 | 1.921 | 19.8793 | Single Family | 2017 - LEDGeneral Purpose and Dimmable250 to 664 lumensANY | 0 | 0.021923 | 0.026708 | 0.030305 | 0.033299 | 0.034867 | 0.036511 | 0.038547 | 0.039995 | 0.042282 | 0.043901 | 0.044356 | 0.043952 | 0.044599 | 0.045594 | 0.045767 | 0.04453 | 0.044669 | 0.04495 | 0.045387 | 0.75214 | 0.13745 | 0.10932 | 0.11045 | 0.090077 | 0.082023 | 0.08428 | 0.069556 | 0.079339 | 0.087364 | 0.1275 | 0.12871 | 0.1413 | NA | 0.071703 | 0.055107 | 0.051362 | 0.050383 | 0.048951 | 0.045778 | 0.052224 | 0.047244 | 0.054759 | 0.054438 | 0.068561 | 0.07314 | 2.0054
LO20Fast | New | Lighting | Residential | Lighting | 0.0019588 | 7.4978 | 38.0475 | Single Family | 2017 - LEDGeneral Purpose and Dimmable665 to 1439 lumensANY | 0 | 0.66029 | 0.80438 | 0.91273 | 1.0029 | 1.0501 | 1.0996 | 1.1609 | 1.2046 | 1.2734 | 1.3222 | 1.3359 | 1.3238 | 1.3432 | 1.3732 | 1.3784 | 1.3411 | 1.3453 | 1.3538 | 1.367 | 22.653 | 0.53646 | 0.42667 | 0.43108 | 0.35158 | 0.32014 | 0.32895 | 0.27148 | 0.30967 | 0.34099 | 0.49764 | 0.50235 | 0.55148 | NA | 0.27986 | 0.21509 | 0.20047 | 0.19665 | 0.19106 | 0.17868 | 0.20383 | 0.1844 | 0.21373 | 0.21248 | 0.2676 | 0.28547 | 2.1592
LO20Fast | New | Lighting | Residential | Lighting | 0.0036599 | 14.0093 | 64.3728 | Single Family | 2017 - LEDGeneral Purpose and Dimmable1440 to 2600 lumensANY | 0 | 0.123 | 0.14985 | 0.17003 | 0.18683 | 0.19562 | 0.20485 | 0.21627 | 0.2244 | 0.23723 | 0.24631 | 0.24886 | 0.2466 | 0.25023 | 0.25581 | 0.25678 | 0.24984 | 0.25062 | 0.2522 | 0.25465 | 4.22 | 1.0023 | 0.79722 | 0.80545 | 0.6569 | 0.59817 | 0.61463 | 0.50725 | 0.5786 | 0.63712 | 0.92982 | 0.93862 | 1.0304 | NA | 0.52291 | 0.40188 | 0.37457 | 0.36743 | 0.35699 | 0.33385 | 0.38086 | 0.34454 | 0.39934 | 0.397 | 0.5 | 0.53339 | 1.5387
LO20Fast | New | Lighting | Residential | Lighting | 0.003919 | 15.0012 | -40.7232 | Single Family | 2017 - LEDGlobe250 to 664 lumensANY | 0 | 0.11257 | 0.13714 | 0.15561 | 0.17098 | 0.17903 | 0.18747 | 0.19793 | 0.20537 | 0.21711 | 0.22542 | 0.22776 | 0.22568 | 0.22901 | 0.23411 | 0.235 | 0.22865 | 0.22936 | 0.23081 | 0.23305 | 3.8621 | 1.0733 | 0.85367 | 0.86248 | 0.70341 | 0.64052 | 0.65815 | 0.54316 | 0.61956 | 0.68223 | 0.99566 | 1.0051 | 1.1034 | NA | 0.55993 | 0.43033 | 0.40109 | 0.39345 | 0.38227 | 0.35749 | 0.40782 | 0.36893 | 0.42762 | 0.42511 | 0.5354 | 0.57115 | 7.4252
LO20Fast | New | Lighting | Residential | Lighting | 0.0026991 | 10.3316 | -97.4833 | Single Family | 2017 - LEDGlobe665 to 1439 lumensANY | 0 | 0.047275 | 0.057592 | 0.06535 | 0.071806 | 0.075187 | 0.078731 | 0.083122 | 0.086246 | 0.091176 | 0.094668 | 0.095648 | 0.094779 | 0.096174 | 0.098318 | 0.098692 | 0.096024 | 0.096324 | 0.096931 | 0.097873 | 1.6219 | 0.73921 | 0.58793 | 0.594 | 0.48445 | 0.44114 | 0.45328 | 0.37409 | 0.4267 | 0.46986 | 0.68572 | 0.69222 | 0.75992 | NA | 0.38563 | 0.29638 | 0.27623 | 0.27097 | 0.26327 | 0.24621 | 0.28087 | 0.25409 | 0.29451 | 0.29278 | 0.36874 | 0.39336 | 8.0046
LO20Fast | New | Lighting | Residential | Lighting | 0.0029202 | 11.178 | -118.6674 | Single Family | 2017 - LEDGlobe1440 to 2600 lumensANY | 0 | 0.0038541 | 0.0046952 | 0.0053276 | 0.0058539 | 0.0061296 | 0.0064185 | 0.0067764 | 0.0070311 | 0.0074331 | 0.0077178 | 0.0077976 | 0.0077267 | 0.0078405 | 0.0080153 | 0.0080458 | 0.0078283 | 0.0078527 | 0.0079022 | 0.007979 | 0.13223 | 0.79977 | 0.6361 | 0.64267 | 0.52414 | 0.47728 | 0.49041 | 0.40473 | 0.46166 | 0.50836 | 0.7419 | 0.74893 | 0.82217 | NA | 0.41723 | 0.32066 | 0.29887 | 0.29317 | 0.28484 | 0.26638 | 0.30388 | 0.27491 | 0.31863 | 0.31677 | 0.39895 | 0.42559 | 3.5761
LO20Fast | New | Lighting | Residential | Lighting | 0.0055705 | 21.3225 | -49.2564 | Single Family | 2017 - LEDReflectors and Outdoor250 to 664 lumensANY | 0 | 0.050895 | 0.062001 | 0.070353 | 0.077303 | 0.080943 | 0.084759 | 0.089486 | 0.092848 | 0.098157 | 0.10192 | 0.10297 | 0.10203 | 0.10354 | 0.10585 | 0.10625 | 0.10338 | 0.1037 | 0.10435 | 0.10537 | 1.7461 | 1.5256 | 1.2134 | 1.2259 | 0.99982 | 0.91043 | 0.93548 | 0.77204 | 0.88063 | 0.96971 | 1.4152 | 1.4286 | 1.5683 | NA | 0.79588 | 0.61167 | 0.5701 | 0.55924 | 0.54334 | 0.50812 | 0.57967 | 0.5244 | 0.60781 | 0.60424 | 0.76101 | 0.81183 | 4.1407
LO20Fast | New | Lighting | Residential | Lighting | 0.0042476 | 16.2588 | -57.5585 | Single Family | 2017 - LEDReflectors and Outdoor665 to 1439 lumensANY | 0 | 0.39215 | 0.47772 | 0.54207 | 0.59562 | 0.62367 | 0.65307 | 0.68949 | 0.7154 | 0.7563 | 0.78527 | 0.79339 | 0.78618 | 0.79776 | 0.81554 | 0.81864 | 0.79651 | 0.799 | 0.80403 | 0.81185 | 13.4537 | 1.1633 | 0.92524 | 0.93478 | 0.76238 | 0.69422 | 0.71333 | 0.5887 | 0.6715 | 0.73943 | 1.0791 | 1.0893 | 1.1959 | NA | 0.60687 | 0.46641 | 0.43471 | 0.42643 | 0.41431 | 0.38745 | 0.44201 | 0.39986 | 0.46347 | 0.46075 | 0.58028 | 0.61904 | 4.5384
LO20Fast | New | Lighting | Residential | Lighting | 0.02274 | 87.0418 | -31.3422 | Single Family | 2017 - LEDReflectors and Outdoor1440 to 2600 lumensANY | 0 | 0.17252 | 0.21017 | 0.23848 | 0.26204 | 0.27438 | 0.28731 | 0.30333 | 0.31473 | 0.33273 | 0.34547 | 0.34904 | 0.34587 | 0.35096 | 0.35879 | 0.36015 | 0.35041 | 0.35151 | 0.35372 | 0.35716 | 5.9188 | 6.2277 | 4.9533 | 5.0044 | 4.0814 | 3.7165 | 3.8188 | 3.1516 | 3.5949 | 3.9585 | 5.7771 | 5.8318 | 6.4022 | NA | 3.2489 | 2.4969 | 2.3272 | 2.2829 | 2.218 | 2.0742 | 2.3663 | 2.1407 | 2.4812 | 2.4666 | 3.1066 | 3.314 | 8.6016
LO20Fast | New | Lighting | Residential | Lighting | 0.013238 | 50.6736 | -6.4267 | Single Family | 2017 - LEDThree-Way250 to 664 lumensANY | 0 | 0.001576 | 0.0019199 | 0.0021785 | 0.0023937 | 0.0025065 | 0.0026246 | 0.002771 | 0.0028751 | 0.0030395 | 0.0031559 | 0.0031886 | 0.0031596 | 0.0032061 | 0.0032776 | 0.00329 | 0.0032011 | 0.0032111 | 0.0032313 | 0.0032627 | 0.054069 | 3.6256 | 2.8837 | 2.9134 | 2.3761 | 2.1637 | 2.2232 | 1.8348 | 2.0929 | 2.3046 | 3.3633 | 3.3951 | 3.7272 | NA | 1.8914 | 1.4537 | 1.3549 | 1.329 | 1.2913 | 1.2076 | 1.3776 | 1.2462 | 1.4445 | 1.436 | 1.8086 | 1.9293 | 5.1991
LO20Fast | New | Lighting | Residential | Lighting | 0.01426 | 54.5836 | -12.3343 | Single Family | 2017 - LEDThree-Way665 to 1439 lumensANY | 0 | 0.020954 | 0.025527 | 0.028965 | 0.031827 | 0.033326 | 0.034896 | 0.036843 | 0.038227 | 0.040413 | 0.04196 | 0.042395 | 0.042009 | 0.042628 | 0.043578 | 0.043744 | 0.042561 | 0.042694 | 0.042963 | 0.043381 | 0.71889 | 3.9054 | 3.1062 | 3.1382 | 2.5595 | 2.3306 | 2.3948 | 1.9764 | 2.2543 | 2.4824 | 3.6228 | 3.6571 | 4.0148 | NA | 2.0374 | 1.5658 | 1.4594 | 1.4316 | 1.3909 | 1.3008 | 1.4839 | 1.3424 | 1.5559 | 1.5468 | 1.9481 | 2.0782 | 7.3993
LO20Fast | New | Lighting | Residential | Lighting | 0.01276 | 48.8441 | -29.9932 | Single Family | 2017 - LEDThree-Way1440 to 2600 lumensANY | 0 | 0.072507 | 0.08833 | 0.10023 | 0.11013 | 0.11532 | 0.12075 | 0.12749 | 0.13228 | 0.13984 | 0.14519 | 0.1467 | 0.14536 | 0.1475 | 0.15079 | 0.15137 | 0.14727 | 0.14773 | 0.14866 | 0.15011 | 2.4876 | 3.4947 | 2.7796 | 2.8082 | 2.2903 | 2.0855 | 2.1429 | 1.7686 | 2.0173 | 2.2214 | 3.2419 | 3.2726 | 3.5926 | NA | 1.8231 | 1.4012 | 1.3059 | 1.2811 | 1.2447 | 1.164 | 1.3279 | 1.2013 | 1.3923 | 1.3842 | 1.7433 | 1.8597 | 4.6895
LO20Fast | New | Lighting | Residential | Lighting | 0.0052592 | 20.131 | -21.2628 | Multifamily - Low Rise | 2017 - LEDDecorative and Mini-Base250 to 664 lumensANY | 0 | 0.031547 | 0.040183 | 0.04563 | 0.048564 | 0.051454 | 0.054919 | 0.059344 | 0.063729 | 0.067995 | 0.070403 | 0.072076 | 0.073482 | 0.073676 | 0.073552 | 0.072631 | 0.071839 | 0.071272 | 0.070162 | 0.0701 | 1.1826 | 1.4403 | 1.1456 | 1.1574 | 0.94395 | 0.85955 | 0.88321 | 0.7289 | 0.83143 | 0.91553 | 1.3361 | 1.3488 | 1.4807 | NA | 0.7514 | 0.57749 | 0.53824 | 0.52799 | 0.51298 | 0.47973 | 0.54728 | 0.49509 | 0.57384 | 0.57048 | 0.71848 | 0.76647 | 5.3917
LO20Fast | New | Lighting | Residential | Lighting | 0.0039621 | 15.1661 | -19.793 | Multifamily - Low Rise | 2017 - LEDDecorative and Mini-Base665 to 1439 lumensANY | 0 | 0.0065184 | 0.008303 | 0.0094285 | 0.010035 | 0.010632 | 0.011348 | 0.012262 | 0.013168 | 0.01405 | 0.014547 | 0.014893 | 0.015183 | 0.015223 | 0.015198 | 0.015008 | 0.014844 | 0.014727 | 0.014497 | 0.014485 | 0.24435 | 1.0851 | 0.86305 | 0.87196 | 0.71114 | 0.64756 | 0.66538 | 0.54913 | 0.62637 | 0.68973 | 1.0066 | 1.0161 | 1.1155 | NA | 0.56608 | 0.43506 | 0.40549 | 0.39777 | 0.38647 | 0.36141 | 0.4123 | 0.37299 | 0.43232 | 0.42978 | 0.54128 | 0.57743 | 3.0195
LO20Fast | New | Lighting | Residential | Lighting | 0.0019622 | 7.5107 | 253.6686 | Multifamily - Low Rise | 2017 - LEDDecorative and Mini-Base1440 to 2600 lumensANY | 0 | 6.3421e-05 | 8.0784e-05 | 9.1735e-05 | 9.7633e-05 | 0.00010344 | 0.00011041 | 0.0001193 | 0.00012812 | 0.0001367 | 0.00014154 | 0.0001449 | 0.00014773 | 0.00014812 | 0.00014787 | 0.00014602 | 0.00014443 | 0.00014328 | 0.00014105 | 0.00014093 | 0.0023774 | 0.53738 | 0.42741 | 0.43182 | 0.35218 | 0.32069 | 0.32952 | 0.27195 | 0.3102 | 0.34157 | 0.4985 | 0.50322 | 0.55243 | NA | 0.28034 | 0.21546 | 0.20081 | 0.19699 | 0.19139 | 0.17898 | 0.20418 | 0.18472 | 0.2141 | 0.21284 | 0.26806 | 0.28596 | 0.55285
LO20Fast | New | Lighting | Residential | Lighting | 0.00050186 | 1.921 | 19.8793 | Multifamily - Low Rise | 2017 - LEDGeneral Purpose and Dimmable250 to 664 lumensANY | 0 | 0.0025138 | 0.003202 | 0.003636 | 0.0038698 | 0.0041001 | 0.0043762 | 0.0047288 | 0.0050782 | 0.0054182 | 0.00561 | 0.0057434 | 0.0058554 | 0.0058708 | 0.005861 | 0.0057875 | 0.0057245 | 0.0056793 | 0.0055908 | 0.0055859 | 0.094231 | 0.13745 | 0.10932 | 0.11045 | 0.090077 | 0.082023 | 0.08428 | 0.069556 | 0.079339 | 0.087364 | 0.1275 | 0.12871 | 0.1413 | NA | 0.071703 | 0.055107 | 0.051362 | 0.050383 | 0.048951 | 0.045778 | 0.052224 | 0.047244 | 0.054759 | 0.054438 | 0.068561 | 0.07314 | 2.0054
LO20Fast | New | Lighting | Residential | Lighting | 0.0019588 | 7.4978 | 38.0475 | Multifamily - Low Rise | 2017 - LEDGeneral Purpose and Dimmable665 to 1439 lumensANY | 0 | 0.07571 | 0.096437 | 0.10951 | 0.11655 | 0.12348 | 0.1318 | 0.14242 | 0.15295 | 0.16318 | 0.16896 | 0.17298 | 0.17635 | 0.17682 | 0.17652 | 0.17431 | 0.17241 | 0.17105 | 0.16838 | 0.16823 | 2.8381 | 0.53646 | 0.42667 | 0.43108 | 0.35158 | 0.32014 | 0.32895 | 0.27148 | 0.30967 | 0.34099 | 0.49764 | 0.50235 | 0.55148 | NA | 0.27986 | 0.21509 | 0.20047 | 0.19665 | 0.19106 | 0.17868 | 0.20383 | 0.1844 | 0.21373 | 0.21248 | 0.2676 | 0.28547 | 2.1592
LO20Fast | New | Lighting | Residential | Lighting | 0.0036599 | 14.0093 | 64.3728 | Multifamily - Low Rise | 2017 - LEDGeneral Purpose and Dimmable1440 to 2600 lumensANY | 0 | 0.014104 | 0.017965 | 0.0204 | 0.021712 | 0.023004 | 0.024553 | 0.026531 | 0.028492 | 0.030399 | 0.031475 | 0.032224 | 0.032852 | 0.032939 | 0.032883 | 0.032472 | 0.032118 | 0.031864 | 0.031368 | 0.03134 | 0.52869 | 1.0023 | 0.79722 | 0.80545 | 0.6569 | 0.59817 | 0.61463 | 0.50725 | 0.5786 | 0.63712 | 0.92982 | 0.93862 | 1.0304 | NA | 0.52291 | 0.40188 | 0.37457 | 0.36743 | 0.35699 | 0.33385 | 0.38086 | 0.34454 | 0.39934 | 0.397 | 0.5 | 0.53339 | 1.5387
LO20Fast | New | Lighting | Residential | Lighting | 0.003919 | 15.0012 | -40.7232 | Multifamily - Low Rise | 2017 - LEDGlobe250 to 664 lumensANY | 0 | 0.012908 | 0.016441 | 0.01867 | 0.019871 | 0.021053 | 0.022471 | 0.024281 | 0.026075 | 0.027821 | 0.028806 | 0.029491 | 0.030066 | 0.030145 | 0.030095 | 0.029718 | 0.029394 | 0.029162 | 0.028707 | 0.028682 | 0.48386 | 1.0733 | 0.85367 | 0.86248 | 0.70341 | 0.64052 | 0.65815 | 0.54316 | 0.61956 | 0.68223 | 0.99566 | 1.0051 | 1.1034 | NA | 0.55993 | 0.43033 | 0.40109 | 0.39345 | 0.38227 | 0.35749 | 0.40782 | 0.36893 | 0.42762 | 0.42511 | 0.5354 | 0.57115 | 7.4252
LO20Fast | New | Lighting | Residential | Lighting | 0.0026991 | 10.3316 | -97.4833 | Multifamily - Low Rise | 2017 - LEDGlobe665 to 1439 lumensANY | 0 | 0.0054207 | 0.0069048 | 0.0078407 | 0.0083448 | 0.0088413 | 0.0094368 | 0.010197 | 0.010951 | 0.011684 | 0.012097 | 0.012385 | 0.012626 | 0.01266 | 0.012639 | 0.01248 | 0.012344 | 0.012247 | 0.012056 | 0.012045 | 0.2032 | 0.73921 | 0.58793 | 0.594 | 0.48445 | 0.44114 | 0.45328 | 0.37409 | 0.4267 | 0.46986 | 0.68572 | 0.69222 | 0.75992 | NA | 0.38563 | 0.29638 | 0.27623 | 0.27097 | 0.26327 | 0.24621 | 0.28087 | 0.25409 | 0.29451 | 0.29278 | 0.36874 | 0.39336 | 8.0046
LO20Fast | New | Lighting | Residential | Lighting | 0.0029202 | 11.178 | -118.6674 | Multifamily - Low Rise | 2017 - LEDGlobe1440 to 2600 lumensANY | 0 | 0.00044192 | 0.0005629 | 0.0006392 | 0.0006803 | 0.00072078 | 0.00076933 | 0.00083131 | 0.00089274 | 0.00095251 | 0.00098623 | 0.0010097 | 0.0010294 | 0.0010321 | 0.0010303 | 0.0010174 | 0.0010063 | 0.0009984 | 0.00098285 | 0.00098199 | 0.016566 | 0.79977 | 0.6361 | 0.64267 | 0.52414 | 0.47728 | 0.49041 | 0.40473 | 0.46166 | 0.50836 | 0.7419 | 0.74893 | 0.82217 | NA | 0.41723 | 0.32066 | 0.29887 | 0.29317 | 0.28484 | 0.26638 | 0.30388 | 0.27491 | 0.31863 | 0.31677 | 0.39895 | 0.42559 | 3.5761
LO20Fast | New | Lighting | Residential | Lighting | 0.0055705 | 21.3225 | -49.2564 | Multifamily - Low Rise | 2017 - LEDReflectors and Outdoor250 to 664 lumensANY | 0 | 0.0058357 | 0.0074334 | 0.0084409 | 0.0089837 | 0.0095182 | 0.010159 | 0.010978 | 0.011789 | 0.012578 | 0.013024 | 0.013333 | 0.013593 | 0.013629 | 0.013606 | 0.013436 | 0.013289 | 0.013184 | 0.012979 | 0.012968 | 0.21876 | 1.5256 | 1.2134 | 1.2259 | 0.99982 | 0.91043 | 0.93548 | 0.77204 | 0.88063 | 0.96971 | 1.4152 | 1.4286 | 1.5683 | NA | 0.79588 | 0.61167 | 0.5701 | 0.55924 | 0.54334 | 0.50812 | 0.57967 | 0.5244 | 0.60781 | 0.60424 | 0.76101 | 0.81183 | 4.1407
LO20Fast | New | Lighting | Residential | Lighting | 0.0042476 | 16.2588 | -57.5585 | Multifamily - Low Rise | 2017 - LEDReflectors and Outdoor665 to 1439 lumensANY | 0 | 0.044964 | 0.057274 | 0.065038 | 0.06922 | 0.073338 | 0.078278 | 0.084584 | 0.090835 | 0.096916 | 0.10035 | 0.10273 | 0.10474 | 0.10501 | 0.10484 | 0.10352 | 0.10239 | 0.10159 | 0.1 | 0.099915 | 1.6855 | 1.1633 | 0.92524 | 0.93478 | 0.76238 | 0.69422 | 0.71333 | 0.5887 | 0.6715 | 0.73943 | 1.0791 | 1.0893 | 1.1959 | NA | 0.60687 | 0.46641 | 0.43471 | 0.42643 | 0.41431 | 0.38745 | 0.44201 | 0.39986 | 0.46347 | 0.46075 | 0.58028 | 0.61904 | 4.5384
LO20Fast | New | Lighting | Residential | Lighting | 0.02274 | 87.0418 | -31.3422 | Multifamily - Low Rise | 2017 - LEDReflectors and Outdoor1440 to 2600 lumensANY | 0 | 0.019781 | 0.025197 | 0.028613 | 0.030452 | 0.032264 | 0.034437 | 0.037212 | 0.039962 | 0.042637 | 0.044146 | 0.045196 | 0.046077 | 0.046199 | 0.046121 | 0.045543 | 0.045047 | 0.044691 | 0.043995 | 0.043956 | 0.74153 | 6.2277 | 4.9533 | 5.0044 | 4.0814 | 3.7165 | 3.8188 | 3.1516 | 3.5949 | 3.9585 | 5.7771 | 5.8318 | 6.4022 | NA | 3.2489 | 2.4969 | 2.3272 | 2.2829 | 2.218 | 2.0742 | 2.3663 | 2.1407 | 2.4812 | 2.4666 | 3.1066 | 3.314 | 8.6016
LO20Fast | New | Lighting | Residential | Lighting | 0.013238 | 50.6736 | -6.4267 | Multifamily - Low Rise | 2017 - LEDThree-Way250 to 664 lumensANY | 0 | 0.00018071 | 0.00023018 | 0.00026138 | 0.00027819 | 0.00029474 | 0.00031459 | 0.00033993 | 0.00036505 | 0.00038949 | 0.00040328 | 0.00041287 | 0.00042092 | 0.00042203 | 0.00042132 | 0.00041604 | 0.00041151 | 0.00040826 | 0.0004019 | 0.00040155 | 0.0067739 | 3.6256 | 2.8837 | 2.9134 | 2.3761 | 2.1637 | 2.2232 | 1.8348 | 2.0929 | 2.3046 | 3.3633 | 3.3951 | 3.7272 | NA | 1.8914 | 1.4537 | 1.3549 | 1.329 | 1.2913 | 1.2076 | 1.3776 | 1.2462 | 1.4445 | 1.436 | 1.8086 | 1.9293 | 5.1991
LO20Fast | New | Lighting | Residential | Lighting | 0.01426 | 54.5836 | -12.3343 | Multifamily - Low Rise | 2017 - LEDThree-Way665 to 1439 lumensANY | 0 | 0.0024026 | 0.0030604 | 0.0034753 | 0.0036987 | 0.0039188 | 0.0041827 | 0.0045197 | 0.0048537 | 0.0051786 | 0.005362 | 0.0054894 | 0.0055965 | 0.0056112 | 0.0056019 | 0.0055317 | 0.0054714 | 0.0054282 | 0.0053436 | 0.0053389 | 0.090065 | 3.9054 | 3.1062 | 3.1382 | 2.5595 | 2.3306 | 2.3948 | 1.9764 | 2.2543 | 2.4824 | 3.6228 | 3.6571 | 4.0148 | NA | 2.0374 | 1.5658 | 1.4594 | 1.4316 | 1.3909 | 1.3008 | 1.4839 | 1.3424 | 1.5559 | 1.5468 | 1.9481 | 2.0782 | 7.3993
LO20Fast | New | Lighting | Residential | Lighting | 0.01276 | 48.8441 | -29.9932 | Multifamily - High Rise | 2017 - LEDThree-Way1440 to 2600 lumensANY | 0 | 0.0018927 | 0.0024471 | 0.0027147 | 0.0028333 | 0.0030469 | 0.0032616 | 0.0035682 | 0.0038049 | 0.0040592 | 0.0041524 | 0.0042428 | 0.0042883 | 0.0043333 | 0.0043466 | 0.0042891 | 0.0042475 | 0.0041697 | 0.0041694 | 0.0041625 | 0.07003 | 3.4947 | 2.7796 | 2.8082 | 2.2903 | 2.0855 | 2.1429 | 1.7686 | 2.0173 | 2.2214 | 3.2419 | 3.2726 | 3.5926 | NA | 1.8231 | 1.4012 | 1.3059 | 1.2811 | 1.2447 | 1.164 | 1.3279 | 1.2013 | 1.3923 | 1.3842 | 1.7433 | 1.8597 | 4.6895
LO20Fast | New | Lighting | Residential | Lighting | 0.0052592 | 20.131 | -21.2628 | Multifamily - High Rise | 2017 - LEDDecorative and Mini-Base250 to 664 lumensANY | 0 | 0.0071816 | 0.0092855 | 0.010301 | 0.010751 | 0.011561 | 0.012376 | 0.013539 | 0.014438 | 0.015403 | 0.015756 | 0.016099 | 0.016272 | 0.016442 | 0.016493 | 0.016275 | 0.016117 | 0.015822 | 0.015821 | 0.015794 | 0.26573 | 1.4403 | 1.1456 | 1.1574 | 0.94395 | 0.85955 | 0.88321 | 0.7289 | 0.83143 | 0.91553 | 1.3361 | 1.3488 | 1.4807 | NA | 0.7514 | 0.57749 | 0.53824 | 0.52799 | 0.51298 | 0.47973 | 0.54728 | 0.49509 | 0.57384 | 0.57048 | 0.71848 | 0.76647 | 5.3917
LO20Fast | New | Lighting | Residential | Lighting | 0.0039621 | 15.1661 | -19.793 | Multifamily - High Rise | 2017 - LEDDecorative and Mini-Base665 to 1439 lumensANY | 0 | 0.0014839 | 0.0019186 | 0.0021285 | 0.0022215 | 0.0023889 | 0.0025573 | 0.0027976 | 0.0029833 | 0.0031826 | 0.0032556 | 0.0033266 | 0.0033622 | 0.0033975 | 0.0034079 | 0.0033629 | 0.0033302 | 0.0032692 | 0.003269 | 0.0032636 | 0.054907 | 1.0851 | 0.86305 | 0.87196 | 0.71114 | 0.64756 | 0.66538 | 0.54913 | 0.62637 | 0.68973 | 1.0066 | 1.0161 | 1.1155 | NA | 0.56608 | 0.43506 | 0.40549 | 0.39777 | 0.38647 | 0.36141 | 0.4123 | 0.37299 | 0.43232 | 0.42978 | 0.54128 | 0.57743 | 3.0195
LO20Fast | New | Lighting | Residential | Lighting | 0.0019622 | 7.5107 | 253.6686 | Multifamily - High Rise | 2017 - LEDDecorative and Mini-Base1440 to 2600 lumensANY | 0 | 1.4438e-05 | 1.8668e-05 | 2.0709e-05 | 2.1614e-05 | 2.3243e-05 | 2.4881e-05 | 2.722e-05 | 2.9026e-05 | 3.0966e-05 | 3.1676e-05 | 3.2366e-05 | 3.2713e-05 | 3.3056e-05 | 3.3158e-05 | 3.2719e-05 | 3.2401e-05 | 3.1808e-05 | 3.1806e-05 | 3.1753e-05 | 0.00053422 | 0.53738 | 0.42741 | 0.43182 | 0.35218 | 0.32069 | 0.32952 | 0.27195 | 0.3102 | 0.34157 | 0.4985 | 0.50322 | 0.55243 | NA | 0.28034 | 0.21546 | 0.20081 | 0.19699 | 0.19139 | 0.17898 | 0.20418 | 0.18472 | 0.2141 | 0.21284 | 0.26806 | 0.28596 | 0.55285
LO20Fast | New | Lighting | Residential | Lighting | 0.00050186 | 1.921 | 19.8793 | Multifamily - High Rise | 2017 - LEDGeneral Purpose and Dimmable250 to 664 lumensANY | 0 | 0.00057226 | 0.00073991 | 0.00082083 | 0.00085669 | 0.00092125 | 0.00098618 | 0.0010789 | 0.0011505 | 0.0012274 | 0.0012555 | 0.0012829 | 0.0012966 | 0.0013102 | 0.0013142 | 0.0012969 | 0.0012843 | 0.0012608 | 0.0012607 | 0.0012586 | 0.021174 | 0.13745 | 0.10932 | 0.11045 | 0.090077 | 0.082023 | 0.08428 | 0.069556 | 0.079339 | 0.087364 | 0.1275 | 0.12871 | 0.1413 | NA | 0.071703 | 0.055107 | 0.051362 | 0.050383 | 0.048951 | 0.045778 | 0.052224 | 0.047244 | 0.054759 | 0.054438 | 0.068561 | 0.07314 | 2.0054
LO20Fast | New | Lighting | Residential | Lighting | 0.0019588 | 7.4978 | 38.0475 | Multifamily - High Rise | 2017 - LEDGeneral Purpose and Dimmable665 to 1439 lumensANY | 0 | 0.017235 | 0.022285 | 0.024722 | 0.025802 | 0.027746 | 0.029702 | 0.032494 | 0.03465 | 0.036965 | 0.037813 | 0.038637 | 0.039051 | 0.039461 | 0.039582 | 0.039059 | 0.038679 | 0.037971 | 0.037969 | 0.037906 | 0.63773 | 0.53646 | 0.42667 | 0.43108 | 0.35158 | 0.32014 | 0.32895 | 0.27148 | 0.30967 | 0.34099 | 0.49764 | 0.50235 | 0.55148 | NA | 0.27986 | 0.21509 | 0.20047 | 0.19665 | 0.19106 | 0.17868 | 0.20383 | 0.1844 | 0.21373 | 0.21248 | 0.2676 | 0.28547 | 2.1592
LO20Fast | New | Lighting | Residential | Lighting | 0.0036599 | 14.0093 | 64.3728 | Multifamily - High Rise | 2017 - LEDGeneral Purpose and Dimmable1440 to 2600 lumensANY | 0 | 0.0032107 | 0.0041513 | 0.0046053 | 0.0048065 | 0.0051688 | 0.0055331 | 0.0060532 | 0.0064548 | 0.0068862 | 0.0070442 | 0.0071976 | 0.0072747 | 0.007351 | 0.0073737 | 0.0072762 | 0.0072055 | 0.0070736 | 0.0070731 | 0.0070613 | 0.1188 | 1.0023 | 0.79722 | 0.80545 | 0.6569 | 0.59817 | 0.61463 | 0.50725 | 0.5786 | 0.63712 | 0.92982 | 0.93862 | 1.0304 | NA | 0.52291 | 0.40188 | 0.37457 | 0.36743 | 0.35699 | 0.33385 | 0.38086 | 0.34454 | 0.39934 | 0.397 | 0.5 | 0.53339 | 1.5387
LO20Fast | New | Lighting | Residential | Lighting | 0.003919 | 15.0012 | -40.7232 | Multifamily - High Rise | 2017 - LEDGlobe250 to 664 lumensANY | 0 | 0.0029384 | 0.0037993 | 0.0042147 | 0.0043989 | 0.0047304 | 0.0050638 | 0.0055398 | 0.0059074 | 0.0063022 | 0.0064467 | 0.0065872 | 0.0066577 | 0.0067276 | 0.0067483 | 0.0066591 | 0.0065944 | 0.0064737 | 0.0064732 | 0.0064625 | 0.10873 | 1.0733 | 0.85367 | 0.86248 | 0.70341 | 0.64052 | 0.65815 | 0.54316 | 0.61956 | 0.68223 | 0.99566 | 1.0051 | 1.1034 | NA | 0.55993 | 0.43033 | 0.40109 | 0.39345 | 0.38227 | 0.35749 | 0.40782 | 0.36893 | 0.42762 | 0.42511 | 0.5354 | 0.57115 | 7.4252
LO20Fast | New | Lighting | Residential | Lighting | 0.0026991 | 10.3316 | -97.4833 | Multifamily - High Rise | 2017 - LEDGlobe665 to 1439 lumensANY | 0 | 0.001234 | 0.0015955 | 0.00177 | 0.0018474 | 0.0019866 | 0.0021266 | 0.0023265 | 0.0024809 | 0.0026467 | 0.0027074 | 0.0027664 | 0.002796 | 0.0028253 | 0.002834 | 0.0027965 | 0.0027694 | 0.0027187 | 0.0027185 | 0.002714 | 0.04566 | 0.73921 | 0.58793 | 0.594 | 0.48445 | 0.44114 | 0.45328 | 0.37409 | 0.4267 | 0.46986 | 0.68572 | 0.69222 | 0.75992 | NA | 0.38563 | 0.29638 | 0.27623 | 0.27097 | 0.26327 | 0.24621 | 0.28087 | 0.25409 | 0.29451 | 0.29278 | 0.36874 | 0.39336 | 8.0046
LO20Fast | New | Lighting | Residential | Lighting | 0.0029202 | 11.178 | -118.6674 | Multifamily - High Rise | 2017 - LEDGlobe1440 to 2600 lumensANY | 0 | 0.0001006 | 0.00013007 | 0.0001443 | 0.0001506 | 0.00016195 | 0.00017337 | 0.00018967 | 0.00020225 | 0.00021577 | 0.00022072 | 0.00022553 | 0.00022794 | 0.00023033 | 0.00023104 | 0.00022799 | 0.00022577 | 0.00022164 | 0.00022162 | 0.00022125 | 0.0037224 | 0.79977 | 0.6361 | 0.64267 | 0.52414 | 0.47728 | 0.49041 | 0.40473 | 0.46166 | 0.50836 | 0.7419 | 0.74893 | 0.82217 | NA | 0.41723 | 0.32066 | 0.29887 | 0.29317 | 0.28484 | 0.26638 | 0.30388 | 0.27491 | 0.31863 | 0.31677 | 0.39895 | 0.42559 | 3.5761
LO20Fast | New | Lighting | Residential | Lighting | 0.0055705 | 21.3225 | -49.2564 | Multifamily - High Rise | 2017 - LEDReflectors and Outdoor250 to 664 lumensANY | 0 | 0.0013285 | 0.0017177 | 0.0019055 | 0.0019888 | 0.0021387 | 0.0022894 | 0.0025046 | 0.0026708 | 0.0028493 | 0.0029146 | 0.0029782 | 0.00301 | 0.0030416 | 0.003051 | 0.0030106 | 0.0029814 | 0.0029268 | 0.0029266 | 0.0029218 | 0.049156 | 1.5256 | 1.2134 | 1.2259 | 0.99982 | 0.91043 | 0.93548 | 0.77204 | 0.88063 | 0.96971 | 1.4152 | 1.4286 | 1.5683 | NA | 0.79588 | 0.61167 | 0.5701 | 0.55924 | 0.54334 | 0.50812 | 0.57967 | 0.5244 | 0.60781 | 0.60424 | 0.76101 | 0.81183 | 4.1407
LO20Fast | New | Lighting | Residential | Lighting | 0.0042476 | 16.2588 | -57.5585 | Multifamily - High Rise | 2017 - LEDReflectors and Outdoor665 to 1439 lumensANY | 0 | 0.010236 | 0.013235 | 0.014682 | 0.015324 | 0.016479 | 0.01764 | 0.019298 | 0.020579 | 0.021954 | 0.022457 | 0.022947 | 0.023193 | 0.023436 | 0.023508 | 0.023197 | 0.022972 | 0.022551 | 0.02255 | 0.022512 | 0.37875 | 1.1633 | 0.92524 | 0.93478 | 0.76238 | 0.69422 | 0.71333 | 0.5887 | 0.6715 | 0.73943 | 1.0791 | 1.0893 | 1.1959 | NA | 0.60687 | 0.46641 | 0.43471 | 0.42643 | 0.41431 | 0.38745 | 0.44201 | 0.39986 | 0.46347 | 0.46075 | 0.58028 | 0.61904 | 4.5384
LO20Fast | New | Lighting | Residential | Lighting | 0.02274 | 87.0418 | -31.3422 | Multifamily - High Rise | 2017 - LEDReflectors and Outdoor1440 to 2600 lumensANY | 0 | 0.0045033 | 0.0058225 | 0.0064593 | 0.0067414 | 0.0072495 | 0.0077605 | 0.00849 | 0.0090533 | 0.0096583 | 0.0098799 | 0.010095 | 0.010203 | 0.01031 | 0.010342 | 0.010205 | 0.010106 | 0.0099212 | 0.0099204 | 0.009904 | 0.16663 | 6.2277 | 4.9533 | 5.0044 | 4.0814 | 3.7165 | 3.8188 | 3.1516 | 3.5949 | 3.9585 | 5.7771 | 5.8318 | 6.4022 | NA | 3.2489 | 2.4969 | 2.3272 | 2.2829 | 2.218 | 2.0742 | 2.3663 | 2.1407 | 2.4812 | 2.4666 | 3.1066 | 3.314 | 8.6016
LO20Fast | New | Lighting | Residential | Lighting | 0.013238 | 50.6736 | -6.4267 | Multifamily - High Rise | 2017 - LEDThree-Way250 to 664 lumensANY | 0 | 4.1138e-05 | 5.3189e-05 | 5.9006e-05 | 6.1584e-05 | 6.6225e-05 | 7.0893e-05 | 7.7557e-05 | 8.2703e-05 | 8.823e-05 | 9.0254e-05 | 9.2221e-05 | 9.3208e-05 | 9.4186e-05 | 9.4476e-05 | 9.3226e-05 | 9.2321e-05 | 9.0631e-05 | 9.0624e-05 | 9.0474e-05 | 0.0015221 | 3.6256 | 2.8837 | 2.9134 | 2.3761 | 2.1637 | 2.2232 | 1.8348 | 2.0929 | 2.3046 | 3.3633 | 3.3951 | 3.7272 | NA | 1.8914 | 1.4537 | 1.3549 | 1.329 | 1.2913 | 1.2076 | 1.3776 | 1.2462 | 1.4445 | 1.436 | 1.8086 | 1.9293 | 5.1991
LO20Fast | New | Lighting | Residential | Lighting | 0.01426 | 54.5836 | -12.3343 | Multifamily - High Rise | 2017 - LEDThree-Way665 to 1439 lumensANY | 0 | 0.00054696 | 0.0007072 | 0.00078454 | 0.00081881 | 0.00088052 | 0.00094258 | 0.0010312 | 0.0010996 | 0.0011731 | 0.0012 | 0.0012262 | 0.0012393 | 0.0012523 | 0.0012561 | 0.0012395 | 0.0012275 | 0.001205 | 0.0012049 | 0.0012029 | 0.020238 | 3.9054 | 3.1062 | 3.1382 | 2.5595 | 2.3306 | 2.3948 | 1.9764 | 2.2543 | 2.4824 | 3.6228 | 3.6571 | 4.0148 | NA | 2.0374 | 1.5658 | 1.4594 | 1.4316 | 1.3909 | 1.3008 | 1.4839 | 1.3424 | 1.5559 | 1.5468 | 1.9481 | 2.0782 | 7.3993
LO20Fast | New | Lighting | Residential | Lighting | 0.01276 | 48.8441 | -29.9932 | Multifamily - High Rise | 2017 - LEDThree-Way1440 to 2600 lumensANY | 0 | 0.0018927 | 0.0024471 | 0.0027147 | 0.0028333 | 0.0030469 | 0.0032616 | 0.0035682 | 0.0038049 | 0.0040592 | 0.0041524 | 0.0042428 | 0.0042883 | 0.0043333 | 0.0043466 | 0.0042891 | 0.0042475 | 0.0041697 | 0.0041694 | 0.0041625 | 0.07003 | 3.4947 | 2.7796 | 2.8082 | 2.2903 | 2.0855 | 2.1429 | 1.7686 | 2.0173 | 2.2214 | 3.2419 | 3.2726 | 3.5926 | NA | 1.8231 | 1.4012 | 1.3059 | 1.2811 | 1.2447 | 1.164 | 1.3279 | 1.2013 | 1.3923 | 1.3842 | 1.7433 | 1.8597 | 4.6895
LO20Fast | New | Lighting | Residential | Lighting | 0.0052592 | 20.131 | -21.2628 | Manufactured | 2017 - LEDDecorative and Mini-Base250 to 664 lumensANY | 0 | 0.0038686 | 0.0051502 | 0.0062638 | 0.0068567 | 0.0074163 | 0.0080149 | 0.0085505 | 0.0090135 | 0.0093683 | 0.0096075 | 0.0098228 | 0.010013 | 0.010161 | 0.010271 | 0.010349 | 0.010407 | 0.010459 | 0.010501 | 0.010533 | 0.16663 | 1.4403 | 1.1456 | 1.1574 | 0.94395 | 0.85955 | 0.88321 | 0.7289 | 0.83143 | 0.91553 | 1.3361 | 1.3488 | 1.4807 | NA | 0.7514 | 0.57749 | 0.53824 | 0.52799 | 0.51298 | 0.47973 | 0.54728 | 0.49509 | 0.57384 | 0.57048 | 0.71848 | 0.76647 | 5.3917
LO20Fast | New | Lighting | Residential | Lighting | 0.0039621 | 15.1661 | -19.793 | Manufactured | 2017 - LEDDecorative and Mini-Base665 to 1439 lumensANY | 0 | 0.00079937 | 0.0010642 | 0.0012943 | 0.0014168 | 0.0015324 | 0.0016561 | 0.0017668 | 0.0018624 | 0.0019358 | 0.0019852 | 0.0020297 | 0.0020689 | 0.0020995 | 0.0021223 | 0.0021385 | 0.0021504 | 0.002161 | 0.0021698 | 0.0021764 | 0.03443 | 1.0851 | 0.86305 | 0.87196 | 0.71114 | 0.64756 | 0.66538 | 0.54913 | 0.62637 | 0.68973 | 1.0066 | 1.0161 | 1.1155 | NA | 0.56608 | 0.43506 | 0.40549 | 0.39777 | 0.38647 | 0.36141 | 0.4123 | 0.37299 | 0.43232 | 0.42978 | 0.54128 | 0.57743 | 3.0195
LO20Fast | New | Lighting | Residential | Lighting | 0.0019622 | 7.5107 | 253.6686 | Manufactured | 2017 - LEDDecorative and Mini-Base1440 to 2600 lumensANY | 0 | 7.7775e-06 | 1.0354e-05 | 1.2593e-05 | 1.3785e-05 | 1.491e-05 | 1.6113e-05 | 1.719e-05 | 1.8121e-05 | 1.8834e-05 | 1.9315e-05 | 1.9748e-05 | 2.0129e-05 | 2.0427e-05 | 2.0649e-05 | 2.0806e-05 | 2.0922e-05 | 2.1026e-05 | 2.1111e-05 | 2.1175e-05 | 0.00033499 | 0.53738 | 0.42741 | 0.43182 | 0.35218 | 0.32069 | 0.32952 | 0.27195 | 0.3102 | 0.34157 | 0.4985 | 0.50322 | 0.55243 | NA | 0.28034 | 0.21546 | 0.20081 | 0.19699 | 0.19139 | 0.17898 | 0.20418 | 0.18472 | 0.2141 | 0.21284 | 0.26806 | 0.28596 | 0.55285
LO20Fast | New | Lighting | Residential | Lighting | 0.00050186 | 1.921 | 19.8793 | Manufactured | 2017 - LEDGeneral Purpose and Dimmable250 to 664 lumensANY | 0 | 0.00030827 | 0.00041039 | 0.00049913 | 0.00054638 | 0.00059097 | 0.00063867 | 0.00068134 | 0.00071823 | 0.00074651 | 0.00076557 | 0.00078273 | 0.00079785 | 0.00080966 | 0.00081846 | 0.00082468 | 0.00082928 | 0.00083338 | 0.00083677 | 0.0008393 | 0.013278 | 0.13745 | 0.10932 | 0.11045 | 0.090077 | 0.082023 | 0.08428 | 0.069556 | 0.079339 | 0.087364 | 0.1275 | 0.12871 | 0.1413 | NA | 0.071703 | 0.055107 | 0.051362 | 0.050383 | 0.048951 | 0.045778 | 0.052224 | 0.047244 | 0.054759 | 0.054438 | 0.068561 | 0.07314 | 2.0054
LO20Fast | New | Lighting | Residential | Lighting | 0.0019588 | 7.4978 | 38.0475 | Manufactured | 2017 - LEDGeneral Purpose and Dimmable665 to 1439 lumensANY | 0 | 0.0092845 | 0.01236 | 0.015033 | 0.016456 | 0.017799 | 0.019235 | 0.020521 | 0.021632 | 0.022483 | 0.023057 | 0.023574 | 0.02403 | 0.024385 | 0.02465 | 0.024838 | 0.024976 | 0.0251 | 0.025202 | 0.025278 | 0.39989 | 0.53646 | 0.42667 | 0.43108 | 0.35158 | 0.32014 | 0.32895 | 0.27148 | 0.30967 | 0.34099 | 0.49764 | 0.50235 | 0.55148 | NA | 0.27986 | 0.21509 | 0.20047 | 0.19665 | 0.19106 | 0.17868 | 0.20383 | 0.1844 | 0.21373 | 0.21248 | 0.2676 | 0.28547 | 2.1592
LO20Fast | New | Lighting | Residential | Lighting | 0.0036599 | 14.0093 | 64.3728 | Manufactured | 2017 - LEDGeneral Purpose and Dimmable1440 to 2600 lumensANY | 0 | 0.0017296 | 0.0023025 | 0.0028004 | 0.0030655 | 0.0033157 | 0.0035833 | 0.0038227 | 0.0040297 | 0.0041884 | 0.0042953 | 0.0043916 | 0.0044764 | 0.0045427 | 0.004592 | 0.004627 | 0.0046527 | 0.0046758 | 0.0046947 | 0.004709 | 0.074495 | 1.0023 | 0.79722 | 0.80545 | 0.6569 | 0.59817 | 0.61463 | 0.50725 | 0.5786 | 0.63712 | 0.92982 | 0.93862 | 1.0304 | NA | 0.52291 | 0.40188 | 0.37457 | 0.36743 | 0.35699 | 0.33385 | 0.38086 | 0.34454 | 0.39934 | 0.397 | 0.5 | 0.53339 | 1.5387
LO20Fast | New | Lighting | Residential | Lighting | 0.003919 | 15.0012 | -40.7232 | Manufactured | 2017 - LEDGlobe250 to 664 lumensANY | 0 | 0.0015829 | 0.0021073 | 0.0025629 | 0.0028055 | 0.0030345 | 0.0032794 | 0.0034985 | 0.003688 | 0.0038331 | 0.003931 | 0.0040191 | 0.0040968 | 0.0041574 | 0.0042026 | 0.0042345 | 0.0042581 | 0.0042792 | 0.0042966 | 0.0043096 | 0.068177 | 1.0733 | 0.85367 | 0.86248 | 0.70341 | 0.64052 | 0.65815 | 0.54316 | 0.61956 | 0.68223 | 0.99566 | 1.0051 | 1.1034 | NA | 0.55993 | 0.43033 | 0.40109 | 0.39345 | 0.38227 | 0.35749 | 0.40782 | 0.36893 | 0.42762 | 0.42511 | 0.5354 | 0.57115 | 7.4252
LO20Fast | New | Lighting | Residential | Lighting | 0.0026991 | 10.3316 | -97.4833 | Manufactured | 2017 - LEDGlobe665 to 1439 lumensANY | 0 | 0.00066475 | 0.00088496 | 0.0010763 | 0.0011782 | 0.0012744 | 0.0013772 | 0.0014692 | 0.0015488 | 0.0016098 | 0.0016509 | 0.0016879 | 0.0017205 | 0.0017459 | 0.0017649 | 0.0017783 | 0.0017882 | 0.0017971 | 0.0018044 | 0.0018099 | 0.028632 | 0.73921 | 0.58793 | 0.594 | 0.48445 | 0.44114 | 0.45328 | 0.37409 | 0.4267 | 0.46986 | 0.68572 | 0.69222 | 0.75992 | NA | 0.38563 | 0.29638 | 0.27623 | 0.27097 | 0.26327 | 0.24621 | 0.28087 | 0.25409 | 0.29451 | 0.29278 | 0.36874 | 0.39336 | 8.0046
LO20Fast | New | Lighting | Residential | Lighting | 0.0029202 | 11.178 | -118.6674 | Manufactured | 2017 - LEDGlobe1440 to 2600 lumensANY | 0 | 5.4194e-05 | 7.2146e-05 | 8.7745e-05 | 9.6052e-05 | 0.00010389 | 0.00011228 | 0.00011978 | 0.00012626 | 0.00013124 | 0.00013459 | 0.0001376 | 0.00014026 | 0.00014234 | 0.00014388 | 0.00014498 | 0.00014579 | 0.00014651 | 0.0001471 | 0.00014755 | 0.0023342 | 0.79977 | 0.6361 | 0.64267 | 0.52414 | 0.47728 | 0.49041 | 0.40473 | 0.46166 | 0.50836 | 0.7419 | 0.74893 | 0.82217 | NA | 0.41723 | 0.32066 | 0.29887 | 0.29317 | 0.28484 | 0.26638 | 0.30388 | 0.27491 | 0.31863 | 0.31677 | 0.39895 | 0.42559 | 3.5761
LO20Fast | New | Lighting | Residential | Lighting | 0.0055705 | 21.3225 | -49.2564 | Manufactured | 2017 - LEDReflectors and Outdoor250 to 664 lumensANY | 0 | 0.00071565 | 0.00095271 | 0.0011587 | 0.0012684 | 0.0013719 | 0.0014827 | 0.0015817 | 0.0016674 | 0.001733 | 0.0017773 | 0.0018171 | 0.0018522 | 0.0018796 | 0.0019 | 0.0019145 | 0.0019252 | 0.0019347 | 0.0019425 | 0.0019484 | 0.030824 | 1.5256 | 1.2134 | 1.2259 | 0.99982 | 0.91043 | 0.93548 | 0.77204 | 0.88063 | 0.96971 | 1.4152 | 1.4286 | 1.5683 | NA | 0.79588 | 0.61167 | 0.5701 | 0.55924 | 0.54334 | 0.50812 | 0.57967 | 0.5244 | 0.60781 | 0.60424 | 0.76101 | 0.81183 | 4.1407
LO20Fast | New | Lighting | Residential | Lighting | 0.0042476 | 16.2588 | -57.5585 | Manufactured | 2017 - LEDReflectors and Outdoor665 to 1439 lumensANY | 0 | 0.0055141 | 0.0073407 | 0.0089279 | 0.0097731 | 0.010571 | 0.011424 | 0.012187 | 0.012847 | 0.013353 | 0.013694 | 0.014001 | 0.014271 | 0.014482 | 0.01464 | 0.014751 | 0.014833 | 0.014907 | 0.014967 | 0.015013 | 0.2375 | 1.1633 | 0.92524 | 0.93478 | 0.76238 | 0.69422 | 0.71333 | 0.5887 | 0.6715 | 0.73943 | 1.0791 | 1.0893 | 1.1959 | NA | 0.60687 | 0.46641 | 0.43471 | 0.42643 | 0.41431 | 0.38745 | 0.44201 | 0.39986 | 0.46347 | 0.46075 | 0.58028 | 0.61904 | 4.5384
LO20Fast | New | Lighting | Residential | Lighting | 0.02274 | 87.0418 | -31.3422 | Manufactured | 2017 - LEDReflectors and Outdoor1440 to 2600 lumensANY | 0 | 0.0024259 | 0.0032294 | 0.0039277 | 0.0042995 | 0.0046505 | 0.0050258 | 0.0053616 | 0.0056519 | 0.0058744 | 0.0060244 | 0.0061595 | 0.0062785 | 0.0063714 | 0.0064406 | 0.0064896 | 0.0065258 | 0.0065581 | 0.0065847 | 0.0066046 | 0.10448 | 6.2277 | 4.9533 | 5.0044 | 4.0814 | 3.7165 | 3.8188 | 3.1516 | 3.5949 | 3.9585 | 5.7771 | 5.8318 | 6.4022 | NA | 3.2489 | 2.4969 | 2.3272 | 2.2829 | 2.218 | 2.0742 | 2.3663 | 2.1407 | 2.4812 | 2.4666 | 3.1066 | 3.314 | 8.6016
LO20Fast | New | Lighting | Residential | Lighting | 0.013238 | 50.6736 | -6.4267 | Manufactured | 2017 - LEDThree-Way250 to 664 lumensANY | 0 | 2.216e-05 | 2.9501e-05 | 3.588e-05 | 3.9277e-05 | 4.2482e-05 | 4.5911e-05 | 4.8979e-05 | 5.1631e-05 | 5.3664e-05 | 5.5034e-05 | 5.6267e-05 | 5.7355e-05 | 5.8203e-05 | 5.8836e-05 | 5.9283e-05 | 5.9614e-05 | 5.9909e-05 | 6.0152e-05 | 6.0334e-05 | 0.00095447 | 3.6256 | 2.8837 | 2.9134 | 2.3761 | 2.1637 | 2.2232 | 1.8348 | 2.0929 | 2.3046 | 3.3633 | 3.3951 | 3.7272 | NA | 1.8914 | 1.4537 | 1.3549 | 1.329 | 1.2913 | 1.2076 | 1.3776 | 1.2462 | 1.4445 | 1.436 | 1.8086 | 1.9293 | 5.1991
LO20Fast | New | Lighting | Residential | Lighting | 0.01426 | 54.5836 | -12.3343 | Manufactured | 2017 - LEDThree-Way665 to 1439 lumensANY | 0 | 0.00029464 | 0.00039225 | 0.00047706 | 0.00052222 | 0.00056484 | 0.00061043 | 0.00065122 | 0.00068648 | 0.00071351 | 0.00073172 | 0.00074812 | 0.00076258 | 0.00077386 | 0.00078228 | 0.00078822 | 0.00079261 | 0.00079654 | 0.00079977 | 0.00080219 | 0.012691 | 3.9054 | 3.1062 | 3.1382 | 2.5595 | 2.3306 | 2.3948 | 1.9764 | 2.2543 | 2.4824 | 3.6228 | 3.6571 | 4.0148 | NA | 2.0374 | 1.5658 | 1.4594 | 1.4316 | 1.3909 | 1.3008 | 1.4839 | 1.3424 | 1.5559 | 1.5468 | 1.9481 | 2.0782 | 7.3993
LO20Fast | New | Lighting | Residential | Lighting | 0.01276 | 48.8441 | -29.9932 | Manufactured | 2017 - LEDThree-Way1440 to 2600 lumensANY | 0 | 0.0010195 | 0.0013573 | 0.0016508 | 0.001807 | 0.0019545 | 0.0021123 | 0.0022534 | 0.0023754 | 0.0024689 | 0.002532 | 0.0025887 | 0.0026387 | 0.0026778 | 0.0027069 | 0.0027275 | 0.0027427 | 0.0027563 | 0.0027674 | 0.0027758 | 0.043913 | 3.4947 | 2.7796 | 2.8082 | 2.2903 | 2.0855 | 2.1429 | 1.7686 | 2.0173 | 2.2214 | 3.2419 | 3.2726 | 3.5926 | NA | 1.8231 | 1.4012 | 1.3059 | 1.2811 | 1.2447 | 1.164 | 1.3279 | 1.2013 | 1.3923 | 1.3842 | 1.7433 | 1.8597 | 4.6895
LO20Fast | NR | Lighting | Residential | Lighting | 0.0050254 | 19.2363 | -15.06 | Single Family | 2016 - LEDDecorative and Mini-Base250 to 664 lumensANY | 1.1082 | 0 | 0 | 0 | 0 | 0 | 0 | 0 | 0 | 0 | 0 | 0 | 0 | 0 | 0 | 0 | 0 | 0 | 0 | 0 | 5.0098 | 1.3763 | 1.0947 | 1.106 | 0.902 | 0.82135 | 0.84396 | 0.69651 | 0.79447 | 0.87484 | 1.2767 | 1.2888 | 1.4149 | NA | 0.71801 | 0.55182 | 0.51432 | 0.50452 | 0.49018 | 0.45841 | 0.52296 | 0.47309 | 0.54834 | 0.54513 | 0.68655 | 0.7324 | 4.3154
LO20Fast | NR | Lighting | Residential | Lighting | 0.003786 | 14.492 | -3.5287 | Single Family | 2016 - LEDDecorative and Mini-Base665 to 1439 lumensANY | 0.22898 | 0 | 0 | 0 | 0 | 0 | 0 | 0 | 0 | 0 | 0 | 0 | 0 | 0 | 0 | 0 | 0 | 0 | 0 | 0 | 1.0352 | 1.0369 | 0.82469 | 0.8332 | 0.67954 | 0.61878 | 0.63581 | 0.52473 | 0.59853 | 0.65907 | 0.96186 | 0.97097 | 1.0659 | NA | 0.54093 | 0.41573 | 0.38747 | 0.38009 | 0.36929 | 0.34535 | 0.39398 | 0.35641 | 0.4131 | 0.41068 | 0.51723 | 0.55177 | 2.3589
LO20Fast | NR | Lighting | Residential | Lighting | 0.001875 | 7.1769 | 355.2229 | Single Family | 2016 - LEDDecorative and Mini-Base1440 to 2600 lumensANY | 0.0022278 | 0 | 0 | 0 | 0 | 0 | 0 | 0 | 0 | 0 | 0 | 0 | 0 | 0 | 0 | 0 | 0 | 0 | 0 | 0 | 0.010072 | 0.5135 | 0.40841 | 0.41263 | 0.33653 | 0.30644 | 0.31487 | 0.25986 | 0.29641 | 0.32639 | 0.47634 | 0.48085 | 0.52788 | NA | 0.26788 | 0.20588 | 0.19189 | 0.18823 | 0.18288 | 0.17103 | 0.19511 | 0.17651 | 0.20458 | 0.20338 | 0.25615 | 0.27325 | 0.42264
LO20Fast | NR | Lighting | Residential | Lighting | 0.00047955 | 1.8356 | 45.3547 | Single Family | 2016 - LEDGeneral Purpose and Dimmable250 to 664 lumensANY | 0.088304 | 0 | 0 | 0 | 0 | 0 | 0 | 0 | 0 | 0 | 0 | 0 | 0 | 0 | 0 | 0 | 0 | 0 | 0 | 0 | 0.3992 | 0.13134 | 0.10446 | 0.10554 | 0.086073 | 0.078377 | 0.080535 | 0.066464 | 0.075813 | 0.083481 | 0.12183 | 0.12299 | 0.13502 | NA | 0.068516 | 0.052658 | 0.049079 | 0.048144 | 0.046776 | 0.043744 | 0.049903 | 0.045145 | 0.052325 | 0.052019 | 0.065514 | 0.069889 | 1.5528
LO20Fast | NR | Lighting | Residential | Lighting | 0.0018717 | 7.1646 | 56.6118 | Single Family | 2016 - LEDGeneral Purpose and Dimmable665 to 1439 lumensANY | 2.6595 | 0 | 0 | 0 | 0 | 0 | 0 | 0 | 0 | 0 | 0 | 0 | 0 | 0 | 0 | 0 | 0 | 0 | 0 | 0 | 12.0232 | 0.51262 | 0.40771 | 0.41192 | 0.33595 | 0.30591 | 0.31433 | 0.25942 | 0.2959 | 0.32583 | 0.47553 | 0.48003 | 0.52697 | NA | 0.26742 | 0.20553 | 0.19156 | 0.18791 | 0.18257 | 0.17073 | 0.19477 | 0.1762 | 0.20423 | 0.20303 | 0.25571 | 0.27278 | 1.6633
LO20Fast | NR | Lighting | Residential | Lighting | 0.0034972 | 13.3867 | 91.0637 | Single Family | 2016 - LEDGeneral Purpose and Dimmable1440 to 2600 lumensANY | 0.49543 | 0 | 0 | 0 | 0 | 0 | 0 | 0 | 0 | 0 | 0 | 0 | 0 | 0 | 0 | 0 | 0 | 0 | 0 | 0 | 2.2398 | 0.9578 | 0.76179 | 0.76965 | 0.62771 | 0.57158 | 0.58732 | 0.48471 | 0.55288 | 0.6088 | 0.8885 | 0.89691 | 0.98463 | NA | 0.49967 | 0.38402 | 0.35792 | 0.3511 | 0.34112 | 0.31901 | 0.36393 | 0.32923 | 0.38159 | 0.37936 | 0.47777 | 0.50968 | 1.1752
LO20Fast | NR | Lighting | Residential | Lighting | 0.0037449 | 14.3345 | -37.3971 | Single Family | 2016 - LEDGlobe250 to 664 lumensANY | 0.45342 | 0 | 0 | 0 | 0 | 0 | 0 | 0 | 0 | 0 | 0 | 0 | 0 | 0 | 0 | 0 | 0 | 0 | 0 | 0 | 2.0498 | 1.0256 | 0.81573 | 0.82415 | 0.67215 | 0.61205 | 0.6289 | 0.51902 | 0.59203 | 0.65191 | 0.95141 | 0.96041 | 1.0543 | NA | 0.53505 | 0.41121 | 0.38326 | 0.37596 | 0.36528 | 0.3416 | 0.3897 | 0.35254 | 0.40861 | 0.40622 | 0.5116 | 0.54577 | 6.0745
LO20Fast | NR | Lighting | Residential | Lighting | 0.0025791 | 9.8724 | -94.9967 | Single Family | 2016 - LEDGlobe665 to 1439 lumensANY | 0.19042 | 0 | 0 | 0 | 0 | 0 | 0 | 0 | 0 | 0 | 0 | 0 | 0 | 0 | 0 | 0 | 0 | 0 | 0 | 0 | 0.86084 | 0.70636 | 0.5618 | 0.5676 | 0.46292 | 0.42153 | 0.43313 | 0.35746 | 0.40774 | 0.44898 | 0.65525 | 0.66145 | 0.72614 | NA | 0.36849 | 0.2832 | 0.26396 | 0.25893 | 0.25157 | 0.23526 | 0.26839 | 0.2428 | 0.28142 | 0.27977 | 0.35235 | 0.37588 | 6.4961
LO20Fast | NR | Lighting | Residential | Lighting | 0.0027904 | 10.6812 | -99.8783 | Single Family | 2016 - LEDGlobe1440 to 2600 lumensANY | 0.015524 | 0 | 0 | 0 | 0 | 0 | 0 | 0 | 0 | 0 | 0 | 0 | 0 | 0 | 0 | 0 | 0 | 0 | 0 | 0 | 0.070179 | 0.76423 | 0.60783 | 0.6141 | 0.50085 | 0.45607 | 0.46862 | 0.38675 | 0.44114 | 0.48576 | 0.70893 | 0.71564 | 0.78563 | NA | 0.39868 | 0.30641 | 0.28558 | 0.28014 | 0.27218 | 0.25454 | 0.29038 | 0.26269 | 0.30447 | 0.30269 | 0.38122 | 0.40667 | 2.8035
LO20Fast | NR | Lighting | Residential | Lighting | 0.0053229 | 20.3748 | -38.378 | Single Family | 2016 - LEDReflectors and Outdoor250 to 664 lumensANY | 0.205 | 0 | 0 | 0 | 0 | 0 | 0 | 0 | 0 | 0 | 0 | 0 | 0 | 0 | 0 | 0 | 0 | 0 | 0 | 0 | 0.92674 | 1.4578 | 1.1595 | 1.1714 | 0.95538 | 0.86996 | 0.89391 | 0.73773 | 0.84149 | 0.92661 | 1.3523 | 1.3651 | 1.4986 | NA | 0.7605 | 0.58448 | 0.54476 | 0.53438 | 0.5192 | 0.48554 | 0.55391 | 0.50109 | 0.58079 | 0.57739 | 0.72718 | 0.77575 | 3.2673
LO20Fast | NR | Lighting | Residential | Lighting | 0.0040588 | 15.5362 | -47.7259 | Single Family | 2016 - LEDReflectors and Outdoor665 to 1439 lumensANY | 1.5795 | 0 | 0 | 0 | 0 | 0 | 0 | 0 | 0 | 0 | 0 | 0 | 0 | 0 | 0 | 0 | 0 | 0 | 0 | 0 | 7.1406 | 1.1116 | 0.88411 | 0.89324 | 0.7285 | 0.66337 | 0.68162 | 0.56254 | 0.64166 | 0.70656 | 1.0312 | 1.0409 | 1.1427 | NA | 0.5799 | 0.44568 | 0.41539 | 0.40748 | 0.3959 | 0.37023 | 0.42237 | 0.38209 | 0.44287 | 0.44027 | 0.55449 | 0.59152 | 3.5735
LO20Fast | NR | Lighting | Residential | Lighting | 0.021729 | 83.1732 | -27.3345 | Single Family | 2016 - LEDReflectors and Outdoor1440 to 2600 lumensANY | 0.69488 | 0 | 0 | 0 | 0 | 0 | 0 | 0 | 0 | 0 | 0 | 0 | 0 | 0 | 0 | 0 | 0 | 0 | 0 | 0 | 3.1414 | 5.9509 | 4.7331 | 4.7819 | 3.9 | 3.5513 | 3.6491 | 3.0115 | 3.4351 | 3.7826 | 5.5204 | 5.5726 | 6.1176 | NA | 3.1045 | 2.386 | 2.2238 | 2.1814 | 2.1194 | 1.9821 | 2.2611 | 2.0455 | 2.3709 | 2.357 | 2.9685 | 3.1667 | 6.6756
LO20Fast | NR | Lighting | Residential | Lighting | 0.01265 | 48.4214 | -0.28395 | Single Family | 2016 - LEDThree-Way250 to 664 lumensANY | 0.0063478 | 0 | 0 | 0 | 0 | 0 | 0 | 0 | 0 | 0 | 0 | 0 | 0 | 0 | 0 | 0 | 0 | 0 | 0 | 0 | 0.028697 | 3.4645 | 2.7555 | 2.7839 | 2.2705 | 2.0675 | 2.1244 | 1.7532 | 1.9998 | 2.2021 | 3.2138 | 3.2442 | 3.5615 | NA | 1.8074 | 1.389 | 1.2946 | 1.27 | 1.2339 | 1.1539 | 1.3164 | 1.1909 | 1.3803 | 1.3722 | 1.7282 | 1.8436 | 4.1777
LO20Fast | NR | Lighting | Residential | Lighting | 0.013626 | 52.1577 | -8.9398 | Single Family | 2016 - LEDThree-Way665 to 1439 lumensANY | 0.0844 | 0 | 0 | 0 | 0 | 0 | 0 | 0 | 0 | 0 | 0 | 0 | 0 | 0 | 0 | 0 | 0 | 0 | 0 | 0 | 0.38155 | 3.7318 | 2.9681 | 2.9987 | 2.4457 | 2.227 | 2.2883 | 1.8885 | 2.1542 | 2.372 | 3.4618 | 3.4946 | 3.8363 | NA | 1.9468 | 1.4962 | 1.3945 | 1.368 | 1.3291 | 1.2429 | 1.418 | 1.2827 | 1.4868 | 1.4781 | 1.8615 | 1.9858 | 6.1149
LO20Fast | NR | Lighting | Residential | Lighting | 0.012193 | 46.6733 | -22.0119 | Single Family | 2016 - LEDThree-Way1440 to 2600 lumensANY | 0.29205 | 0 | 0 | 0 | 0 | 0 | 0 | 0 | 0 | 0 | 0 | 0 | 0 | 0 | 0 | 0 | 0 | 0 | 0 | 0 | 1.3203 | 3.3394 | 2.656 | 2.6834 | 2.1885 | 1.9929 | 2.0477 | 1.6899 | 1.9276 | 2.1226 | 3.0978 | 3.1271 | 3.433 | NA | 1.7421 | 1.3389 | 1.2479 | 1.2241 | 1.1893 | 1.1122 | 1.2689 | 1.1479 | 1.3304 | 1.3226 | 1.6658 | 1.777 | 3.7322
LO20Fast | NR | Lighting | Residential | Lighting | 0.0050254 | 19.2363 | -15.06 | Multifamily - Low Rise | 2016 - LEDDecorative and Mini-Base250 to 664 lumensANY | 0.089146 | 0 | 0 | 0 | 0 | 0 | 0 | 0 | 0 | 0 | 0 | 0 | 0 | 0 | 0 | 0 | 0 | 0 | 0 | 0 | 0.40301 | 1.3763 | 1.0947 | 1.106 | 0.902 | 0.82135 | 0.84396 | 0.69651 | 0.79447 | 0.87484 | 1.2767 | 1.2888 | 1.4149 | NA | 0.71801 | 0.55182 | 0.51432 | 0.50452 | 0.49018 | 0.45841 | 0.52296 | 0.47309 | 0.54834 | 0.54513 | 0.68655 | 0.7324 | 4.3154
LO20Fast | NR | Lighting | Residential | Lighting | 0.003786 | 14.492 | -3.5287 | Multifamily - Low Rise | 2016 - LEDDecorative and Mini-Base665 to 1439 lumensANY | 0.01842 | 0 | 0 | 0 | 0 | 0 | 0 | 0 | 0 | 0 | 0 | 0 | 0 | 0 | 0 | 0 | 0 | 0 | 0 | 0 | 0.083274 | 1.0369 | 0.82469 | 0.8332 | 0.67954 | 0.61878 | 0.63581 | 0.52473 | 0.59853 | 0.65907 | 0.96186 | 0.97097 | 1.0659 | NA | 0.54093 | 0.41573 | 0.38747 | 0.38009 | 0.36929 | 0.34535 | 0.39398 | 0.35641 | 0.4131 | 0.41068 | 0.51723 | 0.55177 | 2.3589
LO20Fast | NR | Lighting | Residential | Lighting | 0.001875 | 7.1769 | 355.2229 | Multifamily - Low Rise | 2016 - LEDDecorative and Mini-Base1440 to 2600 lumensANY | 0.00017922 | 0 | 0 | 0 | 0 | 0 | 0 | 0 | 0 | 0 | 0 | 0 | 0 | 0 | 0 | 0 | 0 | 0 | 0 | 0 | 0.00081022 | 0.5135 | 0.40841 | 0.41263 | 0.33653 | 0.30644 | 0.31487 | 0.25986 | 0.29641 | 0.32639 | 0.47634 | 0.48085 | 0.52788 | NA | 0.26788 | 0.20588 | 0.19189 | 0.18823 | 0.18288 | 0.17103 | 0.19511 | 0.17651 | 0.20458 | 0.20338 | 0.25615 | 0.27325 | 0.42264
LO20Fast | NR | Lighting | Residential | Lighting | 0.00047955 | 1.8356 | 45.3547 | Multifamily - Low Rise | 2016 - LEDGeneral Purpose and Dimmable250 to 664 lumensANY | 0.0071036 | 0 | 0 | 0 | 0 | 0 | 0 | 0 | 0 | 0 | 0 | 0 | 0 | 0 | 0 | 0 | 0 | 0 | 0 | 0 | 0.032114 | 0.13134 | 0.10446 | 0.10554 | 0.086073 | 0.078377 | 0.080535 | 0.066464 | 0.075813 | 0.083481 | 0.12183 | 0.12299 | 0.13502 | NA | 0.068516 | 0.052658 | 0.049079 | 0.048144 | 0.046776 | 0.043744 | 0.049903 | 0.045145 | 0.052325 | 0.052019 | 0.065514 | 0.069889 | 1.5528
LO20Fast | NR | Lighting | Residential | Lighting | 0.0018717 | 7.1646 | 56.6118 | Multifamily - Low Rise | 2016 - LEDGeneral Purpose and Dimmable665 to 1439 lumensANY | 0.21394 | 0 | 0 | 0 | 0 | 0 | 0 | 0 | 0 | 0 | 0 | 0 | 0 | 0 | 0 | 0 | 0 | 0 | 0 | 0 | 0.9672 | 0.51262 | 0.40771 | 0.41192 | 0.33595 | 0.30591 | 0.31433 | 0.25942 | 0.2959 | 0.32583 | 0.47553 | 0.48003 | 0.52697 | NA | 0.26742 | 0.20553 | 0.19156 | 0.18791 | 0.18257 | 0.17073 | 0.19477 | 0.1762 | 0.20423 | 0.20303 | 0.25571 | 0.27278 | 1.6633
LO20Fast | NR | Lighting | Residential | Lighting | 0.0034972 | 13.3867 | 91.0637 | Multifamily - Low Rise | 2016 - LEDGeneral Purpose and Dimmable1440 to 2600 lumensANY | 0.039855 | 0 | 0 | 0 | 0 | 0 | 0 | 0 | 0 | 0 | 0 | 0 | 0 | 0 | 0 | 0 | 0 | 0 | 0 | 0 | 0.18018 | 0.9578 | 0.76179 | 0.76965 | 0.62771 | 0.57158 | 0.58732 | 0.48471 | 0.55288 | 0.6088 | 0.8885 | 0.89691 | 0.98463 | NA | 0.49967 | 0.38402 | 0.35792 | 0.3511 | 0.34112 | 0.31901 | 0.36393 | 0.32923 | 0.38159 | 0.37936 | 0.47777 | 0.50968 | 1.1752
LO20Fast | NR | Lighting | Residential | Lighting | 0.0037449 | 14.3345 | -37.3971 | Multifamily - Low Rise | 2016 - LEDGlobe250 to 664 lumensANY | 0.036475 | 0 | 0 | 0 | 0 | 0 | 0 | 0 | 0 | 0 | 0 | 0 | 0 | 0 | 0 | 0 | 0 | 0 | 0 | 0 | 0.1649 | 1.0256 | 0.81573 | 0.82415 | 0.67215 | 0.61205 | 0.6289 | 0.51902 | 0.59203 | 0.65191 | 0.95141 | 0.96041 | 1.0543 | NA | 0.53505 | 0.41121 | 0.38326 | 0.37596 | 0.36528 | 0.3416 | 0.3897 | 0.35254 | 0.40861 | 0.40622 | 0.5116 | 0.54577 | 6.0745
LO20Fast | NR | Lighting | Residential | Lighting | 0.0025791 | 9.8724 | -94.9967 | Multifamily - Low Rise | 2016 - LEDGlobe665 to 1439 lumensANY | 0.015318 | 0 | 0 | 0 | 0 | 0 | 0 | 0 | 0 | 0 | 0 | 0 | 0 | 0 | 0 | 0 | 0 | 0 | 0 | 0 | 0.06925 | 0.70636 | 0.5618 | 0.5676 | 0.46292 | 0.42153 | 0.43313 | 0.35746 | 0.40774 | 0.44898 | 0.65525 | 0.66145 | 0.72614 | NA | 0.36849 | 0.2832 | 0.26396 | 0.25893 | 0.25157 | 0.23526 | 0.26839 | 0.2428 | 0.28142 | 0.27977 | 0.35235 | 0.37588 | 6.4961
LO20Fast | NR | Lighting | Residential | Lighting | 0.0027904 | 10.6812 | -99.8783 | Multifamily - Low Rise | 2016 - LEDGlobe1440 to 2600 lumensANY | 0.0012488 | 0 | 0 | 0 | 0 | 0 | 0 | 0 | 0 | 0 | 0 | 0 | 0 | 0 | 0 | 0 | 0 | 0 | 0 | 0 | 0.0056456 | 0.76423 | 0.60783 | 0.6141 | 0.50085 | 0.45607 | 0.46862 | 0.38675 | 0.44114 | 0.48576 | 0.70893 | 0.71564 | 0.78563 | NA | 0.39868 | 0.30641 | 0.28558 | 0.28014 | 0.27218 | 0.25454 | 0.29038 | 0.26269 | 0.30447 | 0.30269 | 0.38122 | 0.40667 | 2.8035
LO20Fast | NR | Lighting | Residential | Lighting | 0.0053229 | 20.3748 | -38.378 | Multifamily - Low Rise | 2016 - LEDReflectors and Outdoor250 to 664 lumensANY | 0.016491 | 0 | 0 | 0 | 0 | 0 | 0 | 0 | 0 | 0 | 0 | 0 | 0 | 0 | 0 | 0 | 0 | 0 | 0 | 0 | 0.074552 | 1.4578 | 1.1595 | 1.1714 | 0.95538 | 0.86996 | 0.89391 | 0.73773 | 0.84149 | 0.92661 | 1.3523 | 1.3651 | 1.4986 | NA | 0.7605 | 0.58448 | 0.54476 | 0.53438 | 0.5192 | 0.48554 | 0.55391 | 0.50109 | 0.58079 | 0.57739 | 0.72718 | 0.77575 | 3.2673
LO20Fast | NR | Lighting | Residential | Lighting | 0.0040588 | 15.5362 | -47.7259 | Multifamily - Low Rise | 2016 - LEDReflectors and Outdoor665 to 1439 lumensANY | 0.12706 | 0 | 0 | 0 | 0 | 0 | 0 | 0 | 0 | 0 | 0 | 0 | 0 | 0 | 0 | 0 | 0 | 0 | 0 | 0 | 0.57443 | 1.1116 | 0.88411 | 0.89324 | 0.7285 | 0.66337 | 0.68162 | 0.56254 | 0.64166 | 0.70656 | 1.0312 | 1.0409 | 1.1427 | NA | 0.5799 | 0.44568 | 0.41539 | 0.40748 | 0.3959 | 0.37023 | 0.42237 | 0.38209 | 0.44287 | 0.44027 | 0.55449 | 0.59152 | 3.5735
LO20Fast | NR | Lighting | Residential | Lighting | 0.021729 | 83.1732 | -27.3345 | Multifamily - Low Rise | 2016 - LEDReflectors and Outdoor1440 to 2600 lumensANY | 0.055899 | 0 | 0 | 0 | 0 | 0 | 0 | 0 | 0 | 0 | 0 | 0 | 0 | 0 | 0 | 0 | 0 | 0 | 0 | 0 | 0.25271 | 5.9509 | 4.7331 | 4.7819 | 3.9 | 3.5513 | 3.6491 | 3.0115 | 3.4351 | 3.7826 | 5.5204 | 5.5726 | 6.1176 | NA | 3.1045 | 2.386 | 2.2238 | 2.1814 | 2.1194 | 1.9821 | 2.2611 | 2.0455 | 2.3709 | 2.357 | 2.9685 | 3.1667 | 6.6756
LO20Fast | NR | Lighting | Residential | Lighting | 0.01265 | 48.4214 | -0.28395 | Multifamily - Low Rise | 2016 - LEDThree-Way250 to 664 lumensANY | 0.00051065 | 0 | 0 | 0 | 0 | 0 | 0 | 0 | 0 | 0 | 0 | 0 | 0 | 0 | 0 | 0 | 0 | 0 | 0 | 0 | 0.0023085 | 3.4645 | 2.7555 | 2.7839 | 2.2705 | 2.0675 | 2.1244 | 1.7532 | 1.9998 | 2.2021 | 3.2138 | 3.2442 | 3.5615 | NA | 1.8074 | 1.389 | 1.2946 | 1.27 | 1.2339 | 1.1539 | 1.3164 | 1.1909 | 1.3803 | 1.3722 | 1.7282 | 1.8436 | 4.1777
LO20Fast | NR | Lighting | Residential | Lighting | 0.013626 | 52.1577 | -8.9398 | Multifamily - Low Rise | 2016 - LEDThree-Way665 to 1439 lumensANY | 0.0067895 | 0 | 0 | 0 | 0 | 0 | 0 | 0 | 0 | 0 | 0 | 0 | 0 | 0 | 0 | 0 | 0 | 0 | 0 | 0 | 0.030694 | 3.7318 | 2.9681 | 2.9987 | 2.4457 | 2.227 | 2.2883 | 1.8885 | 2.1542 | 2.372 | 3.4618 | 3.4946 | 3.8363 | NA | 1.9468 | 1.4962 | 1.3945 | 1.368 | 1.3291 | 1.2429 | 1.418 | 1.2827 | 1.4868 | 1.4781 | 1.8615 | 1.9858 | 6.1149
LO20Fast | NR | Lighting | Residential | Lighting | 0.012193 | 46.6733 | -22.0119 | Multifamily - Low Rise | 2016 - LEDThree-Way1440 to 2600 lumensANY | 0.023494 | 0 | 0 | 0 | 0 | 0 | 0 | 0 | 0 | 0 | 0 | 0 | 0 | 0 | 0 | 0 | 0 | 0 | 0 | 0 | 0.10621 | 3.3394 | 2.656 | 2.6834 | 2.1885 | 1.9929 | 2.0477 | 1.6899 | 1.9276 | 2.1226 | 3.0978 | 3.1271 | 3.433 | NA | 1.7421 | 1.3389 | 1.2479 | 1.2241 | 1.1893 | 1.1122 | 1.2689 | 1.1479 | 1.3304 | 1.3226 | 1.6658 | 1.777 | 3.7322
LO20Fast | NR | Lighting | Residential | Lighting | 0.0050254 | 19.2363 | -15.06 | Multifamily - High Rise | 2016 - LEDDecorative and Mini-Base250 to 664 lumensANY | 0.020325 | 0 | 0 | 0 | 0 | 0 | 0 | 0 | 0 | 0 | 0 | 0 | 0 | 0 | 0 | 0 | 0 | 0 | 0 | 0 | 0.091885 | 1.3763 | 1.0947 | 1.106 | 0.902 | 0.82135 | 0.84396 | 0.69651 | 0.79447 | 0.87484 | 1.2767 | 1.2888 | 1.4149 | NA | 0.71801 | 0.55182 | 0.51432 | 0.50452 | 0.49018 | 0.45841 | 0.52296 | 0.47309 | 0.54834 | 0.54513 | 0.68655 | 0.7324 | 4.3154
LO20Fast | NR | Lighting | Residential | Lighting | 0.003786 | 14.492 | -3.5287 | Multifamily - High Rise | 2016 - LEDDecorative and Mini-Base665 to 1439 lumensANY | 0.0041997 | 0 | 0 | 0 | 0 | 0 | 0 | 0 | 0 | 0 | 0 | 0 | 0 | 0 | 0 | 0 | 0 | 0 | 0 | 0 | 0.018986 | 1.0369 | 0.82469 | 0.8332 | 0.67954 | 0.61878 | 0.63581 | 0.52473 | 0.59853 | 0.65907 | 0.96186 | 0.97097 | 1.0659 | NA | 0.54093 | 0.41573 | 0.38747 | 0.38009 | 0.36929 | 0.34535 | 0.39398 | 0.35641 | 0.4131 | 0.41068 | 0.51723 | 0.55177 | 2.3589
LO20Fast | NR | Lighting | Residential | Lighting | 0.001875 | 7.1769 | 355.2229 | Multifamily - High Rise | 2016 - LEDDecorative and Mini-Base1440 to 2600 lumensANY | 4.0861e-05 | 0 | 0 | 0 | 0 | 0 | 0 | 0 | 0 | 0 | 0 | 0 | 0 | 0 | 0 | 0 | 0 | 0 | 0 | 0 | 0.00018473 | 0.5135 | 0.40841 | 0.41263 | 0.33653 | 0.30644 | 0.31487 | 0.25986 | 0.29641 | 0.32639 | 0.47634 | 0.48085 | 0.52788 | NA | 0.26788 | 0.20588 | 0.19189 | 0.18823 | 0.18288 | 0.17103 | 0.19511 | 0.17651 | 0.20458 | 0.20338 | 0.25615 | 0.27325 | 0.42264
LO20Fast | NR | Lighting | Residential | Lighting | 0.00047955 | 1.8356 | 45.3547 | Multifamily - High Rise | 2016 - LEDGeneral Purpose and Dimmable250 to 664 lumensANY | 0.0016196 | 0 | 0 | 0 | 0 | 0 | 0 | 0 | 0 | 0 | 0 | 0 | 0 | 0 | 0 | 0 | 0 | 0 | 0 | 0 | 0.0073219 | 0.13134 | 0.10446 | 0.10554 | 0.086073 | 0.078377 | 0.080535 | 0.066464 | 0.075813 | 0.083481 | 0.12183 | 0.12299 | 0.13502 | NA | 0.068516 | 0.052658 | 0.049079 | 0.048144 | 0.046776 | 0.043744 | 0.049903 | 0.045145 | 0.052325 | 0.052019 | 0.065514 | 0.069889 | 1.5528
LO20Fast | NR | Lighting | Residential | Lighting | 0.0018717 | 7.1646 | 56.6118 | Multifamily - High Rise | 2016 - LEDGeneral Purpose and Dimmable665 to 1439 lumensANY | 0.048779 | 0 | 0 | 0 | 0 | 0 | 0 | 0 | 0 | 0 | 0 | 0 | 0 | 0 | 0 | 0 | 0 | 0 | 0 | 0 | 0.22052 | 0.51262 | 0.40771 | 0.41192 | 0.33595 | 0.30591 | 0.31433 | 0.25942 | 0.2959 | 0.32583 | 0.47553 | 0.48003 | 0.52697 | NA | 0.26742 | 0.20553 | 0.19156 | 0.18791 | 0.18257 | 0.17073 | 0.19477 | 0.1762 | 0.20423 | 0.20303 | 0.25571 | 0.27278 | 1.6633
LO20Fast | NR | Lighting | Residential | Lighting | 0.0034972 | 13.3867 | 91.0637 | Multifamily - High Rise | 2016 - LEDGeneral Purpose and Dimmable1440 to 2600 lumensANY | 0.0090868 | 0 | 0 | 0 | 0 | 0 | 0 | 0 | 0 | 0 | 0 | 0 | 0 | 0 | 0 | 0 | 0 | 0 | 0 | 0 | 0.04108 | 0.9578 | 0.76179 | 0.76965 | 0.62771 | 0.57158 | 0.58732 | 0.48471 | 0.55288 | 0.6088 | 0.8885 | 0.89691 | 0.98463 | NA | 0.49967 | 0.38402 | 0.35792 | 0.3511 | 0.34112 | 0.31901 | 0.36393 | 0.32923 | 0.38159 | 0.37936 | 0.47777 | 0.50968 | 1.1752
LO20Fast | NR | Lighting | Residential | Lighting | 0.0037449 | 14.3345 | -37.3971 | Multifamily - High Rise | 2016 - LEDGlobe250 to 664 lumensANY | 0.0083162 | 0 | 0 | 0 | 0 | 0 | 0 | 0 | 0 | 0 | 0 | 0 | 0 | 0 | 0 | 0 | 0 | 0 | 0 | 0 | 0.037596 | 1.0256 | 0.81573 | 0.82415 | 0.67215 | 0.61205 | 0.6289 | 0.51902 | 0.59203 | 0.65191 | 0.95141 | 0.96041 | 1.0543 | NA | 0.53505 | 0.41121 | 0.38326 | 0.37596 | 0.36528 | 0.3416 | 0.3897 | 0.35254 | 0.40861 | 0.40622 | 0.5116 | 0.54577 | 6.0745
LO20Fast | NR | Lighting | Residential | Lighting | 0.0025791 | 9.8724 | -94.9967 | Multifamily - High Rise | 2016 - LEDGlobe665 to 1439 lumensANY | 0.0034925 | 0 | 0 | 0 | 0 | 0 | 0 | 0 | 0 | 0 | 0 | 0 | 0 | 0 | 0 | 0 | 0 | 0 | 0 | 0 | 0.015789 | 0.70636 | 0.5618 | 0.5676 | 0.46292 | 0.42153 | 0.43313 | 0.35746 | 0.40774 | 0.44898 | 0.65525 | 0.66145 | 0.72614 | NA | 0.36849 | 0.2832 | 0.26396 | 0.25893 | 0.25157 | 0.23526 | 0.26839 | 0.2428 | 0.28142 | 0.27977 | 0.35235 | 0.37588 | 6.4961
LO20Fast | NR | Lighting | Residential | Lighting | 0.0027904 | 10.6812 | -99.8783 | Multifamily - High Rise | 2016 - LEDGlobe1440 to 2600 lumensANY | 0.00028472 | 0 | 0 | 0 | 0 | 0 | 0 | 0 | 0 | 0 | 0 | 0 | 0 | 0 | 0 | 0 | 0 | 0 | 0 | 0 | 0.0012872 | 0.76423 | 0.60783 | 0.6141 | 0.50085 | 0.45607 | 0.46862 | 0.38675 | 0.44114 | 0.48576 | 0.70893 | 0.71564 | 0.78563 | NA | 0.39868 | 0.30641 | 0.28558 | 0.28014 | 0.27218 | 0.25454 | 0.29038 | 0.26269 | 0.30447 | 0.30269 | 0.38122 | 0.40667 | 2.8035
LO20Fast | NR | Lighting | Residential | Lighting | 0.0053229 | 20.3748 | -38.378 | Multifamily - High Rise | 2016 - LEDReflectors and Outdoor250 to 664 lumensANY | 0.0037598 | 0 | 0 | 0 | 0 | 0 | 0 | 0 | 0 | 0 | 0 | 0 | 0 | 0 | 0 | 0 | 0 | 0 | 0 | 0 | 0.016998 | 1.4578 | 1.1595 | 1.1714 | 0.95538 | 0.86996 | 0.89391 | 0.73773 | 0.84149 | 0.92661 | 1.3523 | 1.3651 | 1.4986 | NA | 0.7605 | 0.58448 | 0.54476 | 0.53438 | 0.5192 | 0.48554 | 0.55391 | 0.50109 | 0.58079 | 0.57739 | 0.72718 | 0.77575 | 3.2673
LO20Fast | NR | Lighting | Residential | Lighting | 0.0040588 | 15.5362 | -47.7259 | Multifamily - High Rise | 2016 - LEDReflectors and Outdoor665 to 1439 lumensANY | 0.02897 | 0 | 0 | 0 | 0 | 0 | 0 | 0 | 0 | 0 | 0 | 0 | 0 | 0 | 0 | 0 | 0 | 0 | 0 | 0 | 0.13097 | 1.1116 | 0.88411 | 0.89324 | 0.7285 | 0.66337 | 0.68162 | 0.56254 | 0.64166 | 0.70656 | 1.0312 | 1.0409 | 1.1427 | NA | 0.5799 | 0.44568 | 0.41539 | 0.40748 | 0.3959 | 0.37023 | 0.42237 | 0.38209 | 0.44287 | 0.44027 | 0.55449 | 0.59152 | 3.5735
LO20Fast | NR | Lighting | Residential | Lighting | 0.021729 | 83.1732 | -27.3345 | Multifamily - High Rise | 2016 - LEDReflectors and Outdoor1440 to 2600 lumensANY | 0.012745 | 0 | 0 | 0 | 0 | 0 | 0 | 0 | 0 | 0 | 0 | 0 | 0 | 0 | 0 | 0 | 0 | 0 | 0 | 0 | 0.057617 | 5.9509 | 4.7331 | 4.7819 | 3.9 | 3.5513 | 3.6491 | 3.0115 | 3.4351 | 3.7826 | 5.5204 | 5.5726 | 6.1176 | NA | 3.1045 | 2.386 | 2.2238 | 2.1814 | 2.1194 | 1.9821 | 2.2611 | 2.0455 | 2.3709 | 2.357 | 2.9685 | 3.1667 | 6.6756
LO20Fast | NR | Lighting | Residential | Lighting | 0.01265 | 48.4214 | -0.28395 | Multifamily - High Rise | 2016 - LEDThree-Way250 to 664 lumensANY | 0.00011643 | 0 | 0 | 0 | 0 | 0 | 0 | 0 | 0 | 0 | 0 | 0 | 0 | 0 | 0 | 0 | 0 | 0 | 0 | 0 | 0.00052634 | 3.4645 | 2.7555 | 2.7839 | 2.2705 | 2.0675 | 2.1244 | 1.7532 | 1.9998 | 2.2021 | 3.2138 | 3.2442 | 3.5615 | NA | 1.8074 | 1.389 | 1.2946 | 1.27 | 1.2339 | 1.1539 | 1.3164 | 1.1909 | 1.3803 | 1.3722 | 1.7282 | 1.8436 | 4.1777
LO20Fast | NR | Lighting | Residential | Lighting | 0.013626 | 52.1577 | -8.9398 | Multifamily - High Rise | 2016 - LEDThree-Way665 to 1439 lumensANY | 0.001548 | 0 | 0 | 0 | 0 | 0 | 0 | 0 | 0 | 0 | 0 | 0 | 0 | 0 | 0 | 0 | 0 | 0 | 0 | 0 | 0.0069981 | 3.7318 | 2.9681 | 2.9987 | 2.4457 | 2.227 | 2.2883 | 1.8885 | 2.1542 | 2.372 | 3.4618 | 3.4946 | 3.8363 | NA | 1.9468 | 1.4962 | 1.3945 | 1.368 | 1.3291 | 1.2429 | 1.418 | 1.2827 | 1.4868 | 1.4781 | 1.8615 | 1.9858 | 6.1149
LO20Fast | NR | Lighting | Residential | Lighting | 0.012193 | 46.6733 | -22.0119 | Multifamily - High Rise | 2016 - LEDThree-Way1440 to 2600 lumensANY | 0.0053565 | 0 | 0 | 0 | 0 | 0 | 0 | 0 | 0 | 0 | 0 | 0 | 0 | 0 | 0 | 0 | 0 | 0 | 0 | 0 | 0.024216 | 3.3394 | 2.656 | 2.6834 | 2.1885 | 1.9929 | 2.0477 | 1.6899 | 1.9276 | 2.1226 | 3.0978 | 3.1271 | 3.433 | NA | 1.7421 | 1.3389 | 1.2479 | 1.2241 | 1.1893 | 1.1122 | 1.2689 | 1.1479 | 1.3304 | 1.3226 | 1.6658 | 1.777 | 3.7322
LO20Fast | NR | Lighting | Residential | Lighting | 0.0050254 | 19.2363 | -15.06 | Manufactured | 2016 - LEDDecorative and Mini-Base250 to 664 lumensANY | 0.082579 | 0 | 0 | 0 | 0 | 0 | 0 | 0 | 0 | 0 | 0 | 0 | 0 | 0 | 0 | 0 | 0 | 0 | 0 | 0 | 0.37332 | 1.3763 | 1.0947 | 1.106 | 0.902 | 0.82135 | 0.84396 | 0.69651 | 0.79447 | 0.87484 | 1.2767 | 1.2888 | 1.4149 | NA | 0.71801 | 0.55182 | 0.51432 | 0.50452 | 0.49018 | 0.45841 | 0.52296 | 0.47309 | 0.54834 | 0.54513 | 0.68655 | 0.7324 | 4.3154
LO20Fast | NR | Lighting | Residential | Lighting | 0.003786 | 14.492 | -3.5287 | Manufactured | 2016 - LEDDecorative and Mini-Base665 to 1439 lumensANY | 0.017063 | 0 | 0 | 0 | 0 | 0 | 0 | 0 | 0 | 0 | 0 | 0 | 0 | 0 | 0 | 0 | 0 | 0 | 0 | 0 | 0.077139 | 1.0369 | 0.82469 | 0.8332 | 0.67954 | 0.61878 | 0.63581 | 0.52473 | 0.59853 | 0.65907 | 0.96186 | 0.97097 | 1.0659 | NA | 0.54093 | 0.41573 | 0.38747 | 0.38009 | 0.36929 | 0.34535 | 0.39398 | 0.35641 | 0.4131 | 0.41068 | 0.51723 | 0.55177 | 2.3589
LO20Fast | NR | Lighting | Residential | Lighting | 0.001875 | 7.1769 | 355.2229 | Manufactured | 2016 - LEDDecorative and Mini-Base1440 to 2600 lumensANY | 0.00016602 | 0 | 0 | 0 | 0 | 0 | 0 | 0 | 0 | 0 | 0 | 0 | 0 | 0 | 0 | 0 | 0 | 0 | 0 | 0 | 0.00075053 | 0.5135 | 0.40841 | 0.41263 | 0.33653 | 0.30644 | 0.31487 | 0.25986 | 0.29641 | 0.32639 | 0.47634 | 0.48085 | 0.52788 | NA | 0.26788 | 0.20588 | 0.19189 | 0.18823 | 0.18288 | 0.17103 | 0.19511 | 0.17651 | 0.20458 | 0.20338 | 0.25615 | 0.27325 | 0.42264
LO20Fast | NR | Lighting | Residential | Lighting | 0.00047955 | 1.8356 | 45.3547 | Manufactured | 2016 - LEDGeneral Purpose and Dimmable250 to 664 lumensANY | 0.0065803 | 0 | 0 | 0 | 0 | 0 | 0 | 0 | 0 | 0 | 0 | 0 | 0 | 0 | 0 | 0 | 0 | 0 | 0 | 0 | 0.029748 | 0.13134 | 0.10446 | 0.10554 | 0.086073 | 0.078377 | 0.080535 | 0.066464 | 0.075813 | 0.083481 | 0.12183 | 0.12299 | 0.13502 | NA | 0.068516 | 0.052658 | 0.049079 | 0.048144 | 0.046776 | 0.043744 | 0.049903 | 0.045145 | 0.052325 | 0.052019 | 0.065514 | 0.069889 | 1.5528
LO20Fast | NR | Lighting | Residential | Lighting | 0.0018717 | 7.1646 | 56.6118 | Manufactured | 2016 - LEDGeneral Purpose and Dimmable665 to 1439 lumensANY | 0.19818 | 0 | 0 | 0 | 0 | 0 | 0 | 0 | 0 | 0 | 0 | 0 | 0 | 0 | 0 | 0 | 0 | 0 | 0 | 0 | 0.89595 | 0.51262 | 0.40771 | 0.41192 | 0.33595 | 0.30591 | 0.31433 | 0.25942 | 0.2959 | 0.32583 | 0.47553 | 0.48003 | 0.52697 | NA | 0.26742 | 0.20553 | 0.19156 | 0.18791 | 0.18257 | 0.17073 | 0.19477 | 0.1762 | 0.20423 | 0.20303 | 0.25571 | 0.27278 | 1.6633
LO20Fast | NR | Lighting | Residential | Lighting | 0.0034972 | 13.3867 | 91.0637 | Manufactured | 2016 - LEDGeneral Purpose and Dimmable1440 to 2600 lumensANY | 0.036919 | 0 | 0 | 0 | 0 | 0 | 0 | 0 | 0 | 0 | 0 | 0 | 0 | 0 | 0 | 0 | 0 | 0 | 0 | 0 | 0.1669 | 0.9578 | 0.76179 | 0.76965 | 0.62771 | 0.57158 | 0.58732 | 0.48471 | 0.55288 | 0.6088 | 0.8885 | 0.89691 | 0.98463 | NA | 0.49967 | 0.38402 | 0.35792 | 0.3511 | 0.34112 | 0.31901 | 0.36393 | 0.32923 | 0.38159 | 0.37936 | 0.47777 | 0.50968 | 1.1752
LO20Fast | NR | Lighting | Residential | Lighting | 0.0037449 | 14.3345 | -37.3971 | Manufactured | 2016 - LEDGlobe250 to 664 lumensANY | 0.033788 | 0 | 0 | 0 | 0 | 0 | 0 | 0 | 0 | 0 | 0 | 0 | 0 | 0 | 0 | 0 | 0 | 0 | 0 | 0 | 0.15275 | 1.0256 | 0.81573 | 0.82415 | 0.67215 | 0.61205 | 0.6289 | 0.51902 | 0.59203 | 0.65191 | 0.95141 | 0.96041 | 1.0543 | NA | 0.53505 | 0.41121 | 0.38326 | 0.37596 | 0.36528 | 0.3416 | 0.3897 | 0.35254 | 0.40861 | 0.40622 | 0.5116 | 0.54577 | 6.0745
LO20Fast | NR | Lighting | Residential | Lighting | 0.0025791 | 9.8724 | -94.9967 | Manufactured | 2016 - LEDGlobe665 to 1439 lumensANY | 0.01419 | 0 | 0 | 0 | 0 | 0 | 0 | 0 | 0 | 0 | 0 | 0 | 0 | 0 | 0 | 0 | 0 | 0 | 0 | 0 | 0.064149 | 0.70636 | 0.5618 | 0.5676 | 0.46292 | 0.42153 | 0.43313 | 0.35746 | 0.40774 | 0.44898 | 0.65525 | 0.66145 | 0.72614 | NA | 0.36849 | 0.2832 | 0.26396 | 0.25893 | 0.25157 | 0.23526 | 0.26839 | 0.2428 | 0.28142 | 0.27977 | 0.35235 | 0.37588 | 6.4961
LO20Fast | NR | Lighting | Residential | Lighting | 0.0027904 | 10.6812 | -99.8783 | Manufactured | 2016 - LEDGlobe1440 to 2600 lumensANY | 0.0011568 | 0 | 0 | 0 | 0 | 0 | 0 | 0 | 0 | 0 | 0 | 0 | 0 | 0 | 0 | 0 | 0 | 0 | 0 | 0 | 0.0052297 | 0.76423 | 0.60783 | 0.6141 | 0.50085 | 0.45607 | 0.46862 | 0.38675 | 0.44114 | 0.48576 | 0.70893 | 0.71564 | 0.78563 | NA | 0.39868 | 0.30641 | 0.28558 | 0.28014 | 0.27218 | 0.25454 | 0.29038 | 0.26269 | 0.30447 | 0.30269 | 0.38122 | 0.40667 | 2.8035
LO20Fast | NR | Lighting | Residential | Lighting | 0.0053229 | 20.3748 | -38.378 | Manufactured | 2016 - LEDReflectors and Outdoor250 to 664 lumensANY | 0.015276 | 0 | 0 | 0 | 0 | 0 | 0 | 0 | 0 | 0 | 0 | 0 | 0 | 0 | 0 | 0 | 0 | 0 | 0 | 0 | 0.06906 | 1.4578 | 1.1595 | 1.1714 | 0.95538 | 0.86996 | 0.89391 | 0.73773 | 0.84149 | 0.92661 | 1.3523 | 1.3651 | 1.4986 | NA | 0.7605 | 0.58448 | 0.54476 | 0.53438 | 0.5192 | 0.48554 | 0.55391 | 0.50109 | 0.58079 | 0.57739 | 0.72718 | 0.77575 | 3.2673
LO20Fast | NR | Lighting | Residential | Lighting | 0.0040588 | 15.5362 | -47.7259 | Manufactured | 2016 - LEDReflectors and Outdoor665 to 1439 lumensANY | 0.1177 | 0 | 0 | 0 | 0 | 0 | 0 | 0 | 0 | 0 | 0 | 0 | 0 | 0 | 0 | 0 | 0 | 0 | 0 | 0 | 0.53211 | 1.1116 | 0.88411 | 0.89324 | 0.7285 | 0.66337 | 0.68162 | 0.56254 | 0.64166 | 0.70656 | 1.0312 | 1.0409 | 1.1427 | NA | 0.5799 | 0.44568 | 0.41539 | 0.40748 | 0.3959 | 0.37023 | 0.42237 | 0.38209 | 0.44287 | 0.44027 | 0.55449 | 0.59152 | 3.5735
LO20Fast | NR | Lighting | Residential | Lighting | 0.021729 | 83.1732 | -27.3345 | Manufactured | 2016 - LEDReflectors and Outdoor1440 to 2600 lumensANY | 0.051781 | 0 | 0 | 0 | 0 | 0 | 0 | 0 | 0 | 0 | 0 | 0 | 0 | 0 | 0 | 0 | 0 | 0 | 0 | 0 | 0.23409 | 5.9509 | 4.7331 | 4.7819 | 3.9 | 3.5513 | 3.6491 | 3.0115 | 3.4351 | 3.7826 | 5.5204 | 5.5726 | 6.1176 | NA | 3.1045 | 2.386 | 2.2238 | 2.1814 | 2.1194 | 1.9821 | 2.2611 | 2.0455 | 2.3709 | 2.357 | 2.9685 | 3.1667 | 6.6756
LO20Fast | NR | Lighting | Residential | Lighting | 0.01265 | 48.4214 | -0.28395 | Manufactured | 2016 - LEDThree-Way250 to 664 lumensANY | 0.00047303 | 0 | 0 | 0 | 0 | 0 | 0 | 0 | 0 | 0 | 0 | 0 | 0 | 0 | 0 | 0 | 0 | 0 | 0 | 0 | 0.0021385 | 3.4645 | 2.7555 | 2.7839 | 2.2705 | 2.0675 | 2.1244 | 1.7532 | 1.9998 | 2.2021 | 3.2138 | 3.2442 | 3.5615 | NA | 1.8074 | 1.389 | 1.2946 | 1.27 | 1.2339 | 1.1539 | 1.3164 | 1.1909 | 1.3803 | 1.3722 | 1.7282 | 1.8436 | 4.1777
LO20Fast | NR | Lighting | Residential | Lighting | 0.013626 | 52.1577 | -8.9398 | Manufactured | 2016 - LEDThree-Way665 to 1439 lumensANY | 0.0062893 | 0 | 0 | 0 | 0 | 0 | 0 | 0 | 0 | 0 | 0 | 0 | 0 | 0 | 0 | 0 | 0 | 0 | 0 | 0 | 0.028433 | 3.7318 | 2.9681 | 2.9987 | 2.4457 | 2.227 | 2.2883 | 1.8885 | 2.1542 | 2.372 | 3.4618 | 3.4946 | 3.8363 | NA | 1.9468 | 1.4962 | 1.3945 | 1.368 | 1.3291 | 1.2429 | 1.418 | 1.2827 | 1.4868 | 1.4781 | 1.8615 | 1.9858 | 6.1149
LO20Fast | NR | Lighting | Residential | Lighting | 0.012193 | 46.6733 | -22.0119 | Manufactured | 2016 - LEDThree-Way1440 to 2600 lumensANY | 0.021763 | 0 | 0 | 0 | 0 | 0 | 0 | 0 | 0 | 0 | 0 | 0 | 0 | 0 | 0 | 0 | 0 | 0 | 0 | 0 | 0.098386 | 3.3394 | 2.656 | 2.6834 | 2.1885 | 1.9929 | 2.0477 | 1.6899 | 1.9276 | 2.1226 | 3.0978 | 3.1271 | 3.433 | NA | 1.7421 | 1.3389 | 1.2479 | 1.2241 | 1.1893 | 1.1122 | 1.2689 | 1.1479 | 1.3304 | 1.3226 | 1.6658 | 1.777 | 3.7322
LO20Fast | NR | Lighting | Residential | Lighting | 0.0052592 | 20.131 | -21.2628 | Single Family | 2017 - LEDDecorative and Mini-Base250 to 664 lumensANY | 0 | 1.9681 | 2.5238 | 2.9533 | 3.3271 | 3.6481 | 3.9206 | 4.1497 | 4.864 | 4.934 | 4.9964 | 5.0467 | 5.079 | 5.0921 | 5.1009 | 5.107 | 5.1066 | 5.1065 | 5.1015 | 5.0925 | 43.59 | 1.4403 | 1.1456 | 1.1574 | 0.94395 | 0.85955 | 0.88321 | 0.7289 | 0.83143 | 0.91553 | 1.3361 | 1.3488 | 1.4807 | NA | 0.7514 | 0.57749 | 0.53824 | 0.52799 | 0.51298 | 0.47973 | 0.54728 | 0.49509 | 0.57384 | 0.57048 | 0.71848 | 0.76647 | 5.3917
LO20Fast | NR | Lighting | Residential | Lighting | 0.0039621 | 15.1661 | -19.793 | Single Family | 2017 - LEDDecorative and Mini-Base665 to 1439 lumensANY | 0 | 0.40666 | 0.52149 | 0.61024 | 0.68747 | 0.75379 | 0.8101 | 0.85744 | 1.005 | 1.0195 | 1.0324 | 1.0428 | 1.0495 | 1.0522 | 1.054 | 1.0553 | 1.0552 | 1.0551 | 1.0541 | 1.0523 | 9.0069 | 1.0851 | 0.86305 | 0.87196 | 0.71114 | 0.64756 | 0.66538 | 0.54913 | 0.62637 | 0.68973 | 1.0066 | 1.0161 | 1.1155 | NA | 0.56608 | 0.43506 | 0.40549 | 0.39777 | 0.38647 | 0.36141 | 0.4123 | 0.37299 | 0.43232 | 0.42978 | 0.54128 | 0.57743 | 3.0195
LO20Fast | NR | Lighting | Residential | Lighting | 0.0019622 | 7.5107 | 253.6686 | Single Family | 2017 - LEDDecorative and Mini-Base1440 to 2600 lumensANY | 0 | 0.0039566 | 0.0050738 | 0.0059373 | 0.0066888 | 0.007334 | 0.0078819 | 0.0083425 | 0.0097785 | 0.0099193 | 0.010045 | 0.010146 | 0.010211 | 0.010237 | 0.010255 | 0.010267 | 0.010266 | 0.010266 | 0.010256 | 0.010238 | 0.087633 | 0.53738 | 0.42741 | 0.43182 | 0.35218 | 0.32069 | 0.32952 | 0.27195 | 0.3102 | 0.34157 | 0.4985 | 0.50322 | 0.55243 | NA | 0.28034 | 0.21546 | 0.20081 | 0.19699 | 0.19139 | 0.17898 | 0.20418 | 0.18472 | 0.2141 | 0.21284 | 0.26806 | 0.28596 | 0.55285
LO20Fast | NR | Lighting | Residential | Lighting | 0.00050186 | 1.921 | 19.8793 | Single Family | 2017 - LEDGeneral Purpose and Dimmable250 to 664 lumensANY | 0 | 0.15683 | 0.20111 | 0.23533 | 0.26512 | 0.29069 | 0.31241 | 0.33066 | 0.38758 | 0.39316 | 0.39813 | 0.40214 | 0.40472 | 0.40576 | 0.40646 | 0.40695 | 0.40692 | 0.40691 | 0.40651 | 0.40579 | 3.4735 | 0.13745 | 0.10932 | 0.11045 | 0.090077 | 0.082023 | 0.08428 | 0.069556 | 0.079339 | 0.087364 | 0.1275 | 0.12871 | 0.1413 | NA | 0.071703 | 0.055107 | 0.051362 | 0.050383 | 0.048951 | 0.045778 | 0.052224 | 0.047244 | 0.054759 | 0.054438 | 0.068561 | 0.07314 | 2.0054
LO20Fast | NR | Lighting | Residential | Lighting | 0.0019588 | 7.4978 | 38.0475 | Single Family | 2017 - LEDGeneral Purpose and Dimmable665 to 1439 lumensANY | 0 | 4.7233 | 6.0569 | 7.0878 | 7.9848 | 8.7551 | 9.4091 | 9.9589 | 11.6732 | 11.8413 | 11.991 | 12.1117 | 12.1892 | 12.2206 | 12.2417 | 12.2566 | 12.2555 | 12.2552 | 12.2432 | 12.2216 | 104.6131 | 0.53646 | 0.42667 | 0.43108 | 0.35158 | 0.32014 | 0.32895 | 0.27148 | 0.30967 | 0.34099 | 0.49764 | 0.50235 | 0.55148 | NA | 0.27986 | 0.21509 | 0.20047 | 0.19665 | 0.19106 | 0.17868 | 0.20383 | 0.1844 | 0.21373 | 0.21248 | 0.2676 | 0.28547 | 2.1592
LO20Fast | NR | Lighting | Residential | Lighting | 0.0036599 | 14.0093 | 64.3728 | Single Family | 2017 - LEDGeneral Purpose and Dimmable1440 to 2600 lumensANY | 0 | 0.87989 | 1.1283 | 1.3204 | 1.4875 | 1.631 | 1.7528 | 1.8552 | 2.1746 | 2.2059 | 2.2338 | 2.2563 | 2.2707 | 2.2765 | 2.2805 | 2.2832 | 2.283 | 2.283 | 2.2808 | 2.2767 | 19.4881 | 1.0023 | 0.79722 | 0.80545 | 0.6569 | 0.59817 | 0.61463 | 0.50725 | 0.5786 | 0.63712 | 0.92982 | 0.93862 | 1.0304 | NA | 0.52291 | 0.40188 | 0.37457 | 0.36743 | 0.35699 | 0.33385 | 0.38086 | 0.34454 | 0.39934 | 0.397 | 0.5 | 0.53339 | 1.5387
LO20Fast | NR | Lighting | Residential | Lighting | 0.003919 | 15.0012 | -40.7232 | Single Family | 2017 - LEDGlobe250 to 664 lumensANY | 0 | 0.80526 | 1.0326 | 1.2084 | 1.3613 | 1.4926 | 1.6041 | 1.6979 | 1.9901 | 2.0188 | 2.0443 | 2.0649 | 2.0781 | 2.0835 | 2.0871 | 2.0896 | 2.0894 | 2.0894 | 2.0873 | 2.0836 | 17.8353 | 1.0733 | 0.85367 | 0.86248 | 0.70341 | 0.64052 | 0.65815 | 0.54316 | 0.61956 | 0.68223 | 0.99566 | 1.0051 | 1.1034 | NA | 0.55993 | 0.43033 | 0.40109 | 0.39345 | 0.38227 | 0.35749 | 0.40782 | 0.36893 | 0.42762 | 0.42511 | 0.5354 | 0.57115 | 7.4252
LO20Fast | NR | Lighting | Residential | Lighting | 0.0026991 | 10.3316 | -97.4833 | Single Family | 2017 - LEDGlobe665 to 1439 lumensANY | 0 | 0.33818 | 0.43367 | 0.50747 | 0.5717 | 0.62685 | 0.67367 | 0.71304 | 0.83578 | 0.84781 | 0.85853 | 0.86718 | 0.87273 | 0.87498 | 0.87649 | 0.87755 | 0.87747 | 0.87745 | 0.87659 | 0.87505 | 7.4901 | 0.73921 | 0.58793 | 0.594 | 0.48445 | 0.44114 | 0.45328 | 0.37409 | 0.4267 | 0.46986 | 0.68572 | 0.69222 | 0.75992 | NA | 0.38563 | 0.29638 | 0.27623 | 0.27097 | 0.26327 | 0.24621 | 0.28087 | 0.25409 | 0.29451 | 0.29278 | 0.36874 | 0.39336 | 8.0046
LO20Fast | NR | Lighting | Residential | Lighting | 0.0029202 | 11.178 | -118.6674 | Single Family | 2017 - LEDGlobe1440 to 2600 lumensANY | 0 | 0.02757 | 0.035354 | 0.041371 | 0.046607 | 0.051103 | 0.054921 | 0.05813 | 0.068136 | 0.069117 | 0.069991 | 0.070696 | 0.071148 | 0.071332 | 0.071455 | 0.071542 | 0.071535 | 0.071533 | 0.071464 | 0.071338 | 0.61063 | 0.79977 | 0.6361 | 0.64267 | 0.52414 | 0.47728 | 0.49041 | 0.40473 | 0.46166 | 0.50836 | 0.7419 | 0.74893 | 0.82217 | NA | 0.41723 | 0.32066 | 0.29887 | 0.29317 | 0.28484 | 0.26638 | 0.30388 | 0.27491 | 0.31863 | 0.31677 | 0.39895 | 0.42559 | 3.5761
LO20Fast | NR | Lighting | Residential | Lighting | 0.0055705 | 21.3225 | -49.2564 | Single Family | 2017 - LEDReflectors and Outdoor250 to 664 lumensANY | 0 | 0.36407 | 0.46687 | 0.54632 | 0.61547 | 0.67484 | 0.72525 | 0.76763 | 0.89976 | 0.91272 | 0.92426 | 0.93357 | 0.93954 | 0.94196 | 0.94359 | 0.94473 | 0.94465 | 0.94463 | 0.9437 | 0.94204 | 8.0636 | 1.5256 | 1.2134 | 1.2259 | 0.99982 | 0.91043 | 0.93548 | 0.77204 | 0.88063 | 0.96971 | 1.4152 | 1.4286 | 1.5683 | NA | 0.79588 | 0.61167 | 0.5701 | 0.55924 | 0.54334 | 0.50812 | 0.57967 | 0.5244 | 0.60781 | 0.60424 | 0.76101 | 0.81183 | 4.1407
LO20Fast | NR | Lighting | Residential | Lighting | 0.0042476 | 16.2588 | -57.5585 | Single Family | 2017 - LEDReflectors and Outdoor665 to 1439 lumensANY | 0 | 2.8052 | 3.5972 | 4.2094 | 4.7422 | 5.1997 | 5.5881 | 5.9146 | 6.9327 | 7.0326 | 7.1215 | 7.1932 | 7.2392 | 7.2579 | 7.2704 | 7.2792 | 7.2786 | 7.2784 | 7.2713 | 7.2585 | 62.1301 | 1.1633 | 0.92524 | 0.93478 | 0.76238 | 0.69422 | 0.71333 | 0.5887 | 0.6715 | 0.73943 | 1.0791 | 1.0893 | 1.1959 | NA | 0.60687 | 0.46641 | 0.43471 | 0.42643 | 0.41431 | 0.38745 | 0.44201 | 0.39986 | 0.46347 | 0.46075 | 0.58028 | 0.61904 | 4.5384
LO20Fast | NR | Lighting | Residential | Lighting | 0.02274 | 87.0418 | -31.3422 | Single Family | 2017 - LEDReflectors and Outdoor1440 to 2600 lumensANY | 0 | 1.2341 | 1.5826 | 1.8519 | 2.0863 | 2.2875 | 2.4584 | 2.6021 | 3.05 | 3.0939 | 3.133 | 3.1645 | 3.1848 | 3.193 | 3.1985 | 3.2024 | 3.2021 | 3.202 | 3.1989 | 3.1933 | 27.3333 | 6.2277 | 4.9533 | 5.0044 | 4.0814 | 3.7165 | 3.8188 | 3.1516 | 3.5949 | 3.9585 | 5.7771 | 5.8318 | 6.4022 | NA | 3.2489 | 2.4969 | 2.3272 | 2.2829 | 2.218 | 2.0742 | 2.3663 | 2.1407 | 2.4812 | 2.4666 | 3.1066 | 3.314 | 8.6016
LO20Fast | NR | Lighting | Residential | Lighting | 0.013238 | 50.6736 | -6.4267 | Single Family | 2017 - LEDThree-Way250 to 664 lumensANY | 0 | 0.011274 | 0.014457 | 0.016917 | 0.019058 | 0.020897 | 0.022458 | 0.02377 | 0.027862 | 0.028263 | 0.02862 | 0.028909 | 0.029094 | 0.029169 | 0.029219 | 0.029254 | 0.029252 | 0.029251 | 0.029222 | 0.029171 | 0.24969 | 3.6256 | 2.8837 | 2.9134 | 2.3761 | 2.1637 | 2.2232 | 1.8348 | 2.0929 | 2.3046 | 3.3633 | 3.3951 | 3.7272 | NA | 1.8914 | 1.4537 | 1.3549 | 1.329 | 1.2913 | 1.2076 | 1.3776 | 1.2462 | 1.4445 | 1.436 | 1.8086 | 1.9293 | 5.1991
LO20Fast | NR | Lighting | Residential | Lighting | 0.01426 | 54.5836 | -12.3343 | Single Family | 2017 - LEDThree-Way665 to 1439 lumensANY | 0 | 0.14989 | 0.19222 | 0.22493 | 0.2534 | 0.27784 | 0.2986 | 0.31605 | 0.37045 | 0.37578 | 0.38053 | 0.38436 | 0.38682 | 0.38782 | 0.38849 | 0.38896 | 0.38893 | 0.38892 | 0.38854 | 0.38785 | 3.3199 | 3.9054 | 3.1062 | 3.1382 | 2.5595 | 2.3306 | 2.3948 | 1.9764 | 2.2543 | 2.4824 | 3.6228 | 3.6571 | 4.0148 | NA | 2.0374 | 1.5658 | 1.4594 | 1.4316 | 1.3909 | 1.3008 | 1.4839 | 1.3424 | 1.5559 | 1.5468 | 1.9481 | 2.0782 | 7.3993
LO20Fast | NR | Lighting | Residential | Lighting | 0.01276 | 48.8441 | -29.9932 | Single Family | 2017 - LEDThree-Way1440 to 2600 lumensANY | 0 | 0.51867 | 0.66512 | 0.77832 | 0.87683 | 0.96141 | 1.0332 | 1.0936 | 1.2819 | 1.3003 | 1.3168 | 1.33 | 1.3385 | 1.342 | 1.3443 | 1.3459 | 1.3458 | 1.3458 | 1.3444 | 1.3421 | 11.4878 | 3.4947 | 2.7796 | 2.8082 | 2.2903 | 2.0855 | 2.1429 | 1.7686 | 2.0173 | 2.2214 | 3.2419 | 3.2726 | 3.5926 | NA | 1.8231 | 1.4012 | 1.3059 | 1.2811 | 1.2447 | 1.164 | 1.3279 | 1.2013 | 1.3923 | 1.3842 | 1.7433 | 1.8597 | 4.6895
LO20Fast | NR | Lighting | Residential | Lighting | 0.0052592 | 20.131 | -21.2628 | Multifamily - Low Rise | 2017 - LEDDecorative and Mini-Base250 to 664 lumensANY | 0 | 0.15832 | 0.20303 | 0.23758 | 0.26765 | 0.29347 | 0.31539 | 0.33382 | 0.40724 | 0.41182 | 0.41647 | 0.41867 | 0.41858 | 0.41848 | 0.4185 | 0.41864 | 0.41847 | 0.41804 | 0.41701 | 0.41593 | 3.6371 | 1.4403 | 1.1456 | 1.1574 | 0.94395 | 0.85955 | 0.88321 | 0.7289 | 0.83143 | 0.91553 | 1.3361 | 1.3488 | 1.4807 | NA | 0.7514 | 0.57749 | 0.53824 | 0.52799 | 0.51298 | 0.47973 | 0.54728 | 0.49509 | 0.57384 | 0.57048 | 0.71848 | 0.76647 | 5.3917
LO20Fast | NR | Lighting | Residential | Lighting | 0.0039621 | 15.1661 | -19.793 | Multifamily - Low Rise | 2017 - LEDDecorative and Mini-Base665 to 1439 lumensANY | 0 | 0.032714 | 0.041951 | 0.049091 | 0.055304 | 0.060639 | 0.065168 | 0.068977 | 0.084146 | 0.085093 | 0.086055 | 0.086509 | 0.086491 | 0.08647 | 0.086474 | 0.086504 | 0.086468 | 0.08638 | 0.086165 | 0.085942 | 0.75152 | 1.0851 | 0.86305 | 0.87196 | 0.71114 | 0.64756 | 0.66538 | 0.54913 | 0.62637 | 0.68973 | 1.0066 | 1.0161 | 1.1155 | NA | 0.56608 | 0.43506 | 0.40549 | 0.39777 | 0.38647 | 0.36141 | 0.4123 | 0.37299 | 0.43232 | 0.42978 | 0.54128 | 0.57743 | 3.0195
LO20Fast | NR | Lighting | Residential | Lighting | 0.0019622 | 7.5107 | 253.6686 | Multifamily - Low Rise | 2017 - LEDDecorative and Mini-Base1440 to 2600 lumensANY | 0 | 0.00031829 | 0.00040816 | 0.00047763 | 0.00053808 | 0.00058999 | 0.00063406 | 0.00067111 | 0.0008187 | 0.00082792 | 0.00083728 | 0.00084169 | 0.00084152 | 0.00084131 | 0.00084135 | 0.00084164 | 0.00084129 | 0.00084044 | 0.00083835 | 0.00083618 | 0.007312 | 0.53738 | 0.42741 | 0.43182 | 0.35218 | 0.32069 | 0.32952 | 0.27195 | 0.3102 | 0.34157 | 0.4985 | 0.50322 | 0.55243 | NA | 0.28034 | 0.21546 | 0.20081 | 0.19699 | 0.19139 | 0.17898 | 0.20418 | 0.18472 | 0.2141 | 0.21284 | 0.26806 | 0.28596 | 0.55285
LO20Fast | NR | Lighting | Residential | Lighting | 0.00050186 | 1.921 | 19.8793 | Multifamily - Low Rise | 2017 - LEDGeneral Purpose and Dimmable250 to 664 lumensANY | 0 | 0.012616 | 0.016178 | 0.018931 | 0.021327 | 0.023385 | 0.025132 | 0.0266 | 0.03245 | 0.032816 | 0.033187 | 0.033361 | 0.033355 | 0.033346 | 0.033348 | 0.03336 | 0.033346 | 0.033312 | 0.033229 | 0.033143 | 0.28982 | 0.13745 | 0.10932 | 0.11045 | 0.090077 | 0.082023 | 0.08428 | 0.069556 | 0.079339 | 0.087364 | 0.1275 | 0.12871 | 0.1413 | NA | 0.071703 | 0.055107 | 0.051362 | 0.050383 | 0.048951 | 0.045778 | 0.052224 | 0.047244 | 0.054759 | 0.054438 | 0.068561 | 0.07314 | 2.0054
LO20Fast | NR | Lighting | Residential | Lighting | 0.0019588 | 7.4978 | 38.0475 | Multifamily - Low Rise | 2017 - LEDGeneral Purpose and Dimmable665 to 1439 lumensANY | 0 | 0.37996 | 0.48725 | 0.57017 | 0.64234 | 0.7043 | 0.75691 | 0.80114 | 0.97734 | 0.98834 | 0.99951 | 1.0048 | 1.0046 | 1.0043 | 1.0044 | 1.0047 | 1.0043 | 1.0033 | 1.0008 | 0.9982 | 8.7287 | 0.53646 | 0.42667 | 0.43108 | 0.35158 | 0.32014 | 0.32895 | 0.27148 | 0.30967 | 0.34099 | 0.49764 | 0.50235 | 0.55148 | NA | 0.27986 | 0.21509 | 0.20047 | 0.19665 | 0.19106 | 0.17868 | 0.20383 | 0.1844 | 0.21373 | 0.21248 | 0.2676 | 0.28547 | 2.1592
LO20Fast | NR | Lighting | Residential | Lighting | 0.0036599 | 14.0093 | 64.3728 | Multifamily - Low Rise | 2017 - LEDGeneral Purpose and Dimmable1440 to 2600 lumensANY | 0 | 0.070782 | 0.090768 | 0.10622 | 0.11966 | 0.1312 | 0.141 | 0.14924 | 0.18207 | 0.18411 | 0.1862 | 0.18718 | 0.18714 | 0.18709 | 0.1871 | 0.18717 | 0.18709 | 0.1869 | 0.18643 | 0.18595 | 1.6261 | 1.0023 | 0.79722 | 0.80545 | 0.6569 | 0.59817 | 0.61463 | 0.50725 | 0.5786 | 0.63712 | 0.92982 | 0.93862 | 1.0304 | NA | 0.52291 | 0.40188 | 0.37457 | 0.36743 | 0.35699 | 0.33385 | 0.38086 | 0.34454 | 0.39934 | 0.397 | 0.5 | 0.53339 | 1.5387
LO20Fast | NR | Lighting | Residential | Lighting | 0.003919 | 15.0012 | -40.7232 | Multifamily - Low Rise | 2017 - LEDGlobe250 to 664 lumensANY | 0 | 0.064779 | 0.08307 | 0.097208 | 0.10951 | 0.12008 | 0.12904 | 0.13659 | 0.16662 | 0.1685 | 0.1704 | 0.1713 | 0.17127 | 0.17123 | 0.17123 | 0.17129 | 0.17122 | 0.17105 | 0.17062 | 0.17018 | 1.4881 | 1.0733 | 0.85367 | 0.86248 | 0.70341 | 0.64052 | 0.65815 | 0.54316 | 0.61956 | 0.68223 | 0.99566 | 1.0051 | 1.1034 | NA | 0.55993 | 0.43033 | 0.40109 | 0.39345 | 0.38227 | 0.35749 | 0.40782 | 0.36893 | 0.42762 | 0.42511 | 0.5354 | 0.57115 | 7.4252
LO20Fast | NR | Lighting | Residential | Lighting | 0.0026991 | 10.3316 | -97.4833 | Multifamily - Low Rise | 2017 - LEDGlobe665 to 1439 lumensANY | 0 | 0.027205 | 0.034886 | 0.040824 | 0.04599 | 0.050427 | 0.054194 | 0.057361 | 0.069976 | 0.070763 | 0.071563 | 0.07194 | 0.071926 | 0.071908 | 0.071912 | 0.071936 | 0.071906 | 0.071833 | 0.071655 | 0.071469 | 0.62496 | 0.73921 | 0.58793 | 0.594 | 0.48445 | 0.44114 | 0.45328 | 0.37409 | 0.4267 | 0.46986 | 0.68572 | 0.69222 | 0.75992 | NA | 0.38563 | 0.29638 | 0.27623 | 0.27097 | 0.26327 | 0.24621 | 0.28087 | 0.25409 | 0.29451 | 0.29278 | 0.36874 | 0.39336 | 8.0046
LO20Fast | NR | Lighting | Residential | Lighting | 0.0029202 | 11.178 | -118.6674 | Multifamily - Low Rise | 2017 - LEDGlobe1440 to 2600 lumensANY | 0 | 0.0022178 | 0.0028441 | 0.0033281 | 0.0037493 | 0.004111 | 0.0044181 | 0.0046763 | 0.0057047 | 0.0057689 | 0.0058341 | 0.0058649 | 0.0058637 | 0.0058622 | 0.0058625 | 0.0058645 | 0.0058621 | 0.0058561 | 0.0058416 | 0.0058265 | 0.05095 | 0.79977 | 0.6361 | 0.64267 | 0.52414 | 0.47728 | 0.49041 | 0.40473 | 0.46166 | 0.50836 | 0.7419 | 0.74893 | 0.82217 | NA | 0.41723 | 0.32066 | 0.29887 | 0.29317 | 0.28484 | 0.26638 | 0.30388 | 0.27491 | 0.31863 | 0.31677 | 0.39895 | 0.42559 | 3.5761
LO20Fast | NR | Lighting | Residential | Lighting | 0.0055705 | 21.3225 | -49.2564 | Multifamily - Low Rise | 2017 - LEDReflectors and Outdoor250 to 664 lumensANY | 0 | 0.029288 | 0.037557 | 0.043949 | 0.049511 | 0.054287 | 0.058343 | 0.061752 | 0.075333 | 0.076181 | 0.077042 | 0.077448 | 0.077432 | 0.077413 | 0.077417 | 0.077443 | 0.077411 | 0.077333 | 0.077141 | 0.076941 | 0.67281 | 1.5256 | 1.2134 | 1.2259 | 0.99982 | 0.91043 | 0.93548 | 0.77204 | 0.88063 | 0.96971 | 1.4152 | 1.4286 | 1.5683 | NA | 0.79588 | 0.61167 | 0.5701 | 0.55924 | 0.54334 | 0.50812 | 0.57967 | 0.5244 | 0.60781 | 0.60424 | 0.76101 | 0.81183 | 4.1407
LO20Fast | NR | Lighting | Residential | Lighting | 0.0042476 | 16.2588 | -57.5585 | Multifamily - Low Rise | 2017 - LEDReflectors and Outdoor665 to 1439 lumensANY | 0 | 0.22566 | 0.28938 | 0.33863 | 0.38149 | 0.41829 | 0.44953 | 0.4758 | 0.58044 | 0.58698 | 0.59361 | 0.59674 | 0.59662 | 0.59647 | 0.5965 | 0.59671 | 0.59646 | 0.59585 | 0.59437 | 0.59283 | 5.184 | 1.1633 | 0.92524 | 0.93478 | 0.76238 | 0.69422 | 0.71333 | 0.5887 | 0.6715 | 0.73943 | 1.0791 | 1.0893 | 1.1959 | NA | 0.60687 | 0.46641 | 0.43471 | 0.42643 | 0.41431 | 0.38745 | 0.44201 | 0.39986 | 0.46347 | 0.46075 | 0.58028 | 0.61904 | 4.5384
LO20Fast | NR | Lighting | Residential | Lighting | 0.02274 | 87.0418 | -31.3422 | Multifamily - Low Rise | 2017 - LEDReflectors and Outdoor1440 to 2600 lumensANY | 0 | 0.099277 | 0.12731 | 0.14898 | 0.16783 | 0.18402 | 0.19777 | 0.20932 | 0.25536 | 0.25823 | 0.26115 | 0.26253 | 0.26247 | 0.26241 | 0.26242 | 0.26251 | 0.2624 | 0.26214 | 0.26149 | 0.26081 | 2.2806 | 6.2277 | 4.9533 | 5.0044 | 4.0814 | 3.7165 | 3.8188 | 3.1516 | 3.5949 | 3.9585 | 5.7771 | 5.8318 | 6.4022 | NA | 3.2489 | 2.4969 | 2.3272 | 2.2829 | 2.218 | 2.0742 | 2.3663 | 2.1407 | 2.4812 | 2.4666 | 3.1066 | 3.314 | 8.6016
LO20Fast | NR | Lighting | Residential | Lighting | 0.013238 | 50.6736 | -6.4267 | Multifamily - Low Rise | 2017 - LEDThree-Way250 to 664 lumensANY | 0 | 0.00090691 | 0.001163 | 0.0013609 | 0.0015332 | 0.001681 | 0.0018066 | 0.0019122 | 0.0023327 | 0.002359 | 0.0023857 | 0.0023982 | 0.0023977 | 0.0023971 | 0.0023973 | 0.0023981 | 0.0023971 | 0.0023947 | 0.0023887 | 0.0023825 | 0.020834 | 3.6256 | 2.8837 | 2.9134 | 2.3761 | 2.1637 | 2.2232 | 1.8348 | 2.0929 | 2.3046 | 3.3633 | 3.3951 | 3.7272 | NA | 1.8914 | 1.4537 | 1.3549 | 1.329 | 1.2913 | 1.2076 | 1.3776 | 1.2462 | 1.4445 | 1.436 | 1.8086 | 1.9293 | 5.1991
LO20Fast | NR | Lighting | Residential | Lighting | 0.01426 | 54.5836 | -12.3343 | Multifamily - Low Rise | 2017 - LEDThree-Way665 to 1439 lumensANY | 0 | 0.012058 | 0.015463 | 0.018094 | 0.020385 | 0.022351 | 0.024021 | 0.025424 | 0.031016 | 0.031365 | 0.031719 | 0.031887 | 0.03188 | 0.031872 | 0.031874 | 0.031885 | 0.031871 | 0.031839 | 0.03176 | 0.031678 | 0.27701 | 3.9054 | 3.1062 | 3.1382 | 2.5595 | 2.3306 | 2.3948 | 1.9764 | 2.2543 | 2.4824 | 3.6228 | 3.6571 | 4.0148 | NA | 2.0374 | 1.5658 | 1.4594 | 1.4316 | 1.3909 | 1.3008 | 1.4839 | 1.3424 | 1.5559 | 1.5468 | 1.9481 | 2.0782 | 7.3993
LO20Fast | NR | Lighting | Residential | Lighting | 0.01276 | 48.8441 | -29.9932 | Multifamily - Low Rise | 2017 - LEDThree-Way1440 to 2600 lumensANY | 0 | 0.041725 | 0.053506 | 0.062612 | 0.070536 | 0.077341 | 0.083118 | 0.087975 | 0.10732 | 0.10853 | 0.10976 | 0.11034 | 0.11031 | 0.11029 | 0.11029 | 0.11033 | 0.11028 | 0.11017 | 0.1099 | 0.10961 | 0.95852 | 3.4947 | 2.7796 | 2.8082 | 2.2903 | 2.0855 | 2.1429 | 1.7686 | 2.0173 | 2.2214 | 3.2419 | 3.2726 | 3.5926 | NA | 1.8231 | 1.4012 | 1.3059 | 1.2811 | 1.2447 | 1.164 | 1.3279 | 1.2013 | 1.3923 | 1.3842 | 1.7433 | 1.8597 | 4.6895
LO20Fast | NR | Lighting | Residential | Lighting | 0.0052592 | 20.131 | -21.2628 | Multifamily - High Rise | 2017 - LEDDecorative and Mini-Base250 to 664 lumensANY | 0 | 0.036097 | 0.046289 | 0.054167 | 0.061023 | 0.06691 | 0.071908 | 0.07611 | 0.092645 | 0.093876 | 0.095091 | 0.095369 | 0.09522 | 0.095319 | 0.095351 | 0.095453 | 0.095379 | 0.095284 | 0.095001 | 0.094753 | 0.82843 | 1.4403 | 1.1456 | 1.1574 | 0.94395 | 0.85955 | 0.88321 | 0.7289 | 0.83143 | 0.91553 | 1.3361 | 1.3488 | 1.4807 | NA | 0.7514 | 0.57749 | 0.53824 | 0.52799 | 0.51298 | 0.47973 | 0.54728 | 0.49509 | 0.57384 | 0.57048 | 0.71848 | 0.76647 | 5.3917
LO20Fast | NR | Lighting | Residential | Lighting | 0.0039621 | 15.1661 | -19.793 | Multifamily - High Rise | 2017 - LEDDecorative and Mini-Base665 to 1439 lumensANY | 0 | 0.0074587 | 0.0095646 | 0.011192 | 0.012609 | 0.013825 | 0.014858 | 0.015726 | 0.019143 | 0.019397 | 0.019648 | 0.019706 | 0.019675 | 0.019696 | 0.019702 | 0.019723 | 0.019708 | 0.019688 | 0.01963 | 0.019579 | 0.17118 | 1.0851 | 0.86305 | 0.87196 | 0.71114 | 0.64756 | 0.66538 | 0.54913 | 0.62637 | 0.68973 | 1.0066 | 1.0161 | 1.1155 | NA | 0.56608 | 0.43506 | 0.40549 | 0.39777 | 0.38647 | 0.36141 | 0.4123 | 0.37299 | 0.43232 | 0.42978 | 0.54128 | 0.57743 | 3.0195
LO20Fast | NR | Lighting | Residential | Lighting | 0.0019622 | 7.5107 | 253.6686 | Multifamily - High Rise | 2017 - LEDDecorative and Mini-Base1440 to 2600 lumensANY | 0 | 7.2569e-05 | 9.3059e-05 | 0.0001089 | 0.00012268 | 0.00013451 | 0.00014456 | 0.00015301 | 0.00018625 | 0.00018873 | 0.00019117 | 0.00019173 | 0.00019143 | 0.00019163 | 0.00019169 | 0.0001919 | 0.00019175 | 0.00019156 | 0.00019099 | 0.00019049 | 0.0016655 | 0.53738 | 0.42741 | 0.43182 | 0.35218 | 0.32069 | 0.32952 | 0.27195 | 0.3102 | 0.34157 | 0.4985 | 0.50322 | 0.55243 | NA | 0.28034 | 0.21546 | 0.20081 | 0.19699 | 0.19139 | 0.17898 | 0.20418 | 0.18472 | 0.2141 | 0.21284 | 0.26806 | 0.28596 | 0.55285
LO20Fast | NR | Lighting | Residential | Lighting | 0.00050186 | 1.921 | 19.8793 | Multifamily - High Rise | 2017 - LEDGeneral Purpose and Dimmable250 to 664 lumensANY | 0 | 0.0028764 | 0.0036885 | 0.0043163 | 0.0048626 | 0.0053317 | 0.0057299 | 0.0060648 | 0.0073824 | 0.0074805 | 0.0075773 | 0.0075994 | 0.0075876 | 0.0075955 | 0.007598 | 0.0076061 | 0.0076003 | 0.0075927 | 0.0075701 | 0.0075504 | 0.066013 | 0.13745 | 0.10932 | 0.11045 | 0.090077 | 0.082023 | 0.08428 | 0.069556 | 0.079339 | 0.087364 | 0.1275 | 0.12871 | 0.1413 | NA | 0.071703 | 0.055107 | 0.051362 | 0.050383 | 0.048951 | 0.045778 | 0.052224 | 0.047244 | 0.054759 | 0.054438 | 0.068561 | 0.07314 | 2.0054
LO20Fast | NR | Lighting | Residential | Lighting | 0.0019588 | 7.4978 | 38.0475 | Multifamily - High Rise | 2017 - LEDGeneral Purpose and Dimmable665 to 1439 lumensANY | 0 | 0.08663 | 0.11109 | 0.13 | 0.14645 | 0.16058 | 0.17257 | 0.18266 | 0.22234 | 0.2253 | 0.22821 | 0.22888 | 0.22852 | 0.22876 | 0.22884 | 0.22908 | 0.2289 | 0.22868 | 0.228 | 0.2274 | 1.9882 | 0.53646 | 0.42667 | 0.43108 | 0.35158 | 0.32014 | 0.32895 | 0.27148 | 0.30967 | 0.34099 | 0.49764 | 0.50235 | 0.55148 | NA | 0.27986 | 0.21509 | 0.20047 | 0.19665 | 0.19106 | 0.17868 | 0.20383 | 0.1844 | 0.21373 | 0.21248 | 0.2676 | 0.28547 | 2.1592
LO20Fast | NR | Lighting | Residential | Lighting | 0.0036599 | 14.0093 | 64.3728 | Multifamily - High Rise | 2017 - LEDGeneral Purpose and Dimmable1440 to 2600 lumensANY | 0 | 0.016138 | 0.020695 | 0.024217 | 0.027282 | 0.029914 | 0.032148 | 0.034027 | 0.041419 | 0.04197 | 0.042513 | 0.042637 | 0.042571 | 0.042615 | 0.042629 | 0.042675 | 0.042642 | 0.042599 | 0.042473 | 0.042362 | 0.37037 | 1.0023 | 0.79722 | 0.80545 | 0.6569 | 0.59817 | 0.61463 | 0.50725 | 0.5786 | 0.63712 | 0.92982 | 0.93862 | 1.0304 | NA | 0.52291 | 0.40188 | 0.37457 | 0.36743 | 0.35699 | 0.33385 | 0.38086 | 0.34454 | 0.39934 | 0.397 | 0.5 | 0.53339 | 1.5387
LO20Fast | NR | Lighting | Residential | Lighting | 0.003919 | 15.0012 | -40.7232 | Multifamily - High Rise | 2017 - LEDGlobe250 to 664 lumensANY | 0 | 0.014769 | 0.01894 | 0.022163 | 0.024968 | 0.027377 | 0.029422 | 0.031141 | 0.037907 | 0.03841 | 0.038907 | 0.039021 | 0.03896 | 0.039001 | 0.039014 | 0.039056 | 0.039025 | 0.038986 | 0.038871 | 0.038769 | 0.33896 | 1.0733 | 0.85367 | 0.86248 | 0.70341 | 0.64052 | 0.65815 | 0.54316 | 0.61956 | 0.68223 | 0.99566 | 1.0051 | 1.1034 | NA | 0.55993 | 0.43033 | 0.40109 | 0.39345 | 0.38227 | 0.35749 | 0.40782 | 0.36893 | 0.42762 | 0.42511 | 0.5354 | 0.57115 | 7.4252
LO20Fast | NR | Lighting | Residential | Lighting | 0.0026991 | 10.3316 | -97.4833 | Multifamily - High Rise | 2017 - LEDGlobe665 to 1439 lumensANY | 0 | 0.0062026 | 0.0079539 | 0.0093076 | 0.010486 | 0.011497 | 0.012356 | 0.013078 | 0.015919 | 0.016131 | 0.01634 | 0.016387 | 0.016362 | 0.016379 | 0.016384 | 0.016402 | 0.016389 | 0.016373 | 0.016324 | 0.016282 | 0.14235 | 0.73921 | 0.58793 | 0.594 | 0.48445 | 0.44114 | 0.45328 | 0.37409 | 0.4267 | 0.46986 | 0.68572 | 0.69222 | 0.75992 | NA | 0.38563 | 0.29638 | 0.27623 | 0.27097 | 0.26327 | 0.24621 | 0.28087 | 0.25409 | 0.29451 | 0.29278 | 0.36874 | 0.39336 | 8.0046
LO20Fast | NR | Lighting | Residential | Lighting | 0.0029202 | 11.178 | -118.6674 | Multifamily - High Rise | 2017 - LEDGlobe1440 to 2600 lumensANY | 0 | 0.00050566 | 0.00064844 | 0.0007588 | 0.00085483 | 0.00093729 | 0.0010073 | 0.0010662 | 0.0012978 | 0.0013151 | 0.0013321 | 0.001336 | 0.0013339 | 0.0013353 | 0.0013357 | 0.0013371 | 0.0013361 | 0.0013348 | 0.0013308 | 0.0013273 | 0.011605 | 0.79977 | 0.6361 | 0.64267 | 0.52414 | 0.47728 | 0.49041 | 0.40473 | 0.46166 | 0.50836 | 0.7419 | 0.74893 | 0.82217 | NA | 0.41723 | 0.32066 | 0.29887 | 0.29317 | 0.28484 | 0.26638 | 0.30388 | 0.27491 | 0.31863 | 0.31677 | 0.39895 | 0.42559 | 3.5761
LO20Fast | NR | Lighting | Residential | Lighting | 0.0055705 | 21.3225 | -49.2564 | Multifamily - High Rise | 2017 - LEDReflectors and Outdoor250 to 664 lumensANY | 0 | 0.0066774 | 0.0085628 | 0.01002 | 0.011288 | 0.012377 | 0.013302 | 0.014079 | 0.017138 | 0.017366 | 0.01759 | 0.017642 | 0.017614 | 0.017633 | 0.017639 | 0.017657 | 0.017644 | 0.017626 | 0.017574 | 0.017528 | 0.15325 | 1.5256 | 1.2134 | 1.2259 | 0.99982 | 0.91043 | 0.93548 | 0.77204 | 0.88063 | 0.96971 | 1.4152 | 1.4286 | 1.5683 | NA | 0.79588 | 0.61167 | 0.5701 | 0.55924 | 0.54334 | 0.50812 | 0.57967 | 0.5244 | 0.60781 | 0.60424 | 0.76101 | 0.81183 | 4.1407
LO20Fast | NR | Lighting | Residential | Lighting | 0.0042476 | 16.2588 | -57.5585 | Multifamily - High Rise | 2017 - LEDReflectors and Outdoor665 to 1439 lumensANY | 0 | 0.05145 | 0.065977 | 0.077206 | 0.086978 | 0.095368 | 0.10249 | 0.10848 | 0.13205 | 0.1338 | 0.13554 | 0.13593 | 0.13572 | 0.13586 | 0.13591 | 0.13605 | 0.13595 | 0.13581 | 0.13541 | 0.13505 | 1.1808 | 1.1633 | 0.92524 | 0.93478 | 0.76238 | 0.69422 | 0.71333 | 0.5887 | 0.6715 | 0.73943 | 1.0791 | 1.0893 | 1.1959 | NA | 0.60687 | 0.46641 | 0.43471 | 0.42643 | 0.41431 | 0.38745 | 0.44201 | 0.39986 | 0.46347 | 0.46075 | 0.58028 | 0.61904 | 4.5384
LO20Fast | NR | Lighting | Residential | Lighting | 0.02274 | 87.0418 | -31.3422 | Multifamily - High Rise | 2017 - LEDReflectors and Outdoor1440 to 2600 lumensANY | 0 | 0.022635 | 0.029026 | 0.033966 | 0.038265 | 0.041956 | 0.04509 | 0.047725 | 0.058093 | 0.058865 | 0.059627 | 0.059801 | 0.059708 | 0.05977 | 0.05979 | 0.059854 | 0.059808 | 0.059748 | 0.059571 | 0.059415 | 0.51947 | 6.2277 | 4.9533 | 5.0044 | 4.0814 | 3.7165 | 3.8188 | 3.1516 | 3.5949 | 3.9585 | 5.7771 | 5.8318 | 6.4022 | NA | 3.2489 | 2.4969 | 2.3272 | 2.2829 | 2.218 | 2.0742 | 2.3663 | 2.1407 | 2.4812 | 2.4666 | 3.1066 | 3.314 | 8.6016
LO20Fast | NR | Lighting | Residential | Lighting | 0.013238 | 50.6736 | -6.4267 | Multifamily - High Rise | 2017 - LEDThree-Way250 to 664 lumensANY | 0 | 0.00020677 | 0.00026515 | 0.00031028 | 0.00034955 | 0.00038327 | 0.0004119 | 0.00043597 | 0.00053069 | 0.00053774 | 0.0005447 | 0.00054629 | 0.00054544 | 0.00054601 | 0.00054619 | 0.00054678 | 0.00054635 | 0.00054581 | 0.00054419 | 0.00054277 | 0.0047454 | 3.6256 | 2.8837 | 2.9134 | 2.3761 | 2.1637 | 2.2232 | 1.8348 | 2.0929 | 2.3046 | 3.3633 | 3.3951 | 3.7272 | NA | 1.8914 | 1.4537 | 1.3549 | 1.329 | 1.2913 | 1.2076 | 1.3776 | 1.2462 | 1.4445 | 1.436 | 1.8086 | 1.9293 | 5.1991
LO20Fast | NR | Lighting | Residential | Lighting | 0.01426 | 54.5836 | -12.3343 | Multifamily - High Rise | 2017 - LEDThree-Way665 to 1439 lumensANY | 0 | 0.0027492 | 0.0035255 | 0.0041255 | 0.0046476 | 0.0050959 | 0.0054766 | 0.0057966 | 0.007056 | 0.0071498 | 0.0072423 | 0.0072634 | 0.0072521 | 0.0072597 | 0.0072621 | 0.0072698 | 0.0072642 | 0.007257 | 0.0072354 | 0.0072166 | 0.063095 | 3.9054 | 3.1062 | 3.1382 | 2.5595 | 2.3306 | 2.3948 | 1.9764 | 2.2543 | 2.4824 | 3.6228 | 3.6571 | 4.0148 | NA | 2.0374 | 1.5658 | 1.4594 | 1.4316 | 1.3909 | 1.3008 | 1.4839 | 1.3424 | 1.5559 | 1.5468 | 1.9481 | 2.0782 | 7.3993
LO20Fast | NR | Lighting | Residential | Lighting | 0.01276 | 48.8441 | -29.9932 | Multifamily - High Rise | 2017 - LEDThree-Way1440 to 2600 lumensANY | 0 | 0.009513 | 0.012199 | 0.014275 | 0.016082 | 0.017633 | 0.018951 | 0.020058 | 0.024416 | 0.02474 | 0.02506 | 0.025134 | 0.025094 | 0.025121 | 0.025129 | 0.025156 | 0.025136 | 0.025111 | 0.025037 | 0.024971 | 0.21833 | 3.4947 | 2.7796 | 2.8082 | 2.2903 | 2.0855 | 2.1429 | 1.7686 | 2.0173 | 2.2214 | 3.2419 | 3.2726 | 3.5926 | NA | 1.8231 | 1.4012 | 1.3059 | 1.2811 | 1.2447 | 1.164 | 1.3279 | 1.2013 | 1.3923 | 1.3842 | 1.7433 | 1.8597 | 4.6895
LO20Fast | NR | Lighting | Residential | Lighting | 0.0052592 | 20.131 | -21.2628 | Manufactured | 2017 - LEDDecorative and Mini-Base250 to 664 lumensANY | 0 | 0.14542 | 0.18491 | 0.21456 | 0.23967 | 0.26057 | 0.27768 | 0.29142 | 0.30926 | 0.31673 | 0.32251 | 0.32611 | 0.32766 | 0.32802 | 0.32751 | 0.32629 | 0.32453 | 0.32236 | 0.31988 | 0.31722 | 2.6024 | 1.4403 | 1.1456 | 1.1574 | 0.94395 | 0.85955 | 0.88321 | 0.7289 | 0.83143 | 0.91553 | 1.3361 | 1.3488 | 1.4807 | NA | 0.7514 | 0.57749 | 0.53824 | 0.52799 | 0.51298 | 0.47973 | 0.54728 | 0.49509 | 0.57384 | 0.57048 | 0.71848 | 0.76647 | 5.3917
LO20Fast | NR | Lighting | Residential | Lighting | 0.0039621 | 15.1661 | -19.793 | Manufactured | 2017 - LEDDecorative and Mini-Base665 to 1439 lumensANY | 0 | 0.030048 | 0.038208 | 0.044333 | 0.049523 | 0.053842 | 0.057376 | 0.060217 | 0.063901 | 0.065446 | 0.06664 | 0.067383 | 0.067703 | 0.067779 | 0.067674 | 0.067421 | 0.067058 | 0.066609 | 0.066097 | 0.065547 | 0.53773 | 1.0851 | 0.86305 | 0.87196 | 0.71114 | 0.64756 | 0.66538 | 0.54913 | 0.62637 | 0.68973 | 1.0066 | 1.0161 | 1.1155 | NA | 0.56608 | 0.43506 | 0.40549 | 0.39777 | 0.38647 | 0.36141 | 0.4123 | 0.37299 | 0.43232 | 0.42978 | 0.54128 | 0.57743 | 3.0195
LO20Fast | NR | Lighting | Residential | Lighting | 0.0019622 | 7.5107 | 253.6686 | Manufactured | 2017 - LEDDecorative and Mini-Base1440 to 2600 lumensANY | 0 | 0.00029236 | 0.00037174 | 0.00043134 | 0.00048183 | 0.00052386 | 0.00055824 | 0.00058588 | 0.00062173 | 0.00063676 | 0.00064837 | 0.00065561 | 0.00065872 | 0.00065946 | 0.00065843 | 0.00065598 | 0.00065244 | 0.00064807 | 0.00064309 | 0.00063774 | 0.0052318 | 0.53738 | 0.42741 | 0.43182 | 0.35218 | 0.32069 | 0.32952 | 0.27195 | 0.3102 | 0.34157 | 0.4985 | 0.50322 | 0.55243 | NA | 0.28034 | 0.21546 | 0.20081 | 0.19699 | 0.19139 | 0.17898 | 0.20418 | 0.18472 | 0.2141 | 0.21284 | 0.26806 | 0.28596 | 0.55285
LO20Fast | NR | Lighting | Residential | Lighting | 0.00050186 | 1.921 | 19.8793 | Manufactured | 2017 - LEDGeneral Purpose and Dimmable250 to 664 lumensANY | 0 | 0.011588 | 0.014734 | 0.017097 | 0.019098 | 0.020764 | 0.022127 | 0.023222 | 0.024643 | 0.025239 | 0.025699 | 0.025986 | 0.026109 | 0.026138 | 0.026098 | 0.026001 | 0.02586 | 0.025687 | 0.02549 | 0.025278 | 0.20737 | 0.13745 | 0.10932 | 0.11045 | 0.090077 | 0.082023 | 0.08428 | 0.069556 | 0.079339 | 0.087364 | 0.1275 | 0.12871 | 0.1413 | NA | 0.071703 | 0.055107 | 0.051362 | 0.050383 | 0.048951 | 0.045778 | 0.052224 | 0.047244 | 0.054759 | 0.054438 | 0.068561 | 0.07314 | 2.0054
LO20Fast | NR | Lighting | Residential | Lighting | 0.0019588 | 7.4978 | 38.0475 | Manufactured | 2017 - LEDGeneral Purpose and Dimmable665 to 1439 lumensANY | 0 | 0.349 | 0.44377 | 0.51492 | 0.5752 | 0.62536 | 0.66641 | 0.6994 | 0.74219 | 0.76014 | 0.774 | 0.78264 | 0.78635 | 0.78723 | 0.78601 | 0.78308 | 0.77886 | 0.77365 | 0.7677 | 0.76131 | 6.2456 | 0.53646 | 0.42667 | 0.43108 | 0.35158 | 0.32014 | 0.32895 | 0.27148 | 0.30967 | 0.34099 | 0.49764 | 0.50235 | 0.55148 | NA | 0.27986 | 0.21509 | 0.20047 | 0.19665 | 0.19106 | 0.17868 | 0.20383 | 0.1844 | 0.21373 | 0.21248 | 0.2676 | 0.28547 | 2.1592
LO20Fast | NR | Lighting | Residential | Lighting | 0.0036599 | 14.0093 | 64.3728 | Manufactured | 2017 - LEDGeneral Purpose and Dimmable1440 to 2600 lumensANY | 0 | 0.065015 | 0.082669 | 0.095923 | 0.10715 | 0.1165 | 0.12414 | 0.13029 | 0.13826 | 0.1416 | 0.14419 | 0.1458 | 0.14649 | 0.14665 | 0.14642 | 0.14588 | 0.14509 | 0.14412 | 0.14301 | 0.14182 | 1.1635 | 1.0023 | 0.79722 | 0.80545 | 0.6569 | 0.59817 | 0.61463 | 0.50725 | 0.5786 | 0.63712 | 0.92982 | 0.93862 | 1.0304 | NA | 0.52291 | 0.40188 | 0.37457 | 0.36743 | 0.35699 | 0.33385 | 0.38086 | 0.34454 | 0.39934 | 0.397 | 0.5 | 0.53339 | 1.5387
LO20Fast | NR | Lighting | Residential | Lighting | 0.003919 | 15.0012 | -40.7232 | Manufactured | 2017 - LEDGlobe250 to 664 lumensANY | 0 | 0.059501 | 0.075658 | 0.087788 | 0.098064 | 0.10662 | 0.11361 | 0.11924 | 0.12654 | 0.12959 | 0.13196 | 0.13343 | 0.13406 | 0.13421 | 0.13401 | 0.13351 | 0.13279 | 0.1319 | 0.13088 | 0.12979 | 1.0648 | 1.0733 | 0.85367 | 0.86248 | 0.70341 | 0.64052 | 0.65815 | 0.54316 | 0.61956 | 0.68223 | 0.99566 | 1.0051 | 1.1034 | NA | 0.55993 | 0.43033 | 0.40109 | 0.39345 | 0.38227 | 0.35749 | 0.40782 | 0.36893 | 0.42762 | 0.42511 | 0.5354 | 0.57115 | 7.4252
LO20Fast | NR | Lighting | Residential | Lighting | 0.0026991 | 10.3316 | -97.4833 | Manufactured | 2017 - LEDGlobe665 to 1439 lumensANY | 0 | 0.024988 | 0.031773 | 0.036867 | 0.041183 | 0.044775 | 0.047714 | 0.050076 | 0.05314 | 0.054425 | 0.055417 | 0.056036 | 0.056302 | 0.056365 | 0.056277 | 0.056067 | 0.055765 | 0.055392 | 0.054966 | 0.054509 | 0.44717 | 0.73921 | 0.58793 | 0.594 | 0.48445 | 0.44114 | 0.45328 | 0.37409 | 0.4267 | 0.46986 | 0.68572 | 0.69222 | 0.75992 | NA | 0.38563 | 0.29638 | 0.27623 | 0.27097 | 0.26327 | 0.24621 | 0.28087 | 0.25409 | 0.29451 | 0.29278 | 0.36874 | 0.39336 | 8.0046
LO20Fast | NR | Lighting | Residential | Lighting | 0.0029202 | 11.178 | -118.6674 | Manufactured | 2017 - LEDGlobe1440 to 2600 lumensANY | 0 | 0.0020371 | 0.0025903 | 0.0030056 | 0.0033574 | 0.0036502 | 0.0038898 | 0.0040824 | 0.0043322 | 0.0044369 | 0.0045178 | 0.0045683 | 0.0045899 | 0.0045951 | 0.004588 | 0.0045708 | 0.0045462 | 0.0045158 | 0.0044811 | 0.0044438 | 0.036455 | 0.79977 | 0.6361 | 0.64267 | 0.52414 | 0.47728 | 0.49041 | 0.40473 | 0.46166 | 0.50836 | 0.7419 | 0.74893 | 0.82217 | NA | 0.41723 | 0.32066 | 0.29887 | 0.29317 | 0.28484 | 0.26638 | 0.30388 | 0.27491 | 0.31863 | 0.31677 | 0.39895 | 0.42559 | 3.5761
LO20Fast | NR | Lighting | Residential | Lighting | 0.0055705 | 21.3225 | -49.2564 | Manufactured | 2017 - LEDReflectors and Outdoor250 to 664 lumensANY | 0 | 0.026901 | 0.034206 | 0.03969 | 0.044336 | 0.048203 | 0.051366 | 0.05391 | 0.057208 | 0.058591 | 0.05966 | 0.060326 | 0.060612 | 0.06068 | 0.060586 | 0.06036 | 0.060034 | 0.059632 | 0.059174 | 0.058682 | 0.48141 | 1.5256 | 1.2134 | 1.2259 | 0.99982 | 0.91043 | 0.93548 | 0.77204 | 0.88063 | 0.96971 | 1.4152 | 1.4286 | 1.5683 | NA | 0.79588 | 0.61167 | 0.5701 | 0.55924 | 0.54334 | 0.50812 | 0.57967 | 0.5244 | 0.60781 | 0.60424 | 0.76101 | 0.81183 | 4.1407
LO20Fast | NR | Lighting | Residential | Lighting | 0.0042476 | 16.2588 | -57.5585 | Manufactured | 2017 - LEDReflectors and Outdoor665 to 1439 lumensANY | 0 | 0.20727 | 0.26356 | 0.30581 | 0.34161 | 0.3714 | 0.39578 | 0.41538 | 0.44079 | 0.45145 | 0.45968 | 0.46481 | 0.46702 | 0.46754 | 0.46682 | 0.46507 | 0.46257 | 0.45947 | 0.45594 | 0.45214 | 3.7093 | 1.1633 | 0.92524 | 0.93478 | 0.76238 | 0.69422 | 0.71333 | 0.5887 | 0.6715 | 0.73943 | 1.0791 | 1.0893 | 1.1959 | NA | 0.60687 | 0.46641 | 0.43471 | 0.42643 | 0.41431 | 0.38745 | 0.44201 | 0.39986 | 0.46347 | 0.46075 | 0.58028 | 0.61904 | 4.5384
LO20Fast | NR | Lighting | Residential | Lighting | 0.02274 | 87.0418 | -31.3422 | Manufactured | 2017 - LEDReflectors and Outdoor1440 to 2600 lumensANY | 0 | 0.091188 | 0.11595 | 0.13454 | 0.15029 | 0.16339 | 0.17412 | 0.18274 | 0.19392 | 0.19861 | 0.20223 | 0.20449 | 0.20546 | 0.20569 | 0.20537 | 0.2046 | 0.2035 | 0.20214 | 0.20058 | 0.19892 | 1.6318 | 6.2277 | 4.9533 | 5.0044 | 4.0814 | 3.7165 | 3.8188 | 3.1516 | 3.5949 | 3.9585 | 5.7771 | 5.8318 | 6.4022 | NA | 3.2489 | 2.4969 | 2.3272 | 2.2829 | 2.218 | 2.0742 | 2.3663 | 2.1407 | 2.4812 | 2.4666 | 3.1066 | 3.314 | 8.6016
LO20Fast | NR | Lighting | Residential | Lighting | 0.013238 | 50.6736 | -6.4267 | Manufactured | 2017 - LEDThree-Way250 to 664 lumensANY | 0 | 0.00083301 | 0.0010592 | 0.001229 | 0.0013729 | 0.0014926 | 0.0015906 | 0.0016693 | 0.0017715 | 0.0018143 | 0.0018474 | 0.001868 | 0.0018769 | 0.001879 | 0.0018761 | 0.0018691 | 0.001859 | 0.0018466 | 0.0018324 | 0.0018171 | 0.014907 | 3.6256 | 2.8837 | 2.9134 | 2.3761 | 2.1637 | 2.2232 | 1.8348 | 2.0929 | 2.3046 | 3.3633 | 3.3951 | 3.7272 | NA | 1.8914 | 1.4537 | 1.3549 | 1.329 | 1.2913 | 1.2076 | 1.3776 | 1.2462 | 1.4445 | 1.436 | 1.8086 | 1.9293 | 5.1991
LO20Fast | NR | Lighting | Residential | Lighting | 0.01426 | 54.5836 | -12.3343 | Manufactured | 2017 - LEDThree-Way665 to 1439 lumensANY | 0 | 0.011076 | 0.014083 | 0.016341 | 0.018254 | 0.019846 | 0.021148 | 0.022195 | 0.023553 | 0.024123 | 0.024563 | 0.024837 | 0.024955 | 0.024983 | 0.024944 | 0.024851 | 0.024717 | 0.024552 | 0.024363 | 0.02416 | 0.1982 | 3.9054 | 3.1062 | 3.1382 | 2.5595 | 2.3306 | 2.3948 | 1.9764 | 2.2543 | 2.4824 | 3.6228 | 3.6571 | 4.0148 | NA | 2.0374 | 1.5658 | 1.4594 | 1.4316 | 1.3909 | 1.3008 | 1.4839 | 1.3424 | 1.5559 | 1.5468 | 1.9481 | 2.0782 | 7.3993
LO20Fast | NR | Lighting | Residential | Lighting | 0.01276 | 48.8441 | -29.9932 | Manufactured | 2017 - LEDThree-Way1440 to 2600 lumensANY | 0 | 0.038325 | 0.048731 | 0.056544 | 0.063163 | 0.068672 | 0.073179 | 0.076802 | 0.081502 | 0.083472 | 0.084995 | 0.085943 | 0.086351 | 0.086448 | 0.086313 | 0.085992 | 0.085528 | 0.084955 | 0.084303 | 0.083601 | 0.68584 | 3.4947 | 2.7796 | 2.8082 | 2.2903 | 2.0855 | 2.1429 | 1.7686 | 2.0173 | 2.2214 | 3.2419 | 3.2726 | 3.5926 | NA | 1.8231 | 1.4012 | 1.3059 | 1.2811 | 1.2447 | 1.164 | 1.3279 | 1.2013 | 1.3923 | 1.3842 | 1.7433 | 1.8597 | 4.6895
Retro12Med | Retro | ResWx | Residential | HVAC | 0.37525 | 717.6074 | 9.7969 | Multifamily - Low Rise | WALL R0 - R11_Electric Zonal | 0.028803 | 0.028737 | 0.028672 | 0.028607 | 0.028542 | 0.025629 | 0.020457 | 0.016328 | 0.013033 | 0.010403 | 0.0083033 | 0.0066275 | 0.00529 | 0.0042224 | 0.0033702 | 0.0026901 | 1.8307e-05 | 6.5232e-06 | 2.2188e-06 | 7.2187e-07 | 0.25221 | 79.938 | 58.3227 | 52.8494 | 42.3643 | 17.4546 | 4.8755 | 1.1872 | 0.99804 | 9.4705 | 32.5288 | 51.4534 | 93.16 | NA | 50.8121 | 38.0674 | 29.4874 | 25.2884 | 9.9348 | 2.4663 | 0.66428 | 0.44418 | 5.4385 | 16.771 | 33.6647 | 59.966 | 4.4711
Retro12Med | Retro | ResWx | Residential | HVAC | 0.13055 | 249.6612 | 50.8886 | Multifamily - Low Rise | FLOOR R0 - R19_Electric Zonal | 0.0026843 | 0.0026782 | 0.0026721 | 0.0026661 | 0.00266 | 0.0023886 | 0.0019065 | 0.0015218 | 0.0012146 | 0.00096951 | 0.00077385 | 0.00061767 | 0.00049301 | 0.00039352 | 0.0003141 | 0.00025071 | 1.7061e-06 | 6.0795e-07 | 2.0679e-07 | 6.7277e-08 | 0.023505 | 27.811 | 20.2909 | 18.3867 | 14.7389 | 6.0726 | 1.6962 | 0.41305 | 0.34723 | 3.2949 | 11.317 | 17.901 | 32.4111 | NA | 17.6779 | 13.244 | 10.2589 | 8.798 | 3.4564 | 0.85806 | 0.23111 | 0.15453 | 1.8921 | 5.8347 | 11.7122 | 20.8626 | 2.191
Retro12Med | Retro | ResWx | Residential | HVAC | 0.1701 | 325.299 | 36.4945 | Multifamily - Low Rise | FLOOR R0 - R30_Electric Zonal | 0.038724 | 0.038636 | 0.038548 | 0.038461 | 0.038374 | 0.034458 | 0.027504 | 0.021953 | 0.017522 | 0.013986 | 0.011163 | 0.0089105 | 0.0071122 | 0.0056769 | 0.0045312 | 0.0036167 | 2.4613e-05 | 8.7703e-06 | 2.9831e-06 | 9.7053e-07 | 0.33908 | 36.2367 | 26.4383 | 23.9572 | 19.2042 | 7.9123 | 2.2101 | 0.53818 | 0.45242 | 4.2931 | 14.7456 | 23.3243 | 42.2304 | NA | 23.0336 | 17.2564 | 13.367 | 11.4635 | 4.5035 | 1.118 | 0.30112 | 0.20135 | 2.4653 | 7.6025 | 15.2606 | 27.1832 | 2.6675
Retro12Med | Retro | ResWx | Residential | HVAC | 0.097118 | 185.7225 | 37.9313 | Multifamily - Low Rise | ATTIC R0 - R19_Electric Zonal | 0.0052409 | 0.005229 | 0.0052171 | 0.0052053 | 0.0051935 | 0.0046635 | 0.0037223 | 0.0029711 | 0.0023715 | 0.0018929 | 0.0015109 | 0.0012059 | 0.00096257 | 0.0007683 | 0.00061325 | 0.00048948 | 3.3311e-06 | 1.187e-06 | 4.0373e-07 | 1.3135e-07 | 0.045891 | 20.6886 | 15.0944 | 13.6778 | 10.9642 | 4.5174 | 1.2618 | 0.30726 | 0.2583 | 2.4511 | 8.4187 | 13.3165 | 24.1105 | NA | 13.1506 | 9.8522 | 7.6316 | 6.5448 | 2.5712 | 0.63831 | 0.17192 | 0.11496 | 1.4075 | 4.3405 | 8.7127 | 15.5197 | 2.6108
Retro12Med | Retro | ResWx | Residential | HVAC | 0.13235 | 253.0974 | 36.495 | Multifamily - Low Rise | ATTIC R0 - R38_Electric Zonal | 0.001356 | 0.0013529 | 0.0013499 | 0.0013468 | 0.0013437 | 0.0012066 | 0.0009631 | 0.00076873 | 0.00061359 | 0.00048975 | 0.00039091 | 0.00031202 | 0.00024905 | 0.00019879 | 0.00015867 | 0.00012665 | 8.6187e-07 | 3.0711e-07 | 1.0446e-07 | 3.3985e-08 | 0.011874 | 28.1938 | 20.5702 | 18.6398 | 14.9417 | 6.1562 | 1.7196 | 0.41873 | 0.352 | 3.3402 | 11.4728 | 18.1474 | 32.8572 | NA | 17.9212 | 13.4262 | 10.4001 | 8.9191 | 3.504 | 0.86987 | 0.23429 | 0.15666 | 1.9181 | 5.9151 | 11.8734 | 21.1498 | 2.6675
Retro12Med | Retro | ResWx | Residential | HVAC | 0.14052 | 268.7298 | 41.02 | Multifamily - Low Rise | ATTIC R0 - R49_Electric Zonal | 0.0085881 | 0.0085686 | 0.0085492 | 0.0085297 | 0.0085104 | 0.0076419 | 0.0060997 | 0.0048687 | 0.0038861 | 0.0031018 | 0.0024758 | 0.0019762 | 0.0015773 | 0.001259 | 0.0010049 | 0.0008021 | 5.4585e-06 | 1.9451e-06 | 6.6158e-07 | 2.1524e-07 | 0.075201 | 29.9352 | 21.8407 | 19.7911 | 15.8646 | 6.5364 | 1.8258 | 0.44459 | 0.37375 | 3.5465 | 12.1814 | 19.2683 | 34.8866 | NA | 19.0281 | 14.2555 | 11.0425 | 9.47 | 3.7204 | 0.92359 | 0.24876 | 0.16634 | 2.0366 | 6.2804 | 12.6068 | 22.4561 | 2.4968
Retro12Med | Retro | ResWx | Residential | HVAC | 0.025529 | 48.8205 | 192.3598 | Multifamily - Low Rise | ATTIC R19 - R30_Electric Zonal | 0.0016007 | 0.0015971 | 0.0015935 | 0.0015899 | 0.0015863 | 0.0014244 | 0.0011369 | 0.00090747 | 0.00072433 | 0.00057815 | 0.00046147 | 0.00036834 | 0.000294 | 0.00023467 | 0.00018731 | 0.0001495 | 1.0174e-06 | 3.6254e-07 | 1.2331e-07 | 4.0119e-08 | 0.014017 | 5.4384 | 3.9678 | 3.5955 | 2.8821 | 1.1875 | 0.33169 | 0.08077 | 0.067899 | 0.6443 | 2.213 | 3.5005 | 6.3379 | NA | 3.4569 | 2.5898 | 2.0061 | 1.7204 | 0.67588 | 0.16779 | 0.045192 | 0.030219 | 0.36999 | 1.141 | 2.2903 | 4.0796 | 0.79508
Retro12Med | Retro | ResWx | Residential | HVAC | 0.035232 | 67.3749 | 157.9635 | Multifamily - Low Rise | ATTIC R19 - R38_Electric Zonal | 0.00034101 | 0.00034024 | 0.00033947 | 0.00033869 | 0.00033793 | 0.00030344 | 0.0002422 | 0.00019332 | 0.00015431 | 0.00012316 | 9.8308e-05 | 7.8468e-05 | 6.2632e-05 | 4.9992e-05 | 3.9903e-05 | 3.185e-05 | 2.1674e-07 | 7.7233e-08 | 2.627e-08 | 8.5467e-09 | 0.002986 | 7.5052 | 5.4758 | 4.9619 | 3.9775 | 1.6388 | 0.45775 | 0.11147 | 0.093704 | 0.88917 | 3.0541 | 4.8309 | 8.7466 | NA | 4.7707 | 3.5741 | 2.7685 | 2.3743 | 0.93276 | 0.23156 | 0.062368 | 0.041703 | 0.51061 | 1.5746 | 3.1607 | 5.6301 | 0.94081
Retro12Med | Retro | ResWx | Residential | HVAC | 0.043406 | 83.0073 | 151.2755 | Multifamily - Low Rise | ATTIC R19 - R49_Electric Zonal | 0.0061712 | 0.0061572 | 0.0061432 | 0.0061292 | 0.0061153 | 0.0054913 | 0.0043831 | 0.0034985 | 0.0027924 | 0.0022289 | 0.001779 | 0.00142 | 0.0011334 | 0.00090468 | 0.0007221 | 0.00057637 | 3.9224e-06 | 1.3977e-06 | 4.7539e-07 | 1.5467e-07 | 0.054037 | 9.2466 | 6.7463 | 6.1132 | 4.9004 | 2.019 | 0.56396 | 0.13733 | 0.11545 | 1.0955 | 3.7627 | 5.9517 | 10.776 | NA | 5.8776 | 4.4033 | 3.4109 | 2.9252 | 1.1492 | 0.28529 | 0.076839 | 0.051379 | 0.62908 | 1.9399 | 3.8941 | 6.9364 | 0.97558
Retro12Med | Retro | ResWx | Residential | HVAC | 2.46 | 4704.3999 | 18.6714 | Multifamily - Low Rise | WINDOW CL22 Prime Window Replacement of Single Pane Base_Electric Zonal | 0.073311 | 0.073144 | 0.072978 | 0.072813 | 0.072647 | 0.065234 | 0.052069 | 0.04156 | 0.033173 | 0.026478 | 0.021134 | 0.016869 | 0.013465 | 0.010747 | 0.0085782 | 0.006847 | 4.6596e-05 | 1.6604e-05 | 5.6475e-06 | 1.8374e-06 | 0.64194 | 524.0473 | 382.3448 | 346.4633 | 277.7265 | 114.4264 | 31.9624 | 7.7831 | 6.5428 | 62.0858 | 213.248 | 337.3114 | 610.7265 | NA | 333.1074 | 249.5576 | 193.3098 | 165.7823 | 65.129 | 16.1685 | 4.3548 | 2.9119 | 35.6529 | 109.945 | 220.6951 | 393.1173 | 3.6506
Retro12Med | Retro | ResWx | Residential | HVAC | 1.4559 | 2784.1219 | 52.027 | Multifamily - Low Rise | WINDOW CL22 Prime Window Replacement of Double Pane Base_Electric Zonal | 0.23473 | 0.23419 | 0.23366 | 0.23313 | 0.2326 | 0.20886 | 0.16671 | 0.13307 | 0.10621 | 0.084777 | 0.067667 | 0.054011 | 0.043111 | 0.03441 | 0.027466 | 0.021923 | 0.00014919 | 5.3161e-05 | 1.8082e-05 | 5.8829e-06 | 2.0553 | 310.1377 | 226.2764 | 205.0412 | 164.362 | 67.719 | 18.9157 | 4.6061 | 3.8721 | 36.7431 | 126.2028 | 199.625 | 361.4355 | NA | 197.137 | 147.6913 | 114.4032 | 98.112 | 38.5442 | 9.5687 | 2.5772 | 1.7233 | 21.0998 | 65.0668 | 130.6101 | 232.6517 | 2.1605
Retro12Med | Retro | ResWx | Residential | HVAC | 2.26 | 4321.9423 | 10.6007 | Multifamily - Low Rise | WINDOW CL30 Prime Window Replacement of Single Pane Base_Electric Zonal | 0.2694 | 0.26879 | 0.26818 | 0.26757 | 0.26696 | 0.23972 | 0.19134 | 0.15273 | 0.1219 | 0.097302 | 0.077665 | 0.061991 | 0.04948 | 0.039494 | 0.031523 | 0.025161 | 0.00017123 | 6.1015e-05 | 2.0753e-05 | 6.752e-06 | 2.359 | 481.4434 | 351.261 | 318.2966 | 255.148 | 105.1238 | 29.3639 | 7.1503 | 6.0109 | 57.0383 | 195.9114 | 309.8887 | 561.0757 | NA | 306.0264 | 229.2691 | 177.5942 | 152.3046 | 59.8342 | 14.854 | 4.0008 | 2.6752 | 32.7544 | 101.0067 | 202.7531 | 361.1577 | 4.3819
Retro12Med | Retro | ResWx | Residential | HVAC | 1.2559 | 2401.6643 | 42.8151 | Multifamily - Low Rise | WINDOW CL30 Prime Window Replacement of Double Pane Base_Electric Zonal | 0.80992 | 0.80808 | 0.80625 | 0.80442 | 0.80259 | 0.72069 | 0.57524 | 0.45915 | 0.36649 | 0.29252 | 0.23349 | 0.18637 | 0.14875 | 0.11873 | 0.094771 | 0.075644 | 0.00051478 | 0.00018343 | 6.2392e-05 | 2.0299e-05 | 7.092 | 267.5337 | 195.1926 | 176.8745 | 141.7834 | 58.4163 | 16.3172 | 3.9734 | 3.3402 | 31.6957 | 108.8662 | 172.2024 | 311.7847 | NA | 170.0561 | 127.4028 | 98.6875 | 84.6343 | 33.2493 | 8.2542 | 2.2232 | 1.4866 | 18.2013 | 56.1285 | 112.668 | 200.6921 | 2.435
Retro12Med | Retro | ResWx | Residential | HVAC | 0.33733 | 645.0842 | 14.2361 | Multifamily - Low Rise | WALL R0 - R11_Electric FAF | 0.0079682 | 0.0079501 | 0.0079321 | 0.0079141 | 0.0078961 | 0.0070903 | 0.0056594 | 0.0045172 | 0.0036056 | 0.0028779 | 0.0022971 | 0.0018335 | 0.0014635 | 0.0011681 | 0.00093238 | 0.00074421 | 5.0645e-06 | 1.8047e-06 | 6.1383e-07 | 1.9971e-07 | 0.069773 | 71.8592 | 52.4285 | 47.5083 | 38.0829 | 15.6906 | 4.3828 | 1.0672 | 0.89718 | 8.5134 | 29.2413 | 46.2533 | 83.745 | NA | 45.6769 | 34.2202 | 26.5073 | 22.7327 | 8.9307 | 2.2171 | 0.59715 | 0.39929 | 4.8889 | 15.076 | 30.2625 | 53.9057 | 4.0192
Retro12Med | Retro | ResWx | Residential | HVAC | 0.11911 | 227.7828 | 58.6281 | Multifamily - Low Rise | FLOOR R0 - R19_Electric FAF | 0.00075371 | 0.000752 | 0.0007503 | 0.00074859 | 0.00074689 | 0.00067068 | 0.00053532 | 0.00042729 | 0.00034105 | 0.00027222 | 0.00021728 | 0.00017343 | 0.00013843 | 0.00011049 | 8.8194e-05 | 7.0395e-05 | 4.7905e-07 | 1.707e-07 | 5.8062e-08 | 1.889e-08 | 0.0065998 | 25.3739 | 18.5128 | 16.7754 | 13.4473 | 5.5404 | 1.5476 | 0.37685 | 0.3168 | 3.0061 | 10.3253 | 16.3323 | 29.5708 | NA | 16.1288 | 12.0834 | 9.3599 | 8.027 | 3.1535 | 0.78286 | 0.21086 | 0.14099 | 1.7263 | 5.3234 | 10.6859 | 19.0344 | 1.999
Retro12Med | Retro | ResWx | Residential | HVAC | 0.15511 | 296.6311 | 42.8909 | Multifamily - Low Rise | FLOOR R0 - R30_Electric FAF | 0.010867 | 0.010842 | 0.010818 | 0.010793 | 0.010769 | 0.0096699 | 0.0077184 | 0.0061607 | 0.0049173 | 0.0039249 | 0.0031328 | 0.0025006 | 0.0019959 | 0.0015931 | 0.0012716 | 0.001015 | 6.9071e-06 | 2.4612e-06 | 8.3714e-07 | 2.7236e-07 | 0.095157 | 33.0433 | 24.1084 | 21.8459 | 17.5118 | 7.215 | 2.0154 | 0.49076 | 0.41255 | 3.9148 | 13.4461 | 21.2688 | 38.5087 | NA | 21.0037 | 15.7356 | 12.189 | 10.4532 | 4.1066 | 1.0195 | 0.27459 | 0.18361 | 2.2481 | 6.9325 | 13.9157 | 24.7876 | 2.4324
Retro12Med | Retro | ResWx | Residential | HVAC | 0.10043 | 192.0526 | 35.7025 | Multifamily - Low Rise | ATTIC R0 - R19_Electric FAF | 0.0016679 | 0.0016641 | 0.0016603 | 0.0016565 | 0.0016528 | 0.0014841 | 0.0011846 | 0.00094553 | 0.00075471 | 0.00060239 | 0.00048082 | 0.00038378 | 0.00030633 | 0.00024451 | 0.00019516 | 0.00015577 | 1.0601e-06 | 3.7774e-07 | 1.2848e-07 | 4.1802e-08 | 0.014605 | 21.3937 | 15.6089 | 14.144 | 11.3379 | 4.6713 | 1.3048 | 0.31774 | 0.2671 | 2.5346 | 8.7056 | 13.7704 | 24.9323 | NA | 13.5988 | 10.1879 | 7.8917 | 6.7679 | 2.6588 | 0.66006 | 0.17778 | 0.11888 | 1.4555 | 4.4884 | 9.0097 | 16.0486 | 2.6998
Retro12Med | Retro | ResWx | Residential | HVAC | 0.13678 | 261.5667 | 34.352 | Multifamily - Low Rise | ATTIC R0 - R38_Electric FAF | 0.00043128 | 0.0004303 | 0.00042932 | 0.00042835 | 0.00042738 | 0.00038376 | 0.00030631 | 0.00024449 | 0.00019515 | 0.00015577 | 0.00012433 | 9.9239e-05 | 7.9211e-05 | 6.3225e-05 | 5.0465e-05 | 4.028e-05 | 2.7412e-07 | 9.7677e-08 | 3.3223e-08 | 1.0809e-08 | 0.0037764 | 29.1373 | 21.2585 | 19.2635 | 15.4417 | 6.3622 | 1.7771 | 0.43274 | 0.36378 | 3.452 | 11.8567 | 18.7547 | 33.9567 | NA | 18.5209 | 13.8755 | 10.7481 | 9.2176 | 3.6212 | 0.89897 | 0.24213 | 0.1619 | 1.9823 | 6.113 | 12.2707 | 21.8575 | 2.7568
Retro12Med | Retro | ResWx | Residential | HVAC | 0.14521 | 277.6855 | 38.7395 | Multifamily - Low Rise | ATTIC R0 - R49_Electric FAF | 0.0027311 | 0.0027249 | 0.0027187 | 0.0027125 | 0.0027064 | 0.0024302 | 0.0019398 | 0.0015483 | 0.0012358 | 0.0009864 | 0.00078733 | 0.00062843 | 0.0005016 | 0.00040037 | 0.00031957 | 0.00025508 | 1.7359e-06 | 6.1854e-07 | 2.1039e-07 | 6.8449e-08 | 0.023915 | 30.9328 | 22.5686 | 20.4506 | 16.3933 | 6.7542 | 1.8866 | 0.45941 | 0.3862 | 3.6647 | 12.5873 | 19.9104 | 36.0492 | NA | 19.6623 | 14.7306 | 11.4105 | 9.7856 | 3.8444 | 0.95437 | 0.25705 | 0.17188 | 2.1045 | 6.4897 | 13.0269 | 23.2044 | 2.58
Retro12Med | Retro | ResWx | Residential | HVAC | 0.026344 | 50.3788 | 185.4914 | Multifamily - Low Rise | ATTIC R19 - R30_Electric FAF | 0.00050836 | 0.0005072 | 0.00050605 | 0.0005049 | 0.00050376 | 0.00045235 | 0.00036106 | 0.00028819 | 0.00023003 | 0.00018361 | 0.00014655 | 0.00011697 | 9.3367e-05 | 7.4524e-05 | 5.9484e-05 | 4.7479e-05 | 3.2311e-07 | 1.1513e-07 | 3.9161e-08 | 1.2741e-08 | 0.0044514 | 5.612 | 4.0945 | 3.7102 | 2.9741 | 1.2254 | 0.34228 | 0.083348 | 0.070066 | 0.66487 | 2.2836 | 3.6122 | 6.5402 | NA | 3.5672 | 2.6725 | 2.0701 | 1.7753 | 0.69746 | 0.17315 | 0.046635 | 0.031183 | 0.3818 | 1.1774 | 2.3634 | 4.2098 | 0.82046
Retro12Med | Retro | ResWx | Residential | HVAC | 0.03635 | 69.5141 | 152.1888 | Multifamily - Low Rise | ATTIC R19 - R38_Electric FAF | 0.00010828 | 0.00010803 | 0.00010779 | 0.00010754 | 0.0001073 | 9.635e-05 | 7.6905e-05 | 6.1384e-05 | 4.8996e-05 | 3.9108e-05 | 3.1215e-05 | 2.4915e-05 | 1.9887e-05 | 1.5874e-05 | 1.267e-05 | 1.0113e-05 | 6.8822e-08 | 2.4523e-08 | 8.3412e-09 | 2.7138e-09 | 0.00094814 | 7.7435 | 5.6497 | 5.1195 | 4.1038 | 1.6908 | 0.47229 | 0.11501 | 0.096679 | 0.9174 | 3.151 | 4.9842 | 9.0243 | NA | 4.9221 | 3.6876 | 2.8564 | 2.4497 | 0.96237 | 0.23891 | 0.064348 | 0.043027 | 0.52682 | 1.6246 | 3.2611 | 5.8089 | 0.97069
Retro12Med | Retro | ResWx | Residential | HVAC | 0.044779 | 85.6329 | 145.7269 | Multifamily - Low Rise | ATTIC R19 - R49_Electric FAF | 0.0019593 | 0.0019548 | 0.0019504 | 0.001946 | 0.0019415 | 0.0017434 | 0.0013916 | 0.0011107 | 0.00088656 | 0.00070764 | 0.00056482 | 0.00045083 | 0.00035985 | 0.00028722 | 0.00022926 | 0.00018299 | 1.2453e-06 | 4.4374e-07 | 1.5093e-07 | 4.9105e-08 | 0.017156 | 9.5391 | 6.9597 | 6.3066 | 5.0554 | 2.0829 | 0.5818 | 0.14167 | 0.1191 | 1.1301 | 3.8817 | 6.14 | 11.1169 | NA | 6.0635 | 4.5426 | 3.5188 | 3.0177 | 1.1855 | 0.29431 | 0.079269 | 0.053004 | 0.64898 | 2.0013 | 4.0173 | 7.1558 | 1.0064
Retro12Med | Retro | ResWx | Residential | HVAC | 2.2064 | 4219.4511 | 24.2296 | Multifamily - Low Rise | WINDOW CL22 Prime Window Replacement of Single Pane Base_Electric FAF | 0.020236 | 0.02019 | 0.020144 | 0.020098 | 0.020053 | 0.018006 | 0.014372 | 0.011472 | 0.0091566 | 0.0073087 | 0.0058337 | 0.0046563 | 0.0037166 | 0.0029665 | 0.0023678 | 0.00189 | 1.2862e-05 | 4.5831e-06 | 1.5589e-06 | 5.0717e-07 | 0.17719 | 470.0263 | 342.9311 | 310.7484 | 249.0973 | 102.6309 | 28.6675 | 6.9808 | 5.8684 | 55.6857 | 191.2655 | 302.5399 | 547.7703 | NA | 298.7693 | 223.8322 | 173.3827 | 148.6928 | 58.4153 | 14.5018 | 3.9059 | 2.6117 | 31.9777 | 98.6114 | 197.9449 | 352.5932 | 3.2743
Retro12Med | Retro | ResWx | Residential | HVAC | 1.296 | 2478.3525 | 62.1089 | Multifamily - Low Rise | WINDOW CL22 Prime Window Replacement of Double Pane Base_Electric FAF | 0.064304 | 0.064158 | 0.064012 | 0.063867 | 0.063722 | 0.057219 | 0.045671 | 0.036454 | 0.029097 | 0.023225 | 0.018538 | 0.014796 | 0.01181 | 0.0094268 | 0.0075243 | 0.0060058 | 4.0871e-05 | 1.4564e-05 | 4.9536e-06 | 1.6116e-06 | 0.56307 | 276.0764 | 201.4253 | 182.5224 | 146.3107 | 60.2816 | 16.8383 | 4.1003 | 3.4469 | 32.7078 | 112.3424 | 177.701 | 321.7404 | NA | 175.4862 | 131.4709 | 101.8387 | 87.3368 | 34.311 | 8.5178 | 2.2942 | 1.534 | 18.7825 | 57.9208 | 116.2657 | 207.1004 | 1.9232
Retro12Med | Retro | ResWx | Residential | HVAC | 2.0287 | 3879.6325 | 15.1941 | Multifamily - Low Rise | WINDOW CL30 Prime Window Replacement of Single Pane Base_Electric FAF | 0.074425 | 0.074256 | 0.074087 | 0.073919 | 0.073751 | 0.066225 | 0.05286 | 0.042192 | 0.033677 | 0.02688 | 0.021455 | 0.017125 | 0.013669 | 0.01091 | 0.0087086 | 0.006951 | 4.7304e-05 | 1.6856e-05 | 5.7333e-06 | 1.8653e-06 | 0.65169 | 432.1722 | 315.3128 | 285.7219 | 229.036 | 94.3654 | 26.3588 | 6.4186 | 5.3957 | 51.201 | 175.8617 | 278.1745 | 503.655 | NA | 274.7075 | 205.8056 | 159.4191 | 136.7177 | 53.7107 | 13.3339 | 3.5913 | 2.4014 | 29.4023 | 90.6696 | 182.0032 | 324.1966 | 3.9334
Retro12Med | Retro | ResWx | Residential | HVAC | 1.1183 | 2138.5339 | 51.7363 | Multifamily - Low Rise | WINDOW CL30 Prime Window Replacement of Double Pane Base_Electric FAF | 0.22195 | 0.22144 | 0.22094 | 0.22044 | 0.21994 | 0.19749 | 0.15764 | 0.12582 | 0.10043 | 0.080161 | 0.063984 | 0.051071 | 0.040764 | 0.032537 | 0.02597 | 0.020729 | 0.00014107 | 5.0267e-05 | 1.7098e-05 | 5.5626e-06 | 1.9435 | 238.2223 | 173.8069 | 157.4959 | 126.2494 | 52.0161 | 14.5295 | 3.5381 | 2.9742 | 28.2231 | 96.9386 | 153.3356 | 277.6251 | NA | 151.4245 | 113.4443 | 87.8751 | 75.3616 | 29.6065 | 7.3499 | 1.9796 | 1.3237 | 16.2072 | 49.979 | 100.3239 | 178.7039 | 2.1682
Retro12Med | Retro | ResWx | Residential | HVAC | 0.15278 | 292.17 | 67.294 | Multifamily - Low Rise | WALL R0 - R11_Heat Pump | 0.1795 | 0.1791 | 0.17869 | 0.17828 | 0.17788 | 0.15973 | 0.12749 | 0.10176 | 0.081225 | 0.064832 | 0.051748 | 0.041304 | 0.032968 | 0.026315 | 0.021004 | 0.016765 | 0.00011409 | 4.0654e-05 | 1.3828e-05 | 4.4989e-06 | 1.5718 | 32.5463 | 23.7458 | 21.5173 | 17.2484 | 7.1065 | 1.985 | 0.48337 | 0.40635 | 3.8559 | 13.2439 | 20.949 | 37.9296 | NA | 20.6879 | 15.4989 | 12.0056 | 10.296 | 4.0449 | 1.0042 | 0.27046 | 0.18085 | 2.2143 | 6.8282 | 13.7064 | 24.4148 | 1.8204
Retro12Med | Retro | ResWx | Residential | HVAC | 0.032005 | 61.2039 | 299.0021 | Multifamily - Low Rise | FLOOR R0 - R19_Heat Pump | 0.010073 | 0.01005 | 0.010027 | 0.010005 | 0.0099818 | 0.0089632 | 0.0071543 | 0.0057104 | 0.004558 | 0.0036381 | 0.0029039 | 0.0023178 | 0.00185 | 0.0014767 | 0.0011787 | 0.00094079 | 6.4023e-06 | 2.2813e-06 | 7.7597e-07 | 2.5246e-07 | 0.088203 | 6.8178 | 4.9743 | 4.5075 | 3.6132 | 1.4887 | 0.41583 | 0.10126 | 0.085122 | 0.80773 | 2.7743 | 4.3884 | 7.9455 | NA | 4.3337 | 3.2467 | 2.5149 | 2.1568 | 0.84732 | 0.21035 | 0.056656 | 0.037884 | 0.46384 | 1.4304 | 2.8712 | 5.1144 | 0.53712
Retro12Med | Retro | ResWx | Residential | HVAC | 0.041368 | 79.1106 | 242.4555 | Multifamily - Low Rise | FLOOR R0 - R30_Heat Pump | 0.14415 | 0.14383 | 0.1435 | 0.14317 | 0.14285 | 0.12827 | 0.10239 | 0.081722 | 0.065229 | 0.052065 | 0.041557 | 0.03317 | 0.026476 | 0.021133 | 0.016868 | 0.013464 | 9.1623e-05 | 3.2648e-05 | 1.1105e-05 | 3.6129e-06 | 1.2623 | 8.8125 | 6.4296 | 5.8262 | 4.6703 | 1.9242 | 0.53749 | 0.13088 | 0.11003 | 1.0441 | 3.586 | 5.6723 | 10.2702 | NA | 5.6016 | 4.1966 | 3.2508 | 2.7878 | 1.0952 | 0.27189 | 0.073232 | 0.048967 | 0.59955 | 1.8489 | 3.7113 | 6.6108 | 0.64872
Retro12Med | Retro | ResWx | Residential | HVAC | 0.049089 | 93.8741 | 104.0929 | Multifamily - Low Rise | ATTIC R0 - R19_Heat Pump | 0.040549 | 0.040457 | 0.040365 | 0.040274 | 0.040182 | 0.036082 | 0.0288 | 0.022988 | 0.018348 | 0.014645 | 0.01169 | 0.0093305 | 0.0074474 | 0.0059444 | 0.0047447 | 0.0037872 | 2.5773e-05 | 9.1837e-06 | 3.1237e-06 | 1.0163e-06 | 0.35506 | 10.4571 | 7.6295 | 6.9135 | 5.5419 | 2.2833 | 0.63779 | 0.15531 | 0.13056 | 1.2389 | 4.2553 | 6.7309 | 12.1868 | NA | 6.647 | 4.9798 | 3.8574 | 3.3081 | 1.2996 | 0.32263 | 0.086898 | 0.058106 | 0.71144 | 2.1939 | 4.4039 | 7.8445 | 1.3197
Retro12Med | Retro | ResWx | Residential | HVAC | 0.067027 | 128.1786 | 100.9963 | Multifamily - Low Rise | ATTIC R0 - R38_Heat Pump | 0.010512 | 0.010488 | 0.010464 | 0.010441 | 0.010417 | 0.0093539 | 0.0074661 | 0.0059593 | 0.0047566 | 0.0037967 | 0.0030304 | 0.0024188 | 0.0019307 | 0.001541 | 0.00123 | 0.00098179 | 6.6813e-06 | 2.3808e-06 | 8.0978e-07 | 2.6346e-07 | 0.092047 | 14.2785 | 10.4176 | 9.4399 | 7.5671 | 3.1177 | 0.87086 | 0.21206 | 0.17827 | 1.6916 | 5.8103 | 9.1906 | 16.6402 | NA | 9.076 | 6.7996 | 5.267 | 4.517 | 1.7745 | 0.44053 | 0.11865 | 0.079339 | 0.97142 | 2.9956 | 6.0132 | 10.7111 | 1.3509
Retro12Med | Retro | ResWx | Residential | HVAC | 0.071188 | 136.1362 | 109.8893 | Multifamily - Low Rise | ATTIC R0 - R49_Heat Pump | 0.066596 | 0.066445 | 0.066294 | 0.066144 | 0.065994 | 0.059259 | 0.0473 | 0.037754 | 0.030135 | 0.024053 | 0.019199 | 0.015324 | 0.012231 | 0.0097629 | 0.0077926 | 0.0062199 | 4.2328e-05 | 1.5083e-05 | 5.1302e-06 | 1.6691e-06 | 0.58314 | 15.1649 | 11.0643 | 10.026 | 8.0369 | 3.3113 | 0.92493 | 0.22523 | 0.18934 | 1.7966 | 6.171 | 9.7611 | 17.6732 | NA | 9.6395 | 7.2217 | 5.594 | 4.7974 | 1.8847 | 0.46788 | 0.12602 | 0.084265 | 1.0317 | 3.1816 | 6.3865 | 11.3761 | 1.2649
Retro12Med | Retro | ResWx | Residential | HVAC | 0.013016 | 24.8916 | 405.8201 | Multifamily - Low Rise | ATTIC R19 - R30_Heat Pump | 0.012493 | 0.012465 | 0.012436 | 0.012408 | 0.01238 | 0.011117 | 0.0088732 | 0.0070824 | 0.0056531 | 0.0045122 | 0.0036015 | 0.0028747 | 0.0022945 | 0.0018315 | 0.0014618 | 0.0011668 | 7.9405e-06 | 2.8295e-06 | 9.624e-07 | 3.1311e-07 | 0.10939 | 2.7728 | 2.023 | 1.8332 | 1.4695 | 0.60545 | 0.16912 | 0.041181 | 0.034619 | 0.3285 | 1.1283 | 1.7848 | 3.2314 | NA | 1.7625 | 1.3204 | 1.0228 | 0.87718 | 0.34461 | 0.08555 | 0.023042 | 0.015407 | 0.18864 | 0.58173 | 1.1677 | 2.08 | 0.40538
Retro12Med | Retro | ResWx | Residential | HVAC | 0.017938 | 34.3045 | 338.8653 | Multifamily - Low Rise | ATTIC R19 - R38_Heat Pump | 0.0026578 | 0.0026517 | 0.0026457 | 0.0026397 | 0.0026337 | 0.002365 | 0.0018877 | 0.0015067 | 0.0012026 | 0.00095992 | 0.00076619 | 0.00061156 | 0.00048814 | 0.00038962 | 0.00031099 | 0.00024823 | 1.6893e-06 | 6.0194e-07 | 2.0474e-07 | 6.6611e-08 | 0.023272 | 3.8214 | 2.7881 | 2.5264 | 2.0252 | 0.8344 | 0.23307 | 0.056754 | 0.04771 | 0.45273 | 1.555 | 2.4597 | 4.4534 | NA | 2.429 | 1.8198 | 1.4096 | 1.2089 | 0.47492 | 0.1179 | 0.031755 | 0.021234 | 0.25998 | 0.80172 | 1.6093 | 2.8666 | 0.47902
Retro12Med | Retro | ResWx | Residential | HVAC | 0.0221 | 42.2622 | 325.7446 | Multifamily - Low Rise | ATTIC R19 - R49_Heat Pump | 0.048095 | 0.047986 | 0.047877 | 0.047768 | 0.047659 | 0.042796 | 0.034159 | 0.027265 | 0.021763 | 0.017371 | 0.013865 | 0.011067 | 0.0088333 | 0.0070506 | 0.0056277 | 0.0044919 | 3.0569e-05 | 1.0893e-05 | 3.705e-06 | 1.2054e-06 | 0.42114 | 4.7078 | 3.4348 | 3.1125 | 2.495 | 1.028 | 0.28714 | 0.06992 | 0.058778 | 0.55775 | 1.9157 | 3.0303 | 5.4865 | NA | 2.9925 | 2.2419 | 1.7366 | 1.4893 | 0.58509 | 0.14525 | 0.039121 | 0.026159 | 0.32029 | 0.98769 | 1.9826 | 3.5316 | 0.49671
Retro12Med | Retro | ResWx | Residential | HVAC | 1.1986 | 2292.1741 | 69.5651 | Multifamily - Low Rise | WINDOW CL22 Prime Window Replacement of Single Pane Base_Heat Pump | 0.54677 | 0.54553 | 0.54429 | 0.54306 | 0.54182 | 0.48653 | 0.38834 | 0.30997 | 0.24741 | 0.19748 | 0.15763 | 0.12581 | 0.10042 | 0.080156 | 0.063979 | 0.051067 | 0.00034752 | 0.00012383 | 4.212e-05 | 1.3704e-05 | 4.7877 | 255.3371 | 186.2939 | 168.8109 | 135.3196 | 55.7532 | 15.5734 | 3.7922 | 3.1879 | 30.2507 | 103.9031 | 164.3518 | 297.5707 | NA | 162.3034 | 121.5946 | 94.1884 | 80.7759 | 31.7335 | 7.8779 | 2.1218 | 1.4188 | 17.3716 | 53.5696 | 107.5316 | 191.5427 | 1.7787
Retro12Med | Retro | ResWx | Residential | HVAC | 0.77019 | 1472.8615 | 124.7776 | Multifamily - Low Rise | WINDOW CL22 Prime Window Replacement of Double Pane Base_Heat Pump | 1.9008 | 1.8964 | 1.8921 | 1.8878 | 1.8836 | 1.6914 | 1.35 | 1.0776 | 0.86009 | 0.68651 | 0.54796 | 0.43737 | 0.3491 | 0.27865 | 0.22241 | 0.17753 | 0.0012081 | 0.00043049 | 0.00014642 | 4.7639e-05 | 16.6438 | 164.0696 | 119.7052 | 108.4713 | 86.9511 | 35.8248 | 10.0068 | 2.4367 | 2.0484 | 19.4379 | 66.7641 | 105.606 | 191.2073 | NA | 104.2898 | 78.1319 | 60.5218 | 51.9034 | 20.3907 | 5.0621 | 1.3634 | 0.91166 | 11.1623 | 34.4218 | 69.0956 | 123.0778 | 1.1429
Retro12Med | Retro | ResWx | Residential | HVAC | 1.1115 | 2125.4981 | 52.2356 | Multifamily - Low Rise | WINDOW CL30 Prime Window Replacement of Single Pane Base_Heat Pump | 2.0281 | 2.0235 | 2.0189 | 2.0143 | 2.0097 | 1.8046 | 1.4404 | 1.1497 | 0.91769 | 0.73248 | 0.58465 | 0.46666 | 0.37248 | 0.29731 | 0.23731 | 0.18941 | 0.001289 | 0.00045932 | 0.00015623 | 5.0829e-05 | 17.7584 | 236.7702 | 172.7475 | 156.5358 | 125.4798 | 51.6991 | 14.4409 | 3.5165 | 2.9561 | 28.051 | 96.3477 | 152.4009 | 275.9327 | NA | 150.5015 | 112.7528 | 87.3395 | 74.9022 | 29.426 | 7.3051 | 1.9675 | 1.3156 | 16.1084 | 49.6743 | 99.7124 | 177.6146 | 2.155
Retro12Med | Retro | ResWx | Residential | HVAC | 0.68303 | 1306.1855 | 103.6236 | Multifamily - Low Rise | WINDOW CL30 Prime Window Replacement of Double Pane Base_Heat Pump | 6.7427 | 6.7273 | 6.7121 | 6.6968 | 6.6816 | 5.9998 | 4.7889 | 3.8225 | 3.051 | 2.4353 | 1.9438 | 1.5515 | 1.2384 | 0.98846 | 0.78897 | 0.62974 | 0.0042856 | 0.0015271 | 0.00051942 | 0.00016899 | 59.0412 | 145.5027 | 106.1588 | 96.1962 | 77.1113 | 31.7707 | 8.8744 | 2.161 | 1.8166 | 17.2382 | 59.2087 | 93.6551 | 169.5694 | NA | 92.4879 | 69.2901 | 53.6728 | 46.0298 | 18.0832 | 4.4892 | 1.2091 | 0.80849 | 9.8991 | 30.5264 | 61.2764 | 109.1498 | 1.3243
LO5Med | New | ASHP | Residential | HVAC | 1.1109 | 3179.9665 | 93.4835 | Manufactured | HVAC Conversion - FAF w/CAC to ASHP 8.5 HSPF/14SEER + HZ23 | 0.00030451 | 0.00068284 | 0.0011843 | 0.0018023 | 0.0023822 | 0.0030752 | 0.0038896 | 0.0047376 | 0.0055464 | 0.0062233 | 0.0067079 | 0.0070561 | 0.007279 | 0.0073962 | 0.0074457 | 0.0074585 | 0.007458 | 0.0074598 | 0.0074623 | 0.0074632 | 0.10301 | 271.9306 | 198.5717 | 160.8621 | 139.464 | 51.1738 | 33.0857 | 96.1961 | 95.9428 | 55.793 | 126.7401 | 196.7938 | 343.4023 | - | 258.0176 | 182.7502 | 134.9515 | 125.8707 | 49.7601 | 15.3719 | 47.3509 | 33.8994 | 32.0562 | 77.8619 | 154.9585 | 297.1614 | 1.2359
LO5Med | New | ASHP | Residential | HVAC | 1.0575 | 2509.022 | 118.7817 | Manufactured | HVAC Conversion - FAF to ASHP 8.5 HSPF/14SEER + HZ23CZ23 | 0.00044839 | 0.0010055 | 0.0017438 | 0.0026538 | 0.0035078 | 0.0045282 | 0.0057273 | 0.0069761 | 0.008167 | 0.0091636 | 0.0098772 | 0.01039 | 0.010718 | 0.010891 | 0.010964 | 0.010982 | 0.010982 | 0.010984 | 0.010988 | 0.010989 | 0.15169 | 258.8595 | 189.0267 | 153.1298 | 128.9367 | 29.9755 | 10.2931 | -53.48 | -54.25 | -5.54 | 110.2005 | 187.3343 | 326.8957 | - | 245.6152 | 173.9658 | 128.4646 | 118.7638 | 41.6593 | 9.883 | -1.3 | 0.63071 | 8.7748 | 70.797 | 147.51 | 282.8775 | 1.0819
LO5Med | New | ASHP | Residential | HVAC | 1.1515 | 3001.648 | 117.3345 | Manufactured | HVAC Conversion - FAF to ASHP 8.5 HSPF/14SEER + HZ23CZ1 | 0.00023913 | 0.00053622 | 0.00092998 | 0.0014153 | 0.0018707 | 0.0024149 | 0.0030544 | 0.0037203 | 0.0043555 | 0.0048869 | 0.0052675 | 0.0055409 | 0.005716 | 0.005808 | 0.0058469 | 0.0058569 | 0.0058566 | 0.005858 | 0.0058599 | 0.0058606 | 0.080895 | 281.8621 | 205.8239 | 166.7371 | 142.3844 | 42.3927 | 22.2437 | 17.2703 | 16.7045 | 24.4951 | 125.4311 | 203.9811 | 355.9441 | - | 267.441 | 189.4247 | 139.8802 | 129.8672 | 48.3327 | 13.2336 | 22.7226 | 17.1553 | 20.8707 | 78.8174 | 160.618 | 308.0144 | 1.0669
LO5Med | New | ASHP | Residential | HVAC | 1.0675 | 3055.7546 | 106.6446 | Manufactured | HVAC Conversion - FAF w/CAC to ASHP 8.5 HSPF/14SEER + HZ1 | 0.00077625 | 0.0017407 | 0.0030189 | 0.0045942 | 0.0060726 | 0.0078392 | 0.0099151 | 0.012077 | 0.014139 | 0.015864 | 0.017099 | 0.017987 | 0.018555 | 0.018854 | 0.01898 | 0.019013 | 0.019012 | 0.019016 | 0.019022 | 0.019025 | 0.2626 | 261.3088 | 190.8153 | 154.5787 | 134.0164 | 49.175 | 31.7933 | 92.4386 | 92.1952 | 53.6137 | 121.7896 | 189.1068 | 329.9888 | - | 247.9392 | 175.6119 | 129.6802 | 120.954 | 47.8164 | 14.7715 | 45.5014 | 32.5753 | 30.8041 | 74.8206 | 148.9057 | 285.5541 | 1.1284
LO5Med | New | ASHP | Residential | HVAC | 1.0675 | 2530.2967 | 126.2675 | Manufactured | HVAC Conversion - FAF to ASHP 8.5 HSPF/14SEER + HZ1CZ23 | 0.00083229 | 0.0018663 | 0.0032369 | 0.0049259 | 0.006511 | 0.0084052 | 0.010631 | 0.012949 | 0.015159 | 0.017009 | 0.018334 | 0.019286 | 0.019895 | 0.020215 | 0.02035 | 0.020385 | 0.020384 | 0.020389 | 0.020396 | 0.020398 | 0.28156 | 261.3088 | 190.8153 | 154.5787 | 130.1385 | 30.1699 | 10.2896 | -54.67 | -55.46 | -5.87 | 111.1935 | 189.1068 | 329.9888 | - | 247.9392 | 175.6119 | 129.6802 | 119.8825 | 42.0263 | 9.9539 | -1.53 | 0.48611 | 8.7544 | 71.4511 | 148.9057 | 285.5541 | 1.0403
LO5Med | New | ASHP | Residential | HVAC | 1.0675 | 2761.2969 | 139.109 | Manufactured | HVAC Conversion - FAF to ASHP 8.5 HSPF/14SEER + HZ1CZ1 | 0.0023609 | 0.0052942 | 0.0091819 | 0.013973 | 0.01847 | 0.023843 | 0.030157 | 0.036732 | 0.043002 | 0.04825 | 0.052007 | 0.054707 | 0.056435 | 0.057344 | 0.057728 | 0.057827 | 0.057823 | 0.057837 | 0.057856 | 0.057863 | 0.79869 | 261.3088 | 190.8153 | 154.5787 | 131.8433 | 38.5248 | 19.743 | 9.9995 | 9.4529 | 20.2781 | 115.8517 | 189.1068 | 329.9888 | - | 247.9392 | 175.6119 | 129.6802 | 120.3536 | 44.5717 | 12.0718 | 19.1436 | 14.5931 | 18.4478 | 72.9324 | 148.9057 | 285.5541 | 0.94047
LO5Med | New | ASHP | Residential | HVAC | 0.0044457 | 12.9366 | 629.2558 | Manufactured | HVAC Upgrade - Heat Pump Upgrade to 9.0 HSPF/14 SEER + HZ23CZ1 | 1.3126e-06 | 2.9434e-06 | 5.1049e-06 | 7.7688e-06 | 1.0269e-05 | 1.3256e-05 | 1.6766e-05 | 2.0422e-05 | 2.3908e-05 | 2.6826e-05 | 2.8915e-05 | 3.0416e-05 | 3.1377e-05 | 3.1882e-05 | 3.2095e-05 | 3.215e-05 | 3.2148e-05 | 3.2156e-05 | 3.2167e-05 | 3.217e-05 | 0.00044405 | 1.0882 | 0.79466 | 0.64375 | 0.55967 | 0.21242 | 0.14103 | 0.444 | 0.4432 | 0.24715 | 0.51145 | 0.78754 | 1.3742 | - | 1.0325 | 0.73134 | 0.54006 | 0.50415 | 0.20146 | 0.06345 | 0.20837 | 0.14854 | 0.13713 | 0.31294 | 0.62012 | 1.1892 | 0.23671
LO5Med | New | ASHP | Residential | HVAC | 0.0056513 | 17.1295 | 468.2561 | Manufactured | HVAC Upgrade - Heat Pump Upgrade to 9.0 HSPF/14 SEER + HZ23CZ23 | 3.8989e-06 | 8.743e-06 | 1.5163e-05 | 2.3076e-05 | 3.0502e-05 | 3.9375e-05 | 4.9802e-05 | 6.066e-05 | 7.1016e-05 | 7.9681e-05 | 8.5887e-05 | 9.0345e-05 | 9.3199e-05 | 9.47e-05 | 9.5334e-05 | 9.5497e-05 | 9.5491e-05 | 9.5515e-05 | 9.5546e-05 | 9.5557e-05 | 0.001319 | 1.3833 | 1.0102 | 0.81832 | 0.7165 | 0.29478 | 0.2073 | 0.75608 | 0.75577 | 0.39168 | 0.66395 | 1.0011 | 1.7469 | - | 1.3126 | 0.92967 | 0.68651 | 0.64226 | 0.26363 | 0.086933 | 0.32616 | 0.23063 | 0.20305 | 0.4022 | 0.78829 | 1.5117 | 0.3071
LO5Med | New | ASHP | Residential | HVAC | 0.024528 | 71.1911 | 94.5475 | Manufactured | HVAC Upgrade - Heat Pump Upgrade to 9.0 HSPF/14 SEER + HZ1CZ23 | 2.9825e-05 | 6.688e-05 | 0.00011599 | 0.00017652 | 0.00023332 | 0.0003012 | 0.00038096 | 0.00046402 | 0.00054323 | 0.00060952 | 0.00065699 | 0.00069109 | 0.00071293 | 0.00072441 | 0.00072925 | 0.00073051 | 0.00073046 | 0.00073064 | 0.00073088 | 0.00073097 | 0.01009 | 6.0039 | 4.3842 | 3.5516 | 3.0864 | 1.1653 | 0.77064 | 2.3986 | 2.394 | 1.3429 | 2.8181 | 4.345 | 7.5819 | - | 5.6967 | 4.0349 | 2.9796 | 2.7811 | 1.1095 | 0.34839 | 1.1333 | 0.80837 | 0.74893 | 1.7254 | 3.4213 | 6.561 | 1.2367
LO5Med | New | ASHP | Residential | HVAC | 0.024528 | 70.4209 | 95.5816 | Manufactured | HVAC Upgrade - Heat Pump Upgrade to 9.0 HSPF/14 SEER + HZ1CZ1 | 7.6687e-05 | 0.00017196 | 0.00029825 | 0.00045388 | 0.00059993 | 0.00077446 | 0.00097954 | 0.0011931 | 0.0013968 | 0.0015672 | 0.0016893 | 0.001777 | 0.0018331 | 0.0018626 | 0.0018751 | 0.0018783 | 0.0018782 | 0.0018787 | 0.0018793 | 0.0018795 | 0.025943 | 6.0039 | 4.3842 | 3.5516 | 3.0808 | 1.1375 | 0.73912 | 2.1829 | 2.1776 | 1.2557 | 2.8025 | 4.345 | 7.5819 | - | 5.6967 | 4.0349 | 2.9796 | 2.7795 | 1.101 | 0.34133 | 1.0643 | 0.76134 | 0.71661 | 1.7205 | 3.4213 | 6.561 | 1.2297
LO5Med | NR | ASHP | Residential | HVAC | 1.1109 | 3179.9665 | 93.4835 | Manufactured | HVAC Conversion - FAF w/CAC to ASHP 8.5 HSPF/14SEER + HZ23 | 0.0031919 | 0.0070351 | 0.011654 | 0.01692 | 0.022822 | 0.029614 | 0.036934 | 0.044256 | 0.050978 | 0.056552 | 0.060632 | 0.063164 | 0.064372 | 0.064638 | 0.064352 | 0.067359 | 0.066592 | 0.065859 | 0.065089 | 0.064077 | 0.9242 | 271.9306 | 198.5717 | 160.8621 | 139.464 | 51.1738 | 33.0857 | 96.1961 | 95.9428 | 55.793 | 126.7401 | 196.7938 | 343.4023 | - | 258.0176 | 182.7502 | 134.9515 | 125.8707 | 49.7601 | 15.3719 | 47.3509 | 33.8994 | 32.0562 | 77.8619 | 154.9585 | 297.1614 | 1.2359
LO5Med | NR | ASHP | Residential | HVAC | 1.0575 | 2509.022 | 118.7817 | Manufactured | HVAC Conversion - FAF to ASHP 8.5 HSPF/14SEER + HZ23CZ23 | 0.0047001 | 0.010359 | 0.01716 | 0.024914 | 0.033605 | 0.043607 | 0.054384 | 0.065167 | 0.075065 | 0.083272 | 0.089279 | 0.093008 | 0.094786 | 0.095178 | 0.094757 | 0.099185 | 0.098056 | 0.096977 | 0.095842 | 0.094352 | 1.3609 | 258.8595 | 189.0267 | 153.1298 | 128.9367 | 29.9755 | 10.2931 | -53.48 | -54.25 | -5.54 | 110.2005 | 187.3343 | 326.8957 | - | 245.6152 | 173.9658 | 128.4646 | 118.7638 | 41.6593 | 9.883 | -1.3 | 0.63071 | 8.7748 | 70.797 | 147.51 | 282.8775 | 1.0819
LO5Med | NR | ASHP | Residential | HVAC | 1.1515 | 3001.648 | 117.3345 | Manufactured | HVAC Conversion - FAF to ASHP 8.5 HSPF/14SEER + HZ23CZ1 | 0.0025065 | 0.0055245 | 0.0091515 | 0.013287 | 0.017922 | 0.023255 | 0.029003 | 0.034753 | 0.040032 | 0.044409 | 0.047613 | 0.049601 | 0.05055 | 0.050758 | 0.050534 | 0.052895 | 0.052293 | 0.051717 | 0.051113 | 0.050318 | 0.72575 | 281.8621 | 205.8239 | 166.7371 | 142.3844 | 42.3927 | 22.2437 | 17.2703 | 16.7045 | 24.4951 | 125.4311 | 203.9811 | 355.9441 | - | 267.441 | 189.4247 | 139.8802 | 129.8672 | 48.3327 | 13.2336 | 22.7226 | 17.1553 | 20.8707 | 78.8174 | 160.618 | 308.0144 | 1.0669
LO5Med | NR | ASHP | Residential | HVAC | 1.0675 | 3055.7546 | 106.6446 | Manufactured | HVAC Conversion - FAF w/CAC to ASHP 8.5 HSPF/14SEER + HZ1 | 0.0081367 | 0.017934 | 0.029707 | 0.043132 | 0.058177 | 0.075491 | 0.09415 | 0.11282 | 0.12995 | 0.14416 | 0.15456 | 0.16101 | 0.16409 | 0.16477 | 0.16404 | 0.17171 | 0.16975 | 0.16788 | 0.16592 | 0.16334 | 2.3559 | 261.3088 | 190.8153 | 154.5787 | 134.0164 | 49.175 | 31.7933 | 92.4386 | 92.1952 | 53.6137 | 121.7896 | 189.1068 | 329.9888 | - | 247.9392 | 175.6119 | 129.6802 | 120.954 | 47.8164 | 14.7715 | 45.5014 | 32.5753 | 30.8041 | 74.8206 | 148.9057 | 285.5541 | 1.1284
LO5Med | NR | ASHP | Residential | HVAC | 1.0675 | 2530.2967 | 126.2675 | Manufactured | HVAC Conversion - FAF to ASHP 8.5 HSPF/14SEER + HZ1CZ23 | 0.0087241 | 0.019228 | 0.031852 | 0.046246 | 0.062378 | 0.080941 | 0.10095 | 0.12096 | 0.13933 | 0.15457 | 0.16572 | 0.17264 | 0.17594 | 0.17667 | 0.17589 | 0.1841 | 0.18201 | 0.18001 | 0.1779 | 0.17513 | 2.526 | 261.3088 | 190.8153 | 154.5787 | 130.1385 | 30.1699 | 10.2896 | -54.67 | -55.46 | -5.87 | 111.1935 | 189.1068 | 329.9888 | - | 247.9392 | 175.6119 | 129.6802 | 119.8825 | 42.0263 | 9.9539 | -1.53 | 0.48611 | 8.7544 | 71.4511 | 148.9057 | 285.5541 | 1.0403
LO5Med | NR | ASHP | Residential | HVAC | 1.0675 | 2761.2969 | 139.109 | Manufactured | HVAC Conversion - FAF to ASHP 8.5 HSPF/14SEER + HZ1CZ1 | 0.024748 | 0.054544 | 0.090355 | 0.13118 | 0.17695 | 0.2296 | 0.28635 | 0.34313 | 0.39524 | 0.43846 | 0.47009 | 0.48972 | 0.49909 | 0.50115 | 0.49893 | 0.52225 | 0.5163 | 0.51062 | 0.50465 | 0.4968 | 7.1655 | 261.3088 | 190.8153 | 154.5787 | 131.8433 | 38.5248 | 19.743 | 9.9995 | 9.4529 | 20.2781 | 115.8517 | 189.1068 | 329.9888 | - | 247.9392 | 175.6119 | 129.6802 | 120.3536 | 44.5717 | 12.0718 | 19.1436 | 14.5931 | 18.4478 | 72.9324 | 148.9057 | 285.5541 | 0.94047
LO5Med | NR | ASHP | Residential | HVAC | 0.0044457 | 12.9366 | 629.2558 | Manufactured | HVAC Upgrade - Heat Pump Upgrade to 9.0 HSPF/14 SEER + HZ23CZ1 | 1.1949e-05 | 2.6336e-05 | 4.3627e-05 | 6.3341e-05 | 8.5436e-05 | 0.00011086 | 0.00013826 | 0.00016568 | 0.00019084 | 0.00021171 | 0.00022698 | 0.00023646 | 0.00024098 | 0.00024197 | 0.0002409 | 0.00025216 | 0.00024929 | 0.00024655 | 0.00024366 | 0.00023987 | 0.0034598 | 1.0882 | 0.79466 | 0.64375 | 0.55967 | 0.21242 | 0.14103 | 0.444 | 0.4432 | 0.24715 | 0.51145 | 0.78754 | 1.3742 | - | 1.0325 | 0.73134 | 0.54006 | 0.50415 | 0.20146 | 0.06345 | 0.20837 | 0.14854 | 0.13713 | 0.31294 | 0.62012 | 1.1892 | 0.23671
LO5Med | NR | ASHP | Residential | HVAC | 0.0056513 | 17.1295 | 468.2561 | Manufactured | HVAC Upgrade - Heat Pump Upgrade to 9.0 HSPF/14 SEER + HZ23CZ23 | 3.7424e-05 | 8.2483e-05 | 0.00013664 | 0.00019838 | 0.00026758 | 0.00034721 | 0.00043303 | 0.00051888 | 0.00059769 | 0.00066304 | 0.00071088 | 0.00074057 | 0.00075473 | 0.00075784 | 0.00075449 | 0.00078975 | 0.00078076 | 0.00077216 | 0.00076313 | 0.00075126 | 0.010836 | 1.3833 | 1.0102 | 0.81832 | 0.7165 | 0.29478 | 0.2073 | 0.75608 | 0.75577 | 0.39168 | 0.66395 | 1.0011 | 1.7469 | - | 1.3126 | 0.92967 | 0.68651 | 0.64226 | 0.26363 | 0.086933 | 0.32616 | 0.23063 | 0.20305 | 0.4022 | 0.78829 | 1.5117 | 0.3071
LO5Med | NR | ASHP | Residential | HVAC | 0.024528 | 71.1911 | 94.5475 | Manufactured | HVAC Upgrade - Heat Pump Upgrade to 9.0 HSPF/14 SEER + HZ1CZ23 | 0.00041151 | 0.00090698 | 0.0015024 | 0.0021814 | 0.0029423 | 0.0038179 | 0.0047616 | 0.0057056 | 0.0065722 | 0.0072908 | 0.0078168 | 0.0081432 | 0.008299 | 0.0083332 | 0.0082963 | 0.0086841 | 0.0085852 | 0.0084907 | 0.0083914 | 0.0082609 | 0.11915 | 6.0039 | 4.3842 | 3.5516 | 3.0864 | 1.1653 | 0.77064 | 2.3986 | 2.394 | 1.3429 | 2.8181 | 4.345 | 7.5819 | - | 5.6967 | 4.0349 | 2.9796 | 2.7811 | 1.1095 | 0.34839 | 1.1333 | 0.80837 | 0.74893 | 1.7254 | 3.4213 | 6.561 | 1.2367
LO5Med | NR | ASHP | Residential | HVAC | 0.024528 | 70.4209 | 95.5816 | Manufactured | HVAC Upgrade - Heat Pump Upgrade to 9.0 HSPF/14 SEER + HZ1CZ1 | 0.00073315 | 0.0016159 | 0.0026768 | 0.0038864 | 0.0052421 | 0.0068021 | 0.0084833 | 0.010165 | 0.011709 | 0.012989 | 0.013927 | 0.014508 | 0.014786 | 0.014847 | 0.014781 | 0.015472 | 0.015296 | 0.015127 | 0.01495 | 0.014718 | 0.21228 | 6.0039 | 4.3842 | 3.5516 | 3.0808 | 1.1375 | 0.73912 | 2.1829 | 2.1776 | 1.2557 | 2.8025 | 4.345 | 7.5819 | - | 5.6967 | 4.0349 | 2.9796 | 2.7795 | 1.101 | 0.34133 | 1.0643 | 0.76134 | 0.71661 | 1.7205 | 3.4213 | 6.561 | 1.2297
Retro12Med | Retro | ResWx | Residential | HVAC | 0.52176 | 997.7842 | 175.1439 | Manufactured | Attic R0 - R22_Electric FAF | 0.080932 | 0.080067 | 0.079212 | 0.078365 | 0.077528 | 0.069029 | 0.054633 | 0.043239 | 0.034222 | 0.027085 | 0.021436 | 0.016966 | 0.013428 | 0.010627 | 0.008411 | 0.0066569 | 4.492e-05 | 1.5871e-05 | 5.3528e-06 | 1.7268e-06 | 0.60332 | 111.1483 | 81.0938 | 73.4835 | 58.9047 | 24.2694 | 6.7791 | 1.6508 | 1.3877 | 13.1681 | 45.229 | 71.5424 | 129.5326 | NA | 70.6507 | 52.9302 | 41.0002 | 35.1618 | 13.8136 | 3.4293 | 0.92363 | 0.6176 | 7.5618 | 23.3189 | 46.8085 | 83.3786 | 0.8684
Retro12Med | Retro | ResWx | Residential | HVAC | 0.34433 | 658.468 | 284.835 | Manufactured | Attic R0 - R30_Electric FAF | 0.16249 | 0.16075 | 0.15903 | 0.15733 | 0.15565 | 0.13859 | 0.10969 | 0.086811 | 0.068707 | 0.054378 | 0.043038 | 0.034062 | 0.026958 | 0.021336 | 0.016887 | 0.013365 | 9.0185e-05 | 3.1865e-05 | 1.0747e-05 | 3.467e-06 | 1.2113 | 73.3501 | 53.5162 | 48.494 | 38.873 | 16.0161 | 4.4737 | 1.0894 | 0.91579 | 8.6901 | 29.848 | 47.213 | 85.4825 | NA | 46.6245 | 34.9302 | 27.0573 | 23.2043 | 9.116 | 2.2631 | 0.60953 | 0.40757 | 4.9903 | 15.3888 | 30.8904 | 55.0241 | 0.57638
Retro12Med | Retro | ResWx | Residential | HVAC | 0.1284 | 367.5474 | 555.4483 | Manufactured | Attic R0 - R22_Heat Pump | 0.0084626 | 0.0083722 | 0.0082827 | 0.0081942 | 0.0081066 | 0.007218 | 0.0057127 | 0.0045213 | 0.0035784 | 0.0028321 | 0.0022415 | 0.001774 | 0.001404 | 0.0011112 | 0.00087949 | 0.00069607 | 4.697e-06 | 1.6596e-06 | 5.5972e-07 | 1.8057e-07 | 0.063085 | 31.4303 | 22.9513 | 18.5928 | 16.1195 | 5.9148 | 3.8241 | 11.1186 | 11.0893 | 6.4487 | 14.6489 | 22.7458 | 39.6912 | NA | 29.8222 | 21.1227 | 15.598 | 14.5484 | 5.7514 | 1.7767 | 5.4729 | 3.9182 | 3.7051 | 8.9994 | 17.9104 | 34.3466 | 0.2601
Retro12Med | Retro | ResWx | Residential | HVAC | 0.13126 | 375.7243 | 542.6547 | Manufactured | Attic R0 - R30_Heat Pump | 0.026318 | 0.026037 | 0.025759 | 0.025484 | 0.025211 | 0.022448 | 0.017766 | 0.014061 | 0.011129 | 0.0088077 | 0.0069709 | 0.0055171 | 0.0043665 | 0.0034559 | 0.0027352 | 0.0021647 | 1.4607e-05 | 5.1612e-06 | 1.7407e-06 | 5.6155e-07 | 0.19619 | 32.1296 | 23.4619 | 19.0064 | 16.4782 | 6.0464 | 3.9092 | 11.3659 | 11.336 | 6.5921 | 14.9748 | 23.2519 | 40.5742 | NA | 30.4857 | 21.5926 | 15.945 | 14.8721 | 5.8793 | 1.8162 | 5.5947 | 4.0053 | 3.7876 | 9.1997 | 18.3089 | 35.1107 | 0.26605
Retro12Med | Retro | ResWx | Residential | HVAC | 0.19113 | 365.5086 | 881.7384 | Manufactured | Floor R11 - R22_Electric FAF | 0.027262 | 0.026971 | 0.026683 | 0.026398 | 0.026116 | 0.023253 | 0.018403 | 0.014565 | 0.011528 | 0.0091237 | 0.0072209 | 0.005715 | 0.0045232 | 0.0035799 | 0.0028333 | 0.0022424 | 1.5131e-05 | 5.3463e-06 | 1.8031e-06 | 5.8169e-07 | 0.20323 | 40.7159 | 29.7063 | 26.9185 | 21.578 | 8.8904 | 2.4833 | 0.60471 | 0.50835 | 4.8238 | 16.5683 | 26.2074 | 47.4504 | NA | 25.8808 | 19.3894 | 15.0192 | 12.8805 | 5.0602 | 1.2562 | 0.33835 | 0.22624 | 2.7701 | 8.5422 | 17.1469 | 30.5433 | 0.203
Retro12Med | Retro | ResWx | Residential | HVAC | 0.45062 | 861.7398 | 350.9052 | Manufactured | Floor R0 - R22_Electric FAF | 0.042226 | 0.041775 | 0.041329 | 0.040887 | 0.04045 | 0.036016 | 0.028505 | 0.02256 | 0.017855 | 0.014132 | 0.011184 | 0.0088519 | 0.0070058 | 0.0055448 | 0.0043884 | 0.0034732 | 2.3437e-05 | 8.2808e-06 | 2.7928e-06 | 9.0098e-07 | 0.31478 | 95.9936 | 70.0369 | 63.4642 | 50.8732 | 20.9603 | 5.8548 | 1.4257 | 1.1985 | 11.3727 | 39.0622 | 61.7878 | 111.8713 | NA | 61.0177 | 45.7133 | 35.41 | 30.3676 | 11.9302 | 2.9617 | 0.7977 | 0.53339 | 6.5308 | 20.1394 | 40.4264 | 72.0102 | 0.47826
Retro12Med | Retro | ResWx | Residential | HVAC | 0.23017 | 440.1622 | 678.941 | Manufactured | CFM50 Infiltration Reduction_Electric FAF | 0.1692 | 0.16739 | 0.1656 | 0.16383 | 0.16208 | 0.14432 | 0.11422 | 0.090398 | 0.071546 | 0.056625 | 0.044816 | 0.035469 | 0.028072 | 0.022218 | 0.017584 | 0.013917 | 9.3911e-05 | 3.3181e-05 | 1.1191e-05 | 3.6102e-06 | 1.2613 | 49.0319 | 35.7737 | 32.4165 | 25.9852 | 10.7062 | 2.9905 | 0.72822 | 0.61217 | 5.809 | 19.9523 | 31.5602 | 57.142 | NA | 31.1668 | 23.3496 | 18.0868 | 15.5112 | 6.0937 | 1.5128 | 0.40745 | 0.27245 | 3.3358 | 10.2869 | 20.6491 | 36.7816 | 0.26025
Retro12Med | Retro | ResWx | Residential | HVAC | 0.13845 | 264.7607 | 768.9217 | Manufactured | Attic R11 - R30_Electric FAF | 0.0012813 | 0.0012676 | 0.0012541 | 0.0012407 | 0.0012274 | 0.0010929 | 0.00086495 | 0.00068456 | 0.0005418 | 0.00042881 | 0.00033938 | 0.0002686 | 0.00021258 | 0.00016825 | 0.00013316 | 0.00010539 | 7.1116e-07 | 2.5127e-07 | 8.4746e-08 | 2.7339e-08 | 0.0095516 | 29.4931 | 21.5181 | 19.4987 | 15.6303 | 6.4398 | 1.7988 | 0.43803 | 0.36823 | 3.4941 | 12.0015 | 18.9837 | 34.3713 | NA | 18.7471 | 14.0449 | 10.8794 | 9.3301 | 3.6654 | 0.90995 | 0.24509 | 0.16388 | 2.0065 | 6.1876 | 12.4206 | 22.1244 | 0.23206
Retro12Med | Retro | ResWx | Residential | HVAC | 0.93643 | 1790.7789 | 106.9955 | Manufactured | WINDOW CL30 Prime Window Replacement of Single Pane Base_Electric FAF | 0.11253 | 0.11133 | 0.11014 | 0.10896 | 0.1078 | 0.095983 | 0.075965 | 0.060123 | 0.047584 | 0.037661 | 0.029806 | 0.02359 | 0.018671 | 0.014777 | 0.011695 | 0.0092561 | 6.2459e-05 | 2.2068e-05 | 7.4429e-06 | 2.4011e-06 | 0.83889 | 199.4841 | 145.5435 | 131.8849 | 105.7195 | 43.5576 | 12.1668 | 2.9627 | 2.4906 | 23.6336 | 81.1751 | 128.4011 | 232.4794 | NA | 126.8008 | 94.9967 | 73.5854 | 63.1068 | 24.792 | 6.1547 | 1.6577 | 1.1084 | 13.5717 | 41.8517 | 84.0099 | 149.6442 | 1.2714
Retro12Med | Retro | ResWx | Residential | HVAC | 0.9703 | 1855.5408 | 111.1881 | Manufactured | WINDOW CL22 Prime Window Replacement of Single Pane Base_Electric FAF | 0.029151 | 0.028839 | 0.028531 | 0.028226 | 0.027924 | 0.024863 | 0.019678 | 0.015574 | 0.012326 | 0.0097556 | 0.0077211 | 0.0061109 | 0.0048364 | 0.0038278 | 0.0030295 | 0.0023977 | 1.6179e-05 | 5.7166e-06 | 1.928e-06 | 6.2198e-07 | 0.21731 | 206.6982 | 150.807 | 136.6544 | 109.5427 | 45.1328 | 12.6068 | 3.0699 | 2.5807 | 24.4883 | 84.1107 | 133.0446 | 240.8868 | NA | 131.3864 | 98.4322 | 76.2466 | 65.389 | 25.6886 | 6.3773 | 1.7176 | 1.1485 | 14.0625 | 43.3652 | 87.048 | 155.0559 | 1.236
Retro12Med | Retro | ResWx | Residential | HVAC | 0.49503 | 946.6629 | 255.1526 | Manufactured | WINDOW CL22 Prime Window Replacement of Double Pane Base_Electric FAF | 0.00075645 | 0.00074837 | 0.00074037 | 0.00073246 | 0.00072463 | 0.0006452 | 0.00051064 | 0.00040415 | 0.00031986 | 0.00025316 | 0.00020036 | 0.00015857 | 0.0001255 | 9.933e-05 | 7.8615e-05 | 6.222e-05 | 4.1985e-07 | 1.4834e-07 | 5.0032e-08 | 1.614e-08 | 0.005639 | 105.4536 | 76.939 | 69.7186 | 55.8867 | 23.0259 | 6.4318 | 1.5662 | 1.3166 | 12.4935 | 42.9117 | 67.8769 | 122.896 | NA | 67.0309 | 50.2183 | 38.8996 | 33.3603 | 13.1059 | 3.2536 | 0.87631 | 0.58596 | 7.1744 | 22.1241 | 44.4103 | 79.1067 | 0.6344
Retro12Med | Retro | ResWx | Residential | HVAC | 0.465 | 889.2306 | 254.6128 | Manufactured | WINDOW CL30 Prime Window Replacement of Double Pane Base_Electric FAF | 0.0028422 | 0.0028119 | 0.0027818 | 0.0027521 | 0.0027227 | 0.0024242 | 0.0019186 | 0.0015185 | 0.0012018 | 0.00095119 | 0.00075282 | 0.00059582 | 0.00047156 | 0.00037322 | 0.00029538 | 0.00023378 | 1.5775e-06 | 5.5738e-07 | 1.8798e-07 | 6.0644e-08 | 0.021188 | 99.056 | 72.2712 | 65.4889 | 52.4962 | 21.629 | 6.0416 | 1.4712 | 1.2367 | 11.7355 | 40.3084 | 63.759 | 115.4402 | NA | 62.9643 | 47.1716 | 36.5396 | 31.3363 | 12.3108 | 3.0562 | 0.82315 | 0.55041 | 6.7392 | 20.7819 | 41.716 | 74.3074 | 0.63574
Retro12Med | Retro | ResWx | Residential | HVAC | 0.061723 | 176.6828 | 1763.672 | Manufactured | CFM50 Infiltration Reduction_Heat Pump | 0.019279 | 0.019073 | 0.018869 | 0.018668 | 0.018468 | 0.016444 | 0.013014 | 0.0103 | 0.0081521 | 0.006452 | 0.0051064 | 0.0040415 | 0.0031986 | 0.0025316 | 0.0020036 | 0.0015858 | 1.07e-05 | 3.7808e-06 | 1.2751e-06 | 4.1136e-07 | 0.14372 | 15.1088 | 11.0329 | 8.9377 | 7.7488 | 2.8433 | 1.8383 | 5.3448 | 5.3307 | 3.0999 | 7.0418 | 10.9341 | 19.0798 | NA | 14.3358 | 10.1538 | 7.4981 | 6.9935 | 2.7647 | 0.85408 | 2.6309 | 1.8835 | 1.7811 | 4.3261 | 8.6097 | 16.5106 | 0.084785
Retro12Med | Retro | ResWx | Residential | HVAC | 0.2427 | 694.7209 | 375.6482 | Manufactured | WINDOW CL22 Prime Window Replacement of Single Pane Base_Heat Pump | 0.0030981 | 0.003065 | 0.0030322 | 0.0029998 | 0.0029678 | 0.0026424 | 0.0020914 | 0.0016552 | 0.00131 | 0.0010368 | 0.00082059 | 0.00064945 | 0.00051401 | 0.00040681 | 0.00032197 | 0.00025483 | 1.7195e-06 | 6.0756e-07 | 2.0491e-07 | 6.6104e-08 | 0.023095 | 59.4081 | 43.3816 | 35.1432 | 30.4684 | 11.1798 | 7.2282 | 21.0158 | 20.9604 | 12.189 | 27.6887 | 42.9931 | 75.0224 | NA | 56.3686 | 39.9251 | 29.4826 | 27.4987 | 10.871 | 3.3583 | 10.3447 | 7.4059 | 7.0033 | 17.0103 | 33.8535 | 64.9203 | 0.37583
Retro12Med | Retro | ResWx | Residential | HVAC | 0.22232 | 636.3769 | 385.36 | Manufactured | WINDOW CL30 Prime Window Replacement of Single Pane Base_Heat Pump | 0.011352 | 0.01123 | 0.01111 | 0.010992 | 0.010874 | 0.0096821 | 0.0076629 | 0.0060648 | 0.0048 | 0.003799 | 0.0030067 | 0.0023796 | 0.0018834 | 0.0014906 | 0.0011797 | 0.0009337 | 6.3005e-06 | 2.2261e-06 | 7.508e-07 | 2.4221e-07 | 0.084622 | 54.4189 | 39.7383 | 32.1918 | 27.9096 | 10.2409 | 6.6211 | 19.2508 | 19.2001 | 11.1653 | 25.3633 | 39.3825 | 68.7219 | NA | 51.6346 | 36.5721 | 27.0066 | 25.1893 | 9.958 | 3.0762 | 9.4759 | 6.784 | 6.4151 | 15.5818 | 31.0104 | 59.4681 | 0.36702
Retro12Med | Retro | ResWx | Residential | HVAC | 0.090291 | 258.4584 | 1277.4212 | Manufactured | Floor R0 - R22_Heat Pump | 0.003595 | 0.0035566 | 0.0035186 | 0.003481 | 0.0034438 | 0.0030663 | 0.0024268 | 0.0019207 | 0.0015201 | 0.0012031 | 0.00095221 | 0.00075363 | 0.00059646 | 0.00047207 | 0.00037362 | 0.0002957 | 1.9953e-06 | 7.0501e-07 | 2.3778e-07 | 7.6707e-08 | 0.0268 | 22.1017 | 16.1393 | 13.0744 | 11.3352 | 4.1593 | 2.6891 | 7.8185 | 7.798 | 4.5347 | 10.3011 | 15.9948 | 27.9107 | NA | 20.9709 | 14.8534 | 10.9685 | 10.2304 | 4.0444 | 1.2494 | 3.8485 | 2.7552 | 2.6054 | 6.3284 | 12.5946 | 24.1524 | 0.11523
Retro12Med | Retro | ResWx | Residential | HVAC | 0.56725 | 1623.7408 | 151.2143 | Manufactured | WINDOW CL22 Prime Window Replacement of Double Pane Base_Heat Pump | 0.00036831 | 0.00036437 | 0.00036048 | 0.00035662 | 0.00035281 | 0.00031414 | 0.00024862 | 0.00019677 | 0.00015574 | 0.00012326 | 9.7552e-05 | 7.7208e-05 | 6.1106e-05 | 4.8363e-05 | 3.8277e-05 | 3.0294e-05 | 2.0442e-07 | 7.2227e-08 | 2.436e-08 | 7.8585e-09 | 0.0027456 | 138.852 | 101.3938 | 82.1387 | 71.2125 | 26.1302 | 16.8941 | 49.1192 | 48.9899 | 28.4888 | 64.7155 | 100.486 | 175.3466 | NA | 131.7478 | 93.3151 | 68.9083 | 64.2715 | 25.4083 | 7.8491 | 24.1781 | 17.3096 | 16.3684 | 39.7575 | 79.1243 | 151.7353 | 0.84073
Retro12Med | Retro | ResWx | Residential | HVAC | 0.091362 | 261.5249 | 976.9251 | Manufactured | WINDOW CL30 Prime Window Replacement of Double Pane Base_Heat Pump | 0.00023728 | 0.00023475 | 0.00023224 | 0.00022976 | 0.0002273 | 0.00020238 | 0.00016018 | 0.00012677 | 0.00010033 | 7.9409e-05 | 6.2848e-05 | 4.9741e-05 | 3.9368e-05 | 3.1158e-05 | 2.466e-05 | 1.9517e-05 | 1.317e-07 | 4.6532e-08 | 1.5694e-08 | 5.0628e-09 | 0.0017688 | 22.364 | 16.3308 | 13.2295 | 11.4697 | 4.2086 | 2.721 | 7.9113 | 7.8905 | 4.5885 | 10.4233 | 16.1846 | 28.2419 | NA | 21.2197 | 15.0296 | 11.0986 | 10.3518 | 4.0923 | 1.2642 | 3.8942 | 2.7879 | 2.6364 | 6.4035 | 12.744 | 24.439 | 0.15174
Retro12Med | Retro | ResWx | Residential | HVAC | 0.047594 | 136.2385 | 2446.9852 | Manufactured | Floor R11 - R22_Heat Pump | 0.0028845 | 0.0028537 | 0.0028232 | 0.002793 | 0.0027632 | 0.0024603 | 0.0019472 | 0.0015411 | 0.0012197 | 0.00096534 | 0.00076402 | 0.00060468 | 0.00047857 | 0.00037877 | 0.00029978 | 0.00023726 | 1.601e-06 | 5.6567e-07 | 1.9078e-07 | 6.1546e-08 | 0.021503 | 11.6503 | 8.5074 | 6.8918 | 5.975 | 2.1924 | 1.4175 | 4.1213 | 4.1105 | 2.3903 | 5.4299 | 8.4312 | 14.7123 | NA | 11.0542 | 7.8295 | 5.7817 | 5.3926 | 2.1319 | 0.65857 | 2.0286 | 1.4523 | 1.3734 | 3.3358 | 6.6388 | 12.7312 | 0.060832
Retro12Med | Retro | ResWx | Residential | HVAC | 0.04309 | 123.3448 | 1711.9156 | Manufactured | Attic R11 - R30_Heat Pump | 0.00016944 | 0.00016763 | 0.00016584 | 0.00016407 | 0.00016232 | 0.00014452 | 0.00011438 | 9.0529e-05 | 7.1649e-05 | 5.6707e-05 | 4.488e-05 | 3.5521e-05 | 2.8113e-05 | 2.225e-05 | 1.761e-05 | 1.3937e-05 | 9.4046e-08 | 3.3229e-08 | 1.1207e-08 | 3.6154e-09 | 0.0012631 | 10.5477 | 7.7022 | 6.2395 | 5.4095 | 1.9849 | 1.2833 | 3.7313 | 3.7214 | 2.1641 | 4.916 | 7.6333 | 13.3199 | NA | 10.008 | 7.0885 | 5.2345 | 4.8823 | 1.9301 | 0.59625 | 1.8367 | 1.3149 | 1.2434 | 3.0201 | 6.0105 | 11.5263 | 0.086592
LO12Med | New | Microwave | Residential | Food Preparation | 0.0052941 | 9.156 | 31.9278 | Single Family | Microwave Top Tier | 0.0058809 | 0.011251 | 0.015996 | 0.020634 | 0.025254 | 0.028475 | 0.03106 | 0.033601 | 0.035384 | 0.03831 | 0.039995 | 0.040601 | 0.040398 | 0.041138 | 0.042134 | 0.042453 | 0.041454 | 0.041384 | 0.041892 | 0.042177 | 0.65947 | 0.67735 | 0.55809 | 0.66649 | 0.55744 | 0.49394 | 0.53992 | 0.49492 | 0.56057 | 0.53211 | 0.71746 | 0.6486 | 0.70451 | NA | 0.21643 | 0.16356 | 0.14009 | 0.15736 | 0.13596 | 0.11812 | 0.16293 | 0.1216 | 0.17068 | 0.15834 | 0.21189 | 0.24766 | 2.8831
LO12Med | New | Microwave | Residential | Food Preparation | 0.0052941 | 9.156 | 31.9278 | Multifamily - Low Rise | Microwave Top Tier | 0.0021841 | 0.0043188 | 0.0064202 | 0.008288 | 0.0098253 | 0.01121 | 0.012464 | 0.0138 | 0.015041 | 0.016435 | 0.01711 | 0.0176 | 0.018017 | 0.018129 | 0.018133 | 0.017973 | 0.017841 | 0.017615 | 0.017444 | 0.017378 | 0.27722 | 0.67735 | 0.55809 | 0.66649 | 0.55744 | 0.49394 | 0.53992 | 0.49492 | 0.56057 | 0.53211 | 0.71746 | 0.6486 | 0.70451 | NA | 0.21643 | 0.16356 | 0.14009 | 0.15736 | 0.13596 | 0.11812 | 0.16293 | 0.1216 | 0.17068 | 0.15834 | 0.21189 | 0.24766 | 2.8831
LO12Med | New | Microwave | Residential | Food Preparation | 0.0052941 | 9.156 | 31.9278 | Multifamily - High Rise | Microwave Top Tier | 0.0004903 | 0.00098317 | 0.0014836 | 0.001871 | 0.0021751 | 0.0025188 | 0.0028087 | 0.0031485 | 0.0034075 | 0.003723 | 0.0038293 | 0.0039313 | 0.0039897 | 0.0040459 | 0.004066 | 0.0040273 | 0.0040025 | 0.0039104 | 0.0039333 | 0.0039154 | 0.062261 | 0.67735 | 0.55809 | 0.66649 | 0.55744 | 0.49394 | 0.53992 | 0.49492 | 0.56057 | 0.53211 | 0.71746 | 0.6486 | 0.70451 | NA | 0.21643 | 0.16356 | 0.14009 | 0.15736 | 0.13596 | 0.11812 | 0.16293 | 0.1216 | 0.17068 | 0.15834 | 0.21189 | 0.24766 | 2.8831
LO12Med | New | Microwave | Residential | Food Preparation | 0.0052941 | 9.156 | 31.9278 | Manufactured | Microwave Top Tier | 0.00017539 | 0.00035308 | 0.00054858 | 0.00075848 | 0.00092482 | 0.0010772 | 0.0012126 | 0.0013256 | 0.0014182 | 0.0015096 | 0.0015566 | 0.0015991 | 0.0016367 | 0.0016668 | 0.0016881 | 0.0017073 | 0.001723 | 0.0017232 | 0.0017405 | 0.0017407 | 0.026086 | 0.67735 | 0.55809 | 0.66649 | 0.55744 | 0.49394 | 0.53992 | 0.49492 | 0.56057 | 0.53211 | 0.71746 | 0.6486 | 0.70451 | NA | 0.21643 | 0.16356 | 0.14009 | 0.15736 | 0.13596 | 0.11812 | 0.16293 | 0.1216 | 0.17068 | 0.15834 | 0.21189 | 0.24766 | 2.8831
LO12Med | NR | Microwave | Residential | Food Preparation | 0.0052941 | 9.156 | 31.9278 | Single Family | Microwave Top Tier | 0.043817 | 0.087435 | 0.13086 | 0.17408 | 0.21844 | 0.25792 | 0.28874 | 0.31315 | 0.33245 | 0.39662 | 0.40386 | 0.40796 | 0.41061 | 0.41158 | 0.41081 | 0.41126 | 0.41195 | 0.40902 | 0.41022 | 0.40811 | 3.8732 | 0.67735 | 0.55809 | 0.66649 | 0.55744 | 0.49394 | 0.53992 | 0.49492 | 0.56057 | 0.53211 | 0.71746 | 0.6486 | 0.70451 | NA | 0.21643 | 0.16356 | 0.14009 | 0.15736 | 0.13596 | 0.11812 | 0.16293 | 0.1216 | 0.17068 | 0.15834 | 0.21189 | 0.24766 | 2.8831
LO12Med | NR | Microwave | Residential | Food Preparation | 0.0052941 | 9.156 | 31.9278 | Multifamily - Low Rise | Microwave Top Tier | 0.0096551 | 0.019266 | 0.028834 | 0.038358 | 0.048133 | 0.056833 | 0.063623 | 0.069002 | 0.073254 | 0.094005 | 0.095348 | 0.095954 | 0.095689 | 0.09474 | 0.093866 | 0.093518 | 0.093379 | 0.092512 | 0.09246 | 0.091733 | 0.90003 | 0.67735 | 0.55809 | 0.66649 | 0.55744 | 0.49394 | 0.53992 | 0.49492 | 0.56057 | 0.53211 | 0.71746 | 0.6486 | 0.70451 | NA | 0.21643 | 0.16356 | 0.14009 | 0.15736 | 0.13596 | 0.11812 | 0.16293 | 0.1216 | 0.17068 | 0.15834 | 0.21189 | 0.24766 | 2.8831
LO12Med | NR | Microwave | Residential | Food Preparation | 0.0052941 | 9.156 | 31.9278 | Multifamily - High Rise | Microwave Top Tier | 0.0022013 | 0.0043926 | 0.006574 | 0.0087454 | 0.010974 | 0.012958 | 0.014506 | 0.015732 | 0.016702 | 0.021376 | 0.021734 | 0.021919 | 0.021791 | 0.021539 | 0.021376 | 0.021305 | 0.021291 | 0.021085 | 0.021074 | 0.020899 | 0.20501 | 0.67735 | 0.55809 | 0.66649 | 0.55744 | 0.49394 | 0.53992 | 0.49492 | 0.56057 | 0.53211 | 0.71746 | 0.6486 | 0.70451 | NA | 0.21643 | 0.16356 | 0.14009 | 0.15736 | 0.13596 | 0.11812 | 0.16293 | 0.1216 | 0.17068 | 0.15834 | 0.21189 | 0.24766 | 2.8831
LO12Med | NR | Microwave | Residential | Food Preparation | 0.0052941 | 9.156 | 31.9278 | Manufactured | Microwave Top Tier | 0.0059625 | 0.011798 | 0.017507 | 0.023094 | 0.028735 | 0.033642 | 0.037344 | 0.040159 | 0.042274 | 0.045796 | 0.046852 | 0.047573 | 0.047998 | 0.048121 | 0.048047 | 0.047993 | 0.047864 | 0.047287 | 0.04716 | 0.046609 | 0.42706 | 0.67735 | 0.55809 | 0.66649 | 0.55744 | 0.49394 | 0.53992 | 0.49492 | 0.56057 | 0.53211 | 0.71746 | 0.6486 | 0.70451 | NA | 0.21643 | 0.16356 | 0.14009 | 0.15736 | 0.13596 | 0.11812 | 0.16293 | 0.1216 | 0.17068 | 0.15834 | 0.21189 | 0.24766 | 2.8831
LO20Fast | New | Electric Oven | Residential | Food Preparation | 0.031863 | 55.1054 | 436.9901 | Single Family | Self-Cleaning Oven | 0.026092 | 0.042453 | 0.051717 | 0.058683 | 0.06448 | 0.067517 | 0.070699 | 0.074642 | 0.077447 | 0.081875 | 0.085011 | 0.085891 | 0.08511 | 0.086363 | 0.088288 | 0.088624 | 0.086228 | 0.086497 | 0.087042 | 0.087888 | 1.4825 | 4.0766 | 3.3589 | 4.0113 | 3.3549 | 2.9728 | 3.2495 | 2.9787 | 3.3738 | 3.2025 | 4.318 | 3.9036 | 4.2401 | NA | 1.3026 | 0.9844 | 0.84313 | 0.94707 | 0.81825 | 0.71088 | 0.98059 | 0.73186 | 1.0273 | 0.95298 | 1.2753 | 1.4905 | 0.39739
LO20Fast | New | Electric Oven | Residential | Food Preparation | 0.031863 | 55.1054 | 436.9901 | Multifamily - Low Rise | Self-Cleaning Oven | 0.010771 | 0.018113 | 0.023072 | 0.0262 | 0.027884 | 0.029543 | 0.031533 | 0.034074 | 0.036592 | 0.039041 | 0.040424 | 0.041385 | 0.042192 | 0.042303 | 0.042232 | 0.041703 | 0.041248 | 0.040923 | 0.040285 | 0.04025 | 0.68977 | 4.0766 | 3.3589 | 4.0113 | 3.3549 | 2.9728 | 3.2495 | 2.9787 | 3.3738 | 3.2025 | 4.318 | 3.9036 | 4.2401 | NA | 1.3026 | 0.9844 | 0.84313 | 0.94707 | 0.81825 | 0.71088 | 0.98059 | 0.73186 | 1.0273 | 0.95298 | 1.2753 | 1.4905 | 0.39739
LO20Fast | New | Electric Oven | Residential | Food Preparation | 0.031863 | 55.1054 | 436.9901 | Multifamily - High Rise | Self-Cleaning Oven | 0.0024179 | 0.0041235 | 0.0053315 | 0.0059146 | 0.006173 | 0.0066382 | 0.0071061 | 0.0077741 | 0.0082898 | 0.0088439 | 0.0090468 | 0.0092439 | 0.0093428 | 0.0094409 | 0.00947 | 0.0093447 | 0.0092539 | 0.0090846 | 0.0090839 | 0.0090688 | 0.15499 | 4.0766 | 3.3589 | 4.0113 | 3.3549 | 2.9728 | 3.2495 | 2.9787 | 3.3738 | 3.2025 | 4.318 | 3.9036 | 4.2401 | NA | 1.3026 | 0.9844 | 0.84313 | 0.94707 | 0.81825 | 0.71088 | 0.98059 | 0.73186 | 1.0273 | 0.95298 | 1.2753 | 1.4905 | 0.39739
LO20Fast | New | Electric Oven | Residential | Food Preparation | 0.031863 | 55.1054 | 436.9901 | Manufactured | Self-Cleaning Oven | 0.00080528 | 0.0013787 | 0.0018354 | 0.0022322 | 0.0024435 | 0.002643 | 0.0028563 | 0.0030472 | 0.0032121 | 0.0033386 | 0.0034238 | 0.0035006 | 0.0035682 | 0.003621 | 0.0036604 | 0.0036882 | 0.0037088 | 0.0037271 | 0.0037423 | 0.0037536 | 0.060186 | 4.0766 | 3.3589 | 4.0113 | 3.3549 | 2.9728 | 3.2495 | 2.9787 | 3.3738 | 3.2025 | 4.318 | 3.9036 | 4.2401 | NA | 1.3026 | 0.9844 | 0.84313 | 0.94707 | 0.81825 | 0.71088 | 0.98059 | 0.73186 | 1.0273 | 0.95298 | 1.2753 | 1.4905 | 0.39739
LO20Fast | New | Electric Oven | Residential | Food Preparation | 0.039559 | 68.4169 | 369.1084 | Single Family | Non self-cleaning oven | 0.039594 | 0.06442 | 0.078479 | 0.08905 | 0.097847 | 0.10245 | 0.10728 | 0.11327 | 0.11752 | 0.12424 | 0.129 | 0.13034 | 0.12915 | 0.13105 | 0.13397 | 0.13448 | 0.13085 | 0.13126 | 0.13208 | 0.13337 | 2.2497 | 5.0614 | 4.1703 | 4.9802 | 4.1654 | 3.6909 | 4.0344 | 3.6982 | 4.1887 | 3.9761 | 5.3611 | 4.8466 | 5.2643 | NA | 1.6172 | 1.2222 | 1.0468 | 1.1758 | 1.0159 | 0.8826 | 1.2175 | 0.90866 | 1.2754 | 1.1832 | 1.5833 | 1.8506 | 0.4645
LO20Fast | New | Electric Oven | Residential | Food Preparation | 0.039559 | 68.4169 | 369.1084 | Multifamily - Low Rise | Non self-cleaning oven | 0.016344 | 0.027486 | 0.035012 | 0.039757 | 0.042314 | 0.044831 | 0.047851 | 0.051706 | 0.055527 | 0.059244 | 0.061342 | 0.0628 | 0.064024 | 0.064193 | 0.064086 | 0.063283 | 0.062593 | 0.062099 | 0.061132 | 0.061078 | 1.0467 | 5.0614 | 4.1703 | 4.9802 | 4.1654 | 3.6909 | 4.0344 | 3.6982 | 4.1887 | 3.9761 | 5.3611 | 4.8466 | 5.2643 | NA | 1.6172 | 1.2222 | 1.0468 | 1.1758 | 1.0159 | 0.8826 | 1.2175 | 0.90866 | 1.2754 | 1.1832 | 1.5833 | 1.8506 | 0.4645
LO20Fast | New | Electric Oven | Residential | Food Preparation | 0.039559 | 68.4169 | 369.1084 | Multifamily - High Rise | Non self-cleaning oven | 0.0036692 | 0.0062573 | 0.0080904 | 0.0089752 | 0.0093673 | 0.010073 | 0.010783 | 0.011797 | 0.01258 | 0.01342 | 0.013728 | 0.014027 | 0.014177 | 0.014326 | 0.01437 | 0.01418 | 0.014043 | 0.013786 | 0.013784 | 0.013762 | 0.2352 | 5.0614 | 4.1703 | 4.9802 | 4.1654 | 3.6909 | 4.0344 | 3.6982 | 4.1887 | 3.9761 | 5.3611 | 4.8466 | 5.2643 | NA | 1.6172 | 1.2222 | 1.0468 | 1.1758 | 1.0159 | 0.8826 | 1.2175 | 0.90866 | 1.2754 | 1.1832 | 1.5833 | 1.8506 | 0.4645
LO20Fast | New | Electric Oven | Residential | Food Preparation | 0.039559 | 68.4169 | 369.1084 | Manufactured | Non self-cleaning oven | 0.001222 | 0.0020921 | 0.0027851 | 0.0033873 | 0.003708 | 0.0040106 | 0.0043343 | 0.004624 | 0.0048743 | 0.0050662 | 0.0051956 | 0.005312 | 0.0054147 | 0.0054948 | 0.0055545 | 0.0055967 | 0.0056279 | 0.0056558 | 0.0056787 | 0.005696 | 0.091331 | 5.0614 | 4.1703 | 4.9802 | 4.1654 | 3.6909 | 4.0344 | 3.6982 | 4.1887 | 3.9761 | 5.3611 | 4.8466 | 5.2643 | NA | 1.6172 | 1.2222 | 1.0468 | 1.1758 | 1.0159 | 0.8826 | 1.2175 | 0.90866 | 1.2754 | 1.1832 | 1.5833 | 1.8506 | 0.4645
LO20Fast | NR | Electric Oven | Residential | Food Preparation | 0.031863 | 55.1054 | 436.9901 | Single Family | Self-Cleaning Oven | 0.087484 | 0.14847 | 0.19039 | 0.22279 | 0.25098 | 0.2752 | 0.29575 | 0.31304 | 0.32744 | 0.33934 | 0.3491 | 0.35649 | 0.36204 | 0.36616 | 0.36916 | 0.37131 | 0.37278 | 0.37374 | 0.37429 | 0.37453 | 7.5756 | 4.0766 | 3.3589 | 4.0113 | 3.3549 | 2.9728 | 3.2495 | 2.9787 | 3.3738 | 3.2025 | 4.318 | 3.9036 | 4.2401 | NA | 1.3026 | 0.9844 | 0.84313 | 0.94707 | 0.81825 | 0.71088 | 0.98059 | 0.73186 | 1.0273 | 0.95298 | 1.2753 | 1.4905 | 0.39739
LO20Fast | NR | Electric Oven | Residential | Food Preparation | 0.031863 | 55.1054 | 436.9901 | Multifamily - Low Rise | Self-Cleaning Oven | 0.021427 | 0.036362 | 0.046629 | 0.054565 | 0.061471 | 0.067401 | 0.072436 | 0.076669 | 0.080196 | 0.083112 | 0.085502 | 0.087312 | 0.088671 | 0.089679 | 0.090416 | 0.090941 | 0.091302 | 0.091536 | 0.091671 | 0.091729 | 1.8554 | 4.0766 | 3.3589 | 4.0113 | 3.3549 | 2.9728 | 3.2495 | 2.9787 | 3.3738 | 3.2025 | 4.318 | 3.9036 | 4.2401 | NA | 1.3026 | 0.9844 | 0.84313 | 0.94707 | 0.81825 | 0.71088 | 0.98059 | 0.73186 | 1.0273 | 0.95298 | 1.2753 | 1.4905 | 0.39739
LO20Fast | NR | Electric Oven | Residential | Food Preparation | 0.031863 | 55.1054 | 436.9901 | Multifamily - High Rise | Self-Cleaning Oven | 0.0048852 | 0.0082904 | 0.010631 | 0.012441 | 0.014015 | 0.015367 | 0.016515 | 0.01748 | 0.018284 | 0.018949 | 0.019494 | 0.019907 | 0.020217 | 0.020447 | 0.020614 | 0.020734 | 0.020817 | 0.02087 | 0.020901 | 0.020914 | 0.42303 | 4.0766 | 3.3589 | 4.0113 | 3.3549 | 2.9728 | 3.2495 | 2.9787 | 3.3738 | 3.2025 | 4.318 | 3.9036 | 4.2401 | NA | 1.3026 | 0.9844 | 0.84313 | 0.94707 | 0.81825 | 0.71088 | 0.98059 | 0.73186 | 1.0273 | 0.95298 | 1.2753 | 1.4905 | 0.39739
LO20Fast | NR | Electric Oven | Residential | Food Preparation | 0.031863 | 55.1054 | 436.9901 | Manufactured | Self-Cleaning Oven | 0.012319 | 0.02073 | 0.026359 | 0.030585 | 0.034165 | 0.037145 | 0.039582 | 0.041542 | 0.043087 | 0.044277 | 0.045166 | 0.045733 | 0.046053 | 0.046184 | 0.04617 | 0.046047 | 0.04584 | 0.045569 | 0.045252 | 0.044898 | 0.90816 | 4.0766 | 3.3589 | 4.0113 | 3.3549 | 2.9728 | 3.2495 | 2.9787 | 3.3738 | 3.2025 | 4.318 | 3.9036 | 4.2401 | NA | 1.3026 | 0.9844 | 0.84313 | 0.94707 | 0.81825 | 0.71088 | 0.98059 | 0.73186 | 1.0273 | 0.95298 | 1.2753 | 1.4905 | 0.39739
LO20Fast | NR | Electric Oven | Residential | Food Preparation | 0.039559 | 68.4169 | 369.1084 | Single Family | Non self-cleaning oven | 0.13275 | 0.22529 | 0.2889 | 0.33807 | 0.38086 | 0.4176 | 0.4488 | 0.47502 | 0.49688 | 0.51494 | 0.52975 | 0.54096 | 0.54938 | 0.55563 | 0.5602 | 0.56345 | 0.56569 | 0.56714 | 0.56797 | 0.56833 | 11.4957 | 5.0614 | 4.1703 | 4.9802 | 4.1654 | 3.6909 | 4.0344 | 3.6982 | 4.1887 | 3.9761 | 5.3611 | 4.8466 | 5.2643 | NA | 1.6172 | 1.2222 | 1.0468 | 1.1758 | 1.0159 | 0.8826 | 1.2175 | 0.90866 | 1.2754 | 1.1832 | 1.5833 | 1.8506 | 0.4645
LO20Fast | NR | Electric Oven | Residential | Food Preparation | 0.039559 | 68.4169 | 369.1084 | Multifamily - Low Rise | Non self-cleaning oven | 0.032514 | 0.055178 | 0.070758 | 0.082801 | 0.09328 | 0.10228 | 0.10992 | 0.11634 | 0.1217 | 0.12612 | 0.12975 | 0.13249 | 0.13455 | 0.13609 | 0.1372 | 0.138 | 0.13855 | 0.1389 | 0.13911 | 0.1392 | 2.8155 | 5.0614 | 4.1703 | 4.9802 | 4.1654 | 3.6909 | 4.0344 | 3.6982 | 4.1887 | 3.9761 | 5.3611 | 4.8466 | 5.2643 | NA | 1.6172 | 1.2222 | 1.0468 | 1.1758 | 1.0159 | 0.8826 | 1.2175 | 0.90866 | 1.2754 | 1.1832 | 1.5833 | 1.8506 | 0.4645
LO20Fast | NR | Electric Oven | Residential | Food Preparation | 0.039559 | 68.4169 | 369.1084 | Multifamily - High Rise | Non self-cleaning oven | 0.0074131 | 0.01258 | 0.016133 | 0.018878 | 0.021268 | 0.023319 | 0.025061 | 0.026526 | 0.027746 | 0.028755 | 0.029582 | 0.030208 | 0.030678 | 0.031027 | 0.031282 | 0.031463 | 0.031588 | 0.031669 | 0.031716 | 0.031736 | 0.64193 | 5.0614 | 4.1703 | 4.9802 | 4.1654 | 3.6909 | 4.0344 | 3.6982 | 4.1887 | 3.9761 | 5.3611 | 4.8466 | 5.2643 | NA | 1.6172 | 1.2222 | 1.0468 | 1.1758 | 1.0159 | 0.8826 | 1.2175 | 0.90866 | 1.2754 | 1.1832 | 1.5833 | 1.8506 | 0.4645
LO20Fast | NR | Electric Oven | Residential | Food Preparation | 0.039559 | 68.4169 | 369.1084 | Manufactured | Non self-cleaning oven | 0.018694 | 0.031457 | 0.039998 | 0.046411 | 0.051844 | 0.056366 | 0.060065 | 0.063039 | 0.065383 | 0.067189 | 0.068538 | 0.069398 | 0.069884 | 0.070082 | 0.070062 | 0.069874 | 0.06956 | 0.06915 | 0.068668 | 0.068132 | 1.3781 | 5.0614 | 4.1703 | 4.9802 | 4.1654 | 3.6909 | 4.0344 | 3.6982 | 4.1887 | 3.9761 | 5.3611 | 4.8466 | 5.2643 | NA | 1.6172 | 1.2222 | 1.0468 | 1.1758 | 1.0159 | 0.8826 | 1.2175 | 0.90866 | 1.2754 | 1.1832 | 1.5833 | 1.8506 | 0.4645
LO3Slow | New | Advanced Power Strips | Residential | Electronics | 0.006734 | 42.9101 | -8.91 | Single Family | Occupancy sensing advanced power strip | 0.00046181 | 0.0011252 | 0.0023472 | 0.0044129 | 0.0074957 | 0.011366 | 0.016206 | 0.022028 | 0.027986 | 0.034656 | 0.040563 | 0.04479 | 0.047256 | 0.049985 | 0.05239 | 0.053132 | 0.051763 | 0.051672 | 0.051539 | 0.052114 | 0.62329 | 1.2488 | 1.1075 | 1.9677 | 2.4817 | 2.6414 | 2.3144 | 2.3248 | 2.3171 | 2.1434 | 2.2775 | 2.274 | 2.5345 | NA | 0.95294 | 0.79876 | 1.135 | 1.7321 | 1.8805 | 1.5087 | 1.7746 | 1.2597 | 1.5212 | 1.3049 | 1.6401 | 1.7687 | 9999
LO3Slow | New | Advanced Power Strips | Residential | Electronics | 0.006734 | 42.9101 | -8.91 | Multifamily - Low Rise | Occupancy sensing advanced power strip | 5.8086e-05 | 0.00014628 | 0.00031907 | 0.00060032 | 0.00098769 | 0.0015154 | 0.0022024 | 0.003064 | 0.0040289 | 0.0050353 | 0.0058771 | 0.0065757 | 0.007138 | 0.0074603 | 0.0076358 | 0.0076181 | 0.0075448 | 0.0074489 | 0.0072681 | 0.0072721 | 0.089796 | 1.2488 | 1.1075 | 1.9677 | 2.4817 | 2.6414 | 2.3144 | 2.3248 | 2.3171 | 2.1434 | 2.2775 | 2.274 | 2.5345 | NA | 0.95294 | 0.79876 | 1.135 | 1.7321 | 1.8805 | 1.5087 | 1.7746 | 1.2597 | 1.5212 | 1.3049 | 1.6401 | 1.7687 | 9999
LO3Slow | New | Advanced Power Strips | Residential | Electronics | 0.006734 | 42.9101 | -8.91 | Multifamily - High Rise | Occupancy sensing advanced power strip | 1.304e-05 | 3.3302e-05 | 7.3729e-05 | 0.00013552 | 0.00021865 | 0.00034049 | 0.00049632 | 0.00069907 | 0.00091274 | 0.0011406 | 0.0013153 | 0.0014688 | 0.0015806 | 0.0016649 | 0.0017122 | 0.001707 | 0.0016927 | 0.0016536 | 0.0016389 | 0.0016385 | 0.020136 | 1.2488 | 1.1075 | 1.9677 | 2.4817 | 2.6414 | 2.3144 | 2.3248 | 2.3171 | 2.1434 | 2.2775 | 2.274 | 2.5345 | NA | 0.95294 | 0.79876 | 1.135 | 1.7321 | 1.8805 | 1.5087 | 1.7746 | 1.2597 | 1.5212 | 1.3049 | 1.6401 | 1.7687 | 9999
LO3Slow | New | Advanced Power Strips | Residential | Electronics | 0.006734 | 42.9101 | -8.91 | Manufactured | Occupancy sensing advanced power strip | 7.4198e-06 | 1.9023e-05 | 4.3364e-05 | 8.7386e-05 | 0.00014787 | 0.00023161 | 0.00034084 | 0.00046815 | 0.00060425 | 0.00073566 | 0.00085048 | 0.0009503 | 0.0010314 | 0.001091 | 0.0011307 | 0.0011511 | 0.001159 | 0.0011591 | 0.0011535 | 0.0011587 | 0.013521 | 1.2488 | 1.1075 | 1.9677 | 2.4817 | 2.6414 | 2.3144 | 2.3248 | 2.3171 | 2.1434 | 2.2775 | 2.274 | 2.5345 | NA | 0.95294 | 0.79876 | 1.135 | 1.7321 | 1.8805 | 1.5087 | 1.7746 | 1.2597 | 1.5212 | 1.3049 | 1.6401 | 1.7687 | 9999
LO3Slow | New | Advanced Power Strips | Residential | Electronics | 0.057649 | 268.6655 | 46.6589 | Single Family | Infrared sensing advanced power strip | 0.010559 | 0.027632 | 0.060841 | 0.11926 | 0.23536 | 0.36178 | 0.52292 | 0.72075 | 0.9285 | 1.1658 | 1.3833 | 1.5486 | 1.6563 | 1.776 | 1.8871 | 1.9417 | 1.9195 | 1.9445 | 1.9684 | 1.9947 | 22.1736 | 17.8313 | 14.9928 | 17.6166 | 12.956 | 13.8296 | 14.6834 | 13.1441 | 15.6561 | 13.3545 | 16.2186 | 14.8574 | 15.628 | NA | 9.1132 | 7.489 | 7.1806 | 6.9973 | 7.5977 | 6.7892 | 7.9022 | 6.1687 | 6.6842 | 6.0821 | 7.6694 | 8.2236 | 1.9812
LO3Slow | New | Advanced Power Strips | Residential | Electronics | 0.057649 | 268.6655 | 46.6589 | Multifamily - Low Rise | Infrared sensing advanced power strip | 0.0016761 | 0.0045337 | 0.010438 | 0.020474 | 0.039139 | 0.060874 | 0.089688 | 0.12652 | 0.1687 | 0.21376 | 0.25294 | 0.28692 | 0.31573 | 0.33452 | 0.34712 | 0.35136 | 0.3531 | 0.35377 | 0.35033 | 0.35128 | 4.0329 | 17.8313 | 14.9928 | 17.6166 | 12.956 | 13.8296 | 14.6834 | 13.1441 | 15.6561 | 13.3545 | 16.2186 | 14.8574 | 15.628 | NA | 9.1132 | 7.489 | 7.1806 | 6.9973 | 7.5977 | 6.7892 | 7.9022 | 6.1687 | 6.6842 | 6.0821 | 7.6694 | 8.2236 | 1.9812
LO3Slow | New | Advanced Power Strips | Residential | Electronics | 0.057649 | 268.6655 | 46.6589 | Multifamily - High Rise | Infrared sensing advanced power strip | 0.00037626 | 0.0010321 | 0.0024119 | 0.004622 | 0.0086644 | 0.013678 | 0.020211 | 0.028866 | 0.038218 | 0.048423 | 0.056609 | 0.064089 | 0.069916 | 0.074656 | 0.077837 | 0.078732 | 0.079217 | 0.078534 | 0.078995 | 0.079149 | 0.90423 | 17.8313 | 14.9928 | 17.6166 | 12.956 | 13.8296 | 14.6834 | 13.1441 | 15.6561 | 13.3545 | 16.2186 | 14.8574 | 15.628 | NA | 9.1132 | 7.489 | 7.1806 | 6.9973 | 7.5977 | 6.7892 | 7.9022 | 6.1687 | 6.6842 | 6.0821 | 7.6694 | 8.2236 | 1.9812
LO3Slow | New | Advanced Power Strips | Residential | Electronics | 0.057649 | 268.6655 | 46.6589 | Manufactured | Infrared sensing advanced power strip | 0.00018178 | 0.00050059 | 0.0012045 | 0.0025305 | 0.0049754 | 0.0079 | 0.011785 | 0.016413 | 0.021482 | 0.026518 | 0.031079 | 0.035207 | 0.038736 | 0.041538 | 0.043644 | 0.045078 | 0.046056 | 0.04674 | 0.047209 | 0.047523 | 0.5163 | 17.8313 | 14.9928 | 17.6166 | 12.956 | 13.8296 | 14.6834 | 13.1441 | 15.6561 | 13.3545 | 16.2186 | 14.8574 | 15.628 | NA | 9.1132 | 7.489 | 7.1806 | 6.9973 | 7.5977 | 6.7892 | 7.9022 | 6.1687 | 6.6842 | 6.0821 | 7.6694 | 8.2236 | 1.9812
LO3Slow | New | Advanced Power Strips | Residential | Electronics | 0.0050505 | 32.1826 | 236.6374 | Single Family | Load sensing advanced power strip | 0.0015076 | 0.0038296 | 0.0082511 | 0.015912 | 0.029719 | 0.045466 | 0.065409 | 0.089725 | 0.11504 | 0.14377 | 0.16983 | 0.18925 | 0.20152 | 0.21513 | 0.22759 | 0.2331 | 0.22938 | 0.2313 | 0.23308 | 0.23603 | 2.6848 | 0.93663 | 0.83062 | 1.4758 | 1.8613 | 1.981 | 1.7358 | 1.7436 | 1.7378 | 1.6076 | 1.7081 | 1.7055 | 1.9009 | NA | 0.7147 | 0.59907 | 0.85126 | 1.2991 | 1.4104 | 1.1315 | 1.3309 | 0.94477 | 1.1409 | 0.97865 | 1.2301 | 1.3265 | 0.42716
LO3Slow | New | Advanced Power Strips | Residential | Electronics | 0.0050505 | 32.1826 | 236.6374 | Multifamily - Low Rise | Load sensing advanced power strip | 0.00022588 | 0.00059309 | 0.0013361 | 0.0025786 | 0.004665 | 0.0072212 | 0.010589 | 0.014867 | 0.019729 | 0.024885 | 0.029312 | 0.033099 | 0.03626 | 0.038249 | 0.039515 | 0.039814 | 0.039827 | 0.03972 | 0.039155 | 0.039236 | 0.46088 | 0.93663 | 0.83062 | 1.4758 | 1.8613 | 1.981 | 1.7358 | 1.7436 | 1.7378 | 1.6076 | 1.7081 | 1.7055 | 1.9009 | NA | 0.7147 | 0.59907 | 0.85126 | 1.2991 | 1.4104 | 1.1315 | 1.3309 | 0.94477 | 1.1409 | 0.97865 | 1.2301 | 1.3265 | 0.42716
LO3Slow | New | Advanced Power Strips | Residential | Electronics | 0.0050505 | 32.1826 | 236.6374 | Multifamily - High Rise | Load sensing advanced power strip | 5.0709e-05 | 0.00013502 | 0.00030875 | 0.00058213 | 0.0010327 | 0.0016225 | 0.0023863 | 0.003392 | 0.0044697 | 0.005637 | 0.0065599 | 0.0073931 | 0.0080294 | 0.0085361 | 0.0088606 | 0.0089214 | 0.0089351 | 0.0088177 | 0.008829 | 0.0088403 | 0.10334 | 0.93663 | 0.83062 | 1.4758 | 1.8613 | 1.981 | 1.7358 | 1.7436 | 1.7378 | 1.6076 | 1.7081 | 1.7055 | 1.9009 | NA | 0.7147 | 0.59907 | 0.85126 | 1.2991 | 1.4104 | 1.1315 | 1.3309 | 0.94477 | 1.1409 | 0.97865 | 1.2301 | 1.3265 | 0.42716
LO3Slow | New | Advanced Power Strips | Residential | Electronics | 0.0050505 | 32.1826 | 236.6374 | Manufactured | Load sensing advanced power strip | 2.5486e-05 | 6.8125e-05 | 0.0001604 | 0.00033156 | 0.00061692 | 0.00097491 | 0.0014475 | 0.0020064 | 0.0026137 | 0.0032114 | 0.0037467 | 0.0042251 | 0.0046279 | 0.0049409 | 0.0051685 | 0.0053138 | 0.0054042 | 0.0054595 | 0.0054891 | 0.0055219 | 0.061354 | 0.93663 | 0.83062 | 1.4758 | 1.8613 | 1.981 | 1.7358 | 1.7436 | 1.7378 | 1.6076 | 1.7081 | 1.7055 | 1.9009 | NA | 0.7147 | 0.59907 | 0.85126 | 1.2991 | 1.4104 | 1.1315 | 1.3309 | 0.94477 | 1.1409 | 0.97865 | 1.2301 | 1.3265 | 0.42716
Retro3Slow | Retro | Advanced Power Strips | Residential | Electronics | 0.006734 | 42.9101 | -8.91 | Single Family | Occupancy sensing advanced power strip | 0.030968 | 0.048819 | 0.097845 | 0.17144 | 0.26686 | 0.37399 | 0.47609 | 0.55523 | 0.59749 | 0.59679 | 0.55626 | 0.48595 | 0.39942 | 0.30992 | 0.22778 | 0.15874 | 0.10535 | 0.06671 | 0.040405 | 0.023698 | 5.5012 | 1.2488 | 1.1075 | 1.9677 | 2.4817 | 2.6414 | 2.3144 | 2.3248 | 2.3171 | 2.1434 | 2.2775 | 2.274 | 2.5345 | NA | 0.95294 | 0.79876 | 1.135 | 1.7321 | 1.8805 | 1.5087 | 1.7746 | 1.2597 | 1.5212 | 1.3049 | 1.6401 | 1.7687 | 9999
Retro3Slow | Retro | Advanced Power Strips | Residential | Electronics | 0.006734 | 42.9101 | -8.91 | Multifamily - Low Rise | Occupancy sensing advanced power strip | 0.002311 | 0.00368 | 0.0074507 | 0.013191 | 0.020736 | 0.029313 | 0.037627 | 0.044244 | 0.048014 | 0.048376 | 0.045487 | 0.04008 | 0.033224 | 0.026002 | 0.019269 | 0.013538 | 0.0090541 | 0.0057778 | 0.0035257 | 0.0020796 | 0.48276 | 1.2488 | 1.1075 | 1.9677 | 2.4817 | 2.6414 | 2.3144 | 2.3248 | 2.3171 | 2.1434 | 2.2775 | 2.274 | 2.5345 | NA | 0.95294 | 0.79876 | 1.135 | 1.7321 | 1.8805 | 1.5087 | 1.7746 | 1.2597 | 1.5212 | 1.3049 | 1.6401 | 1.7687 | 9999
Retro3Slow | Retro | Advanced Power Strips | Residential | Electronics | 0.006734 | 42.9101 | -8.91 | Multifamily - High Rise | Occupancy sensing advanced power strip | 0.00052691 | 0.0008387 | 0.001698 | 0.0030073 | 0.0047263 | 0.0066774 | 0.0085691 | 0.010074 | 0.010933 | 0.011014 | 0.010355 | 0.0091217 | 0.007559 | 0.0059133 | 0.0043809 | 0.0030772 | 0.0020575 | 0.0013127 | 0.00080077 | 0.00047228 | 0.10964 | 1.2488 | 1.1075 | 1.9677 | 2.4817 | 2.6414 | 2.3144 | 2.3248 | 2.3171 | 2.1434 | 2.2775 | 2.274 | 2.5345 | NA | 0.95294 | 0.79876 | 1.135 | 1.7321 | 1.8805 | 1.5087 | 1.7746 | 1.2597 | 1.5212 | 1.3049 | 1.6401 | 1.7687 | 9999
Retro3Slow | Retro | Advanced Power Strips | Residential | Electronics | 0.006734 | 42.9101 | -8.91 | Manufactured | Occupancy sensing advanced power strip | 0.0022701 | 0.0035079 | 0.0068968 | 0.011866 | 0.01815 | 0.025005 | 0.031316 | 0.03595 | 0.038093 | 0.03748 | 0.034417 | 0.029626 | 0.024001 | 0.018363 | 0.01331 | 0.009146 | 0.0059851 | 0.0037385 | 0.0022336 | 0.0012941 | 0.30042 | 1.2488 | 1.1075 | 1.9677 | 2.4817 | 2.6414 | 2.3144 | 2.3248 | 2.3171 | 2.1434 | 2.2775 | 2.274 | 2.5345 | NA | 0.95294 | 0.79876 | 1.135 | 1.7321 | 1.8805 | 1.5087 | 1.7746 | 1.2597 | 1.5212 | 1.3049 | 1.6401 | 1.7687 | 9999
Retro3Slow | Retro | Advanced Power Strips | Residential | Electronics | 0.057649 | 268.6655 | 46.6589 | Single Family | Infrared sensing advanced power strip | 0.6225 | 1.0562 | 2.2366 | 4.0877 | 7.359 | 10.4644 | 13.5123 | 15.9843 | 17.4446 | 17.6652 | 16.6893 | 14.7763 | 12.3053 | 9.6724 | 7.201 | 5.0862 | 3.4208 | 2.1952 | 1.3473 | 0.79247 | 183.9661 | 17.8313 | 14.9928 | 17.6166 | 12.956 | 13.8296 | 14.6834 | 13.1441 | 15.6561 | 13.3545 | 16.2186 | 14.8574 | 15.628 | NA | 9.1132 | 7.489 | 7.1806 | 6.9973 | 7.5977 | 6.7892 | 7.9022 | 6.1687 | 6.6842 | 6.0821 | 7.6694 | 8.2236 | 1.9812
Retro3Slow | Retro | Advanced Power Strips | Residential | Electronics | 0.057649 | 268.6655 | 46.6589 | Multifamily - Low Rise | Infrared sensing advanced power strip | 0.066685 | 0.11405 | 0.24342 | 0.44848 | 0.81153 | 1.1619 | 1.5101 | 1.7979 | 1.9751 | 2.0139 | 1.9159 | 1.7077 | 1.4316 | 1.1329 | 0.84884 | 0.60318 | 0.40798 | 0.26328 | 0.16245 | 0.096021 | 22.2906 | 17.8313 | 14.9928 | 17.6166 | 12.956 | 13.8296 | 14.6834 | 13.1441 | 15.6561 | 13.3545 | 16.2186 | 14.8574 | 15.628 | NA | 9.1132 | 7.489 | 7.1806 | 6.9973 | 7.5977 | 6.7892 | 7.9022 | 6.1687 | 6.6842 | 6.0821 | 7.6694 | 8.2236 | 1.9812
Retro3Slow | Retro | Advanced Power Strips | Residential | Electronics | 0.057649 | 268.6655 | 46.6589 | Multifamily - High Rise | Infrared sensing advanced power strip | 0.015204 | 0.025993 | 0.055478 | 0.10225 | 0.18498 | 0.26468 | 0.34391 | 0.40938 | 0.44975 | 0.45855 | 0.4362 | 0.38869 | 0.32575 | 0.25767 | 0.19301 | 0.13712 | 0.092727 | 0.059828 | 0.036904 | 0.021811 | 5.0633 | 17.8313 | 14.9928 | 17.6166 | 12.956 | 13.8296 | 14.6834 | 13.1441 | 15.6561 | 13.3545 | 16.2186 | 14.8574 | 15.628 | NA | 9.1132 | 7.489 | 7.1806 | 6.9973 | 7.5977 | 6.7892 | 7.9022 | 6.1687 | 6.6842 | 6.0821 | 7.6694 | 8.2236 | 1.9812
Retro3Slow | Retro | Advanced Power Strips | Residential | Electronics | 0.057649 | 268.6655 | 46.6589 | Manufactured | Infrared sensing advanced power strip | 0.055618 | 0.09231 | 0.19153 | 0.34347 | 0.60953 | 0.85115 | 1.0803 | 1.2571 | 1.3503 | 1.3465 | 1.2529 | 1.0928 | 0.897 | 0.69528 | 0.51056 | 0.35566 | 0.23596 | 0.14943 | 0.090518 | 0.052549 | 12.199 | 17.8313 | 14.9928 | 17.6166 | 12.956 | 13.8296 | 14.6834 | 13.1441 | 15.6561 | 13.3545 | 16.2186 | 14.8574 | 15.628 | NA | 9.1132 | 7.489 | 7.1806 | 6.9973 | 7.5977 | 6.7892 | 7.9022 | 6.1687 | 6.6842 | 6.0821 | 7.6694 | 8.2236 | 1.9812
Retro3Slow | Retro | Advanced Power Strips | Residential | Electronics | 0.0050505 | 32.1826 | 236.6374 | Single Family | Load sensing advanced power strip | 0.092178 | 0.15172 | 0.31433 | 0.56521 | 0.96466 | 1.3649 | 1.7539 | 2.0648 | 2.2428 | 2.2608 | 2.1264 | 1.8745 | 1.5544 | 1.2167 | 0.9021 | 0.63446 | 0.42493 | 0.27156 | 0.16599 | 0.097545 | 22.6444 | 0.93663 | 0.83062 | 1.4758 | 1.8613 | 1.981 | 1.7358 | 1.7436 | 1.7378 | 1.6076 | 1.7081 | 1.7055 | 1.9009 | NA | 0.7147 | 0.59907 | 0.85126 | 1.2991 | 1.4104 | 1.1315 | 1.3309 | 0.94477 | 1.1409 | 0.97865 | 1.2301 | 1.3265 | 0.42716
Retro3Slow | Retro | Advanced Power Strips | Residential | Electronics | 0.0050505 | 32.1826 | 236.6374 | Multifamily - Low Rise | Load sensing advanced power strip | 0.0089871 | 0.01492 | 0.031176 | 0.056553 | 0.09715 | 0.13847 | 0.17919 | 0.21243 | 0.23239 | 0.23599 | 0.22362 | 0.19856 | 0.16583 | 0.13075 | 0.097615 | 0.069109 | 0.046574 | 0.029948 | 0.018414 | 0.010877 | 2.5249 | 0.93663 | 0.83062 | 1.4758 | 1.8613 | 1.981 | 1.7358 | 1.7436 | 1.7378 | 1.6076 | 1.7081 | 1.7055 | 1.9009 | NA | 0.7147 | 0.59907 | 0.85126 | 1.2991 | 1.4104 | 1.1315 | 1.3309 | 0.94477 | 1.1409 | 0.97865 | 1.2301 | 1.3265 | 0.42716
Retro3Slow | Retro | Advanced Power Strips | Residential | Electronics | 0.0050505 | 32.1826 | 236.6374 | Multifamily - High Rise | Load sensing advanced power strip | 0.002049 | 0.0034004 | 0.0071053 | 0.012893 | 0.022144 | 0.031544 | 0.040809 | 0.048369 | 0.052916 | 0.053732 | 0.050911 | 0.045192 | 0.037733 | 0.029738 | 0.022195 | 0.01571 | 0.010585 | 0.006805 | 0.0041828 | 0.0024705 | 0.5735 | 0.93663 | 0.83062 | 1.4758 | 1.8613 | 1.981 | 1.7358 | 1.7436 | 1.7378 | 1.6076 | 1.7081 | 1.7055 | 1.9009 | NA | 0.7147 | 0.59907 | 0.85126 | 1.2991 | 1.4104 | 1.1315 | 1.3309 | 0.94477 | 1.1409 | 0.97865 | 1.2301 | 1.3265 | 0.42716
Retro3Slow | Retro | Advanced Power Strips | Residential | Electronics | 0.0050505 | 32.1826 | 236.6374 | Manufactured | Load sensing advanced power strip | 0.0077977 | 0.012562 | 0.025508 | 0.04501 | 0.075628 | 0.10511 | 0.1328 | 0.15381 | 0.16445 | 0.16325 | 0.15123 | 0.13134 | 0.10734 | 0.08285 | 0.060584 | 0.042019 | 0.027757 | 0.017502 | 0.010557 | 0.0061248 | 1.4218 | 0.93663 | 0.83062 | 1.4758 | 1.8613 | 1.981 | 1.7358 | 1.7436 | 1.7378 | 1.6076 | 1.7081 | 1.7055 | 1.9009 | NA | 0.7147 | 0.59907 | 0.85126 | 1.2991 | 1.4104 | 1.1315 | 1.3309 | 0.94477 | 1.1409 | 0.97865 | 1.2301 | 1.3265 | 0.42716
LO1Slow | New | Refrigerator | Residential | Refrigeration | 0.0011479 | 10.2023 | 311.2914 | Single Family | Std Size Refrig and Refrig-Freezer - CEE Tier 1 | 0.00020419 | 0.00058575 | 0.0012123 | 0.0022069 | 0.0036749 | 0.0055857 | 0.0081863 | 0.011703 | 0.015935 | 0.021442 | 0.027494 | 0.033339 | 0.038515 | 0.044272 | 0.049874 | 0.053783 | 0.054983 | 0.056912 | 0.058299 | 0.059295 | 0.5475 | 0.41375 | 0.38955 | 0.46279 | 0.46231 | 0.49276 | 0.51681 | 0.54882 | 0.61734 | 0.51476 | 0.50949 | 0.44564 | 0.44363 | NA | 0.32462 | 0.29666 | 0.30579 | 0.35499 | 0.3726 | 0.36608 | 0.45524 | 0.42233 | 0.42929 | 0.34215 | 0.36313 | 0.35179 | 0.30363
LO1Slow | New | Refrigerator | Residential | Refrigeration | 0.0039195 | 34.8372 | 315.4695 | Single Family | Std Size Refrig and Refrig-Freezer - CEE Tier 2 | 0.00069725 | 0.0020001 | 0.0041395 | 0.0075357 | 0.012549 | 0.019073 | 0.027953 | 0.039961 | 0.054412 | 0.073217 | 0.093881 | 0.11384 | 0.13151 | 0.15117 | 0.1703 | 0.18365 | 0.18775 | 0.19433 | 0.19907 | 0.20247 | 1.8695 | 1.4128 | 1.3302 | 1.5803 | 1.5786 | 1.6826 | 1.7647 | 1.874 | 2.108 | 1.7577 | 1.7397 | 1.5217 | 1.5148 | NA | 1.1085 | 1.013 | 1.0442 | 1.2122 | 1.2723 | 1.25 | 1.5545 | 1.4421 | 1.4659 | 1.1683 | 1.2399 | 1.2012 | 0.29968
LO1Slow | New | Refrigerator | Residential | Refrigeration | 0.0068345 | 60.7453 | 170.8722 | Single Family | Std Size Refrig and Refrig-Freezer - CEE Tier 3 | 0.0012158 | 0.0034876 | 0.0072179 | 0.01314 | 0.021881 | 0.033258 | 0.048742 | 0.06968 | 0.094878 | 0.12767 | 0.1637 | 0.1985 | 0.22932 | 0.2636 | 0.29695 | 0.32023 | 0.32737 | 0.33886 | 0.34711 | 0.35304 | 3.2599 | 2.4635 | 2.3194 | 2.7555 | 2.7526 | 2.9339 | 3.0771 | 3.2677 | 3.6757 | 3.0649 | 3.0335 | 2.6534 | 2.6414 | NA | 1.9328 | 1.7663 | 1.8207 | 2.1137 | 2.2185 | 2.1797 | 2.7105 | 2.5146 | 2.556 | 2.0372 | 2.1621 | 2.0946 | 0.54415
LO1Slow | New | Refrigerator | Residential | Refrigeration | 0.0011479 | 10.2023 | 311.2914 | Multifamily - Low Rise | Std Size Refrig and Refrig-Freezer - CEE Tier 1 | 6.0496e-05 | 0.00017937 | 0.00038816 | 0.00070715 | 0.0011406 | 0.0017542 | 0.0026206 | 0.0038343 | 0.0054036 | 0.0073383 | 0.0093832 | 0.011529 | 0.013703 | 0.015564 | 0.017122 | 0.018164 | 0.018877 | 0.019325 | 0.019365 | 0.019489 | 0.18595 | 0.41375 | 0.38955 | 0.46279 | 0.46231 | 0.49276 | 0.51681 | 0.54882 | 0.61734 | 0.51476 | 0.50949 | 0.44564 | 0.44363 | NA | 0.32462 | 0.29666 | 0.30579 | 0.35499 | 0.3726 | 0.36608 | 0.45524 | 0.42233 | 0.42929 | 0.34215 | 0.36313 | 0.35179 | 0.30363
LO1Slow | New | Refrigerator | Residential | Refrigeration | 0.0039195 | 34.8372 | 315.4695 | Multifamily - Low Rise | Std Size Refrig and Refrig-Freezer - CEE Tier 2 | 0.00020657 | 0.0006125 | 0.0013254 | 0.0024147 | 0.0038947 | 0.00599 | 0.0089482 | 0.013093 | 0.018451 | 0.025058 | 0.03204 | 0.039368 | 0.046792 | 0.053146 | 0.058467 | 0.062024 | 0.064459 | 0.065987 | 0.066126 | 0.066549 | 0.63495 | 1.4128 | 1.3302 | 1.5803 | 1.5786 | 1.6826 | 1.7647 | 1.874 | 2.108 | 1.7577 | 1.7397 | 1.5217 | 1.5148 | NA | 1.1085 | 1.013 | 1.0442 | 1.2122 | 1.2723 | 1.25 | 1.5545 | 1.4421 | 1.4659 | 1.1683 | 1.2399 | 1.2012 | 0.29968
LO1Slow | New | Refrigerator | Residential | Refrigeration | 0.0068345 | 60.7453 | 170.8722 | Multifamily - Low Rise | Std Size Refrig and Refrig-Freezer - CEE Tier 3 | 0.0003602 | 0.001068 | 0.0023111 | 0.0042104 | 0.0067912 | 0.010445 | 0.015603 | 0.02283 | 0.032173 | 0.043693 | 0.055868 | 0.068645 | 0.08159 | 0.092669 | 0.10195 | 0.10815 | 0.1124 | 0.11506 | 0.1153 | 0.11604 | 1.1072 | 2.4635 | 2.3194 | 2.7555 | 2.7526 | 2.9339 | 3.0771 | 3.2677 | 3.6757 | 3.0649 | 3.0335 | 2.6534 | 2.6414 | NA | 1.9328 | 1.7663 | 1.8207 | 2.1137 | 2.2185 | 2.1797 | 2.7105 | 2.5146 | 2.556 | 2.0372 | 2.1621 | 2.0946 | 0.54415
LO1Slow | New | Refrigerator | Residential | Refrigeration | 0.0011479 | 10.2023 | 311.2914 | Multifamily - High Rise | Std Size Refrig and Refrig-Freezer - CEE Tier 1 | 1.3581e-05 | 4.0835e-05 | 8.9695e-05 | 0.00015964 | 0.0002525 | 0.00039416 | 0.00059055 | 0.00087481 | 0.0012242 | 0.0016623 | 0.0020999 | 0.0025752 | 0.0030344 | 0.0034735 | 0.0038395 | 0.0040702 | 0.0042351 | 0.00429 | 0.0043667 | 0.0043912 | 0.041678 | 0.41375 | 0.38955 | 0.46279 | 0.46231 | 0.49276 | 0.51681 | 0.54882 | 0.61734 | 0.51476 | 0.50949 | 0.44564 | 0.44363 | NA | 0.32462 | 0.29666 | 0.30579 | 0.35499 | 0.3726 | 0.36608 | 0.45524 | 0.42233 | 0.42929 | 0.34215 | 0.36313 | 0.35179 | 0.30363
LO1Slow | New | Refrigerator | Residential | Refrigeration | 0.0039195 | 34.8372 | 315.4695 | Multifamily - High Rise | Std Size Refrig and Refrig-Freezer - CEE Tier 2 | 4.6374e-05 | 0.00013944 | 0.00030628 | 0.00054511 | 0.00086221 | 0.0013459 | 0.0020165 | 0.0029872 | 0.0041801 | 0.0056762 | 0.0071705 | 0.0087934 | 0.010361 | 0.011861 | 0.01311 | 0.013898 | 0.014461 | 0.014649 | 0.014911 | 0.014994 | 0.14231 | 1.4128 | 1.3302 | 1.5803 | 1.5786 | 1.6826 | 1.7647 | 1.874 | 2.108 | 1.7577 | 1.7397 | 1.5217 | 1.5148 | NA | 1.1085 | 1.013 | 1.0442 | 1.2122 | 1.2723 | 1.25 | 1.5545 | 1.4421 | 1.4659 | 1.1683 | 1.2399 | 1.2012 | 0.29968
LO1Slow | New | Refrigerator | Residential | Refrigeration | 0.0068345 | 60.7453 | 170.8722 | Multifamily - High Rise | Std Size Refrig and Refrig-Freezer - CEE Tier 3 | 8.0861e-05 | 0.00024313 | 0.00053405 | 0.0009505 | 0.0015034 | 0.0023468 | 0.0035162 | 0.0052087 | 0.0072888 | 0.0098975 | 0.012503 | 0.015333 | 0.018067 | 0.020681 | 0.02286 | 0.024234 | 0.025216 | 0.025543 | 0.025999 | 0.026146 | 0.24815 | 2.4635 | 2.3194 | 2.7555 | 2.7526 | 2.9339 | 3.0771 | 3.2677 | 3.6757 | 3.0649 | 3.0335 | 2.6534 | 2.6414 | NA | 1.9328 | 1.7663 | 1.8207 | 2.1137 | 2.2185 | 2.1797 | 2.7105 | 2.5146 | 2.556 | 2.0372 | 2.1621 | 2.0946 | 0.54415
LO1Slow | New | Refrigerator | Residential | Refrigeration | 0.0011479 | 10.2023 | 311.2914 | Manufactured | Std Size Refrig and Refrig-Freezer - CEE Tier 1 | 5.6782e-06 | 1.714e-05 | 3.8764e-05 | 7.5637e-05 | 0.00012548 | 0.00019701 | 0.00029799 | 0.00043047 | 0.00059549 | 0.0007878 | 0.00099772 | 0.0012243 | 0.0014549 | 0.0016725 | 0.0018631 | 0.0020167 | 0.0021308 | 0.0022096 | 0.0022584 | 0.0022817 | 0.020681 | 0.41375 | 0.38955 | 0.46279 | 0.46231 | 0.49276 | 0.51681 | 0.54882 | 0.61734 | 0.51476 | 0.50949 | 0.44564 | 0.44363 | NA | 0.32462 | 0.29666 | 0.30579 | 0.35499 | 0.3726 | 0.36608 | 0.45524 | 0.42233 | 0.42929 | 0.34215 | 0.36313 | 0.35179 | 0.30363
LO1Slow | New | Refrigerator | Residential | Refrigeration | 0.0039195 | 34.8372 | 315.4695 | Manufactured | Std Size Refrig and Refrig-Freezer - CEE Tier 2 | 1.9389e-05 | 5.8526e-05 | 0.00013236 | 0.00025827 | 0.00042847 | 0.00067272 | 0.0010175 | 0.0014699 | 0.0020334 | 0.00269 | 0.0034068 | 0.0041804 | 0.0049679 | 0.0057109 | 0.0063617 | 0.0068864 | 0.0072759 | 0.0075448 | 0.0077115 | 0.0077912 | 0.070618 | 1.4128 | 1.3302 | 1.5803 | 1.5786 | 1.6826 | 1.7647 | 1.874 | 2.108 | 1.7577 | 1.7397 | 1.5217 | 1.5148 | NA | 1.1085 | 1.013 | 1.0442 | 1.2122 | 1.2723 | 1.25 | 1.5545 | 1.4421 | 1.4659 | 1.1683 | 1.2399 | 1.2012 | 0.29968
LO1Slow | New | Refrigerator | Residential | Refrigeration | 0.0068345 | 60.7453 | 170.8722 | Manufactured | Std Size Refrig and Refrig-Freezer - CEE Tier 3 | 3.3808e-05 | 0.00010205 | 0.0002308 | 0.00045035 | 0.00074711 | 0.001173 | 0.0017743 | 0.002563 | 0.0035456 | 0.0046906 | 0.0059405 | 0.0072894 | 0.0086625 | 0.0099581 | 0.011093 | 0.012008 | 0.012687 | 0.013156 | 0.013446 | 0.013585 | 0.12314 | 2.4635 | 2.3194 | 2.7555 | 2.7526 | 2.9339 | 3.0771 | 3.2677 | 3.6757 | 3.0649 | 3.0335 | 2.6534 | 2.6414 | NA | 1.9328 | 1.7663 | 1.8207 | 2.1137 | 2.2185 | 2.1797 | 2.7105 | 2.5146 | 2.556 | 2.0372 | 2.1621 | 2.0946 | 0.54415
LO1Slow | New | Freezer | Residential | Refrigeration | 0.0022928 | 24.9354 | 152.5472 | Single Family | Std Size Freezer - ENERGY STAR | 0.00020523 | 0.00058873 | 0.0012184 | 0.0022181 | 0.0036936 | 0.0056141 | 0.0082278 | 0.011762 | 0.016016 | 0.021551 | 0.027633 | 0.033508 | 0.03871 | 0.044496 | 0.050127 | 0.054056 | 0.055262 | 0.057201 | 0.058595 | 0.059595 | 0.55028 | 0.85184 | 0.85333 | 1.0476 | 1.1187 | 1.2902 | 1.4179 | 1.5339 | 1.5188 | 1.1708 | 1.297 | 0.99899 | 0.91849 | NA | 0.70598 | 0.68761 | 0.72974 | 0.86946 | 0.99777 | 1.0219 | 1.2921 | 1.0665 | 0.99617 | 0.91239 | 0.86626 | 0.77195 | 0.5846
LO1Slow | New | Freezer | Residential | Refrigeration | 0.0022928 | 24.9354 | 152.5472 | Multifamily - Low Rise | Std Size Freezer - ENERGY STAR | 6.8013e-06 | 2.0166e-05 | 4.3639e-05 | 7.9501e-05 | 0.00012823 | 0.00019722 | 0.00029461 | 0.00043107 | 0.0006075 | 0.00082501 | 0.0010549 | 0.0012962 | 0.0015406 | 0.0017498 | 0.001925 | 0.0020421 | 0.0021223 | 0.0021726 | 0.0021772 | 0.0021911 | 0.020905 | 0.85184 | 0.85333 | 1.0476 | 1.1187 | 1.2902 | 1.4179 | 1.5339 | 1.5188 | 1.1708 | 1.297 | 0.99899 | 0.91849 | NA | 0.70598 | 0.68761 | 0.72974 | 0.86946 | 0.99777 | 1.0219 | 1.2921 | 1.0665 | 0.99617 | 0.91239 | 0.86626 | 0.77195 | 0.5846
LO1Slow | New | Freezer | Residential | Refrigeration | 0.0022928 | 24.9354 | 152.5472 | Multifamily - High Rise | Std Size Freezer - ENERGY STAR | 1.5268e-06 | 4.5909e-06 | 1.0084e-05 | 1.7947e-05 | 2.8388e-05 | 4.4313e-05 | 6.6392e-05 | 9.835e-05 | 0.00013763 | 0.00018688 | 0.00023608 | 0.00028952 | 0.00034114 | 0.00039051 | 0.00043165 | 0.00045759 | 0.00047613 | 0.0004823 | 0.00049092 | 0.00049368 | 0.0046856 | 0.85184 | 0.85333 | 1.0476 | 1.1187 | 1.2902 | 1.4179 | 1.5339 | 1.5188 | 1.1708 | 1.297 | 0.99899 | 0.91849 | NA | 0.70598 | 0.68761 | 0.72974 | 0.86946 | 0.99777 | 1.0219 | 1.2921 | 1.0665 | 0.99617 | 0.91239 | 0.86626 | 0.77195 | 0.5846
LO1Slow | New | Freezer | Residential | Refrigeration | 0.0022928 | 24.9354 | 152.5472 | Manufactured | Std Size Freezer - ENERGY STAR | 5.1211e-06 | 1.5458e-05 | 3.4961e-05 | 6.8217e-05 | 0.00011317 | 0.00017768 | 0.00026876 | 0.00038824 | 0.00053707 | 0.00071051 | 0.00089984 | 0.0011042 | 0.0013122 | 0.0015084 | 0.0016803 | 0.0018189 | 0.0019218 | 0.0019928 | 0.0020368 | 0.0020579 | 0.018652 | 0.85184 | 0.85333 | 1.0476 | 1.1187 | 1.2902 | 1.4179 | 1.5339 | 1.5188 | 1.1708 | 1.297 | 0.99899 | 0.91849 | NA | 0.70598 | 0.68761 | 0.72974 | 0.86946 | 0.99777 | 1.0219 | 1.2921 | 1.0665 | 0.99617 | 0.91239 | 0.86626 | 0.77195 | 0.5846
LO1Slow | NR | Refrigerator | Residential | Refrigeration | 0.0011479 | 10.2023 | 311.2914 | Single Family | Std Size Refrig and Refrig-Freezer - CEE Tier 1 | 0.00090083 | 0.0026954 | 0.005872 | 0.011024 | 0.018822 | 0.029957 | 0.04506 | 0.064579 | 0.088647 | 0.11693 | 0.14856 | 0.18207 | 0.21557 | 0.24698 | 0.2744 | 0.36588 | 0.38264 | 0.39169 | 0.39634 | 0.39655 | 5.4729 | 0.41375 | 0.38955 | 0.46279 | 0.46231 | 0.49276 | 0.51681 | 0.54882 | 0.61734 | 0.51476 | 0.50949 | 0.44564 | 0.44363 | NA | 0.32462 | 0.29666 | 0.30579 | 0.35499 | 0.3726 | 0.36608 | 0.45524 | 0.42233 | 0.42929 | 0.34215 | 0.36313 | 0.35179 | 0.30363
LO1Slow | NR | Refrigerator | Residential | Refrigeration | 0.0039195 | 34.8372 | 315.4695 | Single Family | Std Size Refrig and Refrig-Freezer - CEE Tier 2 | 0.003076 | 0.0092038 | 0.020051 | 0.037643 | 0.064269 | 0.10229 | 0.15386 | 0.22051 | 0.3027 | 0.39929 | 0.50728 | 0.62171 | 0.73609 | 0.84333 | 0.93696 | 1.2494 | 1.3066 | 1.3375 | 1.3534 | 1.3541 | 18.6879 | 1.4128 | 1.3302 | 1.5803 | 1.5786 | 1.6826 | 1.7647 | 1.874 | 2.108 | 1.7577 | 1.7397 | 1.5217 | 1.5148 | NA | 1.1085 | 1.013 | 1.0442 | 1.2122 | 1.2723 | 1.25 | 1.5545 | 1.4421 | 1.4659 | 1.1683 | 1.2399 | 1.2012 | 0.29968
LO1Slow | NR | Refrigerator | Residential | Refrigeration | 0.0068345 | 60.7453 | 170.8722 | Single Family | Std Size Refrig and Refrig-Freezer - CEE Tier 3 | 0.0053636 | 0.016049 | 0.034962 | 0.065638 | 0.11206 | 0.17837 | 0.26829 | 0.38451 | 0.52781 | 0.69624 | 0.88453 | 1.0841 | 1.2835 | 1.4705 | 1.6338 | 2.1785 | 2.2783 | 2.3321 | 2.3598 | 2.3611 | 32.5859 | 2.4635 | 2.3194 | 2.7555 | 2.7526 | 2.9339 | 3.0771 | 3.2677 | 3.6757 | 3.0649 | 3.0335 | 2.6534 | 2.6414 | NA | 1.9328 | 1.7663 | 1.8207 | 2.1137 | 2.2185 | 2.1797 | 2.7105 | 2.5146 | 2.556 | 2.0372 | 2.1621 | 2.0946 | 0.54415
LO1Slow | NR | Refrigerator | Residential | Refrigeration | 0.0011479 | 10.2023 | 311.2914 | Multifamily - Low Rise | Std Size Refrig and Refrig-Freezer - CEE Tier 1 | 0.00015835 | 0.0004738 | 0.0010322 | 0.0019378 | 0.0033085 | 0.0052659 | 0.0079207 | 0.011352 | 0.015583 | 0.020555 | 0.026114 | 0.032005 | 0.037893 | 0.043414 | 0.048234 | 0.072676 | 0.076375 | 0.078691 | 0.079287 | 0.078331 | 1.0103 | 0.41375 | 0.38955 | 0.46279 | 0.46231 | 0.49276 | 0.51681 | 0.54882 | 0.61734 | 0.51476 | 0.50949 | 0.44564 | 0.44363 | NA | 0.32462 | 0.29666 | 0.30579 | 0.35499 | 0.3726 | 0.36608 | 0.45524 | 0.42233 | 0.42929 | 0.34215 | 0.36313 | 0.35179 | 0.30363
LO1Slow | NR | Refrigerator | Residential | Refrigeration | 0.0039195 | 34.8372 | 315.4695 | Multifamily - Low Rise | Std Size Refrig and Refrig-Freezer - CEE Tier 2 | 0.00054071 | 0.0016179 | 0.0035246 | 0.006617 | 0.011297 | 0.017981 | 0.027046 | 0.038763 | 0.053209 | 0.070188 | 0.08917 | 0.10928 | 0.12939 | 0.14824 | 0.1647 | 0.24816 | 0.26079 | 0.2687 | 0.27074 | 0.26747 | 3.4499 | 1.4128 | 1.3302 | 1.5803 | 1.5786 | 1.6826 | 1.7647 | 1.874 | 2.108 | 1.7577 | 1.7397 | 1.5217 | 1.5148 | NA | 1.1085 | 1.013 | 1.0442 | 1.2122 | 1.2723 | 1.25 | 1.5545 | 1.4421 | 1.4659 | 1.1683 | 1.2399 | 1.2012 | 0.29968
LO1Slow | NR | Refrigerator | Residential | Refrigeration | 0.0068345 | 60.7453 | 170.8722 | Multifamily - Low Rise | Std Size Refrig and Refrig-Freezer - CEE Tier 3 | 0.00094283 | 0.0028211 | 0.0061458 | 0.011538 | 0.019699 | 0.031353 | 0.04716 | 0.06759 | 0.09278 | 0.12239 | 0.15549 | 0.19056 | 0.22562 | 0.25849 | 0.28719 | 0.43272 | 0.45474 | 0.46853 | 0.47208 | 0.46639 | 6.0155 | 2.4635 | 2.3194 | 2.7555 | 2.7526 | 2.9339 | 3.0771 | 3.2677 | 3.6757 | 3.0649 | 3.0335 | 2.6534 | 2.6414 | NA | 1.9328 | 1.7663 | 1.8207 | 2.1137 | 2.2185 | 2.1797 | 2.7105 | 2.5146 | 2.556 | 2.0372 | 2.1621 | 2.0946 | 0.54415
LO1Slow | NR | Refrigerator | Residential | Refrigeration | 0.0011479 | 10.2023 | 311.2914 | Multifamily - High Rise | Std Size Refrig and Refrig-Freezer - CEE Tier 1 | 3.6103e-05 | 0.00010803 | 0.00023534 | 0.00044182 | 0.00075433 | 0.0012006 | 0.0018059 | 0.0025882 | 0.0035528 | 0.0046865 | 0.0059539 | 0.007297 | 0.0086396 | 0.0098983 | 0.010997 | 0.016498 | 0.017406 | 0.018008 | 0.018029 | 0.017728 | 0.23015 | 0.41375 | 0.38955 | 0.46279 | 0.46231 | 0.49276 | 0.51681 | 0.54882 | 0.61734 | 0.51476 | 0.50949 | 0.44564 | 0.44363 | NA | 0.32462 | 0.29666 | 0.30579 | 0.35499 | 0.3726 | 0.36608 | 0.45524 | 0.42233 | 0.42929 | 0.34215 | 0.36313 | 0.35179 | 0.30363
LO1Slow | NR | Refrigerator | Residential | Refrigeration | 0.0039195 | 34.8372 | 315.4695 | Multifamily - High Rise | Std Size Refrig and Refrig-Freezer - CEE Tier 2 | 0.00012328 | 0.00036887 | 0.00080359 | 0.0015087 | 0.0025757 | 0.0040996 | 0.0061664 | 0.0088377 | 0.012131 | 0.016003 | 0.020331 | 0.024917 | 0.029501 | 0.033799 | 0.037551 | 0.056334 | 0.059435 | 0.061492 | 0.061564 | 0.060533 | 0.78586 | 1.4128 | 1.3302 | 1.5803 | 1.5786 | 1.6826 | 1.7647 | 1.874 | 2.108 | 1.7577 | 1.7397 | 1.5217 | 1.5148 | NA | 1.1085 | 1.013 | 1.0442 | 1.2122 | 1.2723 | 1.25 | 1.5545 | 1.4421 | 1.4659 | 1.1683 | 1.2399 | 1.2012 | 0.29968
LO1Slow | NR | Refrigerator | Residential | Refrigeration | 0.0068345 | 60.7453 | 170.8722 | Multifamily - High Rise | Std Size Refrig and Refrig-Freezer - CEE Tier 3 | 0.00021496 | 0.00064319 | 0.0014012 | 0.0026306 | 0.0044913 | 0.0071485 | 0.010752 | 0.01541 | 0.021153 | 0.027904 | 0.03545 | 0.043447 | 0.051441 | 0.058935 | 0.065478 | 0.098229 | 0.10364 | 0.10722 | 0.10735 | 0.10555 | 1.3703 | 2.4635 | 2.3194 | 2.7555 | 2.7526 | 2.9339 | 3.0771 | 3.2677 | 3.6757 | 3.0649 | 3.0335 | 2.6534 | 2.6414 | NA | 1.9328 | 1.7663 | 1.8207 | 2.1137 | 2.2185 | 2.1797 | 2.7105 | 2.5146 | 2.556 | 2.0372 | 2.1621 | 2.0946 | 0.54415
LO1Slow | NR | Refrigerator | Residential | Refrigeration | 0.0011479 | 10.2023 | 311.2914 | Manufactured | Std Size Refrig and Refrig-Freezer - CEE Tier 1 | 0.00011429 | 0.0003391 | 0.0007325 | 0.0013636 | 0.0023084 | 0.0036432 | 0.0054337 | 0.0077218 | 0.01051 | 0.013747 | 0.017318 | 0.021045 | 0.024707 | 0.028068 | 0.030921 | 0.035059 | 0.036697 | 0.037725 | 0.038211 | 0.038099 | 0.5636 | 0.41375 | 0.38955 | 0.46279 | 0.46231 | 0.49276 | 0.51681 | 0.54882 | 0.61734 | 0.51476 | 0.50949 | 0.44564 | 0.44363 | NA | 0.32462 | 0.29666 | 0.30579 | 0.35499 | 0.3726 | 0.36608 | 0.45524 | 0.42233 | 0.42929 | 0.34215 | 0.36313 | 0.35179 | 0.30363
LO1Slow | NR | Refrigerator | Residential | Refrigeration | 0.0039195 | 34.8372 | 315.4695 | Manufactured | Std Size Refrig and Refrig-Freezer - CEE Tier 2 | 0.00039027 | 0.0011579 | 0.0025012 | 0.0046562 | 0.0078825 | 0.01244 | 0.018554 | 0.026367 | 0.035888 | 0.046941 | 0.059134 | 0.071861 | 0.084365 | 0.095841 | 0.10558 | 0.11971 | 0.12531 | 0.12882 | 0.13048 | 0.13009 | 1.9245 | 1.4128 | 1.3302 | 1.5803 | 1.5786 | 1.6826 | 1.7647 | 1.874 | 2.108 | 1.7577 | 1.7397 | 1.5217 | 1.5148 | NA | 1.1085 | 1.013 | 1.0442 | 1.2122 | 1.2723 | 1.25 | 1.5545 | 1.4421 | 1.4659 | 1.1683 | 1.2399 | 1.2012 | 0.29968
LO1Slow | NR | Refrigerator | Residential | Refrigeration | 0.0068345 | 60.7453 | 170.8722 | Manufactured | Std Size Refrig and Refrig-Freezer - CEE Tier 3 | 0.00068051 | 0.002019 | 0.0043614 | 0.0081189 | 0.013745 | 0.021692 | 0.032352 | 0.045976 | 0.062578 | 0.081851 | 0.10311 | 0.1253 | 0.14711 | 0.16712 | 0.1841 | 0.20874 | 0.2185 | 0.22461 | 0.22751 | 0.22685 | 3.3557 | 2.4635 | 2.3194 | 2.7555 | 2.7526 | 2.9339 | 3.0771 | 3.2677 | 3.6757 | 3.0649 | 3.0335 | 2.6534 | 2.6414 | NA | 1.9328 | 1.7663 | 1.8207 | 2.1137 | 2.2185 | 2.1797 | 2.7105 | 2.5146 | 2.556 | 2.0372 | 2.1621 | 2.0946 | 0.54415
LO1Slow | NR | Freezer | Residential | Refrigeration | 0.0022928 | 24.9354 | 152.5472 | Single Family | Std Size Freezer - ENERGY STAR | 0.0006342 | 0.0018976 | 0.004134 | 0.0077611 | 0.013251 | 0.02109 | 0.031723 | 0.045465 | 0.062409 | 0.082324 | 0.10459 | 0.12818 | 0.15176 | 0.17388 | 0.19318 | 0.20874 | 0.2202 | 0.22779 | 0.23222 | 0.23406 | 5.1397 | 0.85184 | 0.85333 | 1.0476 | 1.1187 | 1.2902 | 1.4179 | 1.5339 | 1.5188 | 1.1708 | 1.297 | 0.99899 | 0.91849 | NA | 0.70598 | 0.68761 | 0.72974 | 0.86946 | 0.99777 | 1.0219 | 1.2921 | 1.0665 | 0.99617 | 0.91239 | 0.86626 | 0.77195 | 0.5846
LO1Slow | NR | Freezer | Residential | Refrigeration | 0.0022928 | 24.9354 | 152.5472 | Multifamily - Low Rise | Std Size Freezer - ENERGY STAR | 1.247e-05 | 3.7312e-05 | 8.1284e-05 | 0.0001526 | 0.00026054 | 0.00041468 | 0.00062375 | 0.00089395 | 0.0012271 | 0.0016187 | 0.0020565 | 0.0025204 | 0.0029841 | 0.0034188 | 0.0037984 | 0.0041043 | 0.0043296 | 0.0044789 | 0.0045661 | 0.0046023 | 0.10106 | 0.85184 | 0.85333 | 1.0476 | 1.1187 | 1.2902 | 1.4179 | 1.5339 | 1.5188 | 1.1708 | 1.297 | 0.99899 | 0.91849 | NA | 0.70598 | 0.68761 | 0.72974 | 0.86946 | 0.99777 | 1.0219 | 1.2921 | 1.0665 | 0.99617 | 0.91239 | 0.86626 | 0.77195 | 0.5846
LO1Slow | NR | Freezer | Residential | Refrigeration | 0.0022928 | 24.9354 | 152.5472 | Multifamily - High Rise | Std Size Freezer - ENERGY STAR | 2.8431e-06 | 8.5069e-06 | 1.8533e-05 | 3.4793e-05 | 5.9402e-05 | 9.4547e-05 | 0.00014221 | 0.00020382 | 0.00027978 | 0.00036906 | 0.00046887 | 0.00057463 | 0.00068036 | 0.00077948 | 0.00086602 | 0.00093577 | 0.00098713 | 0.0010212 | 0.001041 | 0.0010493 | 0.023041 | 0.85184 | 0.85333 | 1.0476 | 1.1187 | 1.2902 | 1.4179 | 1.5339 | 1.5188 | 1.1708 | 1.297 | 0.99899 | 0.91849 | NA | 0.70598 | 0.68761 | 0.72974 | 0.86946 | 0.99777 | 1.0219 | 1.2921 | 1.0665 | 0.99617 | 0.91239 | 0.86626 | 0.77195 | 0.5846
LO1Slow | NR | Freezer | Residential | Refrigeration | 0.0022928 | 24.9354 | 152.5472 | Manufactured | Std Size Freezer - ENERGY STAR | 7.2204e-05 | 0.00021422 | 0.00046275 | 0.00086144 | 0.0014583 | 0.0023016 | 0.0034327 | 0.0048782 | 0.0066397 | 0.0086847 | 0.01094 | 0.013295 | 0.015608 | 0.017732 | 0.019534 | 0.020929 | 0.021892 | 0.022456 | 0.0227 | 0.022687 | 0.49817 | 0.85184 | 0.85333 | 1.0476 | 1.1187 | 1.2902 | 1.4179 | 1.5339 | 1.5188 | 1.1708 | 1.297 | 0.99899 | 0.91849 | NA | 0.70598 | 0.68761 | 0.72974 | 0.86946 | 0.99777 | 1.0219 | 1.2921 | 1.0665 | 0.99617 | 0.91239 | 0.86626 | 0.77195 | 0.5846
LO5Med | New | ASHP | Residential | HVAC | 0.16547 | 604.0813 | 931.0303 | Single Family | New SF HVAC Upgrade - Central Heat Pump Upgrade to Variable Capacity Central Heat Pump | 0.015488 | 0.033005 | 0.052381 | 0.074372 | 0.098674 | 0.12331 | 0.15112 | 0.18217 | 0.20991 | 0.23956 | 0.26143 | 0.27176 | 0.27253 | 0.2769 | 0.2819 | 0.28132 | 0.27218 | 0.27175 | 0.27245 | 0.2743 | 3.9165 | 40.5039 | 29.5771 | 23.9603 | 21.7356 | 12.3397 | 10.2657 | 50.8441 | 50.9407 | 23.076 | 21.508 | 29.3123 | 51.1495 | NA | 38.4315 | 27.2205 | 20.1009 | 19.0143 | 8.8489 | 3.4854 | 18.7278 | 13.0144 | 10.2479 | 12.4338 | 23.081 | 44.262 | 0.14645
LO5Med | New | ASHP | Residential | HVAC | 0.04905 | 169.0298 | 22.458 | Single Family | New SF HVAC Upgrade - Heat Pump Upgrade to 9.0 HSPF/14 SEER | 0.0043336 | 0.0092351 | 0.014657 | 0.02081 | 0.02761 | 0.034505 | 0.042286 | 0.050972 | 0.058736 | 0.067033 | 0.073152 | 0.076041 | 0.076257 | 0.077479 | 0.07888 | 0.078717 | 0.07616 | 0.07604 | 0.076234 | 0.076752 | 1.0959 | 12.0065 | 8.7675 | 7.1025 | 6.369 | 3.2948 | 2.6323 | 12.2616 | 12.2799 | 5.7041 | 6.1732 | 8.689 | 15.1621 | NA | 11.3922 | 8.0689 | 5.9585 | 5.6159 | 2.5125 | 0.94116 | 4.653 | 3.2449 | 2.6166 | 3.6214 | 6.8418 | 13.1205 | 2.8409
LO5Med | New | DHP | Residential | HVAC | 1.0689 | 2940.9032 | 94.4809 | Single Family | New SF Zonal to DHP | 0.03073 | 0.065486 | 0.10393 | 0.14757 | 0.19579 | 0.24468 | 0.29985 | 0.36145 | 0.4165 | 0.47533 | 0.51872 | 0.53921 | 0.54074 | 0.54941 | 0.55934 | 0.55818 | 0.54005 | 0.5392 | 0.54058 | 0.54425 | 7.771 | 311.3042 | 220.3316 | 197.3309 | 148.5413 | 89.5909 | 31.2093 | 11.9935 | 6.8507 | 14.5931 | 96.2663 | 224.386 | 277.218 | NA | 243.779 | 177.023 | 150.6081 | 125.5766 | 87.6249 | 30.2692 | 13.09 | 6.4412 | 16.1262 | 73.7107 | 175.843 | 211.1958 | 1.222
LO5Med | NR | ASHP | Residential | HVAC | 0.98227 | 2811.7504 | 74.0842 | Single Family | Existing Single Family Home HVAC Conversion - Convert FAF w/CAC to Heat Pump - House with Good Insulation" + HZ1" | 0.017278 | 0.038404 | 0.064159 | 0.093944 | 0.12779 | 0.16723 | 0.21034 | 0.25419 | 0.29529 | 0.33036 | 0.35721 | 0.37529 | 0.38572 | 0.39061 | 0.39219 | 0.48 | 0.47215 | 0.46313 | 0.45542 | 0.4478 | 6.1339 | 240.4431 | 175.5786 | 142.2355 | 123.3151 | 45.2483 | 29.2546 | 85.0573 | 84.8334 | 49.3326 | 112.0646 | 174.0065 | 303.6389 | NA | 228.1411 | 161.5891 | 119.3251 | 111.2958 | 43.9982 | 13.592 | 41.868 | 29.9741 | 28.3444 | 68.8461 | 137.0155 | 262.7524 | 1.4566
LO5Med | NR | ASHP | Residential | HVAC | 0.96482 | 2761.8075 | 81.2332 | Single Family | Existing Single Family Home HVAC Conversion - Convert FAF w/CAC to Heat Pump - House with Good Insulation" + HZ23" | 0 | 0 | 0 | 0 | 0 | 0 | 0 | 0 | 0 | 0 | 0 | 0 | 0 | 0 | 0 | 0 | 0 | 0 | 0 | 0 | 0 | 236.1723 | 172.4599 | 139.7091 | 121.1248 | 44.4446 | 28.735 | 83.5465 | 83.3266 | 48.4563 | 110.0741 | 170.9158 | 298.2456 | NA | 224.0888 | 158.719 | 117.2056 | 109.3189 | 43.2167 | 13.3505 | 41.1244 | 29.4417 | 27.8409 | 67.6232 | 134.5818 | 258.0853 | 1.3795
LO5Med | NR | ASHP | Residential | HVAC | 0.98227 | 2743.939 | 87.6798 | Single Family | Existing Single Family Home HVAC Conversion - Convert FAF w/o CAC to Heat Pump - House with Good Insulation" + HZ1CZ23" | 0.038439 | 0.085441 | 0.14274 | 0.209 | 0.28431 | 0.37206 | 0.46797 | 0.56552 | 0.65695 | 0.73498 | 0.79471 | 0.83494 | 0.85814 | 0.86902 | 0.87253 | 1.0679 | 1.0504 | 1.0304 | 1.0132 | 0.99625 | 13.6466 | 240.4431 | 175.5786 | 142.2355 | 122.8147 | 42.7957 | 26.4795 | 66.0722 | 65.7784 | 41.6556 | 110.6971 | 174.0065 | 303.6389 | NA | 228.1411 | 161.5891 | 119.3251 | 111.1575 | 43.251 | 12.9702 | 35.7981 | 25.8329 | 25.4988 | 68.4113 | 137.0155 | 262.7524 | 1.2973
LO5Med | NR | ASHP | Residential | HVAC | 0.99095 | 2721.7748 | 101.9228 | Single Family | Existing Single Family Home HVAC Conversion - Convert FAF w/o CAC to Heat Pump - House with Good Insulation" + HZ23CZ23" | 0.017658 | 0.039251 | 0.065573 | 0.096015 | 0.13061 | 0.17092 | 0.21498 | 0.25979 | 0.3018 | 0.33764 | 0.36508 | 0.38356 | 0.39422 | 0.39922 | 0.40083 | 0.49058 | 0.48256 | 0.47334 | 0.46545 | 0.45767 | 6.2691 | 242.5663 | 177.129 | 143.4915 | 123.5568 | 41.4955 | 24.8147 | 53.6666 | 53.3224 | 36.7711 | 110.7391 | 175.5431 | 306.3202 | NA | 230.1557 | 163.0161 | 120.3788 | 112.0445 | 43.1217 | 12.6594 | 31.9613 | 23.2278 | 23.7771 | 68.7179 | 138.2254 | 265.0726 | 1.1731
LO5Med | NR | ASHP | Residential | HVAC | 0.98227 | 2664.0366 | 134.8541 | Single Family | Existing Single Family Home HVAC Conversion - Convert FAF w/o CAC to Heat Pump - House with Good Insulation" + HZ1CZ1" | 0.072306 | 0.16072 | 0.2685 | 0.39315 | 0.5348 | 0.69987 | 0.88027 | 1.0638 | 1.2358 | 1.3825 | 1.4949 | 1.5706 | 1.6142 | 1.6347 | 1.6413 | 2.0088 | 1.9759 | 1.9382 | 1.9059 | 1.874 | 25.6701 | 240.4431 | 175.5786 | 142.2355 | 122.225 | 39.9057 | 23.2096 | 43.702 | 43.3259 | 32.6099 | 109.0859 | 174.0065 | 303.6389 | NA | 228.1411 | 161.5891 | 119.3251 | 110.9946 | 42.3705 | 12.2377 | 28.6458 | 20.9534 | 22.1459 | 67.8989 | 137.0155 | 262.7524 | 0.95106
LO5Med | NR | ASHP | Residential | HVAC | 0.93249 | 2521.5432 | 151.4874 | Single Family | Existing Single Family Home HVAC Conversion - Convert FAF w/o CAC to Heat Pump - House with Good Insulation" + HZ23CZ1" | 0.0096578 | 0.021467 | 0.035864 | 0.052513 | 0.071433 | 0.093481 | 0.11758 | 0.14209 | 0.16506 | 0.18467 | 0.19967 | 0.20978 | 0.21561 | 0.21834 | 0.21923 | 0.26831 | 0.26392 | 0.25888 | 0.25457 | 0.25031 | 3.4287 | 228.258 | 166.6806 | 135.0273 | 115.9756 | 37.6126 | 21.7271 | 39.3915 | 39.0268 | 30.1098 | 103.4067 | 165.1883 | 288.2512 | NA | 216.5794 | 153.4002 | 113.278 | 105.3543 | 40.1408 | 11.5489 | 26.524 | 19.4344 | 20.7095 | 64.4099 | 130.0719 | 249.4367 | 0.86691
LO5Med | NR | ASHP | Residential | HVAC | 0.043347 | 124.0806 | 43.1767 | Single Family | Existing Single Family Home HVAC Upgrade + HZ1 | 0.014737 | 0.032757 | 0.054725 | 0.08013 | 0.109 | 0.14264 | 0.17941 | 0.21681 | 0.25187 | 0.28178 | 0.30468 | 0.32011 | 0.329 | 0.33317 | 0.33452 | 0.40942 | 0.40272 | 0.39503 | 0.38845 | 0.38195 | 5.2319 | 10.6106 | 7.7482 | 6.2768 | 5.4418 | 1.9968 | 1.291 | 3.7535 | 3.7436 | 2.177 | 4.9453 | 7.6788 | 13.3994 | NA | 10.0677 | 7.1308 | 5.2657 | 4.9114 | 1.9416 | 0.5998 | 1.8476 | 1.3227 | 1.2508 | 3.0381 | 6.0464 | 11.5951 | 2.0519
LO5Med | NR | ASHP | Residential | HVAC | 0.030338 | 86.8425 | 78.6064 | Single Family | Existing Single Family Home HVAC Upgrade + HZ23 | 0.0020341 | 0.0045213 | 0.0075533 | 0.01106 | 0.015045 | 0.019688 | 0.024763 | 0.029925 | 0.034764 | 0.038893 | 0.042053 | 0.044182 | 0.04541 | 0.045986 | 0.046172 | 0.05651 | 0.055585 | 0.054523 | 0.053615 | 0.052718 | 0.72213 | 7.4262 | 5.4228 | 4.393 | 3.8087 | 1.3975 | 0.90355 | 2.627 | 2.6201 | 1.5237 | 3.4612 | 5.3743 | 9.3781 | NA | 7.0463 | 4.9908 | 3.6854 | 3.4374 | 1.3589 | 0.4198 | 1.2931 | 0.92577 | 0.87543 | 2.1263 | 4.2318 | 8.1153 | 1.4123
LO5Med | NR | ASHP | Residential | HVAC | 0.26492 | 826.5586 | 659.7199 | Single Family | Existing Single Family Home HVAC Upgrade - Central Heat Pump Upgrade to Variable Capacity Central Heat Pump + HZ23CZ1 | 0.0059421 | 0.013208 | 0.022066 | 0.032309 | 0.04395 | 0.057515 | 0.072341 | 0.087421 | 0.10156 | 0.11362 | 0.12285 | 0.12907 | 0.13266 | 0.13434 | 0.13488 | 0.16508 | 0.16238 | 0.15928 | 0.15663 | 0.15401 | 2.1096 | 64.8489 | 47.3545 | 38.3617 | 33.7622 | 14.6709 | 10.6817 | 42.0382 | 42.048 | 21.0277 | 31.6 | 46.9305 | 81.8931 | NA | 61.5309 | 43.5815 | 32.1827 | 30.1562 | 12.6182 | 4.2912 | 17.398 | 12.2499 | 10.5071 | 19.0056 | 36.9539 | 70.8658 | 0.21548
LO5Med | NR | ASHP | Residential | HVAC | 0.23474 | 836.5766 | 655.0449 | Single Family | Existing Single Family Home HVAC Upgrade - Central Heat Pump Upgrade to Variable Capacity Central Heat Pump + HZ23CZ23 | 0.022212 | 0.049373 | 0.082484 | 0.12078 | 0.16429 | 0.215 | 0.27042 | 0.32679 | 0.37963 | 0.42472 | 0.45923 | 0.48248 | 0.49589 | 0.50217 | 0.5042 | 0.6171 | 0.607 | 0.5954 | 0.58549 | 0.57569 | 7.8858 | 57.4606 | 41.9594 | 33.9911 | 30.6846 | 16.7678 | 13.7285 | 66.4184 | 66.5344 | 30.4272 | 30.1008 | 41.5837 | 72.563 | NA | 54.5207 | 38.6162 | 28.516 | 26.9329 | 12.3287 | 4.7576 | 24.7421 | 17.217 | 13.6821 | 17.5084 | 32.7437 | 62.792 | 0.20511
LO5Med | NR | ASHP | Residential | HVAC | 0.17301 | 701.4141 | 787.6129 | Single Family | Existing Single Family Home HVAC Upgrade - Central Heat Pump Upgrade to Variable Capacity Central Heat Pump + HZ1CZ23 | 0.051256 | 0.11393 | 0.19034 | 0.2787 | 0.37912 | 0.49613 | 0.62401 | 0.75409 | 0.87602 | 0.98007 | 1.0597 | 1.1134 | 1.1443 | 1.1588 | 1.1635 | 1.424 | 1.4007 | 1.3739 | 1.3511 | 1.3285 | 18.1972 | 42.3505 | 30.9256 | 25.0527 | 23.2417 | 15.4265 | 13.5898 | 72.7016 | 72.8745 | 32.0292 | 23.8959 | 30.6487 | 53.4816 | NA | 40.1837 | 28.4616 | 21.0174 | 20.0235 | 10.0214 | 4.2842 | 25.8289 | 17.8698 | 13.6437 | 13.4483 | 24.1333 | 46.28 | 0.16453
LO5Med | NR | ASHP | Residential | HVAC | 0.17301 | 563.4624 | 980.443 | Single Family | Existing Single Family Home HVAC Upgrade - Central Heat Pump Upgrade to Variable Capacity Central Heat Pump + HZ1CZ1 | 0.04547 | 0.10107 | 0.16885 | 0.24724 | 0.33632 | 0.44012 | 0.55357 | 0.66897 | 0.77713 | 0.86943 | 0.94008 | 0.98768 | 1.0151 | 1.028 | 1.0321 | 1.2633 | 1.2426 | 1.2188 | 1.1985 | 1.1785 | 16.143 | 42.3505 | 30.9256 | 25.0527 | 22.2236 | 10.437 | 7.9443 | 34.0793 | 34.1102 | 16.4117 | 21.1141 | 30.6487 | 53.4816 | NA | 40.1837 | 28.4616 | 21.0174 | 19.7422 | 8.5013 | 3.0194 | 13.4804 | 9.4452 | 7.8549 | 12.5637 | 24.1333 | 46.28 | 0.14569
LO5Med | NR | DHP | Residential | HVAC | 0.9037 | 2646.6539 | 109.5745 | Single Family | Zonal to DHP No Screen + HZ23CZ23 | 0.090188 | 0.20047 | 0.33491 | 0.49038 | 0.66707 | 0.87295 | 1.098 | 1.3269 | 1.5414 | 1.7245 | 1.8646 | 1.959 | 2.0134 | 2.039 | 2.0472 | 2.5041 | 2.4613 | 2.4123 | 2.3699 | 2.3277 | 31.9919 | 263.1195 | 186.3079 | 167.001 | 126.0606 | 77.5452 | 36.3617 | 58.1262 | 52.377 | 20.9698 | 84.0619 | 189.6957 | 234.3179 | NA | 206.2299 | 149.7229 | 127.3123 | 106.2401 | 74.6761 | 27.9805 | 30.0143 | 20.0632 | 17.6877 | 63.3507 | 148.7344 | 178.6976 | 1.0874
LO5Med | NR | DHP | Residential | HVAC | 0.88246 | 2719.2632 | 112.07 | Single Family | Zonal to DHP No Screen + HZ1CZ23 | 0.089032 | 0.1979 | 0.33061 | 0.48409 | 0.65852 | 0.86176 | 1.0839 | 1.3098 | 1.5216 | 1.7024 | 1.8407 | 1.9339 | 1.9876 | 2.0128 | 2.021 | 2.472 | 2.4298 | 2.3814 | 2.3395 | 2.2979 | 31.5818 | 256.8801 | 181.9572 | 163.2205 | 123.5011 | 77.2382 | 43.8956 | 97.109 | 90.3166 | 27.7354 | 84.3359 | 185.2319 | 228.7687 | NA | 201.4941 | 146.2567 | 124.3067 | 103.8056 | 73.4217 | 29.3326 | 45.2408 | 31.8827 | 20.6809 | 62.7309 | 145.2991 | 174.621 | 1.0532
LO5Med | NR | DHP | Residential | HVAC | 0.77722 | 2095.6932 | 141.1446 | Single Family | Zonal to DHP No Screen + HZ23CZ1 | 0.019861 | 0.044147 | 0.073753 | 0.10799 | 0.1469 | 0.19224 | 0.2418 | 0.2922 | 0.33944 | 0.37976 | 0.41062 | 0.43141 | 0.4434 | 0.44902 | 0.45083 | 0.55144 | 0.54204 | 0.53124 | 0.5219 | 0.51261 | 7.0453 | 226.3695 | 160.1961 | 143.4352 | 107.878 | 64.6627 | 20.0379 | -4.05 | -7.41 | 8.3137 | 69.2841 | 163.1547 | 201.5809 | NA | 177.2186 | 128.6983 | 109.5127 | 91.2881 | 63.5544 | 21.373 | 4.476 | 0.79378 | 10.6467 | 53.3206 | 127.8379 | 153.5233 | 0.91527
LO5Med | NR | DHP | Residential | HVAC | 0.88067 | 2379.1718 | 140.8929 | Single Family | Zonal to DHP No Screen + HZ1CZ1 | 0.20408 | 0.45363 | 0.75785 | 1.1097 | 1.5095 | 1.9754 | 2.4846 | 3.0025 | 3.4879 | 3.9022 | 4.2193 | 4.4329 | 4.5561 | 4.6139 | 4.6325 | 5.6663 | 5.5697 | 5.4588 | 5.3627 | 5.2673 | 72.3931 | 256.5 | 181.521 | 162.533 | 122.2513 | 73.3209 | 22.9863 | -3.24 | -7.09 | 9.6636 | 78.582 | 184.8723 | 228.4122 | NA | 200.8122 | 145.8313 | 124.0896 | 103.4416 | 72.031 | 24.2854 | 5.6057 | 1.3113 | 12.1781 | 60.4474 | 144.8566 | 173.9631 | 0.91201
Retro12Med | Retro | ResWx | Residential | HVAC | 0.9207 | 1989.296 | -10.4288 | Single Family | ATTIC R0 - R38_Electric FAF | 0.13115 | 0.13085 | 0.13056 | 0.13026 | 0.12996 | 0.1167 | 0.093149 | 0.07435 | 0.059345 | 0.047368 | 0.037808 | 0.030178 | 0.024088 | 0.019226 | 0.015346 | 0.012249 | 8.3358e-05 | 2.9703e-05 | 1.0103e-05 | 3.287e-06 | 1.1484 | 196.1321 | 143.0979 | 129.6688 | 105.6734 | 51.5453 | 21.6165 | 68.9724 | 68.6107 | 50.5737 | 84.7852 | 126.2436 | 228.573 | NA | 124.6701 | 93.4005 | 72.3489 | 62.499 | 26.5839 | 7.8052 | 19.6575 | 12.8132 | 21.9594 | 42.3376 | 82.5983 | 147.1297 | 8.9172
Retro12Med | Retro | ResWx | Residential | HVAC | 0.93411 | 2017.4634 | -8.1179 | Single Family | ATTIC R0 - R49_Electric FAF | 0.070869 | 0.070708 | 0.070548 | 0.070387 | 0.070228 | 0.063061 | 0.050334 | 0.040176 | 0.032068 | 0.025596 | 0.02043 | 0.016307 | 0.013016 | 0.010389 | 0.0082925 | 0.006619 | 4.5044e-05 | 1.6051e-05 | 5.4594e-06 | 1.7762e-06 | 0.62056 | 198.99 | 145.1831 | 131.5582 | 107.207 | 52.2651 | 21.8969 | 69.7406 | 69.3733 | 51.2126 | 86.0028 | 128.0831 | 231.9036 | NA | 126.4868 | 94.7614 | 73.4032 | 63.4081 | 26.9634 | 7.9127 | 19.8793 | 12.9579 | 22.2485 | 42.9503 | 83.8018 | 149.2736 | 7.9234
Retro12Med | Retro | ResWx | Residential | HVAC | 0.68928 | 1472.3208 | -4.2775 | Single Family | ATTIC R0 - R38_Electric Zonal | 0.34613 | 0.34534 | 0.34456 | 0.34378 | 0.343 | 0.308 | 0.24584 | 0.19622 | 0.15662 | 0.12501 | 0.099783 | 0.079646 | 0.063572 | 0.050742 | 0.040501 | 0.032327 | 0.00022 | 7.8392e-05 | 2.6664e-05 | 8.675e-06 | 3.0308 | 146.8345 | 107.1304 | 97.0767 | 78.9841 | 37.9423 | 15.4667 | 46.7331 | 46.4548 | 35.833 | 63.1054 | 94.5124 | 171.1215 | NA | 93.3344 | 69.9244 | 54.1641 | 46.7564 | 19.7382 | 5.7132 | 13.3785 | 8.7225 | 15.8005 | 31.6078 | 61.8373 | 110.1488 | 6.72
Retro12Med | Retro | ResWx | Residential | HVAC | 0.6617 | 1410.4445 | -2.2724 | Single Family | ATTIC R0 - R38_DHP | 0.028938 | 0.028872 | 0.028806 | 0.028741 | 0.028676 | 0.02575 | 0.020553 | 0.016405 | 0.013094 | 0.010452 | 0.0083422 | 0.0066586 | 0.0053148 | 0.0042422 | 0.003386 | 0.0027027 | 1.8393e-05 | 6.5538e-06 | 2.2292e-06 | 7.2526e-07 | 0.25339 | 140.9596 | 102.8441 | 93.1926 | 75.8014 | 36.311 | 14.7225 | 44.0057 | 43.7371 | 34.0444 | 60.5159 | 90.7309 | 164.2748 | NA | 89.6001 | 67.1267 | 51.997 | 44.8797 | 18.9197 | 5.4618 | 12.6092 | 8.2213 | 15.0564 | 30.3278 | 59.3631 | 105.7417 | 6.2076
Retro12Med | Retro | ResWx | Residential | HVAC | 0.69916 | 1493.0432 | -1.1654 | Single Family | ATTIC R0 - R49_Electric Zonal | 0.18702 | 0.1866 | 0.18617 | 0.18575 | 0.18533 | 0.16642 | 0.13283 | 0.10602 | 0.084626 | 0.067547 | 0.053915 | 0.043034 | 0.034349 | 0.027417 | 0.021884 | 0.017467 | 0.00011887 | 4.2357e-05 | 1.4407e-05 | 4.6873e-06 | 1.6376 | 148.9398 | 108.6664 | 98.4685 | 80.1136 | 38.4715 | 15.6721 | 47.2913 | 47.0088 | 36.3005 | 64.0017 | 95.8675 | 173.5749 | NA | 94.6726 | 70.9269 | 54.9407 | 47.426 | 20.0174 | 5.7922 | 13.5398 | 8.8277 | 16.0124 | 32.059 | 62.7239 | 111.7281 | 5.9701
Retro12Med | Retro | ResWx | Residential | HVAC | 0.67112 | 1430.1806 | 1.0991 | Single Family | ATTIC R0 - R49_DHP | 0.015634 | 0.015599 | 0.015563 | 0.015528 | 0.015493 | 0.013912 | 0.011104 | 0.0088632 | 0.0070745 | 0.0056467 | 0.0045071 | 0.0035975 | 0.0028715 | 0.002292 | 0.0018294 | 0.0014602 | 9.9371e-06 | 3.5409e-06 | 1.2044e-06 | 3.9184e-07 | 0.1369 | 142.9661 | 104.3081 | 94.5192 | 76.8778 | 36.8148 | 14.9177 | 44.5335 | 44.261 | 34.4882 | 61.3699 | 92.0224 | 166.6132 | NA | 90.8755 | 68.0822 | 52.7371 | 45.5179 | 19.1858 | 5.537 | 12.7618 | 8.3208 | 15.2579 | 30.7577 | 60.2082 | 107.2469 | 5.5147
Retro12Med | Retro | ResWx | Residential | HVAC | 1.1354 | 2203.2727 | -3.9919 | Single Family | WALL R0 - R11_Electric FAF | 0.40251 | 0.40159 | 0.40068 | 0.39977 | 0.39886 | 0.35816 | 0.28588 | 0.22818 | 0.18213 | 0.14538 | 0.11604 | 0.092618 | 0.073926 | 0.059007 | 0.047098 | 0.037593 | 0.00025583 | 9.1161e-05 | 3.1007e-05 | 1.0088e-05 | 3.5245 | 241.8761 | 176.4728 | 159.9115 | 128.4275 | 54.0322 | 16.1011 | 12.8214 | 12.2632 | 32.4752 | 99.1204 | 155.6874 | 281.8832 | NA | 153.747 | 115.1843 | 89.2229 | 76.5807 | 30.3691 | 7.7077 | 4.5286 | 2.9819 | 17.6595 | 50.9117 | 101.8627 | 181.4448 | 5.9405
Retro12Med | Retro | ResWx | Residential | HVAC | 0.38415 | 810.8511 | 16.4474 | Single Family | ATTIC R0 - R38_Heat Pump | 0.13716 | 0.13685 | 0.13654 | 0.13623 | 0.13592 | 0.12205 | 0.097417 | 0.077756 | 0.062064 | 0.049538 | 0.039541 | 0.031561 | 0.025191 | 0.020107 | 0.016049 | 0.01281 | 8.7177e-05 | 3.1064e-05 | 1.0566e-05 | 3.4376e-06 | 1.201 | 81.8349 | 59.7067 | 54.1035 | 43.9464 | 20.7758 | 8.2098 | 23.2389 | 23.0794 | 18.8092 | 34.959 | 52.6743 | 95.3706 | NA | 52.0178 | 38.9707 | 30.1871 | 26.0394 | 10.9068 | 3.1096 | 6.6902 | 4.3632 | 8.44 | 17.5654 | 34.4636 | 61.3889 | 3.645
Retro12Med | Retro | ResWx | Residential | HVAC | 0.38934 | 821.6843 | 22.3182 | Single Family | ATTIC R0 - R49_Heat Pump | 0.074058 | 0.073889 | 0.073722 | 0.073554 | 0.073387 | 0.065899 | 0.052599 | 0.041984 | 0.033511 | 0.026748 | 0.02135 | 0.017041 | 0.013602 | 0.010857 | 0.0086656 | 0.0069168 | 4.707e-05 | 1.6773e-05 | 5.705e-06 | 1.8561e-06 | 0.64848 | 82.9401 | 60.5131 | 54.8342 | 44.5391 | 21.0518 | 8.3157 | 23.5185 | 23.3568 | 19.0491 | 35.4286 | 53.3857 | 96.6587 | NA | 52.7204 | 39.4971 | 30.5948 | 26.3908 | 11.0529 | 3.1507 | 6.7713 | 4.416 | 8.5495 | 17.802 | 34.9291 | 62.2181 | 3.2361
Retro12Med | Retro | ResWx | Residential | HVAC | 0.42786 | 778.8023 | 29.2569 | Single Family | FLOOR R0 - R30_Electric FAF | 0.19156 | 0.19113 | 0.1907 | 0.19026 | 0.18983 | 0.17046 | 0.13606 | 0.1086 | 0.086682 | 0.069188 | 0.055225 | 0.044079 | 0.035183 | 0.028083 | 0.022415 | 0.017892 | 0.00012176 | 4.3386e-05 | 1.4757e-05 | 4.8011e-06 | 1.6774 | 91.1459 | 66.5001 | 60.2593 | 48.0058 | 18.3983 | 3.8944 | -10.04 | -10.27 | 6.0845 | 36.2319 | 58.6675 | 106.2218 | NA | 57.9363 | 43.4048 | 33.6218 | 28.756 | 10.9469 | 2.5097 | -2.35 | -1.52 | 4.7154 | 18.9173 | 38.3848 | 68.3737 | 2.8733
Retro12Med | Retro | ResWx | Residential | HVAC | 0.40991 | 747.0341 | 30.2586 | Single Family | FLOOR R0 - R25_Electric FAF | 0.079619 | 0.079439 | 0.079258 | 0.079078 | 0.078899 | 0.070848 | 0.056549 | 0.045137 | 0.036027 | 0.028756 | 0.022953 | 0.018321 | 0.014623 | 0.011672 | 0.0093164 | 0.0074362 | 5.0606e-05 | 1.8032e-05 | 6.1334e-06 | 1.9955e-06 | 0.69718 | 87.3205 | 63.709 | 57.7302 | 45.9979 | 17.6611 | 3.7698 | -9.35 | -9.57 | 5.939 | 34.7312 | 56.2052 | 101.7636 | NA | 55.5047 | 41.5831 | 32.2107 | 27.5509 | 10.4963 | 2.4114 | -2.18 | -1.4 | 4.5521 | 18.1281 | 36.7738 | 65.504 | 2.8354
Retro12Med | Retro | ResWx | Residential | HVAC | 0.38127 | 696.1807 | 32.8716 | Single Family | FLOOR R0 - R19_Electric FAF | 0.12833 | 0.12804 | 0.12775 | 0.12746 | 0.12717 | 0.11419 | 0.091145 | 0.072751 | 0.058068 | 0.046349 | 0.036995 | 0.029529 | 0.023569 | 0.018813 | 0.015016 | 0.011986 | 8.1565e-05 | 2.9064e-05 | 9.8857e-06 | 3.2163e-06 | 1.1237 | 81.221 | 59.2588 | 53.6976 | 42.7949 | 16.4781 | 3.5625 | -8.31 | -8.52 | 5.683 | 32.334 | 52.2792 | 94.6552 | NA | 51.6276 | 38.6784 | 29.9607 | 25.629 | 9.776 | 2.2532 | -1.92 | -1.24 | 4.2842 | 16.8688 | 34.2051 | 60.9284 | 2.7353
Retro12Med | Retro | ResWx | Residential | HVAC | 0.6585 | 1286.2684 | 17.914 | Single Family | WALL R0 - R11_Electric Zonal | 0.83793 | 0.83602 | 0.83412 | 0.83223 | 0.83034 | 0.74561 | 0.59513 | 0.47503 | 0.37916 | 0.30264 | 0.24156 | 0.19281 | 0.1539 | 0.12284 | 0.098047 | 0.07826 | 0.00053258 | 0.00018977 | 6.4549e-05 | 2.1001e-05 | 7.3372 | 140.2777 | 102.3465 | 92.7417 | 74.5465 | 31.6592 | 9.6955 | 9.8821 | 9.5622 | 19.8465 | 57.6697 | 90.2919 | 163.48 | NA | 89.1666 | 66.8019 | 51.7454 | 44.4303 | 17.6945 | 4.5351 | 3.294 | 2.1635 | 10.5608 | 29.5706 | 59.0759 | 105.2301 | 3.4862
Retro12Med | Retro | ResWx | Residential | HVAC | 0.22039 | 452.4667 | 36.8531 | Single Family | ATTIC R11 - R38_Electric FAF | 0.025573 | 0.025515 | 0.025457 | 0.025399 | 0.025342 | 0.022756 | 0.018163 | 0.014498 | 0.011572 | 0.0092364 | 0.0073723 | 0.0058845 | 0.0046969 | 0.003749 | 0.0029924 | 0.0023885 | 1.6254e-05 | 5.7919e-06 | 1.97e-06 | 6.4094e-07 | 0.22393 | 46.9495 | 34.2544 | 31.0397 | 25.1162 | 11.4338 | 4.1726 | 9.6546 | 9.5574 | 9.2691 | 19.7794 | 30.2198 | 54.7152 | NA | 29.8432 | 22.3579 | 17.3187 | 14.9139 | 6.1344 | 1.6864 | 2.8346 | 1.8505 | 4.3624 | 10.0112 | 19.7721 | 35.2195 | 2.4793
Retro12Med | Retro | ResWx | Residential | HVAC | 0.64478 | 1259.0494 | 20.5638 | Single Family | WALL R0 - R11_DHP | 0.071579 | 0.071417 | 0.071254 | 0.071093 | 0.070931 | 0.063693 | 0.050839 | 0.040579 | 0.032389 | 0.025853 | 0.020635 | 0.016471 | 0.013147 | 0.010493 | 0.0083756 | 0.0066853 | 4.5495e-05 | 1.6211e-05 | 5.5141e-06 | 1.794e-06 | 0.62677 | 137.3537 | 100.2132 | 90.8086 | 72.9895 | 30.9837 | 9.4761 | 9.5583 | 9.2449 | 19.3841 | 56.4588 | 88.4099 | 160.0724 | NA | 87.308 | 65.4095 | 50.6668 | 43.5033 | 17.3218 | 4.4374 | 3.1932 | 2.0975 | 10.3253 | 28.9521 | 57.8446 | 103.0367 | 3.295
Retro12Med | Retro | ResWx | Residential | HVAC | 0.72399 | 1451.4464 | 24.8267 | Single Family | WINDOW CL30 Prime Window Replacement of Single Pane Base_Electric FAF | 0.069037 | 0.06888 | 0.068724 | 0.068568 | 0.068412 | 0.061431 | 0.049033 | 0.039138 | 0.031239 | 0.024934 | 0.019902 | 0.015886 | 0.01268 | 0.010121 | 0.0080782 | 0.0064479 | 4.3879e-05 | 1.5636e-05 | 5.3182e-06 | 1.7303e-06 | 0.60452 | 154.2286 | 112.5252 | 101.9652 | 82.2423 | 36.2288 | 12.233 | 21.6303 | 21.2953 | 26.2753 | 64.2157 | 99.2717 | 179.7386 | NA | 98.0345 | 73.4455 | 56.8917 | 48.9227 | 19.8142 | 5.2719 | 6.5594 | 4.2891 | 13.0152 | 32.7053 | 64.9512 | 115.6956 | 2.9477
Retro12Med | Retro | ResWx | Residential | HVAC | 0.34761 | 639.1395 | 42.2147 | Single Family | FLOOR R0 - R30_Electric Zonal | 0.5606 | 0.55932 | 0.55805 | 0.55679 | 0.55552 | 0.49883 | 0.39816 | 0.31781 | 0.25367 | 0.20247 | 0.16161 | 0.12899 | 0.10296 | 0.082182 | 0.065596 | 0.052358 | 0.00035631 | 0.00012696 | 4.3185e-05 | 1.405e-05 | 4.9088 | 74.0499 | 54.0268 | 48.9566 | 39.05 | 15.1921 | 3.4349 | -6.3 | -6.49 | 5.7105 | 29.5755 | 47.6634 | 86.298 | NA | 47.0693 | 35.2634 | 27.3154 | 23.375 | 8.9556 | 2.0882 | -1.4 | -0.9 | 4.0727 | 15.4024 | 31.1851 | 55.549 | 2.3815
Retro12Med | Retro | ResWx | Residential | HVAC | 0.33377 | 614.241 | 43.1738 | Single Family | FLOOR R0 - R25_Electric Zonal | 0.23345 | 0.23292 | 0.23239 | 0.23186 | 0.23133 | 0.20773 | 0.1658 | 0.13234 | 0.10563 | 0.084314 | 0.067298 | 0.053716 | 0.042876 | 0.034223 | 0.027316 | 0.021803 | 0.00014838 | 5.2871e-05 | 1.7983e-05 | 5.8508e-06 | 2.0441 | 71.1017 | 51.8758 | 47.0075 | 37.4994 | 14.6081 | 3.3213 | -5.89 | -6.07 | 5.5486 | 28.4099 | 45.7657 | 82.8622 | NA | 45.1954 | 33.8595 | 26.2279 | 22.4454 | 8.6043 | 2.0092 | -1.31 | -0.84 | 3.9312 | 14.7921 | 29.9435 | 53.3374 | 2.3555
Retro12Med | Retro | ResWx | Residential | HVAC | 0.34697 | 639.943 | 44.6264 | Single Family | FLOOR R0 - R30_DHP | 0.048985 | 0.048874 | 0.048763 | 0.048652 | 0.048542 | 0.043589 | 0.034792 | 0.02777 | 0.022166 | 0.017692 | 0.014122 | 0.011272 | 0.0089969 | 0.0071811 | 0.0057319 | 0.0045751 | 3.1135e-05 | 1.1094e-05 | 3.7736e-06 | 1.2277e-06 | 0.42893 | 73.9127 | 53.9267 | 48.8659 | 38.9927 | 15.2397 | 3.5124 | -5.71 | -5.9 | 5.9375 | 29.564 | 47.5751 | 86.1382 | NA | 46.9822 | 35.1981 | 27.2648 | 23.3356 | 8.9582 | 2.0996 | -1.24 | -0.8 | 4.14 | 15.3842 | 31.1273 | 55.4461 | 2.2993
Retro12Med | Retro | ResWx | Residential | HVAC | 0.23924 | 491.0268 | 42.041 | Single Family | ATTIC R11 - R49_Electric FAF | 0.021779 | 0.021729 | 0.02168 | 0.021631 | 0.021582 | 0.019379 | 0.015468 | 0.012347 | 0.0098548 | 0.0078659 | 0.0062785 | 0.0050114 | 0.004 | 0.0031927 | 0.0025484 | 0.0020341 | 1.3842e-05 | 4.9325e-06 | 1.6777e-06 | 5.4584e-07 | 0.1907 | 50.9652 | 37.1842 | 33.6946 | 27.2634 | 12.4064 | 4.5236 | 10.4401 | 10.3345 | 10.0452 | 21.4681 | 32.8045 | 59.395 | NA | 32.3957 | 24.2702 | 18.8 | 16.1892 | 6.6577 | 1.8295 | 3.0661 | 2.0016 | 4.7303 | 10.8668 | 21.4633 | 38.2318 | 2.3098
Retro12Med | Retro | ResWx | Residential | HVAC | 0.33324 | 615.1384 | 45.6065 | Single Family | FLOOR R0 - R25_DHP | 0.020403 | 0.020356 | 0.02031 | 0.020264 | 0.020218 | 0.018155 | 0.014491 | 0.011566 | 0.0092322 | 0.007369 | 0.0058818 | 0.0046947 | 0.0037473 | 0.002991 | 0.0023874 | 0.0019056 | 1.2968e-05 | 4.6209e-06 | 1.5717e-06 | 5.1135e-07 | 0.17865 | 70.9885 | 51.7932 | 46.9326 | 37.4539 | 14.6564 | 3.3952 | -5.34 | -5.52 | 5.764 | 28.4055 | 45.6929 | 82.7303 | NA | 45.1234 | 33.8056 | 26.1862 | 22.4134 | 8.6087 | 2.0204 | -1.16 | -0.74 | 3.9956 | 14.7783 | 29.8958 | 53.2525 | 2.2745
Retro12Med | Retro | ResWx | Residential | HVAC | 0.31155 | 574.1534 | 45.9067 | Single Family | FLOOR R0 - R19_Electric Zonal | 0.3774 | 0.37654 | 0.37569 | 0.37483 | 0.37398 | 0.33582 | 0.26804 | 0.21395 | 0.17077 | 0.13631 | 0.1088 | 0.08684 | 0.069314 | 0.055326 | 0.04416 | 0.035248 | 0.00023987 | 8.5474e-05 | 2.9073e-05 | 9.4587e-06 | 3.3046 | 66.3691 | 48.4229 | 43.8786 | 35.0094 | 13.6662 | 3.1338 | -5.27 | -5.44 | 5.2746 | 26.5363 | 42.7195 | 77.3468 | NA | 42.1871 | 31.6058 | 24.4821 | 20.953 | 8.0393 | 1.8816 | -1.16 | -0.74 | 3.6996 | 13.8116 | 27.9504 | 49.7872 | 2.2805
Retro12Med | Retro | ResWx | Residential | HVAC | 0.79007 | 1582.7573 | 29.5134 | Single Family | WINDOW CL22 Prime Window Replacement of Single Pane Base_Electric FAF | 0.018821 | 0.018778 | 0.018735 | 0.018693 | 0.01865 | 0.016747 | 0.013367 | 0.01067 | 0.0085163 | 0.0067976 | 0.0054257 | 0.0043307 | 0.0034567 | 0.0027591 | 0.0022022 | 0.0017578 | 1.1962e-05 | 4.2625e-06 | 1.4498e-06 | 4.717e-07 | 0.1648 | 168.3041 | 122.7947 | 111.2709 | 89.7393 | 39.4912 | 13.3007 | 23.271 | 22.9049 | 28.5354 | 70.0512 | 108.3316 | 196.1422 | NA | 106.9815 | 80.1485 | 62.0838 | 53.3853 | 21.6114 | 5.7442 | 7.0671 | 4.6214 | 14.1595 | 35.6841 | 70.8789 | 126.2544 | 2.7331
Retro12Med | Retro | ResWx | Residential | HVAC | 0.31119 | 575.187 | 48.4142 | Single Family | FLOOR R0 - R19_DHP | 0.032995 | 0.03292 | 0.032845 | 0.032771 | 0.032696 | 0.02936 | 0.023435 | 0.018705 | 0.01493 | 0.011917 | 0.0095119 | 0.0075923 | 0.00606 | 0.004837 | 0.0038608 | 0.0030816 | 2.0971e-05 | 7.4728e-06 | 2.5418e-06 | 8.2695e-07 | 0.28892 | 66.2919 | 48.3666 | 43.8276 | 34.9816 | 13.7152 | 3.202 | -4.77 | -4.94 | 5.4719 | 26.5424 | 42.6699 | 77.2569 | NA | 42.1381 | 31.569 | 24.4537 | 20.932 | 8.0464 | 1.8925 | -1.02 | -0.65 | 3.7594 | 13.8044 | 27.9179 | 49.7293 | 2.2028
Retro12Med | Retro | ResWx | Residential | HVAC | 0.4494 | 873.3508 | 42.5943 | Single Family | WALL R0 - R11_Heat Pump | 0.40936 | 0.40843 | 0.40751 | 0.40658 | 0.40566 | 0.36426 | 0.29075 | 0.23207 | 0.18523 | 0.14785 | 0.11801 | 0.094196 | 0.075185 | 0.060012 | 0.0479 | 0.038233 | 0.00026019 | 9.2713e-05 | 3.1535e-05 | 1.026e-05 | 3.5845 | 95.7346 | 69.848 | 63.293 | 50.8415 | 21.4353 | 6.4275 | 5.4488 | 5.2285 | 13.0085 | 39.2601 | 61.6211 | 111.5695 | NA | 60.8531 | 45.59 | 35.3145 | 30.3132 | 12.0326 | 3.0606 | 1.8945 | 1.2466 | 7.0384 | 20.1576 | 40.3173 | 71.8159 | 2.3318
Retro12Med | Retro | ResWx | Residential | HVAC | 0.28204 | 541.3168 | 70.9949 | Single Family | CFM50 Infiltration Reduction_Electric FAF | 0.46207 | 0.46102 | 0.45997 | 0.45893 | 0.45788 | 0.41116 | 0.32818 | 0.26195 | 0.20908 | 0.16689 | 0.13321 | 0.10632 | 0.084865 | 0.067738 | 0.054067 | 0.043156 | 0.00029369 | 0.00010465 | 3.5595e-05 | 1.1581e-05 | 4.046 | 60.0823 | 43.836 | 39.7222 | 31.8563 | 13.1936 | 3.7471 | 1.4572 | 1.3159 | 7.3519 | 24.4915 | 38.6729 | 70.0201 | NA | 38.1909 | 28.6119 | 22.1631 | 19.0109 | 7.486 | 1.8687 | 0.65344 | 0.4341 | 4.1613 | 12.6154 | 25.3028 | 45.0711 | 1.6938
Retro12Med | Retro | ResWx | Residential | HVAC | 0.11959 | 250.8712 | 93.1007 | Single Family | ATTIC R11 - R38_Electric Zonal | 0.050561 | 0.050446 | 0.050332 | 0.050218 | 0.050104 | 0.044991 | 0.035911 | 0.028663 | 0.022879 | 0.018261 | 0.014576 | 0.011634 | 0.0092863 | 0.0074122 | 0.0059163 | 0.0047223 | 3.2136e-05 | 1.1451e-05 | 3.895e-06 | 1.2672e-06 | 0.44273 | 25.476 | 18.5873 | 16.8429 | 13.6692 | 6.4084 | 2.4901 | 6.7852 | 6.7348 | 5.6696 | 10.8492 | 16.398 | 29.6898 | NA | 16.1937 | 12.132 | 9.3976 | 8.1032 | 3.3804 | 0.95612 | 1.9601 | 1.2786 | 2.5688 | 5.4602 | 10.7289 | 19.111 | 1.3762
Retro12Med | Retro | ResWx | Residential | HVAC | 0.12234 | 254.8916 | 95.091 | Single Family | ATTIC R11 - R38_DHP | 0.0044832 | 0.0044731 | 0.0044629 | 0.0044528 | 0.0044427 | 0.0039893 | 0.0031842 | 0.0025416 | 0.0020286 | 0.0016192 | 0.0012924 | 0.0010316 | 0.00082341 | 0.00065723 | 0.00052459 | 0.00041872 | 2.8495e-06 | 1.0154e-06 | 3.4536e-07 | 1.1236e-07 | 0.039257 | 26.0615 | 19.0144 | 17.23 | 13.9701 | 6.4891 | 2.4737 | 6.4369 | 6.3846 | 5.5912 | 11.0606 | 16.7749 | 30.3721 | NA | 16.5658 | 12.4108 | 9.6135 | 8.286 | 3.4412 | 0.96471 | 1.8676 | 1.2185 | 2.5621 | 5.5766 | 10.9754 | 19.5502 | 1.356
Retro12Med | Retro | ResWx | Residential | HVAC | 0.22595 | 436.3223 | 95.9021 | Single Family | CFM50 Infiltration Reduction_Electric Zonal | 1.3281 | 1.3251 | 1.3221 | 1.3191 | 1.3161 | 1.1818 | 0.94327 | 0.7529 | 0.60095 | 0.47967 | 0.38287 | 0.3056 | 0.24392 | 0.1947 | 0.1554 | 0.12404 | 0.00084412 | 0.00030079 | 0.00010231 | 3.3286e-05 | 11.6293 | 48.1328 | 35.1177 | 31.822 | 25.5407 | 10.6713 | 3.1144 | 1.9378 | 1.8257 | 6.2085 | 19.6785 | 30.9814 | 56.0941 | NA | 30.5953 | 22.9214 | 17.7551 | 15.2352 | 6.0229 | 1.5175 | 0.73371 | 0.48448 | 3.4342 | 10.1203 | 20.2704 | 36.1071 | 1.3768
Retro12Med | Retro | ResWx | Residential | HVAC | 0.2269 | 438.2364 | 99.7147 | Single Family | CFM50 Infiltration Reduction_DHP | 0.11641 | 0.11615 | 0.11588 | 0.11562 | 0.11536 | 0.10359 | 0.082681 | 0.065995 | 0.052676 | 0.042045 | 0.03356 | 0.026787 | 0.021381 | 0.017066 | 0.013622 | 0.010873 | 7.3991e-05 | 2.6365e-05 | 8.9678e-06 | 2.9176e-06 | 1.0194 | 48.3362 | 35.2661 | 31.9565 | 25.6492 | 10.719 | 3.1305 | 1.9662 | 1.8537 | 6.2431 | 19.7632 | 31.1124 | 56.3311 | NA | 30.7246 | 23.0183 | 17.8302 | 15.2997 | 6.049 | 1.5245 | 0.74233 | 0.49012 | 3.4513 | 10.1634 | 20.3561 | 36.2597 | 1.3367
Retro12Med | Retro | ResWx | Residential | HVAC | 0.12978 | 272.1761 | 102.4236 | Single Family | ATTIC R11 - R49_Electric Zonal | 0.043047 | 0.04295 | 0.042852 | 0.042755 | 0.042658 | 0.038305 | 0.030574 | 0.024404 | 0.019479 | 0.015548 | 0.01241 | 0.0099053 | 0.0079063 | 0.0063106 | 0.0050371 | 0.0040205 | 2.7361e-05 | 9.7494e-06 | 3.3161e-06 | 1.0789e-06 | 0.37694 | 27.6462 | 20.1706 | 18.2777 | 14.8331 | 6.9518 | 2.6995 | 7.3443 | 7.2897 | 6.1447 | 11.772 | 17.7949 | 32.2189 | NA | 17.5731 | 13.1654 | 10.1981 | 8.7934 | 3.6677 | 1.0371 | 2.122 | 1.3841 | 2.7852 | 5.925 | 11.6428 | 20.7389 | 1.2818
Retro12Med | Retro | ResWx | Residential | HVAC | 0.13275 | 276.5312 | 104.62 | Single Family | ATTIC R11 - R49_DHP | 0.0038169 | 0.0038082 | 0.0037996 | 0.003791 | 0.0037823 | 0.0033964 | 0.0027109 | 0.0021638 | 0.0017271 | 0.0013786 | 0.0011003 | 0.00087828 | 0.00070103 | 0.00055955 | 0.00044662 | 0.00035649 | 2.426e-06 | 8.6446e-07 | 2.9403e-07 | 9.5662e-08 | 0.033422 | 28.28 | 20.6331 | 18.6968 | 15.1589 | 7.0393 | 2.6818 | 6.9679 | 6.9111 | 6.0601 | 12.0009 | 18.2029 | 32.9576 | NA | 17.976 | 13.4673 | 10.4319 | 8.9912 | 3.7336 | 1.0464 | 2.0219 | 1.3192 | 2.778 | 6.051 | 11.9097 | 21.2144 | 1.263
Retro12Med | Retro | ResWx | Residential | HVAC | 0.36991 | 755.4178 | 81.0911 | Single Family | WINDOW CL30 Prime Window Replacement of Single Pane Base_Electric Zonal | 0.12813 | 0.12783 | 0.12754 | 0.12726 | 0.12697 | 0.11401 | 0.091001 | 0.072635 | 0.057976 | 0.046276 | 0.036937 | 0.029482 | 0.023532 | 0.018783 | 0.014992 | 0.011967 | 8.1436e-05 | 2.9018e-05 | 9.8701e-06 | 3.2112e-06 | 1.1219 | 78.8007 | 57.493 | 52.0975 | 42.1251 | 19.0378 | 6.834 | 15.0463 | 14.8813 | 15.078 | 33.1108 | 50.7213 | 91.8346 | NA | 50.0892 | 37.5259 | 29.0679 | 25.0237 | 10.2573 | 2.7997 | 4.4416 | 2.9004 | 7.1709 | 16.7822 | 33.1858 | 59.1128 | 1.5304
Retro12Med | Retro | ResWx | Residential | HVAC | 0.10927 | 224.0146 | 115.3013 | Single Family | ATTIC R19 - R49_Electric FAF | 0.009131 | 0.0091103 | 0.0090896 | 0.009069 | 0.0090484 | 0.0081251 | 0.0064853 | 0.0051764 | 0.0041318 | 0.0032979 | 0.0026323 | 0.0021011 | 0.001677 | 0.0013386 | 0.0010684 | 0.00085281 | 5.8036e-06 | 2.068e-06 | 7.034e-07 | 2.2885e-07 | 0.079955 | 23.2781 | 16.9837 | 15.3898 | 12.4504 | 5.6567 | 2.0552 | 4.6935 | 4.6452 | 4.5571 | 9.7998 | 14.9833 | 27.1283 | NA | 14.7966 | 11.0853 | 8.5868 | 7.3938 | 3.0384 | 0.83364 | 1.38 | 0.90094 | 2.1508 | 4.962 | 9.8032 | 17.4622 | 1.1792
Retro12Med | Retro | ResWx | Residential | HVAC | 0.090615 | 185.8205 | 117.5834 | Single Family | ATTIC R19 - R38_Electric FAF | 0.0035178 | 0.0035098 | 0.0035018 | 0.0034939 | 0.0034859 | 0.0031302 | 0.0024985 | 0.0019943 | 0.0015918 | 0.0012705 | 0.0010141 | 0.00080945 | 0.00064609 | 0.0005157 | 0.00041162 | 0.00032855 | 2.2359e-06 | 7.9672e-07 | 2.7099e-07 | 8.8166e-08 | 0.030803 | 19.3032 | 14.0836 | 12.7619 | 10.3249 | 4.693 | 1.7067 | 3.9087 | 3.8687 | 3.7858 | 8.1277 | 12.4248 | 22.496 | NA | 12.27 | 9.1924 | 7.1205 | 6.1314 | 2.5201 | 0.69173 | 1.1489 | 0.75005 | 1.7857 | 4.115 | 8.1293 | 14.4804 | 1.1616
Retro12Med | Retro | ResWx | Residential | HVAC | 0.36198 | 737.5616 | 87.6527 | Single Family | WINDOW CL30 Prime Window Replacement of Single Pane Base_DHP | 0.010917 | 0.010893 | 0.010868 | 0.010843 | 0.010819 | 0.0097146 | 0.007754 | 0.0061891 | 0.0049401 | 0.0039431 | 0.0031473 | 0.0025121 | 0.0020051 | 0.0016005 | 0.0012775 | 0.0010196 | 6.939e-06 | 2.4726e-06 | 8.4101e-07 | 2.7362e-07 | 0.095597 | 77.1115 | 56.2605 | 50.9807 | 41.2094 | 18.5663 | 6.6173 | 14.2433 | 14.0812 | 14.556 | 32.3649 | 49.634 | 89.866 | NA | 49.0154 | 36.7214 | 28.4448 | 24.484 | 10.0214 | 2.7269 | 4.2153 | 2.753 | 6.9545 | 16.4138 | 32.4744 | 57.8457 | 1.4466
Retro12Med | Retro | ResWx | Residential | HVAC | 0.40364 | 823.6336 | 90.1813 | Single Family | WINDOW CL22 Prime Window Replacement of Single Pane Base_Electric Zonal | 0.034924 | 0.034845 | 0.034766 | 0.034687 | 0.034608 | 0.031076 | 0.024805 | 0.019799 | 0.015803 | 0.012614 | 0.010068 | 0.0080361 | 0.0064143 | 0.0051198 | 0.0040865 | 0.0032618 | 2.2197e-05 | 7.9096e-06 | 2.6903e-06 | 8.7529e-07 | 0.30581 | 85.9851 | 62.7347 | 56.8473 | 45.9607 | 20.7485 | 7.4294 | 16.2283 | 16.048 | 16.3742 | 36.1153 | 55.3457 | 100.2073 | NA | 54.6559 | 40.9471 | 31.7181 | 27.3038 | 11.1861 | 3.0499 | 4.7947 | 3.1311 | 7.7999 | 18.3088 | 36.2114 | 64.5022 | 1.4188
Retro12Med | Retro | ResWx | Residential | HVAC | 0.29212 | 582.5731 | 115.7515 | Single Family | WINDOW CL30 Prime Window Replacement of Single Pane Base_Heat Pump | 0.071096 | 0.070935 | 0.070774 | 0.070613 | 0.070453 | 0.063263 | 0.050496 | 0.040305 | 0.032171 | 0.025678 | 0.020496 | 0.016359 | 0.013058 | 0.010423 | 0.0083191 | 0.0066402 | 4.5188e-05 | 1.6102e-05 | 5.4768e-06 | 1.7819e-06 | 0.62254 | 62.2297 | 45.4028 | 41.1419 | 33.1607 | 14.5008 | 4.8062 | 7.8403 | 7.7037 | 10.2346 | 25.8436 | 40.0551 | 72.5227 | NA | 39.5559 | 29.6345 | 22.9552 | 19.7337 | 7.9652 | 2.1036 | 2.4045 | 1.5732 | 5.1357 | 13.1803 | 26.2072 | 46.682 | 1.1837
Retro12Med | Retro | ResWx | Residential | HVAC | 0.39492 | 804.072 | 97.3361 | Single Family | WINDOW CL22 Prime Window Replacement of Single Pane Base_DHP | 0.0029755 | 0.0029687 | 0.002962 | 0.0029552 | 0.0029485 | 0.0026477 | 0.0021133 | 0.0016868 | 0.0013464 | 0.0010747 | 0.00085778 | 0.00068466 | 0.00054649 | 0.0004362 | 0.00034816 | 0.0002779 | 1.8912e-06 | 6.7389e-07 | 2.2921e-07 | 7.4574e-08 | 0.026054 | 84.1279 | 61.3797 | 55.6194 | 44.9545 | 20.2327 | 7.1941 | 15.3659 | 15.1887 | 15.8087 | 35.2967 | 54.1502 | 98.0429 | NA | 53.4753 | 40.0627 | 31.033 | 26.7106 | 10.9274 | 2.9704 | 4.5515 | 2.9727 | 7.5647 | 17.9041 | 35.4293 | 63.109 | 1.3409
Retro12Med | Retro | ResWx | Residential | HVAC | 0.32052 | 638.7536 | 126.9304 | Single Family | WINDOW CL22 Prime Window Replacement of Single Pane Base_Heat Pump | 0.019488 | 0.019444 | 0.0194 | 0.019356 | 0.019312 | 0.017341 | 0.013841 | 0.011048 | 0.0088183 | 0.0070386 | 0.0056181 | 0.0044843 | 0.0035793 | 0.0028569 | 0.0022803 | 0.0018201 | 1.2386e-05 | 4.4137e-06 | 1.5013e-06 | 4.8843e-07 | 0.17065 | 68.2799 | 49.817 | 45.1419 | 36.3812 | 15.8931 | 5.2541 | 8.4697 | 8.3197 | 11.1747 | 28.3462 | 43.9494 | 79.5736 | NA | 43.4017 | 32.5157 | 25.187 | 21.6514 | 8.7351 | 2.3046 | 2.602 | 1.7025 | 5.6177 | 14.4593 | 28.7551 | 51.2206 | 1.1037
Retro12Med | Retro | ResWx | Residential | HVAC | 0.073813 | 152.2088 | 178.9566 | Single Family | ATTIC R11 - R38_Heat Pump | 0.022073 | 0.022022 | 0.021972 | 0.021923 | 0.021873 | 0.019641 | 0.015677 | 0.012513 | 0.0099877 | 0.007972 | 0.0063631 | 0.005079 | 0.0040539 | 0.0032358 | 0.0025828 | 0.0020615 | 1.4029e-05 | 4.999e-06 | 1.7003e-06 | 5.532e-07 | 0.19328 | 15.724 | 11.4722 | 10.3956 | 8.4168 | 3.855 | 1.4258 | 3.4276 | 3.3954 | 3.1847 | 6.639 | 10.121 | 18.3248 | NA | 9.9949 | 7.488 | 5.8002 | 4.9962 | 2.061 | 0.56994 | 1.0023 | 0.65422 | 1.4864 | 3.3564 | 6.6219 | 11.7955 | 0.82677
Retro12Med | Retro | ResWx | Residential | HVAC | 0.26343 | 590.3206 | 118.1827 | Single Family | WINDOW CL30 Prime Window Replacement of Double Pane Base_Electric FAF | 1.0375 | 1.0351 | 1.0328 | 1.0304 | 1.0281 | 0.92319 | 0.73688 | 0.58816 | 0.46946 | 0.37472 | 0.29909 | 0.23873 | 0.19055 | 0.15209 | 0.1214 | 0.096899 | 0.00065942 | 0.00023497 | 7.9923e-05 | 2.6003e-05 | 9.0847 | 56.1178 | 40.9435 | 37.1011 | 30.3955 | 15.5545 | 7.0777 | 25.8428 | 25.7488 | 16.998 | 24.7189 | 36.1211 | 65.3998 | NA | 35.6709 | 26.724 | 20.7006 | 17.9242 | 7.8105 | 2.3954 | 7.2914 | 4.7502 | 7.0798 | 12.2237 | 23.6332 | 42.0971 | 1.1238
Retro12Med | Retro | ResWx | Residential | HVAC | 0.080046 | 165.0392 | 194.899 | Single Family | ATTIC R11 - R49_Heat Pump | 0.018781 | 0.018739 | 0.018696 | 0.018654 | 0.018611 | 0.016712 | 0.013339 | 0.010647 | 0.0084985 | 0.0067834 | 0.0054144 | 0.0043217 | 0.0034495 | 0.0027533 | 0.0021977 | 0.0017541 | 1.1937e-05 | 4.2537e-06 | 1.4468e-06 | 4.7072e-07 | 0.16446 | 17.0518 | 12.441 | 11.2734 | 9.1274 | 4.1796 | 1.5453 | 3.7106 | 3.6756 | 3.4509 | 7.1991 | 10.9756 | 19.8722 | NA | 10.8388 | 8.1203 | 6.29 | 5.418 | 2.2348 | 0.6179 | 1.0852 | 0.70832 | 1.611 | 3.6397 | 7.1811 | 12.7915 | 0.76962
Retro12Med | Retro | ResWx | Residential | HVAC | 0.30855 | 681.5634 | 120.5011 | Single Family | WINDOW CL22 Prime Window Replacement of Double Pane Base_Electric FAF | 0.29946 | 0.29878 | 0.29811 | 0.29743 | 0.29675 | 0.26647 | 0.21269 | 0.16977 | 0.13551 | 0.10816 | 0.08633 | 0.068907 | 0.055001 | 0.043901 | 0.035041 | 0.027969 | 0.00019034 | 6.7823e-05 | 2.3069e-05 | 7.5054e-06 | 2.6222 | 65.7299 | 47.9565 | 43.456 | 35.5271 | 17.8423 | 7.8731 | 27.4172 | 27.3027 | 18.7293 | 28.7381 | 42.3081 | 76.6018 | NA | 41.7808 | 31.3014 | 24.2464 | 20.9748 | 9.0529 | 2.73 | 7.762 | 5.0576 | 7.9204 | 14.2661 | 27.6812 | 49.3077 | 1.1118
Retro12Med | Retro | ResWx | Residential | HVAC | 0.12608 | 243.5139 | 205.5031 | Single Family | CFM50 Infiltration Reduction_Heat Pump | 0.53332 | 0.53211 | 0.5309 | 0.5297 | 0.52849 | 0.47457 | 0.37879 | 0.30234 | 0.24133 | 0.19262 | 0.15375 | 0.12272 | 0.097952 | 0.078184 | 0.062405 | 0.049811 | 0.00033898 | 0.00012079 | 4.1084e-05 | 1.3367e-05 | 4.67 | 26.8576 | 19.5953 | 17.7564 | 14.2518 | 5.9564 | 1.7399 | 1.0957 | 1.0333 | 3.4703 | 10.9815 | 17.2873 | 31.3 | NA | 17.0719 | 12.7899 | 9.9072 | 8.5012 | 3.3612 | 0.84714 | 0.41336 | 0.27291 | 1.9181 | 5.6473 | 11.3107 | 20.1474 | 0.75809
Retro12Med | Retro | ResWx | Residential | HVAC | 0.078342 | 160.0763 | 180.2035 | Single Family | ATTIC R19 - R49_DHP | 0.0020305 | 0.0020259 | 0.0020213 | 0.0020167 | 0.0020121 | 0.0018068 | 0.0014422 | 0.0011511 | 0.0009188 | 0.00073337 | 0.00058537 | 0.00046723 | 0.00037294 | 0.00029767 | 0.0002376 | 0.00018965 | 1.2906e-06 | 4.5988e-07 | 1.5642e-07 | 5.0891e-08 | 0.01778 | 16.6888 | 12.1762 | 11.0335 | 8.9221 | 4.0354 | 1.4512 | 3.2126 | 3.1777 | 3.2041 | 7.0143 | 10.742 | 19.4492 | NA | 10.6081 | 7.9474 | 6.1561 | 5.2998 | 2.1732 | 0.59362 | 0.94776 | 0.61888 | 1.5221 | 3.5547 | 7.0283 | 12.5192 | 0.82479
Retro12Med | Retro | ResWx | Residential | HVAC | 0.075268 | 154.7974 | 180.0605 | Single Family | ATTIC R19 - R49_Electric Zonal | 0.0225 | 0.022449 | 0.022398 | 0.022347 | 0.022296 | 0.020021 | 0.01598 | 0.012755 | 0.010181 | 0.0081263 | 0.0064863 | 0.0051772 | 0.0041324 | 0.0032984 | 0.0026327 | 0.0021014 | 1.4301e-05 | 5.0958e-06 | 1.7332e-06 | 5.6391e-07 | 0.19702 | 16.0341 | 11.6985 | 10.6006 | 8.5797 | 3.9152 | 1.4365 | 3.3758 | 3.3427 | 3.1981 | 6.7609 | 10.3206 | 18.6862 | NA | 10.192 | 7.6356 | 5.9146 | 5.0939 | 2.0976 | 0.57801 | 0.98951 | 0.64593 | 1.5001 | 3.4204 | 6.7525 | 12.0281 | 0.82277
Retro12Med | Retro | ResWx | Residential | HVAC | 0.06501 | 132.8576 | 183.3337 | Single Family | ATTIC R19 - R38_DHP | 0.00078271 | 0.00078093 | 0.00077916 | 0.00077739 | 0.00077562 | 0.00069648 | 0.00055592 | 0.00044372 | 0.00035417 | 0.00028269 | 0.00022564 | 0.0001801 | 0.00014376 | 0.00011474 | 9.1586e-05 | 7.3103e-05 | 4.9748e-07 | 1.7727e-07 | 6.0296e-08 | 1.9617e-08 | 0.0068537 | 13.8488 | 10.1041 | 9.1558 | 7.404 | 3.3495 | 1.2051 | 2.6724 | 2.6434 | 2.6615 | 5.8212 | 8.914 | 16.1394 | NA | 8.8029 | 6.595 | 5.1085 | 4.398 | 1.8036 | 0.49277 | 0.78825 | 0.51471 | 1.2639 | 2.9499 | 5.8322 | 10.3888 | 0.81286
Retro12Med | Retro | ResWx | Residential | HVAC | 0.062456 | 128.4729 | 183.178 | Single Family | ATTIC R19 - R38_Electric Zonal | 0.0086727 | 0.008653 | 0.0086334 | 0.0086138 | 0.0085942 | 0.0077172 | 0.0061598 | 0.0049166 | 0.0039244 | 0.0031324 | 0.0025002 | 0.0019956 | 0.0015929 | 0.0012714 | 0.0010148 | 0.00081001 | 5.5123e-06 | 1.9642e-06 | 6.681e-07 | 2.1736e-07 | 0.075942 | 13.3048 | 9.7072 | 8.7962 | 7.1195 | 3.2497 | 1.193 | 2.8083 | 2.7809 | 2.6567 | 5.6106 | 8.5639 | 15.5055 | NA | 8.4571 | 6.3359 | 4.9079 | 4.2269 | 1.7408 | 0.47981 | 0.82303 | 0.53725 | 1.2457 | 2.8383 | 5.6031 | 9.9807 | 0.81086
Retro12Med | Retro | ResWx | Residential | HVAC | 0.19853 | 439.0603 | 167.0455 | Single Family | WINDOW CL30 Prime Window Replacement of Double Pane Base_Electric Zonal | 2.7516 | 2.7454 | 2.7391 | 2.7329 | 2.7267 | 2.4485 | 1.9543 | 1.5599 | 1.2451 | 0.99382 | 0.79325 | 0.63316 | 0.50538 | 0.40338 | 0.32197 | 0.25699 | 0.0017489 | 0.00062319 | 0.00021197 | 6.8964e-05 | 24.0943 | 42.2923 | 30.8564 | 27.9607 | 22.863 | 11.5002 | 5.088 | 17.7926 | 17.7192 | 12.1137 | 18.5022 | 27.2221 | 49.2876 | NA | 26.8828 | 20.1401 | 15.6007 | 13.4968 | 5.83 | 1.7606 | 5.0356 | 3.2811 | 5.116 | 9.1819 | 17.8108 | 31.7258 | 0.85181
Retro12Med | Retro | ResWx | Residential | HVAC | 0.23242 | 507.5828 | 170.092 | Single Family | WINDOW CL22 Prime Window Replacement of Double Pane Base_Electric Zonal | 0.79527 | 0.79346 | 0.79166 | 0.78986 | 0.78807 | 0.70765 | 0.56483 | 0.45084 | 0.35985 | 0.28723 | 0.22926 | 0.18299 | 0.14606 | 0.11658 | 0.093056 | 0.074275 | 0.00050547 | 0.00018011 | 6.1263e-05 | 1.9932e-05 | 6.9637 | 49.5108 | 36.1231 | 32.7331 | 26.7167 | 13.2183 | 5.6854 | 18.9752 | 18.8864 | 13.4139 | 21.5206 | 31.8684 | 57.7001 | NA | 31.4712 | 23.5776 | 18.2635 | 15.7877 | 6.763 | 2.0118 | 5.3891 | 3.5121 | 5.7474 | 10.7157 | 20.8508 | 37.1408 | 0.84323
Retro12Med | Retro | ResWx | Residential | HVAC | 0.19965 | 437.5984 | 174.5459 | Single Family | WINDOW CL30 Prime Window Replacement of Double Pane Base_DHP | 0.23934 | 0.23879 | 0.23825 | 0.23771 | 0.23717 | 0.21297 | 0.16999 | 0.13568 | 0.1083 | 0.086443 | 0.068997 | 0.055072 | 0.043958 | 0.035086 | 0.028005 | 0.022353 | 0.00015212 | 5.4206e-05 | 1.8437e-05 | 5.9985e-06 | 2.0957 | 42.5308 | 31.0305 | 28.1184 | 22.9622 | 11.4149 | 4.9503 | 16.7549 | 16.6793 | 11.711 | 18.5209 | 27.3757 | 49.5656 | NA | 27.0345 | 20.2537 | 15.6887 | 13.5651 | 5.8248 | 1.7403 | 4.7535 | 3.0977 | 4.9964 | 9.2132 | 17.9113 | 31.9048 | 0.82422
Retro12Med | Retro | ResWx | Residential | HVAC | 0.23388 | 506.5712 | 177.4556 | Single Family | WINDOW CL22 Prime Window Replacement of Double Pane Base_DHP | 0.069265 | 0.069108 | 0.068951 | 0.068795 | 0.068638 | 0.061634 | 0.049195 | 0.039267 | 0.031342 | 0.025017 | 0.019968 | 0.015938 | 0.012722 | 0.010154 | 0.0081049 | 0.0064692 | 4.4025e-05 | 1.5687e-05 | 5.3358e-06 | 1.736e-06 | 0.60651 | 49.8215 | 36.3498 | 32.9385 | 26.8526 | 13.1412 | 5.5438 | 17.8816 | 17.7903 | 12.9962 | 21.5643 | 32.0684 | 58.0622 | NA | 31.6687 | 23.7256 | 18.3781 | 15.8785 | 6.7649 | 1.9923 | 5.092 | 3.3189 | 5.6252 | 10.7611 | 20.9816 | 37.3739 | 0.81682
Retro12Med | Retro | ResWx | Residential | HVAC | 0.088302 | 156.5771 | 292.0684 | Single Family | FLOOR R0 - R30_Heat Pump | 0.098816 | 0.098592 | 0.098368 | 0.098145 | 0.097922 | 0.08793 | 0.070184 | 0.05602 | 0.044714 | 0.03569 | 0.028487 | 0.022738 | 0.018149 | 0.014486 | 0.011563 | 0.0092291 | 6.2807e-05 | 2.238e-05 | 7.6123e-06 | 2.4766e-06 | 0.86527 | 18.8106 | 13.7242 | 12.4362 | 9.876 | 3.6387 | 0.62842 | -3.27 | -3.32 | 0.75933 | 7.3872 | 12.1077 | 21.9219 | NA | 11.9568 | 8.9578 | 6.9388 | 5.9264 | 2.2191 | 0.4861 | -0.81 | -0.53 | 0.8167 | 3.8825 | 7.9218 | 14.1109 | 0.57044
Retro12Med | Retro | ResWx | Residential | HVAC | 0.084568 | 150.1869 | 296.2435 | Single Family | FLOOR R0 - R25_Heat Pump | 0.04107 | 0.040977 | 0.040884 | 0.040791 | 0.040698 | 0.036545 | 0.02917 | 0.023283 | 0.018584 | 0.014833 | 0.01184 | 0.0094503 | 0.0075431 | 0.0060208 | 0.0048057 | 0.0038358 | 2.6104e-05 | 9.3016e-06 | 3.1638e-06 | 1.0293e-06 | 0.35962 | 18.0151 | 13.1438 | 11.9103 | 9.4601 | 3.4936 | 0.6116 | -3.07 | -3.11 | 0.75484 | 7.0798 | 11.5957 | 20.9949 | NA | 11.4512 | 8.579 | 6.6454 | 5.6762 | 2.1275 | 0.46732 | -0.76 | -0.49 | 0.79087 | 3.7196 | 7.5868 | 13.5142 | 0.56227
Retro12Med | Retro | ResWx | Residential | HVAC | 0.045479 | 92.3914 | 332.3178 | Single Family | ATTIC R19 - R49_Heat Pump | 0.0096625 | 0.0096406 | 0.0096187 | 0.0095968 | 0.009575 | 0.008598 | 0.0068627 | 0.0054777 | 0.0043722 | 0.0034898 | 0.0027855 | 0.0022234 | 0.0017747 | 0.0014165 | 0.0011306 | 0.00090245 | 6.1414e-06 | 2.1884e-06 | 7.4434e-07 | 2.4217e-07 | 0.084609 | 9.6881 | 7.0684 | 6.4051 | 5.1754 | 2.3222 | 0.81981 | 1.7103 | 1.6898 | 1.796 | 4.0603 | 6.2359 | 11.2906 | NA | 6.1582 | 4.6136 | 3.5737 | 3.0756 | 1.2564 | 0.3405 | 0.50798 | 0.33182 | 0.86342 | 2.0608 | 4.08 | 7.2676 | 0.48611
Retro12Med | Retro | ResWx | Residential | HVAC | 0.03776 | 76.7203 | 337.4149 | Single Family | ATTIC R19 - R38_Heat Pump | 0.0037265 | 0.003718 | 0.0037096 | 0.0037012 | 0.0036928 | 0.0033159 | 0.0026467 | 0.0021126 | 0.0016862 | 0.0013459 | 0.0010743 | 0.00085748 | 0.00068442 | 0.0005463 | 0.00043604 | 0.00034804 | 2.3685e-06 | 8.4398e-07 | 2.8707e-07 | 9.3397e-08 | 0.032631 | 8.0439 | 5.8688 | 5.3181 | 4.2971 | 1.9284 | 0.68105 | 1.4226 | 1.4056 | 1.4923 | 3.3714 | 5.1776 | 9.3744 | NA | 5.1131 | 3.8306 | 2.9672 | 2.5536 | 1.0433 | 0.28278 | 0.42247 | 0.27596 | 0.71722 | 1.7111 | 3.3876 | 6.0342 | 0.47934
Retro12Med | Retro | ResWx | Residential | HVAC | 0.078621 | 139.9611 | 308.0044 | Single Family | FLOOR R0 - R19_Heat Pump | 0.066195 | 0.066044 | 0.065895 | 0.065745 | 0.065596 | 0.058902 | 0.047015 | 0.037526 | 0.029953 | 0.023908 | 0.019083 | 0.015232 | 0.012158 | 0.009704 | 0.0077456 | 0.0061824 | 4.2073e-05 | 1.4992e-05 | 5.0993e-06 | 1.659e-06 | 0.57963 | 16.7482 | 12.2195 | 11.0727 | 8.7973 | 3.2608 | 0.5828 | -2.75 | -2.8 | 0.74197 | 6.5892 | 10.7802 | 19.5184 | NA | 10.6459 | 7.9757 | 6.178 | 5.2777 | 1.9811 | 0.43703 | -0.68 | -0.44 | 0.74793 | 3.4597 | 7.0533 | 12.5638 | 0.54136
Retro12Med | Retro | ResWx | Residential | HVAC | 0.13173 | 281.2557 | 283.4656 | Single Family | WINDOW CL30 Prime Window Replacement of Double Pane Base_Heat Pump | 1.2683 | 1.2654 | 1.2625 | 1.2597 | 1.2568 | 1.1285 | 0.90079 | 0.71899 | 0.57389 | 0.45807 | 0.36562 | 0.29183 | 0.23294 | 0.18593 | 0.1484 | 0.11845 | 0.00080611 | 0.00028724 | 9.7701e-05 | 3.1787e-05 | 11.1055 | 28.0619 | 20.474 | 18.5526 | 15.0939 | 7.2465 | 2.9507 | 8.8956 | 8.8423 | 6.8334 | 12.0575 | 18.0625 | 32.7035 | NA | 17.8374 | 13.3634 | 10.3515 | 8.9355 | 3.771 | 1.0909 | 2.5471 | 1.6606 | 3.015 | 6.04 | 11.8179 | 21.0508 | 0.54893
Retro12Med | Retro | ResWx | Residential | HVAC | 0.1546 | 326.8656 | 287.0617 | Single Family | WINDOW CL22 Prime Window Replacement of Double Pane Base_Heat Pump | 0.36849 | 0.36765 | 0.36681 | 0.36598 | 0.36515 | 0.32789 | 0.26172 | 0.2089 | 0.16674 | 0.13309 | 0.10623 | 0.08479 | 0.067678 | 0.054019 | 0.043117 | 0.034415 | 0.00023421 | 8.3455e-05 | 2.8386e-05 | 9.2353e-06 | 3.2266 | 32.9346 | 24.0291 | 21.7741 | 17.6904 | 8.3817 | 3.3267 | 9.5076 | 9.4436 | 7.634 | 14.081 | 21.1989 | 38.3822 | NA | 20.9347 | 15.6839 | 12.1489 | 10.4807 | 4.3946 | 1.2556 | 2.7348 | 1.7835 | 3.4169 | 7.072 | 13.87 | 24.7061 | 0.54563
LO12MEd | New | Showerheads | Residential | Water Heating | 0.018372 | 94.9365 | -212.7877 | Single Family | SF Showerhead Replace_2_00gpm_Any Shower_ AnyWH | 0.050977 | 0.097523 | 0.13865 | 0.17886 | 0.21756 | 0.24461 | 0.26681 | 0.28864 | 0.30396 | 0.32425 | 0.33851 | 0.34364 | 0.34192 | 0.34818 | 0.35703 | 0.35931 | 0.34745 | 0.34687 | 0.34775 | 0.35011 | 5.5926 | 6.2772 | 5.6233 | 6.469 | 5.6102 | 5.3512 | 5.2173 | 4.4156 | 4.6178 | 4.3321 | 5.2303 | 5.3608 | 6.2329 | NA | 3.1498 | 2.6383 | 2.519 | 2.6203 | 2.6185 | 2.171 | 2.3606 | 1.8533 | 2.2834 | 2.1303 | 2.7899 | 3.0643 | 9.2314
LO12MEd | New | Showerheads | Residential | Water Heating | 0.022249 | 114.9679 | -109.9733 | Multifamily - Low Rise | MF Showerhead Replace_2_00gpm_Any Shower_ AnyWH | 0.020669 | 0.040872 | 0.060759 | 0.078435 | 0.092415 | 0.10513 | 0.11689 | 0.12942 | 0.14106 | 0.15187 | 0.15811 | 0.16264 | 0.16649 | 0.16752 | 0.16775 | 0.16608 | 0.16326 | 0.16119 | 0.15809 | 0.15749 | 2.5661 | 7.6017 | 6.8098 | 7.8339 | 6.794 | 6.4803 | 6.3181 | 5.3473 | 5.5921 | 5.2462 | 6.3339 | 6.492 | 7.5481 | NA | 3.8144 | 3.195 | 3.0505 | 3.1732 | 3.171 | 2.6291 | 2.8587 | 2.2444 | 2.7652 | 2.5798 | 3.3785 | 3.7109 | 7.7076
LO12MEd | New | Showerheads | Residential | Water Heating | 0.022249 | 114.9679 | -109.9733 | Multifamily - High Rise | MF Showerhead Replace_2_00gpm_Any Shower_ AnyWH | 0.0046401 | 0.0093045 | 0.01404 | 0.017707 | 0.020458 | 0.023623 | 0.026342 | 0.029528 | 0.031957 | 0.034403 | 0.035385 | 0.036327 | 0.036867 | 0.037386 | 0.037615 | 0.037214 | 0.036626 | 0.035784 | 0.035647 | 0.035485 | 0.57634 | 7.6017 | 6.8098 | 7.8339 | 6.794 | 6.4803 | 6.3181 | 5.3473 | 5.5921 | 5.2462 | 6.3339 | 6.492 | 7.5481 | NA | 3.8144 | 3.195 | 3.0505 | 3.1732 | 3.171 | 2.6291 | 2.8587 | 2.2444 | 2.7652 | 2.5798 | 3.3785 | 3.7109 | 7.7076
LO12MEd | New | Showerheads | Residential | Water Heating | 0.029787 | 141.1977 | -126.6958 | Manufactured | MH Showerhead Replace_2_00gpm_Any Shower_ AnyWH | 0.0015697 | 0.00316 | 0.0049096 | 0.0067882 | 0.0082263 | 0.0095538 | 0.010755 | 0.011757 | 0.012578 | 0.013192 | 0.013603 | 0.013974 | 0.014303 | 0.014566 | 0.014769 | 0.01492 | 0.014911 | 0.014913 | 0.014917 | 0.014919 | 0.22828 | 10.9739 | 9.8904 | 11.0696 | 8.6863 | 7.2158 | 6.1029 | 5.2113 | 5.3159 | 5.2788 | 7.0812 | 7.8357 | 10.6832 | NA | 5.7702 | 4.8595 | 4.4536 | 4.1483 | 3.5243 | 2.6602 | 2.794 | 2.313 | 2.7741 | 2.9244 | 4.0731 | 5.558 | 9.9838
LO12MEd | New | Showerheads | Residential | Water Heating | 0.010957 | 56.6162 | -238.3831 | Single Family | SF Showerhead Replace_1_75gpm_Any Shower_ AnyWH | 0.0304 | 0.058159 | 0.082687 | 0.10666 | 0.12975 | 0.14587 | 0.15912 | 0.17213 | 0.18127 | 0.19337 | 0.20188 | 0.20493 | 0.20391 | 0.20764 | 0.21292 | 0.21428 | 0.20721 | 0.20686 | 0.20738 | 0.20879 | 3.3352 | 3.7435 | 3.3535 | 3.8578 | 3.3457 | 3.1912 | 3.1114 | 2.6333 | 2.7538 | 2.5835 | 3.1191 | 3.197 | 3.7171 | NA | 1.8784 | 1.5734 | 1.5022 | 1.5626 | 1.5615 | 1.2947 | 1.4078 | 1.1053 | 1.3617 | 1.2704 | 1.6638 | 1.8274 | 9999
LO12MEd | New | Showerheads | Residential | Water Heating | 0.013268 | 68.5621 | -134.167 | Multifamily - Low Rise | MF Showerhead Replace_1_75gpm_Any Shower_ AnyWH | 0.012326 | 0.024374 | 0.036234 | 0.046775 | 0.055112 | 0.062697 | 0.069709 | 0.077183 | 0.084123 | 0.09057 | 0.09429 | 0.09699 | 0.099288 | 0.099902 | 0.10004 | 0.099042 | 0.09736 | 0.096128 | 0.094278 | 0.093922 | 1.5303 | 4.5333 | 4.0611 | 4.6718 | 4.0516 | 3.8646 | 3.7679 | 3.1889 | 3.3349 | 3.1286 | 3.7772 | 3.8715 | 4.5013 | NA | 2.2747 | 1.9054 | 1.8192 | 1.8924 | 1.891 | 1.5679 | 1.7048 | 1.3385 | 1.649 | 1.5385 | 2.0148 | 2.213 | 9999
LO12MEd | New | Showerheads | Residential | Water Heating | 0.013268 | 68.5621 | -134.167 | Multifamily - High Rise | MF Showerhead Replace_1_75gpm_Any Shower_ AnyWH | 0.0027671 | 0.0055488 | 0.0083729 | 0.01056 | 0.012201 | 0.014088 | 0.015709 | 0.01761 | 0.019058 | 0.020516 | 0.021102 | 0.021664 | 0.021986 | 0.022296 | 0.022432 | 0.022193 | 0.021842 | 0.02134 | 0.021259 | 0.021162 | 0.34371 | 4.5333 | 4.0611 | 4.6718 | 4.0516 | 3.8646 | 3.7679 | 3.1889 | 3.3349 | 3.1286 | 3.7772 | 3.8715 | 4.5013 | NA | 2.2747 | 1.9054 | 1.8192 | 1.8924 | 1.891 | 1.5679 | 1.7048 | 1.3385 | 1.649 | 1.5385 | 2.0148 | 2.213 | 9999
LO12MEd | New | Showerheads | Residential | Water Heating | 0.016283 | 84.1411 | -143.6688 | Manufactured | MH Showerhead Replace_1_75gpm_Any Shower_ AnyWH | 0.00093543 | 0.0018831 | 0.0029257 | 0.0040452 | 0.0049021 | 0.0056932 | 0.0064091 | 0.007006 | 0.0074955 | 0.0078614 | 0.0081063 | 0.0083273 | 0.0085231 | 0.0086799 | 0.0088009 | 0.0088909 | 0.0088855 | 0.0088867 | 0.0088894 | 0.0088905 | 0.13604 | 5.5634 | 4.9839 | 5.7334 | 4.9723 | 4.7427 | 4.624 | 3.9135 | 4.0927 | 3.8395 | 4.6355 | 4.7512 | 5.5242 | NA | 2.7916 | 2.3383 | 2.2325 | 2.3224 | 2.3207 | 1.9241 | 2.0922 | 1.6426 | 2.0237 | 1.8881 | 2.4726 | 2.7159 | 9999
LO12MEd | New | Showerheads | Residential | Water Heating | 0.011404 | 58.9306 | -230.1685 | Single Family | SF Showerhead Replace_1_50gpm_Any Shower_ AnyWH | 0.031643 | 0.060536 | 0.086067 | 0.11102 | 0.13505 | 0.15184 | 0.16562 | 0.17917 | 0.18868 | 0.20127 | 0.21013 | 0.21331 | 0.21224 | 0.21613 | 0.22162 | 0.22304 | 0.21568 | 0.21531 | 0.21586 | 0.21733 | 3.4715 | 3.8965 | 3.4906 | 4.0155 | 3.4825 | 3.3217 | 3.2386 | 2.7409 | 2.8664 | 2.6891 | 3.2466 | 3.3277 | 3.869 | NA | 1.9552 | 1.6377 | 1.5636 | 1.6265 | 1.6254 | 1.3476 | 1.4653 | 1.1504 | 1.4174 | 1.3224 | 1.7318 | 1.9021 | 9999
LO12MEd | New | Showerheads | Residential | Water Heating | 0.013811 | 71.3648 | -129.3788 | Multifamily - Low Rise | MF Showerhead Replace_1_50gpm_Any Shower_ AnyWH | 0.01283 | 0.02537 | 0.037715 | 0.048687 | 0.057365 | 0.06526 | 0.072558 | 0.080338 | 0.087562 | 0.094272 | 0.098144 | 0.10095 | 0.10335 | 0.10399 | 0.10413 | 0.10309 | 0.10134 | 0.10006 | 0.098132 | 0.097761 | 1.5929 | 4.7186 | 4.2271 | 4.8628 | 4.2173 | 4.0225 | 3.9219 | 3.3192 | 3.4712 | 3.2565 | 3.9317 | 4.0298 | 4.6854 | NA | 2.3677 | 1.9833 | 1.8935 | 1.9697 | 1.9683 | 1.632 | 1.7745 | 1.3932 | 1.7165 | 1.6014 | 2.0972 | 2.3035 | 9999
LO12MEd | New | Showerheads | Residential | Water Heating | 0.013811 | 71.3648 | -129.3788 | Multifamily - High Rise | MF Showerhead Replace_1_50gpm_Any Shower_ AnyWH | 0.0028803 | 0.0057756 | 0.0087152 | 0.010991 | 0.012699 | 0.014663 | 0.016351 | 0.018329 | 0.019837 | 0.021355 | 0.021964 | 0.02255 | 0.022885 | 0.023207 | 0.023349 | 0.0231 | 0.022735 | 0.022212 | 0.022128 | 0.022027 | 0.35776 | 4.7186 | 4.2271 | 4.8628 | 4.2173 | 4.0225 | 3.9219 | 3.3192 | 3.4712 | 3.2565 | 3.9317 | 4.0298 | 4.6854 | NA | 2.3677 | 1.9833 | 1.8935 | 1.9697 | 1.9683 | 1.632 | 1.7745 | 1.3932 | 1.7165 | 1.6014 | 2.0972 | 2.3035 | 9999
LO12MEd | New | Showerheads | Residential | Water Heating | 0.016949 | 87.5806 | -138.5681 | Manufactured | MH Showerhead Replace_1_50gpm_Any Shower_ AnyWH | 0.00097367 | 0.0019601 | 0.0030453 | 0.0042105 | 0.0051025 | 0.0059259 | 0.0066711 | 0.0072924 | 0.007802 | 0.0081827 | 0.0084376 | 0.0086677 | 0.0088715 | 0.0090347 | 0.0091607 | 0.0092543 | 0.0092487 | 0.0092499 | 0.0092528 | 0.0092539 | 0.1416 | 5.7908 | 5.1876 | 5.9677 | 5.1755 | 4.9366 | 4.813 | 4.0734 | 4.26 | 3.9965 | 4.825 | 4.9455 | 5.75 | NA | 2.9057 | 2.4339 | 2.3238 | 2.4173 | 2.4156 | 2.0028 | 2.1777 | 1.7097 | 2.1065 | 1.9653 | 2.5737 | 2.8269 | 9999
LO12MEd | New | Showerheads | Residential | Water Heating | 0.039445 | 186.9827 | -231.8496 | Single Family | SF Showerhead Replace_1_50GPM_any shower_HPWH | 0.013691 | 0.026192 | 0.037239 | 0.048037 | 0.058432 | 0.065696 | 0.071659 | 0.077522 | 0.081635 | 0.087086 | 0.090916 | 0.092294 | 0.091831 | 0.093513 | 0.095889 | 0.096503 | 0.093317 | 0.09316 | 0.093397 | 0.094032 | 1.502 | 14.5323 | 13.0975 | 14.659 | 11.5029 | 9.5556 | 8.0818 | 6.9011 | 7.0396 | 6.9905 | 9.3773 | 10.3766 | 14.1473 | NA | 7.6412 | 6.4353 | 5.8977 | 5.4935 | 4.6671 | 3.5229 | 3.7 | 3.063 | 3.6736 | 3.8727 | 5.3939 | 7.3602 | 18.3206
LO12MEd | New | Showerheads | Residential | Water Heating | 0.033367 | 172.4167 | -229.4019 | Manufactured | MH Showerhead Replace_1_50GPM_any shower_HPWH | 0.00023002 | 0.00046304 | 0.00071942 | 0.00099469 | 0.0012054 | 0.0013999 | 0.001576 | 0.0017228 | 0.0018431 | 0.0019331 | 0.0019933 | 0.0020477 | 0.0020958 | 0.0021344 | 0.0021641 | 0.0021862 | 0.0021849 | 0.0021852 | 0.0021859 | 0.0021861 | 0.033451 | 11.4002 | 10.2126 | 11.7484 | 10.1889 | 9.7184 | 9.4753 | 8.0192 | 8.3865 | 7.8677 | 9.4989 | 9.736 | 11.3198 | NA | 5.7204 | 4.7916 | 4.5748 | 4.7588 | 4.7555 | 3.9428 | 4.2872 | 3.3659 | 4.1469 | 3.8689 | 5.0668 | 5.5652 | 16.7395
Retro12Med | Retro | Showerheads | Residential | Water Heating | 0.018372 | 94.9365 | -212.7877 | Single Family | SF Showerhead Replace_2_00gpm_Any Shower_ AnyWH | 2.9313 | 2.9731 | 3.0106 | 3.0435 | 3.073 | 2.7896 | 2.2483 | 1.8107 | 1.4577 | 1.173 | 0.94378 | 0.75926 | 0.61065 | 0.49097 | 0.39471 | 0.31731 | 0.0021747 | 0.00078022 | 0.00026719 | 8.7521e-05 | 30.578 | 6.2772 | 5.6233 | 6.469 | 5.6102 | 5.3512 | 5.2173 | 4.4156 | 4.6178 | 4.3321 | 5.2303 | 5.3608 | 6.2329 | NA | 3.1498 | 2.6383 | 2.519 | 2.6203 | 2.6185 | 2.171 | 2.3606 | 1.8533 | 2.2834 | 2.1303 | 2.7899 | 3.0643 | 9.2314
Retro12Med | Retro | Showerheads | Residential | Water Heating | 0.022249 | 114.9679 | -109.9733 | Multifamily - Low Rise | MF Showerhead Replace_2_00gpm_Any Shower_ AnyWH | 0.82236 | 0.84004 | 0.85641 | 0.87153 | 0.88505 | 0.80703 | 0.65305 | 0.52792 | 0.42656 | 0.34456 | 0.27827 | 0.22466 | 0.18132 | 0.1463 | 0.118 | 0.095151 | 0.00065392 | 0.00023526 | 8.0781e-05 | 2.6526e-05 | 9.2674 | 7.6017 | 6.8098 | 7.8339 | 6.794 | 6.4803 | 6.3181 | 5.3473 | 5.5921 | 5.2462 | 6.3339 | 6.492 | 7.5481 | NA | 3.8144 | 3.195 | 3.0505 | 3.1732 | 3.171 | 2.6291 | 2.8587 | 2.2444 | 2.7652 | 2.5798 | 3.3785 | 3.7109 | 7.7076
Retro12Med | Retro | Showerheads | Residential | Water Heating | 0.022249 | 114.9679 | -109.9733 | Multifamily - High Rise | MF Showerhead Replace_2_00gpm_Any Shower_ AnyWH | 0.18749 | 0.19146 | 0.19518 | 0.19868 | 0.20173 | 0.18387 | 0.14876 | 0.12024 | 0.097154 | 0.078473 | 0.063372 | 0.051153 | 0.041276 | 0.033294 | 0.02685 | 0.021647 | 0.00014875 | 5.3508e-05 | 1.8369e-05 | 6.0312e-06 | 2.1072 | 7.6017 | 6.8098 | 7.8339 | 6.794 | 6.4803 | 6.3181 | 5.3473 | 5.5921 | 5.2462 | 6.3339 | 6.492 | 7.5481 | NA | 3.8144 | 3.195 | 3.0505 | 3.1732 | 3.171 | 2.6291 | 2.8587 | 2.2444 | 2.7652 | 2.5798 | 3.3785 | 3.7109 | 7.7076
Retro12Med | Retro | Showerheads | Residential | Water Heating | 0.029787 | 141.1977 | -126.6958 | Manufactured | MH Showerhead Replace_2_00gpm_Any Shower_ AnyWH | 0.42264 | 0.41946 | 0.41629 | 0.41318 | 0.41011 | 0.3663 | 0.29079 | 0.23085 | 0.18326 | 0.14548 | 0.1155 | 0.091689 | 0.072792 | 0.057791 | 0.045884 | 0.036431 | 0.00024663 | 8.7428e-05 | 2.9585e-05 | 9.5768e-06 | 3.3459 | 10.9739 | 9.8904 | 11.0696 | 8.6863 | 7.2158 | 6.1029 | 5.2113 | 5.3159 | 5.2788 | 7.0812 | 7.8357 | 10.6832 | NA | 5.7702 | 4.8595 | 4.4536 | 4.1483 | 3.5243 | 2.6602 | 2.794 | 2.313 | 2.7741 | 2.9244 | 4.0731 | 5.558 | 9.9838
Retro12Med | Retro | Showerheads | Residential | Water Heating | 0.010957 | 56.6162 | -238.3831 | Single Family | SF Showerhead Replace_1_75gpm_Any Shower_ AnyWH | 1.7481 | 1.7731 | 1.7954 | 1.815 | 1.8326 | 1.6636 | 1.3408 | 1.0798 | 0.86929 | 0.69951 | 0.56283 | 0.45279 | 0.36417 | 0.29279 | 0.23539 | 0.18923 | 0.0012969 | 0.00046529 | 0.00015934 | 5.2194e-05 | 18.2354 | 3.7435 | 3.3535 | 3.8578 | 3.3457 | 3.1912 | 3.1114 | 2.6333 | 2.7538 | 2.5835 | 3.1191 | 3.197 | 3.7171 | NA | 1.8784 | 1.5734 | 1.5022 | 1.5626 | 1.5615 | 1.2947 | 1.4078 | 1.1053 | 1.3617 | 1.2704 | 1.6638 | 1.8274 | 9999
Retro12Med | Retro | Showerheads | Residential | Water Heating | 0.013268 | 68.5621 | -134.167 | Multifamily - Low Rise | MF Showerhead Replace_1_75gpm_Any Shower_ AnyWH | 0.49042 | 0.50097 | 0.51073 | 0.51974 | 0.52781 | 0.48128 | 0.38945 | 0.31483 | 0.25438 | 0.20548 | 0.16595 | 0.13398 | 0.10813 | 0.087246 | 0.070372 | 0.056744 | 0.00038997 | 0.0001403 | 4.8174e-05 | 1.5819e-05 | 5.5267 | 4.5333 | 4.0611 | 4.6718 | 4.0516 | 3.8646 | 3.7679 | 3.1889 | 3.3349 | 3.1286 | 3.7772 | 3.8715 | 4.5013 | NA | 2.2747 | 1.9054 | 1.8192 | 1.8924 | 1.891 | 1.5679 | 1.7048 | 1.3385 | 1.649 | 1.5385 | 2.0148 | 2.213 | 9999
Retro12Med | Retro | Showerheads | Residential | Water Heating | 0.013268 | 68.5621 | -134.167 | Multifamily - High Rise | MF Showerhead Replace_1_75gpm_Any Shower_ AnyWH | 0.11181 | 0.11418 | 0.1164 | 0.11849 | 0.1203 | 0.10965 | 0.088713 | 0.071705 | 0.057939 | 0.046798 | 0.037793 | 0.030505 | 0.024615 | 0.019855 | 0.016012 | 0.012909 | 8.8706e-05 | 3.191e-05 | 1.0954e-05 | 3.5967e-06 | 1.2566 | 4.5333 | 4.0611 | 4.6718 | 4.0516 | 3.8646 | 3.7679 | 3.1889 | 3.3349 | 3.1286 | 3.7772 | 3.8715 | 4.5013 | NA | 2.2747 | 1.9054 | 1.8192 | 1.8924 | 1.891 | 1.5679 | 1.7048 | 1.3385 | 1.649 | 1.5385 | 2.0148 | 2.213 | 9999
Retro12Med | Retro | Showerheads | Residential | Water Heating | 0.016283 | 84.1411 | -143.6688 | Manufactured | MH Showerhead Replace_1_75gpm_Any Shower_ AnyWH | 0.25186 | 0.24996 | 0.24807 | 0.24622 | 0.24439 | 0.21828 | 0.17329 | 0.13756 | 0.10921 | 0.086695 | 0.068825 | 0.054639 | 0.043377 | 0.034438 | 0.027343 | 0.02171 | 0.00014697 | 5.2099e-05 | 1.763e-05 | 5.7069e-06 | 1.9939 | 5.5634 | 4.9839 | 5.7334 | 4.9723 | 4.7427 | 4.624 | 3.9135 | 4.0927 | 3.8395 | 4.6355 | 4.7512 | 5.5242 | NA | 2.7916 | 2.3383 | 2.2325 | 2.3224 | 2.3207 | 1.9241 | 2.0922 | 1.6426 | 2.0237 | 1.8881 | 2.4726 | 2.7159 | 9999
Retro12Med | Retro | Showerheads | Residential | Water Heating | 0.011404 | 58.9306 | -230.1685 | Single Family | SF Showerhead Replace_1_50gpm_Any Shower_ AnyWH | 1.8195 | 1.8455 | 1.8688 | 1.8892 | 1.9075 | 1.7316 | 1.3956 | 1.124 | 0.90482 | 0.72811 | 0.58584 | 0.4713 | 0.37905 | 0.30476 | 0.24501 | 0.19697 | 0.0013499 | 0.00048431 | 0.00016585 | 5.4328e-05 | 18.9808 | 3.8965 | 3.4906 | 4.0155 | 3.4825 | 3.3217 | 3.2386 | 2.7409 | 2.8664 | 2.6891 | 3.2466 | 3.3277 | 3.869 | NA | 1.9552 | 1.6377 | 1.5636 | 1.6265 | 1.6254 | 1.3476 | 1.4653 | 1.1504 | 1.4174 | 1.3224 | 1.7318 | 1.9021 | 9999
Retro12Med | Retro | Showerheads | Residential | Water Heating | 0.013811 | 71.3648 | -129.3788 | Multifamily - Low Rise | MF Showerhead Replace_1_50gpm_Any Shower_ AnyWH | 0.51047 | 0.52145 | 0.53161 | 0.54099 | 0.54939 | 0.50095 | 0.40537 | 0.3277 | 0.26478 | 0.21388 | 0.17273 | 0.13945 | 0.11255 | 0.090812 | 0.073248 | 0.059064 | 0.00040591 | 0.00014604 | 5.0144e-05 | 1.6465e-05 | 5.7526 | 4.7186 | 4.2271 | 4.8628 | 4.2173 | 4.0225 | 3.9219 | 3.3192 | 3.4712 | 3.2565 | 3.9317 | 4.0298 | 4.6854 | NA | 2.3677 | 1.9833 | 1.8935 | 1.9697 | 1.9683 | 1.632 | 1.7745 | 1.3932 | 1.7165 | 1.6014 | 2.0972 | 2.3035 | 9999
Retro12Med | Retro | Showerheads | Residential | Water Heating | 0.013811 | 71.3648 | -129.3788 | Multifamily - High Rise | MF Showerhead Replace_1_50gpm_Any Shower_ AnyWH | 0.11638 | 0.11885 | 0.12116 | 0.12333 | 0.12522 | 0.11413 | 0.092339 | 0.074636 | 0.060307 | 0.048711 | 0.039338 | 0.031752 | 0.025621 | 0.020667 | 0.016667 | 0.013437 | 9.2333e-05 | 3.3215e-05 | 1.1402e-05 | 3.7438e-06 | 1.308 | 4.7186 | 4.2271 | 4.8628 | 4.2173 | 4.0225 | 3.9219 | 3.3192 | 3.4712 | 3.2565 | 3.9317 | 4.0298 | 4.6854 | NA | 2.3677 | 1.9833 | 1.8935 | 1.9697 | 1.9683 | 1.632 | 1.7745 | 1.3932 | 1.7165 | 1.6014 | 2.0972 | 2.3035 | 9999
Retro12Med | Retro | Showerheads | Residential | Water Heating | 0.016949 | 87.5806 | -138.5681 | Manufactured | MH Showerhead Replace_1_50gpm_Any Shower_ AnyWH | 0.26215 | 0.26018 | 0.25821 | 0.25628 | 0.25438 | 0.22721 | 0.18037 | 0.14319 | 0.11367 | 0.090239 | 0.071638 | 0.056872 | 0.045151 | 0.035846 | 0.02846 | 0.022597 | 0.00015298 | 5.4229e-05 | 1.8351e-05 | 5.9402e-06 | 2.0754 | 5.7908 | 5.1876 | 5.9677 | 5.1755 | 4.9366 | 4.813 | 4.0734 | 4.26 | 3.9965 | 4.825 | 4.9455 | 5.75 | NA | 2.9057 | 2.4339 | 2.3238 | 2.4173 | 2.4156 | 2.0028 | 2.1777 | 1.7097 | 2.1065 | 1.9653 | 2.5737 | 2.8269 | 9999
Retro12Med | Retro | Showerheads | Residential | Water Heating | 0.039445 | 186.9827 | -231.8496 | Single Family | SF Showerhead Replace_1_50GPM_any shower_HPWH | 0.78727 | 0.79851 | 0.80857 | 0.81741 | 0.82534 | 0.74921 | 0.60384 | 0.48631 | 0.39149 | 0.31503 | 0.25348 | 0.20392 | 0.16401 | 0.13186 | 0.10601 | 0.085222 | 0.00058407 | 0.00020955 | 7.176e-05 | 2.3506e-05 | 8.2125 | 14.5323 | 13.0975 | 14.659 | 11.5029 | 9.5556 | 8.0818 | 6.9011 | 7.0396 | 6.9905 | 9.3773 | 10.3766 | 14.1473 | NA | 7.6412 | 6.4353 | 5.8977 | 5.4935 | 4.6671 | 3.5229 | 3.7 | 3.063 | 3.6736 | 3.8727 | 5.3939 | 7.3602 | 18.3206
Retro12Med | Retro | Showerheads | Residential | Water Heating | 0.033367 | 172.4167 | -229.4019 | Manufactured | MH Showerhead Replace_1_50GPM_any shower_HPWH | 0.070375 | 0.069846 | 0.069319 | 0.0688 | 0.068289 | 0.060994 | 0.048421 | 0.038439 | 0.030515 | 0.024225 | 0.019232 | 0.015268 | 0.012121 | 0.0096231 | 0.0076403 | 0.0060663 | 4.1067e-05 | 1.4558e-05 | 4.9264e-06 | 1.5947e-06 | 0.55714 | 11.4002 | 10.2126 | 11.7484 | 10.1889 | 9.7184 | 9.4753 | 8.0192 | 8.3865 | 7.8677 | 9.4989 | 9.736 | 11.3198 | NA | 5.7204 | 4.7916 | 4.5748 | 4.7588 | 4.7555 | 3.9428 | 4.2872 | 3.3659 | 4.1469 | 3.8689 | 5.0668 | 5.5652 | 16.7395
RetroMax60 | Retro | Solar Water Heater | Residential | Water Heating | 0.19109 | 1143.7736 | 706.8734 | Single Family | SHW Solar Zone 1 | 0.18856 | 0.37231 | 0.54546 | 0.70252 | 0.83863 | 0.89715 | 0.83992 | 0.78562 | 0.73444 | 0.68657 | 0.64208 | 0.60093 | 0.56297 | 0.52186 | 0.48986 | 0.46036 | 0.43291 | 0.40735 | 0.38358 | 0.36125 | 16.8089 | 78.3271 | 69.2223 | 76.0086 | 63.2071 | 61.3327 | 55.0777 | 47.7391 | 51.6545 | 46.7377 | 61.7354 | 60.8761 | 74.6764 | - | 45.6773 | 38.8354 | 36.3407 | 33.8178 | 32.5542 | 25.5431 | 27.0153 | 23.6114 | 27.0307 | 28.2987 | 35.9675 | 42.4868 | 0.15001
RetroMax60 | Retro | Solar Water Heater | Residential | Water Heating | 0.20114 | 1203.9722 | 671.0554 | Single Family | SHW Solar Zone 2 | 0.246 | 0.48571 | 0.7116 | 0.91651 | 1.0941 | 1.1704 | 1.0958 | 1.0249 | 0.95815 | 0.8957 | 0.83766 | 0.78398 | 0.73445 | 0.68082 | 0.63907 | 0.60058 | 0.56477 | 0.53143 | 0.50042 | 0.47129 | 21.9289 | 82.4496 | 72.8656 | 80.0091 | 66.5338 | 64.5607 | 57.9765 | 50.2517 | 54.3731 | 49.1976 | 64.9847 | 64.0802 | 78.6068 | - | 48.0814 | 40.8794 | 38.2533 | 35.5977 | 34.2675 | 26.8875 | 28.4371 | 24.8541 | 28.4533 | 29.7881 | 37.8605 | 44.723 | 0.15791
RetroMax60 | Retro | Solar Water Heater | Residential | Water Heating | 0.21623 | 1294.2701 | 623.5758 | Single Family | SHW Solar Zone 3 | 0.17032 | 0.33628 | 0.49267 | 0.63454 | 0.75748 | 0.81033 | 0.75864 | 0.70959 | 0.66337 | 0.62013 | 0.57995 | 0.54278 | 0.50849 | 0.47136 | 0.44245 | 0.41581 | 0.39102 | 0.36793 | 0.34646 | 0.32629 | 15.1823 | 88.6333 | 78.3305 | 86.0098 | 71.5239 | 69.4028 | 62.3247 | 54.0206 | 58.4511 | 52.8874 | 69.8585 | 68.8862 | 84.5023 | - | 51.6875 | 43.9453 | 41.1223 | 38.2675 | 36.8376 | 28.904 | 30.5699 | 26.7181 | 30.5873 | 32.0222 | 40.7 | 48.0772 | 0.16975
RetroMax60 | Retro | Solar Water Heater | Residential | Water Heating | 0.25143 | 1504.9652 | 534.9473 | Single Family | SHW Solar Zone 4 | 0.054796 | 0.10819 | 0.15851 | 0.20415 | 0.2437 | 0.26071 | 0.24408 | 0.2283 | 0.21343 | 0.19951 | 0.18659 | 0.17463 | 0.1636 | 0.15165 | 0.14235 | 0.13378 | 0.1258 | 0.11837 | 0.11147 | 0.10498 | 4.8846 | 103.0619 | 91.082 | 100.0113 | 83.1673 | 80.7009 | 72.4706 | 62.8147 | 67.9664 | 61.497 | 81.2309 | 80.1002 | 98.2585 | - | 60.1017 | 51.0992 | 47.8166 | 44.4971 | 42.8344 | 33.6094 | 35.5464 | 31.0676 | 35.5667 | 37.2351 | 47.3256 | 55.9037 | 0.19739
RetroMax60 | Retro | Solar Water Heater | Residential | Water Heating | 0.19109 | 1143.7736 | 706.8734 | Multifamily - Low Rise | SHW Solar Zone 1 | 0.072027 | 0.14229 | 0.20869 | 0.26929 | 0.32242 | 0.34635 | 0.32598 | 0.30681 | 0.28877 | 0.27178 | 0.2558 | 0.24076 | 0.2266 | 0.21327 | 0.20073 | 0.18893 | 0.17781 | 0.16736 | 0.15752 | 0.14825 | 6.8982 | 78.3271 | 69.2223 | 76.0086 | 63.2071 | 61.3327 | 55.0777 | 47.7391 | 51.6545 | 46.7377 | 61.7354 | 60.8761 | 74.6764 | - | 45.6773 | 38.8354 | 36.3407 | 33.8178 | 32.5542 | 25.5431 | 27.0153 | 23.6114 | 27.0307 | 28.2987 | 35.9675 | 42.4868 | 0.15001
RetroMax60 | Retro | Solar Water Heater | Residential | Water Heating | 0.20114 | 1203.9722 | 671.0554 | Multifamily - Low Rise | SHW Solar Zone 2 | 0.093966 | 0.18563 | 0.27226 | 0.35132 | 0.42062 | 0.45184 | 0.42527 | 0.40026 | 0.37672 | 0.35457 | 0.33372 | 0.31409 | 0.29562 | 0.27823 | 0.26187 | 0.24647 | 0.23198 | 0.21833 | 0.20549 | 0.19341 | 8.9993 | 82.4496 | 72.8656 | 80.0091 | 66.5338 | 64.5607 | 57.9765 | 50.2517 | 54.3731 | 49.1976 | 64.9847 | 64.0802 | 78.6068 | - | 48.0814 | 40.8794 | 38.2533 | 35.5977 | 34.2675 | 26.8875 | 28.4371 | 24.8541 | 28.4533 | 29.7881 | 37.8605 | 44.723 | 0.15791
RetroMax60 | Retro | Solar Water Heater | Residential | Water Heating | 0.21623 | 1294.2701 | 623.5758 | Multifamily - Low Rise | SHW Solar Zone 3 | 0.065056 | 0.12852 | 0.18849 | 0.24323 | 0.29122 | 0.31283 | 0.29443 | 0.27712 | 0.26082 | 0.24548 | 0.23105 | 0.21746 | 0.20467 | 0.19263 | 0.1813 | 0.17064 | 0.16061 | 0.15116 | 0.14227 | 0.13391 | 6.2306 | 88.6333 | 78.3305 | 86.0098 | 71.5239 | 69.4028 | 62.3247 | 54.0206 | 58.4511 | 52.8874 | 69.8585 | 68.8862 | 84.5023 | - | 51.6875 | 43.9453 | 41.1223 | 38.2675 | 36.8376 | 28.904 | 30.5699 | 26.7181 | 30.5873 | 32.0222 | 40.7 | 48.0772 | 0.16975
RetroMax60 | Retro | Solar Water Heater | Residential | Water Heating | 0.25143 | 1504.9652 | 534.9473 | Multifamily - Low Rise | SHW Solar Zone 4 | 0.020931 | 0.041349 | 0.060644 | 0.078255 | 0.093693 | 0.10065 | 0.094728 | 0.089157 | 0.083914 | 0.078979 | 0.074334 | 0.069963 | 0.065849 | 0.061976 | 0.058331 | 0.054901 | 0.051672 | 0.048633 | 0.045773 | 0.043082 | 2.0046 | 103.0619 | 91.082 | 100.0113 | 83.1673 | 80.7009 | 72.4706 | 62.8147 | 67.9664 | 61.497 | 81.2309 | 80.1002 | 98.2585 | - | 60.1017 | 51.0992 | 47.8166 | 44.4971 | 42.8344 | 33.6094 | 35.5464 | 31.0676 | 35.5667 | 37.2351 | 47.3256 | 55.9037 | 0.19739
LO5Med | New | WIFI enabled tstats | Residential | HVAC | 0.19477 | 557.5326 | 42.9966 | Single Family | WIFI Enabled Thermostat HZ3 | 0.0001252 | 0.00026681 | 0.00042344 | 0.00060121 | 0.00079767 | 0.00099686 | 0.0012217 | 0.0014726 | 0.0016969 | 0.0019366 | 0.0021134 | 0.0021969 | 0.0022031 | 0.0022384 | 0.0022788 | 0.0022741 | 0.0022003 | 0.0021968 | 0.0022024 | 0.0022174 | 0.031661 | 47.6767 | 34.8149 | 28.2034 | 24.4517 | 8.9721 | 5.8008 | 16.8657 | 16.8213 | 9.782 | 22.2209 | 34.5032 | 60.2075 | NA | 45.2373 | 32.041 | 23.6606 | 22.0685 | 8.7243 | 2.6951 | 8.3019 | 5.9435 | 5.6203 | 13.6513 | 27.1683 | 52.1003 | 2.2846
LO5Med | New | WIFI enabled tstats | Residential | HVAC | 0.20455 | 585.5331 | 39.992 | Single Family | WIFI Enabled Thermostat HZ2 | 0.00048629 | 0.0010363 | 0.0016447 | 0.0023352 | 0.0030982 | 0.0038719 | 0.004745 | 0.0057197 | 0.0065909 | 0.0075218 | 0.0082085 | 0.0085327 | 0.008557 | 0.0086941 | 0.0088512 | 0.0088329 | 0.008546 | 0.0085325 | 0.0085544 | 0.0086125 | 0.12297 | 50.0711 | 36.5634 | 29.6198 | 25.6798 | 9.4227 | 6.0921 | 17.7128 | 17.6661 | 10.2733 | 23.3369 | 36.236 | 63.2313 | NA | 47.5093 | 33.6501 | 24.8489 | 23.1768 | 9.1624 | 2.8305 | 8.7188 | 6.242 | 5.9026 | 14.3369 | 28.5328 | 54.7169 | 2.3993
LO5Med | New | WIFI enabled tstats | Residential | HVAC | 0.20502 | 586.8808 | 39.8546 | Single Family | WIFI Enabled Thermostat HZ1 | 0.0027927 | 0.0059514 | 0.0094454 | 0.013411 | 0.017793 | 0.022236 | 0.027251 | 0.032848 | 0.037852 | 0.043198 | 0.047142 | 0.049004 | 0.049143 | 0.04993 | 0.050833 | 0.050728 | 0.04908 | 0.049002 | 0.049128 | 0.049462 | 0.70623 | 50.1863 | 36.6475 | 29.688 | 25.7389 | 9.4444 | 6.1062 | 17.7535 | 17.7068 | 10.2969 | 23.3906 | 36.3194 | 63.3768 | NA | 47.6186 | 33.7276 | 24.9061 | 23.2301 | 9.1835 | 2.837 | 8.7389 | 6.2563 | 5.9162 | 14.3699 | 28.5985 | 54.8428 | 2.4048
Retro5Med | Retro | WIFI enabled tstats | Residential | HVAC | 0.19477 | 557.5326 | 42.9966 | Single Family | WIFI Enabled Thermostat HZ3 | 0.016318 | 0.020142 | 0.024769 | 0.028881 | 0.033077 | 0.038818 | 0.042729 | 0.043786 | 0.041384 | 0.035671 | 0.02768 | 0.019047 | 0.011427 | 0.005865 | 0.0025223 | 0.0008883 | 0.0002498 | 5.4569e-05 | 8.9898e-06 | 1.0815e-06 | 0.40259 | 47.6767 | 34.8149 | 28.2034 | 24.4517 | 8.9721 | 5.8008 | 16.8657 | 16.8213 | 9.782 | 22.2209 | 34.5032 | 60.2075 | NA | 45.2373 | 32.041 | 23.6606 | 22.0685 | 8.7243 | 2.6951 | 8.3019 | 5.9435 | 5.6203 | 13.6513 | 27.1683 | 52.1003 | 2.2846
Retro5Med | Retro | WIFI enabled tstats | Residential | HVAC | 0.20455 | 585.5331 | 39.992 | Single Family | WIFI Enabled Thermostat HZ2 | 0.063379 | 0.078234 | 0.096206 | 0.11217 | 0.12847 | 0.15077 | 0.16596 | 0.17007 | 0.16074 | 0.13855 | 0.10751 | 0.073979 | 0.044383 | 0.02278 | 0.0097968 | 0.0034502 | 0.00097025 | 0.00021195 | 3.4917e-05 | 4.2008e-06 | 1.5637 | 50.0711 | 36.5634 | 29.6198 | 25.6798 | 9.4227 | 6.0921 | 17.7128 | 17.6661 | 10.2733 | 23.3369 | 36.236 | 63.2313 | NA | 47.5093 | 33.6501 | 24.8489 | 23.1768 | 9.1624 | 2.8305 | 8.7188 | 6.242 | 5.9026 | 14.3369 | 28.5328 | 54.7169 | 2.3993
Retro5Med | Retro | WIFI enabled tstats | Residential | HVAC | 0.20502 | 586.8808 | 39.8546 | Single Family | WIFI Enabled Thermostat HZ1 | 0.36399 | 0.4493 | 0.55251 | 0.64422 | 0.73782 | 0.86589 | 0.95311 | 0.97669 | 0.92312 | 0.79569 | 0.61743 | 0.42486 | 0.2549 | 0.13083 | 0.056263 | 0.019815 | 0.0055721 | 0.0012172 | 0.00020053 | 2.4125e-05 | 8.9803 | 50.1863 | 36.6475 | 29.688 | 25.7389 | 9.4444 | 6.1062 | 17.7535 | 17.7068 | 10.2969 | 23.3906 | 36.3194 | 63.3768 | NA | 47.6186 | 33.7276 | 24.9061 | 23.2301 | 9.1835 | 2.837 | 8.7389 | 6.2563 | 5.9162 | 14.3699 | 28.5985 | 54.8428 | 2.4048
LightingPPA | PPA | Lighting PPA | Residential | Lighting | 0.0028596 | 10.9459 | -72.3373 | Single Family | all45lm/WGeneral Purpose and Dimmable250 to 664 lumensANY | 3.2004 | 2.5482 | 1.9014 | 1.2626 | 0 | 0 | 0 | 0 | 0 | 0 | 0 | 0 | 0 | 0 | 0 | 0 | 0 | 0 | 0 | 0 | 19.2188 | 0.78317 | 0.62289 | 0.62932 | 0.51326 | 0.46737 | 0.48023 | 0.39633 | 0.45207 | 0.4978 | 0.7265 | 0.73338 | 0.8051 |  | 0.40856 | 0.314 | 0.29266 | 0.28708 | 0.27893 | 0.26085 | 0.29757 | 0.2692 | 0.31202 | 0.31019 | 0.39066 | 0.41675 | 22.1568
LightingPPA | PPA | Lighting PPA | Residential | Lighting | 0.0011226 | 4.2972 | -53.2688 | Single Family | all45lm/WGeneral Purpose and Dimmable665 to 1439 lumensANY | 9.6952 | 7.7196 | 5.7601 | 3.825 | 0 | 0 | 0 | 0 | 0 | 0 | 0 | 0 | 0 | 0 | 0 | 0 | 0 | 0 | 0 | 0 | 58.2213 | 0.30746 | 0.24454 | 0.24706 | 0.2015 | 0.18348 | 0.18853 | 0.15559 | 0.17748 | 0.19543 | 0.28522 | 0.28792 | 0.31607 |  | 0.1604 | 0.12327 | 0.11489 | 0.11271 | 0.1095 | 0.1024 | 0.11682 | 0.10568 | 0.1225 | 0.12178 | 0.15337 | 0.16361 | 16.5387
LightingPPA | PPA | Lighting PPA | Residential | Lighting | -0.00031675 | -1.2124 | 9999 | Single Family | all45lm/WGeneral Purpose and Dimmable1440 to 2600 lumensANY | 0 | 0 | 0 | 0 | 0 | 0 | 0 | 0 | 0 | 0 | 0 | 0 | 0 | 0 | 0 | 0 | 0 | 0 | 0 | 0 | 0 | 0 | 0 | 0 | 0 | 0 | 0 | 0 | 0 | 0 | 0 | 0 | 0 |  | -0.045255 | -0.034781 | -0.032417 | -0.031799 | -0.030896 | -0.028893 | -0.032961 | -0.029818 | -0.034561 | -0.034358 | -0.043272 | -0.046162 | 0
LightingPPA | PPA | Lighting PPA | Residential | Lighting | 0.0028596 | 10.9459 | -72.3373 | Multifamily - Low Rise | all45lm/WGeneral Purpose and Dimmable250 to 664 lumensANY | 0.26324 | 0.20996 | 0.15703 | 0.10421 | 0 | 0 | 0 | 0 | 0 | 0 | 0 | 0 | 0 | 0 | 0 | 0 | 0 | 0 | 0 | 0 | 1.5581 | 0.78317 | 0.62289 | 0.62932 | 0.51326 | 0.46737 | 0.48023 | 0.39633 | 0.45207 | 0.4978 | 0.7265 | 0.73338 | 0.8051 |  | 0.40856 | 0.314 | 0.29266 | 0.28708 | 0.27893 | 0.26085 | 0.29757 | 0.2692 | 0.31202 | 0.31019 | 0.39066 | 0.41675 | 22.1568
LightingPPA | PPA | Lighting PPA | Residential | Lighting | 0.0011226 | 4.2972 | -53.2688 | Multifamily - Low Rise | all45lm/WGeneral Purpose and Dimmable665 to 1439 lumensANY | 0.79746 | 0.63606 | 0.47571 | 0.31568 | 0 | 0 | 0 | 0 | 0 | 0 | 0 | 0 | 0 | 0 | 0 | 0 | 0 | 0 | 0 | 0 | 4.7201 | 0.30746 | 0.24454 | 0.24706 | 0.2015 | 0.18348 | 0.18853 | 0.15559 | 0.17748 | 0.19543 | 0.28522 | 0.28792 | 0.31607 |  | 0.1604 | 0.12327 | 0.11489 | 0.11271 | 0.1095 | 0.1024 | 0.11682 | 0.10568 | 0.1225 | 0.12178 | 0.15337 | 0.16361 | 16.5387
LightingPPA | PPA | Lighting PPA | Residential | Lighting | -0.00031675 | -1.2124 | 9999 | Multifamily - Low Rise | all45lm/WGeneral Purpose and Dimmable1440 to 2600 lumensANY | 0 | 0 | 0 | 0 | 0 | 0 | 0 | 0 | 0 | 0 | 0 | 0 | 0 | 0 | 0 | 0 | 0 | 0 | 0 | 0 | 0 | 0 | 0 | 0 | 0 | 0 | 0 | 0 | 0 | 0 | 0 | 0 | 0 |  | -0.045255 | -0.034781 | -0.032417 | -0.031799 | -0.030896 | -0.028893 | -0.032961 | -0.029818 | -0.034561 | -0.034358 | -0.043272 | -0.046162 | 0
LightingPPA | PPA | Lighting PPA | Residential | Lighting | 0.0028596 | 10.9459 | -72.3373 | Multifamily - High Rise | all45lm/WGeneral Purpose and Dimmable250 to 664 lumensANY | 0.059944 | 0.047865 | 0.03584 | 0.02374 | 0 | 0 | 0 | 0 | 0 | 0 | 0 | 0 | 0 | 0 | 0 | 0 | 0 | 0 | 0 | 0 | 0.35516 | 0.78317 | 0.62289 | 0.62932 | 0.51326 | 0.46737 | 0.48023 | 0.39633 | 0.45207 | 0.4978 | 0.7265 | 0.73338 | 0.8051 |  | 0.40856 | 0.314 | 0.29266 | 0.28708 | 0.27893 | 0.26085 | 0.29757 | 0.2692 | 0.31202 | 0.31019 | 0.39066 | 0.41675 | 22.1568
LightingPPA | PPA | Lighting PPA | Residential | Lighting | 0.0011226 | 4.2972 | -53.2688 | Multifamily - High Rise | all45lm/WGeneral Purpose and Dimmable665 to 1439 lumensANY | 0.18159 | 0.145 | 0.10857 | 0.071919 | 0 | 0 | 0 | 0 | 0 | 0 | 0 | 0 | 0 | 0 | 0 | 0 | 0 | 0 | 0 | 0 | 1.0759 | 0.30746 | 0.24454 | 0.24706 | 0.2015 | 0.18348 | 0.18853 | 0.15559 | 0.17748 | 0.19543 | 0.28522 | 0.28792 | 0.31607 |  | 0.1604 | 0.12327 | 0.11489 | 0.11271 | 0.1095 | 0.1024 | 0.11682 | 0.10568 | 0.1225 | 0.12178 | 0.15337 | 0.16361 | 16.5387
LightingPPA | PPA | Lighting PPA | Residential | Lighting | -0.00031675 | -1.2124 | 9999 | Multifamily - High Rise | all45lm/WGeneral Purpose and Dimmable1440 to 2600 lumensANY | 0 | 0 | 0 | 0 | 0 | 0 | 0 | 0 | 0 | 0 | 0 | 0 | 0 | 0 | 0 | 0 | 0 | 0 | 0 | 0 | 0 | 0 | 0 | 0 | 0 | 0 | 0 | 0 | 0 | 0 | 0 | 0 | 0 |  | -0.045255 | -0.034781 | -0.032417 | -0.031799 | -0.030896 | -0.028893 | -0.032961 | -0.029818 | -0.034561 | -0.034358 | -0.043272 | -0.046162 | 0
LightingPPA | PPA | Lighting PPA | Residential | Lighting | 0.0028596 | 10.9459 | -72.3373 | Manufactured | all45lm/WGeneral Purpose and Dimmable250 to 664 lumensANY | 0.22688 | 0.1796 | 0.13333 | 0.087987 | 0 | 0 | 0 | 0 | 0 | 0 | 0 | 0 | 0 | 0 | 0 | 0 | 0 | 0 | 0 | 0 | 1.3791 | 0.78317 | 0.62289 | 0.62932 | 0.51326 | 0.46737 | 0.48023 | 0.39633 | 0.45207 | 0.4978 | 0.7265 | 0.73338 | 0.8051 |  | 0.40856 | 0.314 | 0.29266 | 0.28708 | 0.27893 | 0.26085 | 0.29757 | 0.2692 | 0.31202 | 0.31019 | 0.39066 | 0.41675 | 22.1568
LightingPPA | PPA | Lighting PPA | Residential | Lighting | 0.0011226 | 4.2972 | -53.2688 | Manufactured | all45lm/WGeneral Purpose and Dimmable665 to 1439 lumensANY | 0.6873 | 0.54407 | 0.40391 | 0.26655 | 0 | 0 | 0 | 0 | 0 | 0 | 0 | 0 | 0 | 0 | 0 | 0 | 0 | 0 | 0 | 0 | 4.1779 | 0.30746 | 0.24454 | 0.24706 | 0.2015 | 0.18348 | 0.18853 | 0.15559 | 0.17748 | 0.19543 | 0.28522 | 0.28792 | 0.31607 |  | 0.1604 | 0.12327 | 0.11489 | 0.11271 | 0.1095 | 0.1024 | 0.11682 | 0.10568 | 0.1225 | 0.12178 | 0.15337 | 0.16361 | 16.5387
LightingPPA | PPA | Lighting PPA | Residential | Lighting | -0.00031675 | -1.2124 | 9999 | Manufactured | all45lm/WGeneral Purpose and Dimmable1440 to 2600 lumensANY | 0 | 0 | 0 | 0 | 0 | 0 | 0 | 0 | 0 | 0 | 0 | 0 | 0 | 0 | 0 | 0 | 0 | 0 | 0 | 0 | 0 | 0 | 0 | 0 | 0 | 0 | 0 | 0 | 0 | 0 | 0 | 0 | 0 |  | -0.045255 | -0.034781 | -0.032417 | -0.031799 | -0.030896 | -0.028893 | -0.032961 | -0.029818 | -0.034561 | -0.034358 | -0.043272 | -0.046162 | 0

## aMW-MAX
Ramp Rate | Resource Type | Measure Category | Sector | End Use | kW per unit | kWh per unit | TRC Net Levelized Cost (Net of All Benefits) | Lev Cost Bins | Lev Cost 4 Bins | segment | measure | aMW_2016 | aMW_2017 | aMW_2018 | aMW_2019 | aMW_2020 | aMW_2021 | aMW_2022 | aMW_2023 | aMW_2024 | aMW_2025 | aMW_2026 | aMW_2027 | aMW_2028 | aMW_2029 | aMW_2030 | aMW_2031 | aMW_2032 | aMW_2033 | aMW_2034 | aMW_2035 | MAX | MAX2 | SUM2025 | SUM2020 | TRC B/C | null3 | null4 | null5
Retro20Fast | Retro | Lighting | Agriculture | Lighting | 0.061476 | 263.3767 | -28.5003 | <0 | <40 | 35-44W LED fixture & NEW Photocell_Replacing_100W HID fixture | Idaho | 0.031747 | 0.022255 | 0.015409 | 0.012008 | 0.01053 | 0.0091222 | 0.0078247 | 0.0066575 | 0.0056258 | 0.0047266 | 0.0039512 | 0.0030832 | 0.002406 | 0.0018778 | 0.0014657 | 0.001144 | 0.00089308 | 0.00069721 | 0.00054434 | 0.000425 | 0.14805 | 0.14239 | 0.12591 | 0.091949 | 190.5061
Retro20Fast | Retro | Lighting | Agriculture | Lighting | 0.061823 | 264.8648 | -27.9926 | <0 | <40 | 35-44W LED fixture & NEW Photocell_Replacing_150W HID fixture | Idaho | 0.031926 | 0.022381 | 0.015496 | 0.012076 | 0.01059 | 0.0091737 | 0.007869 | 0.0066951 | 0.0056576 | 0.0047533 | 0.0039735 | 0.0031006 | 0.0024196 | 0.0018884 | 0.001474 | 0.0011505 | 0.00089812 | 0.00070115 | 0.00054741 | 0.00042741 | 0.14889 | 0.1432 | 0.12662 | 0.092468 | 211.0217
Retro20Fast | Retro | Lighting | Agriculture | Lighting | 0.06222 | 266.5623 | -27.6513 | <0 | <40 | 35-44W LED fixture & NEW Photocell_Replacing_175W MH fixture | Idaho | 0.032131 | 0.022524 | 0.015595 | 0.012153 | 0.010657 | 0.0092325 | 0.0079194 | 0.006738 | 0.0056939 | 0.0047837 | 0.003999 | 0.0031204 | 0.0024351 | 0.0019005 | 0.0014834 | 0.0011579 | 0.00090388 | 0.00070564 | 0.00055092 | 0.00043014 | 0.14984 | 0.14412 | 0.12743 | 0.093061 | 412.1123
Retro20Fast | Retro | Lighting | Agriculture | Lighting | 0.061476 | 263.3767 | -28.5003 | <0 | <40 | 35-44W LED fixture & NEW Photocell_Replacing_175W MV fixture | Idaho | 0.031747 | 0.022255 | 0.015409 | 0.012008 | 0.01053 | 0.0091222 | 0.0078247 | 0.0066575 | 0.0056258 | 0.0047266 | 0.0039512 | 0.0030832 | 0.002406 | 0.0018778 | 0.0014657 | 0.001144 | 0.00089308 | 0.00069721 | 0.00054434 | 0.000425 | 0.14805 | 0.14239 | 0.12591 | 0.091949 | 190.5061
Retro20Fast | Retro | Lighting | Agriculture | Lighting | 0.061859 | 265.0185 | -27.7871 | <0 | <40 | 35-44W LED fixture & NEW Photocell_Replacing_200W HID fixture | Idaho | 0.031945 | 0.022394 | 0.015505 | 0.012083 | 0.010596 | 0.0091791 | 0.0078735 | 0.006699 | 0.0056609 | 0.004756 | 0.0039758 | 0.0031024 | 0.002421 | 0.0018895 | 0.0014748 | 0.0011512 | 0.00089864 | 0.00070155 | 0.00054773 | 0.00042765 | 0.14898 | 0.14328 | 0.12669 | 0.092522 | 171.4785
Retro20Fast | Retro | Lighting | Agriculture | Lighting | 0.061476 | 263.3767 | -28.5003 | <0 | <40 | 35-44W LED fixture & NEW Photocell_Replacing_100W HID fixture | Montana | 0.0074076 | 0.0052485 | 0.0036718 | 0.0028904 | 0.0025597 | 0.0022319 | 0.0019267 | 0.0016499 | 0.0014033 | 0.0011868 | 0.00099869 | 0.00078446 | 0.00061625 | 0.00048414 | 0.00038038 | 0.00029886 | 0.00023482 | 0.0001845 | 0.00014497 | 0.00011391 | 0.039681 | 0.034418 | 0.030177 | 0.021778 | 190.5061
Retro20Fast | Retro | Lighting | Agriculture | Lighting | 0.061823 | 264.8648 | -27.9926 | <0 | <40 | 35-44W LED fixture & NEW Photocell_Replacing_150W HID fixture | Montana | 0.0074495 | 0.0052781 | 0.0036926 | 0.0029067 | 0.0025741 | 0.0022445 | 0.0019376 | 0.0016592 | 0.0014113 | 0.0011935 | 0.0010043 | 0.0007889 | 0.00061973 | 0.00048688 | 0.00038253 | 0.00030055 | 0.00023614 | 0.00018555 | 0.00014579 | 0.00011455 | 0.039905 | 0.034612 | 0.030347 | 0.021901 | 211.0217
Retro20Fast | Retro | Lighting | Agriculture | Lighting | 0.06222 | 266.5623 | -27.6513 | <0 | <40 | 35-44W LED fixture & NEW Photocell_Replacing_175W MH fixture | Montana | 0.0074972 | 0.005312 | 0.0037163 | 0.0029253 | 0.0025906 | 0.0022589 | 0.00195 | 0.0016698 | 0.0014203 | 0.0012012 | 0.0010108 | 0.00079395 | 0.0006237 | 0.00049 | 0.00038498 | 0.00030247 | 0.00023766 | 0.00018673 | 0.00014673 | 0.00011529 | 0.040161 | 0.034834 | 0.030542 | 0.022041 | 412.1123
Retro20Fast | Retro | Lighting | Agriculture | Lighting | 0.061476 | 263.3767 | -28.5003 | <0 | <40 | 35-44W LED fixture & NEW Photocell_Replacing_175W MV fixture | Montana | 0.0074076 | 0.0052485 | 0.0036718 | 0.0028904 | 0.0025597 | 0.0022319 | 0.0019267 | 0.0016499 | 0.0014033 | 0.0011868 | 0.00099869 | 0.00078446 | 0.00061625 | 0.00048414 | 0.00038038 | 0.00029886 | 0.00023482 | 0.0001845 | 0.00014497 | 0.00011391 | 0.039681 | 0.034418 | 0.030177 | 0.021778 | 190.5061
Retro20Fast | Retro | Lighting | Agriculture | Lighting | 0.061859 | 265.0185 | -27.7871 | <0 | <40 | 35-44W LED fixture & NEW Photocell_Replacing_200W HID fixture | Montana | 0.0074538 | 0.0052812 | 0.0036947 | 0.0029084 | 0.0025756 | 0.0022458 | 0.0019387 | 0.0016602 | 0.0014121 | 0.0011942 | 0.0010049 | 0.00078935 | 0.00062009 | 0.00048716 | 0.00038275 | 0.00030072 | 0.00023628 | 0.00018565 | 0.00014588 | 0.00011462 | 0.039928 | 0.034632 | 0.030365 | 0.021914 | 171.4785
Retro20Fast | Retro | Lighting | Agriculture | Lighting | 0.061476 | 263.3767 | -28.5003 | <0 | <40 | 35-44W LED fixture & NEW Photocell_Replacing_100W HID fixture | Washington | 0.048943 | 0.034671 | 0.024264 | 0.019108 | 0.017045 | 0.014932 | 0.012945 | 0.011133 | 0.0095043 | 0.0081283 | 0.0068611 | 0.005403 | 0.0042559 | 0.0033509 | 0.0026565 | 0.0020932 | 0.0016497 | 0.0013 | 0.001024 | 0.00081253 | 0.28305 | 0.23008 | 0.20067 | 0.14403 | 190.5061
Retro20Fast | Retro | Lighting | Agriculture | Lighting | 0.061823 | 264.8648 | -27.9926 | <0 | <40 | 35-44W LED fixture & NEW Photocell_Replacing_150W HID fixture | Washington | 0.04922 | 0.034867 | 0.024401 | 0.019216 | 0.017141 | 0.015017 | 0.013018 | 0.011196 | 0.009558 | 0.0081742 | 0.0068998 | 0.0054335 | 0.00428 | 0.0033699 | 0.0026715 | 0.002105 | 0.001659 | 0.0013074 | 0.0010298 | 0.00081712 | 0.28465 | 0.23138 | 0.20181 | 0.14485 | 211.0217
Retro20Fast | Retro | Lighting | Agriculture | Lighting | 0.06222 | 266.5623 | -27.6513 | <0 | <40 | 35-44W LED fixture & NEW Photocell_Replacing_175W MH fixture | Washington | 0.049535 | 0.035091 | 0.024558 | 0.019339 | 0.017251 | 0.015113 | 0.013102 | 0.011268 | 0.0096193 | 0.0082266 | 0.0069441 | 0.0054683 | 0.0043074 | 0.0033915 | 0.0026886 | 0.0021185 | 0.0016696 | 0.0013157 | 0.0010364 | 0.00082236 | 0.28647 | 0.23286 | 0.2031 | 0.14577 | 412.1123
Retro20Fast | Retro | Lighting | Agriculture | Lighting | 0.061476 | 263.3767 | -28.5003 | <0 | <40 | 35-44W LED fixture & NEW Photocell_Replacing_175W MV fixture | Washington | 0.048943 | 0.034671 | 0.024264 | 0.019108 | 0.017045 | 0.014932 | 0.012945 | 0.011133 | 0.0095043 | 0.0081283 | 0.0068611 | 0.005403 | 0.0042559 | 0.0033509 | 0.0026565 | 0.0020932 | 0.0016497 | 0.0013 | 0.001024 | 0.00081253 | 0.28305 | 0.23008 | 0.20067 | 0.14403 | 190.5061
Retro20Fast | Retro | Lighting | Agriculture | Lighting | 0.061859 | 265.0185 | -27.7871 | <0 | <40 | 35-44W LED fixture & NEW Photocell_Replacing_200W HID fixture | Washington | 0.049248 | 0.034887 | 0.024415 | 0.019227 | 0.017151 | 0.015025 | 0.013026 | 0.011203 | 0.0095636 | 0.0081789 | 0.0069039 | 0.0054367 | 0.0042825 | 0.0033718 | 0.0026731 | 0.0021062 | 0.00166 | 0.0013081 | 0.0010304 | 0.0008176 | 0.28481 | 0.23152 | 0.20193 | 0.14493 | 171.4785
Retro20Fast | Retro | Lighting | Agriculture | Lighting | 0.061476 | 263.3767 | -28.5003 | <0 | <40 | 35-44W LED fixture & NEW Photocell_Replacing_100W HID fixture | Oregon | 0.046298 | 0.032779 | 0.02292 | 0.01805 | 0.016127 | 0.014124 | 0.012246 | 0.010538 | 0.0089979 | 0.0077078 | 0.0065079 | 0.0051283 | 0.0040381 | 0.0031816 | 0.0025265 | 0.0019913 | 0.0015704 | 0.0012383 | 0.00097574 | 0.00077583 | 0.27026 | 0.21772 | 0.18979 | 0.13617 | 190.5061
Retro20Fast | Retro | Lighting | Agriculture | Lighting | 0.061823 | 264.8648 | -27.9926 | <0 | <40 | 35-44W LED fixture & NEW Photocell_Replacing_150W HID fixture | Oregon | 0.046559 | 0.032964 | 0.02305 | 0.018152 | 0.016219 | 0.014204 | 0.012315 | 0.010597 | 0.0090488 | 0.0077514 | 0.0065447 | 0.0051572 | 0.0040609 | 0.0031996 | 0.0025407 | 0.0020026 | 0.0015793 | 0.0012453 | 0.00098126 | 0.00078021 | 0.27179 | 0.21895 | 0.19086 | 0.13694 | 211.0217
Retro20Fast | Retro | Lighting | Agriculture | Lighting | 0.06222 | 266.5623 | -27.6513 | <0 | <40 | 35-44W LED fixture & NEW Photocell_Replacing_175W MH fixture | Oregon | 0.046858 | 0.033176 | 0.023197 | 0.018268 | 0.016323 | 0.014295 | 0.012394 | 0.010665 | 0.0091068 | 0.0078011 | 0.0065867 | 0.0051903 | 0.0040869 | 0.0032201 | 0.002557 | 0.0020154 | 0.0015894 | 0.0012533 | 0.00098754 | 0.00078521 | 0.27353 | 0.22036 | 0.19208 | 0.13782 | 412.1123
Retro20Fast | Retro | Lighting | Agriculture | Lighting | 0.061476 | 263.3767 | -28.5003 | <0 | <40 | 35-44W LED fixture & NEW Photocell_Replacing_175W MV fixture | Oregon | 0.046298 | 0.032779 | 0.02292 | 0.01805 | 0.016127 | 0.014124 | 0.012246 | 0.010538 | 0.0089979 | 0.0077078 | 0.0065079 | 0.0051283 | 0.0040381 | 0.0031816 | 0.0025265 | 0.0019913 | 0.0015704 | 0.0012383 | 0.00097574 | 0.00077583 | 0.27026 | 0.21772 | 0.18979 | 0.13617 | 190.5061
Retro20Fast | Retro | Lighting | Agriculture | Lighting | 0.061859 | 265.0185 | -27.7871 | <0 | <40 | 35-44W LED fixture & NEW Photocell_Replacing_200W HID fixture | Oregon | 0.046586 | 0.032983 | 0.023063 | 0.018162 | 0.016228 | 0.014212 | 0.012322 | 0.010603 | 0.009054 | 0.0077559 | 0.0065485 | 0.0051602 | 0.0040632 | 0.0032014 | 0.0025422 | 0.0020037 | 0.0015802 | 0.001246 | 0.00098183 | 0.00078066 | 0.27195 | 0.21908 | 0.19097 | 0.13702 | 171.4785
Retro1Slow | Retro | Irrigation Pressure | Agriculture | Irrigation | 0.00076553 | 287.8114 | 14.0378 | 10-20 | <40 | Convert Medium Pressure Center Pivot to Low pressure system | Idaho | 0.017954 | 0.035892 | 0.06374 | 0.10374 | 0.15761 | 0.22598 | 0.30779 | 0.39958 | 0.495 | 0.58472 | 0.65722 | 0.70051 | 0.70487 | 0.66587 | 0.58674 | 0.4787 | 0.35864 | 0.2445 | 0.15017 | 0.072221 | 7.2221 | 7.0115 | 2.392 | 0.37894 | 5.1807
Retro1Slow | Retro | Irrigation Pressure | Agriculture | Irrigation | 0.0013336 | 501.396 | 19.2309 | 10-20 | <40 | Convert High Pressure Center Pivot to Low pressure system | Idaho | 0.0073398 | 0.014674 | 0.026058 | 0.042413 | 0.064434 | 0.092386 | 0.12583 | 0.16336 | 0.20236 | 0.23905 | 0.26869 | 0.28638 | 0.28816 | 0.27222 | 0.23987 | 0.1957 | 0.14662 | 0.099957 | 0.061393 | 0.029525 | 2.9525 | 2.8664 | 0.9779 | 0.15492 | 3.7926
Retro1Slow | Retro | Irrigation Pressure | Agriculture | Irrigation | 0.00072489 | 272.534 | 110.2137 | 110-120 | 80-120 | Convert wheel line systems to low pressure systems on alfalfa acreage | Idaho | 0.0039004 | 0.0077975 | 0.013847 | 0.022538 | 0.03424 | 0.049094 | 0.066866 | 0.086808 | 0.10754 | 0.12703 | 0.14278 | 0.15219 | 0.15313 | 0.14466 | 0.12747 | 0.104 | 0.077915 | 0.053117 | 0.032624 | 0.01569 | 1.569 | 1.5232 | 0.51966 | 0.082324 | 0.66605
Retro1Slow | Retro | Irrigation Pressure | Agriculture | Irrigation | 0.00072489 | 272.534 | 77.7359 | 70-80 | 40-80 | Convert hand line systems to low pressure systems on alfalfa acreage | Idaho | 0.0013212 | 0.0026413 | 0.0046906 | 0.0076346 | 0.011598 | 0.01663 | 0.02265 | 0.029405 | 0.036427 | 0.04303 | 0.048365 | 0.051551 | 0.051871 | 0.049002 | 0.043179 | 0.035228 | 0.026393 | 0.017993 | 0.011051 | 0.0053147 | 0.53147 | 0.51597 | 0.17603 | 0.027886 | 0.94378
Retro1Slow | Retro | Irrigation Pressure | Agriculture | Irrigation | 0.00044313 | 166.6007 | 24.3184 | 20-30 | <40 | Convert Medium Pressure Center Pivot to Low pressure system | Montana | 0.00045267 | 0.00091467 | 0.0016412 | 0.0026984 | 0.0041399 | 0.0059746 | 0.0081893 | 0.0107 | 0.013342 | 0.015865 | 0.01795 | 0.01926 | 0.019508 | 0.018551 | 0.016454 | 0.013512 | 0.01019 | 0.0069916 | 0.0043217 | 0.0020916 | 0.20916 | 0.19275 | 0.063918 | 0.0098468 | 3.0041
Retro1Slow | Retro | Irrigation Pressure | Agriculture | Irrigation | 0.00076289 | 286.82 | 33.731 | 30-40 | <40 | Convert High Pressure Center Pivot to Low pressure system | Montana | 0.00019149 | 0.00038692 | 0.00069428 | 0.0011415 | 0.0017512 | 0.0025274 | 0.0034642 | 0.0045265 | 0.0056441 | 0.0067111 | 0.0075932 | 0.0081472 | 0.0082523 | 0.0078474 | 0.0069605 | 0.005716 | 0.0043104 | 0.0029576 | 0.0018282 | 0.00088479 | 0.088479 | 0.081536 | 0.027039 | 0.0041654 | 2.1695
Retro1Slow | Retro | Irrigation Pressure | Agriculture | Irrigation | 0.0005395 | 202.8343 | 148.1382 | >140 | >120 | Convert wheel line systems to low pressure systems on alfalfa acreage | Montana | 0.00025895 | 0.00052324 | 0.00093887 | 0.0015436 | 0.0023682 | 0.0034177 | 0.0046847 | 0.0061211 | 0.0076325 | 0.0090755 | 0.010268 | 0.011017 | 0.01116 | 0.010612 | 0.0094127 | 0.0077298 | 0.005829 | 0.0039995 | 0.0024722 | 0.0011965 | 0.11965 | 0.11026 | 0.036564 | 0.0056329 | 0.49571
Retro1Slow | Retro | Irrigation Pressure | Agriculture | Irrigation | 0.0005395 | 202.8343 | 123.6645 | 120-130 | >120 | Convert hand line systems to low pressure systems on alfalfa acreage | Montana | 6.2032e-05 | 0.00012534 | 0.00022491 | 0.00036978 | 0.00056731 | 0.00081873 | 0.0011222 | 0.0014663 | 0.0018284 | 0.0021741 | 0.0024598 | 0.0026393 | 0.0026733 | 0.0025421 | 0.0022548 | 0.0018517 | 0.0013963 | 0.0009581 | 0.00059223 | 0.00028663 | 0.028663 | 0.026413 | 0.0087591 | 0.0013494 | 0.59369
Retro1Slow | Retro | Irrigation Pressure | Agriculture | Irrigation | 0.0012657 | 475.8558 | 8.9276 | 0-10 | <40 | Convert Medium Pressure Center Pivot to Low pressure system | Washington | 0.0098503 | 0.0199 | 0.03572 | 0.058752 | 0.090793 | 0.13165 | 0.18122 | 0.23781 | 0.29761 | 0.35786 | 0.40615 | 0.43688 | 0.44372 | 0.42288 | 0.37847 | 0.3117 | 0.23577 | 0.16225 | 0.10054 | 0.049138 | 4.9138 | 4.3686 | 1.4212 | 0.21502 | 8.0968
Retro1Slow | Retro | Irrigation Pressure | Agriculture | Irrigation | 0.0019275 | 724.6748 | 13.2592 | 10-20 | <40 | Convert High Pressure Center Pivot to Low pressure system | Washington | 0.0052848 | 0.010677 | 0.019164 | 0.031521 | 0.048711 | 0.07063 | 0.097224 | 0.12759 | 0.15967 | 0.192 | 0.2179 | 0.23439 | 0.23806 | 0.22688 | 0.20305 | 0.16723 | 0.12649 | 0.087048 | 0.053941 | 0.026363 | 2.6363 | 2.3438 | 0.76246 | 0.11536 | 5.4815
Retro1Slow | Retro | Irrigation Pressure | Agriculture | Irrigation | 0.0011468 | 431.174 | 28.191 | 20-30 | <40 | Convert wheel line systems to low pressure systems on alfalfa acreage | Washington | 0.0022763 | 0.0045987 | 0.0082544 | 0.013577 | 0.020981 | 0.030422 | 0.041877 | 0.054954 | 0.068774 | 0.082697 | 0.093856 | 0.10096 | 0.10254 | 0.097722 | 0.08746 | 0.072029 | 0.054484 | 0.037494 | 0.023234 | 0.011355 | 1.1355 | 1.0095 | 0.32841 | 0.049688 | 2.5936
Retro1Slow | Retro | Irrigation Pressure | Agriculture | Irrigation | 0.0011468 | 431.174 | 42 | 40-50 | 40-80 | Convert hand line systems to low pressure systems on alfalfa acreage | Washington | 0.00062242 | 0.0012574 | 0.0022571 | 0.0037124 | 0.005737 | 0.0083186 | 0.011451 | 0.015027 | 0.018805 | 0.022612 | 0.025664 | 0.027606 | 0.028038 | 0.026721 | 0.023915 | 0.019696 | 0.014898 | 0.010252 | 0.0063529 | 0.0031049 | 0.31049 | 0.27605 | 0.0898 | 0.013586 | 1.7439
Retro1Slow | Retro | Irrigation Pressure | Agriculture | Irrigation | 0.00068549 | 257.7203 | 204.3016 | >140 | >120 | Convert Medium Pressure Center Pivot to Low pressure system | Oregon | 0.0033475 | 0.006759 | 0.012122 | 0.019938 | 0.030862 | 0.044735 | 0.061587 | 0.080863 | 0.10122 | 0.12191 | 0.1384 | 0.14897 | 0.15125 | 0.14424 | 0.12931 | 0.10653 | 0.080631 | 0.055522 | 0.034416 | 0.016856 | 1.6856 | 1.4895 | 0.48335 | 0.073029 | 0.35954
Retro1Slow | Retro | Irrigation Pressure | Agriculture | Irrigation | 0.0011414 | 429.1074 | 17.2616 | 10-20 | <40 | Convert High Pressure Center Pivot to Low pressure system | Oregon | 0.0020061 | 0.0040507 | 0.0072645 | 0.011949 | 0.018496 | 0.02681 | 0.036909 | 0.048461 | 0.060661 | 0.073062 | 0.082943 | 0.089278 | 0.090643 | 0.086445 | 0.077496 | 0.063844 | 0.048322 | 0.033274 | 0.020626 | 0.010102 | 1.0102 | 0.89264 | 0.28967 | 0.043766 | 4.2216
Retro1Slow | Retro | Irrigation Pressure | Agriculture | Irrigation | 0.0011151 | 419.2514 | 39.84 | 30-40 | <40 | Convert wheel line systems to low pressure systems on alfalfa acreage | Oregon | 0.0021098 | 0.00426 | 0.0076399 | 0.012566 | 0.019451 | 0.028195 | 0.038816 | 0.050965 | 0.063795 | 0.076837 | 0.087229 | 0.093891 | 0.095326 | 0.090911 | 0.0815 | 0.067142 | 0.050818 | 0.034993 | 0.021691 | 0.010623 | 1.0623 | 0.93876 | 0.30464 | 0.046027 | 1.8381
Retro1Slow | Retro | Irrigation Pressure | Agriculture | Irrigation | 0.0011151 | 419.2514 | 50.4793 | 50-60 | 40-80 | Convert hand line systems to low pressure systems on alfalfa acreage | Oregon | 0.00068651 | 0.0013862 | 0.002486 | 0.004089 | 0.0063294 | 0.0091745 | 0.012631 | 0.016584 | 0.020759 | 0.025002 | 0.028384 | 0.030552 | 0.031019 | 0.029582 | 0.02652 | 0.021848 | 0.016536 | 0.011387 | 0.0070583 | 0.0034568 | 0.34568 | 0.30547 | 0.099127 | 0.014977 | 1.4519
Retro5Med | Retro | Dairy | Agriculture | Motors/Drives | 0.0025652 | 7.4915 | -5.474 | <0 | <40 | VSD - Vacuum Pump | Idaho FreeStall | 0.0010457 | 0.0013044 | 0.0016174 | 0.0019107 | 0.0022179 | 0.0026422 | 0.0029512 | 0.0030764 | 0.0029617 | 0.0026029 | 0.0020669 | 0.0014502 | 0.00088819 | 0.00046346 | 0.00020275 | 7.2671e-05 | 2.076e-05 | 4.6004e-06 | 7.7027e-07 | 9.3612e-08 | 0.034846 | 0.027501 | 0.022331 | 0.0080961 | 10.0853
Retro5Med | Retro | Dairy | Agriculture | Refrigeration | 0.0014192 | 4.1447 | -5.4748 | <0 | <40 | Plate Milk Pre-cooler | Idaho FreeStall | 0.010992 | 0.013712 | 0.017002 | 0.020085 | 0.023314 | 0.027775 | 0.031023 | 0.032339 | 0.031133 | 0.027362 | 0.021727 | 0.015244 | 0.0093366 | 0.0048719 | 0.0021313 | 0.00076391 | 0.00021823 | 4.8359e-05 | 8.097e-06 | 9.8404e-07 | 0.3663 | 0.28909 | 0.23474 | 0.085105 | 10.0859
Retro5Med | Retro | Dairy | Agriculture | Lighting | 9.9437e-05 | 0.56446 | 4.7413 | 0-10 | <40 | Energy Efficient Lighting | Idaho FreeStall | 0.0071212 | 0.0088835 | 0.011015 | 0.013012 | 0.015104 | 0.017994 | 0.020098 | 0.020951 | 0.02017 | 0.017727 | 0.014076 | 0.0098759 | 0.0060488 | 0.0031563 | 0.0013808 | 0.00049491 | 0.00014138 | 3.1329e-05 | 5.2457e-06 | 6.3752e-07 | 0.23731 | 0.18729 | 0.15208 | 0.055136 | 7.4207
Retro5Med | Retro | Dairy | Agriculture | Motors/Drives | 0.0017982 | 5.2517 | -6.6854 | <0 | <40 | VSD - Vacuum Pump | Idaho TieStall | 0.00087051 | 0.0010688 | 0.001308 | 0.0015183 | 0.0017318 | 0.0020247 | 0.0022212 | 0.0022691 | 0.0021383 | 0.0018381 | 0.0014224 | 0.00097615 | 0.00058413 | 0.00027283 | 0 | 0 | 0 | 0 | 0 | 0 | 0.020244 | 0.020244 | 0.016989 | 0.0064975 | 11.0431
Retro5Med | Retro | Dairy | Agriculture | Refrigeration | 0.001903 | 5.5575 | -6.6357 | <0 | <40 | Heat Recovery Refrigeration | Idaho TieStall | 0.004832 | 0.0059329 | 0.0072602 | 0.0084279 | 0.0096131 | 0.011239 | 0.012329 | 0.012595 | 0.011869 | 0.010203 | 0.0078953 | 0.0054184 | 0.0032424 | 0.0015144 | 0 | 0 | 0 | 0 | 0 | 0 | 0.11237 | 0.11237 | 0.094302 | 0.036066 | 11.0002
Retro5Med | Retro | Dairy | Agriculture | Refrigeration | 0.0014714 | 4.2971 | -7.6191 | <0 | <40 | Plate Milk Pre-Cooler | Idaho TieStall | 0.0023965 | 0.0029425 | 0.0036008 | 0.0041799 | 0.0047678 | 0.0055741 | 0.0061149 | 0.0062468 | 0.0058868 | 0.0050602 | 0.0039158 | 0.0026873 | 0.0016081 | 0.0007511 | 0 | 0 | 0 | 0 | 0 | 0 | 0.055733 | 0.055733 | 0.04677 | 0.017888 | 11.9153
Retro5Med | Retro | Dairy | Agriculture | Lighting | 0.0005364 | 3.0449 | 3.9512 | 0-10 | <40 | Energy Efficient Lighting | Idaho TieStall | 0.00022615 | 0.00027768 | 0.0003398 | 0.00039446 | 0.00044993 | 0.00052602 | 0.00057705 | 0.0005895 | 0.00055553 | 0.00047752 | 0.00036953 | 0.0002536 | 0.00015176 | 7.088e-05 | 0 | 0 | 0 | 0 | 0 | 0 | 0.0052594 | 0.0052594 | 0.0044136 | 0.001688 | 7.8409
Retro5Med | Retro | Dairy | Agriculture | Motors/Drives | 0.0025652 | 7.4915 | -5.474 | <0 | <40 | VSD - Vacuum Pump | Montana FreeStall | 5.9865e-06 | 7.3651e-06 | 9.0129e-06 | 1.0478e-05 | 1.1944e-05 | 1.3957e-05 | 1.5331e-05 | 1.5677e-05 | 1.4738e-05 | 1.2667e-05 | 9.802e-06 | 6.685e-06 | 3.0031e-06 | 0 | 0 | 0 | 0 | 0 | 0 | 0 | 0.00013665 | 0.00013665 | 0.00011716 | 4.4787e-05 | 10.0853
Retro5Med | Retro | Dairy | Agriculture | Refrigeration | 0.0014192 | 4.1447 | -5.4748 | <0 | <40 | Plate Milk Pre-cooler | Montana FreeStall | 6.2929e-05 | 7.7422e-05 | 9.4743e-05 | 0.00011014 | 0.00012556 | 0.00014671 | 0.00016116 | 0.00016479 | 0.00015492 | 0.00013315 | 0.00010304 | 7.0272e-05 | 3.1568e-05 | 0 | 0 | 0 | 0 | 0 | 0 | 0 | 0.0014364 | 0.0014364 | 0.0012315 | 0.0004708 | 10.0859
Retro5Med | Retro | Dairy | Agriculture | Lighting | 9.9437e-05 | 0.56446 | 4.7413 | 0-10 | <40 | Energy Efficient Lighting | Montana FreeStall | 4.0769e-05 | 5.0158e-05 | 6.138e-05 | 7.1358e-05 | 8.1345e-05 | 9.5048e-05 | 0.00010441 | 0.00010676 | 0.00010037 | 8.6262e-05 | 6.6754e-05 | 4.5526e-05 | 2.0452e-05 | 0 | 0 | 0 | 0 | 0 | 0 | 0 | 0.00093059 | 0.00093059 | 0.00079786 | 0.00030501 | 7.4207
Retro5Med | Retro | Dairy | Agriculture | Motors/Drives | 0.0017982 | 5.2517 | -6.6854 | <0 | <40 | VSD - Vacuum Pump | Montana TieStall | 4.9693e-05 | 6.1016e-05 | 7.4665e-05 | 8.6674e-05 | 9.8863e-05 | 0.00011558 | 0.0001268 | 0.00012953 | 0.00012207 | 0.00010493 | 8.1197e-05 | 5.5724e-05 | 3.3346e-05 | 1.5575e-05 | 0 | 0 | 0 | 0 | 0 | 0 | 0.0011557 | 0.0011557 | 0.00096982 | 0.00037091 | 11.0431
Retro5Med | Retro | Dairy | Agriculture | Refrigeration | 0.001903 | 5.5575 | -6.6357 | <0 | <40 | Heat Recovery Refrigeration | Montana TieStall | 0.00027584 | 0.00033869 | 0.00041445 | 0.00048111 | 0.00054877 | 0.00064158 | 0.00070382 | 0.000719 | 0.00067757 | 0.00058243 | 0.00045071 | 0.00030931 | 0.0001851 | 8.6452e-05 | 0 | 0 | 0 | 0 | 0 | 0 | 0.0064148 | 0.0064148 | 0.0053833 | 0.0020589 | 11.0002
Retro5Med | Retro | Dairy | Agriculture | Refrigeration | 0.0014714 | 4.2971 | -7.6191 | <0 | <40 | Plate Milk Pre-Cooler | Montana TieStall | 0.00013681 | 0.00016798 | 0.00020555 | 0.00023861 | 0.00027217 | 0.0003182 | 0.00034907 | 0.0003566 | 0.00033605 | 0.00028887 | 0.00022354 | 0.00015341 | 9.1801e-05 | 4.2877e-05 | 0 | 0 | 0 | 0 | 0 | 0 | 0.0031815 | 0.0031815 | 0.0026699 | 0.0010211 | 11.9153
Retro5Med | Retro | Dairy | Agriculture | Lighting | 0.0005364 | 3.0449 | 3.9512 | 0-10 | <40 | Energy Efficient Lighting | Montana TieStall | 1.291e-05 | 1.5852e-05 | 1.9398e-05 | 2.2518e-05 | 2.5684e-05 | 3.0028e-05 | 3.2941e-05 | 3.3652e-05 | 3.1713e-05 | 2.726e-05 | 2.1095e-05 | 1.4477e-05 | 8.6631e-06 | 4.0462e-06 | 0 | 0 | 0 | 0 | 0 | 0 | 0.00030024 | 0.00030024 | 0.00025196 | 9.6361e-05 | 7.8409
Retro5Med | Retro | Dairy | Agriculture | Motors/Drives | 0.0025652 | 7.4915 | -5.474 | <0 | <40 | VSD - Vacuum Pump | Oregon FreeStall | 0.00020772 | 0.00025861 | 0.00032074 | 0.00037705 | 0.00043549 | 0.00051567 | 0.00057381 | 0.00059516 | 0.0005698 | 0.00049784 | 0.00039189 | 0.00027332 | 0.00016617 | 8.6403e-05 | 3.7709e-05 | 1.3432e-05 | 3.8238e-06 | 8.4702e-07 | 1.4118e-07 | 1.7206e-08 | 0.0064047 | 0.0053256 | 0.0043519 | 0.0015996 | 10.0853
Retro5Med | Retro | Dairy | Agriculture | Refrigeration | 0.0014192 | 4.1447 | -5.4748 | <0 | <40 | Plate Milk Pre-cooler | Oregon FreeStall | 0.0021835 | 0.0027184 | 0.0033716 | 0.0039635 | 0.0045778 | 0.0054207 | 0.0060318 | 0.0062562 | 0.0059896 | 0.0052333 | 0.0041195 | 0.0028731 | 0.0017468 | 0.00090826 | 0.0003964 | 0.00014119 | 4.0195e-05 | 8.9038e-06 | 1.4841e-06 | 1.8087e-07 | 0.067326 | 0.055983 | 0.045746 | 0.016815 | 10.0859
Retro5Med | Retro | Dairy | Agriculture | Lighting | 9.9437e-05 | 0.56446 | 4.7413 | 0-10 | <40 | Energy Efficient Lighting | Oregon FreeStall | 0.0014146 | 0.0017612 | 0.0021843 | 0.0025678 | 0.0029658 | 0.0035118 | 0.0039078 | 0.0040532 | 0.0038804 | 0.0033904 | 0.0026689 | 0.0018614 | 0.0011317 | 0.00058842 | 0.00025681 | 9.1472e-05 | 2.6041e-05 | 5.7684e-06 | 9.6147e-07 | 1.1718e-07 | 0.043617 | 0.036269 | 0.029637 | 0.010894 | 7.4207
Retro5Med | Retro | Dairy | Agriculture | Motors/Drives | 0.0017982 | 5.2517 | -6.6854 | <0 | <40 | VSD - Vacuum Pump | Oregon TieStall | 0.0003025 | 0.00037142 | 0.00045451 | 0.00052762 | 0.00060181 | 0.00070359 | 0.00077185 | 0.0007885 | 0.00074307 | 0.00063873 | 0.00049428 | 0.00033921 | 0.00020299 | 9.4808e-05 | 0 | 0 | 0 | 0 | 0 | 0 | 0.0070349 | 0.0070349 | 0.0059036 | 0.0022579 | 11.0431
Retro5Med | Retro | Dairy | Agriculture | Refrigeration | 0.001903 | 5.5575 | -6.6357 | <0 | <40 | Heat Recovery Refrigeration | Oregon TieStall | 0.0016791 | 0.0020617 | 0.0025229 | 0.0029287 | 0.0033405 | 0.0039055 | 0.0042844 | 0.0043768 | 0.0041246 | 0.0035455 | 0.0027436 | 0.0018829 | 0.0011267 | 0.00052626 | 0 | 0 | 0 | 0 | 0 | 0 | 0.039049 | 0.039049 | 0.03277 | 0.012533 | 11.0002
Retro5Med | Retro | Dairy | Agriculture | Refrigeration | 0.0014714 | 4.2971 | -7.6191 | <0 | <40 | Plate Milk Pre-Cooler | Oregon TieStall | 0.00083278 | 0.0010225 | 0.0012513 | 0.0014525 | 0.0016568 | 0.001937 | 0.0021249 | 0.0021707 | 0.0020457 | 0.0017584 | 0.0013607 | 0.00093385 | 0.00055882 | 0.00026101 | 0 | 0 | 0 | 0 | 0 | 0 | 0.019367 | 0.019367 | 0.016253 | 0.0062159 | 11.9153
Retro5Med | Retro | Dairy | Agriculture | Lighting | 0.0005364 | 3.0449 | 3.9512 | 0-10 | <40 | Energy Efficient Lighting | Oregon TieStall | 7.8588e-05 | 9.6494e-05 | 0.00011808 | 0.00013707 | 0.00015635 | 0.00018279 | 0.00020052 | 0.00020485 | 0.00019305 | 0.00016594 | 0.00012841 | 8.8126e-05 | 5.2735e-05 | 2.4631e-05 | 0 | 0 | 0 | 0 | 0 | 0 | 0.0018276 | 0.0018276 | 0.0015337 | 0.00058658 | 7.8409
Retro5Med | Retro | Dairy | Agriculture | Motors/Drives | 0.0025652 | 7.4915 | -5.474 | <0 | <40 | VSD - Vacuum Pump | Washington FreeStall | 0.00049309 | 0.00061602 | 0.00076796 | 0.00090545 | 0.0010496 | 0.0012439 | 0.0013876 | 0.0014354 | 0.0013731 | 0.0012003 | 0.00094592 | 0.00066167 | 0.00040288 | 0.00020992 | 9.1562e-05 | 3.28e-05 | 9.3687e-06 | 2.0735e-06 | 3.4734e-07 | 4.2276e-08 | 0.015737 | 0.012829 | 0.010472 | 0.0038322 | 10.0853
Retro5Med | Retro | Dairy | Agriculture | Refrigeration | 0.0014192 | 4.1447 | -5.4748 | <0 | <40 | Plate Milk Pre-cooler | Washington FreeStall | 0.0051833 | 0.0064755 | 0.0080727 | 0.009518 | 0.011034 | 0.013075 | 0.014586 | 0.015088 | 0.014434 | 0.012618 | 0.0099434 | 0.0069554 | 0.0042351 | 0.0022066 | 0.00096249 | 0.00034479 | 9.8482e-05 | 2.1797e-05 | 3.6512e-06 | 4.444e-07 | 0.16542 | 0.13486 | 0.11008 | 0.040283 | 10.0859
Retro5Med | Retro | Dairy | Agriculture | Lighting | 9.9437e-05 | 0.56446 | 4.7413 | 0-10 | <40 | Energy Efficient Lighting | Washington FreeStall | 0.0033581 | 0.0041952 | 0.00523 | 0.0061663 | 0.0071483 | 0.008471 | 0.0094497 | 0.0097752 | 0.009351 | 0.0081746 | 0.0064419 | 0.0045061 | 0.0027437 | 0.0014296 | 0.00062356 | 0.00022337 | 6.3803e-05 | 1.4121e-05 | 2.3655e-06 | 2.8791e-07 | 0.10717 | 0.087368 | 0.071319 | 0.026098 | 7.4207
Retro5Med | Retro | Dairy | Agriculture | Motors/Drives | 0.0017982 | 5.2517 | -6.6854 | <0 | <40 | VSD - Vacuum Pump | Washington TieStall | 0.0003774 | 0.00046339 | 0.00056706 | 0.00065826 | 0.00075083 | 0.00087781 | 0.00096297 | 0.00098375 | 0.00092706 | 0.00079689 | 0.00061667 | 0.0004232 | 0.00025325 | 0.00011828 | 0 | 0 | 0 | 0 | 0 | 0 | 0.0087768 | 0.0087768 | 0.0073654 | 0.0028169 | 11.0431
Retro5Med | Retro | Dairy | Agriculture | Refrigeration | 0.001903 | 5.5575 | -6.6357 | <0 | <40 | Heat Recovery Refrigeration | Washington TieStall | 0.0020949 | 0.0025722 | 0.0031476 | 0.0036539 | 0.0041677 | 0.0048726 | 0.0053453 | 0.0054606 | 0.0051459 | 0.0044234 | 0.003423 | 0.0023491 | 0.0014057 | 0.00065657 | 0 | 0 | 0 | 0 | 0 | 0 | 0.048718 | 0.048718 | 0.040884 | 0.015636 | 11.0002
Retro5Med | Retro | Dairy | Agriculture | Refrigeration | 0.0014714 | 4.2971 | -7.6191 | <0 | <40 | Plate Milk Pre-Cooler | Washington TieStall | 0.001039 | 0.0012757 | 0.0015611 | 0.0018122 | 0.002067 | 0.0024166 | 0.0026511 | 0.0027083 | 0.0025522 | 0.0021938 | 0.0016977 | 0.0011651 | 0.00069719 | 0.00032564 | 0 | 0 | 0 | 0 | 0 | 0 | 0.024163 | 0.024163 | 0.020277 | 0.0077551 | 11.9153
Retro5Med | Retro | Dairy | Agriculture | Lighting | 0.0005364 | 3.0449 | 3.9512 | 0-10 | <40 | Energy Efficient Lighting | Washington TieStall | 9.8048e-05 | 0.00012039 | 0.00014732 | 0.00017101 | 0.00019506 | 0.00022805 | 0.00025018 | 0.00025557 | 0.00024085 | 0.00020703 | 0.00016021 | 0.00010995 | 6.5793e-05 | 3.073e-05 | 0 | 0 | 0 | 0 | 0 | 0 | 0.0022802 | 0.0022802 | 0.0019135 | 0.00073183 | 7.8409
Retro1Slow | Retro | Irrigation Efficiency | Agriculture | Irrigation | 0.00043522 | 163.626 | 19.088 | 10-20 | <40 | LESA | Idaho | 0.026961 | 0.0539 | 0.095718 | 0.15579 | 0.23668 | 0.33936 | 0.46221 | 0.60005 | 0.74334 | 0.87808 | 0.98695 | 1.052 | 1.0585 | 0.99994 | 0.88112 | 0.71887 | 0.53858 | 0.36717 | 0.22551 | 0.10845 | 10.8454 | 10.5291 | 3.5921 | 0.56905 | 3.8208
Retro1Slow | Retro | Irrigation Efficiency | Agriculture | Irrigation | 0.00043522 | 163.626 | 19.088 | 10-20 | <40 | LESA | Montana | 0.0013011 | 0.0026291 | 0.0047176 | 0.0077563 | 0.0119 | 0.017173 | 0.023539 | 0.030757 | 0.038351 | 0.045602 | 0.051596 | 0.05536 | 0.056074 | 0.053322 | 0.047296 | 0.03884 | 0.029289 | 0.020097 | 0.012422 | 0.0060121 | 0.60121 | 0.55403 | 0.18373 | 0.028304 | 3.8208
Retro1Slow | Retro | Irrigation Efficiency | Agriculture | Irrigation | 0.00043522 | 163.626 | 19.088 | 10-20 | <40 | LESA | Washington | 0.011972 | 0.024187 | 0.043414 | 0.071409 | 0.11035 | 0.16001 | 0.22025 | 0.28904 | 0.36172 | 0.43495 | 0.49364 | 0.531 | 0.53931 | 0.51397 | 0.46 | 0.37884 | 0.28656 | 0.1972 | 0.1222 | 0.059723 | 5.9723 | 5.3097 | 1.7273 | 0.26133 | 3.8208
Retro1Slow | Retro | Irrigation Efficiency | Agriculture | Irrigation | 0.00043522 | 163.626 | 19.088 | 10-20 | <40 | LESA | Oregon | 0.0065678 | 0.013261 | 0.023783 | 0.039119 | 0.060553 | 0.087772 | 0.12084 | 0.15866 | 0.1986 | 0.2392 | 0.27155 | 0.29229 | 0.29675 | 0.28301 | 0.25371 | 0.20902 | 0.1582 | 0.10894 | 0.067526 | 0.033071 | 3.3071 | 2.9224 | 0.94834 | 0.14328 | 3.8208
Retro12Med | Retro | Irrigation Hardware | Agriculture | Irrigation | 0.00018161 | 68.278 | 43.5851 | 40-50 | 40-80 | Wheel/hand line systems: Replace worn nozzle with new flow controlling type nozzle for impact sprinklers | Idaho | 0.064066 | 0.064074 | 0.064085 | 0.064124 | 0.064181 | 0.057827 | 0.046321 | 0.03711 | 0.029735 | 0.023829 | 0.019098 | 0.015308 | 0.012271 | 0.0098379 | 0.0078878 | 0.0063245 | 4.3239e-05 | 1.548e-05 | 5.2903e-06 | 1.7295e-06 | 0.60424 | 0.58614 | 0.51535 | 0.32053 | 1.6807
Retro12Med | Retro | Irrigation Hardware | Agriculture | Irrigation | 0.00018161 | 68.278 | 16.1857 | 10-20 | <40 | Wheel/hand line systems: Replace worn nozzle with new nozzle | Idaho | 0.064066 | 0.064074 | 0.064085 | 0.064124 | 0.064181 | 0.057827 | 0.046321 | 0.03711 | 0.029735 | 0.023829 | 0.019098 | 0.015308 | 0.012271 | 0.0098379 | 0.0078878 | 0.0063245 | 4.3239e-05 | 1.548e-05 | 5.2903e-06 | 1.7295e-06 | 0.60424 | 0.58614 | 0.51535 | 0.32053 | 4.4996
Retro12Med | Retro | Irrigation Hardware | Agriculture | Irrigation | 0.00012901 | 48.5031 | 109.6648 | 100-110 | 80-120 | Wheel/hand line systems: Rebuild or replace leaking impact sprinkler with new or rebuilt impact sprinkler | Idaho | 0.091022 | 0.091033 | 0.091049 | 0.091105 | 0.091185 | 0.082158 | 0.06581 | 0.052724 | 0.042246 | 0.033855 | 0.027134 | 0.021749 | 0.017434 | 0.013977 | 0.011207 | 0.0089855 | 6.1432e-05 | 2.1993e-05 | 7.5162e-06 | 2.4571e-06 | 0.85847 | 0.83277 | 0.73219 | 0.45539 | 0.66938
Retro12Med | Retro | Irrigation Hardware | Agriculture | Irrigation | 0.00077193 | 290.22 | 5.6773 | 0-10 | <40 | Wheel/hand line systems: Replace leaking gasket with new gasket | Idaho | 0.54463 | 0.5447 | 0.54479 | 0.54513 | 0.54561 | 0.4916 | 0.39378 | 0.31548 | 0.25278 | 0.20257 | 0.16235 | 0.13014 | 0.10432 | 0.083634 | 0.067055 | 0.053765 | 0.00036758 | 0.0001316 | 4.4974e-05 | 1.4702e-05 | 5.1367 | 4.9829 | 4.3811 | 2.7249 | 12.6123
Retro12Med | Retro | Irrigation Hardware | Agriculture | Irrigation | 0.00080006 | 300.7925 | 19.4713 | 10-20 | <40 | Wheel/hand line systems: Replace leaking drain with new drain | Idaho | 0.56447 | 0.56454 | 0.56464 | 0.56499 | 0.56548 | 0.50951 | 0.40812 | 0.32697 | 0.26199 | 0.20995 | 0.16827 | 0.13488 | 0.10812 | 0.08668 | 0.069498 | 0.055724 | 0.00038097 | 0.00013639 | 4.6612e-05 | 1.5238e-05 | 5.3238 | 5.1644 | 4.5407 | 2.8241 | 3.7462
Retro12Med | Retro | Irrigation Hardware | Agriculture | Irrigation | 0.00038409 | 144.4058 | 35.9439 | 30-40 | <40 | Wheel/hand line systems: Cut and pipe press repair of leaking hand-lines, wheel-lines, and portable main-lines | Idaho | 0.27099 | 0.27103 | 0.27108 | 0.27124 | 0.27148 | 0.24461 | 0.19593 | 0.15697 | 0.12578 | 0.1008 | 0.080784 | 0.064752 | 0.051907 | 0.041614 | 0.033365 | 0.026752 | 0.0001829 | 6.5478e-05 | 2.2378e-05 | 7.3155e-06 | 2.5559 | 2.4794 | 2.1799 | 1.3558 | 2.0365
Retro12Med | Retro | Irrigation Hardware | Agriculture | Irrigation | 0.00066476 | 249.9279 | 96.8301 | 90-100 | 80-120 | Thunderbird wheel line systems: Replace leaking hub with new hub | Idaho | 0.099301 | 0.099314 | 0.099331 | 0.099392 | 0.099479 | 0.089632 | 0.071796 | 0.05752 | 0.046089 | 0.036935 | 0.029602 | 0.023727 | 0.01902 | 0.015249 | 0.012226 | 0.0098028 | 6.702e-05 | 2.3993e-05 | 8.1999e-06 | 2.6807e-06 | 0.93656 | 0.90852 | 0.79879 | 0.49682 | 0.75797
Retro12Med | Retro | Irrigation Hardware | Agriculture | Irrigation | 0.00019142 | 71.9671 | 19.3521 | 10-20 | <40 | Wheel line systems: Rebuild or replace leaking or malfunctioning leveler with new or rebuilt leveler. | Idaho | 0.028594 | 0.028597 | 0.028602 | 0.02862 | 0.028645 | 0.02581 | 0.020674 | 0.016563 | 0.013271 | 0.010635 | 0.0085239 | 0.0068323 | 0.0054769 | 0.0043909 | 0.0035205 | 0.0028227 | 1.9298e-05 | 6.9089e-06 | 2.3612e-06 | 7.719e-07 | 0.26968 | 0.26161 | 0.23001 | 0.14306 | 3.7691
Retro12Med | Retro | Irrigation Hardware | Agriculture | Irrigation | 0.00026858 | 100.9774 | 64.6802 | 60-70 | 40-80 | Center pivot/linear move systems: Install new sprinkler package on an existing system. | Idaho | 0.71681 | 0.7169 | 0.71702 | 0.71746 | 0.71809 | 0.64701 | 0.51826 | 0.41521 | 0.33269 | 0.26661 | 0.21368 | 0.17128 | 0.1373 | 0.11007 | 0.088253 | 0.070762 | 0.00048378 | 0.0001732 | 5.9191e-05 | 1.935e-05 | 6.7606 | 6.5581 | 5.7661 | 3.5863 | 1.1338
Retro12Med | Retro | Irrigation Hardware | Agriculture | Irrigation | 2.0502e-05 | 7.7081 | 57.6279 | 50-60 | 40-80 | Center pivot/linear move systems: New gooseneck elbows | Idaho | 0.054717 | 0.054724 | 0.054734 | 0.054767 | 0.054816 | 0.049389 | 0.039562 | 0.031695 | 0.025396 | 0.020352 | 0.016311 | 0.013074 | 0.010481 | 0.0084024 | 0.0067368 | 0.0054016 | 3.693e-05 | 1.3221e-05 | 4.5184e-06 | 1.4771e-06 | 0.51607 | 0.50062 | 0.44015 | 0.27376 | 1.2722
Retro12Med | Retro | Irrigation Hardware | Agriculture | Irrigation | 2.0502e-05 | 7.7081 | 121.2075 | 120-130 | >120 | Center pivot/linear move systems: New drop tubes (3 feet minimum) | Idaho | 0.054717 | 0.054724 | 0.054734 | 0.054767 | 0.054816 | 0.049389 | 0.039562 | 0.031695 | 0.025396 | 0.020352 | 0.016311 | 0.013074 | 0.010481 | 0.0084024 | 0.0067368 | 0.0054016 | 3.693e-05 | 1.3221e-05 | 4.5184e-06 | 1.4771e-06 | 0.51607 | 0.50062 | 0.44015 | 0.27376 | 0.60571
Retro12Med | Retro | Irrigation Hardware | Agriculture | Irrigation | 3.4119e-05 | 12.8275 | 29.125 | 20-30 | <40 | Center pivot/linear move systems: Replace leaking pivot boot gasket with new pivot boot gasket | Idaho | 0.091059 | 0.09107 | 0.091086 | 0.091142 | 0.091222 | 0.082192 | 0.065837 | 0.052745 | 0.042263 | 0.033869 | 0.027145 | 0.021758 | 0.017442 | 0.013983 | 0.011211 | 0.0089891 | 6.1457e-05 | 2.2002e-05 | 7.5193e-06 | 2.4581e-06 | 0.85882 | 0.8331 | 0.73248 | 0.45558 | 2.5109
Retro12Med | Retro | Irrigation Hardware | Agriculture | Irrigation | 8.5298e-06 | 3.2069 | 280.8992 | >140 | >120 | Center pivot/linear move systems: Replace leaking tower gasket with new tower gasket | Idaho | 0.022765 | 0.022768 | 0.022771 | 0.022785 | 0.022805 | 0.020548 | 0.016459 | 0.013186 | 0.010566 | 0.0084672 | 0.0067862 | 0.0054394 | 0.0043604 | 0.0034957 | 0.0028028 | 0.0022473 | 1.5364e-05 | 5.5005e-06 | 1.8798e-06 | 6.1454e-07 | 0.2147 | 0.20828 | 0.18312 | 0.11389 | 0.26155
Retro12Med | Retro | Irrigation Hardware | Agriculture | Irrigation | 2.7419e-05 | 10.3086 | 289.5303 | >140 | >120 | Wheel/hand line systems: Replace worn nozzle with new flow controlling type nozzle for impact sprinklers | Montana | 0.00055404 | 0.00056005 | 0.00056598 | 0.00057207 | 0.00057822 | 0.00052438 | 0.00042272 | 0.00034085 | 0.0002749 | 0.00022175 | 0.00017891 | 0.00014436 | 0.00011649 | 9.4007e-05 | 7.587e-05 | 6.1232e-05 | 4.2136e-07 | 1.5182e-07 | 5.2219e-08 | 1.718e-08 | 0.0060022 | 0.0052865 | 0.004615 | 0.0028303 | 0.25376
Retro12Med | Retro | Irrigation Hardware | Agriculture | Irrigation | 2.7419e-05 | 10.3086 | 108.0535 | 100-110 | 80-120 | Wheel/hand line systems: Replace worn nozzle with new nozzle | Montana | 0.00055404 | 0.00056005 | 0.00056598 | 0.00057207 | 0.00057822 | 0.00052438 | 0.00042272 | 0.00034085 | 0.0002749 | 0.00022175 | 0.00017891 | 0.00014436 | 0.00011649 | 9.4007e-05 | 7.587e-05 | 6.1232e-05 | 4.2136e-07 | 1.5182e-07 | 5.2219e-08 | 1.718e-08 | 0.0060022 | 0.0052865 | 0.004615 | 0.0028303 | 0.67935
Retro12Med | Retro | Irrigation Hardware | Agriculture | Irrigation | 2.4104e-05 | 9.0622 | 587.6077 | >140 | >120 | Wheel/hand line systems: Rebuild or replace leaking impact sprinkler with new or rebuilt impact sprinkler | Montana | 0.0009741 | 0.00098467 | 0.0009951 | 0.0010058 | 0.0010166 | 0.00092196 | 0.00074321 | 0.00059928 | 0.00048333 | 0.00038989 | 0.00031455 | 0.0002538 | 0.00020481 | 0.00016528 | 0.00013339 | 0.00010766 | 7.4083e-07 | 2.6693e-07 | 9.1811e-08 | 3.0205e-08 | 0.010553 | 0.0092946 | 0.008114 | 0.0049763 | 0.12507
Retro12Med | Retro | Irrigation Hardware | Agriculture | Irrigation | 0.00014423 | 54.2242 | 31.0434 | 30-40 | <40 | Wheel/hand line systems: Replace leaking gasket with new gasket | Montana | 0.0058286 | 0.0058918 | 0.0059542 | 0.0060182 | 0.006083 | 0.0055166 | 0.004447 | 0.0035858 | 0.002892 | 0.0023329 | 0.0018821 | 0.0015186 | 0.0012255 | 0.00098897 | 0.00079816 | 0.00064417 | 4.4328e-06 | 1.5972e-06 | 5.4936e-07 | 1.8073e-07 | 0.063144 | 0.055614 | 0.04855 | 0.029776 | 2.3565
Retro12Med | Retro | Irrigation Hardware | Agriculture | Irrigation | 0.00014948 | 56.1996 | 104.8718 | 100-110 | 80-120 | Wheel/hand line systems: Replace leaking drain with new drain | Montana | 0.0060409 | 0.0061064 | 0.0061711 | 0.0062375 | 0.0063046 | 0.0057176 | 0.0046091 | 0.0037165 | 0.0029974 | 0.0024179 | 0.0019507 | 0.001574 | 0.0012701 | 0.001025 | 0.00082724 | 0.00066764 | 4.5942e-06 | 1.6554e-06 | 5.6937e-07 | 1.8732e-07 | 0.065444 | 0.05764 | 0.050319 | 0.03086 | 0.69993
Retro12Med | Retro | Irrigation Hardware | Agriculture | Irrigation | 7.1764e-05 | 26.9805 | 193.037 | >140 | >120 | Wheel/hand line systems: Cut and pipe press repair of leaking hand-lines, wheel-lines, and portable main-lines | Montana | 0.0029001 | 0.0029316 | 0.0029627 | 0.0029945 | 0.0030267 | 0.0027449 | 0.0022127 | 0.0017842 | 0.001439 | 0.0011608 | 0.0009365 | 0.00075564 | 0.00060976 | 0.00049209 | 0.00039714 | 0.00032052 | 2.2056e-06 | 7.9473e-07 | 2.7335e-07 | 8.9928e-08 | 0.031419 | 0.027672 | 0.024157 | 0.014816 | 0.3805
Retro12Med | Retro | Irrigation Hardware | Agriculture | Irrigation | 0.0001242 | 46.6961 | 518.9132 | >140 | >120 | Thunderbird wheel line systems: Replace leaking hub with new hub | Montana | 0.00037784 | 0.00038194 | 0.00038598 | 0.00039013 | 0.00039433 | 0.00035761 | 0.00028828 | 0.00023245 | 0.00018748 | 0.00015123 | 0.00012201 | 9.8446e-05 | 7.9441e-05 | 6.411e-05 | 5.1741e-05 | 4.1758e-05 | 2.8735e-07 | 1.0354e-07 | 3.5612e-08 | 1.1716e-08 | 0.0040933 | 0.0036052 | 0.0031473 | 0.0019302 | 0.14162
Retro12Med | Retro | Irrigation Hardware | Agriculture | Irrigation | 3.5765e-05 | 13.4462 | 104.2338 | 100-110 | 80-120 | Wheel line systems: Rebuild or replace leaking or malfunctioning leveler with new or rebuilt leveler. | Montana | 0.0001088 | 0.00010998 | 0.00011114 | 0.00011234 | 0.00011355 | 0.00010298 | 8.3011e-05 | 6.6935e-05 | 5.3984e-05 | 4.3547e-05 | 3.5133e-05 | 2.8348e-05 | 2.2875e-05 | 1.8461e-05 | 1.4899e-05 | 1.2024e-05 | 8.2744e-08 | 2.9814e-08 | 1.0255e-08 | 3.3736e-09 | 0.0011787 | 0.0010381 | 0.00090626 | 0.00055581 | 0.70421
Retro12Med | Retro | Irrigation Hardware | Agriculture | Irrigation | 5.9297e-05 | 22.2934 | 293.5004 | >140 | >120 | Center pivot/linear move systems: Install new sprinkler package on an existing system. | Montana | 0.0076374 | 0.0077202 | 0.007802 | 0.0078859 | 0.0079708 | 0.0072286 | 0.0058271 | 0.0046987 | 0.0037895 | 0.0030569 | 0.0024662 | 0.0019899 | 0.0016058 | 0.0012959 | 0.0010459 | 0.00084408 | 5.8084e-06 | 2.0929e-06 | 7.1984e-07 | 2.3682e-07 | 0.08274 | 0.072874 | 0.063617 | 0.039016 | 0.25033
Retro12Med | Retro | Irrigation Hardware | Agriculture | Irrigation | 4.5264e-06 | 1.7018 | 261.5573 | >140 | >120 | Center pivot/linear move systems: New gooseneck elbows | Montana | 0.000583 | 0.00058933 | 0.00059557 | 0.00060197 | 0.00060845 | 0.0005518 | 0.00044482 | 0.00035867 | 0.00028928 | 0.00023335 | 0.00018826 | 0.0001519 | 0.00012258 | 9.8922e-05 | 7.9836e-05 | 6.4433e-05 | 4.4339e-07 | 1.5976e-07 | 5.4949e-08 | 1.8078e-08 | 0.006316 | 0.0055628 | 0.0048562 | 0.0029783 | 0.28088
Retro12Med | Retro | Irrigation Hardware | Agriculture | Irrigation | 4.5264e-06 | 1.7018 | 549.5394 | >140 | >120 | Center pivot/linear move systems: New drop tubes (3 feet minimum) | Montana | 0.000583 | 0.00058933 | 0.00059557 | 0.00060197 | 0.00060845 | 0.0005518 | 0.00044482 | 0.00035867 | 0.00028928 | 0.00023335 | 0.00018826 | 0.0001519 | 0.00012258 | 9.8922e-05 | 7.9836e-05 | 6.4433e-05 | 4.4339e-07 | 1.5976e-07 | 5.4949e-08 | 1.8078e-08 | 0.006316 | 0.0055628 | 0.0048562 | 0.0029783 | 0.13373
Retro12Med | Retro | Irrigation Hardware | Agriculture | Irrigation | 7.5327e-06 | 2.832 | 132.4542 | 130-140 | >120 | Center pivot/linear move systems: Replace leaking pivot boot gasket with new pivot boot gasket | Montana | 0.00097021 | 0.00098073 | 0.00099112 | 0.0010018 | 0.0010126 | 0.00091828 | 0.00074024 | 0.00059689 | 0.0004814 | 0.00038833 | 0.00031329 | 0.00025279 | 0.00020399 | 0.00016462 | 0.00013286 | 0.00010723 | 7.3787e-07 | 2.6587e-07 | 9.1445e-08 | 3.0084e-08 | 0.010511 | 0.0092574 | 0.0080815 | 0.0049564 | 0.55434
Retro12Med | Retro | Irrigation Hardware | Agriculture | Irrigation | 1.8832e-06 | 0.708 | 1272.859 | >140 | >120 | Center pivot/linear move systems: Replace leaking tower gasket with new tower gasket | Montana | 0.00024255 | 0.00024518 | 0.00024778 | 0.00025044 | 0.00025314 | 0.00022957 | 0.00018506 | 0.00014922 | 0.00012035 | 9.7082e-05 | 7.8324e-05 | 6.3197e-05 | 5.0997e-05 | 4.1155e-05 | 3.3215e-05 | 2.6807e-05 | 1.8447e-07 | 6.6467e-08 | 2.2861e-08 | 7.5211e-09 | 0.0026277 | 0.0023144 | 0.0020204 | 0.0012391 | 0.057744
Retro12Med | Retro | Irrigation Hardware | Agriculture | Irrigation | 0.00020164 | 75.8076 | 39.241 | 30-40 | <40 | Wheel/hand line systems: Replace worn nozzle with new flow controlling type nozzle for impact sprinklers | Washington | 0.020268 | 0.020484 | 0.020708 | 0.020939 | 0.021319 | 0.019425 | 0.015725 | 0.012735 | 0.010308 | 0.0084091 | 0.0068053 | 0.0055049 | 0.0044542 | 0.0036025 | 0.0029337 | 0.0023745 | 1.639e-05 | 5.923e-06 | 2.0423e-06 | 6.785e-07 | 0.23705 | 0.19602 | 0.17032 | 0.10372 | 1.8661
Retro12Med | Retro | Irrigation Hardware | Agriculture | Irrigation | 0.00020164 | 75.8076 | 14.5631 | 10-20 | <40 | Wheel/hand line systems: Replace worn nozzle with new nozzle | Washington | 0.020268 | 0.020484 | 0.020708 | 0.020939 | 0.021319 | 0.019425 | 0.015725 | 0.012735 | 0.010308 | 0.0084091 | 0.0068053 | 0.0055049 | 0.0044542 | 0.0036025 | 0.0029337 | 0.0023745 | 1.639e-05 | 5.923e-06 | 2.0423e-06 | 6.785e-07 | 0.23705 | 0.19602 | 0.17032 | 0.10372 | 4.9958
Retro12Med | Retro | Irrigation Hardware | Agriculture | Irrigation | 0.00017726 | 66.6419 | 79.7748 | 70-80 | 40-80 | Wheel/hand line systems: Rebuild or replace leaking impact sprinkler with new or rebuilt impact sprinkler | Washington | 0.035635 | 0.036015 | 0.036408 | 0.036815 | 0.037482 | 0.034152 | 0.027648 | 0.02239 | 0.018124 | 0.014785 | 0.011965 | 0.0096786 | 0.0078314 | 0.0063339 | 0.005158 | 0.0041748 | 2.8817e-05 | 1.0414e-05 | 3.5907e-06 | 1.1929e-06 | 0.41678 | 0.34464 | 0.29945 | 0.18235 | 0.91971
Retro12Med | Retro | Irrigation Hardware | Agriculture | Irrigation | 0.0010606 | 398.7544 | 4.0909 | 0-10 | <40 | Wheel/hand line systems: Replace leaking gasket with new gasket | Washington | 0.21322 | 0.21549 | 0.21785 | 0.22028 | 0.22427 | 0.20435 | 0.16543 | 0.13397 | 0.10845 | 0.088465 | 0.071592 | 0.057912 | 0.046859 | 0.037899 | 0.030863 | 0.02498 | 0.00017243 | 6.2311e-05 | 2.1485e-05 | 7.1379e-06 | 2.4938 | 2.0622 | 1.7918 | 1.0911 | 17.3289
Retro12Med | Retro | Irrigation Hardware | Agriculture | Irrigation | 0.0010993 | 413.2807 | 14.1304 | 10-20 | <40 | Wheel/hand line systems: Replace leaking drain with new drain | Washington | 0.22099 | 0.22334 | 0.22579 | 0.22831 | 0.23244 | 0.21179 | 0.17146 | 0.13885 | 0.1124 | 0.091688 | 0.0742 | 0.060022 | 0.048566 | 0.03928 | 0.031987 | 0.02589 | 0.00017871 | 6.4581e-05 | 2.2268e-05 | 7.398e-06 | 2.5847 | 2.1373 | 1.8571 | 1.1309 | 5.1471
Retro12Med | Retro | Irrigation Hardware | Agriculture | Irrigation | 0.00052774 | 198.4097 | 26.1195 | 20-30 | <40 | Wheel/hand line systems: Cut and pipe press repair of leaking hand-lines, wheel-lines, and portable main-lines | Washington | 0.10609 | 0.10722 | 0.1084 | 0.10961 | 0.11159 | 0.10168 | 0.082315 | 0.066661 | 0.05396 | 0.044018 | 0.035622 | 0.028816 | 0.023316 | 0.018858 | 0.015357 | 0.012429 | 8.5794e-05 | 3.1004e-05 | 1.069e-05 | 3.5517e-06 | 1.2409 | 1.0261 | 0.89155 | 0.54292 | 2.7981
Retro12Med | Retro | Irrigation Hardware | Agriculture | Irrigation | 0.00091337 | 343.3941 | 70.4334 | 70-80 | 40-80 | Thunderbird wheel line systems: Replace leaking hub with new hub | Washington | 0.021451 | 0.02168 | 0.021917 | 0.022161 | 0.022563 | 0.020558 | 0.016643 | 0.013478 | 0.01091 | 0.0088999 | 0.0072025 | 0.0058262 | 0.0047142 | 0.0038128 | 0.0031049 | 0.0025131 | 1.7347e-05 | 6.2687e-06 | 2.1615e-06 | 7.181e-07 | 0.25089 | 0.20746 | 0.18026 | 0.10977 | 1.0414
Retro12Med | Retro | Irrigation Hardware | Agriculture | Irrigation | 0.00026301 | 98.8809 | 14.0436 | 10-20 | <40 | Wheel line systems: Rebuild or replace leaking or malfunctioning leveler with new or rebuilt leveler. | Washington | 0.0061768 | 0.0062427 | 0.0063109 | 0.0063814 | 0.006497 | 0.0059198 | 0.0047924 | 0.003881 | 0.0031416 | 0.0025627 | 0.002074 | 0.0016777 | 0.0013575 | 0.0010979 | 0.00089407 | 0.00072365 | 4.995e-06 | 1.8051e-06 | 6.224e-07 | 2.0678e-07 | 0.072244 | 0.059739 | 0.051906 | 0.031609 | 5.1786
Retro12Med | Retro | Irrigation Hardware | Agriculture | Irrigation | 0.00034858 | 131.0532 | 49.8019 | 40-50 | 40-80 | Center pivot/linear move systems: Install new sprinkler package on an existing system. | Washington | 0.41311 | 0.41752 | 0.42208 | 0.4268 | 0.43453 | 0.39592 | 0.32052 | 0.25957 | 0.21011 | 0.1714 | 0.13871 | 0.1122 | 0.090789 | 0.073429 | 0.059797 | 0.048399 | 0.00033407 | 0.00012073 | 4.1627e-05 | 1.383e-05 | 4.8318 | 3.9954 | 3.4716 | 2.114 | 1.4716
Retro12Med | Retro | Irrigation Hardware | Agriculture | Irrigation | 2.6609e-05 | 10.004 | 44.3681 | 40-50 | 40-80 | Center pivot/linear move systems: New gooseneck elbows | Washington | 0.031535 | 0.031871 | 0.03222 | 0.03258 | 0.03317 | 0.030223 | 0.024467 | 0.019814 | 0.016039 | 0.013084 | 0.010588 | 0.0085651 | 0.0069304 | 0.0056052 | 0.0045646 | 0.0036945 | 2.5501e-05 | 9.2157e-06 | 3.1776e-06 | 1.0557e-06 | 0.36883 | 0.30499 | 0.265 | 0.16138 | 1.6512
Retro12Med | Retro | Irrigation Hardware | Agriculture | Irrigation | 2.6609e-05 | 10.004 | 93.3565 | 90-100 | 80-120 | Center pivot/linear move systems: New drop tubes (3 feet minimum) | Washington | 0.031535 | 0.031871 | 0.03222 | 0.03258 | 0.03317 | 0.030223 | 0.024467 | 0.019814 | 0.016039 | 0.013084 | 0.010588 | 0.0085651 | 0.0069304 | 0.0056052 | 0.0045646 | 0.0036945 | 2.5501e-05 | 9.2157e-06 | 3.1776e-06 | 1.0557e-06 | 0.36883 | 0.30499 | 0.265 | 0.16138 | 0.78612
Retro12Med | Retro | Irrigation Hardware | Agriculture | Irrigation | 4.4281e-05 | 16.6482 | 22.4064 | 20-30 | <40 | Center pivot/linear move systems: Replace leaking pivot boot gasket with new pivot boot gasket | Washington | 0.052479 | 0.053039 | 0.053619 | 0.054218 | 0.0552 | 0.050296 | 0.040717 | 0.032974 | 0.026692 | 0.021774 | 0.017621 | 0.014254 | 0.011533 | 0.009328 | 0.0075962 | 0.0061483 | 4.2438e-05 | 1.5336e-05 | 5.288e-06 | 1.7568e-06 | 0.6138 | 0.50755 | 0.44101 | 0.26855 | 3.2587
Retro12Med | Retro | Irrigation Hardware | Agriculture | Irrigation | 1.107e-05 | 4.162 | 216.4001 | >140 | >120 | Center pivot/linear move systems: Replace leaking tower gasket with new tower gasket | Washington | 0.01312 | 0.01326 | 0.013405 | 0.013554 | 0.0138 | 0.012574 | 0.010179 | 0.0082435 | 0.0066729 | 0.0054434 | 0.0044052 | 0.0035634 | 0.0028833 | 0.002332 | 0.001899 | 0.0015371 | 1.061e-05 | 3.8341e-06 | 1.322e-06 | 4.3921e-07 | 0.15345 | 0.12689 | 0.11025 | 0.067138 | 0.33945
Retro12Med | Retro | Irrigation Hardware | Agriculture | Irrigation | 0.00020164 | 75.8076 | 39.241 | 30-40 | <40 | Wheel/hand line systems: Replace worn nozzle with new flow controlling type nozzle for impact sprinklers | Oregon | 0.045063 | 0.045518 | 0.045976 | 0.04649 | 0.047411 | 0.043185 | 0.034965 | 0.028331 | 0.022938 | 0.018742 | 0.015172 | 0.012281 | 0.0099333 | 0.0080395 | 0.0065578 | 0.0053095 | 3.6672e-05 | 1.3261e-05 | 4.5738e-06 | 1.5227e-06 | 0.532 | 0.43597 | 0.37862 | 0.23046 | 1.8661
Retro12Med | Retro | Irrigation Hardware | Agriculture | Irrigation | 0.00020164 | 75.8076 | 14.5631 | 10-20 | <40 | Wheel/hand line systems: Replace worn nozzle with new nozzle | Oregon | 0.045063 | 0.045518 | 0.045976 | 0.04649 | 0.047411 | 0.043185 | 0.034965 | 0.028331 | 0.022938 | 0.018742 | 0.015172 | 0.012281 | 0.0099333 | 0.0080395 | 0.0065578 | 0.0053095 | 3.6672e-05 | 1.3261e-05 | 4.5738e-06 | 1.5227e-06 | 0.532 | 0.43597 | 0.37862 | 0.23046 | 4.9958
Retro12Med | Retro | Irrigation Hardware | Agriculture | Irrigation | 0.00017726 | 66.6419 | 79.7748 | 70-80 | 40-80 | Wheel/hand line systems: Rebuild or replace leaking impact sprinkler with new or rebuilt impact sprinkler | Oregon | 0.079228 | 0.080029 | 0.080834 | 0.081738 | 0.083356 | 0.075927 | 0.061475 | 0.049811 | 0.040329 | 0.032953 | 0.026675 | 0.021592 | 0.017465 | 0.014135 | 0.01153 | 0.0093351 | 6.4476e-05 | 2.3315e-05 | 8.0417e-06 | 2.6772e-06 | 0.93535 | 0.76651 | 0.66568 | 0.40519 | 0.91971
Retro12Med | Retro | Irrigation Hardware | Agriculture | Irrigation | 0.0010606 | 398.7544 | 4.0909 | 0-10 | <40 | Wheel/hand line systems: Replace leaking gasket with new gasket | Oregon | 0.47407 | 0.47886 | 0.48368 | 0.48908 | 0.49877 | 0.45431 | 0.36784 | 0.29804 | 0.24131 | 0.19717 | 0.15961 | 0.1292 | 0.1045 | 0.084577 | 0.06899 | 0.055857 | 0.00038579 | 0.00013951 | 4.8118e-05 | 1.6019e-05 | 5.5967 | 4.5864 | 3.9831 | 2.4244 | 17.3289
Retro12Med | Retro | Irrigation Hardware | Agriculture | Irrigation | 0.0010993 | 413.2807 | 14.1304 | 10-20 | <40 | Wheel/hand line systems: Replace leaking drain with new drain | Oregon | 0.49134 | 0.4963 | 0.5013 | 0.5069 | 0.51694 | 0.47086 | 0.38124 | 0.3089 | 0.2501 | 0.20436 | 0.16542 | 0.1339 | 0.10831 | 0.087658 | 0.071503 | 0.057892 | 0.00039985 | 0.00014459 | 4.987e-05 | 1.6603e-05 | 5.8006 | 4.7535 | 4.1282 | 2.5128 | 5.1471
Retro12Med | Retro | Irrigation Hardware | Agriculture | Irrigation | 0.00052774 | 198.4097 | 26.1195 | 20-30 | <40 | Wheel/hand line systems: Cut and pipe press repair of leaking hand-lines, wheel-lines, and portable main-lines | Oregon | 0.23588 | 0.23827 | 0.24066 | 0.24335 | 0.24817 | 0.22605 | 0.18303 | 0.1483 | 0.12007 | 0.098108 | 0.079418 | 0.064285 | 0.051996 | 0.042083 | 0.034327 | 0.027793 | 0.00019196 | 6.9414e-05 | 2.3942e-05 | 7.9707e-06 | 2.7848 | 2.2821 | 1.9819 | 1.2063 | 2.7981
Retro12Med | Retro | Irrigation Hardware | Agriculture | Irrigation | 0.00091337 | 343.3941 | 70.4334 | 70-80 | 40-80 | Thunderbird wheel line systems: Replace leaking hub with new hub | Oregon | 0.065822 | 0.066487 | 0.067156 | 0.067907 | 0.069252 | 0.063079 | 0.051073 | 0.041382 | 0.033505 | 0.027377 | 0.022161 | 0.017938 | 0.014509 | 0.011743 | 0.0095789 | 0.0077555 | 5.3566e-05 | 1.937e-05 | 6.6809e-06 | 2.2242e-06 | 0.77708 | 0.63681 | 0.55304 | 0.33662 | 1.0414
Retro12Med | Retro | Irrigation Hardware | Agriculture | Irrigation | 0.00026301 | 98.8809 | 14.0436 | 10-20 | <40 | Wheel line systems: Rebuild or replace leaking or malfunctioning leveler with new or rebuilt leveler. | Oregon | 0.018954 | 0.019145 | 0.019338 | 0.019554 | 0.019941 | 0.018164 | 0.014706 | 0.011916 | 0.0096479 | 0.0078831 | 0.0063813 | 0.0051654 | 0.004178 | 0.0033815 | 0.0027583 | 0.0022332 | 1.5424e-05 | 5.5775e-06 | 1.9238e-06 | 6.4046e-07 | 0.22376 | 0.18337 | 0.15925 | 0.096931 | 5.1786
Retro12Med | Retro | Irrigation Hardware | Agriculture | Irrigation | 0.00034858 | 131.0532 | 49.8019 | 40-50 | 40-80 | Center pivot/linear move systems: Install new sprinkler package on an existing system. | Oregon | 0.22663 | 0.22892 | 0.23122 | 0.23381 | 0.23844 | 0.21718 | 0.17585 | 0.14248 | 0.11536 | 0.094259 | 0.076302 | 0.061762 | 0.049956 | 0.040432 | 0.032981 | 0.026703 | 0.00018443 | 6.6691e-05 | 2.3003e-05 | 7.658e-06 | 2.6755 | 2.1926 | 1.9041 | 1.159 | 1.4716
Retro12Med | Retro | Irrigation Hardware | Agriculture | Irrigation | 2.6609e-05 | 10.004 | 44.3681 | 40-50 | 40-80 | Center pivot/linear move systems: New gooseneck elbows | Oregon | 0.0173 | 0.017475 | 0.01765 | 0.017848 | 0.018201 | 0.016579 | 0.013423 | 0.010876 | 0.008806 | 0.0071953 | 0.0058245 | 0.0047146 | 0.0038134 | 0.0030864 | 0.0025176 | 0.0020383 | 1.4078e-05 | 5.0909e-06 | 1.7559e-06 | 5.8457e-07 | 0.20424 | 0.16737 | 0.14535 | 0.088473 | 1.6512
Retro12Med | Retro | Irrigation Hardware | Agriculture | Irrigation | 2.6609e-05 | 10.004 | 93.3565 | 90-100 | 80-120 | Center pivot/linear move systems: New drop tubes (3 feet minimum) | Oregon | 0.0173 | 0.017475 | 0.01765 | 0.017848 | 0.018201 | 0.016579 | 0.013423 | 0.010876 | 0.008806 | 0.0071953 | 0.0058245 | 0.0047146 | 0.0038134 | 0.0030864 | 0.0025176 | 0.0020383 | 1.4078e-05 | 5.0909e-06 | 1.7559e-06 | 5.8457e-07 | 0.20424 | 0.16737 | 0.14535 | 0.088473 | 0.78612
Retro12Med | Retro | Irrigation Hardware | Agriculture | Irrigation | 4.4281e-05 | 16.6482 | 22.4064 | 20-30 | <40 | Center pivot/linear move systems: Replace leaking pivot boot gasket with new pivot boot gasket | Oregon | 0.028789 | 0.029081 | 0.029373 | 0.029701 | 0.03029 | 0.02759 | 0.022338 | 0.0181 | 0.014655 | 0.011974 | 0.0096929 | 0.0078459 | 0.0063462 | 0.0051363 | 0.0041897 | 0.0033921 | 2.3429e-05 | 8.472e-06 | 2.9221e-06 | 9.7283e-07 | 0.33988 | 0.27853 | 0.24189 | 0.14723 | 3.2587
Retro12Med | Retro | Irrigation Hardware | Agriculture | Irrigation | 1.107e-05 | 4.162 | 216.4001 | >140 | >120 | Center pivot/linear move systems: Replace leaking tower gasket with new tower gasket | Oregon | 0.0071974 | 0.0072701 | 0.0073433 | 0.0074253 | 0.0075724 | 0.0068975 | 0.0055846 | 0.004525 | 0.0036636 | 0.0029935 | 0.0024232 | 0.0019615 | 0.0015865 | 0.0012841 | 0.0010474 | 0.00084803 | 5.8572e-06 | 2.118e-06 | 7.3053e-07 | 2.4321e-07 | 0.084971 | 0.069632 | 0.060473 | 0.036808 | 0.33945
Retro12Med | Retro | Irrigation Motor | Agriculture | Motors/Drives | 0.0022804 | 857.3538 | 25.0436 | 20-30 | <40 | Montana Wells Green Motors Program Rewind vs. Standard Practice: Motor size 50HP | Montana | 0.0076779 | 0.0077612 | 0.0078434 | 0.0079277 | 0.008013 | 0.0072669 | 0.005858 | 0.0047236 | 0.0038096 | 0.0030731 | 0.0024793 | 0.0020005 | 0.0016143 | 0.0013028 | 0.0010514 | 0.00084856 | 5.8392e-06 | 2.104e-06 | 7.2366e-07 | 2.3808e-07 | 0.083179 | 0.07326 | 0.063955 | 0.039223 | 2.9176
Retro12Med | Retro | Irrigation Motor | Agriculture | Motors/Drives | 0.0022804 | 857.3538 | 25.0436 | 20-30 | <40 | Oregon River Green Motors Program Rewind vs. Standard Practice: Motor size 50HP | Oregon | 0.042396 | 0.042824 | 0.043255 | 0.043739 | 0.044605 | 0.040629 | 0.032896 | 0.026654 | 0.021581 | 0.017633 | 0.014274 | 0.011554 | 0.0093455 | 0.0075638 | 0.0061697 | 0.0049953 | 3.4502e-05 | 1.2476e-05 | 4.3032e-06 | 1.4326e-06 | 0.50052 | 0.41017 | 0.35621 | 0.21682 | 2.9176
Retro12Med | Retro | Irrigation Motor | Agriculture | Motors/Drives | 0.0021764 | 818.26 | 28.9687 | 20-30 | <40 | Oregon Wells Green Motors Program Rewind vs. Standard Practice: Motor size 60HP | Oregon | 0.03869 | 0.039081 | 0.039475 | 0.039916 | 0.040706 | 0.037078 | 0.030021 | 0.024324 | 0.019694 | 0.016092 | 0.013026 | 0.010544 | 0.0085286 | 0.0069027 | 0.0056305 | 0.0045587 | 3.1486e-05 | 1.1386e-05 | 3.9271e-06 | 1.3074e-06 | 0.45677 | 0.37432 | 0.32508 | 0.19787 | 2.5243
Retro12Med | Retro | Irrigation Motor | Agriculture | Motors/Drives | 0.0021764 | 818.26 | 28.9687 | 20-30 | <40 | Idaho River Green Motors Program Rewind vs. Standard Practice: Motor size 60HP | Idaho | 0.052275 | 0.052282 | 0.052291 | 0.052323 | 0.052369 | 0.047185 | 0.037796 | 0.03028 | 0.024263 | 0.019444 | 0.015583 | 0.012491 | 0.010013 | 0.0080274 | 0.0064361 | 0.0051605 | 3.5281e-05 | 1.2631e-05 | 4.3167e-06 | 1.4112e-06 | 0.49303 | 0.47827 | 0.42051 | 0.26154 | 2.5243
Retro12Med | Retro | Irrigation Motor | Agriculture | Motors/Drives | 0.0029564 | 1111.4974 | 27.8383 | 20-30 | <40 | Washington Wells Green Motors Program Rewind vs. Standard Practice: Motor size 100HP | Washington | 0.041374 | 0.041815 | 0.042272 | 0.042744 | 0.043518 | 0.039652 | 0.0321 | 0.025996 | 0.021043 | 0.017166 | 0.013892 | 0.011237 | 0.0090926 | 0.007354 | 0.0059887 | 0.0048472 | 3.3458e-05 | 1.2091e-05 | 4.169e-06 | 1.3851e-06 | 0.4839 | 0.40014 | 0.34768 | 0.21172 | 2.6263
Retro12Med | Retro | Irrigation Motor | Agriculture | Motors/Drives | 0.0039125 | 1470.962 | 28.2079 | 20-30 | <40 | Idaho Wells Green Motors Program Rewind vs. Standard Practice: Motor size 150HP | Idaho | 0.073919 | 0.073928 | 0.073941 | 0.073986 | 0.074052 | 0.066721 | 0.053445 | 0.042817 | 0.034308 | 0.027494 | 0.022035 | 0.017662 | 0.014159 | 0.011351 | 0.0091009 | 0.0072972 | 4.9889e-05 | 1.7861e-05 | 6.1039e-06 | 1.9955e-06 | 0.69717 | 0.67629 | 0.59461 | 0.36983 | 2.5921
Retro12Med | Retro | Irrigation Motor | Agriculture | Motors/Drives | 0.0021209 | 797.3899 | 24.5137 | 20-30 | <40 | Montana River Green Motors Program Rewind vs. Standard Practice: Motor size 40HP | Montana | 0.024053 | 0.024314 | 0.024571 | 0.024836 | 0.025103 | 0.022765 | 0.018352 | 0.014798 | 0.011935 | 0.0096272 | 0.007767 | 0.006267 | 0.0050572 | 0.0040812 | 0.0032938 | 0.0026583 | 1.8293e-05 | 6.5913e-06 | 2.267e-06 | 7.4583e-07 | 0.26058 | 0.22951 | 0.20035 | 0.12288 | 2.9803
Retro12Med | Retro | Irrigation Motor | Agriculture | Motors/Drives | 0.0022398 | 842.0744 | 31.1741 | 30-40 | <40 | Washington River Green Motors Program Rewind vs. Standard Practice: Motor size 75HP | Washington | 0.037502 | 0.037901 | 0.038316 | 0.038744 | 0.039446 | 0.035941 | 0.029096 | 0.023563 | 0.019074 | 0.015559 | 0.012592 | 0.010186 | 0.0082417 | 0.0066658 | 0.0054282 | 0.0043936 | 3.0326e-05 | 1.0959e-05 | 3.7788e-06 | 1.2554e-06 | 0.43862 | 0.3627 | 0.31514 | 0.19191 | 2.3466
LO12Med | NR | Irrigation Water Mgmt | Agriculture | Irrigation | 0.00073937 | 277.9769 | 24.2835 | 20-30 | <40 | Mattawa (PRD) _ Alfalfa | SIS | 0.075965 | 0.15355 | 0.23284 | 0.31393 | 0.1122 | 0 | 0 | 0 | 0 | 0 | 0 | 0 | 0 | 0 | 0 | 0 | 0 | 0 | 0 | 0 | 0.88849 | 0.88849 | 0.88849 | 0.88849 | 2.0664
LO12Med | NR | Irrigation Water Mgmt | Agriculture | Irrigation | 0.00072115 | 271.1286 | 24.9007 | 20-30 | <40 | Pasco (Richland) _ Alfalfa | SIS | 0.049023 | 0.099092 | 0.15026 | 0.20259 | 0.072409 | 0 | 0 | 0 | 0 | 0 | 0 | 0 | 0 | 0 | 0 | 0 | 0 | 0 | 0 | 0 | 0.57337 | 0.57337 | 0.57337 | 0.57337 | 2.027
LO12Med | NR | Irrigation Water Mgmt | Agriculture | Irrigation | 0.0007104 | 267.0848 | 25.28 | 20-30 | <40 | Moses Lake (Ephrata) _ Alfalfa | SIS | 0.17994 | 0.36372 | 0.55154 | 0.74361 | 0.26578 | 0 | 0 | 0 | 0 | 0 | 0 | 0 | 0 | 0 | 0 | 0 | 0 | 0 | 0 | 0 | 2.1046 | 2.1046 | 2.1046 | 2.1046 | 2.0038
LO12Med | NR | Irrigation Water Mgmt | Agriculture | Irrigation | 0.00068368 | 257.0406 | 26.2737 | 20-30 | <40 | Royal City (Smyrna) _ Alfalfa | SIS | 0.082807 | 0.16738 | 0.25382 | 0.3422 | 0.12231 | 0 | 0 | 0 | 0 | 0 | 0 | 0 | 0 | 0 | 0 | 0 | 0 | 0 | 0 | 0 | 0.96851 | 0.96851 | 0.96851 | 0.96851 | 1.9461
LO12Med | NR | Irrigation Water Mgmt | Agriculture | Irrigation | 0.0006672 | 250.8445 | 26.9265 | 20-30 | <40 | Quincy _ Alfalfa | SIS | 0.10905 | 0.22042 | 0.33424 | 0.45063 | 0.16106 | 0 | 0 | 0 | 0 | 0 | 0 | 0 | 0 | 0 | 0 | 0 | 0 | 0 | 0 | 0 | 1.2754 | 1.2754 | 1.2754 | 1.2754 | 1.9105
LO12Med | NR | Irrigation Water Mgmt | Agriculture | Irrigation | 0.000662 | 248.8878 | 27.1393 | 20-30 | <40 | Connell _ Alfalfa | SIS | 0.010967 | 0.022167 | 0.033615 | 0.04532 | 0.016198 | 0 | 0 | 0 | 0 | 0 | 0 | 0 | 0 | 0 | 0 | 0 | 0 | 0 | 0 | 0 | 0.12827 | 0.12827 | 0.12827 | 0.12827 | 1.8992
LO12Med | NR | Irrigation Water Mgmt | Agriculture | Irrigation | 0.0006561 | 246.6703 | 27.3847 | 20-30 | <40 | Othello _ Alfalfa | SIS | 0.060525 | 0.12234 | 0.18552 | 0.25012 | 0.089397 | 0 | 0 | 0 | 0 | 0 | 0 | 0 | 0 | 0 | 0 | 0 | 0 | 0 | 0 | 0 | 0.7079 | 0.7079 | 0.7079 | 0.7079 | 1.8865
LO12Med | NR | Irrigation Water Mgmt | Agriculture | Irrigation | 0.0006417 | 241.2568 | 28.0025 | 20-30 | <40 | Lind _ Alfalfa | SIS | 0.015137 | 0.030596 | 0.046395 | 0.062552 | 0.022357 | 0 | 0 | 0 | 0 | 0 | 0 | 0 | 0 | 0 | 0 | 0 | 0 | 0 | 0 | 0 | 0.17704 | 0.17704 | 0.17704 | 0.17704 | 1.8554
LO12Med | NR | Irrigation Water Mgmt | Agriculture | Irrigation | 0.00063893 | 240.2133 | 28.1248 | 20-30 | <40 | Eltopia _ Alfalfa | SIS | 0.065977 | 0.13336 | 0.20223 | 0.27265 | 0.09745 | 0 | 0 | 0 | 0 | 0 | 0 | 0 | 0 | 0 | 0 | 0 | 0 | 0 | 0 | 0 | 0.77167 | 0.77167 | 0.77167 | 0.77167 | 1.8494
LO12Med | NR | Irrigation Water Mgmt | Agriculture | Irrigation | 0.00063893 | 240.2133 | 28.1248 | 20-30 | <40 | Odessa _ Alfalfa | SIS | 0.0076576 | 0.015478 | 0.023471 | 0.031645 | 0.011311 | 0 | 0 | 0 | 0 | 0 | 0 | 0 | 0 | 0 | 0 | 0 | 0 | 0 | 0 | 0 | 0.089563 | 0.089563 | 0.089563 | 0.089563 | 1.8494
LO12Med | NR | Irrigation Water Mgmt | Agriculture | Irrigation | 0.00048696 | 183.0787 | 36.9491 | 30-40 | <40 | Ritzville _ Alfalfa | SIS | 0.0044706 | 0.0090366 | 0.013703 | 0.018475 | 0.0066033 | 0 | 0 | 0 | 0 | 0 | 0 | 0 | 0 | 0 | 0 | 0 | 0 | 0 | 0 | 0 | 0.052289 | 0.052289 | 0.052289 | 0.052289 | 1.5211
LO12Med | NR | Irrigation Water Mgmt | Agriculture | Irrigation | 0.00045903 | 172.5779 | 39.2065 | 30-40 | <40 | Wilbur _ Alfalfa | SIS | 0.0050707 | 0.01025 | 0.015542 | 0.020955 | 0.0074896 | 0 | 0 | 0 | 0 | 0 | 0 | 0 | 0 | 0 | 0 | 0 | 0 | 0 | 0 | 0 | 0.059307 | 0.059307 | 0.059307 | 0.059307 | 1.4607
LO12Med | NR | Irrigation Water Mgmt | Agriculture | Irrigation | 0.00073729 | 277.1943 | 24.3525 | 20-30 | <40 | Mattawa (PRD) _ Mint | SIS | 0.00046493 | 0.00093978 | 0.0014251 | 0.0019213 | 0.00068672 | 0 | 0 | 0 | 0 | 0 | 0 | 0 | 0 | 0 | 0 | 0 | 0 | 0 | 0 | 0 | 0.0054379 | 0.0054379 | 0.0054379 | 0.0054379 | 2.0619
LO12Med | NR | Irrigation Water Mgmt | Agriculture | Irrigation | 0.00071664 | 269.4328 | 25.0584 | 20-30 | <40 | Pasco (Richland) _ Mint | SIS | 0 | 0 | 0 | 0 | 0 | 0 | 0 | 0 | 0 | 0 | 0 | 0 | 0 | 0 | 0 | 0 | 0 | 0 | 0 | 0 | 0 | 0 | 0 | 0 | 2.0173
LO12Med | NR | Irrigation Water Mgmt | Agriculture | Irrigation | 0.00070728 | 265.9108 | 25.3923 | 20-30 | <40 | Moses Lake (Ephrata) _ Mint | SIS | 0.0073775 | 0.014912 | 0.022613 | 0.030488 | 0.010897 | 0 | 0 | 0 | 0 | 0 | 0 | 0 | 0 | 0 | 0 | 0 | 0 | 0 | 0 | 0 | 0.086287 | 0.086287 | 0.086287 | 0.086287 | 1.997
LO12Med | NR | Irrigation Water Mgmt | Agriculture | Irrigation | 0.00067987 | 255.6057 | 26.4221 | 20-30 | <40 | Royal City (Smyrna) _ Mint | SIS | 0.0053641 | 0.010843 | 0.016442 | 0.022167 | 0.0079229 | 0 | 0 | 0 | 0 | 0 | 0 | 0 | 0 | 0 | 0 | 0 | 0 | 0 | 0 | 0 | 0.062738 | 0.062738 | 0.062738 | 0.062738 | 1.9378
LO12Med | NR | Irrigation Water Mgmt | Agriculture | Irrigation | 0.00066252 | 249.0835 | 27.1179 | 20-30 | <40 | Quincy _ Mint | SIS | 0.0030252 | 0.006115 | 0.0092728 | 0.012502 | 0.0044684 | 0 | 0 | 0 | 0 | 0 | 0 | 0 | 0 | 0 | 0 | 0 | 0 | 0 | 0 | 0 | 0.035383 | 0.035383 | 0.035383 | 0.035383 | 1.9003
LO12Med | NR | Irrigation Water Mgmt | Agriculture | Irrigation | 0.00066096 | 248.4965 | 27.1823 | 20-30 | <40 | Connell _ Mint | SIS | 0 | 0 | 0 | 0 | 0 | 0 | 0 | 0 | 0 | 0 | 0 | 0 | 0 | 0 | 0 | 0 | 0 | 0 | 0 | 0 | 0 | 0 | 0 | 0 | 1.897
LO12Med | NR | Irrigation Water Mgmt | Agriculture | Irrigation | 0.00065263 | 245.3658 | 27.5311 | 20-30 | <40 | Othello _ Mint | SIS | 0.00040186 | 0.0008123 | 0.0012318 | 0.0016607 | 0.00059357 | 0 | 0 | 0 | 0 | 0 | 0 | 0 | 0 | 0 | 0 | 0 | 0 | 0 | 0 | 0 | 0.0047002 | 0.0047002 | 0.0047002 | 0.0047002 | 1.879
LO12Med | NR | Irrigation Water Mgmt | Agriculture | Irrigation | 0.00063979 | 240.5394 | 28.0865 | 20-30 | <40 | Lind _ Mint | SIS | 0 | 0 | 0 | 0 | 0 | 0 | 0 | 0 | 0 | 0 | 0 | 0 | 0 | 0 | 0 | 0 | 0 | 0 | 0 | 0 | 0 | 0 | 0 | 0 | 1.8513
LO12Med | NR | Irrigation Water Mgmt | Agriculture | Irrigation | 0.0006306 | 237.0826 | 28.4982 | 20-30 | <40 | Eltopia _ Mint | SIS | 0 | 0 | 0 | 0 | 0 | 0 | 0 | 0 | 0 | 0 | 0 | 0 | 0 | 0 | 0 | 0 | 0 | 0 | 0 | 0 | 0 | 0 | 0 | 0 | 1.8314
LO12Med | NR | Irrigation Water Mgmt | Agriculture | Irrigation | 0.0006358 | 239.0393 | 28.2637 | 20-30 | <40 | Odessa _ Mint | SIS | 0.00023349 | 0.00047195 | 0.00071567 | 0.00096488 | 0.00034487 | 0 | 0 | 0 | 0 | 0 | 0 | 0 | 0 | 0 | 0 | 0 | 0 | 0 | 0 | 0 | 0.0027309 | 0.0027309 | 0.0027309 | 0.0027309 | 1.8426
LO12Med | NR | Irrigation Water Mgmt | Agriculture | Irrigation | 0.00050743 | 190.7749 | 35.4524 | 30-40 | <40 | Ritzville _ Mint | SIS | 0 | 0 | 0 | 0 | 0 | 0 | 0 | 0 | 0 | 0 | 0 | 0 | 0 | 0 | 0 | 0 | 0 | 0 | 0 | 0 | 0 | 0 | 0 | 0 | 1.5653
LO12Med | NR | Irrigation Water Mgmt | Agriculture | Irrigation | 0.00047759 | 179.5567 | 37.6768 | 30-40 | <40 | Wilbur _ Mint | SIS | 0 | 0 | 0 | 0 | 0 | 0 | 0 | 0 | 0 | 0 | 0 | 0 | 0 | 0 | 0 | 0 | 0 | 0 | 0 | 0 | 0 | 0 | 0 | 0 | 1.5008
LO12Med | NR | Irrigation Water Mgmt | Agriculture | Irrigation | 0.00066894 | 251.4967 | 26.8562 | 20-30 | <40 | Mattawa (PRD) _ Onions | SIS | 0.0042729 | 0.0086369 | 0.013097 | 0.017658 | 0.0063112 | 0 | 0 | 0 | 0 | 0 | 0 | 0 | 0 | 0 | 0 | 0 | 0 | 0 | 0 | 0 | 0.049976 | 0.049976 | 0.049976 | 0.049976 | 1.9142
LO12Med | NR | Irrigation Water Mgmt | Agriculture | Irrigation | 0.00064985 | 244.3223 | 27.6493 | 20-30 | <40 | Pasco (Richland) _ Onions | SIS | 0.0058649 | 0.011855 | 0.017977 | 0.024237 | 0.0086627 | 0 | 0 | 0 | 0 | 0 | 0 | 0 | 0 | 0 | 0 | 0 | 0 | 0 | 0 | 0 | 0.068596 | 0.068596 | 0.068596 | 0.068596 | 1.873
LO12Med | NR | Irrigation Water Mgmt | Agriculture | Irrigation | 0.00064205 | 241.3873 | 27.9873 | 20-30 | <40 | Moses Lake (Ephrata) _ Onions | SIS | 0.0099242 | 0.02006 | 0.030419 | 0.041012 | 0.014658 | 0 | 0 | 0 | 0 | 0 | 0 | 0 | 0 | 0 | 0 | 0 | 0 | 0 | 0 | 0 | 0.11607 | 0.11607 | 0.11607 | 0.11607 | 1.8561
LO12Med | NR | Irrigation Water Mgmt | Agriculture | Irrigation | 0.00062244 | 234.0172 | 28.8735 | 20-30 | <40 | Royal City (Smyrna) _ Onions | SIS | 0.0050703 | 0.010249 | 0.015541 | 0.020953 | 0.0074891 | 0 | 0 | 0 | 0 | 0 | 0 | 0 | 0 | 0 | 0 | 0 | 0 | 0 | 0 | 0 | 0.059303 | 0.059303 | 0.059303 | 0.059303 | 1.8138
LO12Med | NR | Irrigation Water Mgmt | Agriculture | Irrigation | 0.00060423 | 227.1688 | 29.7485 | 20-30 | <40 | Quincy _ Onions | SIS | 0.003687 | 0.0074526 | 0.011301 | 0.015237 | 0.0054458 | 0 | 0 | 0 | 0 | 0 | 0 | 0 | 0 | 0 | 0 | 0 | 0 | 0 | 0 | 0 | 0.043123 | 0.043123 | 0.043123 | 0.043123 | 1.7744
LO12Med | NR | Irrigation Water Mgmt | Agriculture | Irrigation | 0.00060388 | 227.0384 | 29.7657 | 20-30 | <40 | Connell _ Onions | SIS | 0.0027799 | 0.0056191 | 0.0085207 | 0.011488 | 0.004106 | 0 | 0 | 0 | 0 | 0 | 0 | 0 | 0 | 0 | 0 | 0 | 0 | 0 | 0 | 0 | 0.032514 | 0.032514 | 0.032514 | 0.032514 | 1.7737
LO12Med | NR | Irrigation Water Mgmt | Agriculture | Irrigation | 0.00059712 | 224.4947 | 30.1046 | 30-40 | <40 | Othello _ Onions | SIS | 0.0031342 | 0.0063351 | 0.0096066 | 0.012952 | 0.0046293 | 0 | 0 | 0 | 0 | 0 | 0 | 0 | 0 | 0 | 0 | 0 | 0 | 0 | 0 | 0 | 0.036657 | 0.036657 | 0.036657 | 0.036657 | 1.7591
LO12Med | NR | Irrigation Water Mgmt | Agriculture | Irrigation | 0.00058341 | 219.3422 | 30.8154 | 30-40 | <40 | Lind _ Onions | SIS | 0.0014326 | 0.0028958 | 0.0043912 | 0.0059204 | 0.0021161 | 0 | 0 | 0 | 0 | 0 | 0 | 0 | 0 | 0 | 0 | 0 | 0 | 0 | 0 | 0 | 0.016756 | 0.016756 | 0.016756 | 0.016756 | 1.7294
LO12Med | NR | Irrigation Water Mgmt | Agriculture | Irrigation | 0.00057855 | 217.516 | 31.0754 | 30-40 | <40 | Eltopia _ Onions | SIS | 0.0022062 | 0.0044594 | 0.0067622 | 0.0091171 | 0.0032586 | 0 | 0 | 0 | 0 | 0 | 0 | 0 | 0 | 0 | 0 | 0 | 0 | 0 | 0 | 0 | 0.025804 | 0.025804 | 0.025804 | 0.025804 | 1.719
LO12Med | NR | Irrigation Water Mgmt | Agriculture | Irrigation | 0.00058324 | 219.277 | 30.8246 | 30-40 | <40 | Odessa _ Onions | SIS | 0 | 0 | 0 | 0 | 0 | 0 | 0 | 0 | 0 | 0 | 0 | 0 | 0 | 0 | 0 | 0 | 0 | 0 | 0 | 0 | 0 | 0 | 0 | 0 | 1.7291
LO12Med | NR | Irrigation Water Mgmt | Agriculture | Irrigation | 0.0005083 | 191.101 | 35.3916 | 30-40 | <40 | Ritzville _ Onions | SIS | 0 | 0 | 0 | 0 | 0 | 0 | 0 | 0 | 0 | 0 | 0 | 0 | 0 | 0 | 0 | 0 | 0 | 0 | 0 | 0 | 0 | 0 | 0 | 0 | 1.5672
LO12Med | NR | Irrigation Water Mgmt | Agriculture | Irrigation | 0.00047967 | 180.3393 | 37.5126 | 30-40 | <40 | Wilbur _ Onions | SIS | 0 | 0 | 0 | 0 | 0 | 0 | 0 | 0 | 0 | 0 | 0 | 0 | 0 | 0 | 0 | 0 | 0 | 0 | 0 | 0 | 0 | 0 | 0 | 0 | 1.5053
LO12Med | NR | Irrigation Water Mgmt | Agriculture | Irrigation | 0.00065072 | 244.6484 | 27.6122 | 20-30 | <40 | Mattawa (PRD) _ Orchard* | SIS | 0.058942 | 0.11914 | 0.18067 | 0.24358 | 0.08706 | 0 | 0 | 0 | 0 | 0 | 0 | 0 | 0 | 0 | 0 | 0 | 0 | 0 | 0 | 0 | 0.68939 | 0.68939 | 0.68939 | 0.68939 | 1.8749
LO12Med | NR | Irrigation Water Mgmt | Agriculture | Irrigation | 0.00063337 | 238.1262 | 28.3727 | 20-30 | <40 | Pasco (Richland) _ Orchard* | SIS | 0.010993 | 0.02222 | 0.033695 | 0.045429 | 0.016237 | 0 | 0 | 0 | 0 | 0 | 0 | 0 | 0 | 0 | 0 | 0 | 0 | 0 | 0 | 0 | 0.12857 | 0.12857 | 0.12857 | 0.12857 | 1.8374
LO12Med | NR | Irrigation Water Mgmt | Agriculture | Irrigation | 0.00062248 | 234.0302 | 28.8719 | 20-30 | <40 | Moses Lake (Ephrata) _ Orchard* | SIS | 0.032811 | 0.066322 | 0.10057 | 0.13559 | 0.048463 | 0 | 0 | 0 | 0 | 0 | 0 | 0 | 0 | 0 | 0 | 0 | 0 | 0 | 0 | 0 | 0.38376 | 0.38376 | 0.38376 | 0.38376 | 1.8138
LO12Med | NR | Irrigation Water Mgmt | Agriculture | Irrigation | 0.00060003 | 225.5905 | 29.9577 | 20-30 | <40 | Royal City (Smyrna) _ Orchard* | SIS | 0.0461 | 0.093183 | 0.1413 | 0.19051 | 0.068091 | 0 | 0 | 0 | 0 | 0 | 0 | 0 | 0 | 0 | 0 | 0 | 0 | 0 | 0 | 0 | 0.53918 | 0.53918 | 0.53918 | 0.53918 | 1.7654
LO12Med | NR | Irrigation Water Mgmt | Agriculture | Irrigation | 0.00058362 | 219.4205 | 30.8043 | 30-40 | <40 | Quincy _ Orchard* | SIS | 0.031265 | 0.063197 | 0.095832 | 0.1292 | 0.04618 | 0 | 0 | 0 | 0 | 0 | 0 | 0 | 0 | 0 | 0 | 0 | 0 | 0 | 0 | 0 | 0.36568 | 0.36568 | 0.36568 | 0.36568 | 1.7299
LO12Med | NR | Irrigation Water Mgmt | Agriculture | Irrigation | 0.00057984 | 217.9986 | 31.0062 | 30-40 | <40 | Connell _ Orchard* | SIS | 0.0053406 | 0.010795 | 0.01637 | 0.02207 | 0.0078882 | 0 | 0 | 0 | 0 | 0 | 0 | 0 | 0 | 0 | 0 | 0 | 0 | 0 | 0 | 0 | 0.062463 | 0.062463 | 0.062463 | 0.062463 | 1.7217
LO12Med | NR | Irrigation Water Mgmt | Agriculture | Irrigation | 0.00057446 | 215.9767 | 31.2979 | 30-40 | <40 | Othello _ Orchard* | SIS | 0.011194 | 0.022626 | 0.03431 | 0.046258 | 0.016533 | 0 | 0 | 0 | 0 | 0 | 0 | 0 | 0 | 0 | 0 | 0 | 0 | 0 | 0 | 0 | 0.13092 | 0.13092 | 0.13092 | 0.13092 | 1.7101
LO12Med | NR | Irrigation Water Mgmt | Agriculture | Irrigation | 0.00056065 | 210.785 | 32.0725 | 30-40 | <40 | Lind _ Orchard* | SIS | 0.0018447 | 0.0037287 | 0.0056542 | 0.0076231 | 0.0027247 | 0 | 0 | 0 | 0 | 0 | 0 | 0 | 0 | 0 | 0 | 0 | 0 | 0 | 0 | 0 | 0.021575 | 0.021575 | 0.021575 | 0.021575 | 1.6803
LO12Med | NR | Irrigation Water Mgmt | Agriculture | Irrigation | 0.00055756 | 209.6241 | 32.251 | 30-40 | <40 | Eltopia _ Orchard* | SIS | 0.016236 | 0.032817 | 0.049764 | 0.067094 | 0.023981 | 0 | 0 | 0 | 0 | 0 | 0 | 0 | 0 | 0 | 0 | 0 | 0 | 0 | 0 | 0 | 0.18989 | 0.18989 | 0.18989 | 0.18989 | 1.6736
LO12Med | NR | Irrigation Water Mgmt | Agriculture | Irrigation | 0.00055912 | 210.2111 | 32.1605 | 30-40 | <40 | Odessa _ Orchard* | SIS | 0.001122 | 0.002268 | 0.0034392 | 0.0046369 | 0.0016573 | 0 | 0 | 0 | 0 | 0 | 0 | 0 | 0 | 0 | 0 | 0 | 0 | 0 | 0 | 0 | 0.013123 | 0.013123 | 0.013123 | 0.013123 | 1.677
LO12Med | NR | Irrigation Water Mgmt | Agriculture | Irrigation | 0.00044671 | 167.9471 | 40.2917 | 40-50 | 40-80 | Ritzville _ Orchard* | SIS | 0.0015377 | 0.0031082 | 0.0047133 | 0.0063546 | 0.0022713 | 0 | 0 | 0 | 0 | 0 | 0 | 0 | 0 | 0 | 0 | 0 | 0 | 0 | 0 | 0 | 0.017985 | 0.017985 | 0.017985 | 0.017985 | 1.4341
LO12Med | NR | Irrigation Water Mgmt | Agriculture | Irrigation | 0.00041892 | 157.4985 | 42.9747 | 40-50 | 40-80 | Wilbur _ Orchard* | SIS | 0.00056563 | 0.0011433 | 0.0017337 | 0.0023375 | 0.00083546 | 0 | 0 | 0 | 0 | 0 | 0 | 0 | 0 | 0 | 0 | 0 | 0 | 0 | 0 | 0 | 0.0066156 | 0.0066156 | 0.0066156 | 0.0066156 | 1.3741
LO12Med | NR | Irrigation Water Mgmt | Agriculture | Irrigation | 0.00057977 | 217.9725 | 31.01 | 30-40 | <40 | Mattawa (PRD) _ Late Potatoes | SIS | 0.015742 | 0.03182 | 0.048252 | 0.065055 | 0.023252 | 0 | 0 | 0 | 0 | 0 | 0 | 0 | 0 | 0 | 0 | 0 | 0 | 0 | 0 | 0 | 0.18412 | 0.18412 | 0.18412 | 0.18412 | 1.7216
LO12Med | NR | Irrigation Water Mgmt | Agriculture | Irrigation | 0.00056398 | 212.0373 | 31.8822 | 30-40 | <40 | Pasco (Richland) _ Late Potatoes | SIS | 0.029182 | 0.058986 | 0.089446 | 0.12059 | 0.043103 | 0 | 0 | 0 | 0 | 0 | 0 | 0 | 0 | 0 | 0 | 0 | 0 | 0 | 0 | 0 | 0.34131 | 0.34131 | 0.34131 | 0.34131 | 1.6875
LO12Med | NR | Irrigation Water Mgmt | Agriculture | Irrigation | 0.00056173 | 211.1894 | 32.0108 | 30-40 | <40 | Moses Lake (Ephrata) _ Late Potatoes | SIS | 0.063246 | 0.12784 | 0.19386 | 0.26136 | 0.093416 | 0 | 0 | 0 | 0 | 0 | 0 | 0 | 0 | 0 | 0 | 0 | 0 | 0 | 0 | 0 | 0.73972 | 0.73972 | 0.73972 | 0.73972 | 1.6826
LO12Med | NR | Irrigation Water Mgmt | Agriculture | Irrigation | 0.00053831 | 202.3844 | 33.4101 | 30-40 | <40 | Royal City (Smyrna) _ Late Potatoes | SIS | 0.014067 | 0.028435 | 0.043119 | 0.058134 | 0.020778 | 0 | 0 | 0 | 0 | 0 | 0 | 0 | 0 | 0 | 0 | 0 | 0 | 0 | 0 | 0 | 0.16453 | 0.16453 | 0.16453 | 0.16453 | 1.632
LO12Med | NR | Irrigation Water Mgmt | Agriculture | Irrigation | 0.00052651 | 197.9493 | 34.162 | 30-40 | <40 | Quincy _ Late Potatoes | SIS | 0.012089 | 0.024436 | 0.037055 | 0.049959 | 0.017856 | 0 | 0 | 0 | 0 | 0 | 0 | 0 | 0 | 0 | 0 | 0 | 0 | 0 | 0 | 0 | 0.1414 | 0.1414 | 0.1414 | 0.1414 | 1.6065
LO12Med | NR | Irrigation Water Mgmt | Agriculture | Irrigation | 0.00053067 | 199.5146 | 33.8928 | 30-40 | <40 | Connell _ Late Potatoes | SIS | 0.0083503 | 0.016879 | 0.025595 | 0.034508 | 0.012334 | 0 | 0 | 0 | 0 | 0 | 0 | 0 | 0 | 0 | 0 | 0 | 0 | 0 | 0 | 0 | 0.097665 | 0.097665 | 0.097665 | 0.097665 | 1.6155
LO12Med | NR | Irrigation Water Mgmt | Agriculture | Irrigation | 0.00052131 | 195.9926 | 34.5046 | 30-40 | <40 | Othello _ Late Potatoes | SIS | 0.01411 | 0.028522 | 0.04325 | 0.058312 | 0.020842 | 0 | 0 | 0 | 0 | 0 | 0 | 0 | 0 | 0 | 0 | 0 | 0 | 0 | 0 | 0 | 0.16504 | 0.16504 | 0.16504 | 0.16504 | 1.5953
LO12Med | NR | Irrigation Water Mgmt | Agriculture | Irrigation | 0.00051333 | 192.9924 | 35.0433 | 30-40 | <40 | Lind _ Late Potatoes | SIS | 0.021583 | 0.043627 | 0.066156 | 0.089193 | 0.031879 | 0 | 0 | 0 | 0 | 0 | 0 | 0 | 0 | 0 | 0 | 0 | 0 | 0 | 0 | 0 | 0.25244 | 0.25244 | 0.25244 | 0.25244 | 1.578
LO12Med | NR | Irrigation Water Mgmt | Agriculture | Irrigation | 0.00050396 | 189.4704 | 35.6975 | 30-40 | <40 | Eltopia _ Late Potatoes | SIS | 0.012837 | 0.025948 | 0.039347 | 0.053049 | 0.018961 | 0 | 0 | 0 | 0 | 0 | 0 | 0 | 0 | 0 | 0 | 0 | 0 | 0 | 0 | 0 | 0.15014 | 0.15014 | 0.15014 | 0.15014 | 1.5578
LO12Med | NR | Irrigation Water Mgmt | Agriculture | Irrigation | 0.00051107 | 192.1445 | 35.1986 | 30-40 | <40 | Odessa _ Late Potatoes | SIS | 0.0062295 | 0.012592 | 0.019094 | 0.025743 | 0.0092012 | 0 | 0 | 0 | 0 | 0 | 0 | 0 | 0 | 0 | 0 | 0 | 0 | 0 | 0 | 0 | 0.07286 | 0.07286 | 0.07286 | 0.07286 | 1.5732
LO12Med | NR | Irrigation Water Mgmt | Agriculture | Irrigation | 0.00040525 | 152.359 | 44.4295 | 40-50 | 40-80 | Ritzville _ Late Potatoes | SIS | 0.0015709 | 0.0031752 | 0.0048149 | 0.0064917 | 0.0023202 | 0 | 0 | 0 | 0 | 0 | 0 | 0 | 0 | 0 | 0 | 0 | 0 | 0 | 0 | 0 | 0.018373 | 0.018373 | 0.018373 | 0.018373 | 1.3445
LO12Med | NR | Irrigation Water Mgmt | Agriculture | Irrigation | 0.00038096 | 143.2279 | 47.2716 | 40-50 | 40-80 | Wilbur _ Late Potatoes | SIS | 0.0020844 | 0.0042132 | 0.0063889 | 0.0086137 | 0.0030787 | 0 | 0 | 0 | 0 | 0 | 0 | 0 | 0 | 0 | 0 | 0 | 0 | 0 | 0 | 0 | 0.024379 | 0.024379 | 0.024379 | 0.024379 | 1.2921
LO12Med | NR | Irrigation Water Mgmt | Agriculture | Irrigation | 0.00058046 | 218.2334 | 30.9727 | 30-40 | <40 | Mattawa (PRD) _ Field Corn | SIS | 0.0056865 | 0.011494 | 0.01743 | 0.0235 | 0.0083992 | 0 | 0 | 0 | 0 | 0 | 0 | 0 | 0 | 0 | 0 | 0 | 0 | 0 | 0 | 0 | 0.06651 | 0.06651 | 0.06651 | 0.06651 | 1.7231
LO12Med | NR | Irrigation Water Mgmt | Agriculture | Irrigation | 0.0005645 | 212.233 | 31.8527 | 30-40 | <40 | Pasco (Richland) _ Field Corn | SIS | 0.011862 | 0.023978 | 0.03636 | 0.049021 | 0.017521 | 0 | 0 | 0 | 0 | 0 | 0 | 0 | 0 | 0 | 0 | 0 | 0 | 0 | 0 | 0 | 0.13874 | 0.13874 | 0.13874 | 0.13874 | 1.6886
LO12Med | NR | Irrigation Water Mgmt | Agriculture | Irrigation | 0.00056138 | 211.059 | 32.0307 | 30-40 | <40 | Moses Lake (Ephrata) _ Field Corn | SIS | 0.030715 | 0.062085 | 0.094146 | 0.12693 | 0.045367 | 0 | 0 | 0 | 0 | 0 | 0 | 0 | 0 | 0 | 0 | 0 | 0 | 0 | 0 | 0 | 0.35924 | 0.35924 | 0.35924 | 0.35924 | 1.6818
LO12Med | NR | Irrigation Water Mgmt | Agriculture | Irrigation | 0.00053848 | 202.4496 | 33.3992 | 30-40 | <40 | Royal City (Smyrna) _ Field Corn | SIS | 0.0048218 | 0.0097465 | 0.01478 | 0.019926 | 0.007122 | 0 | 0 | 0 | 0 | 0 | 0 | 0 | 0 | 0 | 0 | 0 | 0 | 0 | 0 | 0 | 0.056396 | 0.056396 | 0.056396 | 0.056396 | 1.6324
LO12Med | NR | Irrigation Water Mgmt | Agriculture | Irrigation | 0.00052651 | 197.9493 | 34.162 | 30-40 | <40 | Quincy _ Field Corn | SIS | 0.016943 | 0.034247 | 0.051931 | 0.070016 | 0.025025 | 0 | 0 | 0 | 0 | 0 | 0 | 0 | 0 | 0 | 0 | 0 | 0 | 0 | 0 | 0 | 0.19816 | 0.19816 | 0.19816 | 0.19816 | 1.6065
LO12Med | NR | Irrigation Water Mgmt | Agriculture | Irrigation | 0.00052946 | 199.0581 | 33.9709 | 30-40 | <40 | Connell _ Field Corn | SIS | 0.0048176 | 0.009738 | 0.014767 | 0.019909 | 0.0071158 | 0 | 0 | 0 | 0 | 0 | 0 | 0 | 0 | 0 | 0 | 0 | 0 | 0 | 0 | 0 | 0.056347 | 0.056347 | 0.056347 | 0.056347 | 1.6129
LO12Med | NR | Irrigation Water Mgmt | Agriculture | Irrigation | 0.00052096 | 195.8622 | 34.5276 | 30-40 | <40 | Othello _ Field Corn | SIS | 0.0071636 | 0.01448 | 0.021957 | 0.029604 | 0.010581 | 0 | 0 | 0 | 0 | 0 | 0 | 0 | 0 | 0 | 0 | 0 | 0 | 0 | 0 | 0 | 0.083785 | 0.083785 | 0.083785 | 0.083785 | 1.5945
LO12Med | NR | Irrigation Water Mgmt | Agriculture | Irrigation | 0.00051281 | 192.7968 | 35.079 | 30-40 | <40 | Lind _ Field Corn | SIS | 0.0033022 | 0.0066749 | 0.010122 | 0.013646 | 0.0048775 | 0 | 0 | 0 | 0 | 0 | 0 | 0 | 0 | 0 | 0 | 0 | 0 | 0 | 0 | 0 | 0.038623 | 0.038623 | 0.038623 | 0.038623 | 1.5769
LO12Med | NR | Irrigation Water Mgmt | Agriculture | Irrigation | 0.00050448 | 189.6661 | 35.6605 | 30-40 | <40 | Eltopia _ Field Corn | SIS | 0.0069257 | 0.013999 | 0.021228 | 0.028621 | 0.01023 | 0 | 0 | 0 | 0 | 0 | 0 | 0 | 0 | 0 | 0 | 0 | 0 | 0 | 0 | 0 | 0.081003 | 0.081003 | 0.081003 | 0.081003 | 1.5589
LO12Med | NR | Irrigation Water Mgmt | Agriculture | Irrigation | 0.00051055 | 191.9489 | 35.2346 | 30-40 | <40 | Odessa _ Field Corn | SIS | 0.00039581 | 0.00080007 | 0.0012132 | 0.0016357 | 0.00058463 | 0 | 0 | 0 | 0 | 0 | 0 | 0 | 0 | 0 | 0 | 0 | 0 | 0 | 0 | 0 | 0.0046294 | 0.0046294 | 0.0046294 | 0.0046294 | 1.572
LO12Med | NR | Irrigation Water Mgmt | Agriculture | Irrigation | 0.00038911 | 146.2933 | 46.2779 | 40-50 | 40-80 | Ritzville _ Field Corn | SIS | 0 | 0 | 0 | 0 | 0 | 0 | 0 | 0 | 0 | 0 | 0 | 0 | 0 | 0 | 0 | 0 | 0 | 0 | 0 | 0 | 0 | 0 | 0 | 0 | 1.3097
LO12Med | NR | Irrigation Water Mgmt | Agriculture | Irrigation | 0.00036535 | 137.3579 | 49.2982 | 40-50 | 40-80 | Wilbur _ Field Corn | SIS | 0 | 0 | 0 | 0 | 0 | 0 | 0 | 0 | 0 | 0 | 0 | 0 | 0 | 0 | 0 | 0 | 0 | 0 | 0 | 0 | 0 | 0 | 0 | 0 | 1.2583
LO12Med | NR | Irrigation Water Mgmt | Agriculture | Irrigation | 0.00055375 | 208.1892 | 32.4743 | 30-40 | <40 | Mattawa (PRD) _ Vineyard | SIS | 0.0036871 | 0.0074527 | 0.011301 | 0.015237 | 0.0054459 | 0 | 0 | 0 | 0 | 0 | 0 | 0 | 0 | 0 | 0 | 0 | 0 | 0 | 0 | 0 | 0.043124 | 0.043124 | 0.043124 | 0.043124 | 1.6654
LO12Med | NR | Irrigation Water Mgmt | Agriculture | Irrigation | 0.00053987 | 202.9714 | 33.313 | 30-40 | <40 | Pasco (Richland) _ Vineyard | SIS | 0.0066666 | 0.013475 | 0.020434 | 0.02755 | 0.0098468 | 0 | 0 | 0 | 0 | 0 | 0 | 0 | 0 | 0 | 0 | 0 | 0 | 0 | 0 | 0 | 0.077973 | 0.077973 | 0.077973 | 0.077973 | 1.6354
LO12Med | NR | Irrigation Water Mgmt | Agriculture | Irrigation | 0.00053293 | 200.3625 | 33.7487 | 30-40 | <40 | Moses Lake (Ephrata) _ Vineyard | SIS | 0 | 0 | 0 | 0 | 0 | 0 | 0 | 0 | 0 | 0 | 0 | 0 | 0 | 0 | 0 | 0 | 0 | 0 | 0 | 0 | 0 | 0 | 0 | 0 | 1.6204
LO12Med | NR | Irrigation Water Mgmt | Agriculture | Irrigation | 0.0005102 | 191.8184 | 35.2587 | 30-40 | <40 | Royal City (Smyrna) _ Vineyard | SIS | 0 | 0 | 0 | 0 | 0 | 0 | 0 | 0 | 0 | 0 | 0 | 0 | 0 | 0 | 0 | 0 | 0 | 0 | 0 | 0 | 0 | 0 | 0 | 0 | 1.5713
LO12Med | NR | Irrigation Water Mgmt | Agriculture | Irrigation | 0.00049858 | 187.4485 | 36.0842 | 30-40 | <40 | Quincy _ Vineyard | SIS | 0 | 0 | 0 | 0 | 0 | 0 | 0 | 0 | 0 | 0 | 0 | 0 | 0 | 0 | 0 | 0 | 0 | 0 | 0 | 0 | 0 | 0 | 0 | 0 | 1.5462
LO12Med | NR | Irrigation Water Mgmt | Agriculture | Irrigation | 0.00049633 | 186.6007 | 36.2488 | 30-40 | <40 | Connell _ Vineyard | SIS | 0.006904 | 0.013955 | 0.021162 | 0.028531 | 0.010197 | 0 | 0 | 0 | 0 | 0 | 0 | 0 | 0 | 0 | 0 | 0 | 0 | 0 | 0 | 0 | 0.080749 | 0.080749 | 0.080749 | 0.080749 | 1.5413
LO12Med | NR | Irrigation Water Mgmt | Agriculture | Irrigation | 0.00049095 | 184.5788 | 36.6476 | 30-40 | <40 | Othello _ Vineyard | SIS | 0 | 0 | 0 | 0 | 0 | 0 | 0 | 0 | 0 | 0 | 0 | 0 | 0 | 0 | 0 | 0 | 0 | 0 | 0 | 0 | 0 | 0 | 0 | 0 | 1.5297
LO12Med | NR | Irrigation Water Mgmt | Agriculture | Irrigation | 0.00048089 | 180.7959 | 37.4175 | 30-40 | <40 | Lind _ Vineyard | SIS | 0 | 0 | 0 | 0 | 0 | 0 | 0 | 0 | 0 | 0 | 0 | 0 | 0 | 0 | 0 | 0 | 0 | 0 | 0 | 0 | 0 | 0 | 0 | 0 | 1.5079
LO12Med | NR | Irrigation Water Mgmt | Agriculture | Irrigation | 0.00047585 | 178.9044 | 37.8147 | 30-40 | <40 | Eltopia _ Vineyard | SIS | 0.011198 | 0.022635 | 0.034323 | 0.046276 | 0.01654 | 0 | 0 | 0 | 0 | 0 | 0 | 0 | 0 | 0 | 0 | 0 | 0 | 0 | 0 | 0 | 0.13097 | 0.13097 | 0.13097 | 0.13097 | 1.4971
LO12Med | NR | Irrigation Water Mgmt | Agriculture | Irrigation | 0.0004795 | 180.2741 | 37.5263 | 30-40 | <40 | Odessa _ Vineyard | SIS | 0 | 0 | 0 | 0 | 0 | 0 | 0 | 0 | 0 | 0 | 0 | 0 | 0 | 0 | 0 | 0 | 0 | 0 | 0 | 0 | 0 | 0 | 0 | 0 | 1.5049
LO12Med | NR | Irrigation Water Mgmt | Agriculture | Irrigation | 0.00038148 | 143.4236 | 47.2069 | 40-50 | 40-80 | Ritzville _ Vineyard | SIS | 0 | 0 | 0 | 0 | 0 | 0 | 0 | 0 | 0 | 0 | 0 | 0 | 0 | 0 | 0 | 0 | 0 | 0 | 0 | 0 | 0 | 0 | 0 | 0 | 1.2932
LO12Med | NR | Irrigation Water Mgmt | Agriculture | Irrigation | 0.00035824 | 134.6838 | 50.28 | 50-60 | 40-80 | Wilbur _ Vineyard | SIS | 0 | 0 | 0 | 0 | 0 | 0 | 0 | 0 | 0 | 0 | 0 | 0 | 0 | 0 | 0 | 0 | 0 | 0 | 0 | 0 | 0 | 0 | 0 | 0 | 1.243
LO12Med | NR | Irrigation Water Mgmt | Agriculture | Irrigation | 0.00054307 | 204.1744 | 33.1158 | 30-40 | <40 | Mattawa (PRD) _ Other | SIS | 0.01501 | 0.03034 | 0.046007 | 0.062028 | 0.02217 | 0 | 0 | 0 | 0 | 0 | 0 | 0 | 0 | 0 | 0 | 0 | 0 | 0 | 0 | 0 | 0.17555 | 0.17555 | 0.17555 | 0.17555 | 1.6423
LO12Med | NR | Irrigation Water Mgmt | Agriculture | Irrigation | 0.00052839 | 198.6557 | 34.04 | 30-40 | <40 | Pasco (Richland) _ Other | SIS | 0.035543 | 0.071844 | 0.10894 | 0.14688 | 0.052498 | 0 | 0 | 0 | 0 | 0 | 0 | 0 | 0 | 0 | 0 | 0 | 0 | 0 | 0 | 0 | 0.41571 | 0.41571 | 0.41571 | 0.41571 | 1.6106
LO12Med | NR | Irrigation Water Mgmt | Agriculture | Irrigation | 0.00052195 | 196.2349 | 34.4618 | 30-40 | <40 | Moses Lake (Ephrata) _ Other | SIS | 0.028384 | 0.057372 | 0.086999 | 0.1173 | 0.041924 | 0 | 0 | 0 | 0 | 0 | 0 | 0 | 0 | 0 | 0 | 0 | 0 | 0 | 0 | 0 | 0.33197 | 0.33197 | 0.33197 | 0.33197 | 1.5967
LO12Med | NR | Irrigation Water Mgmt | Agriculture | Irrigation | 0.00050278 | 189.0264 | 35.7817 | 30-40 | <40 | Royal City (Smyrna) _ Other | SIS | 0.010036 | 0.020285 | 0.03076 | 0.041472 | 0.014823 | 0 | 0 | 0 | 0 | 0 | 0 | 0 | 0 | 0 | 0 | 0 | 0 | 0 | 0 | 0 | 0.11738 | 0.11738 | 0.11738 | 0.11738 | 1.5552
LO12Med | NR | Irrigation Water Mgmt | Agriculture | Irrigation | 0.00049027 | 184.3242 | 36.6984 | 30-40 | <40 | Quincy _ Other | SIS | 0.014131 | 0.028563 | 0.043312 | 0.058395 | 0.020871 | 0 | 0 | 0 | 0 | 0 | 0 | 0 | 0 | 0 | 0 | 0 | 0 | 0 | 0 | 0 | 0.16527 | 0.16527 | 0.16527 | 0.16527 | 1.5282
LO12Med | NR | Irrigation Water Mgmt | Agriculture | Irrigation | 0.00048926 | 183.9461 | 36.7741 | 30-40 | <40 | Connell _ Other | SIS | 0.016074 | 0.032492 | 0.04927 | 0.066428 | 0.023742 | 0 | 0 | 0 | 0 | 0 | 0 | 0 | 0 | 0 | 0 | 0 | 0 | 0 | 0 | 0 | 0.18801 | 0.18801 | 0.18801 | 0.18801 | 1.526
LO12Med | NR | Irrigation Water Mgmt | Agriculture | Irrigation | 0.00048349 | 181.776 | 37.215 | 30-40 | <40 | Othello _ Other | SIS | 0.014446 | 0.029201 | 0.04428 | 0.0597 | 0.021338 | 0 | 0 | 0 | 0 | 0 | 0 | 0 | 0 | 0 | 0 | 0 | 0 | 0 | 0 | 0 | 0.16896 | 0.16896 | 0.16896 | 0.16896 | 1.5136
LO12Med | NR | Irrigation Water Mgmt | Agriculture | Irrigation | 0.00047683 | 179.2707 | 37.7371 | 30-40 | <40 | Lind _ Other | SIS | 0.024575 | 0.049674 | 0.075326 | 0.10156 | 0.036298 | 0 | 0 | 0 | 0 | 0 | 0 | 0 | 0 | 0 | 0 | 0 | 0 | 0 | 0 | 0 | 0.28743 | 0.28743 | 0.28743 | 0.28743 | 1.4992
LO12Med | NR | Irrigation Water Mgmt | Agriculture | Irrigation | 0.0004687 | 176.216 | 38.3939 | 30-40 | <40 | Eltopia _ Other | SIS | 0.034221 | 0.069172 | 0.10489 | 0.14142 | 0.050546 | 0 | 0 | 0 | 0 | 0 | 0 | 0 | 0 | 0 | 0 | 0 | 0 | 0 | 0 | 0 | 0.40025 | 0.40025 | 0.40025 | 0.40025 | 1.4816
LO12Med | NR | Irrigation Water Mgmt | Agriculture | Irrigation | 0.00047221 | 177.5345 | 38.1077 | 30-40 | <40 | Odessa _ Other | SIS | 0.0054318 | 0.010979 | 0.016649 | 0.022447 | 0.0080229 | 0 | 0 | 0 | 0 | 0 | 0 | 0 | 0 | 0 | 0 | 0 | 0 | 0 | 0 | 0 | 0.06353 | 0.06353 | 0.06353 | 0.06353 | 1.4892
LO12Med | NR | Irrigation Water Mgmt | Agriculture | Irrigation | 0.0003884 | 146.0247 | 46.3633 | 40-50 | 40-80 | Ritzville _ Other | SIS | 0.00088461 | 0.0017881 | 0.0027114 | 0.0036557 | 0.0013066 | 0 | 0 | 0 | 0 | 0 | 0 | 0 | 0 | 0 | 0 | 0 | 0 | 0 | 0 | 0 | 0.010346 | 0.010346 | 0.010346 | 0.010346 | 1.3081
LO12Med | NR | Irrigation Water Mgmt | Agriculture | Irrigation | 0.00036546 | 137.3987 | 49.2835 | 40-50 | 40-80 | Wilbur _ Other | SIS | 0.0023995 | 0.0048501 | 0.0073547 | 0.0099158 | 0.0035441 | 0 | 0 | 0 | 0 | 0 | 0 | 0 | 0 | 0 | 0 | 0 | 0 | 0 | 0 | 0 | 0.028064 | 0.028064 | 0.028064 | 0.028064 | 1.2586
LO12Med | NR | Irrigation Water Mgmt | Agriculture | Irrigation | 0.00052096 | 195.8622 | 34.5276 | 30-40 | <40 | Mattawa (PRD) _ Grain** | SIS | 0.0085897 | 0.017363 | 0.026329 | 0.035497 | 0.012687 | 0 | 0 | 0 | 0 | 0 | 0 | 0 | 0 | 0 | 0 | 0 | 0 | 0 | 0 | 0 | 0.10047 | 0.10047 | 0.10047 | 0.10047 | 1.5945
LO12Med | NR | Irrigation Water Mgmt | Agriculture | Irrigation | 0.00051124 | 192.2098 | 35.1866 | 30-40 | <40 | Pasco (Richland) _ Grain** | SIS | 0.015141 | 0.030605 | 0.046409 | 0.06257 | 0.022364 | 0 | 0 | 0 | 0 | 0 | 0 | 0 | 0 | 0 | 0 | 0 | 0 | 0 | 0 | 0 | 0.17709 | 0.17709 | 0.17709 | 0.17709 | 1.5735
LO12Med | NR | Irrigation Water Mgmt | Agriculture | Irrigation | 0.00049372 | 185.6223 | 36.4407 | 30-40 | <40 | Moses Lake (Ephrata) _ Grain** | SIS | 0.066052 | 0.13351 | 0.20246 | 0.27296 | 0.097561 | 0 | 0 | 0 | 0 | 0 | 0 | 0 | 0 | 0 | 0 | 0 | 0 | 0 | 0 | 0 | 0.77254 | 0.77254 | 0.77254 | 0.77254 | 1.5357
LO12Med | NR | Irrigation Water Mgmt | Agriculture | Irrigation | 0.0004795 | 180.2741 | 37.5263 | 30-40 | <40 | Royal City (Smyrna) _ Grain** | SIS | 0.022495 | 0.045469 | 0.068949 | 0.092959 | 0.033225 | 0 | 0 | 0 | 0 | 0 | 0 | 0 | 0 | 0 | 0 | 0 | 0 | 0 | 0 | 0 | 0.2631 | 0.2631 | 0.2631 | 0.2631 | 1.5049
LO12Med | NR | Irrigation Water Mgmt | Agriculture | Irrigation | 0.0004677 | 175.839 | 38.4766 | 30-40 | <40 | Quincy _ Grain** | SIS | 0.028617 | 0.057844 | 0.087715 | 0.11826 | 0.042268 | 0 | 0 | 0 | 0 | 0 | 0 | 0 | 0 | 0 | 0 | 0 | 0 | 0 | 0 | 0 | 0.3347 | 0.3347 | 0.3347 | 0.3347 | 1.4795
LO12Med | NR | Irrigation Water Mgmt | Agriculture | Irrigation | 0.00045712 | 171.8604 | 39.3708 | 30-40 | <40 | Connell _ Grain** | SIS | 0.014499 | 0.029308 | 0.044443 | 0.059919 | 0.021416 | 0 | 0 | 0 | 0 | 0 | 0 | 0 | 0 | 0 | 0 | 0 | 0 | 0 | 0 | 0 | 0.16959 | 0.16959 | 0.16959 | 0.16959 | 1.4566
LO12Med | NR | Irrigation Water Mgmt | Agriculture | Irrigation | 0.00045833 | 172.317 | 39.2661 | 30-40 | <40 | Othello _ Grain** | SIS | 0.020017 | 0.040462 | 0.061356 | 0.082722 | 0.029567 | 0 | 0 | 0 | 0 | 0 | 0 | 0 | 0 | 0 | 0 | 0 | 0 | 0 | 0 | 0 | 0.23412 | 0.23412 | 0.23412 | 0.23412 | 1.4592
LO12Med | NR | Irrigation Water Mgmt | Agriculture | Irrigation | 0.00044289 | 166.5122 | 40.6402 | 40-50 | 40-80 | Lind _ Grain** | SIS | 0.049735 | 0.10053 | 0.15244 | 0.20553 | 0.07346 | 0 | 0 | 0 | 0 | 0 | 0 | 0 | 0 | 0 | 0 | 0 | 0 | 0 | 0 | 0 | 0.5817 | 0.5817 | 0.5817 | 0.5817 | 1.4259
LO12Med | NR | Irrigation Water Mgmt | Agriculture | Irrigation | 0.00044411 | 166.9688 | 40.5287 | 40-50 | 40-80 | Eltopia _ Grain** | SIS | 0.014418 | 0.029143 | 0.044193 | 0.059582 | 0.021296 | 0 | 0 | 0 | 0 | 0 | 0 | 0 | 0 | 0 | 0 | 0 | 0 | 0 | 0 | 0 | 0.16863 | 0.16863 | 0.16863 | 0.16863 | 1.4285
LO12Med | NR | Irrigation Water Mgmt | Agriculture | Irrigation | 0.00044272 | 166.447 | 40.6562 | 40-50 | 40-80 | Odessa _ Grain** | SIS | 0.021439 | 0.043336 | 0.065714 | 0.088598 | 0.031667 | 0 | 0 | 0 | 0 | 0 | 0 | 0 | 0 | 0 | 0 | 0 | 0 | 0 | 0 | 0 | 0.25075 | 0.25075 | 0.25075 | 0.25075 | 1.4255
LO12Med | NR | Irrigation Water Mgmt | Agriculture | Irrigation | 0.00042017 | 157.9681 | 42.8465 | 40-50 | 40-80 | Ritzville _ Grain** | SIS | 0.0064042 | 0.012945 | 0.01963 | 0.026465 | 0.0094592 | 0 | 0 | 0 | 0 | 0 | 0 | 0 | 0 | 0 | 0 | 0 | 0 | 0 | 0 | 0 | 0.074903 | 0.074903 | 0.074903 | 0.074903 | 1.3768
LO12Med | NR | Irrigation Water Mgmt | Agriculture | Irrigation | 0.00039241 | 147.5326 | 45.8879 | 40-50 | 40-80 | Wilbur _ Grain** | SIS | 0.0050612 | 0.01023 | 0.015513 | 0.020915 | 0.0074755 | 0 | 0 | 0 | 0 | 0 | 0 | 0 | 0 | 0 | 0 | 0 | 0 | 0 | 0 | 0 | 0.059195 | 0.059195 | 0.059195 | 0.059195 | 1.3168
LO12Med | NR | Irrigation Water Mgmt | Agriculture | Irrigation | 0.00046382 | 174.378 | 38.8002 | 30-40 | <40 | Mattawa (PRD) _ Early Potatoes | SIS | 0 | 0 | 0 | 0 | 0 | 0 | 0 | 0 | 0 | 0 | 0 | 0 | 0 | 0 | 0 | 0 | 0 | 0 | 0 | 0 | 0 | 0 | 0 | 0 | 1.4711
LO12Med | NR | Irrigation Water Mgmt | Agriculture | Irrigation | 0.00045119 | 169.6298 | 39.8905 | 30-40 | <40 | Pasco (Richland) _ Early Potatoes | SIS | 0.011498 | 0.023241 | 0.035242 | 0.047515 | 0.016983 | 0 | 0 | 0 | 0 | 0 | 0 | 0 | 0 | 0 | 0 | 0 | 0 | 0 | 0 | 0 | 0.13448 | 0.13448 | 0.13448 | 0.13448 | 1.4438
LO12Med | NR | Irrigation Water Mgmt | Agriculture | Irrigation | 0.00044938 | 168.9515 | 40.0513 | 40-50 | 40-80 | Moses Lake (Ephrata) _ Early Potatoes | SIS | 0 | 0 | 0 | 0 | 0 | 0 | 0 | 0 | 0 | 0 | 0 | 0 | 0 | 0 | 0 | 0 | 0 | 0 | 0 | 0 | 0 | 0 | 0 | 0 | 1.4399
LO12Med | NR | Irrigation Water Mgmt | Agriculture | Irrigation | 0.00043065 | 161.9075 | 41.8003 | 40-50 | 40-80 | Royal City (Smyrna) _ Early Potatoes | SIS | 0 | 0 | 0 | 0 | 0 | 0 | 0 | 0 | 0 | 0 | 0 | 0 | 0 | 0 | 0 | 0 | 0 | 0 | 0 | 0 | 0 | 0 | 0 | 0 | 1.3994
LO12Med | NR | Irrigation Water Mgmt | Agriculture | Irrigation | 0.00042121 | 158.3594 | 42.7403 | 40-50 | 40-80 | Quincy _ Early Potatoes | SIS | 0 | 0 | 0 | 0 | 0 | 0 | 0 | 0 | 0 | 0 | 0 | 0 | 0 | 0 | 0 | 0 | 0 | 0 | 0 | 0 | 0 | 0 | 0 | 0 | 1.379
LO12Med | NR | Irrigation Water Mgmt | Agriculture | Irrigation | 0.00042454 | 159.6117 | 42.4037 | 40-50 | 40-80 | Connell _ Early Potatoes | SIS | 0 | 0 | 0 | 0 | 0 | 0 | 0 | 0 | 0 | 0 | 0 | 0 | 0 | 0 | 0 | 0 | 0 | 0 | 0 | 0 | 0 | 0 | 0 | 0 | 1.3862
LO12Med | NR | Irrigation Water Mgmt | Agriculture | Irrigation | 0.00041705 | 156.7941 | 43.1684 | 40-50 | 40-80 | Othello _ Early Potatoes | SIS | 0 | 0 | 0 | 0 | 0 | 0 | 0 | 0 | 0 | 0 | 0 | 0 | 0 | 0 | 0 | 0 | 0 | 0 | 0 | 0 | 0 | 0 | 0 | 0 | 1.37
LO12Med | NR | Irrigation Water Mgmt | Agriculture | Irrigation | 0.00041066 | 154.3939 | 43.8419 | 40-50 | 40-80 | Lind _ Early Potatoes | SIS | 0 | 0 | 0 | 0 | 0 | 0 | 0 | 0 | 0 | 0 | 0 | 0 | 0 | 0 | 0 | 0 | 0 | 0 | 0 | 0 | 0 | 0 | 0 | 0 | 1.3562
LO12Med | NR | Irrigation Water Mgmt | Agriculture | Irrigation | 0.00040317 | 151.5763 | 44.6597 | 40-50 | 40-80 | Eltopia _ Early Potatoes | SIS | 0.0034232 | 0.0069194 | 0.010493 | 0.014146 | 0.0050562 | 0 | 0 | 0 | 0 | 0 | 0 | 0 | 0 | 0 | 0 | 0 | 0 | 0 | 0 | 0 | 0.040038 | 0.040038 | 0.040038 | 0.040038 | 1.34
LO12Med | NR | Irrigation Water Mgmt | Agriculture | Irrigation | 0.00040886 | 153.7156 | 44.036 | 40-50 | 40-80 | Odessa _ Early Potatoes | SIS | 0 | 0 | 0 | 0 | 0 | 0 | 0 | 0 | 0 | 0 | 0 | 0 | 0 | 0 | 0 | 0 | 0 | 0 | 0 | 0 | 0 | 0 | 0 | 0 | 1.3523
LO12Med | NR | Irrigation Water Mgmt | Agriculture | Irrigation | 0.0003242 | 121.8872 | 55.5746 | 50-60 | 40-80 | Ritzville _ Early Potatoes | SIS | 0 | 0 | 0 | 0 | 0 | 0 | 0 | 0 | 0 | 0 | 0 | 0 | 0 | 0 | 0 | 0 | 0 | 0 | 0 | 0 | 0 | 0 | 0 | 0 | 1.1694
LO12Med | NR | Irrigation Water Mgmt | Agriculture | Irrigation | 0.00030477 | 114.5823 | 59.1272 | 50-60 | 40-80 | Wilbur _ Early Potatoes | SIS | 0 | 0 | 0 | 0 | 0 | 0 | 0 | 0 | 0 | 0 | 0 | 0 | 0 | 0 | 0 | 0 | 0 | 0 | 0 | 0 | 0 | 0 | 0 | 0 | 1.1275
LO12Med | NR | Irrigation Water Mgmt | Agriculture | Irrigation | 0.00045885 | 172.5127 | 39.2214 | 30-40 | <40 | Mattawa (PRD) _ Beans | SIS | 0 | 0 | 0 | 0 | 0 | 0 | 0 | 0 | 0 | 0 | 0 | 0 | 0 | 0 | 0 | 0 | 0 | 0 | 0 | 0 | 0 | 0 | 0 | 0 | 1.4603
LO12Med | NR | Irrigation Water Mgmt | Agriculture | Irrigation | 0.00044567 | 167.5558 | 40.3862 | 40-50 | 40-80 | Pasco (Richland) _ Beans | SIS | 0 | 0 | 0 | 0 | 0 | 0 | 0 | 0 | 0 | 0 | 0 | 0 | 0 | 0 | 0 | 0 | 0 | 0 | 0 | 0 | 0 | 0 | 0 | 0 | 1.4319
LO12Med | NR | Irrigation Water Mgmt | Agriculture | Irrigation | 0.0004455 | 167.4906 | 40.4019 | 40-50 | 40-80 | Moses Lake (Ephrata) _ Beans | SIS | 0 | 0 | 0 | 0 | 0 | 0 | 0 | 0 | 0 | 0 | 0 | 0 | 0 | 0 | 0 | 0 | 0 | 0 | 0 | 0 | 0 | 0 | 0 | 0 | 1.4315
LO12Med | NR | Irrigation Water Mgmt | Agriculture | Irrigation | 0.00042711 | 160.577 | 42.1479 | 40-50 | 40-80 | Royal City (Smyrna) _ Beans | SIS | 0 | 0 | 0 | 0 | 0 | 0 | 0 | 0 | 0 | 0 | 0 | 0 | 0 | 0 | 0 | 0 | 0 | 0 | 0 | 0 | 0 | 0 | 0 | 0 | 1.3918
LO12Med | NR | Irrigation Water Mgmt | Agriculture | Irrigation | 0.00041687 | 156.7289 | 43.1865 | 40-50 | 40-80 | Quincy _ Beans | SIS | 0 | 0 | 0 | 0 | 0 | 0 | 0 | 0 | 0 | 0 | 0 | 0 | 0 | 0 | 0 | 0 | 0 | 0 | 0 | 0 | 0 | 0 | 0 | 0 | 1.3696
LO12Med | NR | Irrigation Water Mgmt | Agriculture | Irrigation | 0.00042416 | 159.4682 | 42.442 | 40-50 | 40-80 | Connell _ Beans | SIS | 0 | 0 | 0 | 0 | 0 | 0 | 0 | 0 | 0 | 0 | 0 | 0 | 0 | 0 | 0 | 0 | 0 | 0 | 0 | 0 | 0 | 0 | 0 | 0 | 1.3854
LO12Med | NR | Irrigation Water Mgmt | Agriculture | Irrigation | 0.00041444 | 155.8158 | 43.4404 | 40-50 | 40-80 | Othello _ Beans | SIS | 0 | 0 | 0 | 0 | 0 | 0 | 0 | 0 | 0 | 0 | 0 | 0 | 0 | 0 | 0 | 0 | 0 | 0 | 0 | 0 | 0 | 0 | 0 | 0 | 1.3644
LO12Med | NR | Irrigation Water Mgmt | Agriculture | Irrigation | 0.00040802 | 153.4026 | 44.1262 | 40-50 | 40-80 | Lind _ Beans | SIS | 0 | 0 | 0 | 0 | 0 | 0 | 0 | 0 | 0 | 0 | 0 | 0 | 0 | 0 | 0 | 0 | 0 | 0 | 0 | 0 | 0 | 0 | 0 | 0 | 1.3505
LO12Med | NR | Irrigation Water Mgmt | Agriculture | Irrigation | 0.00039935 | 150.1415 | 45.0879 | 40-50 | 40-80 | Eltopia _ Beans | SIS | 0 | 0 | 0 | 0 | 0 | 0 | 0 | 0 | 0 | 0 | 0 | 0 | 0 | 0 | 0 | 0 | 0 | 0 | 0 | 0 | 0 | 0 | 0 | 0 | 1.3318
LO12Med | NR | Irrigation Water Mgmt | Agriculture | Irrigation | 0.00040785 | 153.3373 | 44.145 | 40-50 | 40-80 | Odessa _ Beans | SIS | 0 | 0 | 0 | 0 | 0 | 0 | 0 | 0 | 0 | 0 | 0 | 0 | 0 | 0 | 0 | 0 | 0 | 0 | 0 | 0 | 0 | 0 | 0 | 0 | 1.3502
LO12Med | NR | Irrigation Water Mgmt | Agriculture | Irrigation | 0.00032597 | 122.5525 | 55.2721 | 50-60 | 40-80 | Ritzville _ Beans | SIS | 0 | 0 | 0 | 0 | 0 | 0 | 0 | 0 | 0 | 0 | 0 | 0 | 0 | 0 | 0 | 0 | 0 | 0 | 0 | 0 | 0 | 0 | 0 | 0 | 1.1733
LO12Med | NR | Irrigation Water Mgmt | Agriculture | Irrigation | 0.00030602 | 115.0519 | 58.8853 | 50-60 | 40-80 | Wilbur _ Beans | SIS | 0 | 0 | 0 | 0 | 0 | 0 | 0 | 0 | 0 | 0 | 0 | 0 | 0 | 0 | 0 | 0 | 0 | 0 | 0 | 0 | 0 | 0 | 0 | 0 | 1.1302
LO12Med | NR | Irrigation Water Mgmt | Agriculture | Irrigation | 0.00043162 | 162.2728 | 41.7059 | 40-50 | 40-80 | Mattawa (PRD) _ Sweet Corn | SIS | 0.0028194 | 0.005699 | 0.0086419 | 0.011651 | 0.0041644 | 0 | 0 | 0 | 0 | 0 | 0 | 0 | 0 | 0 | 0 | 0 | 0 | 0 | 0 | 0 | 0.032976 | 0.032976 | 0.032976 | 0.032976 | 1.4015
LO12Med | NR | Irrigation Water Mgmt | Agriculture | Irrigation | 0.00041635 | 156.5332 | 43.2406 | 40-50 | 40-80 | Pasco (Richland) _ Sweet Corn | SIS | 0.0058333 | 0.011791 | 0.01788 | 0.024106 | 0.0086159 | 0 | 0 | 0 | 0 | 0 | 0 | 0 | 0 | 0 | 0 | 0 | 0 | 0 | 0 | 0 | 0.068226 | 0.068226 | 0.068226 | 0.068226 | 1.3685
LO12Med | NR | Irrigation Water Mgmt | Agriculture | Irrigation | 0.00041652 | 156.5985 | 43.2226 | 40-50 | 40-80 | Moses Lake (Ephrata) _ Sweet Corn | SIS | 0.015193 | 0.030709 | 0.046567 | 0.062783 | 0.02244 | 0 | 0 | 0 | 0 | 0 | 0 | 0 | 0 | 0 | 0 | 0 | 0 | 0 | 0 | 0 | 0.17769 | 0.17769 | 0.17769 | 0.17769 | 1.3689
LO12Med | NR | Irrigation Water Mgmt | Agriculture | Irrigation | 0.00040056 | 150.598 | 44.9508 | 40-50 | 40-80 | Royal City (Smyrna) _ Sweet Corn | SIS | 0.0023922 | 0.0048355 | 0.0073325 | 0.0098859 | 0.0035334 | 0 | 0 | 0 | 0 | 0 | 0 | 0 | 0 | 0 | 0 | 0 | 0 | 0 | 0 | 0 | 0.027979 | 0.027979 | 0.027979 | 0.027979 | 1.3344
LO12Med | NR | Irrigation Water Mgmt | Agriculture | Irrigation | 0.00039102 | 147.0108 | 46.0513 | 40-50 | 40-80 | Quincy _ Sweet Corn | SIS | 0.008388 | 0.016955 | 0.02571 | 0.034664 | 0.012389 | 0 | 0 | 0 | 0 | 0 | 0 | 0 | 0 | 0 | 0 | 0 | 0 | 0 | 0 | 0 | 0.098106 | 0.098106 | 0.098106 | 0.098106 | 1.3138
LO12Med | NR | Irrigation Water Mgmt | Agriculture | Irrigation | 0.00039467 | 148.3805 | 45.6248 | 40-50 | 40-80 | Connell _ Sweet Corn | SIS | 0.0023936 | 0.0048382 | 0.0073367 | 0.0098916 | 0.0035354 | 0 | 0 | 0 | 0 | 0 | 0 | 0 | 0 | 0 | 0 | 0 | 0 | 0 | 0 | 0 | 0.027996 | 0.027996 | 0.027996 | 0.027996 | 1.3217
LO12Med | NR | Irrigation Water Mgmt | Agriculture | Irrigation | 0.00038721 | 145.5759 | 46.5067 | 40-50 | 40-80 | Othello _ Sweet Corn | SIS | 0.0035491 | 0.0071739 | 0.010878 | 0.014667 | 0.0052422 | 0 | 0 | 0 | 0 | 0 | 0 | 0 | 0 | 0 | 0 | 0 | 0 | 0 | 0 | 0 | 0.04151 | 0.04151 | 0.04151 | 0.04151 | 1.3056
LO12Med | NR | Irrigation Water Mgmt | Agriculture | Irrigation | 0.00038148 | 143.4236 | 47.2069 | 40-50 | 40-80 | Lind _ Sweet Corn | SIS | 0.0016372 | 0.0033094 | 0.0050183 | 0.0067659 | 0.0024183 | 0 | 0 | 0 | 0 | 0 | 0 | 0 | 0 | 0 | 0 | 0 | 0 | 0 | 0 | 0 | 0.019149 | 0.019149 | 0.019149 | 0.019149 | 1.2932
LO12Med | NR | Irrigation Water Mgmt | Agriculture | Irrigation | 0.00037506 | 141.0104 | 48.0173 | 40-50 | 40-80 | Eltopia _ Sweet Corn | SIS | 0.0034322 | 0.0069377 | 0.01052 | 0.014184 | 0.0050695 | 0 | 0 | 0 | 0 | 0 | 0 | 0 | 0 | 0 | 0 | 0 | 0 | 0 | 0 | 0 | 0.040143 | 0.040143 | 0.040143 | 0.040143 | 1.2793
LO12Med | NR | Irrigation Water Mgmt | Agriculture | Irrigation | 0.00038113 | 143.2931 | 47.25 | 40-50 | 40-80 | Odessa _ Sweet Corn | SIS | 0.00019652 | 0.00039722 | 0.00060235 | 0.0008121 | 0.00029026 | 0 | 0 | 0 | 0 | 0 | 0 | 0 | 0 | 0 | 0 | 0 | 0 | 0 | 0 | 0 | 0.0022984 | 0.0022984 | 0.0022984 | 0.0022984 | 1.2924
LO12Med | NR | Irrigation Water Mgmt | Agriculture | Irrigation | 0.00033135 | 124.5744 | 54.3725 | 50-60 | 40-80 | Ritzville _ Sweet Corn | SIS | 0 | 0 | 0 | 0 | 0 | 0 | 0 | 0 | 0 | 0 | 0 | 0 | 0 | 0 | 0 | 0 | 0 | 0 | 0 | 0 | 0 | 0 | 0 | 0 | 1.1849
LO12Med | NR | Irrigation Water Mgmt | Agriculture | Irrigation | 0.00031209 | 117.3347 | 57.7367 | 50-60 | 40-80 | Wilbur _ Sweet Corn | SIS | 0 | 0 | 0 | 0 | 0 | 0 | 0 | 0 | 0 | 0 | 0 | 0 | 0 | 0 | 0 | 0 | 0 | 0 | 0 | 0 | 0 | 0 | 0 | 0 | 1.1433
LO12Med | NR | Irrigation Water Mgmt | Agriculture | Irrigation | 0.00038443 | 144.5323 | 46.8436 | 40-50 | 40-80 | Mattawa (PRD) _ Peas-Dry | SIS | 0.0047586 | 0.0096187 | 0.014586 | 0.019665 | 0.0070286 | 0 | 0 | 0 | 0 | 0 | 0 | 0 | 0 | 0 | 0 | 0 | 0 | 0 | 0 | 0 | 0.055657 | 0.055657 | 0.055657 | 0.055657 | 1.2996
LO12Med | NR | Irrigation Water Mgmt | Agriculture | Irrigation | 0.00037246 | 140.032 | 48.3539 | 40-50 | 40-80 | Pasco (Richland) _ Peas-Dry | SIS | 0 | 0 | 0 | 0 | 0 | 0 | 0 | 0 | 0 | 0 | 0 | 0 | 0 | 0 | 0 | 0 | 0 | 0 | 0 | 0 | 0 | 0 | 0 | 0 | 1.2737
LO12Med | NR | Irrigation Water Mgmt | Agriculture | Irrigation | 0.00036344 | 136.6405 | 49.5578 | 40-50 | 40-80 | Moses Lake (Ephrata) _ Peas-Dry | SIS | 0.016055 | 0.032452 | 0.049211 | 0.066348 | 0.023714 | 0 | 0 | 0 | 0 | 0 | 0 | 0 | 0 | 0 | 0 | 0 | 0 | 0 | 0 | 0 | 0.18778 | 0.18778 | 0.18778 | 0.18778 | 1.2542
LO12Med | NR | Irrigation Water Mgmt | Agriculture | Irrigation | 0.00035719 | 134.2925 | 50.4269 | 50-60 | 40-80 | Royal City (Smyrna) _ Peas-Dry | SIS | 0.012858 | 0.025989 | 0.03941 | 0.053134 | 0.018991 | 0 | 0 | 0 | 0 | 0 | 0 | 0 | 0 | 0 | 0 | 0 | 0 | 0 | 0 | 0 | 0.15038 | 0.15038 | 0.15038 | 0.15038 | 1.2407
LO12Med | NR | Irrigation Water Mgmt | Agriculture | Irrigation | 0.00034592 | 130.053 | 52.0757 | 50-60 | 40-80 | Quincy _ Peas-Dry | SIS | 0.01087 | 0.021971 | 0.033317 | 0.044919 | 0.016055 | 0 | 0 | 0 | 0 | 0 | 0 | 0 | 0 | 0 | 0 | 0 | 0 | 0 | 0 | 0 | 0.12713 | 0.12713 | 0.12713 | 0.12713 | 1.2164
LO12Med | NR | Irrigation Water Mgmt | Agriculture | Irrigation | 0.00033724 | 126.7919 | 53.4189 | 50-60 | 40-80 | Connell _ Peas-Dry | SIS | 0.00089445 | 0.001808 | 0.0027416 | 0.0036963 | 0.0013211 | 0 | 0 | 0 | 0 | 0 | 0 | 0 | 0 | 0 | 0 | 0 | 0 | 0 | 0 | 0 | 0.010461 | 0.010461 | 0.010461 | 0.010461 | 1.1976
LO12Med | NR | Irrigation Water Mgmt | Agriculture | Irrigation | 0.00033759 | 126.9224 | 53.3639 | 50-60 | 40-80 | Othello _ Peas-Dry | SIS | 0.0037405 | 0.0075608 | 0.011465 | 0.015458 | 0.0055249 | 0 | 0 | 0 | 0 | 0 | 0 | 0 | 0 | 0 | 0 | 0 | 0 | 0 | 0 | 0 | 0.043749 | 0.043749 | 0.043749 | 0.043749 | 1.1984
LO12Med | NR | Irrigation Water Mgmt | Agriculture | Irrigation | 0.00032822 | 123.4004 | 54.8913 | 50-60 | 40-80 | Lind _ Peas-Dry | SIS | 0.0065746 | 0.013289 | 0.020152 | 0.027169 | 0.0097109 | 0 | 0 | 0 | 0 | 0 | 0 | 0 | 0 | 0 | 0 | 0 | 0 | 0 | 0 | 0 | 0.076896 | 0.076896 | 0.076896 | 0.076896 | 1.1781
LO12Med | NR | Irrigation Water Mgmt | Agriculture | Irrigation | 0.000331 | 124.4439 | 54.4297 | 50-60 | 40-80 | Eltopia _ Peas-Dry | SIS | 0 | 0 | 0 | 0 | 0 | 0 | 0 | 0 | 0 | 0 | 0 | 0 | 0 | 0 | 0 | 0 | 0 | 0 | 0 | 0 | 0 | 0 | 0 | 0 | 1.1841
LO12Med | NR | Irrigation Water Mgmt | Agriculture | Irrigation | 0.00032944 | 123.8569 | 54.6884 | 50-60 | 40-80 | Odessa _ Peas-Dry | SIS | 0.0041891 | 0.0084675 | 0.01284 | 0.017311 | 0.0061874 | 0 | 0 | 0 | 0 | 0 | 0 | 0 | 0 | 0 | 0 | 0 | 0 | 0 | 0 | 0 | 0.048995 | 0.048995 | 0.048995 | 0.048995 | 1.1808
LO12Med | NR | Irrigation Water Mgmt | Agriculture | Irrigation | 0.00033135 | 124.5744 | 54.3725 | 50-60 | 40-80 | Ritzville _ Peas-Dry | SIS | 0.001781 | 0.0035999 | 0.0054589 | 0.0073598 | 0.0026305 | 0 | 0 | 0 | 0 | 0 | 0 | 0 | 0 | 0 | 0 | 0 | 0 | 0 | 0 | 0 | 0.02083 | 0.02083 | 0.02083 | 0.02083 | 1.1849
LO12Med | NR | Irrigation Water Mgmt | Agriculture | Irrigation | 0.00031591 | 118.7696 | 57.0373 | 50-60 | 40-80 | Wilbur _ Peas-Dry | SIS | 0.0023647 | 0.0047799 | 0.0072482 | 0.0097723 | 0.0034928 | 0 | 0 | 0 | 0 | 0 | 0 | 0 | 0 | 0 | 0 | 0 | 0 | 0 | 0 | 0 | 0.027658 | 0.027658 | 0.027658 | 0.027658 | 1.1515
LO12Med | NR | Irrigation Water Mgmt | Agriculture | Irrigation | 0.00028991 | 108.9974 | 62.1645 | 60-70 | 40-80 | Mattawa (PRD) _ 14Grass Seed*** | SIS | 0.0032714 | 0.0066126 | 0.010027 | 0.013519 | 0.004832 | 0 | 0 | 0 | 0 | 0 | 0 | 0 | 0 | 0 | 0 | 0 | 0 | 0 | 0 | 0 | 0.038262 | 0.038262 | 0.038262 | 0.038262 | 1.0954
LO12Med | NR | Irrigation Water Mgmt | Agriculture | Irrigation | 0.00028277 | 106.3122 | 63.7386 | 60-70 | 40-80 | Pasco (Richland) _ 14Grass Seed*** | SIS | 0.0011874 | 0.0024001 | 0.0036394 | 0.0049068 | 0.0017538 | 0 | 0 | 0 | 0 | 0 | 0 | 0 | 0 | 0 | 0 | 0 | 0 | 0 | 0 | 0 | 0.013887 | 0.013887 | 0.013887 | 0.013887 | 1.0799
LO12Med | NR | Irrigation Water Mgmt | Agriculture | Irrigation | 0.00027855 | 104.7265 | 64.7059 | 60-70 | 40-80 | Moses Lake (Ephrata) _ 14Grass Seed*** | SIS | 0.0040566 | 0.0081997 | 0.012434 | 0.016764 | 0.0059918 | 0 | 0 | 0 | 0 | 0 | 0 | 0 | 0 | 0 | 0 | 0 | 0 | 0 | 0 | 0 | 0.047446 | 0.047446 | 0.047446 | 0.047446 | 1.0708
LO12Med | NR | Irrigation Water Mgmt | Agriculture | Irrigation | 0.00026808 | 100.7881 | 67.2402 | 60-70 | 40-80 | Royal City (Smyrna) _ 14Grass Seed*** | SIS | 0.0045842 | 0.0092662 | 0.014051 | 0.018944 | 0.0067711 | 0 | 0 | 0 | 0 | 0 | 0 | 0 | 0 | 0 | 0 | 0 | 0 | 0 | 0 | 0 | 0.053617 | 0.053617 | 0.053617 | 0.053617 | 1.0482
LO12Med | NR | Irrigation Water Mgmt | Agriculture | Irrigation | 0.00026162 | 98.3586 | 68.9049 | 60-70 | 40-80 | Quincy _ 14Grass Seed*** | SIS | 0.0027114 | 0.0054806 | 0.0083108 | 0.011205 | 0.0040049 | 0 | 0 | 0 | 0 | 0 | 0 | 0 | 0 | 0 | 0 | 0 | 0 | 0 | 0 | 0 | 0.031713 | 0.031713 | 0.031713 | 0.031713 | 1.0342
LO12Med | NR | Irrigation Water Mgmt | Agriculture | Irrigation | 0.00025958 | 97.5913 | 69.4478 | 60-70 | 40-80 | Connell _ 14Grass Seed*** | SIS | 0.0051032 | 0.010315 | 0.015642 | 0.021089 | 0.0075376 | 0 | 0 | 0 | 0 | 0 | 0 | 0 | 0 | 0 | 0 | 0 | 0 | 0 | 0 | 0 | 0.059687 | 0.059687 | 0.059687 | 0.059687 | 1.0298
LO12Med | NR | Irrigation Water Mgmt | Agriculture | Irrigation | 0.00025726 | 96.7218 | 70.0734 | 70-80 | 40-80 | Othello _ 14Grass Seed*** | SIS | 0.00044088 | 0.00089117 | 0.0013514 | 0.001822 | 0.0006512 | 0 | 0 | 0 | 0 | 0 | 0 | 0 | 0 | 0 | 0 | 0 | 0 | 0 | 0 | 0 | 0.0051566 | 0.0051566 | 0.0051566 | 0.0051566 | 1.0248
LO12Med | NR | Irrigation Water Mgmt | Agriculture | Irrigation | 0.00029492 | 110.8777 | 61.1078 | 60-70 | 40-80 | Lind _ 14Grass Seed*** | SIS | 0.00089486 | 0.0018088 | 0.0027429 | 0.003698 | 0.0013217 | 0 | 0 | 0 | 0 | 0 | 0 | 0 | 0 | 0 | 0 | 0 | 0 | 0 | 0 | 0 | 0.010466 | 0.010466 | 0.010466 | 0.010466 | 1.1062
LO12Med | NR | Irrigation Water Mgmt | Agriculture | Irrigation | 0.00025053 | 94.19 | 71.9611 | 70-80 | 40-80 | Eltopia _ 14Grass Seed*** | SIS | 0.0020417 | 0.0041269 | 0.0062581 | 0.0084373 | 0.0030157 | 0 | 0 | 0 | 0 | 0 | 0 | 0 | 0 | 0 | 0 | 0 | 0 | 0 | 0 | 0 | 0.02388 | 0.02388 | 0.02388 | 0.02388 | 1.0103
LO12Med | NR | Irrigation Water Mgmt | Agriculture | Irrigation | 0.00025053 | 94.19 | 71.9611 | 70-80 | 40-80 | Odessa _ 14Grass Seed*** | SIS | 0.0010892 | 0.0022015 | 0.0033384 | 0.0045009 | 0.0016087 | 0 | 0 | 0 | 0 | 0 | 0 | 0 | 0 | 0 | 0 | 0 | 0 | 0 | 0 | 0 | 0.012739 | 0.012739 | 0.012739 | 0.012739 | 1.0103
LO12Med | NR | Irrigation Water Mgmt | Agriculture | Irrigation | 0.00019094 | 71.7869 | 94.4656 | 90-100 | 80-120 | Ritzville _ 14Grass Seed*** | SIS | 0.00027127 | 0.00054832 | 0.00083148 | 0.001121 | 0.00040068 | 0 | 0 | 0 | 0 | 0 | 0 | 0 | 0 | 0 | 0 | 0 | 0 | 0 | 0 | 0 | 0.0031728 | 0.0031728 | 0.0031728 | 0.0031728 | 0.88155
LO12Med | NR | Irrigation Water Mgmt | Agriculture | Irrigation | 0.00017999 | 67.6695 | 100.2227 | 100-110 | 80-120 | Wilbur _ 14Grass Seed*** | SIS | 0.00096075 | 0.001942 | 0.0029448 | 0.0039703 | 0.0014191 | 0 | 0 | 0 | 0 | 0 | 0 | 0 | 0 | 0 | 0 | 0 | 0 | 0 | 0 | 0 | 0.011237 | 0.011237 | 0.011237 | 0.011237 | 0.85789
LO12Med | NR | Bi-Level Stairwell Lighting | Commercial | Lighting | 0.60781 | 3450.3236 | 69.0511 | 60-70 | 40-80 | Bi-Level Stiarwell Lighting-NR | NR_LFStairwell8760_Fix_Repl_from LF_2018 to LF_Bi-Level_Fix | 0.074787 | 0.14893 | 0.22244 | 0.29531 | 0.36755 | 0.43185 | 0.48247 | 0.52221 | 0.55327 | 0.57743 | 0.59609 | 0.61038 | 0.62118 | 0.62921 | 0.63504 | 0.63912 | 0.63645 | 0.63376 | 0.63108 | 0.6284 | 10.5061 | 9.9369 | 3.6762 | 1.109 | 1.3839
LO12Med | NR | Bi-Level Stairwell Lighting | Commercial | Lighting | 0.24979 | 1417.9412 | 155.5371 | >140 | >120 | Bi-Level Stiarwell Lighting-NR | NR_LFStairwell3600_Fix_Repl_from LF_2019 to LF_Bi-Level_Fix | 0.0096262 | 0.01917 | 0.028631 | 0.03801 | 0.047309 | 0.055585 | 0.062101 | 0.067216 | 0.071214 | 0.074324 | 0.076726 | 0.078565 | 0.079955 | 0.080989 | 0.081739 | 0.082264 | 0.08192 | 0.081574 | 0.081229 | 0.080885 | 1.3523 | 1.279 | 0.47319 | 0.14275 | 0.66089
LOEven20 | NR | Compressed Air | Commercial | Compressed Air | 306.6633 | 1752414.9098 | 10.0505 | 10-20 | <40 | NA | Compressed Air-NR-Large Off | 0.0008502 | 0.0016953 | 0.002543 | 0.0033906 | 0.0042383 | 0.0050859 | 0.0059336 | 0.0067812 | 0.0076289 | 0.0084765 | 0.0093242 | 0.010172 | 0.011019 | 0.011867 | 0.012715 | 0.013562 | 0.01441 | 0.015258 | 0.016105 | 0.0089841 | 0.17004 | 0.17004 | 0.046623 | 0.012717 | 5.4599
LOEven20 | NR | Compressed Air | Commercial | Compressed Air | 0 | 0 | 9999 | >140 | >120 | NA | Compressed Air-NR-Medium Off | 0 | 0 | 0 | 0 | 0 | 0 | 0 | 0 | 0 | 0 | 0 | 0 | 0 | 0 | 0 | 0 | 0 | 0 | 0 | 0 | 0 | 0 | 0 | 0 | 9999
LOEven20 | NR | Compressed Air | Commercial | Compressed Air | 0 | 0 | 9999 | >140 | >120 | NA | Compressed Air-NR-Small Off | 0 | 0 | 0 | 0 | 0 | 0 | 0 | 0 | 0 | 0 | 0 | 0 | 0 | 0 | 0 | 0 | 0 | 0 | 0 | 0 | 0 | 0 | 0 | 0 | 9999
LOEven20 | NR | Compressed Air | Commercial | Compressed Air | 654.1335 | 3738018.4419 | 10.0505 | 10-20 | <40 | NA | Compressed Air-NR-XLarge Ret | 0.0018135 | 0.0036104 | 0.0054156 | 0.0072208 | 0.009026 | 0.010831 | 0.012636 | 0.014442 | 0.016247 | 0.018052 | 0.019857 | 0.021662 | 0.023468 | 0.025273 | 0.027078 | 0.028883 | 0.030688 | 0.032493 | 0.034299 | 0.019712 | 0.36271 | 0.36271 | 0.099294 | 0.027086 | 5.4599
LOEven20 | NR | Compressed Air | Commercial | Compressed Air | 0 | 0 | 9999 | >140 | >120 | NA | Compressed Air-NR-Large Ret | 0 | 0 | 0 | 0 | 0 | 0 | 0 | 0 | 0 | 0 | 0 | 0 | 0 | 0 | 0 | 0 | 0 | 0 | 0 | 0 | 0 | 0 | 0 | 0 | 9999
LOEven20 | NR | Compressed Air | Commercial | Compressed Air | 0 | 0 | 9999 | >140 | >120 | NA | Compressed Air-NR-Medium Ret | 0 | 0 | 0 | 0 | 0 | 0 | 0 | 0 | 0 | 0 | 0 | 0 | 0 | 0 | 0 | 0 | 0 | 0 | 0 | 0 | 0 | 0 | 0 | 0 | 9999
LOEven20 | NR | Compressed Air | Commercial | Compressed Air | 0 | 0 | 9999 | >140 | >120 | NA | Compressed Air-NR-Small Ret | 0 | 0 | 0 | 0 | 0 | 0 | 0 | 0 | 0 | 0 | 0 | 0 | 0 | 0 | 0 | 0 | 0 | 0 | 0 | 0 | 0 | 0 | 0 | 0 | 9999
LOEven20 | NR | Compressed Air | Commercial | Compressed Air | 4.8761 | 27864.0057 | 10.0505 | 10-20 | <40 | NA | Compressed Air-NR-School K-12 | 1.3518e-05 | 2.6926e-05 | 4.0389e-05 | 5.3852e-05 | 6.7315e-05 | 8.0778e-05 | 9.4241e-05 | 0.0001077 | 0.00012117 | 0.00013463 | 0.00014809 | 0.00016156 | 0.00017502 | 0.00018848 | 0.00020195 | 0.00021541 | 0.00022887 | 0.00024234 | 0.0002558 | 0.00014566 | 0.0027037 | 0.0027037 | 0.00074052 | 0.000202 | 5.4599
LOEven20 | NR | Compressed Air | Commercial | Compressed Air | 4.8761 | 27864.0057 | 10.0505 | 10-20 | <40 | NA | Compressed Air-NR-University | 1.3518e-05 | 2.6926e-05 | 4.0389e-05 | 5.3852e-05 | 6.7315e-05 | 8.0778e-05 | 9.4241e-05 | 0.0001077 | 0.00012117 | 0.00013463 | 0.00014809 | 0.00016156 | 0.00017502 | 0.00018848 | 0.00020195 | 0.00021541 | 0.00022887 | 0.00024234 | 0.0002558 | 0.00014566 | 0.0027037 | 0.0027037 | 0.00074052 | 0.000202 | 5.4599
LOEven20 | NR | Compressed Air | Commercial | Compressed Air | 680.6259 | 3889408.275 | 10.0505 | 10-20 | <40 | NA | Compressed Air-NR-Warehouse | 0.001887 | 0.00376 | 0.00564 | 0.00752 | 0.0094 | 0.01128 | 0.01316 | 0.01504 | 0.01692 | 0.0188 | 0.02068 | 0.02256 | 0.02444 | 0.02632 | 0.0282 | 0.03008 | 0.03196 | 0.03384 | 0.03572 | 0.020189 | 0.3774 | 0.3774 | 0.10341 | 0.028207 | 5.4599
LOEven20 | NR | Compressed Air | Commercial | Compressed Air | 21.3428 | 121962.5003 | 10.0505 | 10-20 | <40 | NA | Compressed Air-NR-Supermarket | 5.9171e-05 | 0.00011728 | 0.00017592 | 0.00023456 | 0.00029319 | 0.00035183 | 0.00041047 | 0.00046911 | 0.00052775 | 0.00058639 | 0.00064503 | 0.00070367 | 0.0007623 | 0.00082094 | 0.00087958 | 0.00093822 | 0.00099686 | 0.0010555 | 0.0011141 | 0.00069236 | 0.011834 | 0.011834 | 0.0032257 | 0.00088011 | 5.4599
LOEven20 | NR | Compressed Air | Commercial | Compressed Air | 0 | 0 | 9999 | >140 | >120 | NA | Compressed Air-NR-MiniMart | 0 | 0 | 0 | 0 | 0 | 0 | 0 | 0 | 0 | 0 | 0 | 0 | 0 | 0 | 0 | 0 | 0 | 0 | 0 | 0 | 0 | 0 | 0 | 0 | 9999
LOEven20 | NR | Compressed Air | Commercial | Compressed Air | 3.0868 | 17639.1571 | 10.0505 | 10-20 | <40 | NA | Compressed Air-NR-Restaurant | 8.5578e-06 | 1.7035e-05 | 2.5552e-05 | 3.407e-05 | 4.2587e-05 | 5.1105e-05 | 5.9622e-05 | 6.8139e-05 | 7.6657e-05 | 8.5174e-05 | 9.3692e-05 | 0.00010221 | 0.00011073 | 0.00011924 | 0.00012776 | 0.00013628 | 0.0001448 | 0.00015331 | 0.00016183 | 9.3212e-05 | 0.0017116 | 0.0017116 | 0.0004685 | 0.0001278 | 5.4599
LOEven20 | NR | Compressed Air | Commercial | Compressed Air | 7.8451 | 44830.7023 | 10.0505 | 10-20 | <40 | NA | Compressed Air-NR-Lodging | 2.175e-05 | 4.3396e-05 | 6.5094e-05 | 8.6791e-05 | 0.00010849 | 0.00013019 | 0.00015188 | 0.00017358 | 0.00019528 | 0.00021698 | 0.00023868 | 0.00026037 | 0.00028207 | 0.00030377 | 0.00032547 | 0.00034717 | 0.00036886 | 0.00039056 | 0.00041226 | 0.00022737 | 0.00435 | 0.00435 | 0.0011934 | 0.00032552 | 5.4599
LOEven20 | NR | Compressed Air | Commercial | Compressed Air | 1.4363 | 8207.467 | 10.0505 | 10-20 | <40 | NA | Compressed Air-NR-Hospital | 3.9819e-06 | 7.9471e-06 | 1.1921e-05 | 1.5894e-05 | 1.9868e-05 | 2.3841e-05 | 2.7815e-05 | 3.1789e-05 | 3.5762e-05 | 3.9736e-05 | 4.3709e-05 | 4.7683e-05 | 5.1656e-05 | 5.563e-05 | 5.9604e-05 | 6.3577e-05 | 6.7551e-05 | 7.1524e-05 | 7.5498e-05 | 4.14e-05 | 0.00079639 | 0.00079639 | 0.00021855 | 5.9612e-05 | 5.4599
LOEven20 | NR | Compressed Air | Commercial | Compressed Air | 1.4363 | 8207.467 | 10.0505 | 10-20 | <40 | NA | Compressed Air-NR-Residential Care | 3.9819e-06 | 7.9448e-06 | 1.1917e-05 | 1.589e-05 | 1.9862e-05 | 2.3834e-05 | 2.7807e-05 | 3.1779e-05 | 3.5751e-05 | 3.9724e-05 | 4.3696e-05 | 4.7669e-05 | 5.1641e-05 | 5.5613e-05 | 5.9586e-05 | 6.3558e-05 | 6.753e-05 | 7.1503e-05 | 7.5475e-05 | 4.1626e-05 | 0.00079639 | 0.00079639 | 0.00021849 | 5.9595e-05 | 5.4599
LOEven20 | NR | Compressed Air | Commercial | Compressed Air | 23.7429 | 135677.5341 | 10.0505 | 10-20 | <40 | NA | Compressed Air-NR-Assembly | 6.5825e-05 | 0.00013106 | 0.00019659 | 0.00026212 | 0.00032765 | 0.00039318 | 0.00045871 | 0.00052424 | 0.00058977 | 0.0006553 | 0.00072083 | 0.00078636 | 0.00085189 | 0.00091742 | 0.00098295 | 0.0010485 | 0.001114 | 0.0011795 | 0.0012451 | 0.00071407 | 0.013165 | 0.013165 | 0.0036044 | 0.00098324 | 5.4599
LOEven20 | NR | Compressed Air | Commercial | Compressed Air | 128.6783 | 735326.973 | 10.0505 | 10-20 | <40 | NA | Compressed Air-NR-Other | 0.00035675 | 0.00070708 | 0.0010606 | 0.0014142 | 0.0017677 | 0.0021212 | 0.0024748 | 0.0028283 | 0.0031819 | 0.0035354 | 0.0038889 | 0.0042425 | 0.004596 | 0.0049496 | 0.0053031 | 0.0056566 | 0.0060102 | 0.0063637 | 0.0067173 | 0.0041743 | 0.07135 | 0.07135 | 0.019448 | 0.0053063 | 5.4599
RetroEven20 | Retro | Compressed Air | Commercial | Compressed Air | 919.99 | 5257244.7295 | 55.3379 | 50-60 | 40-80 | NA | Compressed Air-Retro-Large Off | 0.025506 | 0.02543 | 0.02543 | 0.02543 | 0.02543 | 0.02543 | 0.02543 | 0.02543 | 0.02543 | 0.02543 | 0.02543 | 0.02543 | 0.02543 | 0.02543 | 0.02543 | 0.02543 | 0.02543 | 0.02543 | 0.02543 | 0.02543 | 0.51012 | 0.50867 | 0.25437 | 0.12722 | 1.6718
RetroEven20 | Retro | Compressed Air | Commercial | Compressed Air | 0 | 0 | 9999 | >140 | >120 | NA | Compressed Air-Retro-Medium Off | 0 | 0 | 0 | 0 | 0 | 0 | 0 | 0 | 0 | 0 | 0 | 0 | 0 | 0 | 0 | 0 | 0 | 0 | 0 | 0 | 0 | 0 | 0 | 0 | 9999
RetroEven20 | Retro | Compressed Air | Commercial | Compressed Air | 0 | 0 | 9999 | >140 | >120 | NA | Compressed Air-Retro-Small Off | 0 | 0 | 0 | 0 | 0 | 0 | 0 | 0 | 0 | 0 | 0 | 0 | 0 | 0 | 0 | 0 | 0 | 0 | 0 | 0 | 0 | 0 | 0 | 0 | 9999
RetroEven20 | Retro | Compressed Air | Commercial | Compressed Air | 1962.4004 | 11214055.3256 | 55.3379 | 50-60 | 40-80 | NA | Compressed Air-Retro-XLarge Ret | 0.054406 | 0.054156 | 0.054156 | 0.054156 | 0.054156 | 0.054156 | 0.054156 | 0.054156 | 0.054156 | 0.054156 | 0.054156 | 0.054156 | 0.054156 | 0.054156 | 0.054156 | 0.054156 | 0.054156 | 0.054156 | 0.054156 | 0.054156 | 1.0881 | 1.0834 | 0.54181 | 0.27103 | 1.6718
RetroEven20 | Retro | Compressed Air | Commercial | Compressed Air | 0 | 0 | 9999 | >140 | >120 | NA | Compressed Air-Retro-Large Ret | 0 | 0 | 0 | 0 | 0 | 0 | 0 | 0 | 0 | 0 | 0 | 0 | 0 | 0 | 0 | 0 | 0 | 0 | 0 | 0 | 0 | 0 | 0 | 0 | 9999
RetroEven20 | Retro | Compressed Air | Commercial | Compressed Air | 0 | 0 | 9999 | >140 | >120 | NA | Compressed Air-Retro-Medium Ret | 0 | 0 | 0 | 0 | 0 | 0 | 0 | 0 | 0 | 0 | 0 | 0 | 0 | 0 | 0 | 0 | 0 | 0 | 0 | 0 | 0 | 0 | 0 | 0 | 9999
RetroEven20 | Retro | Compressed Air | Commercial | Compressed Air | 0 | 0 | 9999 | >140 | >120 | NA | Compressed Air-Retro-Small Ret | 0 | 0 | 0 | 0 | 0 | 0 | 0 | 0 | 0 | 0 | 0 | 0 | 0 | 0 | 0 | 0 | 0 | 0 | 0 | 0 | 0 | 0 | 0 | 0 | 9999
RetroEven20 | Retro | Compressed Air | Commercial | Compressed Air | 14.6282 | 83592.0172 | 55.3379 | 50-60 | 40-80 | NA | Compressed Air-Retro-School K-12 | 0.00040555 | 0.00040389 | 0.00040389 | 0.00040389 | 0.00040389 | 0.00040389 | 0.00040389 | 0.00040389 | 0.00040389 | 0.00040389 | 0.00040389 | 0.00040389 | 0.00040389 | 0.00040389 | 0.00040389 | 0.00040389 | 0.00040389 | 0.00040389 | 0.00040389 | 0.00040389 | 0.0081111 | 0.0080795 | 0.0040406 | 0.0020211 | 1.6718
RetroEven20 | Retro | Compressed Air | Commercial | Compressed Air | 14.6282 | 83592.0172 | 55.3379 | 50-60 | 40-80 | NA | Compressed Air-Retro-University | 0.00040555 | 0.00040389 | 0.00040389 | 0.00040389 | 0.00040389 | 0.00040389 | 0.00040389 | 0.00040389 | 0.00040389 | 0.00040389 | 0.00040389 | 0.00040389 | 0.00040389 | 0.00040389 | 0.00040389 | 0.00040389 | 0.00040389 | 0.00040389 | 0.00040389 | 0.00040389 | 0.0081111 | 0.0080795 | 0.0040406 | 0.0020211 | 1.6718
RetroEven20 | Retro | Compressed Air | Commercial | Compressed Air | 2041.8776 | 11668224.8249 | 55.3379 | 50-60 | 40-80 | NA | Compressed Air-Retro-Warehouse | 0.05661 | 0.0564 | 0.0564 | 0.0564 | 0.0564 | 0.0564 | 0.0564 | 0.0564 | 0.0564 | 0.0564 | 0.0564 | 0.0564 | 0.0564 | 0.0564 | 0.0564 | 0.0564 | 0.0564 | 0.0564 | 0.0564 | 0.0564 | 1.1322 | 1.1282 | 0.56421 | 0.28221 | 1.6718
RetroEven20 | Retro | Compressed Air | Commercial | Compressed Air | 64.0284 | 365887.501 | 55.3379 | 50-60 | 40-80 | NA | Compressed Air-Retro-Supermarket | 0 | 0 | 0 | 0 | 0 | 0 | 0 | 0 | 0 | 0 | 0 | 0 | 0 | 0 | 0 | 0 | 0 | 0 | 0 | 0 | 0.035503 | 0 | 0 | 0 | 1.6718
RetroEven20 | Retro | Compressed Air | Commercial | Compressed Air | 0 | 0 | 9999 | >140 | >120 | NA | Compressed Air-Retro-MiniMart | 0 | 0 | 0 | 0 | 0 | 0 | 0 | 0 | 0 | 0 | 0 | 0 | 0 | 0 | 0 | 0 | 0 | 0 | 0 | 0 | 0 | 0 | 0 | 0 | 9999
RetroEven20 | Retro | Compressed Air | Commercial | Compressed Air | 9.2603 | 52917.4713 | 55.3379 | 50-60 | 40-80 | NA | Compressed Air-Retro-Restaurant | 0 | 0 | 0 | 0 | 0 | 0 | 0 | 0 | 0 | 0 | 0 | 0 | 0 | 0 | 0 | 0 | 0 | 0 | 0 | 0 | 0.0051347 | 0 | 0 | 0 | 1.6718
RetroEven20 | Retro | Compressed Air | Commercial | Compressed Air | 23.5354 | 134492.1069 | 55.3379 | 50-60 | 40-80 | NA | Compressed Air-Retro-Lodging | 0 | 0 | 0 | 0 | 0 | 0 | 0 | 0 | 0 | 0 | 0 | 0 | 0 | 0 | 0 | 0 | 0 | 0 | 0 | 0 | 0.01305 | 0 | 0 | 0 | 1.6718
RetroEven20 | Retro | Compressed Air | Commercial | Compressed Air | 4.3088 | 24622.4011 | 55.3379 | 50-60 | 40-80 | NA | Compressed Air-Retro-Hospital | 0.00011946 | 0.00011921 | 0.00011921 | 0.00011921 | 0.00011921 | 0.00011921 | 0.00011921 | 0.00011921 | 0.00011921 | 0.00011921 | 0.00011921 | 0.00011921 | 0.00011921 | 0.00011921 | 0.00011921 | 0.00011921 | 0.00011921 | 0.00011921 | 0.00011921 | 0.00011921 | 0.0023892 | 0.0023844 | 0.0011923 | 0.00059629 | 1.6718
RetroEven20 | Retro | Compressed Air | Commercial | Compressed Air | 4.3088 | 24622.4011 | 55.3379 | 50-60 | 40-80 | NA | Compressed Air-Retro-Residential Care | 0 | 0 | 0 | 0 | 0 | 0 | 0 | 0 | 0 | 0 | 0 | 0 | 0 | 0 | 0 | 0 | 0 | 0 | 0 | 0 | 0.0023892 | 0 | 0 | 0 | 1.6718
RetroEven20 | Retro | Compressed Air | Commercial | Compressed Air | 369.0934 | 2109168.939 | 2.6611 | 0-10 | <40 | NA | Compressed Air-Retro-Assembly | 0.010233 | 0.010187 | 0.010187 | 0.010187 | 0.010187 | 0.010187 | 0.010187 | 0.010187 | 0.010187 | 0.010187 | 0.010187 | 0.010187 | 0.010187 | 0.010187 | 0.010187 | 0.010187 | 0.010187 | 0.010187 | 0.010187 | 0.010187 | 0.20466 | 0.20378 | 0.10192 | 0.050981 | 8.6628
RetroEven20 | Retro | Compressed Air | Commercial | Compressed Air | 386.035 | 2205980.9189 | 55.3379 | 50-60 | 40-80 | NA | Compressed Air-Retro-Other | 0.010703 | 0.010606 | 0.010606 | 0.010606 | 0.010606 | 0.010606 | 0.010606 | 0.010606 | 0.010606 | 0.010606 | 0.010606 | 0.010606 | 0.010606 | 0.010606 | 0.010606 | 0.010606 | 0.010606 | 0.010606 | 0.010606 | 0.010606 | 0.21405 | 0.21222 | 0.10616 | 0.053127 | 1.6718
LO50Fast | NR | Monitor | Commercial | Electronics | 0.0047255 | 32.9444 | -8.1439 | <0 | <40 | All | ENERGY STAR Display | 0.53264 | 0.78936 | 0.96673 | 1.0864 | 1.1706 | 1.219 | 1.247 | 1.2651 | 1.2787 | 1.2906 | 1.3017 | 1.3125 | 1.3232 | 1.3338 | 1.3442 | 1.3546 | 1.3649 | 1.3751 | 1.3853 | 1.3954 | 25.8615 | 24.3369 | 10.8462 | 4.5458 | 9999
LO50Fast | NR | Desktop | Commercial | Electronics | 0.019041 | 132.7464 | -8.1439 | <0 | <40 | All | ENERGY STAR Desktop | 1.2217 | 1.8105 | 2.2173 | 2.4919 | 2.685 | 2.7959 | 2.8602 | 2.9016 | 2.9329 | 2.9601 | 2.9856 | 3.0104 | 3.0349 | 3.0591 | 3.0831 | 3.1069 | 3.1305 | 3.154 | 3.1773 | 3.2006 | 59.316 | 55.8193 | 24.8769 | 10.4263 | 9999
LO5Med | NR | Laptop | Commercial | Electronics | 0.005682 | 39.6128 | -8.1439 | <0 | <40 | All | ENERGY STAR Laptop | 0.011011 | 0.024787 | 0.041934 | 0.062168 | 0.085603 | 0.11336 | 0.14425 | 0.1763 | 0.20709 | 0.23421 | 0.25596 | 0.27175 | 0.28221 | 0.28872 | 0.29283 | 0.29574 | 0.29818 | 0.30045 | 0.30268 | 0.3049 | 5.5949 | 3.9941 | 1.1007 | 0.2255 | 9999
LO5Med | NR | Cooking Equipment | Commercial | Food Preparation | 0.45305 | 2632.1776 | 42.6133 | 40-50 | 40-80 | NA | Fryers | 0.0073541 | 0.016555 | 0.028008 | 0.041522 | 0.057173 | 0.075713 | 0.096341 | 0.11775 | 0.13831 | 0.15643 | 0.17095 | 0.1815 | 0.18849 | 0.19284 | 0.19558 | 0.19752 | 0.19915 | 0.20067 | 0.20216 | 0.054642 | 2.5187 | 2.5187 | 0.73515 | 0.15061 | 2.0774
LO5Med | NR | Cooking Equipment | Commercial | Food Preparation | 0.11889 | 690.7095 | 80.4527 | 80-90 | 80-120 | NA | HFHC (Wt Average Size) | 0.0068454 | 0.01541 | 0.02607 | 0.03865 | 0.053219 | 0.070476 | 0.089677 | 0.1096 | 0.12874 | 0.14561 | 0.15913 | 0.16895 | 0.17545 | 0.1795 | 0.18205 | 0.18386 | 0.18537 | 0.18679 | 0.18818 | 0.050863 | 2.3444 | 2.3444 | 0.6843 | 0.14019 | 1.2062
LO5Med | NR | Cooking Equipment | Commercial | Food Preparation | 7.7035 | 44756.6231 | -43.9512 | <0 | <40 | NA | Steamer (Wt Average Size) | 0.11228 | 0.25275 | 0.4276 | 0.63392 | 0.87287 | 1.1559 | 1.4708 | 1.7977 | 2.1116 | 2.3882 | 2.6099 | 2.771 | 2.8777 | 2.9441 | 2.9859 | 3.0156 | 3.0405 | 3.0637 | 3.0864 | 0.83423 | 38.4527 | 38.4527 | 11.2237 | 2.2994 | 48.666
LO5Med | NR | Cooking Equipment | Commercial | Food Preparation | 2.8269 | 16424.1926 | -20.8973 | <0 | <40 | NA | Combi Oven (Wt Average) | 0.044465 | 0.10009 | 0.16934 | 0.25105 | 0.34568 | 0.45778 | 0.5825 | 0.71195 | 0.83626 | 0.94579 | 1.0336 | 1.0974 | 1.1396 | 1.1659 | 1.1825 | 1.1943 | 1.2041 | 1.2133 | 1.2223 | 0.33038 | 15.2284 | 15.2284 | 4.4449 | 0.91064 | 13.4992
LO5Med | NR | Cooking Equipment | Commercial | Food Preparation | 0.30868 | 1793.3771 | 68.2756 | 60-70 | 40-80 | NA | Convection Oven (Wt Average) | 0.011835 | 0.026641 | 0.045071 | 0.066819 | 0.092006 | 0.12184 | 0.15504 | 0.18949 | 0.22258 | 0.25173 | 0.2751 | 0.29208 | 0.30332 | 0.31032 | 0.31474 | 0.31787 | 0.32048 | 0.32293 | 0.32533 | 0.087933 | 4.0531 | 4.0531 | 1.183 | 0.24237 | 1.3944
LO5Med | NR | Data Centers | Commercial | Electronics | 0.060302 | 480.1237 | 10.2802 | 10-20 | <40 | NA | Best Practice | 1.0714 | 2.5315 | 4.4144 | 6.4505 | 8.8788 | 11.8957 | 15.4657 | 18.9281 | 22.4328 | 25.7651 | 28.7516 | 19.7579 | 0 | 0 | 0 | 0 | 0 | 0 | 0 | 0 | 166.3435 | 166.3435 | 117.834 | 23.3466 | 5.6862
LO5Med | NR | Data Centers | Commercial | Electronics | 0.027848 | 221.7239 | 27.1572 | 20-30 | <40 | NA | Commercial Technology | 0.4948 | 1.1691 | 2.0386 | 2.9789 | 4.1003 | 5.4935 | 7.1422 | 8.7411 | 10.3596 | 11.8985 | 13.2777 | 9.1243 | 0 | 0 | 0 | 0 | 0 | 0 | 0 | 0 | 76.8184 | 76.8184 | 54.4164 | 10.7816 | 2.8874
LO5Med | NR | Data Centers | Commercial | Electronics | 0.006582 | 52.4058 | 20.9801 | 20-30 | <40 | NA | Cutting Edge | 0.11695 | 0.27631 | 0.48183 | 0.70407 | 0.96913 | 1.2984 | 1.6881 | 2.066 | 2.4486 | 2.8123 | 3.1383 | 2.1566 | 0 | 0 | 0 | 0 | 0 | 0 | 0 | 0 | 18.1565 | 18.1565 | 12.8616 | 2.5483 | 3.5219
Retro12Med | Retro | Demand Control Ventilation | Commercial | HVAC | 0.027267 | 145.0487 | 55.4085 | 50-60 | 40-80 | NA | Demand Control Ventilation-Retro-Large Off | 0.060423 | 0.060242 | 0.060061 | 0.059881 | 0.059701 | 0.05357 | 0.042727 | 0.034079 | 0.027182 | 0.02168 | 0.017292 | 0.013792 | 0.011001 | 0.001727 | 0 | 0 | 0 | 0 | 0 | 0 | 0.52336 | 0.52336 | 0.47955 | 0.30031 | 1.6885
Retro12Med | Retro | Demand Control Ventilation | Commercial | HVAC | 0.021934 | 116.6762 | 101.9515 | 100-110 | 80-120 | NA | Demand Control Ventilation-Retro-Medium Off | 0.14692 | 0.14648 | 0.14604 | 0.1456 | 0.14517 | 0.13026 | 0.10389 | 0.082866 | 0.066094 | 0.052717 | 0.042047 | 0.033537 | 0.026749 | 0.0041993 | 0 | 0 | 0 | 0 | 0 | 0 | 1.2726 | 1.2726 | 1.1661 | 0.73022 | 0.9926
Retro12Med | Retro | Demand Control Ventilation | Commercial | HVAC | 0.028141 | 149.6987 | 71.2066 | 70-80 | 40-80 | NA | Demand Control Ventilation-Retro-Small Off | 0.20989 | 0.20926 | 0.20863 | 0.20801 | 0.20738 | 0.18608 | 0.14842 | 0.11838 | 0.09442 | 0.075309 | 0.060067 | 0.047909 | 0.038212 | 0.0059989 | 0 | 0 | 0 | 0 | 0 | 0 | 1.818 | 1.818 | 1.6658 | 1.0432 | 1.364
Retro12Med | Retro | Demand Control Ventilation | Commercial | HVAC | 0.14317 | 761.6154 | 67.5051 | 60-70 | 40-80 | NA | Demand Control Ventilation-Retro-Xlarge Ret | 0.7262 | 0.72286 | 0.71954 | 0.71623 | 0.71293 | 0.63869 | 0.5086 | 0.40501 | 0.32252 | 0.25683 | 0.20452 | 0.16286 | 0.014036 | 0 | 0 | 0 | 0 | 0 | 0 | 0 | 6.1108 | 6.1108 | 5.7294 | 3.5978 | 1.429
Retro12Med | Retro | Demand Control Ventilation | Commercial | HVAC | 0.065837 | 350.2211 | 107.5231 | 100-110 | 80-120 | NA | Demand Control Ventilation-Retro-Large Ret | 0.29162 | 0.29028 | 0.28894 | 0.28761 | 0.28629 | 0.25648 | 0.20424 | 0.16264 | 0.12951 | 0.10313 | 0.082127 | 0.065399 | 0.0056365 | 0 | 0 | 0 | 0 | 0 | 0 | 0 | 2.4539 | 2.4539 | 2.3007 | 1.4447 | 0.94595
Retro12Med | Retro | Demand Control Ventilation | Commercial | HVAC | 0.070869 | 376.9905 | 69.9468 | 60-70 | 40-80 | NA | Demand Control Ventilation-Retro-Medium Ret | 0.20151 | 0.20058 | 0.19966 | 0.19874 | 0.19783 | 0.17723 | 0.14113 | 0.11238 | 0.089493 | 0.071265 | 0.05675 | 0.045191 | 0.0038948 | 0 | 0 | 0 | 0 | 0 | 0 | 0 | 1.6957 | 1.6957 | 1.5898 | 0.99832 | 1.3858
Retro12Med | Retro | Demand Control Ventilation | Commercial | HVAC | 0.070973 | 377.5429 | 36.9818 | 30-40 | <40 | NA | Demand Control Ventilation-Retro-Small Ret | 0.18533 | 0.18448 | 0.18363 | 0.18278 | 0.18194 | 0.16299 | 0.1298 | 0.10336 | 0.082306 | 0.065542 | 0.052193 | 0.041562 | 0.003582 | 0 | 0 | 0 | 0 | 0 | 0 | 0 | 1.5595 | 1.5595 | 1.4621 | 0.91815 | 2.341
Retro12Med | Retro | Demand Control Ventilation | Commercial | HVAC | 0 | 0 | 9999 | >140 | >120 | NA | Demand Control Ventilation-Retro-School K-12 | - | 0 | 0 | 0 | 0 | 0 | 0 | 0 | 0 | 0 | 0 | 0 | 0 | 0 | 0 | 0 | 0 | 0 | 0 | 0 | 0 | 0 | 0 | 0 | 9999
Retro12Med | Retro | Demand Control Ventilation | Commercial | HVAC | 0 | 0 | 9999 | >140 | >120 | NA | Demand Control Ventilation-Retro-University | - | 0 | 0 | 0 | 0 | 0 | 0 | 0 | 0 | 0 | 0 | 0 | 0 | 0 | 0 | 0 | 0 | 0 | 0 | 0 | 0 | 0 | 0 | 0 | 9999
Retro12Med | Retro | Demand Control Ventilation | Commercial | HVAC | 0.00020858 | 1.1095 | 2159.5021 | >140 | >120 | NA | Demand Control Ventilation-Retro-Warehouse | 0.0011172 | 0.0011131 | 0.0011089 | 0.0011048 | 0.0011008 | 0.00098701 | 0.00078669 | 0.00062702 | 0.00049976 | 0.00039833 | 0.00031749 | 0.00025305 | 0.00014096 | 0 | 0 | 0 | 0 | 0 | 0 | 0 | 0.0095551 | 0.0095551 | 0.0088436 | 0.0055448 | 0.068526
Retro12Med | Retro | Demand Control Ventilation | Commercial | HVAC | 0.096319 | 512.373 | 51.3851 | 50-60 | 40-80 | NA | Demand Control Ventilation-Retro-Supermarket | 0.12675 | 0.12561 | 0.12448 | 0.12336 | 0.12225 | 0.10904 | 0.086443 | 0.068532 | 0.054332 | 0.043075 | 0.00096568 | 0 | 0 | 0 | 0 | 0 | 0 | 0 | 0 | 0 | 0.98484 | 0.98484 | 0.98387 | 0.62246 | 1.4766
Retro12Med | Retro | Demand Control Ventilation | Commercial | HVAC | 0.034878 | 185.5366 | 124.7039 | 120-130 | >120 | NA | Demand Control Ventilation-Retro-MiniMart | 0.025465 | 0.025344 | 0.025225 | 0.025106 | 0.024987 | 0.022382 | 0.017821 | 0.01419 | 0.011298 | 0.0089959 | 0.0071628 | 0.0057032 | 0.0001332 | 0 | 0 | 0 | 0 | 0 | 0 | 0 | 0.21381 | 0.21381 | 0.20081 | 0.12613 | 3.7673
Retro12Med | Retro | Demand Control Ventilation | Commercial | HVAC | 0.091107 | 484.6483 | 58.4984 | 50-60 | 40-80 | NA | Demand Control Ventilation-Retro-Restaurant | 0.11937 | 0.1188 | 0.11824 | 0.11768 | 0.11713 | 0.10492 | 0.083539 | 0.066515 | 0.052961 | 0.042169 | 0.033576 | 0.026734 | 0.0006244 | 0 | 0 | 0 | 0 | 0 | 0 | 0 | 1.0023 | 1.0023 | 0.94133 | 0.59123 | 1.6139
Retro12Med | Retro | Demand Control Ventilation | Commercial | HVAC | 0.035765 | 190.2531 | 56.1062 | 50-60 | 40-80 | NA | Demand Control Ventilation-Retro-Lodging | 0.08317 | 0.08297 | 0.082771 | 0.082572 | 0.082374 | 0.073959 | 0.059025 | 0.047107 | 0.037595 | 0.030004 | 0.023945 | 0.01911 | 0.015252 | 0.0083696 | 0 | 0 | 0 | 0 | 0 | 0 | 0.72822 | 0.72822 | 0.66155 | 0.41386 | 1.6717
Retro12Med | Retro | Demand Control Ventilation | Commercial | HVAC | 0.0056008 | 29.7935 | 418.3039 | >140 | >120 | NA | Demand Control Ventilation-Retro-Hospital | 0.0042054 | 0.0041966 | 0.0041877 | 0.0041789 | 0.0041702 | 0.0037453 | 0.0029899 | 0.0023869 | 0.0019055 | 0.0015212 | 0.0012144 | 0.00096949 | 0.00077397 | 0.00057611 | 0 | 0 | 0 | 0 | 0 | 0 | 0.037022 | 0.037022 | 0.033488 | 0.020939 | 0.26313
Retro12Med | Retro | Demand Control Ventilation | Commercial | HVAC | 0.02497 | 132.8297 | 74.604 | 70-80 | 40-80 | NA | Demand Control Ventilation-Retro-Residential Care | 0.058555 | 0.058414 | 0.058274 | 0.058134 | 0.057995 | 0.05207 | 0.041556 | 0.033165 | 0.026468 | 0.021124 | 0.016859 | 0.013454 | 0.010738 | 0.0058926 | 0 | 0 | 0 | 0 | 0 | 0 | 0.5127 | 0.5127 | 0.46576 | 0.29137 | 1.3097
Retro12Med | Retro | Demand Control Ventilation | Commercial | HVAC | 0.019567 | 104.0887 | 0 | 0-10 | <40 | NA | Demand Control Ventilation-Retro-Assembly | 0.19548 | 0.1946 | 0.19373 | 0.19286 | 0.19199 | 0.17202 | 0.137 | 0.10911 | 0.086893 | 0.069203 | 0.055114 | 0.043893 | 0.006387 | 0 | 0 | 0 | 0 | 0 | 0 | 0 | 1.6483 | 1.6483 | 1.5429 | 0.96865 | 0.47446
Retro12Med | Retro | Demand Control Ventilation | Commercial | HVAC | 0.012621 | 67.1389 | 165.0468 | >140 | >120 | NA | Demand Control Ventilation-Retro-Other | 0.084651 | 0.083889 | 0.083134 | 0.082386 | 0.081644 | 0.072819 | 0.057731 | 0.045769 | 0.036285 | 0.028767 | 0.00064492 | 0 | 0 | 0 | 0 | 0 | 0 | 0 | 0 | 0 | 0.65772 | 0.65772 | 0.65707 | 0.4157 | 0.63753
Retro12Med | Retro | DCV Parking Garage | Commercial | HVAC | 0.00018689 | 0.99419 | 40.1042 | 40-50 | 40-80 | NA | DCV Parking Garage-Retro | 0.79198 | 0.7896 | 0.78723 | 0.78487 | 0.78252 | 0.70215 | 0.56004 | 0.44669 | 0.35628 | 0.28417 | 0.22665 | 0.18078 | 0.14419 | 0.115 | 0.091727 | 0.073162 | 0.00049752 | 0.00017715 | 6.0212e-05 | 1.9575e-05 | 7.1178 | 7.1178 | 6.2855 | 3.9362 | 2.2015
Retro12Med | Retro | DCV Parking Garage | Commercial | HVAC | 0.00018689 | 0.99419 | 40.1042 | 40-50 | 40-80 | NA | DCV Parking Garage-Retro | - | 0 | 0 | 0 | 0 | 0 | 0 | 0 | 0 | 0 | 0 | 0 | 0 | 0 | 0 | 0 | 0 | 0 | 0 | 0 | 0 | 0 | 0 | 0 | 2.2015
Retro12Med | Retro | DCV Parking Garage | Commercial | HVAC | 0.00018689 | 0.99419 | 40.1042 | 40-50 | 40-80 | NA | DCV Parking Garage-Retro | - | 0 | 0 | 0 | 0 | 0 | 0 | 0 | 0 | 0 | 0 | 0 | 0 | 0 | 0 | 0 | 0 | 0 | 0 | 0 | 0 | 0 | 0 | 0 | 2.2015
Retro12Med | Retro | DCV Parking Garage | Commercial | HVAC | 0.00018689 | 0.99419 | 40.1042 | 40-50 | 40-80 | NA | DCV Parking Garage-Retro | 0.050317 | 0.050085 | 0.049855 | 0.049625 | 0.049397 | 0.044253 | 0.035239 | 0.028062 | 0.022346 | 0.017795 | 0.01417 | 0.011284 | 0.0089858 | 0.0071555 | 0.0056981 | 0.0045375 | 3.0807e-05 | 1.0952e-05 | 3.7164e-06 | 1.2063e-06 | 0.44885 | 0.44885 | 0.39697 | 0.24928 | 2.2015
Retro12Med | Retro | DCV Parking Garage | Commercial | HVAC | 0.00018689 | 0.99419 | 40.1042 | 40-50 | 40-80 | NA | DCV Parking Garage-Retro | - | 0 | 0 | 0 | 0 | 0 | 0 | 0 | 0 | 0 | 0 | 0 | 0 | 0 | 0 | 0 | 0 | 0 | 0 | 0 | 0 | 0 | 0 | 0 | 2.2015
Retro12Med | Retro | DCV Parking Garage | Commercial | HVAC | 0.00018689 | 0.99419 | 40.1042 | 40-50 | 40-80 | NA | DCV Parking Garage-Retro | - | 0 | 0 | 0 | 0 | 0 | 0 | 0 | 0 | 0 | 0 | 0 | 0 | 0 | 0 | 0 | 0 | 0 | 0 | 0 | 0 | 0 | 0 | 0 | 2.2015
Retro12Med | Retro | DCV Parking Garage | Commercial | HVAC | 0.00018689 | 0.99419 | 40.1042 | 40-50 | 40-80 | NA | DCV Parking Garage-Retro | - | 0 | 0 | 0 | 0 | 0 | 0 | 0 | 0 | 0 | 0 | 0 | 0 | 0 | 0 | 0 | 0 | 0 | 0 | 0 | 0 | 0 | 0 | 0 | 2.2015
Retro12Med | Retro | DCV Parking Garage | Commercial | HVAC | 0.00018689 | 0.99419 | 40.1042 | 40-50 | 40-80 | NA | DCV Parking Garage-Retro | 0.025775 | 0.025669 | 0.025564 | 0.025459 | 0.025355 | 0.022726 | 0.018106 | 0.014425 | 0.011493 | 0.0091567 | 0.0072954 | 0.0058124 | 0.0046308 | 0.0036895 | 0.0029395 | 0.0023419 | 1.5908e-05 | 5.6582e-06 | 1.921e-06 | 6.2386e-07 | 0.23046 | 0.23046 | 0.20373 | 0.12782 | 2.2015
Retro12Med | Retro | DCV Parking Garage | Commercial | HVAC | 0.00018689 | 0.99419 | 40.1042 | 40-50 | 40-80 | NA | DCV Parking Garage-Retro | 0.071894 | 0.0716 | 0.071306 | 0.071014 | 0.070722 | 0.063389 | 0.050503 | 0.040237 | 0.032058 | 0.025541 | 0.020349 | 0.016212 | 0.012917 | 0.010291 | 0.0081991 | 0.0065324 | 4.4373e-05 | 1.5783e-05 | 5.3584e-06 | 1.7401e-06 | 0.64283 | 0.64283 | 0.56826 | 0.35654 | 2.2015
Retro12Med | Retro | DCV Parking Garage | Commercial | HVAC | 0.00018689 | 0.99419 | 40.1042 | 40-50 | 40-80 | NA | DCV Parking Garage-Retro | - | 0 | 0 | 0 | 0 | 0 | 0 | 0 | 0 | 0 | 0 | 0 | 0 | 0 | 0 | 0 | 0 | 0 | 0 | 0 | 0 | 0 | 0 | 0 | 2.2015
Retro12Med | Retro | DCV Parking Garage | Commercial | HVAC | 0.00018689 | 0.99419 | 40.1042 | 40-50 | 40-80 | NA | DCV Parking Garage-Retro | - | 0 | 0 | 0 | 0 | 0 | 0 | 0 | 0 | 0 | 0 | 0 | 0 | 0 | 0 | 0 | 0 | 0 | 0 | 0 | 0 | 0 | 0 | 0 | 2.2015
Retro12Med | Retro | DCV Parking Garage | Commercial | HVAC | 0.00018689 | 0.99419 | 40.1042 | 40-50 | 40-80 | NA | DCV Parking Garage-Retro | - | 0 | 0 | 0 | 0 | 0 | 0 | 0 | 0 | 0 | 0 | 0 | 0 | 0 | 0 | 0 | 0 | 0 | 0 | 0 | 0 | 0 | 0 | 0 | 2.2015
Retro12Med | Retro | DCV Parking Garage | Commercial | HVAC | 0.00018689 | 0.99419 | 40.1042 | 40-50 | 40-80 | NA | DCV Parking Garage-Retro | - | 0 | 0 | 0 | 0 | 0 | 0 | 0 | 0 | 0 | 0 | 0 | 0 | 0 | 0 | 0 | 0 | 0 | 0 | 0 | 0 | 0 | 0 | 0 | 2.2015
Retro12Med | Retro | DCV Parking Garage | Commercial | HVAC | 0.00018689 | 0.99419 | 40.1042 | 40-50 | 40-80 | NA | DCV Parking Garage-Retro | 0.070966 | 0.070796 | 0.070626 | 0.070456 | 0.070287 | 0.063107 | 0.050364 | 0.040195 | 0.032079 | 0.025601 | 0.020432 | 0.016306 | 0.013014 | 0.010386 | 0.0082888 | 0.0066152 | 4.5012e-05 | 1.6037e-05 | 5.4541e-06 | 1.7742e-06 | 0.63959 | 0.63959 | 0.56448 | 0.35313 | 2.2015
Retro12Med | Retro | DCV Parking Garage | Commercial | HVAC | 0.00018689 | 0.99419 | 40.1042 | 40-50 | 40-80 | NA | DCV Parking Garage-Retro | 0.061816 | 0.061686 | 0.061557 | 0.061427 | 0.061298 | 0.055053 | 0.04395 | 0.035086 | 0.02801 | 0.022361 | 0.017851 | 0.014251 | 0.011377 | 0.0090823 | 0.0072505 | 0.0057883 | 3.9397e-05 | 1.4041e-05 | 4.7766e-06 | 1.5543e-06 | 0.5579 | 0.5579 | 0.49224 | 0.30778 | 2.2015
Retro12Med | Retro | DCV Parking Garage | Commercial | HVAC | 0.00018689 | 0.99419 | 40.1042 | 40-50 | 40-80 | NA | DCV Parking Garage-Retro | 0.020625 | 0.020576 | 0.020526 | 0.020477 | 0.020428 | 0.018341 | 0.014638 | 0.011682 | 0.0093231 | 0.0074406 | 0.0059382 | 0.0047392 | 0.0037822 | 0.0030185 | 0.002409 | 0.0019226 | 1.3082e-05 | 4.661e-06 | 1.5852e-06 | 5.1566e-07 | 0.18589 | 0.18589 | 0.16406 | 0.10263 | 2.2015
Retro12Med | Retro | DCV Parking Garage | Commercial | HVAC | 0.00018689 | 0.99419 | 40.1042 | 40-50 | 40-80 | NA | DCV Parking Garage-Retro | 0.10942 | 0.10893 | 0.10844 | 0.10795 | 0.10747 | 0.096287 | 0.076684 | 0.061072 | 0.048639 | 0.038736 | 0.03085 | 0.024569 | 0.019567 | 0.015584 | 0.012411 | 0.0098842 | 6.7115e-05 | 2.3862e-05 | 8.0983e-06 | 2.6289e-06 | 0.97659 | 0.97659 | 0.86362 | 0.54221 | 2.2015
Retro12Med | Retro | DCV Parking Garage | Commercial | HVAC | 0.00018689 | 0.99419 | 40.1042 | 40-50 | 40-80 | NA | DCV Parking Garage-Retro | 0.23893 | 0.23678 | 0.23465 | 0.23254 | 0.23045 | 0.20554 | 0.16295 | 0.12919 | 0.10242 | 0.081197 | 0.064373 | 0.051035 | 0.040461 | 0.032077 | 0.025431 | 0.020162 | 0.00013628 | 4.8233e-05 | 1.6295e-05 | 5.2658e-06 | 2.0884 | 2.0884 | 1.8546 | 1.1734 | 2.2015
Retro20Fast | Retro | DCV Restaurant Hood | Commercial | HVAC | 2.6335 | 18022.8981 | 37.6618 | 30-40 | <40 | NA | DCV Hood w/ MUA 5 hp | 1.1488 | 0.81359 | 0.56907 | 0.44771 | 0.39616 | 0.34612 | 0.29929 | 0.25659 | 0.2184 | 0.18475 | 0.15546 | 0.12207 | 0.09584 | 0.075236 | 0.059053 | 0.046346 | 0.036369 | 0.028536 | 0.022389 | 0.017564 | 6.1184 | 5.3393 | 4.6804 | 3.3753 | 2.2485
Retro20Fast | Retro | DCV Restaurant Hood | Commercial | HVAC | 1.4631 | 10012.7212 | 74.4282 | 70-80 | 40-80 | NA | DCV Hood 5 hp | 0.6382 | 0.452 | 0.31615 | 0.24873 | 0.22009 | 0.19229 | 0.16627 | 0.14255 | 0.12133 | 0.10264 | 0.086365 | 0.067817 | 0.053245 | 0.041798 | 0.032807 | 0.025748 | 0.020205 | 0.015854 | 0.012438 | 0.0097576 | 3.3991 | 2.9663 | 2.6002 | 1.8752 | 1.2492
Retro3Slow | Retro | DHP | Commercial | HVAC | 0.0015404 | 4.3123 | 62.5305 | 60-70 | 40-80 | Large Off | DHP-Retro-Large Off | - | 0 | 0 | 0 | 0 | 0 | 0 | 0 | 0 | 0 | 0 | 0 | 0 | 0 | 0 | 0 | 0 | 0 | 0 | 0 | 0 | 0 | 0 | 0 | 1.7412
Retro3Slow | Retro | DHP | Commercial | HVAC | 0.0015404 | 4.3123 | 62.5305 | 60-70 | 40-80 | Medium Off | DHP-Retro-Medium Off | 0.041355 | 0.064811 | 0.12923 | 0.22548 | 0.3497 | 0.4881 | 0.61936 | 0.72042 | 0.77351 | 0.77119 | 0.71762 | 0.62603 | 0.51401 | 0.39858 | 0.29281 | 0.20435 | 0.12418 | 0 | 0 | 0 | 7.0607 | 7.0607 | 4.1832 | 0.81058 | 1.7412
Retro3Slow | Retro | DHP | Commercial | HVAC | 0.0015404 | 4.3123 | 62.5305 | 60-70 | 40-80 | Small Off | DHP-Retro-Small Off | 0.077101 | 0.12083 | 0.24094 | 0.42038 | 0.65196 | 0.91 | 1.1547 | 1.3431 | 1.4421 | 1.4378 | 1.3379 | 1.1671 | 0.9583 | 0.74311 | 0.54591 | 0.38099 | 0.23152 | 0 | 0 | 0 | 13.1638 | 13.1638 | 7.7989 | 1.5112 | 1.7412
Retro3Slow | Retro | DHP | Commercial | HVAC | 0.0015404 | 4.3123 | 62.5305 | 60-70 | 40-80 | XLarge Ret | DHP-Retro-XLarge Ret | - | 0 | 0 | 0 | 0 | 0 | 0 | 0 | 0 | 0 | 0 | 0 | 0 | 0 | 0 | 0 | 0 | 0 | 0 | 0 | 0 | 0 | 0 | 0 | 1.7412
Retro3Slow | Retro | DHP | Commercial | HVAC | 0.0015404 | 4.3123 | 62.5305 | 60-70 | 40-80 | Large Ret | DHP-Retro-Large Ret | - | 0 | 0 | 0 | 0 | 0 | 0 | 0 | 0 | 0 | 0 | 0 | 0 | 0 | 0 | 0 | 0 | 0 | 0 | 0 | 0 | 0 | 0 | 0 | 1.7412
Retro3Slow | Retro | DHP | Commercial | HVAC | 0.0015404 | 4.3123 | 62.5305 | 60-70 | 40-80 | Medium Ret | DHP-Retro-Medium Ret | 0.041492 | 0.064922 | 0.12925 | 0.22514 | 0.34861 | 0.4858 | 0.61545 | 0.71472 | 0.76616 | 0.76264 | 0.70852 | 0.6171 | 0.50587 | 0.39164 | 0.28725 | 0.20015 | 0.0064938 | 0 | 0 | 0 | 6.8712 | 6.8712 | 4.1542 | 0.80941 | 1.7412
Retro3Slow | Retro | DHP | Commercial | HVAC | 0.0015404 | 4.3123 | 62.5305 | 60-70 | 40-80 | Small Ret | DHP-Retro-Small Ret | 0.058992 | 0.092303 | 0.18376 | 0.32009 | 0.49563 | 0.6907 | 0.87502 | 1.0162 | 1.0893 | 1.0843 | 1.0073 | 0.87737 | 0.71922 | 0.55682 | 0.4084 | 0.28457 | 0.0092326 | 0 | 0 | 0 | 9.7692 | 9.7692 | 5.9062 | 1.1508 | 1.7412
Retro3Slow | Retro | DHP | Commercial | HVAC | 0.0015404 | 4.3123 | 62.5305 | 60-70 | 40-80 | School K-12 | DHP-Retro-School K-12 | 0.00020941 | 0.00032782 | 0.00065296 | 0.001138 | 0.001763 | 0.002458 | 0.0031156 | 0.0036199 | 0.0038824 | 0.0038665 | 0.0035939 | 0.0031318 | 0.0025685 | 0.0019896 | 0.00146 | 0.0010178 | 0.00021644 | 0 | 0 | 0 | 0.035012 | 0.035012 | 0.021034 | 0.0040911 | 1.7412
Retro3Slow | Retro | DHP | Commercial | HVAC | 0.0015404 | 4.3123 | 62.5305 | 60-70 | 40-80 | University | DHP-Retro-University | - | 0 | 0 | 0 | 0 | 0 | 0 | 0 | 0 | 0 | 0 | 0 | 0 | 0 | 0 | 0 | 0 | 0 | 0 | 0 | 0 | 0 | 0 | 0 | 1.7412
Retro3Slow | Retro | DHP | Commercial | HVAC | 0.0015404 | 4.3123 | 62.5305 | 60-70 | 40-80 | Warehouse | DHP-Retro-Warehouse | 0.0042425 | 0.0066442 | 0.013239 | 0.023083 | 0.035774 | 0.049898 | 0.063272 | 0.073544 | 0.078908 | 0.078616 | 0.073104 | 0.063729 | 0.052288 | 0.040518 | 0.029745 | 0.020745 | 0.0073959 | 0 | 0 | 0 | 0.71475 | 0.71475 | 0.42722 | 0.082983 | 1.7412
Retro3Slow | Retro | DHP | Commercial | HVAC | 0.0015404 | 4.3123 | 62.5305 | 60-70 | 40-80 | Supermarket | DHP-Retro-Supermarket | - | 0 | 0 | 0 | 0 | 0 | 0 | 0 | 0 | 0 | 0 | 0 | 0 | 0 | 0 | 0 | 0 | 0 | 0 | 0 | 0 | 0 | 0 | 0 | 1.7412
Retro3Slow | Retro | DHP | Commercial | HVAC | 0.0015404 | 4.3123 | 62.5305 | 60-70 | 40-80 | MiniMart | DHP-Retro-MiniMart | 0.0028502 | 0.0044591 | 0.0088761 | 0.01546 | 0.023935 | 0.033351 | 0.042247 | 0.049055 | 0.052579 | 0.052331 | 0.048612 | 0.042334 | 0.034699 | 0.026861 | 0.019699 | 0.013575 | 0 | 0 | 0 | 0 | 0.47092 | 0.47092 | 0.28514 | 0.055581 | 1.7412
Retro3Slow | Retro | DHP | Commercial | HVAC | 0.0015404 | 4.3123 | 62.5305 | 60-70 | 40-80 | Restaurant | DHP-Retro-Restaurant | 0.003502 | 0.0054788 | 0.010906 | 0.018995 | 0.029409 | 0.040978 | 0.051908 | 0.060273 | 0.064603 | 0.064298 | 0.059729 | 0.052016 | 0.042634 | 0.033004 | 0.024204 | 0.016679 | 0 | 0 | 0 | 0 | 0.57862 | 0.57862 | 0.35035 | 0.068291 | 1.7412
Retro3Slow | Retro | DHP | Commercial | HVAC | 0.0015404 | 4.3123 | 62.5305 | 60-70 | 40-80 | Lodging | DHP-Retro-Lodging | 0.017137 | 0.026873 | 0.053617 | 0.093605 | 0.14526 | 0.20287 | 0.25758 | 0.29979 | 0.32208 | 0.32131 | 0.29917 | 0.26114 | 0.21454 | 0.16647 | 0.12236 | 0.08545 | 0.05683 | 0.013439 | 0 | 0 | 2.9595 | 2.9595 | 1.7401 | 0.33649 | 1.7412
Retro3Slow | Retro | DHP | Commercial | HVAC | 0.0015404 | 4.3123 | 62.5305 | 60-70 | 40-80 | Hospital | DHP-Retro-Hospital | - | 0 | 0 | 0 | 0 | 0 | 0 | 0 | 0 | 0 | 0 | 0 | 0 | 0 | 0 | 0 | 0 | 0 | 0 | 0 | 0 | 0 | 0 | 0 | 1.7412
Retro3Slow | Retro | DHP | Commercial | HVAC | 0.0015404 | 4.3123 | 62.5305 | 60-70 | 40-80 | Residential Care | DHP-Retro-Residential Care | 0.020611 | 0.032321 | 0.064487 | 0.11258 | 0.17471 | 0.244 | 0.3098 | 0.36057 | 0.38737 | 0.38644 | 0.35981 | 0.31408 | 0.25803 | 0.20021 | 0.14717 | 0.10277 | 0.06835 | 0.016163 | 0 | 0 | 3.5595 | 3.5595 | 2.0929 | 0.40471 | 1.7412
Retro3Slow | Retro | DHP | Commercial | HVAC | 0.0015404 | 4.3123 | 62.5305 | 60-70 | 40-80 | Assembly | DHP-Retro-Assembly | 0.057761 | 0.090388 | 0.17996 | 0.31352 | 0.48552 | 0.67667 | 0.85736 | 0.99576 | 1.0675 | 1.0628 | 0.98746 | 0.86015 | 0.70518 | 0.54601 | 0.40052 | 0.27911 | 0.020466 | 0 | 0 | 0 | 9.5862 | 9.5862 | 5.7873 | 1.1272 | 1.7412
Retro3Slow | Retro | DHP | Commercial | HVAC | 0.0015404 | 4.3123 | 62.5305 | 60-70 | 40-80 | Other | DHP-Retro-Other | 0.029697 | 0.046261 | 0.09169 | 0.15901 | 0.24513 | 0.34009 | 0.42895 | 0.49593 | 0.52928 | 0.52451 | 0.48514 | 0.42068 | 0.34332 | 0.26462 | 0.11665 | 0 | 0 | 0 | 0 | 0 | 4.521 | 4.521 | 2.8905 | 0.57179 | 1.7412
LOEven20 | New | DHP | Commercial | HVAC | 0.0015404 | 4.3123 | 62.5305 | 60-70 | 40-80 | Large Off | DHP-New-Large Off | - | 0 | 0 | 0 | 0 | 0 | 0 | 0 | 0 | 0 | 0 | 0 | 0 | 0 | 0 | 0 | 0 | 0 | 0 | 0 | 0 | 0 | 0 | 0 | 1.7412
LOEven20 | New | DHP | Commercial | HVAC | 0.0015404 | 4.3123 | 62.5305 | 60-70 | 40-80 | Medium Off | DHP-New-Medium Off | 0.012406 | 0.018125 | 0.027604 | 0.043553 | 0.051836 | 0.048154 | 0.032827 | 0 | 0 | 0 | 0 | 0 | 0 | 0 | 0 | 0 | 0 | 0 | 0 | 0 | 0.2345 | 0.2345 | 0.2345 | 0.15352 | 1.7412
LOEven20 | New | DHP | Commercial | HVAC | 0.0015404 | 4.3123 | 62.5305 | 60-70 | 40-80 | Small Off | DHP-New-Small Off | 0.0062918 | 0.0092141 | 0.014132 | 0.022086 | 0.026505 | 0.024501 | 0.015742 | 0 | 0 | 0 | 0 | 0 | 0 | 0 | 0 | 0 | 0 | 0 | 0 | 0 | 0.11847 | 0.11847 | 0.11847 | 0.078229 | 1.7412
LOEven20 | New | DHP | Commercial | HVAC | 0.0015404 | 4.3123 | 62.5305 | 60-70 | 40-80 | XLarge Ret | DHP-New-XLarge Ret | - | 0 | 0 | 0 | 0 | 0 | 0 | 0 | 0 | 0 | 0 | 0 | 0 | 0 | 0 | 0 | 0 | 0 | 0 | 0 | 0 | 0 | 0 | 0 | 1.7412
LOEven20 | New | DHP | Commercial | HVAC | 0.0015404 | 4.3123 | 62.5305 | 60-70 | 40-80 | Large Ret | DHP-New-Large Ret | - | 0 | 0 | 0 | 0 | 0 | 0 | 0 | 0 | 0 | 0 | 0 | 0 | 0 | 0 | 0 | 0 | 0 | 0 | 0 | 0 | 0 | 0 | 0 | 1.7412
LOEven20 | New | DHP | Commercial | HVAC | 0.0015404 | 4.3123 | 62.5305 | 60-70 | 40-80 | Medium Ret | DHP-New-Medium Ret | 0.010533 | 0.01734 | 0.016041 | 0.021846 | 0.025195 | 0.025568 | 0.02955 | 0.013284 | 0 | 0 | 0 | 0 | 0 | 0 | 0 | 0 | 0 | 0 | 0 | 0 | 0.15936 | 0.15936 | 0.15936 | 0.090953 | 1.7412
LOEven20 | New | DHP | Commercial | HVAC | 0.0015404 | 4.3123 | 62.5305 | 60-70 | 40-80 | Small Ret | DHP-New-Small Ret | 0.0042005 | 0.0069393 | 0.0064268 | 0.0087428 | 0.010075 | 0.010023 | 0.011573 | 0.0065416 | 0 | 0 | 0 | 0 | 0 | 0 | 0 | 0 | 0 | 0 | 0 | 0 | 0.064522 | 0.064522 | 0.064522 | 0.036384 | 1.7412
LOEven20 | New | DHP | Commercial | HVAC | 0.0015404 | 4.3123 | 62.5305 | 60-70 | 40-80 | School K-12 | DHP-New-School K-12 | 3.8728e-06 | 1.7316e-05 | 2.237e-05 | 2.2519e-05 | 2.921e-05 | 4.0099e-05 | 5.4475e-05 | 7.5316e-05 | 0 | 0 | 0 | 0 | 0 | 0 | 0 | 0 | 0 | 0 | 0 | 0 | 0.00026518 | 0.00026518 | 0.00026518 | 9.5288e-05 | 1.7412
LOEven20 | New | DHP | Commercial | HVAC | 0.0015404 | 4.3123 | 62.5305 | 60-70 | 40-80 | University | DHP-New-University | - | 0 | 0 | 0 | 0 | 0 | 0 | 0 | 0 | 0 | 0 | 0 | 0 | 0 | 0 | 0 | 0 | 0 | 0 | 0 | 0 | 0 | 0 | 0 | 1.7412
LOEven20 | New | DHP | Commercial | HVAC | 0.0015404 | 4.3123 | 62.5305 | 60-70 | 40-80 | Warehouse | DHP-New-Warehouse | 0.0006545 | 0.0012951 | 0.0014473 | 0.0016411 | 0.0012726 | 0 | 0 | 0 | 0 | 0 | 0 | 0 | 0 | 0 | 0 | 0 | 0 | 0 | 0 | 0 | 0.0063106 | 0.0063106 | 0.0063106 | 0.0063106 | 1.7412
LOEven20 | New | DHP | Commercial | HVAC | 0.0015404 | 4.3123 | 62.5305 | 60-70 | 40-80 | Supermarket | DHP-New-Supermarket | - | 0 | 0 | 0 | 0 | 0 | 0 | 0 | 0 | 0 | 0 | 0 | 0 | 0 | 0 | 0 | 0 | 0 | 0 | 0 | 0 | 0 | 0 | 0 | 1.7412
LOEven20 | New | DHP | Commercial | HVAC | 0.0015404 | 4.3123 | 62.5305 | 60-70 | 40-80 | MiniMart | DHP-New-MiniMart | 0.00022639 | 0.00042609 | 0.00032905 | 0.000461 | 0.00049049 | 0.00044955 | 0.0003933 | 0 | 0 | 0 | 0 | 0 | 0 | 0 | 0 | 0 | 0 | 0 | 0 | 0 | 0.0027759 | 0.0027759 | 0.0027759 | 0.001933 | 1.7412
LOEven20 | New | DHP | Commercial | HVAC | 0.0015404 | 4.3123 | 62.5305 | 60-70 | 40-80 | Restaurant | DHP-New-Restaurant | 0.00028793 | 0.00058191 | 0.00083156 | 0.0011065 | 0.0013747 | 0.0016402 | 0.0019029 | 0.0001247 | 0 | 0 | 0 | 0 | 0 | 0 | 0 | 0 | 0 | 0 | 0 | 0 | 0.0078503 | 0.0078503 | 0.0078503 | 0.0041825 | 1.7412
LOEven20 | New | DHP | Commercial | HVAC | 0.0015404 | 4.3123 | 62.5305 | 60-70 | 40-80 | Lodging | DHP-New-Lodging | 0.00094004 | 0.0018495 | 0.0020292 | 0.0027693 | 0.0029865 | 0.0034275 | 0.0038885 | 0.0044111 | 0.0040735 | 0 | 0 | 0 | 0 | 0 | 0 | 0 | 0 | 0 | 0 | 0 | 0.026375 | 0.026375 | 0.026375 | 0.010575 | 1.7412
LOEven20 | New | DHP | Commercial | HVAC | 0.0015404 | 4.3123 | 62.5305 | 60-70 | 40-80 | Hospital | DHP-New-Hospital | - | 0 | 0 | 0 | 0 | 0 | 0 | 0 | 0 | 0 | 0 | 0 | 0 | 0 | 0 | 0 | 0 | 0 | 0 | 0 | 0 | 0 | 0 | 0 | 1.7412
LOEven20 | New | DHP | Commercial | HVAC | 0.0015404 | 4.3123 | 62.5305 | 60-70 | 40-80 | Residential Care | DHP-New-Residential Care | 0.0065154 | 0.011803 | 0.015592 | 0.017595 | 0.015354 | 0 | 0 | 0 | 0 | 0 | 0 | 0 | 0 | 0 | 0 | 0 | 0 | 0 | 0 | 0 | 0.066859 | 0.066859 | 0.066859 | 0.066859 | 1.7412
LOEven20 | New | DHP | Commercial | HVAC | 0.0015404 | 4.3123 | 62.5305 | 60-70 | 40-80 | Assembly | DHP-New-Assembly | 0.0044241 | 0.0088048 | 0.0094281 | 0.014457 | 0.015916 | 0.017963 | 0.014408 | 0.017336 | 0.029431 | 0.035564 | 0 | 0 | 0 | 0 | 0 | 0 | 0 | 0 | 0 | 0 | 0.16773 | 0.16773 | 0.16773 | 0.053029 | 1.7412
LOEven20 | New | DHP | Commercial | HVAC | 0.0015404 | 4.3123 | 62.5305 | 60-70 | 40-80 | Other | DHP-New-Other | 0.010076 | 0.016798 | 0.023834 | 0.029645 | 0.028842 | 0.032363 | 0 | 0 | 0 | 0 | 0 | 0 | 0 | 0 | 0 | 0 | 0 | 0 | 0 | 0 | 0.14156 | 0.14156 | 0.14156 | 0.1092 | 1.7412
LO12Med | New | ECM-VAV | Commercial | Motors/Drives | 9.335e-05 | 0.49658 | 27.1554 | 20-30 | <40 | Large Off | ECM-VAV-NEW-Large Off | 0.024685 | 0.037627 | 0.055882 | 0.087166 | 0.105 | 0.10146 | 0.14493 | 0.13745 | 0.14193 | 0.16761 | 0.17386 | 0.19555 | 0.21934 | 0.20419 | 0.22559 | 0.22369 | 0.22019 | 0.20671 | 0.20408 | 0.21408 | 3.091 | 3.091 | 1.0037 | 0.31036 | 2.9551
LO12Med | New | ECM-VAV | Commercial | Motors/Drives | 8.5168e-06 | 0.045305 | 27.0091 | 20-30 | <40 | Medium Off | ECM-VAV-NEW-Medium Off | 0.0021307 | 0.003113 | 0.0047411 | 0.0074802 | 0.0089029 | 0.0081327 | 0.012514 | 0.01185 | 0.011981 | 0.014478 | 0.014968 | 0.016464 | 0.018144 | 0.017367 | 0.019524 | 0.018735 | 0.019366 | 0.016996 | 0.016954 | 0.018355 | 0.2622 | 0.2622 | 0.085325 | 0.026368 | 2.9666
LO12Med | New | ECM-VAV | Commercial | Motors/Drives | 0 | 0 | 9999 | >140 | >120 | Small Off | ECM-VAV-NEW-Small Off | 0 | 0 | 0 | 0 | 0 | 0 | 0 | 0 | 0 | 0 | 0 | 0 | 0 | 0 | 0 | 0 | 0 | 0 | 0 | 0 | 0 | 0 | 0 | 0 | 9999
LO12Med | New | ECM-VAV | Commercial | Motors/Drives | 1.5958e-06 | 0.0084891 | 26.1238 | 20-30 | <40 | XLarge Ret | ECM-VAV-NEW-XLarge Ret | 0.0001459 | 0.00024094 | 0.00021843 | 0.0002958 | 0.00034512 | 0.00035021 | 0.00039415 | 0.00041626 | 0.00055538 | 0.00067162 | 0.00073965 | 0.001122 | 0.0012933 | 0.0011734 | 0.0011676 | 0.0011375 | 0.0009578 | 0.00097378 | 0.00092158 | 0.0010007 | 0.014121 | 0.014121 | 0.0036338 | 0.0012462 | 3.038
LO12Med | New | ECM-VAV | Commercial | Motors/Drives | 0 | 0 | 9999 | >140 | >120 | Large Ret | ECM-VAV-NEW-Large Ret | 0 | 0 | 0 | 0 | 0 | 0 | 0 | 0 | 0 | 0 | 0 | 0 | 0 | 0 | 0 | 0 | 0 | 0 | 0 | 0 | 0 | 0 | 0 | 0 | 9999
LO12Med | New | ECM-VAV | Commercial | Motors/Drives | 0 | 0 | 9999 | >140 | >120 | Medium Ret | ECM-VAV-NEW-Medium Ret | 0 | 0 | 0 | 0 | 0 | 0 | 0 | 0 | 0 | 0 | 0 | 0 | 0 | 0 | 0 | 0 | 0 | 0 | 0 | 0 | 0 | 0 | 0 | 0 | 9999
LO12Med | New | ECM-VAV | Commercial | Motors/Drives | 0 | 0 | 9999 | >140 | >120 | Small Ret | ECM-VAV-NEW-Small Ret | 0 | 0 | 0 | 0 | 0 | 0 | 0 | 0 | 0 | 0 | 0 | 0 | 0 | 0 | 0 | 0 | 0 | 0 | 0 | 0 | 0 | 0 | 0 | 0 | 9999
LO12Med | New | ECM-VAV | Commercial | Motors/Drives | 1.1456e-05 | 0.060938 | 26.1655 | 20-30 | <40 | School K-12 | ECM-VAV-NEW-School K-12 | 0.00028717 | 0.001284 | 0.0016587 | 0.0016698 | 0.0021659 | 0.0029238 | 0.00382 | 0.0062888 | 0.008333 | 0.0076855 | 0.0081134 | 0.008936 | 0.0094799 | 0.0090559 | 0.0094341 | 0.0085908 | 0.0096663 | 0.0086667 | 0.009457 | 0.0089609 | 0.12648 | 0.12648 | 0.036117 | 0.0070656 | 3.0345
LO12Med | New | ECM-VAV | Commercial | Motors/Drives | 4.7043e-05 | 0.25025 | 26.1133 | 20-30 | <40 | University | ECM-VAV-NEW-University | 0.00044622 | 0.00094718 | 0.0027824 | 0.0053025 | 0.0053072 | 0.0069242 | 0.0067866 | 0.011156 | 0.014423 | 0.015072 | 0.017173 | 0.018037 | 0.019829 | 0.020456 | 0.01857 | 0.017115 | 0.019511 | 0.017814 | 0.018259 | 0.018852 | 0.25476 | 0.25476 | 0.069147 | 0.014786 | 3.0389
LO12Med | New | ECM-VAV | Commercial | Motors/Drives | 0 | 0 | 9999 | >140 | >120 | Warehouse | ECM-VAV-NEW-Warehouse | 0 | 0 | 0 | 0 | 0 | 0 | 0 | 0 | 0 | 0 | 0 | 0 | 0 | 0 | 0 | 0 | 0 | 0 | 0 | 0 | 0 | 0 | 0 | 0 | 9999
LO12Med | New | ECM-VAV | Commercial | Motors/Drives | 0 | 0 | 9999 | >140 | >120 | Supermarket | ECM-VAV-NEW-Supermarket | 0 | 0 | 0 | 0 | 0 | 0 | 0 | 0 | 0 | 0 | 0 | 0 | 0 | 0 | 0 | 0 | 0 | 0 | 0 | 0 | 0 | 0 | 0 | 0 | 9999
LO12Med | New | ECM-VAV | Commercial | Motors/Drives | 0 | 0 | 9999 | >140 | >120 | MiniMart | ECM-VAV-NEW-MiniMart | 0 | 0 | 0 | 0 | 0 | 0 | 0 | 0 | 0 | 0 | 0 | 0 | 0 | 0 | 0 | 0 | 0 | 0 | 0 | 0 | 0 | 0 | 0 | 0 | 9999
LO12Med | New | ECM-VAV | Commercial | Motors/Drives | 0 | 0 | 9999 | >140 | >120 | Restaurant | ECM-VAV-NEW-Restaurant | 0 | 0 | 0 | 0 | 0 | 0 | 0 | 0 | 0 | 0 | 0 | 0 | 0 | 0 | 0 | 0 | 0 | 0 | 0 | 0 | 0 | 0 | 0 | 0 | 9999
LO12Med | New | ECM-VAV | Commercial | Motors/Drives | 5.3149e-06 | 0.028273 | 29.0089 | 20-30 | <40 | Lodging | ECM-VAV-NEW-Lodging | 0.00027888 | 0.00054868 | 0.00060198 | 0.00082154 | 0.00088599 | 0.00099988 | 0.0010909 | 0.0011771 | 0.001346 | 0.0015024 | 0.0017716 | 0.003153 | 0.0037862 | 0.003943 | 0.0040671 | 0.0043209 | 0.0036603 | 0.0035443 | 0.0033228 | 0.0035658 | 0.044388 | 0.044388 | 0.0092534 | 0.0031371 | 2.8171
LO12Med | New | ECM-VAV | Commercial | Motors/Drives | 4.3984e-05 | 0.23398 | 25.4368 | 20-30 | <40 | Hospital | ECM-VAV-NEW-Hospital | 0.0061586 | 0.010608 | 0.014306 | 0.015812 | 0.013953 | 0.014475 | 0.014988 | 0.014289 | 0.015255 | 0.016843 | 0.020734 | 0.025698 | 0.030011 | 0.027355 | 0.026707 | 0.026263 | 0.024096 | 0.02271 | 0.020932 | 0.021134 | 0.38233 | 0.38233 | 0.13669 | 0.060838 | 3.0958
LO12Med | New | ECM-VAV | Commercial | Motors/Drives | 5.6792e-06 | 0.030211 | 27.2601 | 20-30 | <40 | Residential Care | ECM-VAV-NEW-Residential Care | 0.0012994 | 0.0023538 | 0.0031095 | 0.003509 | 0.0033211 | 0.00363 | 0.0037769 | 0.0037576 | 0.0042031 | 0.0046617 | 0.0055318 | 0.0069113 | 0.0077426 | 0.0070444 | 0.0072974 | 0.0071748 | 0.0065643 | 0.0064152 | 0.0061509 | 0.0060765 | 0.10053 | 0.10053 | 0.033622 | 0.013593 | 2.947
LO12Med | New | ECM-VAV | Commercial | Motors/Drives | 2.883e-05 | 0.15336 | 25.9089 | 20-30 | <40 | Assembly | ECM-VAV-NEW-Assembly | 0.0046663 | 0.009287 | 0.0099443 | 0.015248 | 0.016787 | 0.018631 | 0.014372 | 0.016448 | 0.02641 | 0.03849 | 0.044172 | 0.055675 | 0.074587 | 0.084189 | 0.091158 | 0.090093 | 0.085933 | 0.084184 | 0.083095 | 0.080625 | 0.944 | 0.944 | 0.17028 | 0.055933 | 3.0558
LO12Med | New | ECM-VAV | Commercial | Motors/Drives | 2.5563e-05 | 0.13598 | 26.612 | 20-30 | <40 | Other | ECM-VAV-NEW-Other | 0.011138 | 0.018568 | 0.026346 | 0.03277 | 0.031882 | 0.041683 | 0.045631 | 0.053603 | 0.061796 | 0.062941 | 0.073374 | 0.079924 | 0.083336 | 0.079087 | 0.086098 | 0.078604 | 0.081602 | 0.077645 | 0.07362 | 0.07131 | 1.171 | 1.171 | 0.38636 | 0.1207 | 2.9982
LO12Med | NR | ECM-VAV | Commercial | Motors/Drives | 0.00010368 | 0.55152 | 23.1016 | 20-30 | <40 | Large Off | ECM-VAV-NR-Large Off | 0.098876 | 0.19716 | 0.29485 | 0.39196 | 0.48848 | 0.57467 | 0.64287 | 0.69671 | 0.7391 | 0.77236 | 0.79834 | 0.81851 | 0.83406 | 0.84591 | 0.85483 | 0.8614 | 0.85887 | 0.85632 | 0.85376 | 0.8512 | 15.3694 | 13.3302 | 4.897 | 1.4713 | 3.3098
LO12Med | NR | ECM-VAV | Commercial | Motors/Drives | 9.4469e-06 | 0.050253 | 23.0071 | 20-30 | <40 | Medium Off | ECM-VAV-NR-Medium Off | 0.0045211 | 0.0090151 | 0.013482 | 0.017922 | 0.022335 | 0.026277 | 0.029395 | 0.031857 | 0.033795 | 0.035316 | 0.036504 | 0.037426 | 0.038137 | 0.038679 | 0.039087 | 0.039387 | 0.039272 | 0.039155 | 0.039038 | 0.038921 | 0.70276 | 0.60952 | 0.22392 | 0.067276 | 3.3191
LO12Med | NR | ECM-VAV | Commercial | Motors/Drives | 0 | 0 | 9999 | >140 | >120 | Small Off | ECM-VAV-NR-Small Off | - | 0 | 0 | 0 | 0 | 0 | 0 | 0 | 0 | 0 | 0 | 0 | 0 | 0 | 0 | 0 | 0 | 0 | 0 | 0 | 0 | 0 | 0 | 0 | 9999
LO12Med | NR | ECM-VAV | Commercial | Motors/Drives | 1.7563e-06 | 0.0093427 | 22.4301 | 20-30 | <40 | XLarge Ret | ECM-VAV-NR-XLarge Ret | 0.00068592 | 0.0013655 | 0.0020389 | 0.002706 | 0.0033669 | 0.0039547 | 0.0044169 | 0.0047791 | 0.0050618 | 0.0052811 | 0.0054499 | 0.0055787 | 0.0056755 | 0.005747 | 0.0057982 | 0.0058334 | 0.005807 | 0.0057804 | 0.0057539 | 0.0057274 | 0.10342 | 0.090808 | 0.033657 | 0.010163 | 3.377
LO12Med | NR | ECM-VAV | Commercial | Motors/Drives | 0 | 0 | 9999 | >140 | >120 | Large Ret | ECM-VAV-NR-Large Ret | - | 0 | 0 | 0 | 0 | 0 | 0 | 0 | 0 | 0 | 0 | 0 | 0 | 0 | 0 | 0 | 0 | 0 | 0 | 0 | 0 | 0 | 0 | 0 | 9999
LO12Med | NR | ECM-VAV | Commercial | Motors/Drives | 0 | 0 | 9999 | >140 | >120 | Medium Ret | ECM-VAV-NR-Medium Ret | - | 0 | 0 | 0 | 0 | 0 | 0 | 0 | 0 | 0 | 0 | 0 | 0 | 0 | 0 | 0 | 0 | 0 | 0 | 0 | 0 | 0 | 0 | 0 | 9999
LO12Med | NR | ECM-VAV | Commercial | Motors/Drives | 0 | 0 | 9999 | >140 | >120 | Small Ret | ECM-VAV-NR-Small Ret | - | 0 | 0 | 0 | 0 | 0 | 0 | 0 | 0 | 0 | 0 | 0 | 0 | 0 | 0 | 0 | 0 | 0 | 0 | 0 | 0 | 0 | 0 | 0 | 9999
LO12Med | NR | ECM-VAV | Commercial | Motors/Drives | 1.2612e-05 | 0.06709 | 22.4575 | 20-30 | <40 | School K-12 | ECM-VAV-NR-School K-12 | 0.008584 | 0.017098 | 0.025541 | 0.033915 | 0.04222 | 0.049616 | 0.055442 | 0.060019 | 0.063601 | 0.06639 | 0.068547 | 0.070202 | 0.071456 | 0.072392 | 0.073074 | 0.073554 | 0.073258 | 0.07296 | 0.072661 | 0.072363 | 1.3066 | 1.1429 | 0.42243 | 0.12736 | 3.3742
LO12Med | NR | ECM-VAV | Commercial | Motors/Drives | 5.1769e-05 | 0.27538 | 22.4232 | 20-30 | <40 | University | ECM-VAV-NR-University | 0.015867 | 0.031604 | 0.047211 | 0.06269 | 0.078042 | 0.091712 | 0.10248 | 0.11094 | 0.11756 | 0.12272 | 0.1267 | 0.12976 | 0.13208 | 0.13381 | 0.13507 | 0.13596 | 0.13541 | 0.13486 | 0.13431 | 0.13376 | 2.4152 | 2.1126 | 0.78083 | 0.23541 | 3.3777
LO12Med | NR | ECM-VAV | Commercial | Motors/Drives | 0 | 0 | 9999 | >140 | >120 | Warehouse | ECM-VAV-NR-Warehouse | - | 0 | 0 | 0 | 0 | 0 | 0 | 0 | 0 | 0 | 0 | 0 | 0 | 0 | 0 | 0 | 0 | 0 | 0 | 0 | 0 | 0 | 0 | 0 | 9999
LO12Med | NR | ECM-VAV | Commercial | Motors/Drives | 0 | 0 | 9999 | >140 | >120 | Supermarket | ECM-VAV-NR-Supermarket | - | 0 | 0 | 0 | 0 | 0 | 0 | 0 | 0 | 0 | 0 | 0 | 0 | 0 | 0 | 0 | 0 | 0 | 0 | 0 | 0 | 0 | 0 | 0 | 9999
LO12Med | NR | ECM-VAV | Commercial | Motors/Drives | 0 | 0 | 9999 | >140 | >120 | MiniMart | ECM-VAV-NR-MiniMart | - | 0 | 0 | 0 | 0 | 0 | 0 | 0 | 0 | 0 | 0 | 0 | 0 | 0 | 0 | 0 | 0 | 0 | 0 | 0 | 0 | 0 | 0 | 0 | 9999
LO12Med | NR | ECM-VAV | Commercial | Motors/Drives | 0 | 0 | 9999 | >140 | >120 | Restaurant | ECM-VAV-NR-Restaurant | - | 0 | 0 | 0 | 0 | 0 | 0 | 0 | 0 | 0 | 0 | 0 | 0 | 0 | 0 | 0 | 0 | 0 | 0 | 0 | 0 | 0 | 0 | 0 | 9999
LO12Med | NR | ECM-VAV | Commercial | Motors/Drives | 5.9994e-06 | 0.031914 | 24.2778 | 20-30 | <40 | Lodging | ECM-VAV-NR-Lodging | 0.0028815 | 0.0057491 | 0.008603 | 0.011443 | 0.01427 | 0.016798 | 0.018802 | 0.020389 | 0.021643 | 0.02263 | 0.023406 | 0.024012 | 0.024482 | 0.024845 | 0.025122 | 0.025331 | 0.025272 | 0.025212 | 0.025151 | 0.025091 | 0.45305 | 0.39113 | 0.14321 | 0.042946 | 3.1984
LO12Med | NR | ECM-VAV | Commercial | Motors/Drives | 4.8111e-05 | 0.25593 | 21.9761 | 20-30 | <40 | Hospital | ECM-VAV-NR-Hospital | 0.012679 | 0.025304 | 0.037877 | 0.050396 | 0.062863 | 0.074022 | 0.082881 | 0.089904 | 0.09546 | 0.099846 | 0.1033 | 0.106 | 0.10811 | 0.10975 | 0.11101 | 0.11196 | 0.11173 | 0.1115 | 0.11127 | 0.11104 | 2.0049 | 1.7269 | 0.63123 | 0.18912 | 3.4239
LO12Med | NR | ECM-VAV | Commercial | Motors/Drives | 6.3134e-06 | 0.033584 | 23.169 | 20-30 | <40 | Residential Care | ECM-VAV-NR-Residential Care | 0.0022944 | 0.0045779 | 0.0068503 | 0.0091119 | 0.011363 | 0.013376 | 0.014972 | 0.016235 | 0.017234 | 0.01802 | 0.018637 | 0.01912 | 0.019495 | 0.019784 | 0.020004 | 0.02017 | 0.020123 | 0.020075 | 0.020027 | 0.019979 | 0.36075 | 0.31145 | 0.11403 | 0.034197 | 3.3032
LO12Med | NR | ECM-VAV | Commercial | Motors/Drives | 3.1669e-05 | 0.16846 | 22.2887 | 20-30 | <40 | Assembly | ECM-VAV-NR-Assembly | 0.033603 | 0.066904 | 0.099906 | 0.13261 | 0.16502 | 0.19385 | 0.21653 | 0.23431 | 0.2482 | 0.25898 | 0.26729 | 0.27364 | 0.27842 | 0.28196 | 0.28451 | 0.28626 | 0.285 | 0.28373 | 0.28246 | 0.28119 | 5.0773 | 4.4544 | 1.6499 | 0.49804 | 3.3914
LO12Med | NR | ECM-VAV | Commercial | Motors/Drives | 2.8255e-05 | 0.1503 | 22.7494 | 20-30 | <40 | Other | ECM-VAV-NR-Other | 0.024292 | 0.048147 | 0.071571 | 0.094569 | 0.11715 | 0.13699 | 0.15232 | 0.16409 | 0.17302 | 0.17972 | 0.18465 | 0.18818 | 0.1906 | 0.19214 | 0.193 | 0.19331 | 0.19159 | 0.18987 | 0.18816 | 0.18647 | 3.3669 | 3.0598 | 1.1619 | 0.35573 | 3.3447
Retro12Med | Retro | Economizer | Commercial | HVAC | 8.6766e-05 | 0.43096 | 36.3871 | 30-40 | <40 | Large Off | Economizer-Retro-Large Off | 0.65667 | 0.66818 | 0.66301 | 0.66095 | 0.66073 | 0.59251 | 0.47112 | 0.37726 | 0.30021 | 0.23935 | 0.19129 | 0.15258 | 0.036826 | 0 | 0 | 0 | 0 | 0 | 0 | 0 | 5.6707 | 5.6707 | 5.29 | 3.3095 | 2.0835
Retro12Med | Retro | Economizer | Commercial | HVAC | 8.9964e-05 | 0.43991 | 29.2394 | 20-30 | <40 | Medium Off | Economizer-Retro-Medium Off | 0.21218 | 0.21858 | 0.21605 | 0.2155 | 0.21582 | 0.19341 | 0.15332 | 0.12327 | 0.097957 | 0.078036 | 0.06248 | 0.045672 | 0 | 0 | 0 | 0 | 0 | 0 | 0 | 0 | 1.8323 | 1.8323 | 1.7241 | 1.0781 | 2.3837
Retro12Med | Retro | Economizer | Commercial | HVAC | 0.00011287 | 0.50405 | 16.8321 | 10-20 | <40 | Small Off | Economizer-Retro-Small Off | 0.054673 | 0.055003 | 0.054707 | 0.054552 | 0.054454 | 0.048847 | 0.038892 | 0.031089 | 0.024772 | 0.019751 | 0.015769 | 0.012578 | 0.0070494 | 0 | 0 | 0 | 0 | 0 | 0 | 0 | 0.47214 | 0.47214 | 0.43674 | 0.27339 | 3.4338
Retro12Med | Retro | Economizer | Commercial | HVAC | 5.1361e-05 | 0.429 | 61.8051 | 60-70 | 40-80 | XLarge Ret | Economizer-Retro-XLarge Ret | 0.22242 | 0.22429 | 0.22277 | 0.22081 | 0.21983 | 0.19685 | 0.15662 | 0.12473 | 0.09931 | 0.079192 | 0.063129 | 0.033073 | 0 | 0 | 0 | 0 | 0 | 0 | 0 | 0 | 1.863 | 1.863 | 1.7668 | 1.1101 | 1.3851
Retro12Med | Retro | Economizer | Commercial | HVAC | 4.7138e-05 | 0.41718 | 69.2233 | 60-70 | 40-80 | Large Ret | Economizer-Retro-Large Ret | 0.18418 | 0.18396 | 0.18301 | 0.18197 | 0.18114 | 0.16225 | 0.12917 | 0.10286 | 0.08191 | 0.065253 | 0.051979 | 0.034969 | 0 | 0 | 0 | 0 | 0 | 0 | 0 | 0 | 1.5427 | 1.5427 | 1.4557 | 0.91425 | 1.2542
Retro12Med | Retro | Economizer | Commercial | HVAC | 8.5079e-05 | 0.69759 | 21.4734 | 20-30 | <40 | Medium Ret | Economizer-Retro-Medium Ret | 0.11154 | 0.11416 | 0.1131 | 0.1116 | 0.11113 | 0.099448 | 0.079031 | 0.06293 | 0.050098 | 0.040026 | 0.031958 | 0.0092559 | 0 | 0 | 0 | 0 | 0 | 0 | 0 | 0 | 0.93427 | 0.93427 | 0.89305 | 0.56152 | 3.1132
Retro12Med | Retro | Economizer | Commercial | HVAC | 9.8928e-05 | 0.73636 | 16.3113 | 10-20 | <40 | Small Ret | Economizer-Retro-Small Ret | 0.008725 | 0.0087536 | 0.0087016 | 0.0086402 | 0.0086013 | 0.0077032 | 0.0061303 | 0.0048816 | 0.003887 | 0.0030985 | 0.0024693 | 0.0014892 | 0 | 0 | 0 | 0 | 0 | 0 | 0 | 0 | 0.073081 | 0.073081 | 0.069122 | 0.043422 | 3.8415
Retro12Med | Retro | Economizer | Commercial | HVAC | 4.807e-05 | 0.32263 | 39.6258 | 30-40 | <40 | School K-12 | Economizer-Retro-School K-12 | 0.2319 | 0.23142 | 0.23106 | 0.22997 | 0.22881 | 0.20511 | 0.16349 | 0.13033 | 0.10407 | 0.083046 | 0.066103 | 0.052674 | 0.0030204 | 0 | 0 | 0 | 0 | 0 | 0 | 0 | 1.961 | 1.961 | 1.8392 | 1.1532 | 1.7344
Retro12Med | Retro | Economizer | Commercial | HVAC | 5.5716e-05 | 0.34404 | 39.9366 | 30-40 | <40 | University | Economizer-Retro-University | 0.12528 | 0.12505 | 0.12456 | 0.12434 | 0.12409 | 0.11107 | 0.088546 | 0.070493 | 0.05632 | 0.044952 | 0.035815 | 0.028564 | 0.00030827 | 0 | 0 | 0 | 0 | 0 | 0 | 0 | 1.0594 | 1.0594 | 0.99469 | 0.62331 | 1.7757
Retro12Med | Retro | Economizer | Commercial | HVAC | 3.2022e-05 | 0.27771 | -0.25924 | <0 | <40 | Warehouse | Economizer-Retro-Warehouse | 0.14712 | 0.14909 | 0.14852 | 0.14734 | 0.14653 | 0.13103 | 0.10434 | 0.083338 | 0.066497 | 0.053041 | 0.042262 | 0.033698 | 0.00081149 | 0 | 0 | 0 | 0 | 0 | 0 | 0 | 1.2536 | 1.2536 | 1.1768 | 0.73859 | 3.0219
Retro12Med | Retro | Economizer | Commercial | HVAC | 2.9171e-05 | 0.18907 | 81.0905 | 80-90 | 80-120 | Supermarket | Economizer-Retro-Supermarket | 0.033805 | 0.033746 | 0.033415 | 0.033089 | 0.032791 | 0.029246 | 0.023186 | 0.018381 | 0.014572 | 0.0080621 | 0 | 0 | 0 | 0 | 0 | 0 | 0 | 0 | 0 | 0 | 0.26029 | 0.26029 | 0.26029 | 0.16685 | 1.1718
Retro12Med | Retro | Economizer | Commercial | HVAC | 3.0079e-05 | 0.2519 | 98.2492 | 90-100 | 80-120 | MiniMart | Economizer-Retro-MiniMart | 0.009178 | 0.0092154 | 0.0091675 | 0.0090878 | 0.009047 | 0.0080986 | 0.0064425 | 0.0051278 | 0.0040825 | 0.0032535 | 0.0025927 | 0.0014064 | 0 | 0 | 0 | 0 | 0 | 0 | 0 | 0 | 0.0767 | 0.0767 | 0.0727 | 0.045696 | 2.4346
Retro12Med | Retro | Economizer | Commercial | HVAC | 5.4967e-05 | 0.4391 | 52.4264 | 50-60 | 40-80 | Restaurant | Economizer-Retro-Restaurant | 0.059222 | 0.059481 | 0.059209 | 0.058906 | 0.058629 | 0.052517 | 0.041815 | 0.033294 | 0.026509 | 0.021107 | 0.016806 | 0.0074175 | 0 | 0 | 0 | 0 | 0 | 0 | 0 | 0 | 0.49491 | 0.49491 | 0.47069 | 0.29545 | 1.5925
Retro12Med | Retro | Economizer | Commercial | HVAC | 0.00013187 | 0.55724 | 13.6515 | 10-20 | <40 | Lodging | Economizer-Retro-Lodging | 0.078665 | 0.078954 | 0.078758 | 0.078444 | 0.078264 | 0.070226 | 0.056037 | 0.044718 | 0.035688 | 0.02849 | 0.022743 | 0.018161 | 0.014545 | 0.003437 | 0 | 0 | 0 | 0 | 0 | 0 | 0.68713 | 0.68713 | 0.62824 | 0.39309 | 3.9424
Retro12Med | Retro | Economizer | Commercial | HVAC | 4.493e-05 | 0.31384 | 68.8431 | 60-70 | 40-80 | Hospital | Economizer-Retro-Hospital | 0.11938 | 0.12382 | 0.12292 | 0.12226 | 0.12139 | 0.10823 | 0.086221 | 0.068751 | 0.054789 | 0.043742 | 0.034945 | 0.027969 | 0.014281 | 0 | 0 | 0 | 0 | 0 | 0 | 0 | 1.0487 | 1.0487 | 0.97151 | 0.60977 | 1.2443
Retro12Med | Retro | Economizer | Commercial | HVAC | 0.0001095 | 0.49462 | 19.9477 | 10-20 | <40 | Residential Care | Economizer-Retro-Residential Care | 0.039907 | 0.041207 | 0.04098 | 0.040734 | 0.040468 | 0.036129 | 0.028798 | 0.022956 | 0.018297 | 0.014614 | 0.011674 | 0.0093381 | 0.0034805 | 0 | 0 | 0 | 0 | 0 | 0 | 0 | 0.34858 | 0.34858 | 0.32409 | 0.2033 | 3.0668
Retro12Med | Retro | Economizer | Commercial | HVAC | 5.8076e-05 | 0.35064 | 39.8699 | 30-40 | <40 | Assembly | Economizer-Retro-Assembly | 0.41819 | 0.41986 | 0.41797 | 0.4151 | 0.41363 | 0.3703 | 0.29481 | 0.23436 | 0.18669 | 0.14901 | 0.11898 | 0.071451 | 0 | 0 | 0 | 0 | 0 | 0 | 0 | 0 | 3.5103 | 3.5103 | 3.3199 | 2.0847 | 1.7941
Retro12Med | Retro | Economizer | Commercial | HVAC | 6.8023e-05 | 0.37849 | 31.5898 | 30-40 | <40 | Other | Economizer-Retro-Other | 0.43344 | 0.44581 | 0.43923 | 0.43467 | 0.43001 | 0.38123 | 0.30303 | 0.24015 | 0.19081 | 0.039028 | 0 | 0 | 0 | 0 | 0 | 0 | 0 | 0 | 0 | 0 | 3.3374 | 3.3374 | 3.3374 | 2.1831 | 2.0918
Retro12Med | Retro | Commercial EM | Commercial | HVAC | 0.13639 | 725.5086 | 39.1624 | 30-40 | <40 | Large Off | Commercial EM-Retro-Large Off | 2.3828 | 2.3757 | 2.3685 | 2.4104 | 2.4406 | 2.2234 | 1.8048 | 1.4637 | 1.1835 | 0.96021 | 0.77729 | 0.62886 | 0.5096 | 0.41289 | 0.33496 | 0.27211 | 0.0018815 | 0.00068203 | 0.00023587 | 7.7991e-05 | 27.2482 | 22.5522 | 19.6136 | 11.978 | 2.0528
Retro12Med | Retro | Commercial EM | Commercial | HVAC | 0.016958 | 90.2112 | 49.6197 | 40-50 | 40-80 | Medium Off | Commercial EM-Retro-Medium Off | 0.14868 | 0.14824 | 0.14779 | 0.15228 | 0.15545 | 0.1428 | 0.11704 | 0.095755 | 0.077874 | 0.063753 | 0.051999 | 0.042352 | 0.034589 | 0.028235 | 0.023075 | 0.018883 | 0.00013149 | 4.8043e-05 | 1.6726e-05 | 5.5719e-06 | 1.9467 | 1.449 | 1.2497 | 0.75244 | 1.7296
Retro12Med | Retro | Commercial EM | Commercial | HVAC | 0.0046434 | 24.7007 | 158.7645 | >140 | >120 | Small Off | Commercial EM-Retro-Small Off | 0.039292 | 0.039174 | 0.039057 | 0.039294 | 0.039437 | 0.035628 | 0.028643 | 0.02302 | 0.018469 | 0.014849 | 0.011926 | 0.0095756 | 0.0076954 | 0.0061842 | 0.0049724 | 0.0040004 | 2.7425e-05 | 9.8531e-06 | 3.3774e-06 | 1.1076e-06 | 0.38695 | 0.36126 | 0.31686 | 0.19625 | 0.67397
Retro12Med | Retro | Commercial EM | Commercial | HVAC | 0.0062942 | 33.4823 | 46.489 | 40-50 | 40-80 | XLarge Ret | Commercial EM-Retro-XLarge Ret | 0.040029 | 0.039845 | 0.039662 | 0.04 | 0.040248 | 0.036295 | 0.029096 | 0.023316 | 0.018668 | 0.014947 | 0.011967 | 0.0095928 | 0.0076976 | 0.0061797 | 0.0049793 | 0.0040178 | 2.7601e-05 | 9.9261e-06 | 3.406e-06 | 1.116e-06 | 0.38991 | 0.36658 | 0.32211 | 0.19979 | 1.6892
Retro12Med | Retro | Commercial EM | Commercial | HVAC | 0.044502 | 236.7305 | 131.2056 | 130-140 | >120 | Large Ret | Commercial EM-Retro-Large Ret | 0.42744 | 0.42547 | 0.42352 | 0.42304 | 0.42232 | 0.37903 | 0.30239 | 0.24121 | 0.19237 | 0.15342 | 0.12235 | 0.097613 | 0.077902 | 0.048278 | 0 | 0 | 0 | 0 | 0 | 0 | 3.7363 | 3.7363 | 3.3902 | 2.1218 | 0.81647
Retro12Med | Retro | Commercial EM | Commercial | HVAC | 0.0070418 | 37.4593 | 87.8753 | 80-90 | 80-120 | Medium Ret | Commercial EM-Retro-Medium Ret | 0.031435 | 0.03129 | 0.031146 | 0.031886 | 0.03247 | 0.029499 | 0.023827 | 0.019224 | 0.015479 | 0.012462 | 0.01003 | 0.0080961 | 0.0065493 | 0.0053019 | 0.0043208 | 0.00353 | 2.4514e-05 | 8.909e-06 | 3.0873e-06 | 1.0202e-06 | 0.35642 | 0.29658 | 0.25872 | 0.15823 | 1.1195
Retro12Med | Retro | Commercial EM | Commercial | HVAC | 0.029203 | 155.3447 | 25.9451 | 20-30 | <40 | Small Ret | Commercial EM-Retro-Small Ret | 0.14696 | 0.14628 | 0.14561 | 0.1461 | 0.14639 | 0.13168 | 0.1053 | 0.084184 | 0.067258 | 0.053734 | 0.042926 | 0.034327 | 0.027472 | 0.021992 | 0.017643 | 0.014167 | 9.691e-05 | 3.4708e-05 | 1.1863e-05 | 3.8745e-06 | 1.3537 | 1.3322 | 1.1735 | 0.73133 | 2.6985
Retro12Med | Retro | Commercial EM | Commercial | HVAC | 0.03744 | 199.1614 | 74.9938 | 70-80 | 40-80 | School K-12 | Commercial EM-Retro-School K-12 | 0.41495 | 0.41325 | 0.41156 | 0.41072 | 0.41093 | 0.36981 | 0.29553 | 0.23621 | 0.18888 | 0.15113 | 0.12118 | 0.097318 | 0.078082 | 0.062656 | 0.050303 | 0.040397 | 0.00027647 | 9.9092e-05 | 3.3878e-05 | 1.1088e-05 | 3.8738 | 3.7533 | 3.303 | 2.0614 | 1.2341
Retro12Med | Retro | Commercial EM | Commercial | HVAC | 0.16474 | 876.3554 | 41.4905 | 40-50 | 40-80 | University | Commercial EM-Retro-University | 0.92501 | 0.92122 | 0.91744 | 0.9158 | 0.91431 | 0.82349 | 0.66065 | 0.52929 | 0.42431 | 0.33989 | 0.27301 | 0.21966 | 0.17673 | 0.14232 | 0.11463 | 0.092399 | 0.00063508 | 0.00022828 | 7.8256e-05 | 2.5692e-05 | 8.9763 | 8.3911 | 7.3714 | 4.5938 | 1.8926
Retro12Med | Retro | Commercial EM | Commercial | HVAC | 0.0054564 | 29.0253 | 71.2908 | 70-80 | 40-80 | Warehouse | Commercial EM-Retro-Warehouse | 0.11254 | 0.11212 | 0.11171 | 0.11321 | 0.1147 | 0.10414 | 0.083882 | 0.067389 | 0.054089 | 0.043498 | 0.035016 | 0.028205 | 0.022711 | 0.018293 | 0.014721 | 0.011832 | 8.1104e-05 | 2.9109e-05 | 9.9823e-06 | 3.2729e-06 | 1.1435 | 1.0482 | 0.91727 | 0.56428 | 1.2197
Retro12Med | Retro | Commercial EM | Commercial | HVAC | 0.012478 | 66.3759 | 26.895 | 20-30 | <40 | Supermarket | Commercial EM-Retro-Supermarket | 0.030812 | 0.030534 | 0.03026 | 0.030211 | 0.030138 | 0.027038 | 0.021562 | 0.017195 | 0.013713 | 0.010936 | 0.0087209 | 0.0069544 | 0.0047472 | 0 | 0 | 0 | 0 | 0 | 0 | 0 | 0.26282 | 0.26282 | 0.2424 | 0.15195 | 2.3104
Retro12Med | Retro | Commercial EM | Commercial | HVAC | 0 | 0 | 9999 | >140 | >120 | MiniMart | Commercial EM-Retro-MiniMart | 0 | 0 | 0 | 0 | 0 | 0 | 0 | 0 | 0 | 0 | 0 | 0 | 0 | 0 | 0 | 0 | 0 | 0 | 0 | 0 | 0 | 0 | 0 | 0 | 9999
Retro12Med | Retro | Commercial EM | Commercial | HVAC | 0.0092599 | 49.2585 | 47.7652 | 40-50 | 40-80 | Restaurant | Commercial EM-Retro-Restaurant | 0.021942 | 0.021839 | 0.021736 | 0.021833 | 0.021932 | 0.01982 | 0.015922 | 0.012789 | 0.010272 | 0.0082506 | 0.0066264 | 0.0053217 | 0.0042738 | 0.0034323 | 0.0027645 | 0.0022296 | 1.5327e-05 | 5.5191e-06 | 1.8979e-06 | 6.2344e-07 | 0.21782 | 0.20101 | 0.17633 | 0.10928 | 1.7419
Retro12Med | Retro | Commercial EM | Commercial | HVAC | 0.02196 | 116.818 | 31.737 | 30-40 | <40 | Lodging | Commercial EM-Retro-Lodging | 0.17175 | 0.17134 | 0.17093 | 0.17156 | 0.17218 | 0.15527 | 0.12447 | 0.099727 | 0.079887 | 0.063988 | 0.051251 | 0.041061 | 0.032905 | 0.026384 | 0.021225 | 0.017098 | 0.00011745 | 4.2251e-05 | 1.4514e-05 | 4.7618e-06 | 1.6637 | 1.5712 | 1.3811 | 0.85777 | 2.5074
Retro12Med | Retro | Commercial EM | Commercial | HVAC | 0.30852 | 1641.1873 | 11.6522 | 10-20 | <40 | Hospital | Commercial EM-Retro-Hospital | 1.4895 | 1.4863 | 1.4832 | 1.5387 | 1.5861 | 1.4656 | 1.1973 | 0.97137 | 0.78643 | 0.63596 | 0.51344 | 0.4145 | 0.33479 | 0.27096 | 0.21985 | 0.17874 | 0.0012365 | 0.00044752 | 0.00015452 | 5.0967e-05 | 17.8068 | 14.5747 | 12.6405 | 7.5839 | 3.2852
Retro12Med | Retro | Commercial EM | Commercial | HVAC | 0.028651 | 152.4085 | 19.7706 | 10-20 | <40 | Residential Care | Commercial EM-Retro-Residential Care | 0.16956 | 0.16915 | 0.16874 | 0.17427 | 0.17924 | 0.16521 | 0.13476 | 0.10932 | 0.088567 | 0.071666 | 0.057918 | 0.046832 | 0.037891 | 0.030711 | 0.024967 | 0.020326 | 0.00014076 | 5.1049e-05 | 1.766e-05 | 5.8346e-06 | 2.0385 | 1.6493 | 1.4305 | 0.86095 | 3.1602
Retro12Med | Retro | Commercial EM | Commercial | HVAC | 0.032907 | 175.0492 | 33.2569 | 30-40 | <40 | Assembly | Commercial EM-Retro-Assembly | 0.56859 | 0.56604 | 0.5635 | 0.56579 | 0.56806 | 0.51208 | 0.41071 | 0.32913 | 0.26367 | 0.21085 | 0.16866 | 0.13519 | 0.10863 | 0.087366 | 0.070413 | 0.05695 | 0.00039331 | 0.00014237 | 4.9164e-05 | 1.6225e-05 | 5.6686 | 5.1862 | 4.5584 | 2.832 | 2.0401
Retro12Med | Retro | Commercial EM | Commercial | HVAC | 0.040837 | 217.2361 | 23.2921 | 20-30 | <40 | Other | Commercial EM-Retro-Other | 0.6432 | 0.63741 | 0.63167 | 0.65013 | 0.66463 | 0.61027 | 0.49702 | 0.40242 | 0.32649 | 0.26472 | 0.21496 | 0.17485 | 0.1421 | 0.11578 | 0.09445 | 0.077063 | 0.000535 | 0.00019477 | 6.75e-05 | 2.239e-05 | 7.8225 | 6.148 | 5.328 | 3.227 | 2.2443
LO20Fast | New | LEC Exit Sign | Commercial | Lighting | 0.0080422 | 64.0323 | 9.8774 | 0-10 | <40 | NA | LEC Exit Sign-Double-New | 0.048601 | 0.071442 | 0.079777 | 0.093318 | 0.090068 | 0.090284 | 0.10649 | 0.11234 | 0.12669 | 0.14056 | 0.15409 | 0.17752 | 0.19527 | 0.18896 | 0.2004 | 0.19518 | 0.19191 | 0.18269 | 0.17919 | 0.18139 | 2.8062 | 2.8062 | 0.95957 | 0.38321 | 1.8887
LO20Fast | New | LEC Exit Sign | Commercial | Lighting | 0.0040081 | 31.9127 | 26.996 | 20-30 | <40 | NA | LEC Exit Sign-Single-New | 0.0099778 | 0.014667 | 0.016378 | 0.019158 | 0.018491 | 0.018535 | 0.021862 | 0.023063 | 0.02601 | 0.028856 | 0.031634 | 0.036445 | 0.040089 | 0.038793 | 0.041142 | 0.040071 | 0.0394 | 0.037505 | 0.036788 | 0.037239 | 0.5761 | 0.5761 | 0.197 | 0.078672 | 1.3504
LO20Fast | NR | LEC Exit Sign | Commercial | Lighting | 0.0080422 | 64.0323 | 9.8774 | 0-10 | <40 | NA | LEC Exit Sign-Double-NR | 0.19124 | 0.32388 | 0.41449 | 0.48405 | 0.54421 | 0.5955 | 0.63869 | 0.67465 | 0.70427 | 0.72841 | 0.74785 | 0.76215 | 0.77247 | 0.7797 | 0.78454 | 0.79983 | 0.81099 | 0.81915 | 0.82592 | 0.83061 | 16.7511 | 13.2326 | 5.2994 | 1.9579 | 1.8887
LO20Fast | NR | LEC Exit Sign | Commercial | Lighting | 0.0040081 | 31.9127 | 26.996 | 20-30 | <40 | NA | LEC Exit Sign-Single-NR | 0.039261 | 0.066493 | 0.085094 | 0.099374 | 0.11172 | 0.12225 | 0.13112 | 0.1385 | 0.14459 | 0.14954 | 0.15353 | 0.15647 | 0.15859 | 0.16007 | 0.16106 | 0.1642 | 0.16649 | 0.16817 | 0.16956 | 0.17052 | 3.439 | 2.7166 | 1.088 | 0.40195 | 1.3504
LO20Fast | New | Exterior Building Lighting | Commercial | Lighting | 0.032581 | 139.5834 | -2.1286 | <0 | <40 | Exterior Lighting: Parking Lot - HPS 250W - New | NA | 0.12833 | 0.18864 | 0.21065 | 0.24641 | 0.23783 | 0.2384 | 0.28119 | 0.29664 | 0.33453 | 0.37115 | 0.40688 | 0.46875 | 0.51562 | 0.49895 | 0.52916 | 0.51538 | 0.50675 | 0.48239 | 0.47316 | 0.47896 | 7.4098 | 7.4098 | 2.5338 | 1.0119 | 8.6408
LO20Fast | New | Exterior Building Lighting | Commercial | Lighting | 0.016712 | 71.5968 | -17.9987 | <0 | <40 | Exterior Lighting: Walkway - HID 150W - New | NA | 0.056172 | 0.082569 | 0.092203 | 0.10785 | 0.1041 | 0.10435 | 0.12308 | 0.12984 | 0.14643 | 0.16245 | 0.17809 | 0.20517 | 0.22569 | 0.21839 | 0.23161 | 0.22558 | 0.22181 | 0.21114 | 0.2071 | 0.20964 | 3.2433 | 3.2433 | 1.109 | 0.44289 | 121.6315
LO20Fast | New | Exterior Building Lighting | Commercial | Lighting | 0.01675 | 71.7617 | -18.2571 | <0 | <40 | Exterior Lighting: FaÃ§ade - HID 150W - New | NA | 0.056301 | 0.08276 | 0.092416 | 0.1081 | 0.10434 | 0.10459 | 0.12336 | 0.13014 | 0.14676 | 0.16283 | 0.1785 | 0.20564 | 0.22621 | 0.21889 | 0.23215 | 0.2261 | 0.22232 | 0.21163 | 0.20758 | 0.21013 | 3.2507 | 3.2507 | 1.1116 | 0.44391 | 111.689
LO20Fast | New | Exterior Building Lighting | Commercial | Lighting | 0.00042933 | 1.8393 | -127.8572 | <0 | <40 | Exterior Lighting: Walkway - INC 75W - New | NA | 0.001443 | 0.0021212 | 0.0023687 | 0.0027708 | 0.0026742 | 0.0026807 | 0.0031618 | 0.0033356 | 0.0037617 | 0.0041734 | 0.0045752 | 0.0052709 | 0.0057979 | 0.0056105 | 0.0059502 | 0.0057953 | 0.0056982 | 0.0054242 | 0.0053205 | 0.0053857 | 0.08332 | 0.08332 | 0.028491 | 0.011378 | 70.3669
LO20Fast | New | Exterior Building Lighting | Commercial | Lighting | 0.0072273 | 30.9632 | -14.5936 | <0 | <40 | Exterior Lighting: FaÃ§ade - HID 400W - New | NA | 0.024292 | 0.035709 | 0.039875 | 0.046643 | 0.045018 | 0.045127 | 0.053226 | 0.056151 | 0.063324 | 0.070255 | 0.077019 | 0.08873 | 0.097603 | 0.094447 | 0.10017 | 0.097558 | 0.095924 | 0.091312 | 0.089565 | 0.090664 | 1.4026 | 1.4026 | 0.47962 | 0.19154 | 38.4219
LO20Fast | New | Exterior Building Lighting | Commercial | Lighting | 0.00057837 | 2.4779 | -40.7584 | <0 | <40 | Exterior Lighting: Walkway - CFL 26W - New | NA | 0.001944 | 0.0028576 | 0.003191 | 0.0037327 | 0.0036026 | 0.0036113 | 0.0042595 | 0.0044936 | 0.0050676 | 0.0056222 | 0.0061635 | 0.0071007 | 0.0078107 | 0.0075582 | 0.0080158 | 0.0078072 | 0.0076764 | 0.0073073 | 0.0071675 | 0.0072555 | 0.11225 | 0.11225 | 0.038382 | 0.015328 | 13.6982
LO20Fast | New | Exterior Building Lighting | Commercial | Lighting | 0.012863 | 55.1091 | -3.3937 | <0 | <40 | Exterior Lighting: Parking Lot - MH 400W - New | NA | 0.049316 | 0.072492 | 0.08095 | 0.094691 | 0.091392 | 0.091612 | 0.10805 | 0.11399 | 0.12855 | 0.14263 | 0.15636 | 0.18013 | 0.19814 | 0.19174 | 0.20335 | 0.19805 | 0.19474 | 0.18537 | 0.18183 | 0.18406 | 2.8475 | 2.8475 | 0.97368 | 0.38884 | 9.3603
LO20Fast | New | Exterior Building Lighting | Commercial | Lighting | 0.0015645 | 6.7026 | 6.5791 | 0-10 | <40 | Exterior Lighting: Parking Lot - MH 1000W - New | NA | 0.005998 | 0.0088168 | 0.0098455 | 0.011517 | 0.011116 | 0.011142 | 0.013142 | 0.013864 | 0.015635 | 0.017347 | 0.019017 | 0.021908 | 0.024099 | 0.02332 | 0.024732 | 0.024088 | 0.023685 | 0.022546 | 0.022115 | 0.022386 | 0.34632 | 0.34632 | 0.11842 | 0.047293 | 5.6562
LO20Fast | NR | Exterior Building Lighting | Commercial | Lighting | 0.032581 | 139.5834 | 27.8765 | 20-30 | <40 | Exterior Lighting: Parking Lot - HPS 250W - NR | NA | 1.3209 | 2.2371 | 2.8629 | 3.3434 | 3.7589 | 4.171 | 4.4566 | 4.6959 | 4.8976 | 5.0571 | 5.187 | 3.5566 | 0 | 0 | 0 | 0 | 0 | 0 | 0 | 0 | 45.5451 | 45.5451 | 36.8015 | 13.5233 | 2.7581
LO20Fast | NR | Exterior Building Lighting | Commercial | Lighting | 0.016513 | 70.745 | 7.507 | 0-10 | <40 | Exterior Lighting: Walkway - HID 150W - NR | NA | 0.88041 | 1.4911 | 1.9082 | 2.2284 | 2.5054 | 2.78 | 2.9704 | 3.1299 | 3.2643 | 1.9255 | 0 | 0 | 0 | 0 | 0 | 0 | 0 | 0 | 0 | 0 | 23.0836 | 23.0836 | 23.0836 | 9.0135 | 4.679
LO20Fast | NR | Exterior Building Lighting | Commercial | Lighting | 0.01675 | 71.7617 | 9.2205 | 0-10 | <40 | Exterior Lighting: FaÃ§ade - HID 150W - NR | NA | 0.89307 | 1.5125 | 1.9356 | 2.2604 | 2.5414 | 2.82 | 3.0131 | 3.1749 | 3.3112 | 1.9531 | 0 | 0 | 0 | 0 | 0 | 0 | 0 | 0 | 0 | 0 | 23.4153 | 23.4153 | 23.4153 | 9.143 | 4.3622
LO20Fast | NR | Exterior Building Lighting | Commercial | Lighting | 0.00042933 | 1.8393 | -127.8572 | <0 | <40 | Exterior Lighting: Walkway - INC 75W - NR | NA | 0.01526 | 0.025845 | 0.033074 | 0.038625 | 0.043425 | 0.048186 | 0.051486 | 0.05425 | 0.05658 | 0.058423 | 0.059923 | 0.061063 | 0.054018 | 0 | 0 | 0 | 0 | 0 | 0 | 0 | 0.60016 | 0.60016 | 0.42515 | 0.15623 | 70.3669
LO20Fast | NR | Exterior Building Lighting | Commercial | Lighting | 0.0072273 | 30.9632 | 2.7381 | 0-10 | <40 | Exterior Lighting: FaÃ§ade - HID 400W - NR | NA | 0.38533 | 0.6526 | 0.83517 | 0.97532 | 1.0965 | 1.2168 | 1.3001 | 1.3699 | 1.4287 | 0.84273 | 0 | 0 | 0 | 0 | 0 | 0 | 0 | 0 | 0 | 0 | 10.1031 | 10.1031 | 10.1031 | 3.945 | 5.9969
LO20Fast | NR | Exterior Building Lighting | Commercial | Lighting | 0.00057837 | 2.4779 | -40.7584 | <0 | <40 | Exterior Lighting: Walkway - CFL 26W - NR | NA | 0.020558 | 0.034817 | 0.044557 | 0.052034 | 0.058501 | 0.064915 | 0.069359 | 0.073083 | 0.076223 | 0.078705 | 0.080726 | 0.082261 | 0.072771 | 0 | 0 | 0 | 0 | 0 | 0 | 0 | 0.80851 | 0.80851 | 0.57275 | 0.21047 | 13.6982
LO20Fast | NR | Exterior Building Lighting | Commercial | Lighting | 0.012863 | 55.1091 | 16.4132 | 10-20 | <40 | Exterior Lighting: Parking Lot - MH 400W - NR | NA | 0.52151 | 0.88324 | 1.1303 | 1.32 | 1.4841 | 1.6468 | 1.7595 | 1.854 | 1.9336 | 1.9966 | 2.0479 | 1.4042 | 0 | 0 | 0 | 0 | 0 | 0 | 0 | 0 | 17.9817 | 17.9817 | 14.5296 | 5.3391 | 3.7106
LO20Fast | NR | Exterior Building Lighting | Commercial | Lighting | 0.0015645 | 6.7026 | 24.6043 | 20-30 | <40 | Exterior Lighting: Parking Lot - MH 1000W - NR | NA | 0.35402 | 0.59957 | 0.7673 | 0.46612 | 0 | 0 | 0 | 0 | 0 | 0 | 0 | 0 | 0 | 0 | 0 | 0 | 0 | 0 | 0 | 0 | 2.187 | 2.187 | 2.187 | 2.187 | 3.058
LOEven20 | NR | Premium Fume Hood | Commercial | HVAC | 2.9297 | 15584.532 | 40.3494 | 40-50 | 40-80 | NA | Premium Fume Hood-NR | 0.016501 | 0.033346 | 0.050538 | 0.06807 | 0.085933 | 0.10411 | 0.12261 | 0.14139 | 0.16047 | 0.17984 | 0.19949 | 0.21942 | 0.23964 | 0.26013 | 0.2809 | 0.30194 | 0.32325 | 0.34483 | 0.36668 | 0.3888 | 6.48 | 3.8879 | 0.96282 | 0.25439 | 2.191
Retro12Med | Retro | Grocery Refrigeration Bundle | Commercial | Refrigeration | 2.9938 | 24683.1099 | 25.193 | 20-30 | <40 | Grocery Refrigeration Bundle | Replace Shaded Pole with ECM in Walk-in Cooler | 1.0396 | 1.0396 | 1.0396 | 1.0396 | 1.0396 | 0.93563 | 0.74851 | 0.59881 | 0.47904 | 0.38324 | 0.30659 | 0.24527 | 0.19622 | 0.15697 | 0.12558 | 0.10046 | 0.00068523 | 0.00024473 | 8.3429e-05 | 2.7205e-05 | 9.5049 | 9.4753 | 8.3432 | 5.198 | 3.0592
Retro12Med | Retro | Grocery Refrigeration Bundle | Commercial | Refrigeration | 0.03822 | 315.107 | 48.1174 | 40-50 | 40-80 | Grocery Refrigeration Bundle | ECM Controllers on Walk-In Evaporator Motors | 0.34842 | 0.34842 | 0.34842 | 0.34842 | 0.34842 | 0.31358 | 0.25086 | 0.20069 | 0.16055 | 0.12844 | 0.10275 | 0.082202 | 0.065762 | 0.052609 | 0.042087 | 0.03367 | 0.00022966 | 8.202e-05 | 2.7961e-05 | 9.1178e-06 | 3.1855 | 3.1756 | 2.7962 | 1.7421 | 1.7842
Retro12Med | Retro | Grocery Refrigeration Bundle | Commercial | Refrigeration | 0.019169 | 158.0388 | 33.3467 | 30-40 | <40 | Grocery Refrigeration Bundle | Strip Curtains: Walk-In Coolers/ Freezers | 0.03895 | 0.03895 | 0.03895 | 0.03895 | 0.03895 | 0.035055 | 0.028044 | 0.022435 | 0.017948 | 0.014358 | 0.011487 | 0.0091894 | 0.0073515 | 0.0058812 | 0.004705 | 0.003764 | 2.5673e-05 | 9.169e-06 | 3.1258e-06 | 1.0193e-06 | 0.35611 | 0.35501 | 0.31259 | 0.19475 | 2.4392
Retro12Med | Retro | Grocery Refrigeration Bundle | Commercial | Refrigeration | 0.039745 | 327.6855 | 26.7871 | 20-30 | <40 | Grocery Refrigeration Bundle | Anti Sweat Heater Controls | 0.90529 | 0.90529 | 0.90529 | 0.90529 | 0.90529 | 0.81476 | 0.65181 | 0.52145 | 0.41716 | 0.33373 | 0.26698 | 0.21358 | 0.17087 | 0.13669 | 0.10936 | 0.087484 | 0.00059671 | 0.00021311 | 7.2651e-05 | 2.3691e-05 | 8.277 | 8.2512 | 7.2654 | 4.5265 | 2.9144
Retro12Med | Retro | Grocery Refrigeration Bundle | Commercial | Refrigeration | 0.0092245 | 76.0522 | 114.2666 | 110-120 | 80-120 | Grocery Refrigeration Bundle | LED Case Lighting | 0.63584 | 0.63584 | 0.63584 | 0.63584 | 0.63584 | 0.57226 | 0.45781 | 0.36625 | 0.293 | 0.2344 | 0.18752 | 0.15001 | 0.12001 | 0.096009 | 0.076807 | 0.061446 | 0.00041911 | 0.00014968 | 5.1028e-05 | 1.6639e-05 | 5.8134 | 5.7954 | 5.1029 | 3.1792 | 0.8451
Retro12Med | Retro | Grocery Refrigeration Bundle | Commercial | Refrigeration | 0.00013016 | 1.0731 | 20.1427 | 20-30 | <40 | Grocery Refrigeration Bundle | Grocery Retrocommisioning | 2.8015 | 2.8015 | 2.8015 | 2.8015 | 2.8015 | 2.5214 | 2.0171 | 1.6137 | 1.291 | 1.0328 | 0.82621 | 0.66097 | 0.52877 | 0.42302 | 0.33842 | 0.27073 | 0.0018466 | 0.0006595 | 0.00022483 | 7.3314e-05 | 25.6143 | 25.5346 | 22.4837 | 14.0077 | 3.6308
Retro12Med | Retro | Grocery Refrigeration Bundle | Commercial | Refrigeration | 0.095184 | 784.7548 | 40.0222 | 40-50 | 40-80 | Grocery Refrigeration Bundle | Floating Head Pressure Control | 0.97184 | 0.97184 | 0.97184 | 0.97184 | 0.97184 | 0.87466 | 0.69973 | 0.55978 | 0.44783 | 0.35826 | 0.28661 | 0.22929 | 0.18343 | 0.14674 | 0.11739 | 0.093916 | 0.00064058 | 0.00022878 | 7.7992e-05 | 2.5432e-05 | 8.8855 | 8.8578 | 7.7995 | 4.8592 | 2.0921
Retro12Med | Retro | Grocery Refrigeration Bundle | Commercial | Refrigeration | 0.0016517 | 13.618 | 41.2634 | 40-50 | 40-80 | Grocery Refrigeration Bundle | LED Motion Sensors on Display Case | 0.1673 | 0.1673 | 0.1673 | 0.1673 | 0.1673 | 0.15057 | 0.12046 | 0.096364 | 0.077091 | 0.061673 | 0.049338 | 0.039471 | 0.031577 | 0.025261 | 0.020209 | 0.016167 | 0.00011027 | 3.9383e-05 | 1.3426e-05 | 4.3781e-06 | 1.5296 | 1.5248 | 1.3426 | 0.83649 | 2.0382
LO12Med | NR | Low Power LF Lamps | Commercial | Lighting | 0.0011612 | 6.5919 | 24.3306 | 20-30 | <40 | Large Off | Market Average HP Low Power T8 Shift | 0.081224 | 0.16196 | 0.24221 | 0.32198 | 0.40127 | 0.47208 | 0.5281 | 0.57232 | 0.60715 | 0.63447 | 0.65335 | 0 | 0 | 0 | 0 | 0 | 0 | 0 | 0 | 0 | 4.6761 | 4.6761 | 4.0228 | 1.2086 | 3.1866
LO12Med | NR | Low Power LF Lamps | Commercial | Lighting | 0.0011612 | 6.5919 | 24.3306 | 20-30 | <40 | Medium Off | Market Average HP Low Power T8 Shift | 0.04076 | 0.081276 | 0.12155 | 0.16158 | 0.20137 | 0.2369 | 0.26501 | 0.28721 | 0.30468 | 0.31839 | 0.32787 | 0 | 0 | 0 | 0 | 0 | 0 | 0 | 0 | 0 | 2.3466 | 2.3466 | 2.0187 | 0.60653 | 3.1866
LO12Med | NR | Low Power LF Lamps | Commercial | Lighting | 0.0011612 | 6.5919 | 24.3306 | 20-30 | <40 | Small Off | Market Average HP Low Power T8 Shift | 0.03934 | 0.078444 | 0.11731 | 0.15595 | 0.19435 | 0.22864 | 0.25578 | 0.2772 | 0.29406 | 0.3073 | 0.31644 | 0 | 0 | 0 | 0 | 0 | 0 | 0 | 0 | 0 | 2.2648 | 2.2648 | 1.9484 | 0.58539 | 3.1866
LO12Med | NR | Low Power LF Lamps | Commercial | Lighting | 0.0011612 | 6.5919 | 24.3306 | 20-30 | <40 | XLarge Ret | Market Average HP Low Power T8 Shift | 0.029567 | 0.058861 | 0.087886 | 0.11664 | 0.14513 | 0.17047 | 0.19039 | 0.206 | 0.21819 | 0.22764 | 0.20023 | 0 | 0 | 0 | 0 | 0 | 0 | 0 | 0 | 0 | 1.651 | 1.651 | 1.4508 | 0.43809 | 3.1866
LO12Med | NR | Low Power LF Lamps | Commercial | Lighting | 0.0011612 | 6.5919 | 24.3306 | 20-30 | <40 | Large Ret | Market Average HP Low Power T8 Shift | 0.044654 | 0.088897 | 0.13273 | 0.17616 | 0.21919 | 0.25745 | 0.28754 | 0.31112 | 0.32952 | 0.3438 | 0.3024 | 0 | 0 | 0 | 0 | 0 | 0 | 0 | 0 | 0 | 2.4935 | 2.4935 | 2.1911 | 0.66163 | 3.1866
LO12Med | NR | Low Power LF Lamps | Commercial | Lighting | 0.0011612 | 6.5919 | 24.3306 | 20-30 | <40 | Medium Ret | Market Average HP Low Power T8 Shift | 0.020753 | 0.041316 | 0.061689 | 0.081873 | 0.10187 | 0.11965 | 0.13364 | 0.1446 | 0.15315 | 0.15979 | 0.14055 | 0 | 0 | 0 | 0 | 0 | 0 | 0 | 0 | 0 | 1.1589 | 1.1589 | 1.0183 | 0.3075 | 3.1866
LO12Med | NR | Low Power LF Lamps | Commercial | Lighting | 0.0011612 | 6.5919 | 24.3306 | 20-30 | <40 | Small Ret | Market Average HP Low Power T8 Shift | 0.023396 | 0.046576 | 0.069543 | 0.092297 | 0.11484 | 0.13489 | 0.15065 | 0.16301 | 0.17265 | 0.18013 | 0.15844 | 0 | 0 | 0 | 0 | 0 | 0 | 0 | 0 | 0 | 1.3064 | 1.3064 | 1.148 | 0.34665 | 3.1866
LO12Med | NR | Low Power LF Lamps | Commercial | Lighting | 0.0011612 | 6.5919 | 24.3306 | 20-30 | <40 | School K-12 | Market Average HP Low Power T8 Shift | 0.051526 | 0.10263 | 0.15331 | 0.20358 | 0.25343 | 0.29782 | 0.3328 | 0.36027 | 0.38177 | 0.39851 | 0.36917 | 0 | 0 | 0 | 0 | 0 | 0 | 0 | 0 | 0 | 2.9048 | 2.9048 | 2.5357 | 0.76448 | 3.1866
LO12Med | NR | Low Power LF Lamps | Commercial | Lighting | 0.0011612 | 6.5919 | 24.3306 | 20-30 | <40 | University | Market Average HP Low Power T8 Shift | 0.026104 | 0.051994 | 0.077671 | 0.10314 | 0.12839 | 0.15088 | 0.1686 | 0.18252 | 0.19341 | 0.20189 | 0.18703 | 0 | 0 | 0 | 0 | 0 | 0 | 0 | 0 | 0 | 1.4716 | 1.4716 | 1.2846 | 0.3873 | 3.1866
LO12Med | NR | Low Power LF Lamps | Commercial | Lighting | 0.0011612 | 6.5919 | 24.3306 | 20-30 | <40 | Warehouse | Market Average HP Low Power T8 Shift | 0.095886 | 0.19106 | 0.28553 | 0.3793 | 0.47237 | 0.55534 | 0.6208 | 0.67232 | 0.71273 | 0.74428 | 0.7174 | 0 | 0 | 0 | 0 | 0 | 0 | 0 | 0 | 0 | 5.447 | 5.447 | 4.7296 | 1.4242 | 3.1866
LO12Med | NR | Low Power LF Lamps | Commercial | Lighting | 0.0011612 | 6.5919 | 24.3306 | 20-30 | <40 | Supermarket | Market Average HP Low Power T8 Shift | 0.01148 | 0.022753 | 0.033823 | 0.044692 | 0.055362 | 0.064739 | 0.071985 | 0.077544 | 0.081767 | 0.084933 | 0.040221 | 0 | 0 | 0 | 0 | 0 | 0 | 0 | 0 | 0 | 0.5893 | 0.5893 | 0.54908 | 0.16811 | 3.1866
LO12Med | NR | Low Power LF Lamps | Commercial | Lighting | 0.0011612 | 6.5919 | 24.3306 | 20-30 | <40 | MiniMart | Market Average HP Low Power T8 Shift | 0.0048063 | 0.0095672 | 0.014283 | 0.018954 | 0.023581 | 0.027694 | 0.030927 | 0.033459 | 0.035434 | 0.036965 | 0.032099 | 0 | 0 | 0 | 0 | 0 | 0 | 0 | 0 | 0 | 0.26777 | 0.26777 | 0.23567 | 0.071192 | 3.1866
LO12Med | NR | Low Power LF Lamps | Commercial | Lighting | 0.0011612 | 6.5919 | 24.3306 | 20-30 | <40 | Restaurant | Market Average HP Low Power T8 Shift | 0.011016 | 0.021929 | 0.032738 | 0.043444 | 0.054049 | 0.063477 | 0.070887 | 0.076691 | 0.081217 | 0.084725 | 0.073574 | 0 | 0 | 0 | 0 | 0 | 0 | 0 | 0 | 0 | 0.61375 | 0.61375 | 0.54017 | 0.16318 | 3.1866
LO12Med | NR | Low Power LF Lamps | Commercial | Lighting | 0.0011612 | 6.5919 | 24.3306 | 20-30 | <40 | Lodging | Market Average HP Low Power T8 Shift | 0.036361 | 0.072548 | 0.10856 | 0.1444 | 0.18007 | 0.21197 | 0.23727 | 0.25729 | 0.27311 | 0.28557 | 0.29535 | 0.014901 | 0 | 0 | 0 | 0 | 0 | 0 | 0 | 0 | 2.1174 | 2.1174 | 1.8071 | 0.54194 | 3.1866
LO12Med | NR | Low Power LF Lamps | Commercial | Lighting | 0.0011612 | 6.5919 | 24.3306 | 20-30 | <40 | Hospital | Market Average HP Low Power T8 Shift | 0.022445 | 0.044795 | 0.067051 | 0.089214 | 0.11128 | 0.13104 | 0.14672 | 0.15915 | 0.16899 | 0.17675 | 0.18286 | 0.01419 | 0 | 0 | 0 | 0 | 0 | 0 | 0 | 0 | 1.3145 | 1.3145 | 1.1174 | 0.33479 | 3.1866
LO12Med | NR | Low Power LF Lamps | Commercial | Lighting | 0.0011612 | 6.5919 | 24.3306 | 20-30 | <40 | Residential Care | Market Average HP Low Power T8 Shift | 0.027513 | 0.054894 | 0.082144 | 0.10926 | 0.13625 | 0.16039 | 0.17953 | 0.19468 | 0.20665 | 0.21608 | 0.22348 | 0.011275 | 0 | 0 | 0 | 0 | 0 | 0 | 0 | 0 | 1.6022 | 1.6022 | 1.3674 | 0.41006 | 3.1866
LO12Med | NR | Low Power LF Lamps | Commercial | Lighting | 0.0011612 | 6.5919 | 24.3306 | 20-30 | <40 | Assembly | Market Average HP Low Power T8 Shift | 0.08033 | 0.15994 | 0.23883 | 0.31701 | 0.39449 | 0.46341 | 0.51763 | 0.56014 | 0.59333 | 0.61911 | 0.55112 | 0 | 0 | 0 | 0 | 0 | 0 | 0 | 0 | 0 | 4.4953 | 4.4953 | 3.9442 | 1.1906 | 3.1866
LO12Med | NR | Low Power LF Lamps | Commercial | Lighting | 0.0011612 | 6.5919 | 24.3306 | 20-30 | <40 | Other | Market Average HP Low Power T8 Shift | 0.073224 | 0.14513 | 0.21573 | 0.28506 | 0.35311 | 0.41293 | 0.45915 | 0.4946 | 0.52154 | 0.54173 | 0.25654 | 0 | 0 | 0 | 0 | 0 | 0 | 0 | 0 | 0 | 3.7587 | 3.7587 | 3.5022 | 1.0723 | 3.1866
LO20Fast | New | Lighting Controls Interior | Commercial | Lighting | 0.077435 | 458.1751 | 84.0061 | 80-90 | 80-120 | Large Off | Lighting Controls Interior-New-Large Off-Unitary | 0.020563 | 0.026656 | 0.033922 | 0.046543 | 0.050643 | 0.045575 | 0.062499 | 0.057845 | 0.058852 | 0.068877 | 0.071055 | 0.079541 | 0.088855 | 0.082427 | 0.090788 | 0.089789 | 0.08893 | 0.083889 | 0.083131 | 0.087459 | 1.3178 | 1.3178 | 0.47197 | 0.17833 | 1.1545
LO20Fast | New | Lighting Controls Interior | Commercial | Lighting | 0.06868 | 406.3771 | 95.9369 | 90-100 | 80-120 | Medium Off | Lighting Controls Interior-New-Medium Off-Unitary | 0.018238 | 0.023642 | 0.030087 | 0.041281 | 0.044917 | 0.040422 | 0.055434 | 0.051306 | 0.052199 | 0.06109 | 0.063022 | 0.070549 | 0.078809 | 0.073108 | 0.080524 | 0.079638 | 0.078876 | 0.074405 | 0.073733 | 0.077572 | 1.1689 | 1.1689 | 0.41862 | 0.15817 | 1.024
LO20Fast | New | Lighting Controls Interior | Commercial | Lighting | 0.074097 | 396.6989 | 117.9857 | 110-120 | 80-120 | Small Off | Lighting Controls Interior-New-Small Off-Unitary | 0.017804 | 0.023079 | 0.02937 | 0.040298 | 0.043848 | 0.039459 | 0.054113 | 0.050084 | 0.050956 | 0.059635 | 0.061521 | 0.068869 | 0.076932 | 0.071367 | 0.078606 | 0.077741 | 0.076997 | 0.072633 | 0.071977 | 0.075724 | 1.141 | 1.141 | 0.40865 | 0.1544 | 0.87172
LO20Fast | New | Lighting Controls Interior | Commercial | Lighting | 0 | 0 | 9999 | >140 | >120 | XLarge Ret | Lighting Controls Interior-New-Xlarge Ret-Unitary | - | 0 | 0 | 0 | 0 | 0 | 0 | 0 | 0 | 0 | 0 | 0 | 0 | 0 | 0 | 0 | 0 | 0 | 0 | 0 | 0 | 0 | 0 | 0 | 0
LO20Fast | New | Lighting Controls Interior | Commercial | Lighting | 0 | 0 | 9999 | >140 | >120 | Large Ret | Lighting Controls Interior-New-Large Ret-Unitary | - | 0 | 0 | 0 | 0 | 0 | 0 | 0 | 0 | 0 | 0 | 0 | 0 | 0 | 0 | 0 | 0 | 0 | 0 | 0 | 0 | 0 | 0 | 0 | 0
LO20Fast | New | Lighting Controls Interior | Commercial | Lighting | 0 | 0 | 9999 | >140 | >120 | Medium Ret | Lighting Controls Interior-New-Medium Ret-Unitary | - | 0 | 0 | 0 | 0 | 0 | 0 | 0 | 0 | 0 | 0 | 0 | 0 | 0 | 0 | 0 | 0 | 0 | 0 | 0 | 0 | 0 | 0 | 0 | 0
LO20Fast | New | Lighting Controls Interior | Commercial | Lighting | 0 | 0 | 9999 | >140 | >120 | Small Ret | Lighting Controls Interior-New-Small Ret-Unitary | - | 0 | 0 | 0 | 0 | 0 | 0 | 0 | 0 | 0 | 0 | 0 | 0 | 0 | 0 | 0 | 0 | 0 | 0 | 0 | 0 | 0 | 0 | 0 | 0
LO20Fast | New | Lighting Controls Interior | Commercial | Lighting | 0.038525 | 292.6591 | 167.3507 | >140 | >120 | School K-12 | Lighting Controls Interior-New-School K-12-Unitary | 0.019115 | 0.024779 | 0.031534 | 0.043267 | 0.047078 | 0.042366 | 0.0581 | 0.053773 | 0.054709 | 0.064028 | 0.066053 | 0.073942 | 0.0826 | 0.076624 | 0.084397 | 0.083468 | 0.082669 | 0.077984 | 0.077279 | 0.081302 | 1.2251 | 1.2251 | 0.43875 | 0.16577 | 0.57958
LO20Fast | New | Lighting Controls Interior | Commercial | Lighting | 0.070191 | 327.372 | 140.9831 | >140 | >120 | University | Lighting Controls Interior-New-University-Unitary | 0.013624 | 0.017661 | 0.022475 | 0.030837 | 0.033553 | 0.030195 | 0.041409 | 0.038326 | 0.038992 | 0.045634 | 0.047077 | 0.0527 | 0.058871 | 0.054612 | 0.060151 | 0.05949 | 0.05892 | 0.055581 | 0.055078 | 0.057946 | 0.87313 | 0.87313 | 0.31271 | 0.11815 | 0.76367
LO20Fast | New | Lighting Controls Interior | Commercial | Lighting | 0.025435 | 145.4042 | 186.3509 | >140 | >120 | Warehouse | Lighting Controls Interior-New-Warehouse-Unitary | 0.0089352 | 0.011583 | 0.01474 | 0.020225 | 0.022006 | 0.019804 | 0.027158 | 0.025136 | 0.025573 | 0.029929 | 0.030876 | 0.034563 | 0.03861 | 0.035817 | 0.03945 | 0.039016 | 0.038643 | 0.036453 | 0.036123 | 0.038004 | 0.57264 | 0.57264 | 0.20509 | 0.077489 | 0.55706
LO20Fast | New | Lighting Controls Interior | Commercial | Lighting | 0 | 0 | 9999 | >140 | >120 | Supermarket | Lighting Controls Interior-New-Supermarket-Unitary | - | 0 | 0 | 0 | 0 | 0 | 0 | 0 | 0 | 0 | 0 | 0 | 0 | 0 | 0 | 0 | 0 | 0 | 0 | 0 | 0 | 0 | 0 | 0 | 0
LO20Fast | New | Lighting Controls Interior | Commercial | Lighting | 0 | 0 | 9999 | >140 | >120 | MiniMart | Lighting Controls Interior-New-MiniMart-Unitary | - | 0 | 0 | 0 | 0 | 0 | 0 | 0 | 0 | 0 | 0 | 0 | 0 | 0 | 0 | 0 | 0 | 0 | 0 | 0 | 0 | 0 | 0 | 0 | 0
LO20Fast | New | Lighting Controls Interior | Commercial | Lighting | 0 | 0 | 9999 | >140 | >120 | Restaurant | Lighting Controls Interior-New-Restaurant-Unitary | - | 0 | 0 | 0 | 0 | 0 | 0 | 0 | 0 | 0 | 0 | 0 | 0 | 0 | 0 | 0 | 0 | 0 | 0 | 0 | 0 | 0 | 0 | 0 | 0
LO20Fast | New | Lighting Controls Interior | Commercial | Lighting | 0 | 0 | 9999 | >140 | >120 | Lodging | Lighting Controls Interior-New-Lodging-Unitary | - | 0 | 0 | 0 | 0 | 0 | 0 | 0 | 0 | 0 | 0 | 0 | 0 | 0 | 0 | 0 | 0 | 0 | 0 | 0 | 0 | 0 | 0 | 0 | 0
LO20Fast | New | Lighting Controls Interior | Commercial | Lighting | 0 | 0 | 9999 | >140 | >120 | Hospital | Lighting Controls Interior-New-Hospital-Unitary | - | 0 | 0 | 0 | 0 | 0 | 0 | 0 | 0 | 0 | 0 | 0 | 0 | 0 | 0 | 0 | 0 | 0 | 0 | 0 | 0 | 0 | 0 | 0 | 0
LO20Fast | New | Lighting Controls Interior | Commercial | Lighting | 0 | 0 | 9999 | >140 | >120 | Residential Care | Lighting Controls Interior-New-Residential Care-Unitary | - | 0 | 0 | 0 | 0 | 0 | 0 | 0 | 0 | 0 | 0 | 0 | 0 | 0 | 0 | 0 | 0 | 0 | 0 | 0 | 0 | 0 | 0 | 0 | 0
LO20Fast | New | Lighting Controls Interior | Commercial | Lighting | 0 | 0 | 9999 | >140 | >120 | Assembly | Lighting Controls Interior-New-Assembly-Unitary | - | 0 | 0 | 0 | 0 | 0 | 0 | 0 | 0 | 0 | 0 | 0 | 0 | 0 | 0 | 0 | 0 | 0 | 0 | 0 | 0 | 0 | 0 | 0 | 0
LO20Fast | New | Lighting Controls Interior | Commercial | Lighting | 0.063815 | 400.9493 | 98.5475 | 90-100 | 80-120 | Other | Lighting Controls Interior-New-Other-Unitary | 0.008415 | 0.010909 | 0.013882 | 0.019047 | 0.020725 | 0.018651 | 0.025577 | 0.023673 | 0.024085 | 0.028187 | 0.029078 | 0.032551 | 0.036363 | 0.033732 | 0.037154 | 0.036745 | 0.036393 | 0.034331 | 0.03402 | 0.035792 | 0.53931 | 0.53931 | 0.19315 | 0.072978 | 0.98792
LO20Fast | New | Lighting Controls Interior | Commercial | Lighting | 0.10989 | 650.2033 | 94.7321 | 90-100 | 80-120 | Large Off | Lighting Controls Interior-New-Large Off-Integrated | 0.012506 | 0.016212 | 0.020631 | 0.028307 | 0.030801 | 0.027718 | 0.038012 | 0.035181 | 0.035793 | 0.04189 | 0.043215 | 0.048376 | 0.054041 | 0.050131 | 0.055216 | 0.054609 | 0.054086 | 0.051021 | 0.050559 | 0.053192 | 0.8015 | 0.8015 | 0.28705 | 0.10846 | 1.0358
LO20Fast | New | Lighting Controls Interior | Commercial | Lighting | 0.093779 | 554.8824 | 125.7318 | 120-130 | >120 | Medium Off | Lighting Controls Interior-New-Medium Off-Integrated | 0.010673 | 0.013835 | 0.017606 | 0.024157 | 0.026285 | 0.023655 | 0.032439 | 0.030024 | 0.030546 | 0.035749 | 0.03688 | 0.041284 | 0.046118 | 0.042782 | 0.047122 | 0.046603 | 0.046157 | 0.043541 | 0.043147 | 0.045394 | 0.684 | 0.684 | 0.24497 | 0.092557 | 0.79855
LO20Fast | New | Lighting Controls Interior | Commercial | Lighting | 0.096233 | 515.2077 | 129.5286 | 120-130 | >120 | Small Off | Lighting Controls Interior-New-Small Off-Integrated | 0.0099095 | 0.012846 | 0.016347 | 0.02243 | 0.024406 | 0.021963 | 0.03012 | 0.027877 | 0.028362 | 0.033193 | 0.034243 | 0.038332 | 0.042821 | 0.039723 | 0.043752 | 0.043271 | 0.042857 | 0.040428 | 0.040062 | 0.042148 | 0.63509 | 0.63509 | 0.22745 | 0.085939 | 0.79992
LO20Fast | New | Lighting Controls Interior | Commercial | Lighting | 0 | 0 | 9999 | >140 | >120 | XLarge Ret | Lighting Controls Interior-New-Xlarge Ret-Integrated | - | 0 | 0 | 0 | 0 | 0 | 0 | 0 | 0 | 0 | 0 | 0 | 0 | 0 | 0 | 0 | 0 | 0 | 0 | 0 | 0 | 0 | 0 | 0 | 0
LO20Fast | New | Lighting Controls Interior | Commercial | Lighting | 0 | 0 | 9999 | >140 | >120 | Large Ret | Lighting Controls Interior-New-Large Ret-Integrated | - | 0 | 0 | 0 | 0 | 0 | 0 | 0 | 0 | 0 | 0 | 0 | 0 | 0 | 0 | 0 | 0 | 0 | 0 | 0 | 0 | 0 | 0 | 0 | 0
LO20Fast | New | Lighting Controls Interior | Commercial | Lighting | 0 | 0 | 9999 | >140 | >120 | Medium Ret | Lighting Controls Interior-New-Medium Ret-Integrated | - | 0 | 0 | 0 | 0 | 0 | 0 | 0 | 0 | 0 | 0 | 0 | 0 | 0 | 0 | 0 | 0 | 0 | 0 | 0 | 0 | 0 | 0 | 0 | 0
LO20Fast | New | Lighting Controls Interior | Commercial | Lighting | 0 | 0 | 9999 | >140 | >120 | Small Ret | Lighting Controls Interior-New-Small Ret-Integrated | - | 0 | 0 | 0 | 0 | 0 | 0 | 0 | 0 | 0 | 0 | 0 | 0 | 0 | 0 | 0 | 0 | 0 | 0 | 0 | 0 | 0 | 0 | 0 | 0
LO20Fast | New | Lighting Controls Interior | Commercial | Lighting | 0.060344 | 458.4091 | 157.9808 | >140 | >120 | School K-12 | Lighting Controls Interior-New-School K-12-Integrated | 0.012832 | 0.016634 | 0.021168 | 0.029045 | 0.031603 | 0.02844 | 0.039002 | 0.036098 | 0.036726 | 0.042982 | 0.044341 | 0.049637 | 0.055449 | 0.051438 | 0.056655 | 0.056032 | 0.055496 | 0.05235 | 0.051877 | 0.054578 | 0.82238 | 0.82238 | 0.29453 | 0.11128 | 0.6124
LO20Fast | New | Lighting Controls Interior | Commercial | Lighting | 0.072758 | 339.3432 | 203.2018 | >140 | >120 | University | Lighting Controls Interior-New-University-Integrated | 0.0060523 | 0.0078457 | 0.0099842 | 0.013699 | 0.014906 | 0.013414 | 0.018396 | 0.017026 | 0.017322 | 0.020273 | 0.020914 | 0.023412 | 0.026153 | 0.024261 | 0.026722 | 0.026428 | 0.026175 | 0.024691 | 0.024468 | 0.025742 | 0.38788 | 0.38788 | 0.13892 | 0.052487 | 0.54306
LO20Fast | New | Lighting Controls Interior | Commercial | Lighting | 0.047012 | 268.75 | 166.7444 | >140 | >120 | Warehouse | Lighting Controls Interior-New-Warehouse-Integrated | 0.0070778 | 0.0091751 | 0.011676 | 0.01602 | 0.017432 | 0.015687 | 0.021513 | 0.019911 | 0.020257 | 0.023708 | 0.024457 | 0.027378 | 0.030584 | 0.028372 | 0.03125 | 0.030906 | 0.03061 | 0.028875 | 0.028614 | 0.030104 | 0.45361 | 0.45361 | 0.16246 | 0.061381 | 0.61888
LO20Fast | New | Lighting Controls Interior | Commercial | Lighting | 0 | 0 | 9999 | >140 | >120 | Supermarket | Lighting Controls Interior-New-Supermarket-Integrated | - | 0 | 0 | 0 | 0 | 0 | 0 | 0 | 0 | 0 | 0 | 0 | 0 | 0 | 0 | 0 | 0 | 0 | 0 | 0 | 0 | 0 | 0 | 0 | 0
LO20Fast | New | Lighting Controls Interior | Commercial | Lighting | 0 | 0 | 9999 | >140 | >120 | MiniMart | Lighting Controls Interior-New-MiniMart-Integrated | - | 0 | 0 | 0 | 0 | 0 | 0 | 0 | 0 | 0 | 0 | 0 | 0 | 0 | 0 | 0 | 0 | 0 | 0 | 0 | 0 | 0 | 0 | 0 | 0
LO20Fast | New | Lighting Controls Interior | Commercial | Lighting | 0 | 0 | 9999 | >140 | >120 | Restaurant | Lighting Controls Interior-New-Restaurant-Integrated | - | 0 | 0 | 0 | 0 | 0 | 0 | 0 | 0 | 0 | 0 | 0 | 0 | 0 | 0 | 0 | 0 | 0 | 0 | 0 | 0 | 0 | 0 | 0 | 0
LO20Fast | New | Lighting Controls Interior | Commercial | Lighting | 0 | 0 | 9999 | >140 | >120 | Lodging | Lighting Controls Interior-New-Lodging-Integrated | - | 0 | 0 | 0 | 0 | 0 | 0 | 0 | 0 | 0 | 0 | 0 | 0 | 0 | 0 | 0 | 0 | 0 | 0 | 0 | 0 | 0 | 0 | 0 | 0
LO20Fast | New | Lighting Controls Interior | Commercial | Lighting | 0 | 0 | 9999 | >140 | >120 | Hospital | Lighting Controls Interior-New-Hospital-Integrated | - | 0 | 0 | 0 | 0 | 0 | 0 | 0 | 0 | 0 | 0 | 0 | 0 | 0 | 0 | 0 | 0 | 0 | 0 | 0 | 0 | 0 | 0 | 0 | 0
LO20Fast | New | Lighting Controls Interior | Commercial | Lighting | 0 | 0 | 9999 | >140 | >120 | Residential Care | Lighting Controls Interior-New-Residential Care-Integrated | - | 0 | 0 | 0 | 0 | 0 | 0 | 0 | 0 | 0 | 0 | 0 | 0 | 0 | 0 | 0 | 0 | 0 | 0 | 0 | 0 | 0 | 0 | 0 | 0
LO20Fast | New | Lighting Controls Interior | Commercial | Lighting | 0 | 0 | 9999 | >140 | >120 | Assembly | Lighting Controls Interior-New-Assembly-Integrated | - | 0 | 0 | 0 | 0 | 0 | 0 | 0 | 0 | 0 | 0 | 0 | 0 | 0 | 0 | 0 | 0 | 0 | 0 | 0 | 0 | 0 | 0 | 0 | 0
LO20Fast | New | Lighting Controls Interior | Commercial | Lighting | 0.09056 | 568.9932 | 110.6203 | 110-120 | 80-120 | Other | Lighting Controls Interior-New-Other-Integrated | 0.005118 | 0.0066346 | 0.0084429 | 0.011584 | 0.012605 | 0.011343 | 0.015556 | 0.014398 | 0.014648 | 0.017143 | 0.017685 | 0.019797 | 0.022116 | 0.020516 | 0.022597 | 0.022348 | 0.022134 | 0.02088 | 0.020691 | 0.021768 | 0.328 | 0.328 | 0.11747 | 0.044385 | 0.88824
LO20Fast | NR | Lighting Controls Interior | Commercial | Lighting | 0.077435 | 458.1751 | 84.0061 | 80-90 | 80-120 | Large Off | Lighting Controls Interior-NR-Large Off-Unitary | 0.060069 | 0.10187 | 0.13053 | 0.15264 | 0.17183 | 0.18827 | 0.20218 | 0.21384 | 0.22352 | 0.29758 | 0.28147 | 0.281 | 0.2864 | 0.2834 | 0.27597 | 0.28065 | 0.27524 | 0.27288 | 0.27346 | 0.2717 | 5.2002 | 4.5245 | 1.7423 | 0.61694 | 1.1545
LO20Fast | NR | Lighting Controls Interior | Commercial | Lighting | 0.06868 | 406.3771 | 95.9369 | 90-100 | 80-120 | Medium Off | Lighting Controls Interior-NR-Medium Off-Unitary | 0.026736 | 0.04534 | 0.058099 | 0.067937 | 0.07648 | 0.083796 | 0.08999 | 0.095179 | 0.099486 | 0.16166 | 0.14451 | 0.14194 | 0.14514 | 0.14132 | 0.13391 | 0.1375 | 0.13234 | 0.13004 | 0.13047 | 0.12892 | 2.3901 | 2.1708 | 0.8047 | 0.27459 | 1.024
LO20Fast | NR | Lighting Controls Interior | Commercial | Lighting | 0.074097 | 396.6989 | 117.9857 | 110-120 | 80-120 | Small Off | Lighting Controls Interior-NR-Small Off-Unitary | 0.02519 | 0.042718 | 0.054739 | 0.064009 | 0.072057 | 0.078951 | 0.084786 | 0.089675 | 0.093733 | 0.1543 | 0.13746 | 0.13488 | 0.13795 | 0.13418 | 0.12692 | 0.13041 | 0.12535 | 0.12311 | 0.12352 | 0.12201 | 2.2571 | 2.056 | 0.76016 | 0.25871 | 0.87172
LO20Fast | NR | Lighting Controls Interior | Commercial | Lighting | 0 | 0 | 9999 | >140 | >120 | XLarge Ret | Lighting Controls Interior-NR-Xlarge Ret-Unitary | - | 0 | 0 | 0 | 0 | 0 | 0 | 0 | 0 | 0 | 0 | 0 | 0 | 0 | 0 | 0 | 0 | 0 | 0 | 0 | 0 | 0 | 0 | 0 | 0
LO20Fast | NR | Lighting Controls Interior | Commercial | Lighting | 0 | 0 | 9999 | >140 | >120 | Large Ret | Lighting Controls Interior-NR-Large Ret-Unitary | - | 0 | 0 | 0 | 0 | 0 | 0 | 0 | 0 | 0 | 0 | 0 | 0 | 0 | 0 | 0 | 0 | 0 | 0 | 0 | 0 | 0 | 0 | 0 | 0
LO20Fast | NR | Lighting Controls Interior | Commercial | Lighting | 0 | 0 | 9999 | >140 | >120 | Medium Ret | Lighting Controls Interior-NR-Medium Ret-Unitary | - | 0 | 0 | 0 | 0 | 0 | 0 | 0 | 0 | 0 | 0 | 0 | 0 | 0 | 0 | 0 | 0 | 0 | 0 | 0 | 0 | 0 | 0 | 0 | 0
LO20Fast | NR | Lighting Controls Interior | Commercial | Lighting | 0 | 0 | 9999 | >140 | >120 | Small Ret | Lighting Controls Interior-NR-Small Ret-Unitary | - | 0 | 0 | 0 | 0 | 0 | 0 | 0 | 0 | 0 | 0 | 0 | 0 | 0 | 0 | 0 | 0 | 0 | 0 | 0 | 0 | 0 | 0 | 0 | 0
LO20Fast | NR | Lighting Controls Interior | Commercial | Lighting | 0.038525 | 292.6591 | 167.3507 | >140 | >120 | School K-12 | Lighting Controls Interior-NR-School K-12-Unitary | 0.035424 | 0.060006 | 0.076807 | 0.089715 | 0.10088 | 0.11041 | 0.11844 | 0.12514 | 0.13065 | 0.1966 | 0.17924 | 0.17696 | 0.18057 | 0.17671 | 0.169 | 0.17274 | 0.16726 | 0.16474 | 0.16506 | 0.16327 | 3.1356 | 2.7596 | 1.0441 | 0.36284 | 0.57958
LO20Fast | NR | Lighting Controls Interior | Commercial | Lighting | 0.070191 | 327.372 | 140.9831 | >140 | >120 | University | Lighting Controls Interior-NR-University-Unitary | 0.012791 | 0.021667 | 0.027733 | 0.032394 | 0.036427 | 0.039868 | 0.042767 | 0.045183 | 0.047176 | 0.092598 | 0.078943 | 0.076377 | 0.078269 | 0.075038 | 0.069216 | 0.071685 | 0.067667 | 0.065836 | 0.066077 | 0.064865 | 1.1537 | 1.1126 | 0.3986 | 0.13101 | 0.76367
LO20Fast | NR | Lighting Controls Interior | Commercial | Lighting | 0.025435 | 145.4042 | 186.3509 | >140 | >120 | Warehouse | Lighting Controls Interior-NR-Warehouse-Unitary | 0.030814 | 0.052218 | 0.066866 | 0.078134 | 0.087897 | 0.096237 | 0.10328 | 0.10916 | 0.11402 | 0.14672 | 0.14012 | 0.14019 | 0.14272 | 0.14152 | 0.13834 | 0.14038 | 0.13799 | 0.13691 | 0.13709 | 0.13623 | 2.6474 | 2.2768 | 0.88533 | 0.31593 | 0.55706
LO20Fast | NR | Lighting Controls Interior | Commercial | Lighting | 0 | 0 | 9999 | >140 | >120 | Supermarket | Lighting Controls Interior-NR-Supermarket-Unitary | - | 0 | 0 | 0 | 0 | 0 | 0 | 0 | 0 | 0 | 0 | 0 | 0 | 0 | 0 | 0 | 0 | 0 | 0 | 0 | 0 | 0 | 0 | 0 | 0
LO20Fast | NR | Lighting Controls Interior | Commercial | Lighting | 0 | 0 | 9999 | >140 | >120 | MiniMart | Lighting Controls Interior-NR-MiniMart-Unitary | - | 0 | 0 | 0 | 0 | 0 | 0 | 0 | 0 | 0 | 0 | 0 | 0 | 0 | 0 | 0 | 0 | 0 | 0 | 0 | 0 | 0 | 0 | 0 | 0
LO20Fast | NR | Lighting Controls Interior | Commercial | Lighting | 0 | 0 | 9999 | >140 | >120 | Restaurant | Lighting Controls Interior-NR-Restaurant-Unitary | - | 0 | 0 | 0 | 0 | 0 | 0 | 0 | 0 | 0 | 0 | 0 | 0 | 0 | 0 | 0 | 0 | 0 | 0 | 0 | 0 | 0 | 0 | 0 | 0
LO20Fast | NR | Lighting Controls Interior | Commercial | Lighting | 0 | 0 | 9999 | >140 | >120 | Lodging | Lighting Controls Interior-NR-Lodging-Unitary | - | 0 | 0 | 0 | 0 | 0 | 0 | 0 | 0 | 0 | 0 | 0 | 0 | 0 | 0 | 0 | 0 | 0 | 0 | 0 | 0 | 0 | 0 | 0 | 0
LO20Fast | NR | Lighting Controls Interior | Commercial | Lighting | 0 | 0 | 9999 | >140 | >120 | Hospital | Lighting Controls Interior-NR-Hospital-Unitary | - | 0 | 0 | 0 | 0 | 0 | 0 | 0 | 0 | 0 | 0 | 0 | 0 | 0 | 0 | 0 | 0 | 0 | 0 | 0 | 0 | 0 | 0 | 0 | 0
LO20Fast | NR | Lighting Controls Interior | Commercial | Lighting | 0 | 0 | 9999 | >140 | >120 | Residential Care | Lighting Controls Interior-NR-Residential Care-Unitary | - | 0 | 0 | 0 | 0 | 0 | 0 | 0 | 0 | 0 | 0 | 0 | 0 | 0 | 0 | 0 | 0 | 0 | 0 | 0 | 0 | 0 | 0 | 0 | 0
LO20Fast | NR | Lighting Controls Interior | Commercial | Lighting | 0 | 0 | 9999 | >140 | >120 | Assembly | Lighting Controls Interior-NR-Assembly-Unitary | - | 0 | 0 | 0 | 0 | 0 | 0 | 0 | 0 | 0 | 0 | 0 | 0 | 0 | 0 | 0 | 0 | 0 | 0 | 0 | 0 | 0 | 0 | 0 | 0
LO20Fast | NR | Lighting Controls Interior | Commercial | Lighting | 0.063815 | 400.9493 | 98.5475 | 90-100 | 80-120 | Other | Lighting Controls Interior-NR-Other-Unitary | 0.022161 | 0.037355 | 0.047579 | 0.055302 | 0.061881 | 0.067393 | 0.071938 | 0.075629 | 0.078575 | 0.10793 | 0.10046 | 0.099453 | 0.10092 | 0.099004 | 0.095323 | 0.096636 | 0.093847 | 0.092336 | 0.092051 | 0.090828 | 1.6871 | 1.5866 | 0.62575 | 0.22428 | 0.98792
LO20Fast | NR | Lighting Controls Interior | Commercial | Lighting | 0.10841 | 641.4452 | 96.1565 | 90-100 | 80-120 | Large Off | Lighting Controls Interior-NR-Large Off-Integrated | 0.036041 | 0.06112 | 0.07832 | 0.091582 | 0.1031 | 0.11296 | 0.12131 | 0.12831 | 0.13411 | 0.17855 | 0.16888 | 0.1686 | 0.17184 | 0.17004 | 0.16558 | 0.16839 | 0.16514 | 0.16373 | 0.16407 | 0.16302 | 3.1201 | 2.7147 | 1.0454 | 0.37016 | 1.0219
LO20Fast | NR | Lighting Controls Interior | Commercial | Lighting | 0.096153 | 568.9279 | 109.636 | 100-110 | 80-120 | Medium Off | Lighting Controls Interior-NR-Medium Off-Integrated | 0.016042 | 0.027204 | 0.034859 | 0.040762 | 0.045888 | 0.050278 | 0.053994 | 0.057107 | 0.059691 | 0.096994 | 0.086705 | 0.085165 | 0.087083 | 0.084792 | 0.080346 | 0.082501 | 0.079401 | 0.078023 | 0.078282 | 0.077353 | 1.4341 | 1.3025 | 0.48282 | 0.16476 | 0.90635
LO20Fast | NR | Lighting Controls Interior | Commercial | Lighting | 0.10374 | 555.3784 | 126.1666 | 120-130 | >120 | Small Off | Lighting Controls Interior-NR-Small Off-Integrated | 0.015114 | 0.025631 | 0.032843 | 0.038405 | 0.043234 | 0.04737 | 0.050872 | 0.053805 | 0.05624 | 0.092582 | 0.082479 | 0.080931 | 0.082771 | 0.08051 | 0.076153 | 0.078246 | 0.075212 | 0.073863 | 0.074114 | 0.073208 | 1.3542 | 1.2336 | 0.4561 | 0.15523 | 0.81958
LO20Fast | NR | Lighting Controls Interior | Commercial | Lighting | 0 | 0 | 9999 | >140 | >120 | XLarge Ret | Lighting Controls Interior-NR-Xlarge Ret-Integrated | - | 0 | 0 | 0 | 0 | 0 | 0 | 0 | 0 | 0 | 0 | 0 | 0 | 0 | 0 | 0 | 0 | 0 | 0 | 0 | 0 | 0 | 0 | 0 | 0
LO20Fast | NR | Lighting Controls Interior | Commercial | Lighting | 0 | 0 | 9999 | >140 | >120 | Large Ret | Lighting Controls Interior-NR-Large Ret-Integrated | - | 0 | 0 | 0 | 0 | 0 | 0 | 0 | 0 | 0 | 0 | 0 | 0 | 0 | 0 | 0 | 0 | 0 | 0 | 0 | 0 | 0 | 0 | 0 | 0
LO20Fast | NR | Lighting Controls Interior | Commercial | Lighting | 0 | 0 | 9999 | >140 | >120 | Medium Ret | Lighting Controls Interior-NR-Medium Ret-Integrated | - | 0 | 0 | 0 | 0 | 0 | 0 | 0 | 0 | 0 | 0 | 0 | 0 | 0 | 0 | 0 | 0 | 0 | 0 | 0 | 0 | 0 | 0 | 0 | 0
LO20Fast | NR | Lighting Controls Interior | Commercial | Lighting | 0 | 0 | 9999 | >140 | >120 | Small Ret | Lighting Controls Interior-NR-Small Ret-Integrated | - | 0 | 0 | 0 | 0 | 0 | 0 | 0 | 0 | 0 | 0 | 0 | 0 | 0 | 0 | 0 | 0 | 0 | 0 | 0 | 0 | 0 | 0 | 0 | 0
LO20Fast | NR | Lighting Controls Interior | Commercial | Lighting | 0.053935 | 409.7227 | 178.2913 | >140 | >120 | School K-12 | Lighting Controls Interior-NR-School K-12-Integrated | 0.021254 | 0.036003 | 0.046084 | 0.053829 | 0.060531 | 0.066248 | 0.071066 | 0.075081 | 0.078392 | 0.11796 | 0.10754 | 0.10618 | 0.10834 | 0.10603 | 0.1014 | 0.10365 | 0.10036 | 0.098846 | 0.099033 | 0.097961 | 1.8813 | 1.6558 | 0.62645 | 0.2177 | 0.54544
LO20Fast | NR | Lighting Controls Interior | Commercial | Lighting | 0.098268 | 458.3207 | 151.6581 | >140 | >120 | University | Lighting Controls Interior-NR-University-Integrated | 0.0076743 | 0.013 | 0.01664 | 0.019436 | 0.021856 | 0.023921 | 0.02566 | 0.02711 | 0.028305 | 0.055559 | 0.047366 | 0.045826 | 0.046961 | 0.045023 | 0.04153 | 0.043011 | 0.0406 | 0.039501 | 0.039646 | 0.038919 | 0.69222 | 0.66754 | 0.23916 | 0.078607 | 0.71391
LO20Fast | NR | Lighting Controls Interior | Commercial | Lighting | 0.033914 | 193.8722 | 258.9268 | >140 | >120 | Warehouse | Lighting Controls Interior-NR-Warehouse-Integrated | 0.017608 | 0.029839 | 0.038209 | 0.044648 | 0.050227 | 0.054993 | 0.059016 | 0.062375 | 0.065152 | 0.083837 | 0.080068 | 0.080109 | 0.081552 | 0.080867 | 0.07905 | 0.080216 | 0.078853 | 0.078235 | 0.078335 | 0.077846 | 1.5128 | 1.301 | 0.5059 | 0.18053 | 0.40669
LO20Fast | NR | Lighting Controls Interior | Commercial | Lighting | 0 | 0 | 9999 | >140 | >120 | Supermarket | Lighting Controls Interior-NR-Supermarket-Integrated | - | 0 | 0 | 0 | 0 | 0 | 0 | 0 | 0 | 0 | 0 | 0 | 0 | 0 | 0 | 0 | 0 | 0 | 0 | 0 | 0 | 0 | 0 | 0 | 0
LO20Fast | NR | Lighting Controls Interior | Commercial | Lighting | 0 | 0 | 9999 | >140 | >120 | MiniMart | Lighting Controls Interior-NR-MiniMart-Integrated | - | 0 | 0 | 0 | 0 | 0 | 0 | 0 | 0 | 0 | 0 | 0 | 0 | 0 | 0 | 0 | 0 | 0 | 0 | 0 | 0 | 0 | 0 | 0 | 0
LO20Fast | NR | Lighting Controls Interior | Commercial | Lighting | 0 | 0 | 9999 | >140 | >120 | Restaurant | Lighting Controls Interior-NR-Restaurant-Integrated | - | 0 | 0 | 0 | 0 | 0 | 0 | 0 | 0 | 0 | 0 | 0 | 0 | 0 | 0 | 0 | 0 | 0 | 0 | 0 | 0 | 0 | 0 | 0 | 0
LO20Fast | NR | Lighting Controls Interior | Commercial | Lighting | 0 | 0 | 9999 | >140 | >120 | Lodging | Lighting Controls Interior-NR-Lodging-Integrated | - | 0 | 0 | 0 | 0 | 0 | 0 | 0 | 0 | 0 | 0 | 0 | 0 | 0 | 0 | 0 | 0 | 0 | 0 | 0 | 0 | 0 | 0 | 0 | 0
LO20Fast | NR | Lighting Controls Interior | Commercial | Lighting | 0 | 0 | 9999 | >140 | >120 | Hospital | Lighting Controls Interior-NR-Hospital-Integrated | - | 0 | 0 | 0 | 0 | 0 | 0 | 0 | 0 | 0 | 0 | 0 | 0 | 0 | 0 | 0 | 0 | 0 | 0 | 0 | 0 | 0 | 0 | 0 | 0
LO20Fast | NR | Lighting Controls Interior | Commercial | Lighting | 0 | 0 | 9999 | >140 | >120 | Residential Care | Lighting Controls Interior-NR-Residential Care-Integrated | - | 0 | 0 | 0 | 0 | 0 | 0 | 0 | 0 | 0 | 0 | 0 | 0 | 0 | 0 | 0 | 0 | 0 | 0 | 0 | 0 | 0 | 0 | 0 | 0
LO20Fast | NR | Lighting Controls Interior | Commercial | Lighting | 0 | 0 | 9999 | >140 | >120 | Assembly | Lighting Controls Interior-NR-Assembly-Integrated | - | 0 | 0 | 0 | 0 | 0 | 0 | 0 | 0 | 0 | 0 | 0 | 0 | 0 | 0 | 0 | 0 | 0 | 0 | 0 | 0 | 0 | 0 | 0 | 0
LO20Fast | NR | Lighting Controls Interior | Commercial | Lighting | 0.08934 | 561.329 | 112.2541 | 110-120 | 80-120 | Other | Lighting Controls Interior-NR-Other-Integrated | 0.013297 | 0.022413 | 0.028548 | 0.033181 | 0.037129 | 0.040436 | 0.043163 | 0.045377 | 0.047145 | 0.064761 | 0.060273 | 0.059672 | 0.060552 | 0.059403 | 0.057194 | 0.057982 | 0.056308 | 0.055402 | 0.055231 | 0.054497 | 1.0123 | 0.95196 | 0.37545 | 0.13457 | 0.87628
LO20Fast | New | LPD Package | Commercial | Lighting | 0.11362 | 703.0482 | 47.8169 | 40-50 | 40-80 | All Btype | New_LF_FIX_REPL_from LF2018 to LED_FIX_KIT | 0.81013 | 1.1909 | 1.3298 | 1.5555 | 1.5013 | 1.5049 | 1.775 | 1.8726 | 2.1118 | 2.343 | 2.5685 | 2.9591 | 3.255 | 3.1497 | 3.3404 | 3.2535 | 3.199 | 3.0452 | 2.9869 | 3.0236 | 46.776 | 46.776 | 15.995 | 6.3876 | 1.6418
LO20Fast | New | LPD Package | Commercial | Lighting | 0.019975 | 123.8272 | -13.8066 | <0 | <40 | All Btype | New_CAN_FIX_REPL_from CFL to LED_FIX_KIT | 0.14876 | 0.21867 | 0.24418 | 0.28563 | 0.27568 | 0.27634 | 0.32594 | 0.34385 | 0.38778 | 0.43022 | 0.47164 | 0.54336 | 0.59769 | 0.57837 | 0.61339 | 0.59742 | 0.58741 | 0.55917 | 0.54847 | 0.5552 | 8.5892 | 8.5892 | 2.9371 | 1.1729 | 3.6958
LO20Fast | New | LPD Package | Commercial | Lighting | 0.015156 | 94.9926 | -75.2308 | <0 | <40 | All Btype | New_CAN_FIX_REPL_from INC_HAL to LED_FIX_KIT | 0.11412 | 0.16775 | 0.18732 | 0.21912 | 0.21149 | 0.21199 | 0.25004 | 0.26378 | 0.29748 | 0.33004 | 0.36181 | 0.41683 | 0.45851 | 0.44369 | 0.47055 | 0.4583 | 0.45063 | 0.42896 | 0.42075 | 0.42592 | 6.5891 | 6.5891 | 2.2531 | 0.89979 | 22.9743
LO20Fast | New | LPD Package | Commercial | Lighting | 0.0054369 | 33.7043 | 155.838 | >140 | >120 | All Btype | New_DISP_FIX_REPL_from CFL to LED_FIX_KIT | 0.039251 | 0.057697 | 0.064429 | 0.075365 | 0.07274 | 0.072915 | 0.086002 | 0.090728 | 0.10232 | 0.11352 | 0.12445 | 0.14337 | 0.1577 | 0.15261 | 0.16185 | 0.15763 | 0.15499 | 0.14754 | 0.14472 | 0.14649 | 2.2663 | 2.2663 | 0.77496 | 0.30948 | 0.88094
LO20Fast | New | LPD Package | Commercial | Lighting | 0.0042363 | 26.6583 | -31.6595 | <0 | <40 | All Btype | New_DISP_FIX_REPL_from INC_HAL to LED_FIX_KIT | 0.031045 | 0.045635 | 0.05096 | 0.05961 | 0.057533 | 0.057672 | 0.068023 | 0.071761 | 0.080928 | 0.089786 | 0.098429 | 0.1134 | 0.12474 | 0.1207 | 0.12801 | 0.12468 | 0.12259 | 0.1167 | 0.11446 | 0.11587 | 1.7925 | 1.7925 | 0.61295 | 0.24478 | 3.1485
LO20Fast | New | LPD Package | Commercial | Lighting | 0.0091655 | 56.2815 | 26.6868 | 20-30 | <40 | All Btype | New_HIGHBAY_FIX_REPL_from HID to LED_FIX_KIT | 0.064854 | 0.095332 | 0.10646 | 0.12452 | 0.12019 | 0.12048 | 0.1421 | 0.14991 | 0.16906 | 0.18756 | 0.20562 | 0.23689 | 0.26057 | 0.25215 | 0.26741 | 0.26045 | 0.25609 | 0.24378 | 0.23911 | 0.24205 | 3.7446 | 3.7446 | 1.2805 | 0.51135 | 2.6895
LO20Fast | New | LPD Package | Commercial | Lighting | 0.0012743 | 7.8248 | 14.3759 | 10-20 | <40 | All Btype | New_HIGHBAY_FIX_REPL_from HID to LF2018 | 0.0081534 | 0.011985 | 0.013383 | 0.015655 | 0.01511 | 0.015146 | 0.017864 | 0.018846 | 0.021254 | 0.02358 | 0.02585 | 0.029781 | 0.032759 | 0.0317 | 0.033619 | 0.032744 | 0.032196 | 0.030647 | 0.030061 | 0.03043 | 0.47076 | 0.47076 | 0.16098 | 0.064287 | 3.3538
LO20Fast | New | LPD Package | Commercial | Lighting | 0.016937 | 104.5035 | 22.002 | 20-30 | <40 | All Btype | New_HIGHBAY_FIX_REPL_from LF2018 to LED_FIX_KIT | 0.12042 | 0.17701 | 0.19767 | 0.23122 | 0.22316 | 0.2237 | 0.26385 | 0.27835 | 0.31391 | 0.34827 | 0.38179 | 0.43985 | 0.48383 | 0.46819 | 0.49654 | 0.48361 | 0.47551 | 0.45265 | 0.44399 | 0.44943 | 6.9529 | 6.9529 | 2.3776 | 0.94948 | 2.4867
LO20Fast | NR | LPD Package | Commercial | Lighting | 0.043038 | 264.8394 | 49.5894 | 40-50 | 40-80 | All Btype | NR_LF_FIX_REPL_from LF2018 to LED_FIX_KIT | 0.95414 | 1.6159 | 2.068 | 2.415 | 2.7152 | 2.9711 | 3.1866 | 3.366 | 3.5138 | 3.6342 | 3.7313 | 3.8026 | 3.8541 | 3.8901 | 3.9143 | 3.9292 | 3.937 | 3.9392 | 3.9372 | 3.9319 | 79.4866 | 65.3069 | 26.44 | 9.7683 | 1.628
LO20Fast | NR | LPD Package | Commercial | Lighting | 0.01436 | 88.3639 | 11.4521 | 10-20 | <40 | All Btype | NR_LF_FIX_REPL_from LF2018 to LED_FIX_KIT_RDX | 0.31835 | 0.53916 | 0.68999 | 0.80578 | 0.90593 | 0.99131 | 1.0632 | 1.1231 | 1.1724 | 1.2126 | 1.2449 | 1.2687 | 1.2859 | 1.2979 | 1.306 | 1.311 | 1.3136 | 1.3143 | 1.3137 | 1.3119 | 26.5208 | 21.7897 | 8.8217 | 3.2592 | 3.4059
LO20Fast | NR | LPD Package | Commercial | Lighting | 0.0095262 | 58.6207 | 7.1555 | 0-10 | <40 | All Btype | NR_LF_FIX_REPL_from LF2018 to LF_FIX_KIT_RDX | 0.19097 | 0.32343 | 0.41391 | 0.48338 | 0.54345 | 0.59467 | 0.6378 | 0.67371 | 0.70329 | 0.7274 | 0.74682 | 0.7611 | 0.7714 | 0.77862 | 0.78345 | 0.78643 | 0.78799 | 0.78844 | 0.78804 | 0.78698 | 15.9094 | 13.0713 | 5.292 | 1.9551 | 3.0387
LO20Fast | NR | LPD Package | Commercial | Lighting | 0.019592 | 120.5636 | 29.838 | 20-30 | <40 | All Btype | NR_LF_FIX_REPL_from LF2018 to TLED_PIN | 0.43436 | 0.73563 | 0.94142 | 1.0994 | 1.236 | 1.3525 | 1.4506 | 1.5323 | 1.5996 | 1.6544 | 1.6986 | 1.7311 | 1.7545 | 1.7709 | 1.7819 | 1.7887 | 1.7922 | 1.7933 | 1.7924 | 1.7899 | 36.1849 | 29.7298 | 12.0364 | 4.4469 | 1.9095
LO20Fast | NR | LPD Package | Commercial | Lighting | 0.010977 | 67.5463 | 1.4965 | 0-10 | <40 | All Btype | NR_LF_FIX_REPL_from LF2018 to TLED_PIN_RDX | 0.24335 | 0.41214 | 0.52743 | 0.61595 | 0.6925 | 0.75777 | 0.81273 | 0.85849 | 0.89618 | 0.9269 | 0.95164 | 0.96984 | 0.98297 | 0.99216 | 0.99832 | 1.0021 | 1.0041 | 1.0047 | 1.0042 | 1.0028 | 20.2728 | 16.6563 | 6.7434 | 2.4914 | 3.945
LO20Fast | NR | LPD Package | Commercial | Lighting | 0.01039 | 64.5133 | -13.9804 | <0 | <40 | All Btype | NR_CAN_FIX_REPL_from CFL to LED_FIX_KIT | 0.21539 | 0.36479 | 0.46683 | 0.54518 | 0.61293 | 0.6707 | 0.71935 | 0.75985 | 0.79321 | 0.8204 | 0.8423 | 0.85841 | 0.87003 | 0.87817 | 0.88362 | 0.88698 | 0.88874 | 0.88925 | 0.8888 | 0.8876 | 17.9435 | 14.7425 | 5.9686 | 2.2051 | 3.6363
LO20Fast | NR | LPD Package | Commercial | Lighting | 0.0095042 | 59.1344 | -78.5229 | <0 | <40 | All Btype | NR_CAN_FIX_REPL_from INC_HAL to LED_FIX_KIT | 0.19743 | 0.33437 | 0.42791 | 0.49972 | 0.56183 | 0.61478 | 0.65937 | 0.6965 | 0.72708 | 0.752 | 0.77207 | 0.78684 | 0.79748 | 0.80495 | 0.80994 | 0.81303 | 0.81464 | 0.8151 | 0.81469 | 0.8136 | 16.4474 | 13.5133 | 5.471 | 2.0213 | 22.1744
LO20Fast | NR | LPD Package | Commercial | Lighting | 0.0030165 | 18.7304 | 156.8815 | >140 | >120 | All Btype | NR_DISP_FIX_REPL_from CFL to LED_FIX_KIT | 0.015155 | 0.025667 | 0.032847 | 0.03836 | 0.043127 | 0.047192 | 0.050614 | 0.053464 | 0.055812 | 0.057725 | 0.059266 | 0.060399 | 0.061216 | 0.061789 | 0.062173 | 0.062409 | 0.062533 | 0.062569 | 0.062537 | 0.062453 | 1.2625 | 1.0373 | 0.41996 | 0.15516 | 0.88343
LO20Fast | NR | LPD Package | Commercial | Lighting | 0.007461 | 46.1846 | -31.7184 | <0 | <40 | All Btype | NR_DISP_FIX_REPL_from INC_HAL to LED_FIX_KIT | 0.037369 | 0.063288 | 0.080993 | 0.094585 | 0.10634 | 0.11636 | 0.1248 | 0.13183 | 0.13762 | 0.14233 | 0.14613 | 0.14893 | 0.15094 | 0.15236 | 0.1533 | 0.15389 | 0.15419 | 0.15428 | 0.1542 | 0.15399 | 3.1131 | 2.5577 | 1.0355 | 0.38258 | 3.1473
LO20Fast | NR | LPD Package | Commercial | Lighting | 0.01258 | 76.7398 | 27.2499 | 20-30 | <40 | All Btype | NR_HIGHBAY_FIX_REPL_from HID to LED_FIX_KIT | 0.21503 | 0.36418 | 0.46606 | 0.54428 | 0.61192 | 0.66959 | 0.71816 | 0.75859 | 0.7919 | 0.81904 | 0.84091 | 0.85699 | 0.86859 | 0.87671 | 0.88215 | 0.88551 | 0.88727 | 0.88778 | 0.88733 | 0.88614 | 17.9138 | 14.7181 | 5.9588 | 2.2015 | 2.67
LO20Fast | NR | LPD Package | Commercial | Lighting | 0 | 0 | 9999 | >140 | >120 | All Btype | NR_HIGHBAY_FIX_REPL_from HID to LF2018 | 0 | 0 | 0 | 0 | 0 | 0 | 0 | 0 | 0 | 0 | 0 | 0 | 0 | 0 | 0 | 0 | 0 | 0 | 0 | 0 | 0 | 0 | 0 | 0 | 9999
LO20Fast | NR | LPD Package | Commercial | Lighting | 0.014122 | 86.0328 | 23.6112 | 20-30 | <40 | All Btype | NR_HIGHBAY_FIX_REPL_from LF2018 to LED_FIX_KIT | 0.24107 | 0.40828 | 0.5225 | 0.61019 | 0.68602 | 0.75068 | 0.80512 | 0.85046 | 0.8878 | 0.91823 | 0.94274 | 0.96077 | 0.97377 | 0.98288 | 0.98898 | 0.99275 | 0.99471 | 0.99528 | 0.99478 | 0.99344 | 20.0831 | 16.5004 | 6.6803 | 2.4681 | 2.4743
Retro12Med | Retro | LPD Package | Commercial | Lighting | 0.064557 | 397.2591 | 188.2874 | >140 | >120 | All Btype | Retro_LF_FIX_REPL_from LF2018 to LED_FIX_KIT | 0 | 0 | 0 | 0 | 0 | 0 | 0 | 0 | 0 | 0 | 0 | 0 | 0 | 0 | 0 | 0 | 0 | 0 | 0 | 0 | 0 | 0 | 0 | 0 | 0.59693
Retro12Med | Retro | LPD Package | Commercial | Lighting | 0.043079 | 265.0918 | 115.3766 | 110-120 | 80-120 | All Btype | Retro_LF_FIX_REPL_from LF2018 to LED_FIX_KIT_RDX | 0 | 0 | 0 | 0 | 0 | 0 | 0 | 0 | 0 | 0 | 0 | 0 | 0 | 0 | 0 | 0 | 0 | 0 | 0 | 0 | 0 | 0 | 0 | 0 | 0.89087
Retro12Med | Retro | LPD Package | Commercial | Lighting | 0.0095262 | 58.6207 | 82.3252 | 80-90 | 80-120 | All Btype | Retro_LF_FIX_REPL_from LF2018 to LF_FIX_KIT_RDX | 0 | 0 | 0 | 0 | 0 | 0 | 0 | 0 | 0 | 0 | 0 | 0 | 0 | 0 | 0 | 0 | 0 | 0 | 0 | 0 | 0 | 0 | 0 | 0 | 1.1466
Retro12Med | Retro | LPD Package | Commercial | Lighting | 0.01039 | 64.5133 | 80.2654 | 80-90 | 80-120 | All Btype | Retro_CAN_FIX_REPL_from CFL to LED_FIX_KIT | 0.22924 | 0.23047 | 0.23117 | 0.23166 | 0.2318 | 0.20855 | 0.16677 | 0.13331 | 0.10655 | 0.085155 | 0.06805 | 0.054388 | 0.043471 | 0.034735 | 0.027756 | 0.022175 | 0.00015103 | 5.3852e-05 | 1.8327e-05 | 5.9661e-06 | 4.3025 | 2.1055 | 1.8547 | 1.1543 | 1.1266
Retro12Med | Retro | LPD Package | Commercial | Lighting | 0.0095042 | 59.1344 | -55.9308 | <0 | <40 | All Btype | Retro_CAN_FIX_REPL_from INC_HAL to LED_FIX_KIT | 0.21012 | 0.21126 | 0.21189 | 0.21234 | 0.21247 | 0.19116 | 0.15287 | 0.12219 | 0.097667 | 0.078055 | 0.062376 | 0.049853 | 0.039846 | 0.031839 | 0.025442 | 0.020326 | 0.00013844 | 4.9362e-05 | 1.6799e-05 | 5.4687e-06 | 3.9437 | 1.9299 | 1.7 | 1.0581 | 5.9613
Retro12Med | Retro | LPD Package | Commercial | Lighting | 0.0030165 | 18.7304 | 663.8321 | >140 | >120 | All Btype | Retro_DISP_FIX_REPL_from CFL to LED_FIX_KIT | 0 | 0 | 0 | 0 | 0 | 0 | 0 | 0 | 0 | 0 | 0 | 0 | 0 | 0 | 0 | 0 | 0 | 0 | 0 | 0 | 0 | 0 | 0 | 0 | 0.44259
Retro12Med | Retro | LPD Package | Commercial | Lighting | 0.007461 | 46.1846 | 15.5239 | 10-20 | <40 | All Btype | Retro_DISP_FIX_REPL_from INC_HAL to LED_FIX_KIT | 0 | 0 | 0 | 0 | 0 | 0 | 0 | 0 | 0 | 0 | 0 | 0 | 0 | 0 | 0 | 0 | 0 | 0 | 0 | 0 | 0 | 0 | 0 | 0 | 1.782
Retro12Med | Retro | LPD Package | Commercial | Lighting | 0.01258 | 76.7398 | 40.026 | 40-50 | 40-80 | All Btype | Retro_HIGHBAY_FIX_REPL_from HID to LED_FIX_KIT | 0.78423 | 0.78815 | 0.79029 | 0.79177 | 0.79209 | 0.71255 | 0.56972 | 0.45534 | 0.3639 | 0.29079 | 0.23235 | 0.18568 | 0.14839 | 0.11855 | 0.094722 | 0.075668 | 0.00051531 | 0.00018372 | 6.252e-05 | 2.035e-05 | 14.3922 | 7.195 | 6.3388 | 3.9465 | 2.051
Retro12Med | Retro | LPD Package | Commercial | Lighting | 0 | 0 | 9999 | >140 | >120 | All Btype | Retro_HIGHBAY_FIX_REPL_from HID to LF2018 | 0 | 0 | 0 | 0 | 0 | 0 | 0 | 0 | 0 | 0 | 0 | 0 | 0 | 0 | 0 | 0 | 0 | 0 | 0 | 0 | 0 | 0 | 0 | 0 | 9999
Retro12Med | Retro | LPD Package | Commercial | Lighting | 0.014122 | 86.0328 | 87.4055 | 80-90 | 80-120 | All Btype | Retro_HIGHBAY_FIX_REPL_from LF2018 to LED_FIX_KIT | 0.8792 | 0.88359 | 0.88599 | 0.88766 | 0.88801 | 0.79883 | 0.63871 | 0.51048 | 0.40796 | 0.326 | 0.26048 | 0.20816 | 0.16636 | 0.13291 | 0.10619 | 0.084831 | 0.00057771 | 0.00020597 | 7.0091e-05 | 2.2815e-05 | 16.135 | 8.0663 | 7.1064 | 4.4244 | 1.1026
Retro12Med | Retro | LPD Package | Commercial | Lighting | 0 | 0 | 9999 | >140 | >120 | All Btype | Retro_LF_LAMP_REPL_from LF2018 to TLED_PIN | 0 | 0 | 0 | 0 | 0 | 0 | 0 | 0 | 0 | 0 | 0 | 0 | 0 | 0 | 0 | 0 | 0 | 0 | 0 | 0 | 0 | 0 | 0 | 0 | 9999
Retro12Med | Retro | LPD Package | Commercial | Lighting | 0.091099 | 560.5879 | 64.6912 | 60-70 | 40-80 | All Btype | Retro_LF_LAMP_REPL_from LF2018 to TLED_PIN_RDX | 1.8852 | 1.8771 | 1.8691 | 1.861 | 1.853 | 1.6606 | 1.3228 | 1.0537 | 0.83935 | 0.66861 | 0.5326 | 0.42426 | 0.042882 | 0 | 0 | 0 | 0 | 0 | 0 | 0 | 15.8903 | 15.8903 | 14.8905 | 9.3455 | 1.3488
Retro12Med | Retro | LPD Package | Commercial | Lighting | 0.0098284 | 61.0274 | 3.4924 | 0-10 | <40 | All Btype | Retro_CAN_LAMP_REPL_from CFL to LED_CAN_LAMP | 0.20523 | 0.20435 | 0.20347 | 0.2026 | 0.20173 | 0.18078 | 0.144 | 0.11471 | 0.091374 | 0.072787 | 0.057981 | 0.046187 | 0.0046682 | 0 | 0 | 0 | 0 | 0 | 0 | 0 | 1.7299 | 1.7299 | 1.621 | 1.0174 | 2.5056
Retro12Med | Retro | LPD Package | Commercial | Lighting | 0.0094073 | 58.5315 | -71.2782 | <0 | <40 | All Btype | Retro_CAN_LAMP_REPL_from INC_HAL to LED_CAN_LAMP | 0.19684 | 0.19599 | 0.19515 | 0.19431 | 0.19348 | 0.17338 | 0.13811 | 0.11002 | 0.087637 | 0.06981 | 0.055609 | 0.044298 | 0.0044773 | 0 | 0 | 0 | 0 | 0 | 0 | 0 | 1.6591 | 1.6591 | 1.5547 | 0.97577 | 11.3136
Retro12Med | Retro | LPD Package | Commercial | Lighting | 0.0035674 | 22.1514 | 95.8743 | 90-100 | 80-120 | All Btype | Retro_DISP_LAMP_REPL_from CFL to LED_PAR_MR | 0.4438 | 0.44189 | 0.43999 | 0.4381 | 0.43622 | 0.39091 | 0.31139 | 0.24805 | 0.19759 | 0.15739 | 0.12538 | 0.099874 | 0.010095 | 0 | 0 | 0 | 0 | 0 | 0 | 0 | 3.7407 | 3.7407 | 3.5053 | 2.2 | 1.0042
Retro12Med | Retro | LPD Package | Commercial | Lighting | 0.0060811 | 37.6429 | -39.5004 | <0 | <40 | All Btype | Retro_DISP_LAMP_REPL_from INC_HAL to LED_PAR_MR | 0.75417 | 0.75092 | 0.74769 | 0.74448 | 0.74129 | 0.6643 | 0.52916 | 0.42152 | 0.33577 | 0.26747 | 0.21306 | 0.16972 | 0.017154 | 0 | 0 | 0 | 0 | 0 | 0 | 0 | 6.3567 | 6.3567 | 5.9568 | 3.7385 | 3.679
Retro12Med | Retro | LPD Package | Commercial | Lighting | 0.001377 | 8.524 | -2.4691 | <0 | <40 | All Btype | Retro_DISP_LAMP_REPL_from INC_HAL to HID_CMH | 0.19517 | 0.19433 | 0.1935 | 0.19267 | 0.19184 | 0.17192 | 0.13694 | 0.10909 | 0.086895 | 0.069219 | 0.055139 | 0.043923 | 0.0044394 | 0 | 0 | 0 | 0 | 0 | 0 | 0 | 1.6451 | 1.6451 | 1.5416 | 0.96751 | 2.2049
Retro12Med | Retro | LPD Package | Commercial | Lighting | 0 | 0 | 9999 | >140 | >120 | All Btype | Retro_DISP_LAMP_REPL_from HID_CMH to LED_PAR_MR | 0 | 0 | 0 | 0 | 0 | 0 | 0 | 0 | 0 | 0 | 0 | 0 | 0 | 0 | 0 | 0 | 0 | 0 | 0 | 0 | 0 | 0 | 0 | 0 | 9999
Retro12Med | Retro | LPD Package | Commercial | Lighting | 0.01089 | 70.6367 | -6.0233 | <0 | <40 | All Btype | Retro_OTHER_LAMP_REPL_from CFL to LED_OMNI | 2.2239 | 2.2143 | 2.2048 | 2.1953 | 2.1859 | 1.9589 | 1.5604 | 1.243 | 0.99011 | 0.7887 | 0.62827 | 0.50047 | 0.050584 | 0 | 0 | 0 | 0 | 0 | 0 | 0 | 18.7445 | 18.7445 | 17.5651 | 11.0241 | 1.9402
Retro12Med | Retro | LPD Package | Commercial | Lighting | 0.017221 | 111.4287 | -95.0587 | <0 | <40 | All Btype | Retro_OTHER_LAMP_REPL_from INC_HAL to LED_OMNI | 3.5081 | 3.493 | 3.478 | 3.4631 | 3.4482 | 3.0901 | 2.4615 | 1.9607 | 1.5619 | 1.2442 | 0.99108 | 0.78948 | 0.079796 | 0 | 0 | 0 | 0 | 0 | 0 | 0 | 29.5692 | 29.5692 | 27.7088 | 17.3905 | 12.5092
Retro12Med | Retro | LPD Package | Commercial | Lighting | 0.003834 | 24.8081 | -87.5938 | <0 | <40 | All Btype | Retro_OTHER_LAMP_REPL_from INC_HAL to CFL_OMNI | 0.62128 | 0.61861 | 0.61595 | 0.6133 | 0.61067 | 0.54725 | 0.43592 | 0.34724 | 0.27661 | 0.22034 | 0.17552 | 0.13982 | 0.014132 | 0 | 0 | 0 | 0 | 0 | 0 | 0 | 5.2366 | 5.2366 | 4.9072 | 3.0798 | 6.7767
Retro12Med | Retro | LPD Package | Commercial | Lighting | 0 | 0 | 9999 | >140 | >120 | All Btype | Retro_OTHER_LAMP_REPL_from HID to LED_OMNI | 0 | 0 | 0 | 0 | 0 | 0 | 0 | 0 | 0 | 0 | 0 | 0 | 0 | 0 | 0 | 0 | 0 | 0 | 0 | 0 | 0 | 0 | 0 | 0 | 9999
LO12Med | NR | MotorsRewind | Commercial | Motors/Drives | 0.0013697 | 10.1586 | 38.7073 | 30-40 | <40 | Large Off | MotorsRewind-NR-Large Off | 0.0051222 | 0.010214 | 0.015275 | 0.020305 | 0.025305 | 0.029771 | 0.033303 | 0.036093 | 0.038289 | 0.040012 | 0.041357 | 0.042403 | 0.016421 | 0 | 0 | 0 | 0 | 0 | 0 | 0 | 0.35387 | 0.35387 | 0.25369 | 0.076221 | 2.1889
LO12Med | NR | MotorsRewind | Commercial | Motors/Drives | 0.0013697 | 10.1586 | 38.7073 | 30-40 | <40 | Medium Off | MotorsRewind-NR-Medium Off | 0.0025705 | 0.0051255 | 0.0076652 | 0.01019 | 0.012699 | 0.01494 | 0.016712 | 0.018112 | 0.019214 | 0.020079 | 0.020754 | 0.021279 | 0.0082403 | 0 | 0 | 0 | 0 | 0 | 0 | 0 | 0.17758 | 0.17758 | 0.12731 | 0.038249 | 2.1889
LO12Med | NR | MotorsRewind | Commercial | Motors/Drives | 0.0013697 | 10.1586 | 38.7073 | 30-40 | <40 | Small Off | MotorsRewind-NR-Small Off | 0.0024809 | 0.0049469 | 0.0073981 | 0.0098346 | 0.012256 | 0.014419 | 0.01613 | 0.017481 | 0.018545 | 0.019379 | 0.020031 | 0.020537 | 0.0079531 | 0 | 0 | 0 | 0 | 0 | 0 | 0 | 0.17139 | 0.17139 | 0.12287 | 0.036917 | 2.1889
LO12Med | NR | MotorsRewind | Commercial | Motors/Drives | 0.0010964 | 8.1319 | 23.2532 | 20-30 | <40 | XLarge Ret | MotorsRewind-NR-XLarge Ret | 0.0014926 | 0.0029714 | 0.0044366 | 0.0058883 | 0.0073265 | 0.0086055 | 0.0096112 | 0.010399 | 0.011014 | 0.011492 | 0.011859 | 0.012139 | 0.0027786 | 0 | 0 | 0 | 0 | 0 | 0 | 0 | 0.10001 | 0.10001 | 0.073237 | 0.022115 | 3.2833
LO12Med | NR | MotorsRewind | Commercial | Motors/Drives | 0.0010964 | 8.1319 | 23.2532 | 20-30 | <40 | Large Ret | MotorsRewind-NR-Large Ret | 0.0022542 | 0.0044876 | 0.0067005 | 0.0088929 | 0.011065 | 0.012997 | 0.014516 | 0.015706 | 0.016635 | 0.017356 | 0.01791 | 0.018334 | 0.0041964 | 0 | 0 | 0 | 0 | 0 | 0 | 0 | 0.15105 | 0.15105 | 0.11061 | 0.0334 | 3.2833
LO12Med | NR | MotorsRewind | Commercial | Motors/Drives | 0.0010964 | 8.1319 | 23.2532 | 20-30 | <40 | Medium Ret | MotorsRewind-NR-Medium Ret | 0.0010477 | 0.0020857 | 0.0031141 | 0.0041331 | 0.0051426 | 0.0060403 | 0.0067463 | 0.0072995 | 0.0077312 | 0.0080662 | 0.0083241 | 0.0085208 | 0.0019503 | 0 | 0 | 0 | 0 | 0 | 0 | 0 | 0.070202 | 0.070202 | 0.051407 | 0.015523 | 3.2833
LO12Med | NR | MotorsRewind | Commercial | Motors/Drives | 0.0010964 | 8.1319 | 23.2532 | 20-30 | <40 | Small Ret | MotorsRewind-NR-Small Ret | 0.001181 | 0.0023512 | 0.0035106 | 0.0046593 | 0.0057973 | 0.0068093 | 0.0076052 | 0.0082289 | 0.0087155 | 0.0090931 | 0.0093839 | 0.0096056 | 0.0021986 | 0 | 0 | 0 | 0 | 0 | 0 | 0 | 0.07914 | 0.07914 | 0.057951 | 0.017499 | 3.2833
LO12Med | NR | MotorsRewind | Commercial | Motors/Drives | 0.00054427 | 4.0367 | 38.7073 | 30-40 | <40 | School K-12 | MotorsRewind-NR-School K-12 | 0.0012912 | 0.0025718 | 0.003842 | 0.0051016 | 0.0063509 | 0.0074633 | 0.0083397 | 0.0090282 | 0.0095669 | 0.0099864 | 0.010311 | 0.01056 | 0.002939 | 0 | 0 | 0 | 0 | 0 | 0 | 0 | 0.087352 | 0.087352 | 0.063542 | 0.019157 | 2.1889
LO12Med | NR | MotorsRewind | Commercial | Motors/Drives | 0.00054427 | 4.0367 | 38.7073 | 30-40 | <40 | University | MotorsRewind-NR-University | 0.00065415 | 0.0013029 | 0.0019464 | 0.0025845 | 0.0032174 | 0.003781 | 0.004225 | 0.0045738 | 0.0048467 | 0.0050593 | 0.0052237 | 0.0053498 | 0.0014889 | 0 | 0 | 0 | 0 | 0 | 0 | 0 | 0.044254 | 0.044254 | 0.032191 | 0.0097054 | 2.1889
LO12Med | NR | MotorsRewind | Commercial | Motors/Drives | 0.0005179 | 3.8412 | 38.7073 | 30-40 | <40 | Warehouse | MotorsRewind-NR-Warehouse | 0.0022864 | 0.0045559 | 0.0068086 | 0.0090446 | 0.011264 | 0.013242 | 0.014803 | 0.016032 | 0.016995 | 0.017748 | 0.018332 | 0.018782 | 0.0059707 | 0 | 0 | 0 | 0 | 0 | 0 | 0 | 0.15586 | 0.15586 | 0.11278 | 0.033959 | 2.1889
LO12Med | NR | MotorsRewind | Commercial | Motors/Drives | 0.0048742 | 36.151 | 10.8899 | 10-20 | <40 | Supermarket | MotorsRewind-NR-Supermarket | 0.0025764 | 0.0051063 | 0.0075906 | 0.01003 | 0.012424 | 0.014529 | 0.016155 | 0.017403 | 0.01835 | 0.019061 | 0.019583 | 0.015893 | 0 | 0 | 0 | 0 | 0 | 0 | 0 | 0 | 0.1587 | 0.1587 | 0.12322 | 0.037727 | 5.4722
LO12Med | NR | MotorsRewind | Commercial | Motors/Drives | 0.0048742 | 36.151 | 10.8899 | 10-20 | <40 | MiniMart | MotorsRewind-NR-MiniMart | 0.0010786 | 0.0021471 | 0.0032054 | 0.0042537 | 0.005292 | 0.0062151 | 0.0069407 | 0.0075089 | 0.0079521 | 0.0082956 | 0.0085598 | 0.008761 | 0.0019015 | 0 | 0 | 0 | 0 | 0 | 0 | 0 | 0.072112 | 0.072112 | 0.052889 | 0.015977 | 5.4722
LO12Med | NR | MotorsRewind | Commercial | Motors/Drives | 0.0039199 | 29.0731 | 20.1623 | 20-30 | <40 | Restaurant | MotorsRewind-NR-Restaurant | 0.0019882 | 0.0039577 | 0.0059085 | 0.0078409 | 0.0097548 | 0.011456 | 0.012794 | 0.013841 | 0.014658 | 0.015291 | 0.015778 | 0.016149 | 0.003505 | 0 | 0 | 0 | 0 | 0 | 0 | 0 | 0.13292 | 0.13292 | 0.097491 | 0.02945 | 3.6481
LO12Med | NR | MotorsRewind | Commercial | Motors/Drives | 0.0012245 | 9.0815 | 5.5913 | 0-10 | <40 | Lodging | MotorsRewind-NR-Lodging | 0.0020499 | 0.00409 | 0.0061203 | 0.0081408 | 0.010152 | 0.01195 | 0.013376 | 0.014505 | 0.015397 | 0.0161 | 0.016651 | 0.017082 | 0.0076323 | 0 | 0 | 0 | 0 | 0 | 0 | 0 | 0.14325 | 0.14325 | 0.10188 | 0.030553 | 7.661
LO12Med | NR | MotorsRewind | Commercial | Motors/Drives | 0.0013087 | 9.7065 | 7.2955 | 0-10 | <40 | Hospital | MotorsRewind-NR-Hospital | 0.0013524 | 0.0026992 | 0.0040403 | 0.0053757 | 0.0067055 | 0.0078959 | 0.0088408 | 0.0095899 | 0.010183 | 0.01065 | 0.011019 | 0.011307 | 0.005389 | 0 | 0 | 0 | 0 | 0 | 0 | 0 | 0.095047 | 0.095047 | 0.067333 | 0.020173 | 6.7878
LO12Med | NR | MotorsRewind | Commercial | Motors/Drives | 0.0013087 | 9.7065 | 5.5913 | 0-10 | <40 | Residential Care | MotorsRewind-NR-Residential Care | 0.0016578 | 0.0033077 | 0.0049497 | 0.0065837 | 0.0082099 | 0.0096645 | 0.010818 | 0.011731 | 0.012452 | 0.01302 | 0.013466 | 0.013815 | 0.0061725 | 0 | 0 | 0 | 0 | 0 | 0 | 0 | 0.11585 | 0.11585 | 0.082394 | 0.024709 | 7.661
LO12Med | NR | MotorsRewind | Commercial | Motors/Drives | 0.0010881 | 8.0701 | 36.8528 | 30-40 | <40 | Assembly | MotorsRewind-NR-Assembly | 0.0040244 | 0.0080126 | 0.011965 | 0.015882 | 0.019763 | 0.023216 | 0.025932 | 0.028062 | 0.029725 | 0.031016 | 0.032012 | 0.032772 | 0.0078682 | 0 | 0 | 0 | 0 | 0 | 0 | 0 | 0.27025 | 0.27025 | 0.1976 | 0.059647 | 2.2801
LO12Med | NR | MotorsRewind | Commercial | Motors/Drives | 0.0011034 | 8.1837 | 29.4348 | 20-30 | <40 | Other | MotorsRewind-NR-Other | 0.00372 | 0.007373 | 0.01096 | 0.014482 | 0.017939 | 0.020978 | 0.023326 | 0.025127 | 0.026496 | 0.027522 | 0.028276 | 0.022948 | 0 | 0 | 0 | 0 | 0 | 0 | 0 | 0 | 0.22915 | 0.22915 | 0.17792 | 0.054474 | 2.7361
LO12Med | New | MotorsRewind | Commercial | Motors/Drives | 0.0013697 | 10.1586 | 38.7073 | 30-40 | <40 | Large Off | MotorsRewind-New-Large Off | 0.0051222 | 0.010214 | 0.015275 | 0.020305 | 0.025305 | 0.029771 | 0.033303 | 0.036093 | 0.038289 | 0.040012 | 0.041357 | 0.042403 | 0.016421 | 0 | 0 | 0 | 0 | 0 | 0 | 0 | 0.35387 | 0.35387 | 0.25369 | 0.076221 | 2.1889
LO12Med | New | MotorsRewind | Commercial | Motors/Drives | 0.0013697 | 10.1586 | 38.7073 | 30-40 | <40 | Medium Off | MotorsRewind-New-Medium Off | 0.0025705 | 0.0051255 | 0.0076652 | 0.01019 | 0.012699 | 0.01494 | 0.016712 | 0.018112 | 0.019214 | 0.020079 | 0.020754 | 0.021279 | 0.0082403 | 0 | 0 | 0 | 0 | 0 | 0 | 0 | 0.17758 | 0.17758 | 0.12731 | 0.038249 | 2.1889
LO12Med | New | MotorsRewind | Commercial | Motors/Drives | 0.0013697 | 10.1586 | 38.7073 | 30-40 | <40 | Small Off | MotorsRewind-New-Small Off | 0.0024809 | 0.0049469 | 0.0073981 | 0.0098346 | 0.012256 | 0.014419 | 0.01613 | 0.017481 | 0.018545 | 0.019379 | 0.020031 | 0.020537 | 0.0079531 | 0 | 0 | 0 | 0 | 0 | 0 | 0 | 0.17139 | 0.17139 | 0.12287 | 0.036917 | 2.1889
LO12Med | New | MotorsRewind | Commercial | Motors/Drives | 0.0010964 | 8.1319 | 23.2532 | 20-30 | <40 | XLarge Ret | MotorsRewind-New-XLarge Ret | 0.0014926 | 0.0029714 | 0.0044366 | 0.0058883 | 0.0073265 | 0.0086055 | 0.0096112 | 0.010399 | 0.011014 | 0.011492 | 0.011859 | 0.012139 | 0.0027786 | 0 | 0 | 0 | 0 | 0 | 0 | 0 | 0.10001 | 0.10001 | 0.073237 | 0.022115 | 3.2833
LO12Med | New | MotorsRewind | Commercial | Motors/Drives | 0.0010964 | 8.1319 | 23.2532 | 20-30 | <40 | Large Ret | MotorsRewind-New-Large Ret | 0.0022542 | 0.0044876 | 0.0067005 | 0.0088929 | 0.011065 | 0.012997 | 0.014516 | 0.015706 | 0.016635 | 0.017356 | 0.01791 | 0.018334 | 0.0041964 | 0 | 0 | 0 | 0 | 0 | 0 | 0 | 0.15105 | 0.15105 | 0.11061 | 0.0334 | 3.2833
LO12Med | New | MotorsRewind | Commercial | Motors/Drives | 0.0010964 | 8.1319 | 23.2532 | 20-30 | <40 | Medium Ret | MotorsRewind-New-Medium Ret | 0.0010477 | 0.0020857 | 0.0031141 | 0.0041331 | 0.0051426 | 0.0060403 | 0.0067463 | 0.0072995 | 0.0077312 | 0.0080662 | 0.0083241 | 0.0085208 | 0.0019503 | 0 | 0 | 0 | 0 | 0 | 0 | 0 | 0.070202 | 0.070202 | 0.051407 | 0.015523 | 3.2833
LO12Med | New | MotorsRewind | Commercial | Motors/Drives | 0.0010964 | 8.1319 | 23.2532 | 20-30 | <40 | Small Ret | MotorsRewind-New-Small Ret | 0.001181 | 0.0023512 | 0.0035106 | 0.0046593 | 0.0057973 | 0.0068093 | 0.0076052 | 0.0082289 | 0.0087155 | 0.0090931 | 0.0093839 | 0.0096056 | 0.0021986 | 0 | 0 | 0 | 0 | 0 | 0 | 0 | 0.07914 | 0.07914 | 0.057951 | 0.017499 | 3.2833
LO12Med | New | MotorsRewind | Commercial | Motors/Drives | 0.00054427 | 4.0367 | 38.7073 | 30-40 | <40 | School K-12 | MotorsRewind-New-School K-12 | 0.0012912 | 0.0025718 | 0.003842 | 0.0051016 | 0.0063509 | 0.0074633 | 0.0083397 | 0.0090282 | 0.0095669 | 0.0099864 | 0.010311 | 0.01056 | 0.002939 | 0 | 0 | 0 | 0 | 0 | 0 | 0 | 0.087352 | 0.087352 | 0.063542 | 0.019157 | 2.1889
LO12Med | New | MotorsRewind | Commercial | Motors/Drives | 0.00054427 | 4.0367 | 38.7073 | 30-40 | <40 | University | MotorsRewind-New-University | 0.00065415 | 0.0013029 | 0.0019464 | 0.0025845 | 0.0032174 | 0.003781 | 0.004225 | 0.0045738 | 0.0048467 | 0.0050593 | 0.0052237 | 0.0053498 | 0.0014889 | 0 | 0 | 0 | 0 | 0 | 0 | 0 | 0.044254 | 0.044254 | 0.032191 | 0.0097054 | 2.1889
LO12Med | New | MotorsRewind | Commercial | Motors/Drives | 0.0005179 | 3.8412 | 38.7073 | 30-40 | <40 | Warehouse | MotorsRewind-New-Warehouse | 0.0022864 | 0.0045559 | 0.0068086 | 0.0090446 | 0.011264 | 0.013242 | 0.014803 | 0.016032 | 0.016995 | 0.017748 | 0.018332 | 0.018782 | 0.0059707 | 0 | 0 | 0 | 0 | 0 | 0 | 0 | 0.15586 | 0.15586 | 0.11278 | 0.033959 | 2.1889
LO12Med | New | MotorsRewind | Commercial | Motors/Drives | 0.0048742 | 36.151 | 10.8899 | 10-20 | <40 | Supermarket | MotorsRewind-New-Supermarket | 0.0025764 | 0.0051063 | 0.0075906 | 0.01003 | 0.012424 | 0.014529 | 0.016155 | 0.017403 | 0.01835 | 0.019061 | 0.019583 | 0.015893 | 0 | 0 | 0 | 0 | 0 | 0 | 0 | 0 | 0.1587 | 0.1587 | 0.12322 | 0.037727 | 5.4722
LO12Med | New | MotorsRewind | Commercial | Motors/Drives | 0.0048742 | 36.151 | 10.8899 | 10-20 | <40 | MiniMart | MotorsRewind-New-MiniMart | 0.0010786 | 0.0021471 | 0.0032054 | 0.0042537 | 0.005292 | 0.0062151 | 0.0069407 | 0.0075089 | 0.0079521 | 0.0082956 | 0.0085598 | 0.008761 | 0.0019015 | 0 | 0 | 0 | 0 | 0 | 0 | 0 | 0.072112 | 0.072112 | 0.052889 | 0.015977 | 5.4722
LO12Med | New | MotorsRewind | Commercial | Motors/Drives | 0.0039199 | 29.0731 | 20.1623 | 20-30 | <40 | Restaurant | MotorsRewind-New-Restaurant | 0.0019882 | 0.0039577 | 0.0059085 | 0.0078409 | 0.0097548 | 0.011456 | 0.012794 | 0.013841 | 0.014658 | 0.015291 | 0.015778 | 0.016149 | 0.003505 | 0 | 0 | 0 | 0 | 0 | 0 | 0 | 0.13292 | 0.13292 | 0.097491 | 0.02945 | 3.6481
LO12Med | New | MotorsRewind | Commercial | Motors/Drives | 0.0012245 | 9.0815 | 5.5913 | 0-10 | <40 | Lodging | MotorsRewind-New-Lodging | 0.0020499 | 0.00409 | 0.0061203 | 0.0081408 | 0.010152 | 0.01195 | 0.013376 | 0.014505 | 0.015397 | 0.0161 | 0.016651 | 0.017082 | 0.0076323 | 0 | 0 | 0 | 0 | 0 | 0 | 0 | 0.14325 | 0.14325 | 0.10188 | 0.030553 | 7.661
LO12Med | New | MotorsRewind | Commercial | Motors/Drives | 0.0013087 | 9.7065 | 7.2955 | 0-10 | <40 | Hospital | MotorsRewind-New-Hospital | 0.0013524 | 0.0026992 | 0.0040403 | 0.0053757 | 0.0067055 | 0.0078959 | 0.0088408 | 0.0095899 | 0.010183 | 0.01065 | 0.011019 | 0.011307 | 0.005389 | 0 | 0 | 0 | 0 | 0 | 0 | 0 | 0.095047 | 0.095047 | 0.067333 | 0.020173 | 6.7878
LO12Med | New | MotorsRewind | Commercial | Motors/Drives | 0.0013087 | 9.7065 | 5.5913 | 0-10 | <40 | Residential Care | MotorsRewind-New-Residential Care | 0.0016578 | 0.0033077 | 0.0049497 | 0.0065837 | 0.0082099 | 0.0096645 | 0.010818 | 0.011731 | 0.012452 | 0.01302 | 0.013466 | 0.013815 | 0.0061725 | 0 | 0 | 0 | 0 | 0 | 0 | 0 | 0.11585 | 0.11585 | 0.082394 | 0.024709 | 7.661
LO12Med | New | MotorsRewind | Commercial | Motors/Drives | 0.0010881 | 8.0701 | 36.8528 | 30-40 | <40 | Assembly | MotorsRewind-New-Assembly | 0.0040244 | 0.0080126 | 0.011965 | 0.015882 | 0.019763 | 0.023216 | 0.025932 | 0.028062 | 0.029725 | 0.031016 | 0.032012 | 0.032772 | 0.0078682 | 0 | 0 | 0 | 0 | 0 | 0 | 0 | 0.27025 | 0.27025 | 0.1976 | 0.059647 | 2.2801
LO12Med | New | MotorsRewind | Commercial | Motors/Drives | 0.0011034 | 8.1837 | 29.4348 | 20-30 | <40 | Other | MotorsRewind-New-Other | 0.00372 | 0.007373 | 0.01096 | 0.014482 | 0.017939 | 0.020978 | 0.023326 | 0.025127 | 0.026496 | 0.027522 | 0.028276 | 0.022948 | 0 | 0 | 0 | 0 | 0 | 0 | 0 | 0 | 0.22915 | 0.22915 | 0.17792 | 0.054474 | 2.7361
LO12Med | NR | Parking Lighting | Commercial | Lighting | 0.20557 | 1636.7553 | 25.0041 | 20-30 | <40 | NA | NR_PARKING_GARAGE_FIX_REPL_from MH to BI-LEVEL_LED_FIX | 0.31229 | 0.62188 | 0.92882 | 1.2331 | 1.5348 | 1.8033 | 1.9793 | 0 | 0 | 0 | 0 | 0 | 0 | 0 | 0 | 0 | 0 | 0 | 0 | 0 | 8.4134 | 8.4134 | 8.4134 | 4.6308 | 2.8156
Retro12Med | Retro | Smart Plug Power Strips | Commercial | Electronics | 0.018263 | 127.3193 | 96.7866 | 90-100 | 80-120 | NA | Smart Plug Power Strips-Retro | 4.8887 | 4.9397 | 4.991 | 5.0419 | 5.092 | 4.627 | 3.7363 | 3.0162 | 2.4343 | 1.9642 | 1.5846 | 1.2781 | 1.0308 | 0.83123 | 0.6702 | 0.5403 | 0.0037133 | 0.0013361 | 0.00045886 | 0.00015072 | 52.6592 | 46.6722 | 40.7313 | 24.9533 | 0.98445
Retro12Med | Retro | Pre-Rinse Spray Valve | Commercial | Food Preparation | 0.023961 | 142.3338 | -312.6766 | <0 | <40 | NA | Pre-Rinse Spray Valve_0.81_to_1.0gpm | 0.062942 | 0.063599 | 0.06426 | 0.064914 | 0.065559 | 0.059572 | 0.048104 | 0.038834 | 0.031341 | 0.025289 | 0.020402 | 0.016456 | 0.013272 | 0.010702 | 0.0086288 | 0.0069563 | 4.7808e-05 | 1.7202e-05 | 5.9079e-06 | 1.9406e-06 | 0.67799 | 0.6009 | 0.52441 | 0.32127 | 2.265
Retro12Med | Retro | Pre-Rinse Spray Valve | Commercial | Food Preparation | 0.014985 | 89.0172 | -118.1663 | <0 | <40 | NA | Pre-Rinse Spray Valve_0.61_to_0.8gpm | 0.039365 | 0.039776 | 0.040189 | 0.040598 | 0.041001 | 0.037257 | 0.030085 | 0.024287 | 0.019601 | 0.015816 | 0.012759 | 0.010292 | 0.0083003 | 0.0066932 | 0.0053966 | 0.0043506 | 2.99e-05 | 1.0759e-05 | 3.6948e-06 | 1.2136e-06 | 0.42402 | 0.37581 | 0.32797 | 0.20093 | 1.4166
Retro3Slow | Retro | Advanced Rooftop Controller | Commercial | HVAC | 2.3249e-05 | 0.12368 | 68.4502 | 60-70 | 40-80 | NA | Advanced Rooftop Controller-Retro-Large Off | 0.025233 | 0.039545 | 0.078853 | 0.13758 | 0.21337 | 0.29782 | 0.37791 | 0.43957 | 0.47196 | 0.47055 | 0.43786 | 0.38198 | 0.31363 | 0.2432 | 0.17866 | 0.12469 | 0.075771 | 0 | 0 | 0 | 4.3082 | 4.3082 | 2.5524 | 0.49458 | 1.4128
Retro3Slow | Retro | Advanced Rooftop Controller | Commercial | HVAC | 7.8037e-05 | 0.41512 | 75.0059 | 70-80 | 40-80 | NA | Advanced Rooftop Controller-Retro-Medium Off | 0.042502 | 0.066609 | 0.13282 | 0.23174 | 0.3594 | 0.50164 | 0.63654 | 0.7404 | 0.79497 | 0.79258 | 0.73752 | 0.6434 | 0.52827 | 0.40964 | 0.30094 | 0.21002 | 0.12763 | 0 | 0 | 0 | 7.2566 | 7.2566 | 4.2992 | 0.83306 | 1.3047
Retro3Slow | Retro | Advanced Rooftop Controller | Commercial | HVAC | 5.3556e-05 | 0.28489 | 68.3235 | 60-70 | 40-80 | NA | Advanced Rooftop Controller-Retro-Small Off | 0.028152 | 0.04412 | 0.087975 | 0.1535 | 0.23805 | 0.33228 | 0.42163 | 0.49042 | 0.52656 | 0.52498 | 0.48851 | 0.42617 | 0.34991 | 0.27133 | 0.19933 | 0.13911 | 0.084537 | 0 | 0 | 0 | 4.8066 | 4.8066 | 2.8477 | 0.5518 | 1.4151
Retro3Slow | Retro | Advanced Rooftop Controller | Commercial | HVAC | 0.00018921 | 1.0065 | 9.5834 | 0-10 | <40 | NA | Advanced Rooftop Controller-Retro-XLarge Ret | 0.074752 | 0.11696 | 0.23285 | 0.40561 | 0.62805 | 0.87522 | 1.1088 | 1.2876 | 1.3803 | 1.374 | 1.2765 | 1.1118 | 0.91136 | 0.70558 | 0.51751 | 0.36059 | 0.011699 | 0 | 0 | 0 | 12.3791 | 12.3791 | 7.4842 | 1.4582 | 5.5186
Retro3Slow | Retro | Advanced Rooftop Controller | Commercial | HVAC | 0.0002323 | 1.2357 | 6.0459 | 0-10 | <40 | NA | Advanced Rooftop Controller-Retro-Large Ret | 0.13861 | 0.21687 | 0.43175 | 0.75209 | 1.1645 | 1.6228 | 2.0559 | 2.3876 | 2.5594 | 2.5476 | 2.3668 | 2.0615 | 1.6899 | 1.3083 | 0.95957 | 0.66861 | 0.021693 | 0 | 0 | 0 | 22.9535 | 22.9535 | 13.8772 | 2.7039 | 6.6863
Retro3Slow | Retro | Advanced Rooftop Controller | Commercial | HVAC | 7.9781e-05 | 0.4244 | 20.1031 | 20-30 | <40 | NA | Advanced Rooftop Controller-Retro-Medium Ret | 0.022124 | 0.034617 | 0.068915 | 0.12005 | 0.18588 | 0.25903 | 0.32816 | 0.3811 | 0.40852 | 0.40664 | 0.37779 | 0.32904 | 0.26973 | 0.20883 | 0.15316 | 0.10672 | 0.0034626 | 0 | 0 | 0 | 3.6638 | 3.6638 | 2.215 | 0.43158 | 3.6323
Retro3Slow | Retro | Advanced Rooftop Controller | Commercial | HVAC | 5.3572e-06 | 0.028498 | 72.6003 | 70-80 | 40-80 | NA | Advanced Rooftop Controller-Retro-Small Ret | 0.0016747 | 0.0026204 | 0.0052167 | 0.0090873 | 0.014071 | 0.019608 | 0.024841 | 0.028848 | 0.030924 | 0.030782 | 0.028598 | 0.024908 | 0.020418 | 0.015808 | 0.011594 | 0.0080786 | 0.00026211 | 0 | 0 | 0 | 0.27734 | 0.27734 | 0.16767 | 0.03267 | 1.3424
Retro3Slow | Retro | Advanced Rooftop Controller | Commercial | HVAC | 1.0515e-05 | 0.11418 | 87.9603 | 80-90 | 80-120 | NA | Advanced Rooftop Controller-Retro-School K-12 | 0.014778 | 0.023135 | 0.046079 | 0.080308 | 0.12441 | 0.17346 | 0.21986 | 0.25546 | 0.27398 | 0.27286 | 0.25362 | 0.22101 | 0.18126 | 0.1404 | 0.10303 | 0.071826 | 0.015274 | 0 | 0 | 0 | 2.4708 | 2.4708 | 1.4843 | 0.28871 | 1.0132
Retro3Slow | Retro | Advanced Rooftop Controller | Commercial | HVAC | 2.1441e-05 | 0.11406 | 82.6168 | 80-90 | 80-120 | NA | Advanced Rooftop Controller-Retro-University | 0.0074787 | 0.011708 | 0.023319 | 0.040641 | 0.06296 | 0.087783 | 0.11127 | 0.12928 | 0.13865 | 0.13808 | 0.12835 | 0.11185 | 0.09173 | 0.071053 | 0.05214 | 0.036349 | 0.0077295 | 0 | 0 | 0 | 1.2504 | 1.2504 | 0.75117 | 0.14611 | 1.1983
Retro3Slow | Retro | Advanced Rooftop Controller | Commercial | HVAC | 9.3906e-06 | 0.049954 | 74.4447 | 70-80 | 40-80 | NA | Advanced Rooftop Controller-Retro-Warehouse | 0.012032 | 0.018843 | 0.037546 | 0.065462 | 0.10145 | 0.14151 | 0.17943 | 0.20857 | 0.22378 | 0.22295 | 0.20732 | 0.18073 | 0.14829 | 0.11491 | 0.084356 | 0.05883 | 0.020974 | 0 | 0 | 0 | 2.027 | 2.027 | 1.2116 | 0.23533 | 1.3133
Retro3Slow | Retro | Advanced Rooftop Controller | Commercial | HVAC | 0.00018575 | 0.9881 | 22.6142 | 20-30 | <40 | NA | Advanced Rooftop Controller-Retro-Supermarket | 0.028493 | 0.044386 | 0.087973 | 0.15257 | 0.23519 | 0.3263 | 0.41156 | 0.47583 | 0.50782 | 0.50325 | 0.46547 | 0.40362 | 0.3294 | 0.2539 | 0.11192 | 0 | 0 | 0 | 0 | 0 | 4.3377 | 4.3377 | 2.7734 | 0.54861 | 3.3583
Retro3Slow | Retro | Advanced Rooftop Controller | Commercial | HVAC | 0.00018575 | 0.9881 | 22.6142 | 20-30 | <40 | NA | Advanced Rooftop Controller-Retro-MiniMart | 0.011929 | 0.018663 | 0.03715 | 0.064705 | 0.10018 | 0.13959 | 0.17682 | 0.20531 | 0.22006 | 0.21902 | 0.20346 | 0.17719 | 0.14523 | 0.11242 | 0.082447 | 0.056816 | 0 | 0 | 0 | 0 | 1.971 | 1.971 | 1.1934 | 0.23263 | 3.3583
Retro3Slow | Retro | Advanced Rooftop Controller | Commercial | HVAC | 0.00040538 | 2.1564 | 27.5409 | 20-30 | <40 | NA | Advanced Rooftop Controller-Retro-Restaurant | 0.059673 | 0.093357 | 0.18583 | 0.32367 | 0.50111 | 0.69825 | 0.88448 | 1.027 | 1.1008 | 1.0956 | 1.0177 | 0.88632 | 0.72647 | 0.56236 | 0.41242 | 0.28421 | 0 | 0 | 0 | 0 | 9.8594 | 9.8594 | 5.9698 | 1.1636 | 2.9253
Retro3Slow | Retro | Advanced Rooftop Controller | Commercial | HVAC | 2.3001e-05 | 0.12236 | 46.2291 | 40-50 | 40-80 | NA | Advanced Rooftop Controller-Retro-Lodging | 0.011175 | 0.017525 | 0.034965 | 0.061042 | 0.094726 | 0.1323 | 0.16798 | 0.1955 | 0.21003 | 0.20953 | 0.19509 | 0.1703 | 0.13991 | 0.10856 | 0.079796 | 0.055723 | 0.03706 | 0.0087637 | 0 | 0 | 1.93 | 1.93 | 1.1348 | 0.21943 | 1.9646
Retro3Slow | Retro | Advanced Rooftop Controller | Commercial | HVAC | 1.4818e-05 | 0.1222 | 50.0924 | 50-60 | 40-80 | NA | Advanced Rooftop Controller-Retro-Hospital | 0.0068892 | 0.010806 | 0.021567 | 0.037664 | 0.058465 | 0.081679 | 0.10374 | 0.12077 | 0.12979 | 0.12952 | 0.12063 | 0.10533 | 0.086558 | 0.067182 | 0.049398 | 0.034506 | 0.022956 | 0.0091161 | 0 | 0 | 1.1966 | 1.1966 | 0.70088 | 0.13539 | 1.7242
Retro3Slow | Retro | Advanced Rooftop Controller | Commercial | HVAC | 9.1873e-05 | 0.75764 | 25.05 | 20-30 | <40 | NA | Advanced Rooftop Controller-Retro-Residential Care | 0.05236 | 0.082108 | 0.16382 | 0.286 | 0.44382 | 0.61986 | 0.78702 | 0.91599 | 0.98408 | 0.98172 | 0.91407 | 0.79789 | 0.65551 | 0.50862 | 0.37387 | 0.26108 | 0.17364 | 0.041061 | 0 | 0 | 9.0425 | 9.0425 | 5.3168 | 1.0281 | 3.0762
Retro3Slow | Retro | Advanced Rooftop Controller | Commercial | HVAC | 0.00014254 | 0.75826 | 16.0153 | 10-20 | <40 | NA | Advanced Rooftop Controller-Retro-Assembly | 0.153 | 0.23942 | 0.4767 | 0.83048 | 1.2861 | 1.7924 | 2.271 | 2.6376 | 2.8278 | 2.8151 | 2.6156 | 2.2784 | 1.8679 | 1.4463 | 1.0609 | 0.73931 | 0.054212 | 0 | 0 | 0 | 25.3924 | 25.3924 | 15.3296 | 2.9857 | 4.1886
Retro3Slow | Retro | Advanced Rooftop Controller | Commercial | HVAC | 2.8534e-05 | 0.15179 | 38.787 | 30-40 | <40 | NA | Advanced Rooftop Controller-Retro-Other | 0.027918 | 0.04349 | 0.086197 | 0.14949 | 0.23044 | 0.31972 | 0.40325 | 0.46622 | 0.49757 | 0.49309 | 0.45607 | 0.39547 | 0.32275 | 0.24877 | 0.10966 | 0 | 0 | 0 | 0 | 0 | 4.2501 | 4.2501 | 2.7174 | 0.53753 | 2.2602
Retro20Fast | Retro | Showerheads | Commercial | Water Heating | 0.015056 | 87.3671 | -231.5878 | <0 | <40 | NA | Showerheads-Retro-Large Off | 0.048465 | 0.034566 | 0.024227 | 0.019097 | 0.016975 | 0.014891 | 0.012892 | 0.011107 | 0.0094814 | 0.0080415 | 0.0067963 | 0.00040613 | 0 | 0 | 0 | 0 | 0 | 0 | 0 | 0 | 0.20694 | 0.20694 | 0.19974 | 0.14333 | 17.7936
Retro20Fast | Retro | Showerheads | Commercial | Water Heating | 0.015056 | 87.3671 | -231.5878 | <0 | <40 | NA | Showerheads-Retro-Medium Off | 0.041546 | 0.03 | 0.021196 | 0.016848 | 0.015121 | 0.013379 | 0.011651 | 0.010128 | 0.0087111 | 0.0074375 | 0.0013842 | 0 | 0 | 0 | 0 | 0 | 0 | 0 | 0 | 0 | 0.1774 | 0.1774 | 0.17602 | 0.12471 | 17.7936
Retro20Fast | Retro | Showerheads | Commercial | Water Heating | 0.015056 | 87.3671 | -231.5878 | <0 | <40 | NA | Showerheads-Retro-Small Off | 0.0074985 | 0.0052876 | 0.0036736 | 0.0028717 | 0.0025283 | 0.0021978 | 0.0018882 | 0.0016121 | 0.0013655 | 0.0011494 | 0.00096341 | 0.00075367 | 0.0002287 | 0 | 0 | 0 | 0 | 0 | 0 | 0 | 0.032018 | 0.032018 | 0.030073 | 0.02186 | 17.7936
Retro20Fast | Retro | Showerheads | Commercial | Water Heating | 0 | 0 | 9999 | >140 | >120 | NA | Showerheads-Retro-XLarge Ret | - | 0 | 0 | 0 | 0 | 0 | 0 | 0 | 0 | 0 | 0 | 0 | 0 | 0 | 0 | 0 | 0 | 0 | 0 | 0 | 0 | 0 | 0 | 0 | 0
Retro20Fast | Retro | Showerheads | Commercial | Water Heating | 0 | 0 | 9999 | >140 | >120 | NA | Showerheads-Retro-Large Ret | - | 0 | 0 | 0 | 0 | 0 | 0 | 0 | 0 | 0 | 0 | 0 | 0 | 0 | 0 | 0 | 0 | 0 | 0 | 0 | 0 | 0 | 0 | 0 | 0
Retro20Fast | Retro | Showerheads | Commercial | Water Heating | 0 | 0 | 9999 | >140 | >120 | NA | Showerheads-Retro-Medium Ret | - | 0 | 0 | 0 | 0 | 0 | 0 | 0 | 0 | 0 | 0 | 0 | 0 | 0 | 0 | 0 | 0 | 0 | 0 | 0 | 0 | 0 | 0 | 0 | 0
Retro20Fast | Retro | Showerheads | Commercial | Water Heating | 0 | 0 | 9999 | >140 | >120 | NA | Showerheads-Retro-Small Ret | - | 0 | 0 | 0 | 0 | 0 | 0 | 0 | 0 | 0 | 0 | 0 | 0 | 0 | 0 | 0 | 0 | 0 | 0 | 0 | 0 | 0 | 0 | 0 | 0
Retro20Fast | Retro | Showerheads | Commercial | Water Heating | 0.0053757 | 31.1938 | -689.3403 | <0 | <40 | NA | Showerheads-Retro-School K-12 | 0.0027184 | 0.0019015 | 0.001317 | 0.0010255 | 0.00089756 | 0.00077595 | 0.00066442 | 0.00056455 | 0.00047739 | 0.00040191 | 0.00033633 | 0.00026272 | 2.3399e-05 | 0 | 0 | 0 | 0 | 0 | 0 | 0 | 0.011367 | 0.011367 | 0.010744 | 0.00786 | 15.3087
Retro20Fast | Retro | Showerheads | Commercial | Water Heating | 0.0091683 | 53.2012 | -712.1195 | <0 | <40 | NA | Showerheads-Retro-University | 0.020398 | 0.014271 | 0.0098632 | 0.0076869 | 0.0067535 | 0.0058523 | 0.0050237 | 0.0042735 | 0.0036198 | 0.0030532 | 0.002562 | 0.0019325 | 0 | 0 | 0 | 0 | 0 | 0 | 0 | 0 | 0.08529 | 0.08529 | 0.080795 | 0.058973 | 26.109
Retro20Fast | Retro | Showerheads | Commercial | Water Heating | 0 | 0 | 9999 | >140 | >120 | NA | Showerheads-Retro-Warehouse | - | 0 | 0 | 0 | 0 | 0 | 0 | 0 | 0 | 0 | 0 | 0 | 0 | 0 | 0 | 0 | 0 | 0 | 0 | 0 | 0 | 0 | 0 | 0 | 0
Retro20Fast | Retro | Showerheads | Commercial | Water Heating | 0 | 0 | 9999 | >140 | >120 | NA | Showerheads-Retro-Supermarket | - | 0 | 0 | 0 | 0 | 0 | 0 | 0 | 0 | 0 | 0 | 0 | 0 | 0 | 0 | 0 | 0 | 0 | 0 | 0 | 0 | 0 | 0 | 0 | 0
Retro20Fast | Retro | Showerheads | Commercial | Water Heating | 0 | 0 | 9999 | >140 | >120 | NA | Showerheads-Retro-MiniMart | - | 0 | 0 | 0 | 0 | 0 | 0 | 0 | 0 | 0 | 0 | 0 | 0 | 0 | 0 | 0 | 0 | 0 | 0 | 0 | 0 | 0 | 0 | 0 | 0
Retro20Fast | Retro | Showerheads | Commercial | Water Heating | 0 | 0 | 9999 | >140 | >120 | NA | Showerheads-Retro-Restaurant | - | 0 | 0 | 0 | 0 | 0 | 0 | 0 | 0 | 0 | 0 | 0 | 0 | 0 | 0 | 0 | 0 | 0 | 0 | 0 | 0 | 0 | 0 | 0 | 0
Retro20Fast | Retro | Showerheads | Commercial | Water Heating | 0.0091683 | 53.2012 | -712.1195 | <0 | <40 | NA | Showerheads-Retro-Lodging | 0.24729 | 0.17397 | 0.12086 | 0.094313 | 0.082803 | 0.071757 | 0.061553 | 0.052358 | 0.044227 | 0.037147 | 0.031049 | 0.024235 | 0.01898 | 0.0075279 | 0 | 0 | 0 | 0 | 0 | 0 | 1.0681 | 1.0681 | 0.98628 | 0.71924 | 26.109
Retro20Fast | Retro | Showerheads | Commercial | Water Heating | 0.01277 | 74.1015 | -366.5979 | <0 | <40 | NA | Showerheads-Retro-Hospital | 0.046132 | 0.033539 | 0.02393 | 0.019132 | 0.017116 | 0.015019 | 0.013021 | 0.011182 | 0.0095202 | 0.0080573 | 0.003739 | 0 | 0 | 0 | 0 | 0 | 0 | 0 | 0 | 0 | 0.20039 | 0.20039 | 0.19665 | 0.13985 | 21.0678
Retro20Fast | Retro | Showerheads | Commercial | Water Heating | 0.0091683 | 53.2012 | -712.1195 | <0 | <40 | NA | Showerheads-Retro-Residential Care | 0.13572 | 0.098229 | 0.069929 | 0.055769 | 0.049816 | 0.043711 | 0.037919 | 0.032583 | 0.02777 | 0.02354 | 0.011201 | 0 | 0 | 0 | 0 | 0 | 0 | 0 | 0 | 0 | 0.58619 | 0.58619 | 0.57499 | 0.40947 | 26.109
Retro20Fast | Retro | Showerheads | Commercial | Water Heating | 0.0091683 | 53.2012 | -712.1195 | <0 | <40 | NA | Showerheads-Retro-Assembly | 0.0031522 | 0.0022182 | 0.0015417 | 0.0012025 | 0.0010562 | 0.00091549 | 0.00078533 | 0.00066694 | 0.00056259 | 0.00047275 | 0.00039618 | 0.0001133 | 0 | 0 | 0 | 0 | 0 | 0 | 0 | 0 | 0.013083 | 0.013083 | 0.012574 | 0.0091708 | 26.109
Retro20Fast | Retro | Showerheads | Commercial | Water Heating | 0.28738 | 1667.5933 | -388.7489 | <0 | <40 | NA | Showerheads-Retro-Other | 0.3522 | 0.25391 | 0.1796 | 0.14263 | 0.12717 | 0.11133 | 0.096692 | 0.077393 | 0 | 0 | 0 | 0 | 0 | 0 | 0 | 0 | 0 | 0 | 0 | 0 | 1.3409 | 1.3409 | 1.3409 | 1.0555 | 474.114
LO50Fast | New | Street and Roadway Lighting | Commercial | Lighting | 0.076399 | 327.3115 | -119.0783 | <0 | <40 | NA | Streetlight - HPS 100W - New | 0.052344 | 0.077653 | 0.094586 | 0.10429 | 0.10963 | 0.11094 | 0.1102 | 0.10855 | 0.10665 | 0.10492 | 0.10348 | 0.10239 | 0.10144 | 0.1005 | 0.099611 | 0.098807 | 0.098085 | 0.097436 | 0.096849 | 0.096441 | 1.9748 | 1.9748 | 0.97976 | 0.43851 | 9999
LO50Fast | New | Street and Roadway Lighting | Commercial | Lighting | 0.16679 | 714.5532 | -60.0217 | <0 | <40 | NA | Streetlight - HPS 250W - New | 0.029626 | 0.043951 | 0.053535 | 0.059026 | 0.062052 | 0.062791 | 0.06237 | 0.061439 | 0.060362 | 0.059382 | 0.058567 | 0.057949 | 0.057414 | 0.056882 | 0.056379 | 0.055923 | 0.055515 | 0.055148 | 0.054815 | 0.054585 | 1.1177 | 1.1177 | 0.55453 | 0.24819 | 435.9208
LO50Fast | New | Street and Roadway Lighting | Commercial | Lighting | 0.098996 | 424.1219 | -92.0486 | <0 | <40 | NA | Streetlight - MH 200W - New | 0.016454 | 0.02441 | 0.029733 | 0.032783 | 0.034463 | 0.034874 | 0.03464 | 0.034123 | 0.033525 | 0.03298 | 0.032528 | 0.032184 | 0.031887 | 0.031592 | 0.031312 | 0.031059 | 0.030833 | 0.030628 | 0.030444 | 0.030316 | 0.62077 | 0.62077 | 0.30798 | 0.13784 | 309.1374
LO50Fast | New | Street and Roadway Lighting | Commercial | Lighting | 0.28838 | 1235.4855 | -26.2997 | <0 | <40 | NA | Streetlight - MH 400W - New | 0.064031 | 0.09499 | 0.1157 | 0.12757 | 0.13411 | 0.13571 | 0.1348 | 0.13279 | 0.13046 | 0.12834 | 0.12658 | 0.12525 | 0.12409 | 0.12294 | 0.12185 | 0.12087 | 0.11998 | 0.11919 | 0.11847 | 0.11797 | 2.4157 | 2.4157 | 1.1985 | 0.53641 | 9.9854
LO50Fast | New | Street and Roadway Lighting | Commercial | Lighting | 0.73064 | 3130.2039 | -1.2734 | <0 | <40 | NA | Streetlight - MH 1000W - New | 0.012978 | 0.019253 | 0.023452 | 0.025857 | 0.027183 | 0.027507 | 0.027322 | 0.026914 | 0.026442 | 0.026013 | 0.025656 | 0.025385 | 0.025151 | 0.024918 | 0.024698 | 0.024498 | 0.024319 | 0.024158 | 0.024013 | 0.023912 | 0.48963 | 0.48963 | 0.24292 | 0.10872 | 5.6443
LO50Fast | NR | Street and Roadway Lighting | Commercial | Lighting | 0.076399 | 327.3115 | -68.7311 | <0 | <40 | NA | Streetlight - HPS 100W - NR | 0.72237 | 1.0595 | 1.2842 | 1.4287 | 1.5243 | 1.5805 | 1.5994 | 1.6063 | 1.6083 | 1.6086 | 1.6085 | 0.54545 | 0 | 0 | 0 | 0 | 0 | 0 | 0 | 0 | 16.1761 | 16.1761 | 14.0221 | 6.019 | 4.7198
LO50Fast | NR | Street and Roadway Lighting | Commercial | Lighting | 0.098996 | 424.1219 | -41.0913 | <0 | <40 | NA | Streetlight - MH 200W - NR | 0.22707 | 0.33304 | 0.40369 | 0.4491 | 0.47914 | 0.49682 | 0.50278 | 0.50494 | 0.50556 | 0.50565 | 0.50562 | 0.17146 | 0 | 0 | 0 | 0 | 0 | 0 | 0 | 0 | 5.0849 | 5.0849 | 4.4078 | 1.892 | 3.8383
LO50Fast | NR | Street and Roadway Lighting | Commercial | Lighting | 0.16679 | 714.5532 | -29.7761 | <0 | <40 | NA | Streetlight - HPS 250W - NR | 0.40885 | 0.59965 | 0.72685 | 0.80862 | 0.86271 | 0.89454 | 0.90526 | 0.90916 | 0.91028 | 0.91044 | 0.91039 | 0.30872 | 0 | 0 | 0 | 0 | 0 | 0 | 0 | 0 | 9.1555 | 9.1555 | 7.9364 | 3.4067 | 5.4125
LO50Fast | NR | Street and Roadway Lighting | Commercial | Lighting | 0.28838 | 1235.4855 | -5.527 | <0 | <40 | NA | Streetlight - MH 400W - NR | 1.1046 | 1.62 | 1.9637 | 2.1846 | 2.3307 | 2.4167 | 2.4457 | 2.4562 | 2.4592 | 0.80631 | 0 | 0 | 0 | 0 | 0 | 0 | 0 | 0 | 0 | 0 | 19.7876 | 19.7876 | 19.7876 | 9.2035 | 4.1302
LO50Fast | NR | Street and Roadway Lighting | Commercial | Lighting | 0.73064 | 3130.2039 | 17.7136 | 10-20 | <40 | NA | Streetlight - MH 1000W - NR | 0.22388 | 0.32836 | 0.39801 | 0.44278 | 0.47241 | 0.48983 | 0.49571 | 0.49784 | 0.49845 | 0.16343 | 0 | 0 | 0 | 0 | 0 | 0 | 0 | 0 | 0 | 0 | 4.0107 | 4.0107 | 4.0107 | 1.8654 | 3.0895
LO1Slow | New | VRF | Commercial | HVAC | 0.00065676 | 3.4937 | 69.0059 | 60-70 | 40-80 | Large Off | VRF-NEW-Large Off | 0.00033254 | 0.00076004 | 0.0016431 | 0.003617 | 0.0059645 | 0.0077915 | 0.014955 | 0.018742 | 0.025023 | 0.037276 | 0.047489 | 0.063801 | 0.083092 | 0.087318 | 0.10598 | 0.1126 | 0.11718 | 0.11406 | 0.11506 | 0.12193 | 1.0846 | 1.0846 | 0.1161 | 0.012317 | 1.403
LO1Slow | New | VRF | Commercial | HVAC | 0.00039672 | 2.1104 | 69.6785 | 60-70 | 40-80 | Medium Off | VRF-NEW-Medium Off | 0.0026063 | 0.0057096 | 0.012658 | 0.028184 | 0.045921 | 0.056711 | 0.11725 | 0.14672 | 0.1918 | 0.29237 | 0.37124 | 0.48774 | 0.6241 | 0.67433 | 0.83283 | 0.85632 | 0.93585 | 0.85153 | 0.86792 | 0.94925 | 8.3511 | 8.3511 | 0.89993 | 0.09508 | 1.3912
LO1Slow | New | VRF | Commercial | HVAC | 0.00058664 | 3.1207 | 35.2743 | 30-40 | <40 | Small Off | VRF-NEW-Small Off | 0.0010119 | 0.002222 | 0.0049608 | 0.010941 | 0.017975 | 0.022089 | 0.045526 | 0.057186 | 0.074669 | 0.11302 | 0.1437 | 0.18919 | 0.2425 | 0.26109 | 0.32335 | 0.33114 | 0.35959 | 0.33105 | 0.33747 | 0.36712 | 3.2358 | 3.2358 | 0.3496 | 0.037111 | 2.433
LO1Slow | New | VRF | Commercial | HVAC | 0.00040906 | 2.176 | 111.9041 | 110-120 | 80-120 | XLarge Ret | VRF-NEW-XLarge Ret | 0.0002387 | 0.00059107 | 0.00078 | 0.0014907 | 0.0023809 | 0.0032663 | 0.0049392 | 0.0068933 | 0.011892 | 0.01814 | 0.024536 | 0.04446 | 0.059501 | 0.060939 | 0.066619 | 0.069542 | 0.061906 | 0.065256 | 0.063102 | 0.069219 | 0.63569 | 0.63569 | 0.050612 | 0.0054814 | 0.91198
LO1Slow | New | VRF | Commercial | HVAC | 0.00041155 | 2.1893 | 114.8271 | 110-120 | 80-120 | Large Ret | VRF-NEW-Large Ret | 9.6042e-05 | 0.00023874 | 0.00031997 | 0.00061368 | 0.00097096 | 0.0013147 | 0.0019881 | 0.0027625 | 0.0048758 | 0.0075411 | 0.010123 | 0.018037 | 0.024076 | 0.024709 | 0.027114 | 0.028261 | 0.025256 | 0.026541 | 0.025687 | 0.028058 | 0.25858 | 0.25858 | 0.020722 | 0.0022394 | 0.89074
LO1Slow | New | VRF | Commercial | HVAC | 0.00040512 | 2.155 | 107.2075 | 100-110 | 80-120 | Medium Ret | VRF-NEW-Medium Ret | 0.00035835 | 0.00088459 | 0.0011912 | 0.0022895 | 0.0036146 | 0.0048764 | 0.0072828 | 0.010145 | 0.01802 | 0.028028 | 0.037711 | 0.066636 | 0.089309 | 0.091432 | 0.1006 | 0.10486 | 0.094472 | 0.099178 | 0.095594 | 0.10446 | 0.96095 | 0.96095 | 0.076691 | 0.0083382 | 0.94832
LO1Slow | New | VRF | Commercial | HVAC | 0.00039611 | 2.1071 | 96.1263 | 90-100 | 80-120 | Small Ret | VRF-NEW-Small Ret | 0.00011079 | 0.00027446 | 0.00037001 | 0.00071035 | 0.0011206 | 0.0014821 | 0.0022112 | 0.0030845 | 0.0056241 | 0.0088309 | 0.01188 | 0.020756 | 0.027755 | 0.028447 | 0.031398 | 0.032761 | 0.029585 | 0.031035 | 0.029972 | 0.032792 | 0.3002 | 0.3002 | 0.023819 | 0.0025862 | 1.0467
LO1Slow | New | VRF | Commercial | HVAC | 0.00018837 | 2.0455 | 116.5856 | 110-120 | 80-120 | School K-12 | VRF-NEW-School K-12 | 0.00019687 | 0.0013199 | 0.0024821 | 0.0035263 | 0.0062615 | 0.011427 | 0.02006 | 0.04364 | 0.074769 | 0.086983 | 0.11278 | 0.14838 | 0.18276 | 0.19707 | 0.22555 | 0.22008 | 0.2618 | 0.24337 | 0.27134 | 0.25974 | 2.3736 | 2.3736 | 0.25067 | 0.013787 | 0.77508
LO1Slow | New | VRF | Commercial | HVAC | 0.00038914 | 2.0701 | 108.3165 | 100-110 | 80-120 | University | VRF-NEW-University | 0.00011308 | 0.00035993 | 0.0015391 | 0.0041393 | 0.0056715 | 0.010003 | 0.013174 | 0.028617 | 0.047838 | 0.063056 | 0.08824 | 0.11071 | 0.14131 | 0.16456 | 0.16412 | 0.16207 | 0.19533 | 0.18492 | 0.19366 | 0.20199 | 1.7814 | 1.7814 | 0.17451 | 0.011823 | 0.93948
LO1Slow | New | VRF | Commercial | HVAC | 0.00041062 | 2.1843 | 115.1134 | 110-120 | 80-120 | Warehouse | VRF-NEW-Warehouse | 4.0793e-05 | 0.00012104 | 0.0001969 | 0.00031507 | 0.00040296 | 0.00056487 | 0.001099 | 0.0017614 | 0.0025917 | 0.0033144 | 0.0043634 | 0.0049139 | 0.0050637 | 0.005989 | 0.0066916 | 0.0081152 | 0.0081964 | 0.0081271 | 0.0084071 | 0.0075786 | 0.077854 | 0.077854 | 0.010408 | 0.0010768 | 0.88872
LO1Slow | New | VRF | Commercial | HVAC | 0.00061845 | 3.2899 | 68.1601 | 60-70 | 40-80 | Supermarket | VRF-NEW-Supermarket | 1.5614e-05 | 4.131e-05 | 7.8607e-05 | 0.00014673 | 0.00024848 | 0.00039182 | 0.000582 | 0.00082287 | 0.001113 | 0.0014539 | 0.0018314 | 0.0022279 | 0.0026299 | 0.0028474 | 0.0033369 | 0.0035926 | 0.0037755 | 0.0038857 | 0.0039401 | 0.0039514 | 0.036913 | 0.036913 | 0.0048944 | 0.00053074 | 1.4047
LO1Slow | New | VRF | Commercial | HVAC | 0.0010483 | 5.5767 | 69.9303 | 60-70 | 40-80 | MiniMart | VRF-NEW-MiniMart | 1.3439e-05 | 3.7928e-05 | 4.2636e-05 | 8.4298e-05 | 0.00012278 | 0.0001496 | 0.00019736 | 0.00027282 | 0.00050365 | 0.0008293 | 0.0011923 | 0.0021378 | 0.0026264 | 0.0027861 | 0.0032654 | 0.003266 | 0.0028646 | 0.0030463 | 0.0029717 | 0.0031751 | 0.029586 | 0.029586 | 0.0022538 | 0.00030109 | 1.5278
LO1Slow | New | VRF | Commercial | HVAC | 0.00099175 | 5.2756 | 69.2453 | 60-70 | 40-80 | Restaurant | VRF-NEW-Restaurant | 0.00015082 | 0.00045706 | 0.00095074 | 0.0017853 | 0.0030365 | 0.0048164 | 0.0072202 | 0.010305 | 0.014087 | 0.018542 | 0.023646 | 0.039431 | 0.052571 | 0.059355 | 0.068373 | 0.077283 | 0.073195 | 0.076516 | 0.071505 | 0.079232 | 0.68246 | 0.68246 | 0.061351 | 0.0063804 | 1.3988
LO1Slow | New | VRF | Commercial | HVAC | 0.000671 | 3.5694 | 59.0411 | 50-60 | 40-80 | Lodging | VRF-NEW-Lodging | 0.00062919 | 0.0018562 | 0.0029645 | 0.0057095 | 0.0084293 | 0.01286 | 0.018853 | 0.026881 | 0.039747 | 0.055958 | 0.081043 | 0.17229 | 0.24022 | 0.28239 | 0.32001 | 0.36429 | 0.32625 | 0.32755 | 0.31375 | 0.34014 | 2.9418 | 2.9418 | 0.17389 | 0.019589 | 1.6035
LO1Slow | New | VRF | Commercial | HVAC | 0.00051744 | 4.2671 | 91.7575 | 90-100 | 80-120 | Hospital | VRF-NEW-Hospital | 0.00021506 | 0.00055547 | 0.0010904 | 0.0017008 | 0.0020546 | 0.0028816 | 0.004009 | 0.0050508 | 0.0069719 | 0.0097101 | 0.014681 | 0.021734 | 0.02947 | 0.030323 | 0.032524 | 0.03427 | 0.033242 | 0.032483 | 0.030591 | 0.031202 | 0.32476 | 0.32476 | 0.03424 | 0.0056163 | 0.9959
LO1Slow | New | VRF | Commercial | HVAC | 0.0004412 | 3.6384 | 76.9287 | 70-80 | 40-80 | Residential Care | VRF-NEW-Residential Care | 0.0031961 | 0.0086816 | 0.016694 | 0.026587 | 0.034448 | 0.050901 | 0.071159 | 0.093555 | 0.13531 | 0.1893 | 0.27589 | 0.41174 | 0.53555 | 0.55002 | 0.62597 | 0.65947 | 0.63788 | 0.64634 | 0.63321 | 0.63194 | 6.2378 | 6.2378 | 0.62983 | 0.089607 | 1.1721
LO1Slow | New | VRF | Commercial | HVAC | 0.00072766 | 3.8708 | 51.8106 | 50-60 | 40-80 | Assembly | VRF-NEW-Assembly | 0.0007517 | 0.0022433 | 0.0034966 | 0.0075665 | 0.011404 | 0.017109 | 0.017734 | 0.026819 | 0.055681 | 0.10236 | 0.14428 | 0.21722 | 0.33788 | 0.43051 | 0.51211 | 0.54233 | 0.54689 | 0.55548 | 0.56023 | 0.54913 | 4.6412 | 4.6412 | 0.24517 | 0.025462 | 1.7891
LO1Slow | New | VRF | Commercial | HVAC | 0.00075402 | 4.0111 | 49.9198 | 40-50 | 40-80 | Other | VRF-NEW-Other | 0.010065 | 0.02516 | 0.051966 | 0.091218 | 0.12149 | 0.21474 | 0.31585 | 0.49031 | 0.73088 | 0.93898 | 1.3444 | 1.7493 | 2.1177 | 2.2686 | 2.7134 | 2.6544 | 2.9132 | 2.874 | 2.7844 | 2.7246 | 27.1347 | 27.1347 | 2.9906 | 0.2999 | 1.8449
Retro3Slow | Retro | VRF | Commercial | HVAC | 0.00074926 | 3.9857 | 69.9954 | 60-70 | 40-80 | Large Off | VRF-Retro-Large Off | 0.020183 | 0.032283 | 0.065369 | 0.11578 | 0.18272 | 0.25931 | 0.33351 | 0.39454 | 0.42985 | 0.43462 | 0.41078 | 0.3639 | 0.30376 | 0.099386 | 0 | 0 | 0 | 0 | 0 | 0 | 3.446 | 3.446 | 2.2682 | 0.41634 | 1.3858
Retro3Slow | Retro | VRF | Commercial | HVAC | 0.00045259 | 2.4076 | 70.6764 | 70-80 | 40-80 | Medium Off | VRF-Retro-Medium Off | 0.017131 | 0.027739 | 0.056617 | 0.10109 | 0.161 | 0.23028 | 0.2976 | 0.3545 | 0.38817 | 0.39384 | 0.37335 | 0.33125 | 0.19226 | 0 | 0 | 0 | 0 | 0 | 0 | 0 | 2.9248 | 2.9248 | 2.028 | 0.36358 | 1.3742
Retro3Slow | Retro | VRF | Commercial | HVAC | 0.00066926 | 3.5602 | 35.8449 | 30-40 | <40 | Small Off | VRF-Retro-Small Off | 0.024449 | 0.038663 | 0.077602 | 0.1363 | 0.21303 | 0.29952 | 0.38216 | 0.44775 | 0.48369 | 0.4849 | 0.45387 | 0.3981 | 0.32859 | 0.25611 | 0.14963 | 0 | 0 | 0 | 0 | 0 | 4.1744 | 4.1744 | 2.5881 | 0.49004 | 2.4031
Retro3Slow | Retro | VRF | Commercial | HVAC | 0.00040466 | 2.1526 | 132.4438 | 130-140 | >120 | XLarge Ret | VRF-Retro-XLarge Ret | 0.00079136 | 0.0012544 | 0.0025241 | 0.0044254 | 0.0068976 | 0.0096715 | 0.012318 | 0.01438 | 0.015494 | 0.01552 | 0.014521 | 0.01274 | 0.010554 | 0.0082646 | 0.0016963 | 0 | 0 | 0 | 0 | 0 | 0.13105 | 0.13105 | 0.083276 | 0.015893 | 0.7811
Retro3Slow | Retro | VRF | Commercial | HVAC | 0.00040713 | 2.1657 | 135.8566 | 130-140 | >120 | Large Ret | VRF-Retro-Large Ret | 0.016834 | 0.026431 | 0.052771 | 0.092089 | 0.14285 | 0.19941 | 0.25299 | 0.29423 | 0.31585 | 0.31495 | 0.2932 | 0.25591 | 0.2104 | 0.16342 | 0.12021 | 0.036267 | 0 | 0 | 0 | 0 | 2.7878 | 2.7878 | 1.7084 | 0.33098 | 0.76291
Retro3Slow | Retro | VRF | Commercial | HVAC | 0.00040076 | 2.1319 | 126.9602 | 120-130 | >120 | Medium Ret | VRF-Retro-Medium Ret | 0.0077017 | 0.01239 | 0.025229 | 0.044559 | 0.069969 | 0.098766 | 0.12648 | 0.14845 | 0.16076 | 0.16208 | 0.15279 | 0.13508 | 0.11303 | 0.018124 | 0 | 0 | 0 | 0 | 0 | 0 | 1.2754 | 1.2754 | 0.8564 | 0.15985 | 0.81222
Retro3Slow | Retro | VRF | Commercial | HVAC | 0.00039185 | 2.0845 | 114.0222 | 110-120 | 80-120 | Small Ret | VRF-Retro-Small Ret | 0.0030318 | 0.0047814 | 0.0095811 | 0.016758 | 0.026055 | 0.036449 | 0.046324 | 0.053966 | 0.058027 | 0.057989 | 0.054122 | 0.047365 | 0.039083 | 0.030477 | 0.018073 | 0 | 0 | 0 | 0 | 0 | 0.50208 | 0.50208 | 0.31296 | 0.060207 | 0.89649
Retro3Slow | Retro | VRF | Commercial | HVAC | 0.00018294 | 1.9865 | 139.6415 | 130-140 | >120 | School K-12 | VRF-Retro-School K-12 | 0.0063636 | 0.0099824 | 0.019974 | 0.034949 | 0.054303 | 0.075944 | 0.096589 | 0.11266 | 0.1215 | 0.1218 | 0.11383 | 0.099706 | 0.082184 | 0.063957 | 0.04712 | 0.0030663 | 0 | 0 | 0 | 0 | 1.0639 | 1.0639 | 0.65407 | 0.12557 | 0.65172
Retro3Slow | Retro | VRF | Commercial | HVAC | 0.00038914 | 2.0701 | 126.7607 | 120-130 | >120 | University | VRF-Retro-University | 0.0033594 | 0.0052711 | 0.010525 | 0.01843 | 0.028744 | 0.040291 | 0.051365 | 0.059974 | 0.06478 | 0.065041 | 0.060916 | 0.053491 | 0.044185 | 0.034462 | 0.020828 | 0 | 0 | 0 | 0 | 0 | 0.56166 | 0.56166 | 0.34778 | 0.06633 | 0.8134
Retro3Slow | Retro | VRF | Commercial | HVAC | 0.00056074 | 2.9829 | 95.7151 | 90-100 | 80-120 | Warehouse | VRF-Retro-Warehouse | 0.017781 | 0.028324 | 0.057387 | 0.1013 | 0.15865 | 0.22303 | 0.28478 | 0.33396 | 0.36186 | 0.36432 | 0.34221 | 0.30144 | 0.2497 | 0.17093 | 0 | 0 | 0 | 0 | 0 | 0 | 2.9957 | 2.9957 | 1.9314 | 0.36344 | 1.0508
Retro3Slow | Retro | VRF | Commercial | HVAC | 0.00062419 | 3.3204 | 79.5429 | 70-80 | 40-80 | Supermarket | VRF-Retro-Supermarket | 0.0066354 | 0.010412 | 0.020771 | 0.03623 | 0.056174 | 0.078387 | 0.09944 | 0.11563 | 0.12411 | 0.1237 | 0.11506 | 0.10034 | 0.082353 | 0.040887 | 0 | 0 | 0 | 0 | 0 | 0 | 1.0101 | 1.0101 | 0.67149 | 0.13022 | 1.2275
Retro3Slow | Retro | VRF | Commercial | HVAC | 0.0010581 | 5.6284 | 81.5687 | 80-90 | 80-120 | MiniMart | VRF-Retro-MiniMart | 0.004709 | 0.0074322 | 0.014917 | 0.026094 | 0.040584 | 0.05677 | 0.07213 | 0.08398 | 0.090247 | 0.09013 | 0.08408 | 0.073573 | 0.060718 | 0.047335 | 0.025341 | 0 | 0 | 0 | 0 | 0 | 0.77804 | 0.77804 | 0.48699 | 0.093737 | 1.335
Retro3Slow | Retro | VRF | Commercial | HVAC | 0.0010976 | 5.8389 | 72.7283 | 70-80 | 40-80 | Restaurant | VRF-Retro-Restaurant | 0.00015996 | 0.00025254 | 0.00050733 | 0.00089139 | 0.0013921 | 0.0019565 | 0.0024996 | 0.0029269 | 0.0031632 | 0.0031739 | 0.0029718 | 0.0026083 | 0.0021598 | 0.0016907 | 7.4837e-05 | 0 | 0 | 0 | 0 | 0 | 0.026429 | 0.026429 | 0.016923 | 0.0032033 | 1.3404
Retro3Slow | Retro | VRF | Commercial | HVAC | 0.00071027 | 3.7783 | 65.3946 | 60-70 | 40-80 | Lodging | VRF-Retro-Lodging | 0.0017082 | 0.002695 | 0.005409 | 0.009484 | 0.014782 | 0.020723 | 0.026404 | 0.030833 | 0.033232 | 0.033261 | 0.031072 | 0.027218 | 0.022485 | 0.01755 | 0.012973 | 0.0051744 | 0 | 0 | 0 | 0 | 0.295 | 0.295 | 0.17853 | 0.034078 | 1.4696
Retro3Slow | Retro | VRF | Commercial | HVAC | 0.00051744 | 4.2671 | 107.0478 | 100-110 | 80-120 | Hospital | VRF-Retro-Hospital | 0.0011908 | 0.0019416 | 0.0040022 | 0.0071897 | 0.01142 | 0.016212 | 0.020879 | 0.02462 | 0.026754 | 0.026994 | 0.025432 | 0.022506 | 0.017689 | 0 | 0 | 0 | 0 | 0 | 0 | 0 | 0.20683 | 0.20683 | 0.1412 | 0.025744 | 0.86224
Retro3Slow | Retro | VRF | Commercial | HVAC | 0.00048344 | 3.9867 | 81.4608 | 80-90 | 80-120 | Residential Care | VRF-Retro-Residential Care | 0.0068192 | 0.011068 | 0.02276 | 0.040775 | 0.064638 | 0.091707 | 0.11809 | 0.13919 | 0.1512 | 0.15249 | 0.14351 | 0.12668 | 0.10536 | 0.0033749 | 0 | 0 | 0 | 0 | 0 | 0 | 1.1777 | 1.1777 | 0.79874 | 0.14606 | 1.112
Retro3Slow | Retro | VRF | Commercial | HVAC | 0.00060272 | 3.2062 | 76.4559 | 70-80 | 40-80 | Assembly | VRF-Retro-Assembly | 0.044833 | 0.070755 | 0.14207 | 0.249 | 0.38827 | 0.54445 | 0.69379 | 0.809 | 0.87092 | 0.8723 | 0.81718 | 0.71817 | 0.59504 | 0.46695 | 0.15791 | 0 | 0 | 0 | 0 | 0 | 7.4406 | 7.4406 | 4.6854 | 0.89493 | 1.283
Retro3Slow | Retro | VRF | Commercial | HVAC | 0.0008105 | 4.3115 | 54.4355 | 50-60 | 40-80 | Other | VRF-Retro-Other | 0.0039254 | 0.0063461 | 0.012966 | 0.023132 | 0.036597 | 0.051802 | 0.066758 | 0.078771 | 0.085848 | 0.086914 | 0.081973 | 0.062547 | 0 | 0 | 0 | 0 | 0 | 0 | 0 | 0 | 0.59758 | 0.59758 | 0.45306 | 0.082967 | 1.717
Retro5Med | Retro | Municipal Sewage Treatment | Commercial | Process Loads | 6.6879 | 42563.4838 | -9.745 | <0 | <40 | NA | Optimize Municipal Sewage ; >10 MGD Design Capacity | 0.27784 | 0.34299 | 0.42195 | 0.49233 | 0.56431 | 0.66279 | 0.73023 | 0.749 | 0.70852 | 0.61121 | 0.47457 | 0.32674 | 0.19612 | 0.10071 | 0.043331 | 0.015264 | 0.0042931 | 0.000938 | 0.00015454 | 1.8593e-05 | 6.921 | 6.7233 | 5.5612 | 2.0994 | 4.8393
Retro5Med | Retro | Municipal Sewage Treatment | Commercial | Process Loads | 15.7218 | 100057.5381 | 29.6135 | 20-30 | <40 | NA | Optimize Municipal Sewage ; <1 MGD Design Capacity | 0.65315 | 0.80628 | 0.99192 | 1.1574 | 1.3266 | 1.5581 | 1.7166 | 1.7607 | 1.6656 | 1.4368 | 1.1156 | 0.76809 | 0.46105 | 0.23676 | 0.10186 | 0.035882 | 0.010092 | 0.002205 | 0.0003633 | 4.3708e-05 | 16.2697 | 15.8051 | 13.0731 | 4.9353 | 2.0014
Retro5Med | Retro | Municipal Sewage Treatment | Commercial | Process Loads | 12.6971 | 80807.3729 | 39.7745 | 30-40 | <40 | NA | Optimize Municipal Sewage ; 1 to 10 MGD Design Capacity | 0.52749 | 0.65116 | 0.80108 | 0.9347 | 1.0714 | 1.2583 | 1.3863 | 1.422 | 1.3451 | 1.1604 | 0.90099 | 0.62032 | 0.37234 | 0.19121 | 0.082265 | 0.028979 | 0.0081504 | 0.0017808 | 0.0002934 | 3.5299e-05 | 13.1396 | 12.7643 | 10.5579 | 3.9858 | 1.7382
LO5Med | NR | Water Cooler Controls | Commercial | Refrigeration | 0.01395 | 111.0693 | 65.4735 | 60-70 | 40-80 | Water Cooler Controls | Market Average to ES 2.0 Upgrade | 0.01483 | 0.03535 | 0.063335 | 0.099455 | 0.14509 | 0.20362 | 0.27466 | 0.35596 | 0.44347 | 0.53208 | 0.57662 | 0.48911 | 0 | 0 | 0 | 0 | 0 | 0 | 0 | 0 | 3.2336 | 3.2336 | 2.1678 | 0.35806 | 1.3636
LO5Med | NR | Water Cooler Controls | Commercial | Refrigeration | 0.046724 | 204.1517 | 15.6126 | 10-20 | <40 | Water Cooler Controls | Timer on ES 2.0 Hot & Cold Water Cooler | 0.043612 | 0.10396 | 0.18626 | 0.29249 | 0.42669 | 0.59883 | 0.80775 | 1.0468 | 1.3042 | 1.5648 | 1.6958 | 1.4384 | 0 | 0 | 0 | 0 | 0 | 0 | 0 | 0 | 9.5096 | 9.5096 | 6.3754 | 1.053 | 4.1015
LO5Med | NR | Water Cooler Controls | Commercial | Refrigeration | 0.0085929 | 37.5451 | 142.5558 | >140 | >120 | Water Cooler Controls | Timer on ES 2.0 Cold Only Water Cooler | 0.0020052 | 0.0047799 | 0.0085638 | 0.013448 | 0.019618 | 0.027533 | 0.037138 | 0.04813 | 0.059963 | 0.071944 | 0.077967 | 0.066134 | 0 | 0 | 0 | 0 | 0 | 0 | 0 | 0 | 0.43722 | 0.43722 | 0.29312 | 0.048414 | 0.7543
Retro5Med | Retro | Municipal Water Supply | Commercial | Process Loads | 8.9111 | 56712.1444 | 24.2635 | 20-30 | <40 | NA | Municipal Water Supply-Retro | 0.5803 | 0.71636 | 0.88128 | 1.0283 | 1.1786 | 1.3843 | 1.5251 | 1.5644 | 1.4798 | 1.2766 | 0.99119 | 0.68242 | 0.40962 | 0.21035 | 0.090501 | 0.03188 | 0.0089665 | 0.0019591 | 0.00032278 | 3.8833e-05 | 14.4551 | 14.0423 | 11.615 | 4.3848 | 3.1866
Retro5Med | Retro | WEPT | Commercial | HVAC | 0 | 0 | 9999 | >140 | >120 | Large Off | WEPT-Retro-Large Off | - | 0 | 0 | 0 | 0 | 0 | 0 | 0 | 0 | 0 | 0 | 0 | 0 | 0 | 0 | 0 | 0 | 0 | 0 | 0 | 0 | 0 | 0 | 0 | 9999
Retro5Med | Retro | WEPT | Commercial | HVAC | 0 | 0 | 9999 | >140 | >120 | Medium Off | WEPT-Retro-Medium Off | - | 0 | 0 | 0 | 0 | 0 | 0 | 0 | 0 | 0 | 0 | 0 | 0 | 0 | 0 | 0 | 0 | 0 | 0 | 0 | 0 | 0 | 0 | 0 | 9999
Retro5Med | Retro | WEPT | Commercial | HVAC | 0.00026159 | 1.8259 | 79.8323 | 70-80 | 40-80 | Small Off | WEPT-Retro-Small Off | 0.21486 | 0.26303 | 0.3209 | 0.3714 | 0.42236 | 0.4923 | 0.53844 | 0.54841 | 0.51526 | 0.44158 | 0.34069 | 0.23311 | 0.017223 | 0 | 0 | 0 | 0 | 0 | 0 | 0 | 4.7196 | 4.7196 | 4.1285 | 1.5925 | 1.1592
Retro5Med | Retro | WEPT | Commercial | HVAC | 0 | 0 | 9999 | >140 | >120 | XLarge Ret | WEPT-Retro-XLarge Ret | - | 0 | 0 | 0 | 0 | 0 | 0 | 0 | 0 | 0 | 0 | 0 | 0 | 0 | 0 | 0 | 0 | 0 | 0 | 0 | 0 | 0 | 0 | 0 | 9999
Retro5Med | Retro | WEPT | Commercial | HVAC | 0 | 0 | 9999 | >140 | >120 | Large Ret | WEPT-Retro-Large Ret | - | 0 | 0 | 0 | 0 | 0 | 0 | 0 | 0 | 0 | 0 | 0 | 0 | 0 | 0 | 0 | 0 | 0 | 0 | 0 | 0 | 0 | 0 | 0 | 9999
Retro5Med | Retro | WEPT | Commercial | HVAC | 0.00026159 | 1.8259 | 79.8323 | 70-80 | 40-80 | Medium Ret | WEPT-Retro-Medium Ret | - | 0 | 0 | 0 | 0 | 0 | 0 | 0 | 0 | 0 | 0 | 0 | 0 | 0 | 0 | 0 | 0 | 0 | 0 | 0 | 0 | 0 | 0 | 0 | 1.1592
Retro5Med | Retro | WEPT | Commercial | HVAC | 0.00026159 | 1.8259 | 79.8323 | 70-80 | 40-80 | Small Ret | WEPT-Retro-Small Ret | 0.11397 | 0.13929 | 0.16967 | 0.19605 | 0.22259 | 0.25904 | 0.28287 | 0.28764 | 0.26982 | 0.23086 | 0.17783 | 0.078502 | 0 | 0 | 0 | 0 | 0 | 0 | 0 | 0 | 2.4281 | 2.4281 | 2.1718 | 0.84157 | 1.1592
Retro5Med | Retro | WEPT | Commercial | HVAC | 0.00026159 | 1.8259 | 79.8323 | 70-80 | 40-80 | School K-12 | WEPT-Retro-School K-12 | 0.15246 | 0.18643 | 0.2272 | 0.26267 | 0.29837 | 0.34741 | 0.37955 | 0.38614 | 0.3624 | 0.31024 | 0.23909 | 0.12742 | 0 | 0 | 0 | 0 | 0 | 0 | 0 | 0 | 3.2794 | 3.2794 | 2.9129 | 1.1271 | 1.1592
Retro5Med | Retro | WEPT | Commercial | HVAC | 0 | 0 | 9999 | >140 | >120 | University | WEPT-Retro-University | - | 0 | 0 | 0 | 0 | 0 | 0 | 0 | 0 | 0 | 0 | 0 | 0 | 0 | 0 | 0 | 0 | 0 | 0 | 0 | 0 | 0 | 0 | 0 | 9999
Retro5Med | Retro | WEPT | Commercial | HVAC | 0 | 0 | 9999 | >140 | >120 | Warehouse | WEPT-Retro-Warehouse | - | 0 | 0 | 0 | 0 | 0 | 0 | 0 | 0 | 0 | 0 | 0 | 0 | 0 | 0 | 0 | 0 | 0 | 0 | 0 | 0 | 0 | 0 | 0 | 9999
Retro5Med | Retro | WEPT | Commercial | HVAC | 0 | 0 | 9999 | >140 | >120 | Supermarket | WEPT-Retro-Supermarket | - | 0 | 0 | 0 | 0 | 0 | 0 | 0 | 0 | 0 | 0 | 0 | 0 | 0 | 0 | 0 | 0 | 0 | 0 | 0 | 0 | 0 | 0 | 0 | 9999
Retro5Med | Retro | WEPT | Commercial | HVAC | 0 | 0 | 9999 | >140 | >120 | MiniMart | WEPT-Retro-MiniMart | - | 0 | 0 | 0 | 0 | 0 | 0 | 0 | 0 | 0 | 0 | 0 | 0 | 0 | 0 | 0 | 0 | 0 | 0 | 0 | 0 | 0 | 0 | 0 | 9999
Retro5Med | Retro | WEPT | Commercial | HVAC | 0 | 0 | 9999 | >140 | >120 | Restaurant | WEPT-Retro-Restaurant | - | 0 | 0 | 0 | 0 | 0 | 0 | 0 | 0 | 0 | 0 | 0 | 0 | 0 | 0 | 0 | 0 | 0 | 0 | 0 | 0 | 0 | 0 | 0 | 9999
Retro5Med | Retro | WEPT | Commercial | HVAC | 0.00026159 | 1.8259 | 79.8323 | 70-80 | 40-80 | Lodging | WEPT-Retro-Lodging | 0.0027441 | 0.0033612 | 0.0041033 | 0.0047518 | 0.005407 | 0.0063063 | 0.0069015 | 0.0070334 | 0.0066123 | 0.0056702 | 0.0043773 | 0.0029968 | 0.00070262 | 0 | 0 | 0 | 0 | 0 | 0 | 0 | 0.060968 | 0.060968 | 0.052891 | 0.020367 | 1.1592
Retro5Med | Retro | WEPT | Commercial | HVAC | 0 | 0 | 9999 | >140 | >120 | Hospital | WEPT-Retro-Hospital | - | 0 | 0 | 0 | 0 | 0 | 0 | 0 | 0 | 0 | 0 | 0 | 0 | 0 | 0 | 0 | 0 | 0 | 0 | 0 | 0 | 0 | 0 | 0 | 9999
Retro5Med | Retro | WEPT | Commercial | HVAC | 0.00026159 | 1.8259 | 79.8323 | 70-80 | 40-80 | Residential Care | WEPT-Retro-Residential Care | 0.0016449 | 0.0020148 | 0.0024596 | 0.0028484 | 0.0032412 | 0.0037802 | 0.004137 | 0.0042161 | 0.0039636 | 0.0033989 | 0.0026239 | 0.0017964 | 0.00042118 | 0 | 0 | 0 | 0 | 0 | 0 | 0 | 0.036546 | 0.036546 | 0.031705 | 0.012209 | 1.1592
Retro5Med | Retro | WEPT | Commercial | HVAC | 0 | 0 | 9999 | >140 | >120 | Assembly | WEPT-Retro-Assembly | - | 0 | 0 | 0 | 0 | 0 | 0 | 0 | 0 | 0 | 0 | 0 | 0 | 0 | 0 | 0 | 0 | 0 | 0 | 0 | 0 | 0 | 0 | 0 | 9999
Retro5Med | Retro | WEPT | Commercial | HVAC | 0 | 0 | 9999 | >140 | >120 | Other | WEPT-Retro-Other | - | 0 | 0 | 0 | 0 | 0 | 0 | 0 | 0 | 0 | 0 | 0 | 0 | 0 | 0 | 0 | 0 | 0 | 0 | 0 | 0 | 0 | 0 | 0 | 9999
LO12Med | NR | WHTanks | Commercial | Water Heating | 0.032193 | 186.8072 | 26.005 | 20-30 | <40 | NA | WHTanks-NR-Large Off | 0.0025092 | 0.0051112 | 0.0077927 | 0.010503 | 0.013252 | 0.01578 | 0.017837 | 0.019489 | 0.020852 | 0.021949 | 0.022837 | 0.023569 | 0.024167 | 0.024663 | 0.02508 | 0.025419 | 0.017427 | 0 | 0 | 0 | 0.29824 | 0.29824 | 0.13508 | 0.039168 | 3.0283
LO12Med | NR | WHTanks | Commercial | Water Heating | 0.032193 | 186.8072 | 26.005 | 20-30 | <40 | NA | WHTanks-NR-Medium Off | 0.0024593 | 0.0050588 | 0.0077876 | 0.010555 | 0.013384 | 0.01602 | 0.018179 | 0.019907 | 0.021365 | 0.022539 | 0.023494 | 0.024294 | 0.024953 | 0.025507 | 0.025977 | 0.026366 | 0.0044599 | 0 | 0 | 0 | 0.29231 | 0.29231 | 0.13725 | 0.039246 | 3.0283
LO12Med | NR | WHTanks | Commercial | Water Heating | 0.032193 | 186.8072 | 26.005 | 20-30 | <40 | NA | WHTanks-NR-Small Off | 0.00074235 | 0.0014962 | 0.0022607 | 0.0030284 | 0.0038012 | 0.004504 | 0.0050705 | 0.0055238 | 0.0058925 | 0.0061883 | 0.0064261 | 0.0066193 | 0.0067754 | 0.0069024 | 0.0070063 | 0.0070904 | 0.0071004 | 0.0018053 | 0 | 0 | 0.088233 | 0.088233 | 0.038508 | 0.011329 | 3.0283
LO12Med | NR | WHTanks | Commercial | Water Heating | 0.030127 | 174.8178 | 22.7657 | 20-30 | <40 | NA | WHTanks-NR-XLarge Ret | 0.00033639 | 0.00067671 | 0.0010258 | 0.0013781 | 0.0017295 | 0.0020478 | 0.0023039 | 0.0025092 | 0.0026744 | 0.0028072 | 0.002915 | 0.0030025 | 0.0030735 | 0.0031331 | 0.0031826 | 0.0032225 | 0.0032281 | 0.00073659 | 0 | 0 | 0.039983 | 0.039983 | 0.017489 | 0.0051464 | 3.3296
LO12Med | NR | WHTanks | Commercial | Water Heating | 0.030127 | 174.8178 | 22.7657 | 20-30 | <40 | NA | WHTanks-NR-Large Ret | 7.9232e-05 | 0.00015871 | 0.00023873 | 0.00031896 | 0.00039914 | 0.00047143 | 0.00052935 | 0.00057571 | 0.00061286 | 0.00064262 | 0.00066653 | 0.00068574 | 0.00070117 | 0.00071369 | 0.00072381 | 0.00073194 | 0.00073233 | 0.0004354 | 0 | 0 | 0.0094174 | 0.0094174 | 0.0040267 | 0.0011948 | 3.3296
LO12Med | NR | WHTanks | Commercial | Water Heating | 0.030127 | 174.8178 | 22.7657 | 20-30 | <40 | NA | WHTanks-NR-Medium Ret | 0.0008694 | 0.0017606 | 0.0027005 | 0.0036587 | 0.0046123 | 0.0054825 | 0.0061865 | 0.0067521 | 0.0072093 | 0.0075783 | 0.0078827 | 0.0081341 | 0.0083408 | 0.0085213 | 0.0086756 | 0.0088011 | 0.0061689 | 0 | 0 | 0 | 0.10333 | 0.10333 | 0.04681 | 0.013602 | 3.3296
LO12Med | NR | WHTanks | Commercial | Water Heating | 0.030127 | 174.8178 | 22.7657 | 20-30 | <40 | NA | WHTanks-NR-Small Ret | 0.00014873 | 0.00029851 | 0.00045063 | 0.00060363 | 0.00075641 | 0.00089449 | 0.0010053 | 0.0010941 | 0.0011653 | 0.0012225 | 0.0012686 | 0.001306 | 0.0013361 | 0.0013609 | 0.0013813 | 0.0013977 | 0.0013992 | 0.00058843 | 0 | 0 | 0.017678 | 0.017678 | 0.0076396 | 0.0022579 | 3.3296
LO12Med | NR | WHTanks | Commercial | Water Heating | 0.055682 | 323.1044 | 30.1358 | 30-40 | <40 | NA | WHTanks-NR-School K-12 | 0.00048367 | 0.00096917 | 0.0014562 | 0.0019479 | 0.0024409 | 0.0028848 | 0.0032413 | 0.0035281 | 0.003759 | 0.003947 | 0.0041 | 0.0042226 | 0.0043218 | 0.0044024 | 0.004468 | 0.004521 | 0.0045264 | 0.0022675 | 0 | 0 | 0.057488 | 0.057488 | 0.024658 | 0.0072979 | 2.7149
LO12Med | NR | WHTanks | Commercial | Water Heating | 0.024288 | 140.9337 | 38.1608 | 30-40 | <40 | NA | WHTanks-NR-University | 0.00086181 | 0.0017318 | 0.0026025 | 0.0034761 | 0.004358 | 0.005161 | 0.0058048 | 0.0063243 | 0.0067407 | 0.0070812 | 0.007359 | 0.0075838 | 0.0077674 | 0.007917 | 0.0080402 | 0.0081414 | 0.0081547 | 0.0033266 | 0 | 0 | 0.10243 | 0.10243 | 0.044142 | 0.01303 | 2.2605
LO12Med | NR | WHTanks | Commercial | Water Heating | 0.030185 | 175.1541 | 33.0544 | 30-40 | <40 | NA | WHTanks-NR-Warehouse | 0.00086514 | 0.001758 | 0.0026731 | 0.0036062 | 0.004542 | 0.0053888 | 0.0060671 | 0.0066118 | 0.0070551 | 0.007415 | 0.0077072 | 0.0079433 | 0.0081353 | 0.00829 | 0.0084142 | 0.0085157 | 0.0078401 | 0 | 0 | 0 | 0.10283 | 0.10283 | 0.045982 | 0.013444 | 2.53
LO12Med | NR | WHTanks | Commercial | Water Heating | 0.041277 | 239.5171 | 22.9911 | 20-30 | <40 | NA | WHTanks-NR-Supermarket | 0.00039896 | 0.00080197 | 0.00121 | 0.0016207 | 0.0020329 | 0.0024057 | 0.0027058 | 0.0029472 | 0.0031414 | 0.0032974 | 0.003423 | 0.0035239 | 0.0036053 | 0.0036708 | 0.0037238 | 0.0037664 | 0.0037694 | 0.0013741 | 0 | 0 | 0.047419 | 0.047419 | 0.020562 | 0.0060645 | 3.3068
LO12Med | NR | WHTanks | Commercial | Water Heating | 0.041277 | 239.5171 | 22.9911 | 20-30 | <40 | NA | WHTanks-NR-MiniMart | 7.1286e-05 | 0.00014345 | 0.00021671 | 0.00029065 | 0.00036426 | 0.00043084 | 0.00048423 | 0.00052693 | 0.00056114 | 0.00058856 | 0.00061068 | 0.00062856 | 0.00064301 | 0.00065492 | 0.00066459 | 0.00067239 | 0.00067311 | 0.00024757 | 0 | 0 | 0.0084729 | 0.0084729 | 0.0036781 | 0.0010864 | 3.3068
LO12Med | NR | WHTanks | Commercial | Water Heating | 0.045413 | 263.5196 | 34.2307 | 30-40 | <40 | NA | WHTanks-NR-Restaurant | 0.00042676 | 0.00086337 | 0.0013045 | 0.0017507 | 0.0022001 | 0.0026079 | 0.0029372 | 0.003203 | 0.0034174 | 0.0035903 | 0.0037299 | 0.0038427 | 0.0039339 | 0.00401 | 0.004073 | 0.0041246 | 0.0041327 | 0.00057503 | 0 | 0 | 0.050723 | 0.050723 | 0.022301 | 0.0065455 | 2.4623
LO12Med | NR | WHTanks | Commercial | Water Heating | 0.032856 | 190.6528 | 33.9185 | 30-40 | <40 | NA | WHTanks-NR-Lodging | 0.0018234 | 0.0036745 | 0.0055388 | 0.0074164 | 0.0092955 | 0.010994 | 0.012357 | 0.013451 | 0.014329 | 0.015034 | 0.015601 | 0.016058 | 0.016427 | 0.016735 | 0.016989 | 0.017197 | 0.017223 | 0.0065824 | 0 | 0 | 0.21673 | 0.21673 | 0.093914 | 0.027749 | 2.4799
LO12Med | NR | WHTanks | Commercial | Water Heating | 0.024288 | 140.9337 | 38.1608 | 30-40 | <40 | NA | WHTanks-NR-Hospital | 0.00072116 | 0.0014795 | 0.0022885 | 0.0031219 | 0.0039714 | 0.0047438 | 0.0053611 | 0.0058589 | 0.0062605 | 0.0065831 | 0.0068444 | 0.0070572 | 0.0072334 | 0.0073813 | 0.0075062 | 0.0076076 | 0.0016952 | 0 | 0 | 0 | 0.085715 | 0.085715 | 0.04039 | 0.011583 | 2.2605
LO12Med | NR | WHTanks | Commercial | Water Heating | 0.024288 | 140.9337 | 38.1608 | 30-40 | <40 | NA | WHTanks-NR-Residential Care | 0.00086995 | 0.0017764 | 0.002739 | 0.0037315 | 0.0047405 | 0.0056587 | 0.0063957 | 0.0069921 | 0.0074737 | 0.0078618 | 0.0081778 | 0.0084361 | 0.00865 | 0.0088309 | 0.0089831 | 0.0091067 | 0.0029759 | 0 | 0 | 0 | 0.1034 | 0.1034 | 0.048239 | 0.013857 | 2.2605
LO12Med | NR | WHTanks | Commercial | Water Heating | 0.044992 | 261.0729 | 32.1152 | 30-40 | <40 | NA | WHTanks-NR-Assembly | 0.0024646 | 0.00498 | 0.007521 | 0.010088 | 0.012656 | 0.014988 | 0.016863 | 0.018369 | 0.01957 | 0.020536 | 0.021323 | 0.021969 | 0.022496 | 0.022933 | 0.023304 | 0.023616 | 0.023681 | 0.0055823 | 0 | 0 | 0.29294 | 0.29294 | 0.12803 | 0.03771 | 2.5867
LO12Med | NR | WHTanks | Commercial | Water Heating | 0.040763 | 236.5384 | 24.714 | 20-30 | <40 | NA | WHTanks-NR-Other | 0.0010712 | 0.0021958 | 0.0033918 | 0.0046191 | 0.0058735 | 0.0070241 | 0.0079501 | 0.0087125 | 0.0093334 | 0.009845 | 0.010268 | 0.010614 | 0.010905 | 0.01115 | 0.011355 | 0.011524 | 0.0014913 | 0 | 0 | 0 | 0.12732 | 0.12732 | 0.060017 | 0.017152 | 3.1416
Retro1Slow | Retro | Secondary Glazing Systems | Commercial | HVAC | 0.00097688 | 7.6884 | 327.8697 | >140 | >120 | SGSWindow-(AC with Gas Furnace) | SGSWindow-Small Office (AC with Gas Furnace)-Portland | 0.025608 | 0.050968 | 0.090108 | 0.14594 | 0.22057 | 0.31455 | 0.42604 | 0.54994 | 0.67727 | 0.79524 | 0.8884 | 0.94106 | 0.94096 | 0.88323 | 0.77325 | 0.62677 | 0.46649 | 0.31591 | 0.073691 | 0 | 9.206 | 9.206 | 3.2962 | 0.5332 | 0.32708
Retro1Slow | Retro | Secondary Glazing Systems | Commercial | HVAC | 0.0011416 | 8.9845 | 265.4947 | >140 | >120 | SGSWindow-(AC with Gas Furnace) | SGSWindow-Small Office (AC with Gas Furnace)-Spokane | 0.006771 | 0.013477 | 0.023825 | 0.038589 | 0.058321 | 0.08317 | 0.11265 | 0.14541 | 0.17908 | 0.21027 | 0.2349 | 0.24883 | 0.2488 | 0.23354 | 0.20446 | 0.16572 | 0.12334 | 0.083529 | 0.019485 | 0 | 2.4342 | 2.4342 | 0.87156 | 0.14098 | 0.42278
Retro1Slow | Retro | Secondary Glazing Systems | Commercial | HVAC | 0.0010318 | 8.121 | 297.4597 | >140 | >120 | SGSWindow-(AC with Gas Furnace) | SGSWindow-Small Office (AC with Gas Furnace)-Missoula | 0.0011807 | 0.0023501 | 0.0041547 | 0.0067292 | 0.01017 | 0.014503 | 0.019644 | 0.025357 | 0.031228 | 0.036668 | 0.040963 | 0.043391 | 0.043386 | 0.040725 | 0.035654 | 0.028899 | 0.021509 | 0.014566 | 0.0033978 | 0 | 0.42448 | 0.42448 | 0.15198 | 0.024585 | 0.38138
Retro1Slow | Retro | Secondary Glazing Systems | Commercial | HVAC | 0.007536 | 9.8766 | 227.9903 | >140 | >120 | SGSWindow-(Air-source Heat Pump) | SGSWindow-Small Office (Air-source Heat Pump)-Portland | 0.016102 | 0.032048 | 0.056658 | 0.091765 | 0.13869 | 0.19778 | 0.26788 | 0.34579 | 0.42585 | 0.50003 | 0.55861 | 0.59172 | 0.59165 | 0.55536 | 0.4862 | 0.3941 | 0.29331 | 0.19863 | 0.046335 | 0 | 5.7885 | 5.7885 | 2.0726 | 0.33526 | 0.82219
Retro1Slow | Retro | Secondary Glazing Systems | Commercial | HVAC | 0.010218 | 13.3911 | 156.7842 | >140 | >120 | SGSWindow-(Air-source Heat Pump) | SGSWindow-Small Office (Air-source Heat Pump)-Spokane | 0.0049397 | 0.0098316 | 0.017381 | 0.028152 | 0.042547 | 0.060675 | 0.082182 | 0.10608 | 0.13064 | 0.1534 | 0.17137 | 0.18153 | 0.18151 | 0.17037 | 0.14916 | 0.1209 | 0.089983 | 0.060937 | 0.014215 | 0 | 1.7758 | 1.7758 | 0.63583 | 0.10285 | 1.1148
Retro1Slow | Retro | Secondary Glazing Systems | Commercial | HVAC | 0.0093633 | 12.2715 | 175.0414 | >140 | >120 | SGSWindow-(Air-source Heat Pump) | SGSWindow-Small Office (Air-source Heat Pump)-Missoula | 0.00087331 | 0.0017382 | 0.0030729 | 0.0049771 | 0.0075221 | 0.010727 | 0.014529 | 0.018755 | 0.023097 | 0.02712 | 0.030297 | 0.032093 | 0.03209 | 0.030121 | 0.02637 | 0.021375 | 0.015909 | 0.010773 | 0.0025131 | 0 | 0.31395 | 0.31395 | 0.11241 | 0.018184 | 1.0216
Retro1Slow | Retro | Secondary Glazing Systems | Commercial | HVAC | 0.022898 | 30.0106 | 45.9685 | 40-50 | 40-80 | SGSWindow-(Apackaged VAV with Electric reheat) | SGSWindow-Mid-rise Office (Apackaged VAV with Electric reheat)-Portland | 0.01017 | 0.020242 | 0.035785 | 0.05796 | 0.087598 | 0.12492 | 0.1692 | 0.2184 | 0.26897 | 0.31582 | 0.35282 | 0.37373 | 0.37369 | 0.35077 | 0.30709 | 0.24891 | 0.18526 | 0.12546 | 0.029266 | 0 | 3.6561 | 3.6561 | 1.3091 | 0.21175 | 2.4983
Retro1Slow | Retro | Secondary Glazing Systems | Commercial | HVAC | 0.038589 | 50.5748 | 9.6625 | 0-10 | <40 | SGSWindow-(Apackaged VAV with Electric reheat) | SGSWindow-Mid-rise Office (Apackaged VAV with Electric reheat)-Spokane | 0.0038779 | 0.0077184 | 0.013645 | 0.022101 | 0.033402 | 0.047633 | 0.064517 | 0.083279 | 0.10256 | 0.12043 | 0.13453 | 0.14251 | 0.14249 | 0.13375 | 0.1171 | 0.094914 | 0.070642 | 0.047839 | 0.011159 | 0 | 1.3941 | 1.3941 | 0.49916 | 0.080744 | 4.2102
Retro1Slow | Retro | Secondary Glazing Systems | Commercial | HVAC | 0.033435 | 43.8201 | 18.311 | 10-20 | <40 | SGSWindow-(Apackaged VAV with Electric reheat) | SGSWindow-Mid-rise Office (Apackaged VAV with Electric reheat)-Missoula | 0.00064823 | 0.0012902 | 0.0022809 | 0.0036943 | 0.0055834 | 0.0079623 | 0.010785 | 0.013921 | 0.017144 | 0.02013 | 0.022489 | 0.023822 | 0.023819 | 0.022358 | 0.019574 | 0.015866 | 0.011808 | 0.0079967 | 0.0018654 | 0 | 0.23304 | 0.23304 | 0.083439 | 0.013497 | 3.6194
Retro1Slow | Retro | Secondary Glazing Systems | Commercial | HVAC | 0.0010146 | 6.9396 | 305.2123 | >140 | >120 | SGSWindow-(Apackaged VAV with Gas) | SGSWindow-Mid-rise Office (Apackaged VAV with Gas)-Portland | 0.012298 | 0.024476 | 0.043272 | 0.070086 | 0.10592 | 0.15106 | 0.2046 | 0.26409 | 0.32524 | 0.3819 | 0.42664 | 0.45192 | 0.45187 | 0.42415 | 0.37134 | 0.30099 | 0.22402 | 0.15171 | 0.035388 | 0 | 4.421 | 4.421 | 1.5829 | 0.25606 | 0.45628
Retro1Slow | Retro | Secondary Glazing Systems | Commercial | HVAC | 0.0013239 | 9.0552 | 184.9428 | >140 | >120 | SGSWindow-(Apackaged VAV with Gas) | SGSWindow-Mid-rise Office (Apackaged VAV with Gas)-Spokane | 0.0036308 | 0.0072265 | 0.012776 | 0.020692 | 0.031273 | 0.044598 | 0.060406 | 0.077972 | 0.096026 | 0.11275 | 0.12596 | 0.13343 | 0.13341 | 0.12523 | 0.10964 | 0.088865 | 0.06614 | 0.044791 | 0.010448 | 0 | 1.3053 | 1.3053 | 0.46735 | 0.075599 | 0.69695
Retro1Slow | Retro | Secondary Glazing Systems | Commercial | HVAC | 0.0010824 | 7.4033 | 249.3801 | >140 | >120 | SGSWindow-(Apackaged VAV with Gas) | SGSWindow-Mid-rise Office (Apackaged VAV with Gas)-Missoula | 0.00057268 | 0.0011398 | 0.0020151 | 0.0032638 | 0.0049327 | 0.0070344 | 0.0095278 | 0.012299 | 0.015146 | 0.017784 | 0.019868 | 0.021045 | 0.021043 | 0.019752 | 0.017293 | 0.014017 | 0.010432 | 0.0070648 | 0.001648 | 0 | 0.20588 | 0.20588 | 0.073715 | 0.011924 | 0.57421
Retro1Slow | Retro | Secondary Glazing Systems | Commercial | HVAC | 0.0015274 | 10.4467 | 210.0252 | >140 | >120 | SGSWindow-(VAV with Central Chillers / Gas Boilers) | SGSWindow-High-rise Office (VAV with Central Chillers / Gas Boilers)-Portland | 0.0034597 | 0.006886 | 0.012174 | 0.019717 | 0.0298 | 0.042497 | 0.05756 | 0.074299 | 0.091502 | 0.10744 | 0.12003 | 0.12714 | 0.12713 | 0.11933 | 0.10447 | 0.084679 | 0.063024 | 0.04268 | 0.0099559 | 0 | 1.2438 | 1.2438 | 0.44533 | 0.072037 | 0.55259
Retro1Slow | Retro | Secondary Glazing Systems | Commercial | HVAC | 0.0017373 | 11.8825 | 164.8188 | >140 | >120 | SGSWindow-(VAV with Central Chillers / Gas Boilers) | SGSWindow-High-rise Office (VAV with Central Chillers / Gas Boilers)-Spokane | 0.00089041 | 0.0017722 | 0.0031331 | 0.0050745 | 0.0076694 | 0.010937 | 0.014814 | 0.019122 | 0.023549 | 0.027651 | 0.03089 | 0.032721 | 0.032718 | 0.030711 | 0.026887 | 0.021793 | 0.01622 | 0.010984 | 0.0025623 | 0 | 0.3201 | 0.3201 | 0.11461 | 0.01854 | 0.69157
Retro1Slow | Retro | Secondary Glazing Systems | Commercial | HVAC | 0.001614 | 11.039 | 180.1345 | >140 | >120 | SGSWindow-(VAV with Central Chillers / Gas Boilers) | SGSWindow-High-rise Office (VAV with Central Chillers / Gas Boilers)-Missoula | 0.00015959 | 0.00031763 | 0.00056155 | 0.00090951 | 0.0013746 | 0.0019603 | 0.0026551 | 0.0034272 | 0.0042207 | 0.0049559 | 0.0055365 | 0.0058647 | 0.005864 | 0.0055043 | 0.0048189 | 0.003906 | 0.0029071 | 0.0019687 | 0.00045924 | 0 | 0.057372 | 0.057372 | 0.020542 | 0.0033229 | 0.65036
Retro1Slow | Retro | Secondary Glazing Systems | Commercial | HVAC | 0.0094567 | 12.3939 | 172.8854 | >140 | >120 | SGSWindow-(Apackaged VAV with Electric reheat) | SGSWindow-Small Office (AC with Ele Furnace)-Portland | 0.011636 | 0.02316 | 0.040945 | 0.066316 | 0.10023 | 0.14293 | 0.19359 | 0.24989 | 0.30775 | 0.36136 | 0.40369 | 0.42761 | 0.42757 | 0.40134 | 0.35136 | 0.2848 | 0.21197 | 0.14355 | 0.033485 | 0 | 4.1832 | 4.1832 | 1.4978 | 0.24228 | 1.0317
Retro1Slow | Retro | Secondary Glazing Systems | Commercial | HVAC | 0.01478 | 19.3709 | 95.012 | 90-100 | 80-120 | SGSWindow-(Apackaged VAV with Electric reheat) | SGSWindow-Small Office (AC with Ele Furnace)-Spokane | 0.004115 | 0.0081903 | 0.01448 | 0.023452 | 0.035444 | 0.050546 | 0.068462 | 0.088371 | 0.10883 | 0.12779 | 0.14276 | 0.15122 | 0.15121 | 0.14193 | 0.12426 | 0.10072 | 0.074961 | 0.050764 | 0.011842 | 0 | 1.4793 | 1.4793 | 0.52968 | 0.085681 | 1.6126
Retro1Slow | Retro | Secondary Glazing Systems | Commercial | HVAC | 0.013289 | 17.4169 | 110.5316 | 110-120 | 80-120 | SGSWindow-(Apackaged VAV with Electric reheat) | SGSWindow-Small Office (AC with Ele Furnace)-Missoula | 0.00071381 | 0.0014207 | 0.0025117 | 0.0040681 | 0.0061483 | 0.0087679 | 0.011876 | 0.015329 | 0.018878 | 0.022167 | 0.024764 | 0.026232 | 0.026229 | 0.02462 | 0.021554 | 0.017471 | 0.013003 | 0.0088057 | 0.0020541 | 0 | 0.25661 | 0.25661 | 0.091881 | 0.014863 | 1.4499
Retro1Slow | Retro | Secondary Glazing Systems | Commercial | HVAC | 0.021705 | 28.4467 | 50.8774 | 50-60 | 40-80 | SGSWindow-(Apackaged VAV with Electric reheat) | SGSWindow-High-rise Office (VAV with Central Chillers / Ele Boilers)-Portland | 0.0034204 | 0.0068078 | 0.012036 | 0.019494 | 0.029461 | 0.042014 | 0.056906 | 0.073455 | 0.090462 | 0.10622 | 0.11866 | 0.1257 | 0.12568 | 0.11797 | 0.10328 | 0.083717 | 0.062308 | 0.042196 | 0.0098429 | 0 | 1.2296 | 1.2296 | 0.44028 | 0.071219 | 2.3681
Retro1Slow | Retro | Secondary Glazing Systems | Commercial | HVAC | 0.030484 | 39.9523 | 23.7497 | 20-30 | <40 | SGSWindow-(Apackaged VAV with Electric reheat) | SGSWindow-High-rise Office (VAV with Central Chillers / Ele Boilers)-Spokane | 0.001087 | 0.0021634 | 0.0038247 | 0.0061947 | 0.0093623 | 0.013351 | 0.018084 | 0.023343 | 0.028747 | 0.033755 | 0.037709 | 0.039944 | 0.03994 | 0.03749 | 0.032822 | 0.026604 | 0.0198 | 0.013409 | 0.0031279 | 0 | 0.39076 | 0.39076 | 0.13991 | 0.022632 | 3.3259
Retro1Slow | Retro | Secondary Glazing Systems | Commercial | HVAC | 0.029046 | 38.067 | 27.0714 | 20-30 | <40 | SGSWindow-(Apackaged VAV with Electric reheat) | SGSWindow-High-rise Office (VAV with Central Chillers / Ele Boilers)-Missoula | 0.00019981 | 0.00039768 | 0.00070306 | 0.0011387 | 0.001721 | 0.0024543 | 0.0033242 | 0.0042909 | 0.0052844 | 0.0062049 | 0.0069317 | 0.0073426 | 0.0073418 | 0.0068914 | 0.0060333 | 0.0048903 | 0.0036397 | 0.0024649 | 0.00057497 | 0 | 0.07183 | 0.07183 | 0.025719 | 0.0041603 | 3.1689
DEI | Retro | Distribution System Efficiency | Utility | Utility Distribution Sytem | 0.00062865 | 4.4347 | -2.4129 | <0 | <40 | NA | 1 - LDC voltage control method | 0.7943 | 1.2783 | 1.7755 | 2.4371 | 2.8603 | 3.2912 | 3.7303 | 4.011 | 4.2989 | 4.5953 | 4.8988 | 5.212 | 5.271 | 5.3302 | 5.3928 | 5.4472 | 5.5094 | 5.572 | 5.6359 | 5.7011 | 83.0427 | 83.0427 | 29.0723 | 9.1456 | 18.2
DEI | Retro | Distribution System Efficiency | Utility | Utility Distribution Sytem | 0.00037656 | 2.6564 | 3.4417 | 0-10 | <40 | NA | 2 - Light system improvements | 0.47579 | 0.76574 | 1.0635 | 1.4599 | 1.7133 | 1.9715 | 2.2345 | 2.4026 | 2.5751 | 2.7526 | 2.9344 | 3.122 | 3.1574 | 3.1928 | 3.2303 | 3.2629 | 3.3001 | 3.3377 | 3.3759 | 3.415 | 49.7433 | 49.7433 | 17.4146 | 5.4783 | 8.9271
DEI | Retro | Distribution System Efficiency | Utility | Utility Distribution Sytem | 0.00041363 | 2.9179 | 59.9026 | 50-60 | 40-80 | NA | 3 - Major system improvements | 0.52262 | 0.84111 | 1.1682 | 1.6036 | 1.8819 | 2.1655 | 2.4544 | 2.6391 | 2.8285 | 3.0236 | 3.2233 | 3.4293 | 3.4682 | 3.5071 | 3.5483 | 3.5841 | 3.625 | 3.6662 | 3.7082 | 3.7511 | 54.6393 | 54.6393 | 19.1286 | 6.0175 | 1.5095
DEI | Retro | Distribution System Efficiency | Utility | Utility Distribution Sytem | 0.00021198 | 1.4954 | 96.7199 | 90-100 | 80-120 | NA | 4 - EOL voltage control method | 0.26784 | 0.43107 | 0.59871 | 0.82182 | 0.9645 | 1.1098 | 1.2579 | 1.3525 | 1.4496 | 1.5496 | 1.6519 | 1.7575 | 1.7774 | 1.7974 | 1.8185 | 1.8368 | 1.8578 | 1.8789 | 1.9005 | 1.9225 | 28.0026 | 28.0026 | 9.8034 | 3.0839 | 0.97905
DEI | Retro | Distribution System Efficiency | Utility | Utility Distribution Sytem | 1.6419e-05 | 0.11583 | 321.62 | >140 | >120 | NA | A - SCL implement EOL w/ major system improvements | 0.020745 | 0.033388 | 0.046373 | 0.063653 | 0.074704 | 0.085959 | 0.097427 | 0.10476 | 0.11228 | 0.12002 | 0.12795 | 0.13613 | 0.13767 | 0.13921 | 0.14085 | 0.14227 | 0.14389 | 0.14553 | 0.1472 | 0.1489 | 2.1689 | 2.1689 | 0.75931 | 0.23886 | 0.31114
Retro12Med | Retro | Compressed Air | Industrial | Compressed air | 4771.9535 | 37994402.9688 | 31.9173 | 30-40 | <40 | NA | Air Compressor Demand Reduction | 0.40323 | 0.40323 | 0.40323 | 0.40323 | 0.40323 | 0.36291 | 0.29032 | 0.23226 | 0.18581 | 0.14865 | 0.11892 | 0.095133 | 0.076107 | 0.060885 | 0.048708 | 0.038967 | 0.00026578 | 9.4922e-05 | 3.236e-05 | 1.0552e-05 | 3.6867 | 3.6752 | 3.2361 | 2.0161 | 2.5354
Retro12Med | Retro | Compressed Air | Industrial | Compressed Air | 0 | 0 | 9999 | >140 | >120 | NA | Air Compressor Equipment1 | - | 0 | 0 | 0 | 0 | 0 | 0 | 0 | 0 | 0 | 0 | 0 | 0 | 0 | 0 | 0 | 0 | 0 | 0 | 0 | 0 | 0 | 0 | 0 | 9999
Retro20Fast | Retro | Compressed Air | Industrial | Compressed Air | 2564.2887 | 20416925.3912 | 29.3238 | 20-30 | <40 | NA | Air Compressor Equipment2 | 0.43822 | 0.30716 | 0.21263 | 0.1656 | 0.14509 | 0.12555 | 0.10756 | 0.091381 | 0.077098 | 0.064663 | 0.053957 | 0.042021 | 0.032726 | 0.025487 | 0.019849 | 0.015459 | 0.012039 | 0.0093762 | 0.0073022 | 0.005687 | 1.9811 | 1.9588 | 1.7349 | 1.2687 | 2.7158
Retro12Med | Retro | Compressed Air | Industrial | Energy Management | 7522.0836 | 59891002.5623 | 3.1264 | 0-10 | <40 | NA | Air Compressor Optimization | 0.63561 | 0.63561 | 0.63561 | 0.63561 | 0.63561 | 0.57205 | 0.45764 | 0.36611 | 0.29289 | 0.23431 | 0.18745 | 0.14996 | 0.11997 | 0.095974 | 0.076779 | 0.061424 | 0.00041896 | 0.00014963 | 5.1009e-05 | 1.6633e-05 | 5.8113 | 5.7933 | 5.1011 | 3.1781 | 2.4892
Retro20Fast | Retro | Lighting | Industrial | Lighting | 2169.8151 | 17276117.6204 | 35.9438 | 30-40 | <40 | NA | HighBay Lighting 1 Shift | 0.3708 | 0.2599 | 0.17992 | 0.14012 | 0.12277 | 0.10624 | 0.091011 | 0.077323 | 0.065238 | 0.054715 | 0.045656 | 0.035557 | 0.027692 | 0.021566 | 0.016796 | 0.013081 | 0.010187 | 0.0079339 | 0.0061789 | 0.0048121 | 1.6763 | 1.6575 | 1.4681 | 1.0735 | 2.2984
Retro20Fast | Retro | Lighting | Industrial | Lighting | 2058.3987 | 16389017.9239 | 17.8935 | 10-20 | <40 | NA | HighBay Lighting 2 Shift | 0.35176 | 0.24656 | 0.17068 | 0.13293 | 0.11647 | 0.10078 | 0.086338 | 0.073353 | 0.061888 | 0.051906 | 0.043312 | 0.033731 | 0.02627 | 0.020459 | 0.015934 | 0.012409 | 0.0096642 | 0.0075265 | 0.0058616 | 0.004565 | 1.5903 | 1.5724 | 1.3927 | 1.0184 | 3.9563
Retro20Fast | Retro | Lighting | Industrial | Lighting | 18783.8968 | 149557817.2656 | 6.4053 | 0-10 | <40 | NA | HighBay Lighting 3 Shift | 3.21 | 2.25 | 1.5576 | 1.213 | 1.0628 | 0.91969 | 0.78788 | 0.66938 | 0.56476 | 0.47367 | 0.39524 | 0.30781 | 0.23973 | 0.1867 | 0.1454 | 0.11324 | 0.08819 | 0.068683 | 0.05349 | 0.041658 | 14.5119 | 14.3489 | 12.7088 | 9.2934 | 7.3139
Retro20Fast | Retro | Lighting | Industrial | Lighting | 2073.6458 | 16510415.7706 | 6.0489 | 0-10 | <40 | NA | Efficient Lighting 1 Shift | 0.35437 | 0.24838 | 0.17195 | 0.13391 | 0.11733 | 0.10153 | 0.086978 | 0.073896 | 0.062346 | 0.05229 | 0.043633 | 0.033981 | 0.026465 | 0.020611 | 0.016052 | 0.012501 | 0.0097358 | 0.0075822 | 0.005905 | 0.0045988 | 1.602 | 1.584 | 1.403 | 1.0259 | 7.5117
Retro20Fast | Retro | Lighting | Industrial | Lighting | 1966.3403 | 15656046.4067 | 0.52918 | 0-10 | <40 | NA | Efficient Lighting 2 Shift | 0.33603 | 0.23553 | 0.16305 | 0.12698 | 0.11126 | 0.096275 | 0.082477 | 0.070072 | 0.05912 | 0.049585 | 0.041375 | 0.032223 | 0.025095 | 0.019544 | 0.015221 | 0.011854 | 0.009232 | 0.0071899 | 0.0055995 | 0.0043609 | 1.5191 | 1.5021 | 1.3304 | 0.97286 | 12.9246
Retro20Fast | Retro | Lighting | Industrial | Lighting | 17878.7747 | 142351214.4364 | -2.9723 | <0 | <40 | NA | Efficient Lighting 3 Shift | 3.0553 | 2.1416 | 1.4825 | 1.1546 | 1.0116 | 0.87537 | 0.74991 | 0.63713 | 0.53754 | 0.45084 | 0.3762 | 0.29298 | 0.22817 | 0.1777 | 0.13839 | 0.10778 | 0.083941 | 0.065373 | 0.050913 | 0.039651 | 13.8126 | 13.6575 | 12.0964 | 8.8456 | 23.807
Retro20Fast | Retro | Lighting | Industrial | Lighting | 5089.6678 | 40524051.7721 | 31.777 | 30-40 | <40 | NA | Lighting Controls | 0.86978 | 0.60965 | 0.42204 | 0.32869 | 0.28798 | 0.2492 | 0.21348 | 0.18137 | 0.15303 | 0.12834 | 0.10709 | 0.083405 | 0.064956 | 0.050588 | 0.039398 | 0.030683 | 0.023896 | 0.01861 | 0.014494 | 0.011288 | 3.9321 | 3.888 | 3.4436 | 2.5181 | 2.5446
retro5med | Retro | Motors | Industrial | Motors | 2744.1038 | 21848617.8053 | 52.65 | 50-60 | 40-80 | NA | Motors: Rewind 20-50 HP | 0.091161 | 0.11193 | 0.13697 | 0.159 | 0.18136 | 0.21203 | 0.2326 | 0.23762 | 0.22393 | 0.19249 | 0.14895 | 0.10222 | 0.061171 | 0.028571 | 0 | 0 | 0 | 0 | 0 | 0 | 2.12 | 2.12 | 1.7791 | 0.68042 | 1.6561
retro5med | Retro | Motors | Industrial | Motors | 1433.1837 | 11411041.7182 | 46.4561 | 40-50 | 40-80 | NA | Motors: Rewind 51-100 HP | 0.047611 | 0.058459 | 0.071537 | 0.083043 | 0.094721 | 0.11074 | 0.12148 | 0.1241 | 0.11695 | 0.10053 | 0.077795 | 0.053389 | 0.031948 | 0.014922 | 0 | 0 | 0 | 0 | 0 | 0 | 1.1072 | 1.1072 | 0.92918 | 0.35537 | 1.8475
retro5med | Retro | Motors | Industrial | Motors | 2142.7425 | 17060564.8932 | 31.7266 | 30-40 | <40 | NA | Motors: Rewind 101-200 HP | 0.071183 | 0.087401 | 0.10695 | 0.12416 | 0.14162 | 0.16557 | 0.18163 | 0.18555 | 0.17486 | 0.1503 | 0.11631 | 0.079822 | 0.047766 | 0.02231 | 0 | 0 | 0 | 0 | 0 | 0 | 1.6554 | 1.6554 | 1.3892 | 0.53131 | 2.5479
retro5med | Retro | Motors | Industrial | Motors | 1803.7985 | 14361885.0645 | 17.5897 | 10-20 | <40 | NA | Motors: Rewind 201-500 HP | 0.059923 | 0.073576 | 0.090036 | 0.10452 | 0.11922 | 0.13938 | 0.1529 | 0.1562 | 0.1472 | 0.12653 | 0.097913 | 0.067195 | 0.04021 | 0.018781 | 0 | 0 | 0 | 0 | 0 | 0 | 1.3936 | 1.3936 | 1.1695 | 0.44727 | 4.0049
retro5med | Retro | Motors | Industrial | Motors | 2367.0014 | 18846119.4331 | 10.9817 | 10-20 | <40 | NA | Motors: Rewind 501-5000 HP | 0.078633 | 0.096549 | 0.11815 | 0.13715 | 0.15644 | 0.18289 | 0.20064 | 0.20497 | 0.19316 | 0.16603 | 0.12848 | 0.088176 | 0.052765 | 0.024645 | 0 | 0 | 0 | 0 | 0 | 0 | 1.8287 | 1.8287 | 1.5346 | 0.58692 | 5.466
Retro12Med | Retro | Fans | Industrial | Fans | 2616.7262 | 22270069.2322 | 24.3807 | 20-30 | <40 | NA | Efficient Centrifugal Fan | 0.23635 | 0.23635 | 0.23635 | 0.23635 | 0.23635 | 0.21271 | 0.17017 | 0.13614 | 0.10891 | 0.087128 | 0.069702 | 0.055762 | 0.044609 | 0.035687 | 0.02855 | 0.02284 | 0.00015579 | 5.5638e-05 | 1.8967e-05 | 6.185e-06 | 2.1609 | 2.1542 | 1.8968 | 1.1817 | 3.1319
retro5med | Retro | Fans | Industrial | Energy Management | 10348.5877 | 83386927.0459 | 23.9201 | 20-30 | <40 | NA | Fan Energy Management | 0.34792 | 0.42719 | 0.52276 | 0.60684 | 0.69218 | 0.80924 | 0.88775 | 0.9069 | 0.85464 | 0.73464 | 0.56849 | 0.39014 | 0.23347 | 0.10904 | 0 | 0 | 0 | 0 | 0 | 0 | 8.0912 | 8.0912 | 6.7901 | 2.5969 | 3.1971
retro5med | Retro | Fans | Industrial | Fans | 29366.9044 | 233819966.7277 | 38.3989 | 30-40 | <40 | NA | Fan Equipment Upgrade | 0.97558 | 1.1979 | 1.4658 | 1.7016 | 1.9409 | 2.2691 | 2.4893 | 2.543 | 2.3964 | 2.0599 | 1.5941 | 1.094 | 0.65465 | 0.30576 | 0 | 0 | 0 | 0 | 0 | 0 | 22.688 | 22.688 | 19.0395 | 7.2818 | 2.1745
retro5med | Retro | Fans | Industrial | Energy Management | 34373.6869 | 247246747.4581 | 12.7345 | 10-20 | <40 | NA | Fan System Optimization | 1.0316 | 1.2666 | 1.55 | 1.7993 | 2.0523 | 2.3994 | 2.6322 | 2.689 | 2.5341 | 2.1782 | 1.6856 | 1.1568 | 0.69224 | 0.32332 | 0 | 0 | 0 | 0 | 0 | 0 | 23.9908 | 23.9908 | 20.1329 | 7.6999 | 2.3765
retro5med | Retro | Pumps | Industrial | Energy Management | 14962.4246 | 127340122.0485 | 24.2923 | 20-30 | <40 | NA | Pump Energy Management | 0.53131 | 0.65236 | 0.7983 | 0.9267 | 1.057 | 1.2358 | 1.3557 | 1.3849 | 1.3051 | 1.1219 | 0.86815 | 0.59579 | 0.35652 | 0.16652 | 0 | 0 | 0 | 0 | 0 | 0 | 12.3561 | 12.3561 | 10.3691 | 3.9657 | 3.1408
Retro12Med | Retro | Pumps | Industrial | Pumps | 40450.4362 | 344259946.6868 | 45.8012 | 40-50 | 40-80 | NA | Pump Equipment Upgrade | 3.6536 | 3.6536 | 3.6536 | 3.6536 | 3.6536 | 3.2882 | 2.6306 | 2.1045 | 1.6836 | 1.3469 | 1.0775 | 0.86199 | 0.68959 | 0.55167 | 0.44134 | 0.35307 | 0.0024082 | 0.00086007 | 0.00029321 | 9.5611e-05 | 33.4042 | 33.3003 | 29.3215 | 18.2679 | 1.8534
retro5med | Retro | Pumps | Industrial | Energy Management | 43771.1945 | 352699858.7236 | -15.9503 | <0 | <40 | NA | Pump System Optimization | 1.4716 | 1.8069 | 2.2111 | 2.5667 | 2.9277 | 3.4228 | 3.7549 | 3.8359 | 3.6149 | 3.1073 | 2.4045 | 1.6502 | 0.98748 | 0.46122 | 0 | 0 | 0 | 0 | 0 | 0 | 34.2232 | 34.2232 | 28.7197 | 10.984 | 2.2869
retro5med | Retro | Transformers | Industrial | Transformers | 0 | 0 | 9999 | >140 | >120 | NA | Transformers-Retrofit | - | 0 | 0 | 0 | 0 | 0 | 0 | 0 | 0 | 0 | 0 | 0 | 0 | 0 | 0 | 0 | 0 | 0 | 0 | 0 | 0 | 0 | 0 | 0 | 9999
Retro5Med | Retro | Transformers | Industrial | Transformers | 0 | 0 | 9999 | >140 | >120 | NA | Transformers-New | - | 0 | 0 | 0 | 0 | 0 | 0 | 0 | 0 | 0 | 0 | 0 | 0 | 0 | 0 | 0 | 0 | 0 | 0 | 0 | 0 | 0 | 0 | 0 | 9999
Retro12Med | Retro | Belts | Industrial | Misc | 0 | 0 | 9999 | >140 | >120 | NA | Synchronous Belts | - | 0 | 0 | 0 | 0 | 0 | 0 | 0 | 0 | 0 | 0 | 0 | 0 | 0 | 0 | 0 | 0 | 0 | 0 | 0 | 0 | 0 | 0 | 0 | 9999
Retro12Med | Retro | Hi-Tech | Industrial | Hi-Tech | 165.697 | 1319283.3049 | 43.8181 | 40-50 | 40-80 | NA | Elec Chip Fab: Eliminate Exhaust | 0.014001 | 0.014001 | 0.014001 | 0.014001 | 0.014001 | 0.012601 | 0.010081 | 0.0080648 | 0.0064518 | 0.0051615 | 0.0041292 | 0.0033033 | 0.0026427 | 0.0021141 | 0.0016913 | 0.001353 | 9.2288e-06 | 3.296e-06 | 1.1236e-06 | 3.664e-07 | 0.12801 | 0.12761 | 0.11237 | 0.070007 | 1.9432
Retro12Med | Retro | Hi-Tech | Industrial | Hi-Tech | 5280.919 | 42046798.547 | -76.3122 | <0 | <40 | NA | Elec Chip Fab: Exhaust Injector | 0.44624 | 0.44624 | 0.44624 | 0.44624 | 0.44624 | 0.40161 | 0.32129 | 0.25703 | 0.20563 | 0.1645 | 0.1316 | 0.10528 | 0.084224 | 0.067379 | 0.053903 | 0.043123 | 0.00029413 | 0.00010505 | 3.5811e-05 | 1.1678e-05 | 4.0799 | 4.0672 | 3.5812 | 2.2312 | 3.2682
Retro12Med | Retro | Hi-Tech | Industrial | Hi-Tech | 5919.8707 | 47134146.1172 | -54.5618 | <0 | <40 | NA | Elec Chip Fab: Solidstate Chiller | 0.50023 | 0.50023 | 0.50023 | 0.50023 | 0.50023 | 0.4502 | 0.36016 | 0.28813 | 0.2305 | 0.1844 | 0.14752 | 0.11802 | 0.094415 | 0.075532 | 0.060425 | 0.04834 | 0.00032972 | 0.00011776 | 4.0144e-05 | 1.3091e-05 | 4.5735 | 4.5593 | 4.0145 | 2.5011 | 2.7488
Retro12Med | Retro | Hi-Tech | Industrial | Hi-Tech | 1360.0992 | 10829140.7369 | -22.1485 | <0 | <40 | NA | Elec Chip Fab: Reduce Gas Pressure | 0.11493 | 0.11493 | 0.11493 | 0.11493 | 0.11493 | 0.10344 | 0.082748 | 0.066198 | 0.052959 | 0.042367 | 0.033894 | 0.027115 | 0.021692 | 0.017354 | 0.013883 | 0.011106 | 7.5753e-05 | 2.7055e-05 | 9.2232e-06 | 3.0076e-06 | 1.0508 | 1.0475 | 0.92235 | 0.57464 | 9999
Retro5Med | Retro | Hi-Tech | Industrial | Hi-Tech | 3505.7412 | 27912792.0874 | 2.6326 | 0-10 | <40 | NA | Clean Room: Change Filter Strategy | 0.11646 | 0.143 | 0.17499 | 0.20313 | 0.2317 | 0.27088 | 0.29716 | 0.30357 | 0.28608 | 0.24591 | 0.1903 | 0.1306 | 0.07815 | 0.036501 | 0 | 0 | 0 | 0 | 0 | 0 | 2.7084 | 2.7084 | 2.2729 | 0.86928 | 10.1401
Retro5Med | Retro | Hi-Tech | Industrial | Hi-Tech | 947.803 | 7546428.9387 | 11.2049 | 10-20 | <40 | NA | Clean Room: Clean Room HVAC | 0.031487 | 0.03866 | 0.047309 | 0.054918 | 0.062641 | 0.073235 | 0.08034 | 0.082073 | 0.077344 | 0.066484 | 0.051448 | 0.035308 | 0.021128 | 0.0098684 | 0 | 0 | 0 | 0 | 0 | 0 | 0.73224 | 0.73224 | 0.61449 | 0.23502 | 5.3994
Retro5Med | Retro | Hi-Tech | Industrial | Energy Management | 1492.5538 | 11883747.7526 | 7.9939 | 0-10 | <40 | NA | Clean Room: Chiller Optimize | 0.049583 | 0.060881 | 0.0745 | 0.086483 | 0.098645 | 0.11533 | 0.12652 | 0.12924 | 0.1218 | 0.1047 | 0.081018 | 0.055601 | 0.033272 | 0.01554 | 0 | 0 | 0 | 0 | 0 | 0 | 1.1531 | 1.1531 | 0.96767 | 0.37009 | 6.5457
Retro12Med | Retro | Food Processing | Industrial | Low & Med Temp Refr | 14759.2275 | 141281303.1216 | 47.3558 | 40-50 | 40-80 | NA | Food: Cooling and Storage | 1.4994 | 1.4994 | 1.4994 | 1.4994 | 1.4994 | 1.3495 | 1.0796 | 0.86365 | 0.69092 | 0.55274 | 0.44219 | 0.35375 | 0.283 | 0.2264 | 0.18112 | 0.1449 | 0.00098831 | 0.00035297 | 0.00012033 | 3.9238e-05 | 13.7088 | 13.6662 | 12.0333 | 7.497 | 1.7852
Retro12Med | Retro | Food Storage | Industrial | Energy Management | 7955.9682 | 76157749.8657 | 27.4621 | 20-30 | <40 | NA | Food: Refrig Storage Tuneup | 0.80825 | 0.80825 | 0.80825 | 0.80825 | 0.80825 | 0.72742 | 0.58194 | 0.46555 | 0.37244 | 0.29795 | 0.23836 | 0.19069 | 0.15255 | 0.12204 | 0.097633 | 0.078107 | 0.00053275 | 0.00019027 | 6.4864e-05 | 2.1151e-05 | 7.3897 | 7.3668 | 6.4866 | 4.0412 | 2.8487
RetroEven20 | Retro | Metals | Industrial | Metals | 297.2946 | 2367066.5077 | -2055.3294 | <0 | <40 | NA | Metal: New Arc Furnace | 0.011484 | 0.011484 | 0.011484 | 0.011484 | 0.011484 | 0.011484 | 0.011484 | 0.011484 | 0.011484 | 0.011484 | 0.011484 | 0.011484 | 0.011484 | 0.011484 | 0.011484 | 0.011484 | 0.011484 | 0.011484 | 0.011484 | 0.011484 | 0.22968 | 0.22968 | 0.11484 | 0.05742 | 141.7801
RetroEven20 | Retro | Pulp | Industrial | Pulp | 2453.122 | 19531813.505 | 34.7544 | 30-40 | <40 | NA | Mech Pulp: Refiner Replacement | 0.094761 | 0.094761 | 0.094761 | 0.094761 | 0.094761 | 0.094761 | 0.094761 | 0.094761 | 0.094761 | 0.094761 | 0.094761 | 0.094761 | 0.094761 | 0.094761 | 0.094761 | 0.094761 | 0.094761 | 0.094761 | 0.094761 | 0.094761 | 1.8952 | 1.8952 | 0.94761 | 0.4738 | 1.6788
RetroEven20 | Retro | Pulp | Industrial | Pulp | 38.5878 | 307237.1722 | 27.1409 | 20-30 | <40 | NA | Mech Pulp: Premium Process | 0.0014906 | 0.0014906 | 0.0014906 | 0.0014906 | 0.0014906 | 0.0014906 | 0.0014906 | 0.0014906 | 0.0014906 | 0.0014906 | 0.0014906 | 0.0014906 | 0.0014906 | 0.0014906 | 0.0014906 | 0.0014906 | 0.0014906 | 0.0014906 | 0.0014906 | 0.0014906 | 0.029812 | 0.029812 | 0.014906 | 0.007453 | 2.8888
RetroEven20 | Retro | Pulp | Industrial | Pulp | 161.9538 | 1289479.8152 | 42.6786 | 40-50 | 40-80 | NA | Mech Pulp: Refiner Plate Improvement | 0.006256 | 0.006256 | 0.006256 | 0.006256 | 0.006256 | 0.006256 | 0.006256 | 0.006256 | 0.006256 | 0.006256 | 0.006256 | 0.006256 | 0.006256 | 0.006256 | 0.006256 | 0.006256 | 0.006256 | 0.006256 | 0.006256 | 0.006256 | 0.12512 | 0.12512 | 0.06256 | 0.03128 | 1.9876
RetroEven20 | Retro | Pulp | Industrial | Pulp | 887.4101 | 7065579.51 | 5.0845 | 0-10 | <40 | NA | Kraft: Effluent Treatment System | 0.034279 | 0.034279 | 0.034279 | 0.034279 | 0.034279 | 0.034279 | 0.034279 | 0.034279 | 0.034279 | 0.034279 | 0.034279 | 0.034279 | 0.034279 | 0.034279 | 0.034279 | 0.034279 | 0.034279 | 0.034279 | 0.034279 | 0.034279 | 0.68559 | 0.68559 | 0.34279 | 0.1714 | 8.1048
RetroEven20 | Retro | Pulp | Industrial | Pulp | 7284.0305 | 57995617.7263 | 6.8677 | 0-10 | <40 | NA | Kraft: Efficient Agitator | 0.28137 | 0.28137 | 0.28137 | 0.28137 | 0.28137 | 0.28137 | 0.28137 | 0.28137 | 0.28137 | 0.28137 | 0.28137 | 0.28137 | 0.28137 | 0.28137 | 0.28137 | 0.28137 | 0.28137 | 0.28137 | 0.28137 | 0.28137 | 5.6274 | 5.6274 | 2.8137 | 1.4069 | 7.0724
RetroEven20 | Retro | Paper | Industrial | Paper | 3918.5514 | 31199596.2336 | 22.6647 | 20-30 | <40 | NA | Paper: Efficient Pulp Screen | 0.15137 | 0.15137 | 0.15137 | 0.15137 | 0.15137 | 0.15137 | 0.15137 | 0.15137 | 0.15137 | 0.15137 | 0.15137 | 0.15137 | 0.15137 | 0.15137 | 0.15137 | 0.15137 | 0.15137 | 0.15137 | 0.15137 | 0.15137 | 3.0274 | 3.0274 | 1.5137 | 0.75684 | 3.3227
RetroEven20 | Retro | Paper | Industrial | Paper | 4744.8795 | 37778839.5433 | 22.8072 | 20-30 | <40 | NA | Paper: Premium Fan | 0.18329 | 0.18329 | 0.18329 | 0.18329 | 0.18329 | 0.18329 | 0.18329 | 0.18329 | 0.18329 | 0.18329 | 0.18329 | 0.18329 | 0.18329 | 0.18329 | 0.18329 | 0.18329 | 0.18329 | 0.18329 | 0.18329 | 0.18329 | 3.6658 | 3.6658 | 1.8329 | 0.91644 | 3.3069
RetroEven20 | Retro | Paper | Industrial | Paper | 967.0405 | 7699598.7517 | 153.8453 | >140 | >120 | NA | Paper: Material Handling | 0.037355 | 0.037355 | 0.037355 | 0.037355 | 0.037355 | 0.037355 | 0.037355 | 0.037355 | 0.037355 | 0.037355 | 0.037355 | 0.037355 | 0.037355 | 0.037355 | 0.037355 | 0.037355 | 0.037355 | 0.037355 | 0.037355 | 0.037355 | 0.74711 | 0.74711 | 0.37355 | 0.18678 | 0.61502
RetroEven20 | Retro | Paper | Industrial | Paper | 1477.3878 | 11762995.3449 | 182.4029 | >140 | >120 | NA | Paper: Large Material Handling | 0.057069 | 0.057069 | 0.057069 | 0.057069 | 0.057069 | 0.057069 | 0.057069 | 0.057069 | 0.057069 | 0.057069 | 0.057069 | 0.057069 | 0.057069 | 0.057069 | 0.057069 | 0.057069 | 0.057069 | 0.057069 | 0.057069 | 0.057069 | 1.1414 | 1.1414 | 0.57069 | 0.28535 | 0.52235
RetroEven20 | Retro | Paper | Industrial | Paper | 3805.6328 | 30300535.313 | 73.8061 | 70-80 | 40-80 | NA | Paper: Premium Control Large Material | 0.14701 | 0.14701 | 0.14701 | 0.14701 | 0.14701 | 0.14701 | 0.14701 | 0.14701 | 0.14701 | 0.14701 | 0.14701 | 0.14701 | 0.14701 | 0.14701 | 0.14701 | 0.14701 | 0.14701 | 0.14701 | 0.14701 | 0.14701 | 2.9401 | 2.9401 | 1.4701 | 0.73503 | 1.2232
RetroEven20 | Retro | Material Handling | Industrial | Material Handling | 0 | 0 | 9999 | >140 | >120 | NA | Material Handling1 | - | 0 | 0 | 0 | 0 | 0 | 0 | 0 | 0 | 0 | 0 | 0 | 0 | 0 | 0 | 0 | 0 | 0 | 0 | 0 | 0 | 0 | 0 | 0 | 9999
Retro5Med | Retro | Material Handling | Industrial | Material Handling | 8477.9006 | 60980754.205 | 75.9598 | 70-80 | 40-80 | NA | Material Handling2 | 0.25443 | 0.31241 | 0.38229 | 0.44378 | 0.50619 | 0.5918 | 0.64921 | 0.66321 | 0.625 | 0.53724 | 0.41574 | 0.28531 | 0.17073 | 0.079744 | 0 | 0 | 0 | 0 | 0 | 0 | 5.9171 | 5.9171 | 4.9656 | 1.8991 | 1.2139
RetroEven20 | Retro | Material Handling | Industrial | Material Handling | 0 | 0 | 9999 | >140 | >120 | NA | Material Handling VFD1 | - | 0 | 0 | 0 | 0 | 0 | 0 | 0 | 0 | 0 | 0 | 0 | 0 | 0 | 0 | 0 | 0 | 0 | 0 | 0 | 0 | 0 | 0 | 0 | 9999
Retro5Med | Retro | Material Handling | Industrial | Material Handling | 33662.3171 | 242129930.0159 | 42.7911 | 40-50 | 40-80 | NA | Material Handling VFD2 | 1.0103 | 1.2404 | 1.5179 | 1.7621 | 2.0099 | 2.3498 | 2.5777 | 2.6333 | 2.4816 | 2.1332 | 1.6507 | 1.1329 | 0.67791 | 0.31663 | 0 | 0 | 0 | 0 | 0 | 0 | 23.4943 | 23.4943 | 19.7162 | 7.5406 | 2.0083
Retro5Med | Retro | Wood | Industrial | Wood | 25243.3817 | 181573307.6567 | -67.9391 | <0 | <40 | NA | Wood: Replace Pneumatic Conveyor | 0.75759 | 0.9302 | 1.1383 | 1.3214 | 1.5072 | 1.7621 | 1.9331 | 1.9747 | 1.861 | 1.5997 | 1.2379 | 0.84953 | 0.50837 | 0.23744 | 0 | 0 | 0 | 0 | 0 | 0 | 17.6184 | 17.6184 | 14.7852 | 5.6547 | 68.804
Retro5Med | Retro | Wood | Industrial | Wood | 1052.3097 | 7569166.4642 | 25.1149 | 20-30 | <40 | NA | Panel: Hydraulic Press | 0.031581 | 0.038777 | 0.047452 | 0.055084 | 0.06283 | 0.073456 | 0.080582 | 0.08232 | 0.077577 | 0.066684 | 0.051603 | 0.035414 | 0.021192 | 0.0098981 | 0 | 0 | 0 | 0 | 0 | 0 | 0.73445 | 0.73445 | 0.61634 | 0.23572 | 3.0837
Retro12Med | Retro | Food Storage | Industrial | Low & Med Temp Refr | 4035.3819 | 38628309.5549 | 41.4497 | 40-50 | 40-80 | NA | Cold Storage Retrofit | 0.40996 | 0.40996 | 0.40996 | 0.40996 | 0.40996 | 0.36896 | 0.29517 | 0.23613 | 0.18891 | 0.15113 | 0.1209 | 0.096721 | 0.077377 | 0.061901 | 0.049521 | 0.039617 | 0.00027022 | 9.6506e-05 | 3.29e-05 | 1.0728e-05 | 3.7482 | 3.7365 | 3.2901 | 2.0498 | 2.0077
Retro12Med | Retro | Food Storage | Industrial | Energy Management | 2678.4253 | 25638972.0064 | 27.4621 | 20-30 | <40 | NA | Cold Storage Tuneup | 0.2721 | 0.2721 | 0.2721 | 0.2721 | 0.2721 | 0.24489 | 0.19591 | 0.15673 | 0.12538 | 0.10031 | 0.080246 | 0.064197 | 0.051358 | 0.041086 | 0.032869 | 0.026295 | 0.00017935 | 6.4054e-05 | 2.1837e-05 | 7.1207e-06 | 2.4878 | 2.4801 | 2.1837 | 1.3605 | 2.8487
Retro12Med | Retro | Food Storage | Industrial | Low & Med Temp Refr | 37296.2575 | 357014882.5252 | 34.4129 | 30-40 | <40 | NA | Fruit Storage Refer Retrofit | 3.7889 | 3.7889 | 3.7889 | 3.7889 | 3.7889 | 3.41 | 2.728 | 2.1824 | 1.7459 | 1.3968 | 1.1174 | 0.89392 | 0.71514 | 0.57211 | 0.45769 | 0.36615 | 0.0024974 | 0.00089194 | 0.00030407 | 9.9153e-05 | 34.6419 | 34.5341 | 30.4079 | 18.9447 | 2.3579
Retro12Med | Retro | Food Storage | Industrial | Misc | 0 | 0 | 9999 | >140 | >120 | NA | CA Retrofit -- CO2 Scrub | - | 0 | 0 | 0 | 0 | 0 | 0 | 0 | 0 | 0 | 0 | 0 | 0 | 0 | 0 | 0 | 0 | 0 | 0 | 0 | 0 | 0 | 0 | 0 | 9999
Retro12Med | Retro | Food Storage | Industrial | MIsc | 0 | 0 | 9999 | >140 | >120 | NA | CA Retrofit -- Membrane | - | 0 | 0 | 0 | 0 | 0 | 0 | 0 | 0 | 0 | 0 | 0 | 0 | 0 | 0 | 0 | 0 | 0 | 0 | 0 | 0 | 0 | 0 | 0 | 9999
Retro12Med | Retro | Food Storage | Industrial | Energy Management | 12090.6894 | 115736976.3139 | 27.4621 | 20-30 | <40 | NA | Fruit Storage Tuneup | 1.2283 | 1.2283 | 1.2283 | 1.2283 | 1.2283 | 1.1055 | 0.88437 | 0.7075 | 0.566 | 0.4528 | 0.36224 | 0.28979 | 0.23183 | 0.18547 | 0.14837 | 0.1187 | 0.00080962 | 0.00028915 | 9.8573e-05 | 3.2143e-05 | 11.2302 | 11.1953 | 9.8576 | 6.1415 | 2.8487
Retro12Med | Retro | Food Storage | Industrial | Low & Med Temp Refr | 1103.1032 | 10559350.4919 | 43.4955 | 40-50 | 40-80 | NA | Groc Dist Retrofit | 0.11206 | 0.11206 | 0.11206 | 0.11206 | 0.11206 | 0.10086 | 0.080687 | 0.064549 | 0.051639 | 0.041311 | 0.033049 | 0.026439 | 0.021151 | 0.016921 | 0.013537 | 0.01083 | 7.3866e-05 | 2.6381e-05 | 8.9934e-06 | 2.9326e-06 | 1.0246 | 1.0214 | 0.89937 | 0.56032 | 1.9246
Retro12Med | Retro | Food Storage | Industrial | Energy Management | 1360.4939 | 13023198.94 | 27.4621 | 20-30 | <40 | NA | Groc Dist Tuneup | 0.13821 | 0.13821 | 0.13821 | 0.13821 | 0.13821 | 0.12439 | 0.099513 | 0.079611 | 0.063689 | 0.050951 | 0.040761 | 0.032609 | 0.026087 | 0.020869 | 0.016696 | 0.013356 | 9.1101e-05 | 3.2536e-05 | 1.1092e-05 | 3.6169e-06 | 1.2637 | 1.2597 | 1.1092 | 0.69107 | 2.8487
Retro20Fast | Retro | Plant Energy Management | Industrial | Energy Management | 52113.2485 | 414926880.8326 | 26.1385 | 20-30 | <40 | NA | Plant Energy Management | 8.9057 | 6.2422 | 4.3213 | 3.3654 | 2.9486 | 2.5515 | 2.1859 | 1.8571 | 1.5668 | 1.3141 | 1.0965 | 0.85399 | 0.66509 | 0.51797 | 0.4034 | 0.31416 | 0.24467 | 0.19055 | 0.1484 | 0.11557 | 40.2612 | 39.8091 | 35.2587 | 25.7833 | 2.9758
Retro5Med | Retro | Energy Project Management | Industrial | Energy Management | 111162.1867 | 885075881.8523 | 43.1404 | 40-50 | 40-80 | NA | Energy Project Management | 3.6929 | 4.5343 | 5.5486 | 6.441 | 7.3468 | 8.5893 | 9.4226 | 9.6259 | 9.0712 | 7.7975 | 6.034 | 4.141 | 2.478 | 1.1574 | 0 | 0 | 0 | 0 | 0 | 0 | 85.8807 | 85.8807 | 72.0702 | 27.5636 | 1.9694
RetroEven20 | Retro | Integrated Plant Energy Management | Industrial | Energy Management | 100110.8183 | 797084632.9304 | -3.3024 | <0 | <40 | NA | Integrated Plant Energy Management | 3.8671 | 3.8671 | 3.8671 | 3.8671 | 3.8671 | 3.8671 | 3.8671 | 3.8671 | 3.8671 | 3.8671 | 3.8671 | 3.8671 | 3.8671 | 3.8671 | 3.8671 | 3.8671 | 3.8671 | 3.8671 | 3.8671 | 3.8671 | 77.3427 | 77.3427 | 38.6713 | 19.3357 | 2.3398
LO3Slow | New | Aerator | Residential | Water Heating | 0.013747 | 71.0371 | -316.055 | <0 | <40 | Single Family | Bathroom Aerator 1.0 GPM AnyWH | 0.0014511 | 0.0035699 | 0.0075197 | 0.014278 | 0.024494 | 0.037478 | 0.053929 | 0.073984 | 0.094871 | 0.11859 | 0.14013 | 0.15622 | 0.16642 | 0.17776 | 0.18816 | 0.19315 | 0.1905 | 0.19255 | 0.19449 | 0.19666 | 2.2262 | 2.2262 | 0.43017 | 0.051313 | 56.881
LO3Slow | New | Aerator | Residential | Water Heating | 0.016648 | 86.0258 | -178.0228 | <0 | <40 | Multifamily - Low Rise | Bathroom Aerator 1.0 GPM AnyWH | 0.00042329 | 0.0010764 | 0.0023707 | 0.0045046 | 0.0074854 | 0.011589 | 0.016998 | 0.023867 | 0.031676 | 0.039962 | 0.047087 | 0.053191 | 0.0583 | 0.06153 | 0.063602 | 0.06423 | 0.064399 | 0.064377 | 0.063611 | 0.063646 | 0.74392 | 0.74392 | 0.13995 | 0.01586 | 46.3033
LO3Slow | New | Aerator | Residential | Water Heating | 0.016648 | 86.0258 | -178.0228 | <0 | <40 | Multifamily - High Rise | Bathroom Aerator 1.0 GPM AnyWH | 9.5025e-05 | 0.00024504 | 0.00054782 | 0.0010169 | 0.0016571 | 0.0026039 | 0.0038305 | 0.0054452 | 0.0071761 | 0.0090523 | 0.010538 | 0.011881 | 0.01291 | 0.013732 | 0.014262 | 0.014392 | 0.014448 | 0.014291 | 0.014344 | 0.01434 | 0.16681 | 0.16681 | 0.03167 | 0.0035619 | 46.3033
LO3Slow | New | Aerator | Residential | Water Heating | 0.020431 | 105.573 | -191.8689 | <0 | <40 | Manufactured | Bathroom Aerator 1.0 GPM AnyWH | 6.0407e-05 | 0.00015638 | 0.00035996 | 0.00073256 | 0.001252 | 0.0019789 | 0.0029388 | 0.0040739 | 0.0053074 | 0.0065227 | 0.0076125 | 0.0085879 | 0.009411 | 0.010053 | 0.010522 | 0.010842 | 0.011052 | 0.011191 | 0.011279 | 0.011329 | 0.12526 | 0.12526 | 0.023383 | 0.0025613 | 59.351
LO3Slow | New | Aerator | Residential | Water Heating | 0.013896 | 65.8694 | -322.1522 | <0 | <40 | Single Family | Bathroom Aerator 1.0 GPM HPWH | 0.00018348 | 0.00045139 | 0.00095082 | 0.0018053 | 0.0030972 | 0.0047389 | 0.006819 | 0.0093548 | 0.011996 | 0.014995 | 0.017718 | 0.019753 | 0.021043 | 0.022476 | 0.023791 | 0.024423 | 0.024088 | 0.024347 | 0.024592 | 0.024867 | 0.28149 | 0.28149 | 0.054392 | 0.0064882 | 53.8737
Retro3Slow | Retro | Aerator | Residential | Water Heating | 0.013747 | 71.0371 | -316.055 | <0 | <40 | Single Family | Bathroom Aerator 1.0 GPM AnyWH | 0.097306 | 0.15489 | 0.31343 | 0.55446 | 0.87133 | 1.2316 | 1.5814 | 1.86 | 2.0187 | 2.0335 | 1.9115 | 1.6841 | 1.3958 | 1.0922 | 0.80947 | 0.56991 | 0.38208 | 0.24444 | 0.14957 | 0.087706 | 20.3602 | 19.0435 | 10.7167 | 1.9914 | 56.881
Retro3Slow | Retro | Aerator | Residential | Water Heating | 0.016648 | 86.0258 | -178.0228 | <0 | <40 | Multifamily - Low Rise | Bathroom Aerator 1.0 GPM AnyWH | 0.016841 | 0.027077 | 0.055345 | 0.098907 | 0.15691 | 0.22362 | 0.28934 | 0.34287 | 0.37491 | 0.38052 | 0.36035 | 0.31972 | 0.26682 | 0.21019 | 0.15678 | 0.11104 | 0.074856 | 0.04815 | 0.029616 | 0.017451 | 4.051 | 3.5613 | 1.9663 | 0.35508 | 46.3033
Retro3Slow | Retro | Aerator | Residential | Water Heating | 0.016648 | 86.0258 | -178.0228 | <0 | <40 | Multifamily - High Rise | Bathroom Aerator 1.0 GPM AnyWH | 0.0038397 | 0.0061712 | 0.012613 | 0.022549 | 0.035764 | 0.050941 | 0.065894 | 0.078072 | 0.085369 | 0.086639 | 0.08204 | 0.07277 | 0.060713 | 0.047809 | 0.035651 | 0.025244 | 0.017015 | 0.010943 | 0.0067288 | 0.0039645 | 0.92032 | 0.81073 | 0.44785 | 0.080937 | 46.3033
Retro3Slow | Retro | Aerator | Residential | Water Heating | 0.020431 | 105.573 | -191.8689 | <0 | <40 | Manufactured | Bathroom Aerator 1.0 GPM AnyWH | 0.018482 | 0.028836 | 0.057248 | 0.099464 | 0.15363 | 0.21356 | 0.26985 | 0.31257 | 0.33419 | 0.33178 | 0.30741 | 0.26702 | 0.21828 | 0.16853 | 0.12326 | 0.0050903 | 0 | 0 | 0 | 0 | 2.9092 | 2.9092 | 1.8196 | 0.35766 | 59.351
Retro3Slow | Retro | Aerator | Residential | Water Heating | 0.013896 | 65.8694 | -322.1522 | <0 | <40 | Single Family | Bathroom Aerator 1.0 GPM HPWH | 0.012304 | 0.019584 | 0.039631 | 0.070108 | 0.11017 | 0.15573 | 0.19995 | 0.23519 | 0.25525 | 0.25713 | 0.2417 | 0.21294 | 0.1765 | 0.1381 | 0.10235 | 0.072061 | 0.048312 | 0.030908 | 0.018912 | 0.01109 | 2.5744 | 2.4079 | 1.3551 | 0.2518 | 53.8737
LO5Med | New | Controls Commissioning and Sizing | Residential | HVAC | 0.38187 | 1093.1096 | 23.1093 | 20-30 | <40 | Single Family | SF CC&S + HZ23 | 0.005922 | 0.01262 | 0.020029 | 0.028437 | 0.03773 | 0.047151 | 0.057785 | 0.069654 | 0.080264 | 0.091601 | 0.099963 | 0.10391 | 0.10421 | 0.10588 | 0.10779 | 0.10757 | 0.10407 | 0.10391 | 0.10418 | 0.10488 | 1.4975 | 1.4975 | 0.45119 | 0.10474 | 2.8271
LO5Med | New | Controls Commissioning and Sizing | Residential | HVAC | 0.25882 | 740.8853 | 47.4028 | 40-50 | 40-80 | Single Family | SF CC&S + HZ1 | 0.020353 | 0.043373 | 0.068836 | 0.097735 | 0.12967 | 0.16205 | 0.1986 | 0.23939 | 0.27585 | 0.31482 | 0.34356 | 0.35713 | 0.35814 | 0.36388 | 0.37046 | 0.36969 | 0.35768 | 0.35712 | 0.35803 | 0.36047 | 5.1468 | 5.1468 | 1.5507 | 0.35997 | 1.9393
LO5Med | New | Controls Commissioning and Sizing | Residential | HVAC | 0.065236 | 186.7368 | 286.0893 | >140 | >120 | Manufactured | MH CC&S + HZ23 | 5.094e-05 | 0.00011423 | 0.00019811 | 0.00030149 | 0.00039851 | 0.00051444 | 0.00065067 | 0.00079253 | 0.00092783 | 0.001041 | 0.0011221 | 0.0011804 | 0.0012177 | 0.0012373 | 0.0012455 | 0.0012477 | 0.0012476 | 0.0012479 | 0.0012483 | 0.0012485 | 0.017233 | 0.017233 | 0.0049898 | 0.0010633 | 0.49617
LO5Med | New | Controls Commissioning and Sizing | Residential | HVAC | 0.16752 | 479.5157 | 99.0762 | 90-100 | 80-120 | Manufactured | MH CC&S + HZ1 | 0.00055172 | 0.0012372 | 0.0021457 | 0.0032654 | 0.0043162 | 0.0055718 | 0.0070472 | 0.0085837 | 0.010049 | 0.011275 | 0.012153 | 0.012784 | 0.013188 | 0.013401 | 0.01349 | 0.013513 | 0.013513 | 0.013516 | 0.01352 | 0.013522 | 0.18664 | 0.18664 | 0.054044 | 0.011516 | 1.1963
LO5Med | NR | Controls Commissioning and Sizing | Residential | HVAC | 0.38187 | 1093.1096 | 23.1093 | 20-30 | <40 | Single Family | SF CC&S + HZ23 | 0.026474 | 0.058846 | 0.09831 | 0.14395 | 0.19581 | 0.25625 | 0.3223 | 0.38949 | 0.45246 | 0.5062 | 0.54734 | 0.57505 | 0.59103 | 0.59852 | 0.60094 | 0.73612 | 0.72479 | 0.71174 | 0.7008 | 0.6901 | 9.5029 | 8.9265 | 2.4501 | 0.52339 | 2.8271
LO5Med | NR | Controls Commissioning and Sizing | Residential | HVAC | 0.25882 | 740.8853 | 47.4028 | 40-50 | 40-80 | Single Family | SF CC&S + HZ1 | 0.090987 | 0.20224 | 0.33788 | 0.49473 | 0.67298 | 0.88069 | 1.1077 | 1.3386 | 1.5551 | 1.7397 | 1.8811 | 1.9764 | 2.0313 | 2.057 | 2.0653 | 2.5299 | 2.491 | 2.4462 | 2.4086 | 2.3718 | 32.6601 | 30.6792 | 8.4206 | 1.7988 | 1.9393
LO5Med | NR | Controls Commissioning and Sizing | Residential | HVAC | 0.065236 | 186.7368 | 286.0893 | >140 | >120 | Manufactured | MH CC&S + HZ23 | 0.001039 | 0.00229 | 0.0037935 | 0.0055078 | 0.0074291 | 0.0096399 | 0.012023 | 0.014406 | 0.016594 | 0.018409 | 0.019737 | 0.020561 | 0.020954 | 0.021041 | 0.020948 | 0.021933 | 0.021691 | 0.021462 | 0.021224 | 0.020906 | 0.30195 | 0.30159 | 0.091131 | 0.020059 | 0.49617
LO5Med | NR | Controls Commissioning and Sizing | Residential | HVAC | 0.16752 | 479.5157 | 99.0762 | 90-100 | 80-120 | Manufactured | MH CC&S + HZ1 | 0.011254 | 0.024803 | 0.041087 | 0.059654 | 0.080463 | 0.10441 | 0.13021 | 0.15603 | 0.17973 | 0.19938 | 0.21376 | 0.22269 | 0.22695 | 0.22789 | 0.22688 | 0.23755 | 0.23493 | 0.23245 | 0.22987 | 0.22643 | 3.2704 | 3.2664 | 0.98702 | 0.21726 | 1.1963
LOMax60 | New | Clothes Dryer | Residential | Dryer | 0.1269 | 193.7538 | 120.7068 | 120-130 | >120 | Single Family | Heat Pump Dryer | 0.011685 | 0.033308 | 0.062405 | 0.098958 | 0.14135 | 0.1809 | 0.21825 | 0.25699 | 0.29149 | 0.33234 | 0.36854 | 0.39536 | 0.41386 | 0.44165 | 0.47292 | 0.49543 | 0.50141 | 0.52162 | 0.54287 | 0.56548 | 6.3468 | 6.3468 | 1.6277 | 0.34771 | 1.2648
LOMax60 | New | Clothes Dryer | Residential | Dryer | 0.1269 | 193.7538 | 120.7068 | 120-130 | >120 | Multifamily - Low Rise | Heat Pump Dryer | 0.0022809 | 0.0067203 | 0.013165 | 0.020892 | 0.028906 | 0.037432 | 0.046031 | 0.055477 | 0.065127 | 0.07494 | 0.082871 | 0.090083 | 0.097019 | 0.1023 | 0.10697 | 0.11024 | 0.11342 | 0.1167 | 0.11881 | 0.12246 | 1.4119 | 1.4119 | 0.35097 | 0.071965 | 1.2648
LOMax60 | New | Clothes Dryer | Residential | Dryer | 0.1269 | 193.7538 | 120.7068 | 120-130 | >120 | Multifamily - High Rise | Heat Pump Dryer | 0.00051204 | 0.0015299 | 0.0030422 | 0.0047164 | 0.0063992 | 0.0084107 | 0.010373 | 0.012657 | 0.014754 | 0.016976 | 0.018546 | 0.020121 | 0.021484 | 0.022831 | 0.023987 | 0.024703 | 0.025446 | 0.025907 | 0.026791 | 0.027592 | 0.31678 | 0.31678 | 0.079371 | 0.0162 | 1.2648
LOMax60 | New | Clothes Dryer | Residential | Dryer | 0.1269 | 193.7538 | 120.7068 | 120-130 | >120 | Manufactured | Heat Pump Dryer | 0.00032929 | 0.0009877 | 0.0020223 | 0.0034371 | 0.0048912 | 0.0064661 | 0.0080511 | 0.0095798 | 0.011039 | 0.012374 | 0.013554 | 0.014713 | 0.015844 | 0.016909 | 0.017903 | 0.018826 | 0.019692 | 0.020523 | 0.021312 | 0.022052 | 0.24051 | 0.24051 | 0.059178 | 0.011668 | 1.2648
LOMax60 | NR | Clothes Dryer | Residential | Dryer | 0.1269 | 193.7538 | 120.7068 | 120-130 | >120 | Single Family | Heat Pump Dryer | 0.048972 | 0.1456 | 0.28717 | 0.46961 | 0.68776 | 0.92168 | 1.1412 | 1.3472 | 1.5405 | 1.7218 | 1.8918 | 2.0512 | 2.2006 | 2.3406 | 2.4718 | 2.5946 | 3.3741 | 3.4677 | 3.5407 | 3.6132 | 67.3433 | 35.858 | 8.3116 | 1.6391 | 1.2648
LOMax60 | NR | Clothes Dryer | Residential | Dryer | 0.1269 | 193.7538 | 120.7068 | 120-130 | >120 | Multifamily - Low Rise | Heat Pump Dryer | 0.0056718 | 0.016864 | 0.033259 | 0.054389 | 0.079655 | 0.10675 | 0.13217 | 0.15603 | 0.17842 | 0.19942 | 0.21911 | 0.23757 | 0.25487 | 0.27109 | 0.28628 | 0.30051 | 0.44345 | 0.45729 | 0.46886 | 0.47499 | 8.112 | 4.3766 | 0.96263 | 0.18984 | 1.2648
LOMax60 | NR | Clothes Dryer | Residential | Dryer | 0.1269 | 193.7538 | 120.7068 | 120-130 | >120 | Multifamily - High Rise | Heat Pump Dryer | 0.0012932 | 0.0038448 | 0.0075829 | 0.012401 | 0.018161 | 0.024338 | 0.030135 | 0.035575 | 0.040679 | 0.045466 | 0.049955 | 0.054165 | 0.05811 | 0.061807 | 0.06527 | 0.068514 | 0.10065 | 0.10422 | 0.1073 | 0.10801 | 1.8489 | 0.99748 | 0.21948 | 0.043282 | 1.2648
LOMax60 | NR | Clothes Dryer | Residential | Dryer | 0.1269 | 193.7538 | 120.7068 | 120-130 | >120 | Manufactured | Heat Pump Dryer | 0.0062967 | 0.018564 | 0.036303 | 0.058866 | 0.085485 | 0.11359 | 0.13947 | 0.16325 | 0.1851 | 0.20514 | 0.22349 | 0.24028 | 0.2556 | 0.26957 | 0.28228 | 0.29381 | 0.32297 | 0.33295 | 0.34231 | 0.3506 | 7.0927 | 3.9259 | 1.0121 | 0.20551 | 1.2648
LO12Med | New | Clothes Washer | Residential | Water Heating | 0.0097744 | 14.9984 | -62.3779 | <0 | <40 | Single Family | Single Family CEE Tier 3 Clothes Washer - Any DHW, Any Dryer - 54% ENERGY STAR Baseline | 0.011568 | 0.022131 | 0.031465 | 0.040589 | 0.049372 | 0.05551 | 0.060548 | 0.065502 | 0.068977 | 0.073583 | 0.07682 | 0.077984 | 0.077592 | 0.079014 | 0.081021 | 0.08154 | 0.078848 | 0.078715 | 0.078916 | 0.079452 | 1.2691 | 1.2691 | 0.47925 | 0.15513 | 9999
LO12Med | New | Clothes Washer | Residential | Water Heating | 0.0098994 | 16.3597 | -77.2529 | <0 | <40 | Multifamily - Low Rise | Multifamily - Low Rise CEE Tier 3 Clothes Washer - Any DHW, Any Dryer - 54% ENERGY STAR Baseline | 0.0018756 | 0.0037088 | 0.0055134 | 0.0071174 | 0.0083859 | 0.00954 | 0.010607 | 0.011744 | 0.0128 | 0.013781 | 0.014347 | 0.014758 | 0.015108 | 0.015201 | 0.015222 | 0.01507 | 0.014814 | 0.014627 | 0.014345 | 0.014291 | 0.23286 | 0.23286 | 0.085074 | 0.026601 | 9999
LO12Med | New | Clothes Washer | Residential | Water Heating | 0.0099072 | 16.3651 | -77.4073 | <0 | <40 | Manufactured | Manufactured CEE Tier 3 Clothes Washer - Any DHW, Any Dryer - 54% ENERGY STAR Baseline | 0.00036432 | 0.0007334 | 0.0011395 | 0.0015754 | 0.0019092 | 0.0022173 | 0.0024961 | 0.0027286 | 0.0029193 | 0.0030617 | 0.0031571 | 0.0032432 | 0.0033195 | 0.0033805 | 0.0034277 | 0.0034627 | 0.0034606 | 0.003461 | 0.0034621 | 0.0034625 | 0.052982 | 0.052982 | 0.019145 | 0.0057218 | 9999
LO12Med | New | Clothes Washer | Residential | Water Heating | 0.0098994 | 16.3597 | -77.2529 | <0 | <40 | Multifamily - High Rise | Multifamily - High Rise CEE Tier 3 Clothes Washer - Any DHW, Any Dryer - 54% ENERGY STAR Baseline | 0.00042806 | 0.00085837 | 0.0012953 | 0.0016335 | 0.0018874 | 0.0021793 | 0.0024301 | 0.0027241 | 0.0029482 | 0.0031738 | 0.0032644 | 0.0033513 | 0.0034011 | 0.003449 | 0.0034702 | 0.0034331 | 0.0033789 | 0.0033012 | 0.0032886 | 0.0032736 | 0.053169 | 0.053169 | 0.019558 | 0.0061026 | 9999
LO12Med | New | Clothes Washer | Residential | Water Heating | 0.016267 | 31.7498 | -94.4732 | <0 | <40 | Single Family | Single Family CEE Tier 2 Clothes Washer - Any DHW, Any Dryer - 54% ENERGY STAR Baseline | 0.024489 | 0.046849 | 0.066608 | 0.085922 | 0.10452 | 0.11751 | 0.12817 | 0.13866 | 0.14602 | 0.15577 | 0.16262 | 0.16508 | 0.16425 | 0.16726 | 0.17151 | 0.17261 | 0.16691 | 0.16663 | 0.16706 | 0.16819 | 2.6866 | 2.6866 | 1.0145 | 0.32838 | 2.2406
LO12Med | New | Clothes Washer | Residential | Water Heating | 0.015921 | 31.4592 | -87.1468 | <0 | <40 | Manufactured | Manufactured CEE Tier 2 Clothes Washer - Any DHW, Any Dryer - 54% ENERGY STAR Baseline | 0.00070034 | 0.0014098 | 0.0021904 | 0.0030285 | 0.0036701 | 0.0042624 | 0.0047984 | 0.0052453 | 0.0056118 | 0.0058857 | 0.006069 | 0.0062345 | 0.0063811 | 0.0064985 | 0.0065891 | 0.0066564 | 0.0066524 | 0.0066533 | 0.0066554 | 0.0066562 | 0.10185 | 0.10185 | 0.036803 | 0.010999 | 2.1871
LO12Med | New | Clothes Washer | Residential | Water Heating | 0.015888 | 31.4312 | -86.2176 | <0 | <40 | Multifamily - Low Rise | Multifamily - Low Rise CEE Tier 2 Clothes Washer - Any DHW, Any Dryer - 54% ENERGY STAR Baseline | 0.0036035 | 0.0071255 | 0.010593 | 0.013674 | 0.016112 | 0.018329 | 0.020379 | 0.022564 | 0.024593 | 0.026477 | 0.027565 | 0.028354 | 0.029026 | 0.029205 | 0.029245 | 0.028954 | 0.028462 | 0.028102 | 0.027561 | 0.027457 | 0.44738 | 0.44738 | 0.16345 | 0.051108 | 2.1809
LO12Med | New | Clothes Washer | Residential | Water Heating | 0.015888 | 31.4312 | -86.2176 | <0 | <40 | Multifamily - High Rise | Multifamily - High Rise CEE Tier 2 Clothes Washer - Any DHW, Any Dryer - 54% ENERGY STAR Baseline | 0.00082242 | 0.0016492 | 0.0024885 | 0.0031384 | 0.0036261 | 0.0041869 | 0.0046689 | 0.0052337 | 0.0056642 | 0.0060976 | 0.0062717 | 0.0064388 | 0.0065345 | 0.0066264 | 0.0066671 | 0.006596 | 0.0064918 | 0.0063424 | 0.0063182 | 0.0062895 | 0.10215 | 0.10215 | 0.037576 | 0.011725 | 2.1809
LO12Med | New | Clothes Washer | Residential | Water Heating | 0.026972 | 53.6403 | -65.742 | <0 | <40 | Single Family | Single Family CEE Tier 1 Clothes Washer - Any DHW, Any Dryer - 54% ENERGY STAR Baseline | 0.041373 | 0.07915 | 0.11253 | 0.14516 | 0.17658 | 0.19853 | 0.21655 | 0.23426 | 0.24669 | 0.26316 | 0.27474 | 0.2789 | 0.2775 | 0.28259 | 0.28976 | 0.29162 | 0.28199 | 0.28152 | 0.28224 | 0.28415 | 4.539 | 4.539 | 1.714 | 0.55479 | 1.7194
LO12Med | New | Clothes Washer | Residential | Water Heating | 0.026303 | 53.084 | -55.4172 | <0 | <40 | Manufactured | Manufactured CEE Tier 1 Clothes Washer - Any DHW, Any Dryer - 54% ENERGY STAR Baseline | 0.0011817 | 0.0023789 | 0.0036961 | 0.0051103 | 0.0061929 | 0.0071923 | 0.0080968 | 0.0088508 | 0.0094693 | 0.0099314 | 0.010241 | 0.01052 | 0.010767 | 0.010965 | 0.011118 | 0.011232 | 0.011225 | 0.011227 | 0.01123 | 0.011232 | 0.17186 | 0.17186 | 0.062101 | 0.01856 | 1.6733
LO12Med | New | Clothes Washer | Residential | Water Heating | 0.026239 | 53.0307 | -54.1991 | <0 | <40 | Multifamily - Low Rise | Multifamily - Low Rise CEE Tier 1 Clothes Washer - Any DHW, Any Dryer - 54% ENERGY STAR Baseline | 0.0060798 | 0.012022 | 0.017872 | 0.023071 | 0.027183 | 0.030924 | 0.034383 | 0.038069 | 0.041493 | 0.044672 | 0.046507 | 0.047839 | 0.048972 | 0.049275 | 0.049342 | 0.048851 | 0.048021 | 0.047414 | 0.046501 | 0.046326 | 0.75482 | 0.75482 | 0.27577 | 0.086229 | 1.6681
LO12Med | New | Clothes Washer | Residential | Water Heating | 0.026239 | 53.0307 | -54.1991 | <0 | <40 | Multifamily - High Rise | Multifamily - High Rise CEE Tier 1 Clothes Washer - Any DHW, Any Dryer - 54% ENERGY STAR Baseline | 0.0013876 | 0.0027824 | 0.0041986 | 0.0052951 | 0.006118 | 0.0070642 | 0.0078773 | 0.0088303 | 0.0095566 | 0.010288 | 0.010582 | 0.010864 | 0.011025 | 0.01118 | 0.011249 | 0.011129 | 0.010953 | 0.010701 | 0.01066 | 0.010612 | 0.17235 | 0.17235 | 0.063398 | 0.019782 | 1.6681
LO12Med | NR | Clothes Washer | Residential | Water Heating | 0.0097744 | 14.9984 | -62.3779 | <0 | <40 | Single Family | Single Family CEE Tier 3 Clothes Washer - Any DHW, Any Dryer - 54% ENERGY STAR Baseline | 0.047098 | 0.093982 | 0.14065 | 0.18711 | 0.23336 | 0.27474 | 0.30757 | 0.33357 | 0.35412 | 0.37033 | 0.38307 | 0.39303 | 0.40079 | 0.40679 | 0.49034 | 0.4818 | 0.46852 | 0.45722 | 0.25674 | 0 | 6.0808 | 6.0808 | 2.3425 | 0.70221 | 9999
LO12Med | NR | Clothes Washer | Residential | Water Heating | 0.0098994 | 16.3597 | -77.2529 | <0 | <40 | Multifamily - Low Rise | Multifamily - Low Rise CEE Tier 3 Clothes Washer - Any DHW, Any Dryer - 54% ENERGY STAR Baseline | 0.0045307 | 0.0090407 | 0.01353 | 0.017999 | 0.022448 | 0.026429 | 0.029587 | 0.032088 | 0.034065 | 0.035624 | 0.036849 | 0.037808 | 0.038554 | 0.039131 | 0.053545 | 0.05244 | 0.050825 | 0.049015 | 0.02853 | 0 | 0.61204 | 0.61204 | 0.22534 | 0.067549 | 9999
LO12Med | NR | Clothes Washer | Residential | Water Heating | 0.0099072 | 16.3651 | -77.4073 | <0 | <40 | Manufactured | Manufactured CEE Tier 3 Clothes Washer - Any DHW, Any Dryer - 54% ENERGY STAR Baseline | 0.0067675 | 0.01339 | 0.019871 | 0.026211 | 0.032414 | 0.03784 | 0.042004 | 0.04517 | 0.047549 | 0.049306 | 0.050572 | 0.05145 | 0.052023 | 0.052355 | 0.054986 | 0.054714 | 0.053915 | 0.026581 | 0 | 0 | 0.71712 | 0.71712 | 0.32052 | 0.098654 | 9999
LO12Med | NR | Clothes Washer | Residential | Water Heating | 0.0098994 | 16.3597 | -77.2529 | <0 | <40 | Multifamily - High Rise | Multifamily - High Rise CEE Tier 3 Clothes Washer - Any DHW, Any Dryer - 54% ENERGY STAR Baseline | 0.0010502 | 0.0020956 | 0.0031362 | 0.0041721 | 0.0052033 | 0.006126 | 0.006858 | 0.0074378 | 0.0078961 | 0.0082574 | 0.0085414 | 0.0087637 | 0.0089367 | 0.0090703 | 0.012356 | 0.01214 | 0.011799 | 0.011319 | 0.0065036 | 0 | 0.14166 | 0.14166 | 0.052233 | 0.015657 | 9999
LO12Med | NR | Clothes Washer | Residential | Water Heating | 0.016267 | 31.7498 | -94.4732 | <0 | <40 | Single Family | Single Family CEE Tier 2 Clothes Washer - Any DHW, Any Dryer - 54% ENERGY STAR Baseline | 0.099702 | 0.19895 | 0.29775 | 0.3961 | 0.494 | 0.58159 | 0.65108 | 0.70613 | 0.74964 | 0.78394 | 0.81091 | 0.83201 | 0.84843 | 0.86112 | 1.038 | 1.0199 | 0.9918 | 0.96787 | 0.54349 | 0 | 12.8724 | 12.8724 | 4.9589 | 1.4865 | 2.2406
LO12Med | NR | Clothes Washer | Residential | Water Heating | 0.015921 | 31.4592 | -87.1468 | <0 | <40 | Manufactured | Manufactured CEE Tier 2 Clothes Washer - Any DHW, Any Dryer - 54% ENERGY STAR Baseline | 0.013009 | 0.025741 | 0.038198 | 0.050387 | 0.06231 | 0.07274 | 0.080745 | 0.086833 | 0.091406 | 0.094782 | 0.097215 | 0.098903 | 0.1 | 0.10064 | 0.1057 | 0.10518 | 0.10364 | 0.051097 | 0 | 0 | 1.3785 | 1.3785 | 0.61615 | 0.18965 | 2.1871
LO12Med | NR | Clothes Washer | Residential | Water Heating | 0.015888 | 31.4312 | -86.2176 | <0 | <40 | Multifamily - Low Rise | Multifamily - Low Rise CEE Tier 2 Clothes Washer - Any DHW, Any Dryer - 54% ENERGY STAR Baseline | 0.0087046 | 0.01737 | 0.025995 | 0.034582 | 0.043129 | 0.050776 | 0.056843 | 0.061649 | 0.065448 | 0.068443 | 0.070797 | 0.072639 | 0.074073 | 0.075181 | 0.10287 | 0.10075 | 0.097647 | 0.09417 | 0.054814 | 0 | 1.1759 | 1.1759 | 0.43294 | 0.12978 | 2.1809
LO12Med | NR | Clothes Washer | Residential | Water Heating | 0.015888 | 31.4312 | -86.2176 | <0 | <40 | Multifamily - High Rise | Multifamily - High Rise CEE Tier 2 Clothes Washer - Any DHW, Any Dryer - 54% ENERGY STAR Baseline | 0.0020177 | 0.0040261 | 0.0060255 | 0.0080158 | 0.009997 | 0.01177 | 0.013176 | 0.01429 | 0.01517 | 0.015865 | 0.01641 | 0.016837 | 0.01717 | 0.017426 | 0.023739 | 0.023324 | 0.022668 | 0.021747 | 0.012495 | 0 | 0.27217 | 0.27217 | 0.10035 | 0.030082 | 2.1809
LO12Med | NR | Clothes Washer | Residential | Water Heating | 0.026972 | 53.6403 | -65.742 | <0 | <40 | Single Family | Single Family CEE Tier 1 Clothes Washer - Any DHW, Any Dryer - 54% ENERGY STAR Baseline | 0.16844 | 0.33612 | 0.50303 | 0.66919 | 0.83459 | 0.98258 | 1.1 | 1.193 | 1.2665 | 1.3244 | 1.37 | 1.4056 | 1.4334 | 1.4548 | 1.7536 | 1.7231 | 1.6756 | 1.6352 | 0.91821 | 0 | 21.7475 | 21.7475 | 8.3778 | 2.5114 | 1.7194
LO12Med | NR | Clothes Washer | Residential | Water Heating | 0.026303 | 53.084 | -55.4172 | <0 | <40 | Manufactured | Manufactured CEE Tier 1 Clothes Washer - Any DHW, Any Dryer - 54% ENERGY STAR Baseline | 0.021952 | 0.043435 | 0.064456 | 0.085022 | 0.10514 | 0.12274 | 0.13625 | 0.14652 | 0.15424 | 0.15994 | 0.16404 | 0.16689 | 0.16875 | 0.16983 | 0.17836 | 0.17748 | 0.17488 | 0.086221 | 0 | 0 | 2.3261 | 2.3261 | 1.0397 | 0.32001 | 1.6733
LO12Med | NR | Clothes Washer | Residential | Water Heating | 0.026239 | 53.0307 | -54.1991 | <0 | <40 | Multifamily - Low Rise | Multifamily - Low Rise CEE Tier 1 Clothes Washer - Any DHW, Any Dryer - 54% ENERGY STAR Baseline | 0.014686 | 0.029306 | 0.043859 | 0.058346 | 0.072767 | 0.08567 | 0.095906 | 0.10401 | 0.11042 | 0.11548 | 0.11945 | 0.12256 | 0.12498 | 0.12684 | 0.17357 | 0.16998 | 0.16475 | 0.15888 | 0.092482 | 0 | 1.9839 | 1.9839 | 0.73045 | 0.21896 | 1.6681
LO12Med | NR | Clothes Washer | Residential | Water Heating | 0.026239 | 53.0307 | -54.1991 | <0 | <40 | Multifamily - High Rise | Multifamily - High Rise CEE Tier 1 Clothes Washer - Any DHW, Any Dryer - 54% ENERGY STAR Baseline | 0.0034042 | 0.0067929 | 0.010166 | 0.013524 | 0.016867 | 0.019858 | 0.02223 | 0.02411 | 0.025595 | 0.026767 | 0.027687 | 0.028408 | 0.028969 | 0.029402 | 0.040053 | 0.039351 | 0.038246 | 0.036691 | 0.021082 | 0 | 0.4592 | 0.4592 | 0.16931 | 0.050754 | 1.6681
LO50Fast | New | Monitor | Residential | Electronics | 0.006568 | 31.9232 | 49.2866 | 40-50 | 40-80 | Single Family | ENERGY STAR Monitors | 0.038475 | 0.053383 | 0.060649 | 0.064547 | 0.066267 | 0.064392 | 0.062736 | 0.06207 | 0.060864 | 0.061295 | 0.061044 | 0.05959 | 0.057363 | 0.056782 | 0.056805 | 0.055933 | 0.053481 | 0.052797 | 0.052347 | 0.052121 | 1.1529 | 1.1529 | 0.59468 | 0.28332 | 1.879
LO50Fast | New | Monitor | Residential | Electronics | 0.006568 | 31.9232 | 49.2866 | 40-50 | 40-80 | Multifamily - Low Rise | ENERGY STAR Monitors | 0.006295 | 0.0090278 | 0.010724 | 0.011422 | 0.011358 | 0.011168 | 0.011091 | 0.011231 | 0.011398 | 0.011585 | 0.011505 | 0.01138 | 0.011271 | 0.011024 | 0.01077 | 0.010432 | 0.01014 | 0.0099005 | 0.0096026 | 0.0094607 | 0.21078 | 0.21078 | 0.1053 | 0.048827 | 1.879
LO50Fast | New | Monitor | Residential | Electronics | 0.006568 | 31.9232 | 49.2866 | 40-50 | 40-80 | Multifamily - High Rise | ENERGY STAR Monitors | 0.0014132 | 0.0020552 | 0.0024781 | 0.0025785 | 0.0025145 | 0.0025093 | 0.0024993 | 0.0025623 | 0.0025822 | 0.0026242 | 0.0025748 | 0.0025419 | 0.0024958 | 0.0024603 | 0.002415 | 0.0023376 | 0.0022749 | 0.0021979 | 0.0021653 | 0.0021316 | 0.047412 | 0.047412 | 0.023817 | 0.011039 | 1.879
LO50Fast | New | Monitor | Residential | Electronics | 0.006568 | 31.9232 | 49.2866 | 40-50 | 40-80 | Manufactured | ENERGY STAR Monitors | 0.00080997 | 0.0011825 | 0.0014681 | 0.0016748 | 0.0017129 | 0.0017193 | 0.0017288 | 0.0017284 | 0.0017219 | 0.0017049 | 0.001677 | 0.0016566 | 0.0016404 | 0.0016239 | 0.0016064 | 0.0015878 | 0.001569 | 0.0015518 | 0.0015351 | 0.0015184 | 0.031418 | 0.031418 | 0.015452 | 0.0068483 | 1.879
LO50Fast | New | Computer | Residential | Electronics | 0.0099265 | 68.2431 | 40.9426 | 40-50 | 40-80 | Single Family | ENERGY STAR Desktops | 0.13312 | 0.18496 | 0.21044 | 0.22428 | 0.23055 | 0.22451 | 0.21919 | 0.21729 | 0.21347 | 0.21537 | 0.21487 | 0.2101 | 0.20257 | 0.20081 | 0.20116 | 0.19789 | 0.189 | 0.18634 | 0.18448 | 0.18573 | 4.0462 | 4.0462 | 2.0732 | 0.98334 | 2.0884
LO50Fast | New | Computer | Residential | Electronics | 0.0099265 | 68.2431 | 40.9426 | 40-50 | 40-80 | Multifamily - Low Rise | ENERGY STAR Desktops | 0.022771 | 0.032703 | 0.038904 | 0.041493 | 0.041315 | 0.04071 | 0.040513 | 0.041105 | 0.041796 | 0.042557 | 0.04234 | 0.04195 | 0.041614 | 0.040761 | 0.039875 | 0.038587 | 0.037466 | 0.036533 | 0.035381 | 0.035247 | 0.77362 | 0.77362 | 0.38387 | 0.17719 | 2.0884
LO50Fast | New | Computer | Residential | Electronics | 0.0099265 | 68.2431 | 40.9426 | 40-50 | 40-80 | Multifamily - High Rise | ENERGY STAR Desktops | 0.0051119 | 0.0074449 | 0.0089899 | 0.0093671 | 0.0091461 | 0.0091471 | 0.0091296 | 0.0093783 | 0.0094687 | 0.0096403 | 0.0094756 | 0.0093703 | 0.009215 | 0.0090968 | 0.0089414 | 0.0086466 | 0.0084054 | 0.0081102 | 0.007978 | 0.0079416 | 0.174 | 0.174 | 0.086824 | 0.04006 | 2.0884
LO50Fast | New | Computer | Residential | Electronics | 0.0099265 | 68.2431 | 40.9426 | 40-50 | 40-80 | Manufactured | ENERGY STAR Desktops | 0.0029087 | 0.0042527 | 0.0052875 | 0.00604 | 0.0061855 | 0.0062222 | 0.0062696 | 0.0062804 | 0.0062684 | 0.0062177 | 0.006127 | 0.0060626 | 0.0060129 | 0.0059611 | 0.0059047 | 0.0058306 | 0.0057554 | 0.0056848 | 0.0056153 | 0.0056159 | 0.1145 | 0.1145 | 0.055933 | 0.024674 | 2.0884
LO50Fast | New | Computer | Residential | Electronics | 0.0028683 | 19.7193 | 825.1669 | >140 | >120 | Single Family | ENERGY STAR Laptops | 0.013477 | 0.020774 | 0.026012 | 0.030305 | 0.033859 | 0.033315 | 0.032866 | 0.032925 | 0.03269 | 0.033334 | 0.033616 | 0.033229 | 0.03239 | 0.032464 | 0.032884 | 0.032789 | 0.031749 | 0.031738 | 0.031863 | 0.032079 | 0.61436 | 0.61436 | 0.28956 | 0.12443 | 0.12329
LO50Fast | New | Computer | Residential | Electronics | 0.0028683 | 19.7193 | 825.1669 | >140 | >120 | Multifamily - Low Rise | ENERGY STAR Laptops | 0.001927 | 0.0030703 | 0.0040196 | 0.0046865 | 0.0050719 | 0.0050495 | 0.0050777 | 0.0052062 | 0.00535 | 0.0055059 | 0.005537 | 0.0055458 | 0.0055618 | 0.0055082 | 0.0054486 | 0.0053445 | 0.0052607 | 0.0052012 | 0.0051081 | 0.0050887 | 0.098569 | 0.098569 | 0.044965 | 0.018775 | 0.12329
LO50Fast | New | Computer | Residential | Electronics | 0.0028683 | 19.7193 | 825.1669 | >140 | >120 | Multifamily - High Rise | ENERGY STAR Laptops | 0.0004326 | 0.00069895 | 0.00092885 | 0.001058 | 0.0011228 | 0.0011346 | 0.0011443 | 0.0011878 | 0.001212 | 0.0012472 | 0.0012392 | 0.0012387 | 0.0012316 | 0.0012293 | 0.0012218 | 0.0011976 | 0.0011802 | 0.0011546 | 0.0011518 | 0.0011466 | 0.022158 | 0.022158 | 0.010167 | 0.0042412 | 0.12329
LO50Fast | New | Computer | Residential | Electronics | 0.0028683 | 19.7193 | 825.1669 | >140 | >120 | Manufactured | ENERGY STAR Laptops | 0.00024615 | 0.00039926 | 0.0005463 | 0.00068219 | 0.00075935 | 0.00077178 | 0.0007858 | 0.00079545 | 0.00080238 | 0.00080442 | 0.00080125 | 0.00080146 | 0.00080363 | 0.00080553 | 0.00080684 | 0.00080756 | 0.00080813 | 0.00080933 | 0.0008107 | 0.00081079 | 0.014658 | 0.014658 | 0.0065931 | 0.0026333 | 0.12329
LO50Fast | NR | Monitor | Residential | Electronics | 0.006568 | 31.9232 | 49.2866 | 40-50 | 40-80 | Single Family | ENERGY STAR Monitors | 0.51601 | 0.74677 | 0.89306 | 0.9802 | 1.0318 | 0.86997 | 0 | 0 | 0 | 0 | 0 | 0 | 0 | 0 | 0 | 0 | 0 | 0 | 0 | 0 | 5.0378 | 5.0378 | 5.0378 | 4.1678 | 1.879
LO50Fast | NR | Monitor | Residential | Electronics | 0.006568 | 31.9232 | 49.2866 | 40-50 | 40-80 | Multifamily - Low Rise | ENERGY STAR Monitors | 0.050091 | 0.072492 | 0.086694 | 0.095153 | 0.10016 | 0.11273 | 0.021702 | 0 | 0 | 0 | 0 | 0 | 0 | 0 | 0 | 0 | 0 | 0 | 0 | 0 | 0.53902 | 0.53902 | 0.53902 | 0.40459 | 1.879
LO50Fast | NR | Monitor | Residential | Electronics | 0.006568 | 31.9232 | 49.2866 | 40-50 | 40-80 | Multifamily - High Rise | ENERGY STAR Monitors | 0.011421 | 0.016528 | 0.019766 | 0.021694 | 0.022836 | 0.025665 | 0.0046874 | 0 | 0 | 0 | 0 | 0 | 0 | 0 | 0 | 0 | 0 | 0 | 0 | 0 | 0.1226 | 0.1226 | 0.1226 | 0.092245 | 1.879
LO50Fast | NR | Monitor | Residential | Electronics | 0.006568 | 31.9232 | 49.2866 | 40-50 | 40-80 | Manufactured | ENERGY STAR Monitors | 0.049563 | 0.071122 | 0.084338 | 0.091786 | 0.081869 | 0 | 0 | 0 | 0 | 0 | 0 | 0 | 0 | 0 | 0 | 0 | 0 | 0 | 0 | 0 | 0.37868 | 0.37868 | 0.37868 | 0.37868 | 1.879
LO50Fast | NR | Computer | Residential | Electronics | 0.0099265 | 68.2431 | 40.9426 | 40-50 | 40-80 | Single Family | ENERGY STAR Desktops | 2.2316 | 3.2343 | 3.8734 | 4.2573 | 4.9366 | 0.83105 | 0 | 0 | 0 | 0 | 0 | 0 | 0 | 0 | 0 | 0 | 0 | 0 | 0 | 0 | 19.3643 | 19.3643 | 19.3643 | 18.5332 | 2.0884
LO50Fast | NR | Computer | Residential | Electronics | 0.0099265 | 68.2431 | 40.9426 | 40-50 | 40-80 | Multifamily - Low Rise | ENERGY STAR Desktops | 0.2265 | 0.32825 | 0.39313 | 0.43208 | 0.53231 | 0.36129 | 0 | 0 | 0 | 0 | 0 | 0 | 0 | 0 | 0 | 0 | 0 | 0 | 0 | 0 | 2.2736 | 2.2736 | 2.2736 | 1.9123 | 2.0884
LO50Fast | NR | Computer | Residential | Electronics | 0.0099265 | 68.2431 | 40.9426 | 40-50 | 40-80 | Multifamily - High Rise | ENERGY STAR Desktops | 0.05164 | 0.07484 | 0.089631 | 0.098513 | 0.1211 | 0.080802 | 0 | 0 | 0 | 0 | 0 | 0 | 0 | 0 | 0 | 0 | 0 | 0 | 0 | 0 | 0.51652 | 0.51652 | 0.51652 | 0.43572 | 2.0884
LO50Fast | NR | Computer | Residential | Electronics | 0.0099265 | 68.2431 | 40.9426 | 40-50 | 40-80 | Manufactured | ENERGY STAR Desktops | 0.22248 | 0.31972 | 0.37968 | 0.41378 | 0.10303 | 0 | 0 | 0 | 0 | 0 | 0 | 0 | 0 | 0 | 0 | 0 | 0 | 0 | 0 | 0 | 1.4387 | 1.4387 | 1.4387 | 1.4387 | 2.0884
LO50Fast | NR | Computer | Residential | Electronics | 0.0028683 | 19.7193 | 825.1669 | >140 | >120 | Single Family | ENERGY STAR Laptops | 0.22593 | 0.36326 | 0.47878 | 0.57525 | 0.6909 | 0.70619 | 0.30427 | 0 | 0 | 0 | 0 | 0 | 0 | 0 | 0 | 0 | 0 | 0 | 0 | 0 | 3.3446 | 3.3446 | 3.3446 | 2.3341 | 0.12329
LO50Fast | NR | Computer | Residential | Electronics | 0.0028683 | 19.7193 | 825.1669 | >140 | >120 | Multifamily - Low Rise | ENERGY STAR Laptops | 0.019168 | 0.030817 | 0.040618 | 0.048802 | 0.060469 | 0.061625 | 0.061905 | 0.004837 | 0 | 0 | 0 | 0 | 0 | 0 | 0 | 0 | 0 | 0 | 0 | 0 | 0.32824 | 0.32824 | 0.32824 | 0.19987 | 0.12329
LO50Fast | NR | Computer | Residential | Electronics | 0.0028683 | 19.7193 | 825.1669 | >140 | >120 | Multifamily - High Rise | ENERGY STAR Laptops | 0.0043701 | 0.0070262 | 0.0092608 | 0.011127 | 0.013771 | 0.014049 | 0.014125 | 0.00084359 | 0 | 0 | 0 | 0 | 0 | 0 | 0 | 0 | 0 | 0 | 0 | 0 | 0.074572 | 0.074572 | 0.074572 | 0.045555 | 0.12329
LO50Fast | NR | Computer | Residential | Electronics | 0.0028683 | 19.7193 | 825.1669 | >140 | >120 | Manufactured | ENERGY STAR Laptops | 0.018828 | 0.030016 | 0.039228 | 0.046735 | 0.053668 | 0.019233 | 0 | 0 | 0 | 0 | 0 | 0 | 0 | 0 | 0 | 0 | 0 | 0 | 0 | 0 | 0.20771 | 0.20771 | 0.20771 | 0.18848 | 0.12329
LO5Med | New | Behavior | Residential | Water Heating | 0.038977 | 184.7605 | 30.1591 | 30-40 | <40 | Single Family | Controled Optimization Program | 0.023679 | 0.05046 | 0.080084 | 0.11371 | 0.15086 | 0.18853 | 0.23105 | 0.27851 | 0.32093 | 0.36626 | 0.3997 | 0.41548 | 0.41666 | 0.42334 | 0.43099 | 0.4301 | 0.41613 | 0.41547 | 0.41654 | 0.41937 | 5.9879 | 5.9879 | 1.8041 | 0.41879 | 2.7515
Retro5Med | Retro | Behavior | Residential | Water Heating | 0.038977 | 184.7605 | 30.1591 | 30-40 | <40 | Single Family | Controled Optimization Program | 1.5878 | 1.9737 | 2.4425 | 2.8641 | 3.297 | 3.887 | 4.2955 | 4.4169 | 4.1872 | 3.6186 | 2.8144 | 1.9407 | 1.1665 | 0.59973 | 0.25835 | 0.091136 | 0.02567 | 0.0056164 | 0.0009267 | 0.00011166 | 41.5646 | 39.4733 | 32.5703 | 12.1651 | 2.7515
LO12Med | New | Dishwasher | Residential | Water Heating | 0.00018487 | 0.99354 | 143.3749 | >140 | >120 | Single Family | Energy Star Dishwasher - Any DHW | 0.0005801 | 0.0011098 | 0.0015778 | 0.0020354 | 0.0024758 | 0.0027836 | 0.0030362 | 0.0032846 | 0.0034589 | 0.0036899 | 0.0038522 | 0.0039105 | 0.0038909 | 0.0039622 | 0.0040629 | 0.0040889 | 0.0039539 | 0.0039472 | 0.0039573 | 0.0039842 | 0.063642 | 0.063642 | 0.024032 | 0.0077789 | 0.92274
LO12Med | New | Dishwasher | Residential | Water Heating | 0.0006079 | 3.1795 | 53.0042 | 50-60 | 40-80 | Multifamily - Low Rise | Energy Star Dishwasher - Any DHW | 0.00061363 | 0.0012134 | 0.0018038 | 0.0023286 | 0.0027436 | 0.0031212 | 0.0034703 | 0.0038423 | 0.0041878 | 0.0045088 | 0.0046939 | 0.0048284 | 0.0049428 | 0.0049734 | 0.0049801 | 0.0049305 | 0.0048468 | 0.0047855 | 0.0046934 | 0.0046756 | 0.076184 | 0.076184 | 0.027833 | 0.008703 | 1.278
LO12Med | New | Dishwasher | Residential | Water Heating | 0.0006079 | 3.1795 | 53.0042 | 50-60 | 40-80 | Multifamily - High Rise | Energy Star Dishwasher - Any DHW | 0.00013775 | 0.00027623 | 0.00041682 | 0.00052568 | 0.00060737 | 0.00070131 | 0.00078203 | 0.00087664 | 0.00094875 | 0.0010213 | 0.0010505 | 0.0010785 | 0.0010945 | 0.0011099 | 0.0011167 | 0.0011048 | 0.0010874 | 0.0010623 | 0.0010583 | 0.0010535 | 0.01711 | 0.01711 | 0.0062939 | 0.0019639 | 1.278
LO12Med | New | Dishwasher | Residential | Water Heating | 0.00068071 | 3.5557 | 48.6583 | 40-50 | 40-80 | Manufactured | Energy Star Dishwasher - Any DHW | 5.3757e-05 | 0.00010822 | 0.00016813 | 0.00023247 | 0.00028171 | 0.00032718 | 0.00036832 | 0.00040262 | 0.00043075 | 0.00045178 | 0.00046585 | 0.00047855 | 0.00048981 | 0.00049881 | 0.00050577 | 0.00051094 | 0.00051063 | 0.0005107 | 0.00051086 | 0.00051092 | 0.0078178 | 0.0078178 | 0.0028249 | 0.00084429 | 1.3392
LO12Med | NR | Dishwasher | Residential | Water Heating | 0.00018487 | 0.99354 | 143.3749 | >140 | >120 | Single Family | Energy Star Dishwasher - Any DHW | 0.002526 | 0.0050405 | 0.0075435 | 0.010035 | 0.012515 | 0.014735 | 0.016495 | 0.01789 | 0.018992 | 0.019861 | 0.020544 | 0.021079 | 0.021495 | 0.021817 | 0.022063 | 0.027044 | 0.026317 | 0.025606 | 0.025013 | 0.021763 | 0.35837 | 0.35837 | 0.12563 | 0.037661 | 0.92274
LO12Med | NR | Dishwasher | Residential | Water Heating | 0.0006079 | 3.1795 | 53.0042 | 50-60 | 40-80 | Multifamily - Low Rise | Energy Star Dishwasher - Any DHW | 0.0015853 | 0.0031635 | 0.0047344 | 0.0062982 | 0.0078549 | 0.0092477 | 0.010353 | 0.011228 | 0.01192 | 0.012465 | 0.012894 | 0.01323 | 0.013491 | 0.013692 | 0.013847 | 0.019036 | 0.018434 | 0.017853 | 0.017203 | 0.014846 | 0.23338 | 0.23338 | 0.07885 | 0.023636 | 1.278
LO12Med | NR | Dishwasher | Residential | Water Heating | 0.0006079 | 3.1795 | 53.0042 | 50-60 | 40-80 | Multifamily - High Rise | Energy Star Dishwasher - Any DHW | 0.00036145 | 0.00072126 | 0.0010794 | 0.001436 | 0.0017909 | 0.0021085 | 0.0023604 | 0.0025599 | 0.0027177 | 0.002842 | 0.0029398 | 0.0030163 | 0.0030758 | 0.0031218 | 0.003157 | 0.0043223 | 0.0042014 | 0.0040827 | 0.0039147 | 0.0033671 | 0.053176 | 0.053176 | 0.017977 | 0.005389 | 1.278
LO12Med | NR | Dishwasher | Residential | Water Heating | 0.00068071 | 3.5557 | 48.6583 | 40-50 | 40-80 | Manufactured | Energy Star Dishwasher - Any DHW | 0.001068 | 0.0021132 | 0.0031359 | 0.0041365 | 0.0051154 | 0.0059716 | 0.0066288 | 0.0071285 | 0.0075039 | 0.0077812 | 0.0079809 | 0.0081195 | 0.0082099 | 0.0082624 | 0.0082851 | 0.0087288 | 0.0085979 | 0.0084774 | 0.0071902 | 0 | 0.12444 | 0.12444 | 0.050583 | 0.015569 | 1.3392
LO12Med | New | Duct Sealing | Residential | HVAC | 0.24894 | 712.5934 | 71.2456 | 70-80 | 40-80 | Single Family | New SF Performance-based Duct Sealing - Heat Pump + HZ23 | 0.0058398 | 0.011172 | 0.015884 | 0.02049 | 0.024924 | 0.028022 | 0.030565 | 0.033066 | 0.03482 | 0.037145 | 0.038779 | 0.039367 | 0.039169 | 0.039887 | 0.0409 | 0.041162 | 0.039803 | 0.039736 | 0.039837 | 0.040108 | 0.64068 | 0.64068 | 0.24193 | 0.078309 | 1.5033
LO12Med | New | Duct Sealing | Residential | HVAC | 0.15406 | 440.9987 | 133.4276 | 130-140 | >120 | Single Family | New SF Performance-based Duct Sealing - Heat Pump + HZ1 | 0.018326 | 0.035059 | 0.049845 | 0.064299 | 0.078213 | 0.087936 | 0.095918 | 0.10376 | 0.10927 | 0.11657 | 0.12169 | 0.12354 | 0.12292 | 0.12517 | 0.12835 | 0.12917 | 0.12491 | 0.1247 | 0.12501 | 0.12586 | 2.0105 | 2.0105 | 0.7592 | 0.24574 | 0.94229
LO12Med | New | Duct Sealing | Residential | HVAC | 0.43492 | 1244.9646 | 39.8286 | 30-40 | <40 | Manufactured | New MH Performance-based Duct Sealing - Heat Pump + HZ23 | 0.00063716 | 0.0012827 | 0.0019928 | 0.0027553 | 0.003339 | 0.0038779 | 0.0043655 | 0.0047721 | 0.0051055 | 0.0053547 | 0.0055215 | 0.0056721 | 0.0058055 | 0.0059123 | 0.0059947 | 0.006056 | 0.0060523 | 0.0060531 | 0.006055 | 0.0060557 | 0.092661 | 0.092661 | 0.033483 | 0.010007 | 2.4059
LO12Med | New | Duct Sealing | Residential | HVAC | 0.22613 | 647.2877 | 94.9188 | 90-100 | 80-120 | Manufactured | New MH Performance-based Duct Sealing - Heat Pump + HZ1 | 0.0013973 | 0.0028128 | 0.0043702 | 0.0060423 | 0.0073224 | 0.008504 | 0.0095734 | 0.010465 | 0.011196 | 0.011743 | 0.012108 | 0.012439 | 0.012731 | 0.012965 | 0.013146 | 0.01328 | 0.013272 | 0.013274 | 0.013278 | 0.01328 | 0.2032 | 0.2032 | 0.073426 | 0.021945 | 1.2509
Retro12Med | Retro | Duct Sealing | Residential | HVAC | 0.45699 | 1308.145 | 26.1254 | 20-30 | <40 | Single Family | SF Performance-based Duct Sealing - Heat Pump + HZ23 | 0.68293 | 0.69165 | 0.68923 | 0.68679 | 0.68457 | 0.6142 | 0.48977 | 0.39068 | 0.31174 | 0.24875 | 0.19854 | 0.15846 | 0.12645 | 0.051532 | 0 | 0 | 0 | 0 | 0 | 0 | 6.0253 | 6.0253 | 5.4903 | 3.4352 | 2.7186
Retro12Med | Retro | Duct Sealing | Residential | HVAC | 0.2623 | 750.8398 | 66.4217 | 60-70 | 40-80 | Single Family | SF Performance-based Duct Sealing - Heat Pump + HZ1 | 1.9877 | 2.013 | 2.006 | 1.9989 | 1.9924 | 1.7876 | 1.4255 | 1.1371 | 0.9073 | 0.72397 | 0.57784 | 0.46119 | 0.36803 | 0.14998 | 0 | 0 | 0 | 0 | 0 | 0 | 17.5365 | 17.5365 | 15.9794 | 9.998 | 1.5791
Retro12Med | Retro | Duct Sealing | Residential | HVAC | 0.81011 | 2318.9364 | 12.1967 | 10-20 | <40 | Manufactured | MH Performance-based Duct Sealing - Heat Pump + HZ23 | 0.34495 | 0.34239 | 0.33869 | 0.33506 | 0.33146 | 0.29505 | 0.23347 | 0.18476 | 0.14622 | 0.025384 | 0 | 0 | 0 | 0 | 0 | 0 | 0 | 0 | 0 | 0 | 2.5774 | 2.5774 | 2.5774 | 1.6926 | 4.4813
Retro12Med | Retro | Duct Sealing | Residential | HVAC | 0.38459 | 1100.8991 | 47.6362 | 40-50 | 40-80 | Manufactured | MH Performance-based Duct Sealing - Heat Pump + HZ1 | 0.69073 | 0.6856 | 0.67819 | 0.67091 | 0.66371 | 0.5908 | 0.4675 | 0.36996 | 0.29279 | 0.050829 | 0 | 0 | 0 | 0 | 0 | 0 | 0 | 0 | 0 | 0 | 5.161 | 5.161 | 5.161 | 3.3891 | 2.1275
LOMax60 | NR | EV Supply Equip | Residential | Whole Bldg/Meter Level | 0.019721 | 125.4109 | 829.0472 | >140 | >120 | Single Family | EVSE Level 2 | 0.00065254 | 0.0029721 | 0.0084127 | 0.018772 | 0.036029 | 0.061286 | 0.093747 | 0.13373 | 0.18152 | 0.23755 | 0.30209 | 0.37332 | 0.45055 | 0.53296 | 0.61944 | 0.70599 | 0.79198 | 0.87645 | 0.96449 | 1.0445 | 16.2642 | 7.4365 | 0.77468 | 0.066838 | 0.12583
LO12Med | NR | DHP Ducted | Residential | HVAC | 1.5083 | 4132.8308 | 57.2245 | 50-60 | 40-80 | Single Family | Install Ductless Heat Pump in House with Existing FAF - Single Family Home + HZ1 | 0.16742 | 0.33407 | 0.49997 | 0.66511 | 0.8295 | 0.97659 | 1.0933 | 1.1857 | 1.2588 | 1.3164 | 1.3616 | 1.3971 | 1.4247 | 1.446 | 1.4623 | 1.4746 | 1.4713 | 1.468 | 1.4647 | 0.69226 | 21.9893 | 21.9893 | 8.3268 | 2.4961 | 1.6593
LO12Med | NR | DHP Ducted | Residential | HVAC | 1.2498 | 3924.8281 | 52.1402 | 50-60 | 40-80 | Single Family | Install Ductless Heat Pump in House with Existing FAF - Single Family Home + HZ23 | 0.034686 | 0.069214 | 0.10358 | 0.1378 | 0.17186 | 0.20233 | 0.22651 | 0.24566 | 0.26079 | 0.27273 | 0.28211 | 0.28945 | 0.29516 | 0.29958 | 0.30296 | 0.30551 | 0.30484 | 0.30415 | 0.30346 | 0.14343 | 4.5558 | 4.5558 | 1.7252 | 0.51714 | 1.6647
LO12Med | NR | DHP Ducted | Residential | HVAC | 2.2554 | 6179.976 | 43.082 | 40-50 | 40-80 | Manufactured | Install Ductless Heat Pump in House with Existing FAF - Manufactured Home + HZ1 | 0.83932 | 1.6607 | 2.4644 | 3.2508 | 4.0201 | 4.693 | 5.2094 | 5.6021 | 5.8972 | 6.115 | 6.272 | 6.3809 | 6.452 | 6.4932 | 6.5111 | 6.5105 | 6.4414 | 6.3727 | 2.6659 | 0 | 93.8517 | 93.8517 | 39.752 | 12.2353 | 2.1921
LO12Med | NR | DHP Ducted | Residential | HVAC | 1.9442 | 6105.3655 | 40.9546 | 40-50 | 40-80 | Manufactured | Install Ductless Heat Pump in House with Existing FAF - Manufactured Home + HZ23 | 0.33452 | 0.66189 | 0.98222 | 1.2956 | 1.6022 | 1.8704 | 2.0763 | 2.2328 | 2.3504 | 2.4372 | 2.4998 | 2.5432 | 2.5715 | 2.588 | 2.5951 | 2.5948 | 2.5673 | 2.5399 | 1.0625 | 0 | 37.4057 | 37.4057 | 15.8436 | 4.8765 | 2.2022
LO1Slow | New | WasteWater Heat Recovery | Residential | Water Heating | 0.049681 | 256.7191 | 199.0155 | >140 | >120 | Single Family | Single Family GFHX DHW & Shower Preheat, Electric Resistance | 0.00093447 | 0.0026806 | 0.0055478 | 0.0101 | 0.016818 | 0.025563 | 0.037464 | 0.053558 | 0.072925 | 0.098128 | 0.12582 | 0.15257 | 0.17626 | 0.20261 | 0.22824 | 0.24613 | 0.25162 | 0.26045 | 0.2668 | 0.27135 | 2.5056 | 2.5056 | 0.32372 | 0.03608 | 0.53582
LO1Slow | New | WasteWater Heat Recovery | Residential | Water Heating | 0.049681 | 256.7191 | 171.2101 | >140 | >120 | Multifamily - Low Rise | Multifamily GFHX DHW & Shower Preheat, Electric Resistance | 0.00033246 | 0.00098577 | 0.0021332 | 0.0038862 | 0.0062683 | 0.0096404 | 0.014401 | 0.021072 | 0.029696 | 0.040328 | 0.051566 | 0.063359 | 0.075307 | 0.085534 | 0.094098 | 0.099823 | 0.10374 | 0.1062 | 0.10642 | 0.10711 | 1.0219 | 1.0219 | 0.12874 | 0.013606 | 0.61759
LO1Slow | New | WasteWater Heat Recovery | Residential | Water Heating | 0.026004 | 123.2639 | 367.4817 | >140 | >120 | Multifamily - High Rise | Multifamily GFHX DHW & Shower Preheat, Heat Pump | 3.8058e-06 | 1.1443e-05 | 2.5136e-05 | 4.4736e-05 | 7.076e-05 | 0.00011046 | 0.00016549 | 0.00024515 | 0.00034306 | 0.00046584 | 0.00058847 | 0.00072166 | 0.00085035 | 0.00097339 | 0.0010759 | 0.0011406 | 0.0011868 | 0.0012022 | 0.0012237 | 0.0012306 | 0.01168 | 0.01168 | 0.0014859 | 0.00015588 | 0.30554
LO1Slow | New | WasteWater Heat Recovery | Residential | Water Heating | 0.026004 | 123.2639 | 425.3914 | >140 | >120 | Single Family | Single Family GFHX DHW & Shower Preheat, Heat Pump | 2.8905e-05 | 8.2917e-05 | 0.0001716 | 0.0003124 | 0.00052021 | 0.00079069 | 0.0011588 | 0.0016566 | 0.0022557 | 0.0030353 | 0.0038919 | 0.0047193 | 0.005452 | 0.0062669 | 0.00706 | 0.0076133 | 0.0077832 | 0.0080562 | 0.0082525 | 0.0083935 | 0.077502 | 0.077502 | 0.010013 | 0.001116 | 0.26509
LO1Slow | New | WasteWater Heat Recovery | Residential | Water Heating | 0.026004 | 123.2639 | 367.4817 | >140 | >120 | Multifamily - Low Rise | Multifamily GFHX DHW & Shower Preheat, Heat Pump | 9.4184e-06 | 2.7926e-05 | 6.0431e-05 | 0.00011009 | 0.00017758 | 0.00027311 | 0.00040798 | 0.00059695 | 0.00084126 | 0.0011425 | 0.0014608 | 0.0017949 | 0.0021334 | 0.0024231 | 0.0026657 | 0.0028279 | 0.0029389 | 0.0030086 | 0.0030149 | 0.0030342 | 0.02895 | 0.02895 | 0.0036472 | 0.00038544 | 0.30554
LO1Slow | New | WasteWater Heat Recovery | Residential | Water Heating | 0.026004 | 123.2639 | 367.4817 | >140 | >120 | Multifamily - High Rise | Multifamily GFHX DHW & Shower Preheat, Heat Pump | 3.8058e-06 | 1.1443e-05 | 2.5136e-05 | 4.4736e-05 | 7.076e-05 | 0.00011046 | 0.00016549 | 0.00024515 | 0.00034306 | 0.00046584 | 0.00058847 | 0.00072166 | 0.00085035 | 0.00097339 | 0.0010759 | 0.0011406 | 0.0011868 | 0.0012022 | 0.0012237 | 0.0012306 | 0.01168 | 0.01168 | 0.0014859 | 0.00015588 | 0.30554
LO1Slow | New | WasteWater Heat Recovery | Residential | Water Heating | 0.049681 | 256.7191 | 191.4947 | >140 | >120 | Single Family | Single Family GFHX DHW Preheat, Electric Resistance | 0.00093447 | 0.0026806 | 0.0055478 | 0.0101 | 0.016818 | 0.025563 | 0.037464 | 0.053558 | 0.072925 | 0.098128 | 0.12582 | 0.15257 | 0.17626 | 0.20261 | 0.22824 | 0.24613 | 0.25162 | 0.26045 | 0.2668 | 0.27135 | 2.5056 | 2.5056 | 0.32372 | 0.03608 | 0.55572
LO1Slow | New | WasteWater Heat Recovery | Residential | Water Heating | 0.049681 | 256.7191 | 153.6643 | >140 | >120 | Multifamily - Low Rise | Multifamily GFHX DHW Preheat, Electric Resistance | 0.00033246 | 0.00098577 | 0.0021332 | 0.0038862 | 0.0062683 | 0.0096404 | 0.014401 | 0.021072 | 0.029696 | 0.040328 | 0.051566 | 0.063359 | 0.075307 | 0.085534 | 0.094098 | 0.099823 | 0.10374 | 0.1062 | 0.10642 | 0.10711 | 1.0219 | 1.0219 | 0.12874 | 0.013606 | 0.6834
LO1Slow | New | WasteWater Heat Recovery | Residential | Water Heating | 0.049681 | 256.7191 | 153.6643 | >140 | >120 | Multifamily - High Rise | Multifamily GFHX DHW Preheat, Electric Resistance | 0.00013434 | 0.00040394 | 0.00088727 | 0.0015792 | 0.0024978 | 0.003899 | 0.0058417 | 0.0086537 | 0.01211 | 0.016444 | 0.020773 | 0.025474 | 0.030017 | 0.03436 | 0.03798 | 0.040263 | 0.041894 | 0.042437 | 0.043195 | 0.043438 | 0.41228 | 0.41228 | 0.05245 | 0.0055025 | 0.6834
LO1Slow | New | WasteWater Heat Recovery | Residential | Water Heating | 0.026004 | 123.2639 | 409.728 | >140 | >120 | Single Family | Single Family GFHX DHW Preheat, Heat Pump | 2.8905e-05 | 8.2917e-05 | 0.0001716 | 0.0003124 | 0.00052021 | 0.00079069 | 0.0011588 | 0.0016566 | 0.0022557 | 0.0030353 | 0.0038919 | 0.0047193 | 0.005452 | 0.0062669 | 0.00706 | 0.0076133 | 0.0077832 | 0.0080562 | 0.0082525 | 0.0083935 | 0.077502 | 0.077502 | 0.010013 | 0.001116 | 0.27493
LO1Slow | New | WasteWater Heat Recovery | Residential | Water Heating | 0.026004 | 123.2639 | 330.9394 | >140 | >120 | Multifamily - Low Rise | Multifamily GFHX DHW Preheat, Heat Pump | 9.4184e-06 | 2.7926e-05 | 6.0431e-05 | 0.00011009 | 0.00017758 | 0.00027311 | 0.00040798 | 0.00059695 | 0.00084126 | 0.0011425 | 0.0014608 | 0.0017949 | 0.0021334 | 0.0024231 | 0.0026657 | 0.0028279 | 0.0029389 | 0.0030086 | 0.0030149 | 0.0030342 | 0.02895 | 0.02895 | 0.0036472 | 0.00038544 | 0.3381
LO1Slow | New | WasteWater Heat Recovery | Residential | Water Heating | 0.026004 | 123.2639 | 330.9394 | >140 | >120 | Multifamily - High Rise | Multifamily GFHX DHW Preheat, Heat Pump | 3.8058e-06 | 1.1443e-05 | 2.5136e-05 | 4.4736e-05 | 7.076e-05 | 0.00011046 | 0.00016549 | 0.00024515 | 0.00034306 | 0.00046584 | 0.00058847 | 0.00072166 | 0.00085035 | 0.00097339 | 0.0010759 | 0.0011406 | 0.0011868 | 0.0012022 | 0.0012237 | 0.0012306 | 0.01168 | 0.01168 | 0.0014859 | 0.00015588 | 0.3381
LO1Slow | New | GSHP | Residential | HVAC | 1.3353 | 3822.4044 | 157.3116 | >140 | >120 | Single Family | Ground Source Heat Pump Upgrade from Air Source Heat Pump - With Desuperheater - New House 4000 square feet or greater | 1.4095e-05 | 4.0434e-05 | 8.3681e-05 | 0.00015234 | 0.00025367 | 0.00038557 | 0.00056509 | 0.00080784 | 0.0011 | 0.0014801 | 0.0018979 | 0.0023013 | 0.0026586 | 0.003056 | 0.0034427 | 0.0037126 | 0.0037954 | 0.0039285 | 0.0040243 | 0.004093 | 0.037793 | 0.037793 | 0.0048828 | 0.00054422 | 0.82535
LO1Slow | New | GSHP | Residential | HVAC | 0.81542 | 2334.147 | 168.7473 | >140 | >120 | Single Family | Ground Source Heat Pump Upgrade from Air Source Heat Pump - With Desuperheater - New House less than 4000 square feet | 0.00049659 | 0.0014245 | 0.0029482 | 0.005367 | 0.0089372 | 0.013584 | 0.019909 | 0.028461 | 0.038753 | 0.052146 | 0.066864 | 0.081078 | 0.093665 | 0.10767 | 0.12129 | 0.1308 | 0.13372 | 0.13841 | 0.14178 | 0.1442 | 1.3315 | 1.3315 | 0.17203 | 0.019174 | 0.78911
LO1Slow | NR | GSHP | Residential | HVAC | 1.3512 | 3867.7113 | 181.5504 | >140 | >120 | Single Family | Ground Source Heat Pump Upgrade from Air Source Heat Pump - With Desuperheater - Existing House 4000 square feet or greater | 0.00012517 | 0.00037454 | 0.00081594 | 0.0015318 | 0.0026153 | 0.0041626 | 0.0062612 | 0.0089735 | 0.012318 | 0.016248 | 0.020643 | 0.025299 | 0.029954 | 0.034318 | 0.038128 | 0.046055 | 0.048369 | 0.049779 | 0.05059 | 0.050862 | 0.72672 | 0.44742 | 0.053426 | 0.0054628 | 0.73568
LO1Slow | NR | GSHP | Residential | HVAC | 0.89251 | 2554.7951 | 169.7815 | >140 | >120 | Single Family | Ground Source Heat Pump Upgrade from Air Source Heat Pump - With Desuperheater - Existing House less than 4000 square feet | 0.0047704 | 0.014274 | 0.031095 | 0.058378 | 0.09967 | 0.15864 | 0.23861 | 0.34198 | 0.46943 | 0.61923 | 0.7867 | 0.96416 | 1.1416 | 1.3079 | 1.4531 | 1.7552 | 1.8433 | 1.8971 | 1.928 | 1.9384 | 27.6953 | 17.0513 | 2.0361 | 0.20819 | 0.78313
LO3Slow | New | HPWH | Residential | Water Heating | 0.30033 | 1182.3091 | 61.9514 | 60-70 | 40-80 | Manufactured | Manufactured Tier1_indor2_hp85 | 4.2783e-05 | 0.00011075 | 0.00025494 | 0.00051884 | 0.00088676 | 0.0014015 | 0.0020814 | 0.0028853 | 0.003759 | 0.0046197 | 0.0053916 | 0.0060824 | 0.0066654 | 0.00712 | 0.0074522 | 0.0076792 | 0.0078277 | 0.0079263 | 0.0079883 | 0.008024 | 0.088718 | 0.088718 | 0.016561 | 0.0018141 | 1.6181
LO3Slow | New | HPWH | Residential | Water Heating | 0.29849 | 1178.5827 | 62.1401 | 60-70 | 40-80 | Single Family | Single Family Tier1_indor2_hp85 | 0.00094931 | 0.0023354 | 0.0049195 | 0.0093407 | 0.016024 | 0.024519 | 0.035281 | 0.048401 | 0.062066 | 0.077584 | 0.091674 | 0.1022 | 0.10887 | 0.11629 | 0.12309 | 0.12636 | 0.12463 | 0.12597 | 0.12724 | 0.12866 | 1.4564 | 1.4564 | 0.28142 | 0.033569 | 1.6133
LO3Slow | New | HPWH | Residential | Water Heating | 0.24957 | 1121.4904 | 62.6719 | 60-70 | 40-80 | Single Family | Single Family Tier1_buffered | 0.0057062 | 0.014038 | 0.029571 | 0.056146 | 0.096322 | 0.14738 | 0.21207 | 0.29094 | 0.37307 | 0.46635 | 0.55104 | 0.61431 | 0.65443 | 0.69902 | 0.7399 | 0.75956 | 0.74914 | 0.7572 | 0.76482 | 0.77336 | 8.7544 | 8.7544 | 1.6916 | 0.20178 | 1.5655
LO3Slow | New | HPWH | Residential | Water Heating | 0.29239 | 1367.6145 | 68.412 | 60-70 | 40-80 | Manufactured | Manufactured Tier1_indor2_gfac | 1.0815e-05 | 2.7996e-05 | 6.4443e-05 | 0.00013115 | 0.00022415 | 0.00035427 | 0.00052613 | 0.00072934 | 0.00095017 | 0.0011677 | 0.0013629 | 0.0015375 | 0.0016848 | 0.0017998 | 0.0018837 | 0.0019411 | 0.0019786 | 0.0020036 | 0.0020192 | 0.0020283 | 0.022426 | 0.022426 | 0.0041862 | 0.00045855 | 1.4434
LO3Slow | New | HPWH | Residential | Water Heating | 0.29652 | 1351.2544 | 68.882 | 60-70 | 40-80 | Manufactured | Manufactured Tier1_indor2_gfnc | 7.8358e-05 | 0.00020285 | 0.00046693 | 0.00095025 | 0.0016241 | 0.0025669 | 0.0038121 | 0.0052845 | 0.0068846 | 0.008461 | 0.0098747 | 0.01114 | 0.012208 | 0.01304 | 0.013649 | 0.014065 | 0.014336 | 0.014517 | 0.014631 | 0.014696 | 0.16249 | 0.16249 | 0.030332 | 0.0033225 | 1.4419
LO3Slow | New | HPWH | Residential | Water Heating | 0.29048 | 1358.6845 | 69.1798 | 60-70 | 40-80 | Single Family | Single Family Tier1_indor2_gfac | 0.0016301 | 0.0040102 | 0.0084473 | 0.016039 | 0.027516 | 0.042101 | 0.060581 | 0.08311 | 0.10657 | 0.13322 | 0.15741 | 0.17549 | 0.18695 | 0.19969 | 0.21136 | 0.21698 | 0.214 | 0.21631 | 0.21848 | 0.22092 | 2.5008 | 2.5008 | 0.48323 | 0.057642 | 1.4297
LO3Slow | New | HPWH | Residential | Water Heating | 0.29448 | 1342.1286 | 69.6814 | 60-70 | 40-80 | Single Family | Single Family Tier1_indor2_gfnc | 0.0026272 | 0.0064633 | 0.013615 | 0.02585 | 0.044347 | 0.067855 | 0.097639 | 0.13395 | 0.17176 | 0.21471 | 0.2537 | 0.28283 | 0.30131 | 0.32183 | 0.34066 | 0.34971 | 0.34491 | 0.34862 | 0.35213 | 0.35606 | 4.0306 | 4.0306 | 0.77882 | 0.092902 | 1.4279
LO3Slow | New | HPWH | Residential | Water Heating | 0.22459 | 1009.2424 | 71.0474 | 70-80 | 40-80 | Manufactured | Manufactured Tier1_buffered | 0.0002469 | 0.00063915 | 0.0014713 | 0.0029942 | 0.0051175 | 0.0080882 | 0.012012 | 0.016651 | 0.021693 | 0.02666 | 0.031115 | 0.035101 | 0.038466 | 0.041089 | 0.043007 | 0.044316 | 0.045173 | 0.045742 | 0.0461 | 0.046306 | 0.51199 | 0.51199 | 0.095573 | 0.010469 | 1.4088
LO3Slow | New | HPWH | Residential | Water Heating | 0.18208 | 1038.3745 | 80.5204 | 80-90 | 80-120 | Manufactured | Manufactured Tier1_indor2_zonl | 1.0719e-05 | 2.7748e-05 | 6.3874e-05 | 0.00012999 | 0.00022217 | 0.00035114 | 0.00052148 | 0.00072289 | 0.00094178 | 0.0011574 | 0.0013508 | 0.0015239 | 0.00167 | 0.0017839 | 0.0018671 | 0.001924 | 0.0019611 | 0.0019859 | 0.0020014 | 0.0020103 | 0.022227 | 0.022227 | 0.0041492 | 0.0004545 | 1.1999
LO3Slow | New | HPWH | Residential | Water Heating | 0.17884 | 1026.0267 | 81.814 | 80-90 | 80-120 | Single Family | Single Family Tier1_indor2_zonl | 0.00084203 | 0.0020715 | 0.0043635 | 0.0082851 | 0.014213 | 0.021748 | 0.031294 | 0.042931 | 0.055051 | 0.068816 | 0.081314 | 0.090649 | 0.09657 | 0.10315 | 0.10918 | 0.11208 | 0.11054 | 0.11173 | 0.11286 | 0.11412 | 1.2918 | 1.2918 | 0.24962 | 0.029776 | 1.1815
LO3Slow | New | HPWH | Residential | Water Heating | 0.11199 | 998.3629 | 88.8947 | 80-90 | 80-120 | Manufactured | Manufactured Tier1_indor2_efaf | 0.00013202 | 0.00034176 | 0.00078668 | 0.001601 | 0.0027363 | 0.0043248 | 0.0064226 | 0.0089033 | 0.011599 | 0.014255 | 0.016637 | 0.018769 | 0.020568 | 0.02197 | 0.022996 | 0.023696 | 0.024154 | 0.024458 | 0.02465 | 0.02476 | 0.27376 | 0.27376 | 0.051103 | 0.0055977 | 1.0113
LO3Slow | New | HPWH | Residential | Water Heating | 0.10814 | 985.7806 | 90.4147 | 90-100 | 80-120 | Single Family | Single Family Tier1_indor2_efaf | 0.00030038 | 0.00073899 | 0.0015566 | 0.0029556 | 0.0050705 | 0.0077583 | 0.011164 | 0.015315 | 0.019639 | 0.024549 | 0.029008 | 0.032338 | 0.03445 | 0.036797 | 0.03895 | 0.039984 | 0.039436 | 0.03986 | 0.040261 | 0.040711 | 0.46084 | 0.46084 | 0.089048 | 0.010622 | 0.9919
LO3Slow | New | HPWH | Residential | Water Heating | 0.07056 | 317.0739 | 422.4215 | >140 | >120 | Manufactured | Manufactured Tier2_buffered | 8.8146e-05 | 0.00022819 | 0.00052526 | 0.001069 | 0.001827 | 0.0028876 | 0.0042883 | 0.0059446 | 0.0077446 | 0.009518 | 0.011108 | 0.012531 | 0.013733 | 0.014669 | 0.015354 | 0.015821 | 0.016127 | 0.016331 | 0.016458 | 0.016532 | 0.18279 | 0.18279 | 0.034121 | 0.0037375 | 0.27098
LO3Slow | New | HPWH | Residential | Water Heating | 0.045379 | 203.9181 | 663.8378 | >140 | >120 | Single Family | Single Family Tier2_buffered | 0.001179 | 0.0029006 | 0.00611 | 0.011601 | 0.019902 | 0.030452 | 0.043819 | 0.060114 | 0.077085 | 0.096358 | 0.11386 | 0.12693 | 0.13522 | 0.14443 | 0.15288 | 0.15694 | 0.15479 | 0.15645 | 0.15803 | 0.15979 | 1.8089 | 1.8089 | 0.34952 | 0.041693 | 0.17428
LO3Slow | New | HPWH | Residential | Water Heating | 0.019883 | 87.9318 | 1607.3377 | >140 | >120 | Manufactured | Manufactured Tier2_indor2_gfac | 7.9014e-07 | 2.0455e-06 | 4.7084e-06 | 9.5822e-06 | 1.6377e-05 | 2.5884e-05 | 3.8441e-05 | 5.3288e-05 | 6.9423e-05 | 8.5319e-05 | 9.9575e-05 | 0.00011233 | 0.0001231 | 0.0001315 | 0.00013763 | 0.00014182 | 0.00014457 | 0.00014639 | 0.00014753 | 0.00014819 | 0.0016385 | 0.0016385 | 0.00030586 | 3.3503e-05 | 0.073083
LO3Slow | New | HPWH | Residential | Water Heating | 0.019634 | 86.7188 | 1630.5015 | >140 | >120 | Single Family | Single Family Tier2_indor2_gfac | 0.00011823 | 0.00029086 | 0.00061268 | 0.0011633 | 0.0019957 | 0.0030536 | 0.0043939 | 0.0060279 | 0.0077297 | 0.0096624 | 0.011417 | 0.012728 | 0.013559 | 0.014483 | 0.01533 | 0.015737 | 0.015521 | 0.015688 | 0.015846 | 0.016023 | 0.18138 | 0.18138 | 0.035048 | 0.0041808 | 0.072083
LO3Slow | New | HPWH | Residential | Water Heating | 0.018631 | 87.0183 | 1624.0877 | >140 | >120 | Manufactured | Manufactured Tier2_indor2_gfnc | 5.7342e-06 | 1.4844e-05 | 3.417e-05 | 6.9539e-05 | 0.00011885 | 0.00018785 | 0.00027897 | 0.00038672 | 0.00050381 | 0.00061918 | 0.00072263 | 0.00081521 | 0.00089336 | 0.00095429 | 0.00099882 | 0.0010292 | 0.0010491 | 0.0010624 | 0.0010707 | 0.0010754 | 0.011891 | 0.011891 | 0.0022197 | 0.00024314 | 0.071045
LO3Slow | New | HPWH | Residential | Water Heating | 0.0185 | 86.4428 | 1635.6198 | >140 | >120 | Single Family | Single Family Tier2_indor2_gfnc | 0.00019228 | 0.00047305 | 0.00099645 | 0.001892 | 0.0032458 | 0.0049663 | 0.0071462 | 0.0098037 | 0.012571 | 0.015715 | 0.018569 | 0.020701 | 0.022053 | 0.023555 | 0.024933 | 0.025595 | 0.025244 | 0.025516 | 0.025772 | 0.02606 | 0.295 | 0.295 | 0.057002 | 0.0067995 | 0.070538
LO3Slow | New | HPWH | Residential | Water Heating | 0.021282 | 50.0965 | 2752.9917 | >140 | >120 | Manufactured | Manufactured Tier2_indor2_hp85 | 2.06e-06 | 5.3328e-06 | 1.2275e-05 | 2.4982e-05 | 4.2697e-05 | 6.7484e-05 | 0.00010022 | 0.00013893 | 0.00018099 | 0.00022244 | 0.0002596 | 0.00029286 | 0.00032094 | 0.00034283 | 0.00035882 | 0.00036975 | 0.0003769 | 0.00038165 | 0.00038463 | 0.00038635 | 0.0042718 | 0.0042718 | 0.00079741 | 8.7347e-05 | 0.055614
LO3Slow | New | HPWH | Residential | Water Heating | 0.021042 | 50.0403 | 2755.831 | >140 | >120 | Single Family | Single Family Tier2_indor2_hp85 | 4.5802e-05 | 0.00011268 | 0.00023735 | 0.00045067 | 0.00077314 | 0.001183 | 0.0017022 | 0.0023352 | 0.0029945 | 0.0037433 | 0.0044231 | 0.0049309 | 0.0052529 | 0.0056108 | 0.005939 | 0.0060967 | 0.0060131 | 0.0060778 | 0.006139 | 0.0062075 | 0.070269 | 0.070269 | 0.013578 | 0.0016196 | 0.05528
LO3Slow | New | HPWH | Residential | Water Heating | -0.0012108 | 32.7646 | 4262.5492 | >140 | >120 | Manufactured | Manufactured Tier2_indor2_zonl | 3.8434e-07 | 9.9496e-07 | 2.2903e-06 | 4.661e-06 | 7.9662e-06 | 1.2591e-05 | 1.8698e-05 | 2.592e-05 | 3.3769e-05 | 4.1501e-05 | 4.8435e-05 | 5.4641e-05 | 5.9879e-05 | 6.3963e-05 | 6.6947e-05 | 6.8986e-05 | 7.032e-05 | 7.1206e-05 | 7.1763e-05 | 7.2083e-05 | 0.000797 | 0.000797 | 0.00014878 | 1.6297e-05 | 0.017098
LO3Slow | New | HPWH | Residential | Water Heating | -0.0015401 | 31.6399 | 4415.4378 | >140 | >120 | Single Family | Single Family Tier2_indor2_zonl | 2.9507e-05 | 7.2591e-05 | 0.00015291 | 0.00029033 | 0.00049807 | 0.00076209 | 0.0010966 | 0.0015044 | 0.0019291 | 0.0024115 | 0.0028494 | 0.0031766 | 0.003384 | 0.0036146 | 0.003826 | 0.0039276 | 0.0038738 | 0.0039154 | 0.0039549 | 0.003999 | 0.045268 | 0.045268 | 0.0087471 | 0.0010434 | 0.016435
LO3Slow | New | HPWH | Residential | Water Heating | -0.013537 | 25.5016 | 5512.2395 | >140 | >120 | Manufactured | Manufactured Tier2_indor2_efaf | 3.832e-06 | 9.92e-06 | 2.2835e-05 | 4.6471e-05 | 7.9425e-05 | 0.00012553 | 0.00018643 | 0.00025843 | 0.00033668 | 0.00041378 | 0.00048291 | 0.00054479 | 0.00059701 | 0.00063772 | 0.00066748 | 0.00068781 | 0.00070111 | 0.00070994 | 0.00071549 | 0.00071869 | 0.0079463 | 0.0079463 | 0.0014833 | 0.00016248 | 0.01169
LO3Slow | New | HPWH | Residential | Water Heating | -0.013964 | 24.3597 | 5772.7244 | >140 | >120 | Single Family | Single Family Tier2_indor2_efaf | 8.435e-06 | 2.0751e-05 | 4.3712e-05 | 8.2996e-05 | 0.00014238 | 0.00021786 | 0.00031349 | 0.00043006 | 0.00055148 | 0.00068937 | 0.00081456 | 0.00090808 | 0.00096739 | 0.0010333 | 0.0010937 | 0.0011228 | 0.0011074 | 0.0011193 | 0.0011306 | 0.0011432 | 0.012941 | 0.012941 | 0.0025005 | 0.00029828 | 0.011124
LO3Slow | NR | HPWH | Residential | Water Heating | 0.30033 | 1182.3091 | 61.9514 | 60-70 | 40-80 | Manufactured | Manufactured Tier1_indor2_hp85 | 0.0022471 | 0.0057176 | 0.012571 | 0.024407 | 0.042569 | 0.067629 | 0.099033 | 0.13506 | 0.17312 | 0.21035 | 0.24419 | 0.27283 | 0.29536 | 0.32696 | 0.33859 | 0.34587 | 0.34939 | 0.34895 | 0.34678 | 0.34357 | 4.421 | 3.9852 | 0.7727 | 0.087511 | 1.6181
LO3Slow | NR | HPWH | Residential | Water Heating | 0.29849 | 1178.5827 | 62.1401 | 60-70 | 40-80 | Single Family | Single Family Tier1_indor2_hp85 | 0.0048968 | 0.012565 | 0.027862 | 0.054556 | 0.09596 | 0.15375 | 0.22706 | 0.31229 | 0.4037 | 0.49471 | 0.57918 | 0.65259 | 0.7125 | 0.90932 | 0.94169 | 0.95886 | 0.96779 | 0.9687 | 0.96042 | 0.95017 | 12.0089 | 10.3885 | 1.7873 | 0.19584 | 1.6133
LO3Slow | NR | HPWH | Residential | Water Heating | 0.24957 | 1121.4904 | 62.6719 | 60-70 | 40-80 | Single Family | Single Family Tier1_buffered | 0.060304 | 0.15474 | 0.34312 | 0.67186 | 1.1818 | 1.8934 | 2.7963 | 3.8458 | 4.9716 | 6.0923 | 7.1326 | 8.0367 | 8.7745 | 11.1983 | 11.5969 | 11.8084 | 11.9184 | 11.9295 | 11.8276 | 11.7014 | 147.8909 | 127.9355 | 22.0112 | 2.4118 | 1.5655
LO3Slow | NR | HPWH | Residential | Water Heating | 0.29239 | 1367.6145 | 68.412 | 60-70 | 40-80 | Manufactured | Manufactured Tier1_indor2_gfac | 0.00056801 | 0.0014453 | 0.0031776 | 0.0061695 | 0.01076 | 0.017095 | 0.025033 | 0.034139 | 0.04376 | 0.053172 | 0.061726 | 0.068963 | 0.07466 | 0.082646 | 0.085588 | 0.087426 | 0.088317 | 0.088205 | 0.087658 | 0.086846 | 1.1175 | 1.0074 | 0.19532 | 0.022121 | 1.4434
LO3Slow | NR | HPWH | Residential | Water Heating | 0.29652 | 1351.2544 | 68.882 | 60-70 | 40-80 | Manufactured | Manufactured Tier1_indor2_gfnc | 0.0041156 | 0.010472 | 0.023024 | 0.044702 | 0.077965 | 0.12386 | 0.18138 | 0.24736 | 0.31707 | 0.38526 | 0.44724 | 0.49968 | 0.54096 | 0.59882 | 0.62014 | 0.63346 | 0.63991 | 0.6391 | 0.63513 | 0.62925 | 8.0971 | 7.2989 | 1.4152 | 0.16028 | 1.4419
LO3Slow | NR | HPWH | Residential | Water Heating | 0.29048 | 1358.6845 | 69.1798 | 60-70 | 40-80 | Single Family | Single Family Tier1_indor2_gfac | 0.0084083 | 0.021576 | 0.047842 | 0.093679 | 0.16477 | 0.26401 | 0.38989 | 0.53623 | 0.69321 | 0.84947 | 0.99451 | 1.1206 | 1.2235 | 1.5614 | 1.617 | 1.6465 | 1.6618 | 1.6634 | 1.6491 | 1.6315 | 20.6208 | 17.8383 | 3.0691 | 0.33628 | 1.4297
LO3Slow | NR | HPWH | Residential | Water Heating | 0.29448 | 1342.1286 | 69.6814 | 60-70 | 40-80 | Single Family | Single Family Tier1_indor2_gfnc | 0.013552 | 0.034775 | 0.077106 | 0.15098 | 0.26557 | 0.4255 | 0.62838 | 0.86424 | 1.1172 | 1.3691 | 1.6029 | 1.806 | 1.9718 | 2.5165 | 2.6061 | 2.6536 | 2.6783 | 2.6808 | 2.6579 | 2.6296 | 33.2344 | 28.75 | 4.9464 | 0.54198 | 1.4279
LO3Slow | NR | HPWH | Residential | Water Heating | 0.22459 | 1009.2424 | 71.0474 | 70-80 | 40-80 | Manufactured | Manufactured Tier1_buffered | 0.0047478 | 0.012081 | 0.02656 | 0.051569 | 0.089942 | 0.14289 | 0.20924 | 0.28535 | 0.36578 | 0.44445 | 0.51595 | 0.57644 | 0.62406 | 0.69081 | 0.7154 | 0.73077 | 0.73821 | 0.73728 | 0.73271 | 0.72592 | 9.341 | 8.4202 | 1.6326 | 0.1849 | 1.4088
LO3Slow | NR | HPWH | Residential | Water Heating | 0.18208 | 1038.3745 | 80.5204 | 80-90 | 80-120 | Manufactured | Manufactured Tier1_indor2_zonl | 0.00056299 | 0.0014325 | 0.0031495 | 0.006115 | 0.010665 | 0.016944 | 0.024812 | 0.033837 | 0.043373 | 0.052702 | 0.061181 | 0.068354 | 0.074 | 0.081916 | 0.084831 | 0.086654 | 0.087536 | 0.087425 | 0.086883 | 0.086078 | 1.1076 | 0.99845 | 0.19359 | 0.021925 | 1.1999
LO3Slow | NR | HPWH | Residential | Water Heating | 0.17884 | 1026.0267 | 81.814 | 80-90 | 80-120 | Single Family | Single Family Tier1_indor2_zonl | 0.0043434 | 0.011145 | 0.024713 | 0.04839 | 0.085115 | 0.13637 | 0.2014 | 0.27699 | 0.35808 | 0.4388 | 0.51372 | 0.57884 | 0.63198 | 0.80656 | 0.83526 | 0.85049 | 0.85842 | 0.85922 | 0.85188 | 0.84279 | 10.6518 | 9.2145 | 1.5854 | 0.17371 | 1.1815
LO3Slow | NR | HPWH | Residential | Water Heating | 0.11199 | 998.3629 | 88.8947 | 80-90 | 80-120 | Manufactured | Manufactured Tier1_indor2_efaf | 0.006934 | 0.017643 | 0.03879 | 0.075314 | 0.13135 | 0.20868 | 0.30559 | 0.41675 | 0.5342 | 0.64909 | 0.75352 | 0.84186 | 0.91141 | 1.0089 | 1.0448 | 1.0672 | 1.0781 | 1.0768 | 1.0701 | 1.0602 | 13.642 | 12.2972 | 2.3843 | 0.27004 | 1.0113
LO3Slow | NR | HPWH | Residential | Water Heating | 0.10814 | 985.7806 | 90.4147 | 90-100 | 80-120 | Single Family | Single Family Tier1_indor2_efaf | 0.0015495 | 0.003976 | 0.0088161 | 0.017263 | 0.030364 | 0.04865 | 0.071847 | 0.098815 | 0.12774 | 0.15654 | 0.18327 | 0.20649 | 0.22545 | 0.28773 | 0.29797 | 0.3034 | 0.30623 | 0.30652 | 0.3039 | 0.30065 | 3.7999 | 3.2872 | 0.56556 | 0.061968 | 0.9919
LO3Slow | NR | HPWH | Residential | Water Heating | 0.07056 | 317.0739 | 422.4215 | >140 | >120 | Manufactured | Manufactured Tier2_buffered | 0.001695 | 0.0043129 | 0.0094824 | 0.018411 | 0.03211 | 0.051014 | 0.074703 | 0.10188 | 0.13059 | 0.15867 | 0.1842 | 0.2058 | 0.2228 | 0.24663 | 0.25541 | 0.26089 | 0.26355 | 0.26322 | 0.26158 | 0.25916 | 3.3348 | 3.0061 | 0.58286 | 0.066011 | 0.27098
LO3Slow | NR | HPWH | Residential | Water Heating | 0.045379 | 203.9181 | 663.8378 | >140 | >120 | Single Family | Single Family Tier2_buffered | 0.01246 | 0.031974 | 0.070896 | 0.13882 | 0.24418 | 0.39123 | 0.57777 | 0.79463 | 1.0273 | 1.2588 | 1.4738 | 1.6606 | 1.813 | 2.3138 | 2.3962 | 2.4399 | 2.4626 | 2.4649 | 2.4438 | 2.4178 | 30.5576 | 26.4344 | 4.548 | 0.49833 | 0.17428
LO3Slow | NR | HPWH | Residential | Water Heating | 0.019883 | 87.9318 | 1607.3377 | >140 | >120 | Manufactured | Manufactured Tier2_indor2_gfac | 4.1501e-05 | 0.0001056 | 0.00023216 | 0.00045077 | 0.00078618 | 0.001249 | 0.001829 | 0.0024943 | 0.0031973 | 0.0038849 | 0.0045099 | 0.0050387 | 0.0054549 | 0.0060384 | 0.0062533 | 0.0063877 | 0.0064527 | 0.0064445 | 0.0064046 | 0.0063453 | 0.081649 | 0.073601 | 0.014271 | 0.0016162 | 0.073083
LO3Slow | NR | HPWH | Residential | Water Heating | 0.019634 | 86.7188 | 1630.5015 | >140 | >120 | Single Family | Single Family Tier2_indor2_gfac | 0.00060985 | 0.0015649 | 0.0034699 | 0.0067944 | 0.011951 | 0.019148 | 0.028278 | 0.038892 | 0.050278 | 0.061611 | 0.072131 | 0.081274 | 0.088736 | 0.11325 | 0.11728 | 0.11942 | 0.12053 | 0.12064 | 0.11961 | 0.11833 | 1.4956 | 1.2938 | 0.2226 | 0.02439 | 0.072083
LO3Slow | NR | HPWH | Residential | Water Heating | 0.018631 | 87.0183 | 1624.0877 | >140 | >120 | Manufactured | Manufactured Tier2_indor2_gfnc | 0.00030118 | 0.00076633 | 0.0016849 | 0.0032713 | 0.0057054 | 0.0090643 | 0.013273 | 0.018101 | 0.023203 | 0.028194 | 0.032729 | 0.036567 | 0.039587 | 0.043822 | 0.045381 | 0.046356 | 0.046828 | 0.046769 | 0.046479 | 0.046048 | 0.59254 | 0.53413 | 0.10356 | 0.011729 | 0.071045
LO3Slow | NR | HPWH | Residential | Water Heating | 0.0185 | 86.4428 | 1635.6198 | >140 | >120 | Single Family | Single Family Tier2_indor2_gfnc | 0.00099185 | 0.0025452 | 0.0056434 | 0.01105 | 0.019437 | 0.031142 | 0.045991 | 0.063254 | 0.081771 | 0.1002 | 0.11731 | 0.13218 | 0.14432 | 0.18418 | 0.19074 | 0.19422 | 0.19603 | 0.19621 | 0.19453 | 0.19246 | 2.4324 | 2.1042 | 0.36203 | 0.039668 | 0.070538
LO3Slow | NR | HPWH | Residential | Water Heating | 0.021282 | 50.0965 | 2752.9917 | >140 | >120 | Manufactured | Manufactured Tier2_indor2_hp85 | 0.0001082 | 0.0002753 | 0.00060528 | 0.0011752 | 0.0020497 | 0.0032563 | 0.0047684 | 0.0065029 | 0.0083357 | 0.010128 | 0.011758 | 0.013136 | 0.014222 | 0.015743 | 0.016303 | 0.016653 | 0.016823 | 0.016802 | 0.016698 | 0.016543 | 0.21287 | 0.19189 | 0.037205 | 0.0042137 | 0.055614
LO3Slow | NR | HPWH | Residential | Water Heating | 0.021042 | 50.0403 | 2755.831 | >140 | >120 | Single Family | Single Family Tier2_indor2_hp85 | 0.00023626 | 0.00060626 | 0.0013443 | 0.0026322 | 0.0046299 | 0.0074181 | 0.010955 | 0.015067 | 0.019478 | 0.023868 | 0.027944 | 0.031486 | 0.034377 | 0.043873 | 0.045434 | 0.046263 | 0.046694 | 0.046737 | 0.046338 | 0.045843 | 0.57941 | 0.50122 | 0.086235 | 0.0094488 | 0.05528
LO3Slow | NR | HPWH | Residential | Water Heating | -0.0012108 | 32.7646 | 4262.5492 | >140 | >120 | Manufactured | Manufactured Tier2_indor2_zonl | 2.0187e-05 | 5.1364e-05 | 0.00011293 | 0.00021926 | 0.00038242 | 0.00060755 | 0.00088967 | 0.0012133 | 0.0015552 | 0.0018897 | 0.0021937 | 0.0024509 | 0.0026534 | 0.0029372 | 0.0030418 | 0.0031071 | 0.0031387 | 0.0031348 | 0.0031153 | 0.0030865 | 0.039716 | 0.035801 | 0.0069416 | 0.00078616 | 0.017098
LO3Slow | NR | HPWH | Residential | Water Heating | -0.0015401 | 31.6399 | 4415.4378 | >140 | >120 | Single Family | Single Family Tier2_indor2_zonl | 0.0001522 | 0.00039056 | 0.000866 | 0.0016957 | 0.0029826 | 0.0047789 | 0.0070575 | 0.0097065 | 0.012548 | 0.015377 | 0.018002 | 0.020284 | 0.022146 | 0.028264 | 0.02927 | 0.029803 | 0.030081 | 0.030109 | 0.029852 | 0.029533 | 0.37326 | 0.3229 | 0.055555 | 0.0060871 | 0.016435
LO3Slow | NR | HPWH | Residential | Water Heating | -0.013537 | 25.5016 | 5512.2395 | >140 | >120 | Manufactured | Manufactured Tier2_indor2_efaf | 0.00020127 | 0.00051211 | 0.0011259 | 0.0021861 | 0.0038128 | 0.0060574 | 0.0088702 | 0.012097 | 0.015506 | 0.018841 | 0.021872 | 0.024436 | 0.026455 | 0.029285 | 0.030327 | 0.030979 | 0.031294 | 0.031254 | 0.031061 | 0.030773 | 0.39598 | 0.35695 | 0.069209 | 0.0078382 | 0.01169
LO3Slow | NR | HPWH | Residential | Water Heating | -0.013964 | 24.3597 | 5772.7244 | >140 | >120 | Single Family | Single Family Tier2_indor2_efaf | 4.351e-05 | 0.00011165 | 0.00024756 | 0.00048475 | 0.00085265 | 0.0013661 | 0.0020175 | 0.0027748 | 0.0035871 | 0.0043957 | 0.0051462 | 0.0057985 | 0.0063309 | 0.0080797 | 0.0083673 | 0.0085198 | 0.0085992 | 0.0086073 | 0.0085337 | 0.0084426 | 0.1067 | 0.092307 | 0.015881 | 0.0017401 | 0.011124
LO1Slow | New | Heat Recovery Ventilation | Residential | HVAC | 0.25262 | 708.4622 | 140.2272 | >140 | >120 | Single Family | SF RNC HRV ACH3 HZ1CZ1 | 0.0026779 | 0.0076817 | 0.015898 | 0.028942 | 0.048194 | 0.073253 | 0.10736 | 0.15348 | 0.20898 | 0.2812 | 0.36056 | 0.43722 | 0.50509 | 0.58059 | 0.65406 | 0.70533 | 0.72107 | 0.74636 | 0.76455 | 0.77761 | 7.1801 | 7.1801 | 0.92766 | 0.10339 | 0.903
LO1Slow | New | Heat Recovery Ventilation | Residential | HVAC | 0.25262 | 732.1961 | 135.6818 | 130-140 | >120 | Single Family | SF RNC HRV ACH3 HZ1CZ2 | 0.00096422 | 0.002766 | 0.0057245 | 0.010421 | 0.017353 | 0.026376 | 0.038656 | 0.055263 | 0.075247 | 0.10125 | 0.12983 | 0.15743 | 0.18187 | 0.20906 | 0.23551 | 0.25397 | 0.25964 | 0.26874 | 0.27529 | 0.27999 | 2.5854 | 2.5854 | 0.33402 | 0.037229 | 0.91921
LO1Slow | New | Heat Recovery Ventilation | Residential | HVAC | 0.25262 | 759.1427 | 130.8656 | 130-140 | >120 | Single Family | SF RNC HRV ACH3 HZ1CZ3 | 0.00083022 | 0.0023816 | 0.0049289 | 0.0089728 | 0.014942 | 0.022711 | 0.033284 | 0.047583 | 0.064789 | 0.087181 | 0.11179 | 0.13555 | 0.15659 | 0.18 | 0.20278 | 0.21867 | 0.22355 | 0.23139 | 0.23703 | 0.24108 | 2.2261 | 2.2261 | 0.2876 | 0.032055 | 0.93763
LO1Slow | New | Heat Recovery Ventilation | Residential | HVAC | 0.36165 | 1020.5995 | 91.2752 | 90-100 | 80-120 | Single Family | SF RNC HRV ACH3 HZ2CZ1 | 0.00021555 | 0.00061832 | 0.0012797 | 0.0023296 | 0.0038793 | 0.0058963 | 0.0086415 | 0.012354 | 0.016821 | 0.022634 | 0.029023 | 0.035193 | 0.040656 | 0.046733 | 0.052647 | 0.056774 | 0.05804 | 0.060076 | 0.06154 | 0.062591 | 0.57794 | 0.57794 | 0.074669 | 0.0083224 | 1.2971
LO1Slow | New | Heat Recovery Ventilation | Residential | HVAC | 0.36165 | 1044.4641 | 89.1897 | 80-90 | 80-120 | Single Family | SF RNC HRV ACH3 HZ2CZ2 | 0.0005355 | 0.0015362 | 0.0031792 | 0.0057876 | 0.0096376 | 0.014649 | 0.021469 | 0.030691 | 0.04179 | 0.056233 | 0.072103 | 0.087432 | 0.10101 | 0.1161 | 0.1308 | 0.14105 | 0.14419 | 0.14925 | 0.15289 | 0.1555 | 1.4358 | 1.4358 | 0.18551 | 0.020676 | 1.3134
LO1Slow | New | Heat Recovery Ventilation | Residential | HVAC | 0.36165 | 1071.9186 | 86.9053 | 80-90 | 80-120 | Single Family | SF RNC HRV ACH3 HZ2CZ3 | 0.00040342 | 0.0011572 | 0.002395 | 0.00436 | 0.0072604 | 0.011036 | 0.016173 | 0.023121 | 0.031482 | 0.042362 | 0.054319 | 0.065866 | 0.076092 | 0.087466 | 0.098534 | 0.10626 | 0.10863 | 0.11244 | 0.11518 | 0.11715 | 1.0817 | 1.0817 | 0.13975 | 0.015576 | 1.3321
LO1Slow | New | Heat Recovery Ventilation | Residential | HVAC | 0.40385 | 1140.4338 | 79.5831 | 70-80 | 40-80 | Single Family | SF RNC HRV ACH3 HZ3CZ1 | 0.00017361 | 0.00049802 | 0.0010307 | 0.0018763 | 0.0031245 | 0.0047491 | 0.0069601 | 0.0099501 | 0.013548 | 0.01823 | 0.023376 | 0.028345 | 0.032746 | 0.037641 | 0.042404 | 0.045727 | 0.046748 | 0.048387 | 0.049566 | 0.050413 | 0.46549 | 0.46549 | 0.060141 | 0.0067031 | 1.4489
LO1Slow | New | Heat Recovery Ventilation | Residential | HVAC | 0.40385 | 1164.3209 | 77.9504 | 70-80 | 40-80 | Single Family | SF RNC HRV ACH3 HZ3CZ2 | 0.00026637 | 0.00076411 | 0.0015814 | 0.0028789 | 0.0047939 | 0.0072866 | 0.010679 | 0.015267 | 0.020787 | 0.027971 | 0.035866 | 0.04349 | 0.050242 | 0.057752 | 0.06506 | 0.07016 | 0.071725 | 0.074241 | 0.07605 | 0.077349 | 0.71421 | 0.71421 | 0.092275 | 0.010285 | 1.4653
LO1Slow | New | Heat Recovery Ventilation | Residential | HVAC | 0.40385 | 1191.765 | 76.1553 | 70-80 | 40-80 | Single Family | SF RNC HRV ACH3 HZ3CZ3 | 0 | 0 | 0 | 0 | 0 | 0 | 0 | 0 | 0 | 0 | 0 | 0 | 0 | 0 | 0 | 0 | 0 | 0 | 0 | 0 | 0 | 0 | 0 | 0 | 1.484
LO20Fast | New | Lighting | Residential | Lighting | 0.0050254 | 19.2363 | -15.06 | <0 | <40 | Single Family | 2016 - LEDDecorative and Mini-Base250 to 664 lumensANY | 0.16158 | 0 | 0 | 0 | 0 | 0 | 0 | 0 | 0 | 0 | 0 | 0 | 0 | 0 | 0 | 0 | 0 | 0 | 0 | 0 | 0.16158 | 0.16158 | 0.16158 | 0.16158 | 4.3154
LO20Fast | New | Lighting | Residential | Lighting | 0.003786 | 14.492 | -3.5287 | <0 | <40 | Single Family | 2016 - LEDDecorative and Mini-Base665 to 1439 lumensANY | 0.033388 | 0 | 0 | 0 | 0 | 0 | 0 | 0 | 0 | 0 | 0 | 0 | 0 | 0 | 0 | 0 | 0 | 0 | 0 | 0 | 0.033388 | 0.033388 | 0.033388 | 0.033388 | 2.3589
LO20Fast | New | Lighting | Residential | Lighting | 0.001875 | 7.1769 | 355.2229 | >140 | >120 | Single Family | 2016 - LEDDecorative and Mini-Base1440 to 2600 lumensANY | 0.00032485 | 0 | 0 | 0 | 0 | 0 | 0 | 0 | 0 | 0 | 0 | 0 | 0 | 0 | 0 | 0 | 0 | 0 | 0 | 0 | 0.00032485 | 0.00032485 | 0.00032485 | 0.00032485 | 0.42264
LO20Fast | New | Lighting | Residential | Lighting | 0.00047955 | 1.8356 | 45.3547 | 40-50 | 40-80 | Single Family | 2016 - LEDGeneral Purpose and Dimmable250 to 664 lumensANY | 0.012876 | 0 | 0 | 0 | 0 | 0 | 0 | 0 | 0 | 0 | 0 | 0 | 0 | 0 | 0 | 0 | 0 | 0 | 0 | 0 | 0.012876 | 0.012876 | 0.012876 | 0.012876 | 1.5528
LO20Fast | New | Lighting | Residential | Lighting | 0.0018717 | 7.1646 | 56.6118 | 50-60 | 40-80 | Single Family | 2016 - LEDGeneral Purpose and Dimmable665 to 1439 lumensANY | 0.38779 | 0 | 0 | 0 | 0 | 0 | 0 | 0 | 0 | 0 | 0 | 0 | 0 | 0 | 0 | 0 | 0 | 0 | 0 | 0 | 0.38779 | 0.38779 | 0.38779 | 0.38779 | 1.6633
LO20Fast | New | Lighting | Residential | Lighting | 0.0034972 | 13.3867 | 91.0637 | 90-100 | 80-120 | Single Family | 2016 - LEDGeneral Purpose and Dimmable1440 to 2600 lumensANY | 0.072241 | 0 | 0 | 0 | 0 | 0 | 0 | 0 | 0 | 0 | 0 | 0 | 0 | 0 | 0 | 0 | 0 | 0 | 0 | 0 | 0.072241 | 0.072241 | 0.072241 | 0.072241 | 1.1752
LO20Fast | New | Lighting | Residential | Lighting | 0.0037449 | 14.3345 | -37.3971 | <0 | <40 | Single Family | 2016 - LEDGlobe250 to 664 lumensANY | 0.066114 | 0 | 0 | 0 | 0 | 0 | 0 | 0 | 0 | 0 | 0 | 0 | 0 | 0 | 0 | 0 | 0 | 0 | 0 | 0 | 0.066114 | 0.066114 | 0.066114 | 0.066114 | 6.0745
LO20Fast | New | Lighting | Residential | Lighting | 0.0025791 | 9.8724 | -94.9967 | <0 | <40 | Single Family | 2016 - LEDGlobe665 to 1439 lumensANY | 0.027765 | 0 | 0 | 0 | 0 | 0 | 0 | 0 | 0 | 0 | 0 | 0 | 0 | 0 | 0 | 0 | 0 | 0 | 0 | 0 | 0.027765 | 0.027765 | 0.027765 | 0.027765 | 6.4961
LO20Fast | New | Lighting | Residential | Lighting | 0.0027904 | 10.6812 | -99.8783 | <0 | <40 | Single Family | 2016 - LEDGlobe1440 to 2600 lumensANY | 0.0022635 | 0 | 0 | 0 | 0 | 0 | 0 | 0 | 0 | 0 | 0 | 0 | 0 | 0 | 0 | 0 | 0 | 0 | 0 | 0 | 0.0022635 | 0.0022635 | 0.0022635 | 0.0022635 | 2.8035
LO20Fast | New | Lighting | Residential | Lighting | 0.0053229 | 20.3748 | -38.378 | <0 | <40 | Single Family | 2016 - LEDReflectors and Outdoor250 to 664 lumensANY | 0.029891 | 0 | 0 | 0 | 0 | 0 | 0 | 0 | 0 | 0 | 0 | 0 | 0 | 0 | 0 | 0 | 0 | 0 | 0 | 0 | 0.029891 | 0.029891 | 0.029891 | 0.029891 | 3.2673
LO20Fast | New | Lighting | Residential | Lighting | 0.0040588 | 15.5362 | -47.7259 | <0 | <40 | Single Family | 2016 - LEDReflectors and Outdoor665 to 1439 lumensANY | 0.23031 | 0 | 0 | 0 | 0 | 0 | 0 | 0 | 0 | 0 | 0 | 0 | 0 | 0 | 0 | 0 | 0 | 0 | 0 | 0 | 0.23031 | 0.23031 | 0.23031 | 0.23031 | 3.5735
LO20Fast | New | Lighting | Residential | Lighting | 0.021729 | 83.1732 | -27.3345 | <0 | <40 | Single Family | 2016 - LEDReflectors and Outdoor1440 to 2600 lumensANY | 0.10132 | 0 | 0 | 0 | 0 | 0 | 0 | 0 | 0 | 0 | 0 | 0 | 0 | 0 | 0 | 0 | 0 | 0 | 0 | 0 | 0.10132 | 0.10132 | 0.10132 | 0.10132 | 6.6756
LO20Fast | New | Lighting | Residential | Lighting | 0.01265 | 48.4214 | -0.28395 | <0 | <40 | Single Family | 2016 - LEDThree-Way250 to 664 lumensANY | 0.00092559 | 0 | 0 | 0 | 0 | 0 | 0 | 0 | 0 | 0 | 0 | 0 | 0 | 0 | 0 | 0 | 0 | 0 | 0 | 0 | 0.00092559 | 0.00092559 | 0.00092559 | 0.00092559 | 4.1777
LO20Fast | New | Lighting | Residential | Lighting | 0.013626 | 52.1577 | -8.9398 | <0 | <40 | Single Family | 2016 - LEDThree-Way665 to 1439 lumensANY | 0.012307 | 0 | 0 | 0 | 0 | 0 | 0 | 0 | 0 | 0 | 0 | 0 | 0 | 0 | 0 | 0 | 0 | 0 | 0 | 0 | 0.012307 | 0.012307 | 0.012307 | 0.012307 | 6.1149
LO20Fast | New | Lighting | Residential | Lighting | 0.012193 | 46.6733 | -22.0119 | <0 | <40 | Single Family | 2016 - LEDThree-Way1440 to 2600 lumensANY | 0.042584 | 0 | 0 | 0 | 0 | 0 | 0 | 0 | 0 | 0 | 0 | 0 | 0 | 0 | 0 | 0 | 0 | 0 | 0 | 0 | 0.042584 | 0.042584 | 0.042584 | 0.042584 | 3.7322
LO20Fast | New | Lighting | Residential | Lighting | 0.0050254 | 19.2363 | -15.06 | <0 | <40 | Multifamily - Low Rise | 2016 - LEDDecorative and Mini-Base250 to 664 lumensANY | 0.017925 | 0 | 0 | 0 | 0 | 0 | 0 | 0 | 0 | 0 | 0 | 0 | 0 | 0 | 0 | 0 | 0 | 0 | 0 | 0 | 0.017925 | 0.017925 | 0.017925 | 0.017925 | 4.3154
LO20Fast | New | Lighting | Residential | Lighting | 0.003786 | 14.492 | -3.5287 | <0 | <40 | Multifamily - Low Rise | 2016 - LEDDecorative and Mini-Base665 to 1439 lumensANY | 0.0037038 | 0 | 0 | 0 | 0 | 0 | 0 | 0 | 0 | 0 | 0 | 0 | 0 | 0 | 0 | 0 | 0 | 0 | 0 | 0 | 0.0037038 | 0.0037038 | 0.0037038 | 0.0037038 | 2.3589
LO20Fast | New | Lighting | Residential | Lighting | 0.001875 | 7.1769 | 355.2229 | >140 | >120 | Multifamily - Low Rise | 2016 - LEDDecorative and Mini-Base1440 to 2600 lumensANY | 3.6036e-05 | 0 | 0 | 0 | 0 | 0 | 0 | 0 | 0 | 0 | 0 | 0 | 0 | 0 | 0 | 0 | 0 | 0 | 0 | 0 | 3.6036e-05 | 3.6036e-05 | 3.6036e-05 | 3.6036e-05 | 0.42264
LO20Fast | New | Lighting | Residential | Lighting | 0.00047955 | 1.8356 | 45.3547 | 40-50 | 40-80 | Multifamily - Low Rise | 2016 - LEDGeneral Purpose and Dimmable250 to 664 lumensANY | 0.0014283 | 0 | 0 | 0 | 0 | 0 | 0 | 0 | 0 | 0 | 0 | 0 | 0 | 0 | 0 | 0 | 0 | 0 | 0 | 0 | 0.0014283 | 0.0014283 | 0.0014283 | 0.0014283 | 1.5528
LO20Fast | New | Lighting | Residential | Lighting | 0.0018717 | 7.1646 | 56.6118 | 50-60 | 40-80 | Multifamily - Low Rise | 2016 - LEDGeneral Purpose and Dimmable665 to 1439 lumensANY | 0.043019 | 0 | 0 | 0 | 0 | 0 | 0 | 0 | 0 | 0 | 0 | 0 | 0 | 0 | 0 | 0 | 0 | 0 | 0 | 0 | 0.043019 | 0.043019 | 0.043019 | 0.043019 | 1.6633
LO20Fast | New | Lighting | Residential | Lighting | 0.0034972 | 13.3867 | 91.0637 | 90-100 | 80-120 | Multifamily - Low Rise | 2016 - LEDGeneral Purpose and Dimmable1440 to 2600 lumensANY | 0.0080138 | 0 | 0 | 0 | 0 | 0 | 0 | 0 | 0 | 0 | 0 | 0 | 0 | 0 | 0 | 0 | 0 | 0 | 0 | 0 | 0.0080138 | 0.0080138 | 0.0080138 | 0.0080138 | 1.1752
LO20Fast | New | Lighting | Residential | Lighting | 0.0037449 | 14.3345 | -37.3971 | <0 | <40 | Multifamily - Low Rise | 2016 - LEDGlobe250 to 664 lumensANY | 0.0073342 | 0 | 0 | 0 | 0 | 0 | 0 | 0 | 0 | 0 | 0 | 0 | 0 | 0 | 0 | 0 | 0 | 0 | 0 | 0 | 0.0073342 | 0.0073342 | 0.0073342 | 0.0073342 | 6.0745
LO20Fast | New | Lighting | Residential | Lighting | 0.0025791 | 9.8724 | -94.9967 | <0 | <40 | Multifamily - Low Rise | 2016 - LEDGlobe665 to 1439 lumensANY | 0.0030801 | 0 | 0 | 0 | 0 | 0 | 0 | 0 | 0 | 0 | 0 | 0 | 0 | 0 | 0 | 0 | 0 | 0 | 0 | 0 | 0.0030801 | 0.0030801 | 0.0030801 | 0.0030801 | 6.4961
LO20Fast | New | Lighting | Residential | Lighting | 0.0027904 | 10.6812 | -99.8783 | <0 | <40 | Multifamily - Low Rise | 2016 - LEDGlobe1440 to 2600 lumensANY | 0.0002511 | 0 | 0 | 0 | 0 | 0 | 0 | 0 | 0 | 0 | 0 | 0 | 0 | 0 | 0 | 0 | 0 | 0 | 0 | 0 | 0.0002511 | 0.0002511 | 0.0002511 | 0.0002511 | 2.8035
LO20Fast | New | Lighting | Residential | Lighting | 0.0053229 | 20.3748 | -38.378 | <0 | <40 | Multifamily - Low Rise | 2016 - LEDReflectors and Outdoor250 to 664 lumensANY | 0.0033159 | 0 | 0 | 0 | 0 | 0 | 0 | 0 | 0 | 0 | 0 | 0 | 0 | 0 | 0 | 0 | 0 | 0 | 0 | 0 | 0.0033159 | 0.0033159 | 0.0033159 | 0.0033159 | 3.2673
LO20Fast | New | Lighting | Residential | Lighting | 0.0040588 | 15.5362 | -47.7259 | <0 | <40 | Multifamily - Low Rise | 2016 - LEDReflectors and Outdoor665 to 1439 lumensANY | 0.025549 | 0 | 0 | 0 | 0 | 0 | 0 | 0 | 0 | 0 | 0 | 0 | 0 | 0 | 0 | 0 | 0 | 0 | 0 | 0 | 0.025549 | 0.025549 | 0.025549 | 0.025549 | 3.5735
LO20Fast | New | Lighting | Residential | Lighting | 0.021729 | 83.1732 | -27.3345 | <0 | <40 | Multifamily - Low Rise | 2016 - LEDReflectors and Outdoor1440 to 2600 lumensANY | 0.01124 | 0 | 0 | 0 | 0 | 0 | 0 | 0 | 0 | 0 | 0 | 0 | 0 | 0 | 0 | 0 | 0 | 0 | 0 | 0 | 0.01124 | 0.01124 | 0.01124 | 0.01124 | 6.6756
LO20Fast | New | Lighting | Residential | Lighting | 0.01265 | 48.4214 | -0.28395 | <0 | <40 | Multifamily - Low Rise | 2016 - LEDThree-Way250 to 664 lumensANY | 0.00010268 | 0 | 0 | 0 | 0 | 0 | 0 | 0 | 0 | 0 | 0 | 0 | 0 | 0 | 0 | 0 | 0 | 0 | 0 | 0 | 0.00010268 | 0.00010268 | 0.00010268 | 0.00010268 | 4.1777
LO20Fast | New | Lighting | Residential | Lighting | 0.013626 | 52.1577 | -8.9398 | <0 | <40 | Multifamily - Low Rise | 2016 - LEDThree-Way665 to 1439 lumensANY | 0.0013652 | 0 | 0 | 0 | 0 | 0 | 0 | 0 | 0 | 0 | 0 | 0 | 0 | 0 | 0 | 0 | 0 | 0 | 0 | 0 | 0.0013652 | 0.0013652 | 0.0013652 | 0.0013652 | 6.1149
LO20Fast | New | Lighting | Residential | Lighting | 0.012193 | 46.6733 | -22.0119 | <0 | <40 | Multifamily - High Rise | 2016 - LEDThree-Way1440 to 2600 lumensANY | 0.0010605 | 0 | 0 | 0 | 0 | 0 | 0 | 0 | 0 | 0 | 0 | 0 | 0 | 0 | 0 | 0 | 0 | 0 | 0 | 0 | 0.0010605 | 0.0010605 | 0.0010605 | 0.0010605 | 3.7322
LO20Fast | New | Lighting | Residential | Lighting | 0.0050254 | 19.2363 | -15.06 | <0 | <40 | Multifamily - High Rise | 2016 - LEDDecorative and Mini-Base250 to 664 lumensANY | 0.004024 | 0 | 0 | 0 | 0 | 0 | 0 | 0 | 0 | 0 | 0 | 0 | 0 | 0 | 0 | 0 | 0 | 0 | 0 | 0 | 0.004024 | 0.004024 | 0.004024 | 0.004024 | 4.3154
LO20Fast | New | Lighting | Residential | Lighting | 0.003786 | 14.492 | -3.5287 | <0 | <40 | Multifamily - High Rise | 2016 - LEDDecorative and Mini-Base665 to 1439 lumensANY | 0.00083147 | 0 | 0 | 0 | 0 | 0 | 0 | 0 | 0 | 0 | 0 | 0 | 0 | 0 | 0 | 0 | 0 | 0 | 0 | 0 | 0.00083147 | 0.00083147 | 0.00083147 | 0.00083147 | 2.3589
LO20Fast | New | Lighting | Residential | Lighting | 0.001875 | 7.1769 | 355.2229 | >140 | >120 | Multifamily - High Rise | 2016 - LEDDecorative and Mini-Base1440 to 2600 lumensANY | 8.0898e-06 | 0 | 0 | 0 | 0 | 0 | 0 | 0 | 0 | 0 | 0 | 0 | 0 | 0 | 0 | 0 | 0 | 0 | 0 | 0 | 8.0898e-06 | 8.0898e-06 | 8.0898e-06 | 8.0898e-06 | 0.42264
LO20Fast | New | Lighting | Residential | Lighting | 0.00047955 | 1.8356 | 45.3547 | 40-50 | 40-80 | Multifamily - High Rise | 2016 - LEDGeneral Purpose and Dimmable250 to 664 lumensANY | 0.00032065 | 0 | 0 | 0 | 0 | 0 | 0 | 0 | 0 | 0 | 0 | 0 | 0 | 0 | 0 | 0 | 0 | 0 | 0 | 0 | 0.00032065 | 0.00032065 | 0.00032065 | 0.00032065 | 1.5528
LO20Fast | New | Lighting | Residential | Lighting | 0.0018717 | 7.1646 | 56.6118 | 50-60 | 40-80 | Multifamily - High Rise | 2016 - LEDGeneral Purpose and Dimmable665 to 1439 lumensANY | 0.0096573 | 0 | 0 | 0 | 0 | 0 | 0 | 0 | 0 | 0 | 0 | 0 | 0 | 0 | 0 | 0 | 0 | 0 | 0 | 0 | 0.0096573 | 0.0096573 | 0.0096573 | 0.0096573 | 1.6633
LO20Fast | New | Lighting | Residential | Lighting | 0.0034972 | 13.3867 | 91.0637 | 90-100 | 80-120 | Multifamily - High Rise | 2016 - LEDGeneral Purpose and Dimmable1440 to 2600 lumensANY | 0.001799 | 0 | 0 | 0 | 0 | 0 | 0 | 0 | 0 | 0 | 0 | 0 | 0 | 0 | 0 | 0 | 0 | 0 | 0 | 0 | 0.001799 | 0.001799 | 0.001799 | 0.001799 | 1.1752
LO20Fast | New | Lighting | Residential | Lighting | 0.0037449 | 14.3345 | -37.3971 | <0 | <40 | Multifamily - High Rise | 2016 - LEDGlobe250 to 664 lumensANY | 0.0016465 | 0 | 0 | 0 | 0 | 0 | 0 | 0 | 0 | 0 | 0 | 0 | 0 | 0 | 0 | 0 | 0 | 0 | 0 | 0 | 0.0016465 | 0.0016465 | 0.0016465 | 0.0016465 | 6.0745
LO20Fast | New | Lighting | Residential | Lighting | 0.0025791 | 9.8724 | -94.9967 | <0 | <40 | Multifamily - High Rise | 2016 - LEDGlobe665 to 1439 lumensANY | 0.00069145 | 0 | 0 | 0 | 0 | 0 | 0 | 0 | 0 | 0 | 0 | 0 | 0 | 0 | 0 | 0 | 0 | 0 | 0 | 0 | 0.00069145 | 0.00069145 | 0.00069145 | 0.00069145 | 6.4961
LO20Fast | New | Lighting | Residential | Lighting | 0.0027904 | 10.6812 | -99.8783 | <0 | <40 | Multifamily - High Rise | 2016 - LEDGlobe1440 to 2600 lumensANY | 5.637e-05 | 0 | 0 | 0 | 0 | 0 | 0 | 0 | 0 | 0 | 0 | 0 | 0 | 0 | 0 | 0 | 0 | 0 | 0 | 0 | 5.637e-05 | 5.637e-05 | 5.637e-05 | 5.637e-05 | 2.8035
LO20Fast | New | Lighting | Residential | Lighting | 0.0053229 | 20.3748 | -38.378 | <0 | <40 | Multifamily - High Rise | 2016 - LEDReflectors and Outdoor250 to 664 lumensANY | 0.00074438 | 0 | 0 | 0 | 0 | 0 | 0 | 0 | 0 | 0 | 0 | 0 | 0 | 0 | 0 | 0 | 0 | 0 | 0 | 0 | 0.00074438 | 0.00074438 | 0.00074438 | 0.00074438 | 3.2673
LO20Fast | New | Lighting | Residential | Lighting | 0.0040588 | 15.5362 | -47.7259 | <0 | <40 | Multifamily - High Rise | 2016 - LEDReflectors and Outdoor665 to 1439 lumensANY | 0.0057355 | 0 | 0 | 0 | 0 | 0 | 0 | 0 | 0 | 0 | 0 | 0 | 0 | 0 | 0 | 0 | 0 | 0 | 0 | 0 | 0.0057355 | 0.0057355 | 0.0057355 | 0.0057355 | 3.5735
LO20Fast | New | Lighting | Residential | Lighting | 0.021729 | 83.1732 | -27.3345 | <0 | <40 | Multifamily - High Rise | 2016 - LEDReflectors and Outdoor1440 to 2600 lumensANY | 0.0025233 | 0 | 0 | 0 | 0 | 0 | 0 | 0 | 0 | 0 | 0 | 0 | 0 | 0 | 0 | 0 | 0 | 0 | 0 | 0 | 0.0025233 | 0.0025233 | 0.0025233 | 0.0025233 | 6.6756
LO20Fast | New | Lighting | Residential | Lighting | 0.01265 | 48.4214 | -0.28395 | <0 | <40 | Multifamily - High Rise | 2016 - LEDThree-Way250 to 664 lumensANY | 2.305e-05 | 0 | 0 | 0 | 0 | 0 | 0 | 0 | 0 | 0 | 0 | 0 | 0 | 0 | 0 | 0 | 0 | 0 | 0 | 0 | 2.305e-05 | 2.305e-05 | 2.305e-05 | 2.305e-05 | 4.1777
LO20Fast | New | Lighting | Residential | Lighting | 0.013626 | 52.1577 | -8.9398 | <0 | <40 | Multifamily - High Rise | 2016 - LEDThree-Way665 to 1439 lumensANY | 0.00030647 | 0 | 0 | 0 | 0 | 0 | 0 | 0 | 0 | 0 | 0 | 0 | 0 | 0 | 0 | 0 | 0 | 0 | 0 | 0 | 0.00030647 | 0.00030647 | 0.00030647 | 0.00030647 | 6.1149
LO20Fast | New | Lighting | Residential | Lighting | 0.012193 | 46.6733 | -22.0119 | <0 | <40 | Multifamily - High Rise | 2016 - LEDThree-Way1440 to 2600 lumensANY | 0.0010605 | 0 | 0 | 0 | 0 | 0 | 0 | 0 | 0 | 0 | 0 | 0 | 0 | 0 | 0 | 0 | 0 | 0 | 0 | 0 | 0.0010605 | 0.0010605 | 0.0010605 | 0.0010605 | 3.7322
LO20Fast | New | Lighting | Residential | Lighting | 0.0050254 | 19.2363 | -15.06 | <0 | <40 | Manufactured | 2016 - LEDDecorative and Mini-Base250 to 664 lumensANY | 0.0021592 | 0 | 0 | 0 | 0 | 0 | 0 | 0 | 0 | 0 | 0 | 0 | 0 | 0 | 0 | 0 | 0 | 0 | 0 | 0 | 0.0021592 | 0.0021592 | 0.0021592 | 0.0021592 | 4.3154
LO20Fast | New | Lighting | Residential | Lighting | 0.003786 | 14.492 | -3.5287 | <0 | <40 | Manufactured | 2016 - LEDDecorative and Mini-Base665 to 1439 lumensANY | 0.00044616 | 0 | 0 | 0 | 0 | 0 | 0 | 0 | 0 | 0 | 0 | 0 | 0 | 0 | 0 | 0 | 0 | 0 | 0 | 0 | 0.00044616 | 0.00044616 | 0.00044616 | 0.00044616 | 2.3589
LO20Fast | New | Lighting | Residential | Lighting | 0.001875 | 7.1769 | 355.2229 | >140 | >120 | Manufactured | 2016 - LEDDecorative and Mini-Base1440 to 2600 lumensANY | 4.3409e-06 | 0 | 0 | 0 | 0 | 0 | 0 | 0 | 0 | 0 | 0 | 0 | 0 | 0 | 0 | 0 | 0 | 0 | 0 | 0 | 4.3409e-06 | 4.3409e-06 | 4.3409e-06 | 4.3409e-06 | 0.42264
LO20Fast | New | Lighting | Residential | Lighting | 0.00047955 | 1.8356 | 45.3547 | 40-50 | 40-80 | Manufactured | 2016 - LEDGeneral Purpose and Dimmable250 to 664 lumensANY | 0.00017206 | 0 | 0 | 0 | 0 | 0 | 0 | 0 | 0 | 0 | 0 | 0 | 0 | 0 | 0 | 0 | 0 | 0 | 0 | 0 | 0.00017206 | 0.00017206 | 0.00017206 | 0.00017206 | 1.5528
LO20Fast | New | Lighting | Residential | Lighting | 0.0018717 | 7.1646 | 56.6118 | 50-60 | 40-80 | Manufactured | 2016 - LEDGeneral Purpose and Dimmable665 to 1439 lumensANY | 0.005182 | 0 | 0 | 0 | 0 | 0 | 0 | 0 | 0 | 0 | 0 | 0 | 0 | 0 | 0 | 0 | 0 | 0 | 0 | 0 | 0.005182 | 0.005182 | 0.005182 | 0.005182 | 1.6633
LO20Fast | New | Lighting | Residential | Lighting | 0.0034972 | 13.3867 | 91.0637 | 90-100 | 80-120 | Manufactured | 2016 - LEDGeneral Purpose and Dimmable1440 to 2600 lumensANY | 0.00096535 | 0 | 0 | 0 | 0 | 0 | 0 | 0 | 0 | 0 | 0 | 0 | 0 | 0 | 0 | 0 | 0 | 0 | 0 | 0 | 0.00096535 | 0.00096535 | 0.00096535 | 0.00096535 | 1.1752
LO20Fast | New | Lighting | Residential | Lighting | 0.0037449 | 14.3345 | -37.3971 | <0 | <40 | Manufactured | 2016 - LEDGlobe250 to 664 lumensANY | 0.00088348 | 0 | 0 | 0 | 0 | 0 | 0 | 0 | 0 | 0 | 0 | 0 | 0 | 0 | 0 | 0 | 0 | 0 | 0 | 0 | 0.00088348 | 0.00088348 | 0.00088348 | 0.00088348 | 6.0745
LO20Fast | New | Lighting | Residential | Lighting | 0.0025791 | 9.8724 | -94.9967 | <0 | <40 | Manufactured | 2016 - LEDGlobe665 to 1439 lumensANY | 0.00037103 | 0 | 0 | 0 | 0 | 0 | 0 | 0 | 0 | 0 | 0 | 0 | 0 | 0 | 0 | 0 | 0 | 0 | 0 | 0 | 0.00037103 | 0.00037103 | 0.00037103 | 0.00037103 | 6.4961
LO20Fast | New | Lighting | Residential | Lighting | 0.0027904 | 10.6812 | -99.8783 | <0 | <40 | Manufactured | 2016 - LEDGlobe1440 to 2600 lumensANY | 3.0248e-05 | 0 | 0 | 0 | 0 | 0 | 0 | 0 | 0 | 0 | 0 | 0 | 0 | 0 | 0 | 0 | 0 | 0 | 0 | 0 | 3.0248e-05 | 3.0248e-05 | 3.0248e-05 | 3.0248e-05 | 2.8035
LO20Fast | New | Lighting | Residential | Lighting | 0.0053229 | 20.3748 | -38.378 | <0 | <40 | Manufactured | 2016 - LEDReflectors and Outdoor250 to 664 lumensANY | 0.00039943 | 0 | 0 | 0 | 0 | 0 | 0 | 0 | 0 | 0 | 0 | 0 | 0 | 0 | 0 | 0 | 0 | 0 | 0 | 0 | 0.00039943 | 0.00039943 | 0.00039943 | 0.00039943 | 3.2673
LO20Fast | New | Lighting | Residential | Lighting | 0.0040588 | 15.5362 | -47.7259 | <0 | <40 | Manufactured | 2016 - LEDReflectors and Outdoor665 to 1439 lumensANY | 0.0030776 | 0 | 0 | 0 | 0 | 0 | 0 | 0 | 0 | 0 | 0 | 0 | 0 | 0 | 0 | 0 | 0 | 0 | 0 | 0 | 0.0030776 | 0.0030776 | 0.0030776 | 0.0030776 | 3.5735
LO20Fast | New | Lighting | Residential | Lighting | 0.021729 | 83.1732 | -27.3345 | <0 | <40 | Manufactured | 2016 - LEDReflectors and Outdoor1440 to 2600 lumensANY | 0.001354 | 0 | 0 | 0 | 0 | 0 | 0 | 0 | 0 | 0 | 0 | 0 | 0 | 0 | 0 | 0 | 0 | 0 | 0 | 0 | 0.001354 | 0.001354 | 0.001354 | 0.001354 | 6.6756
LO20Fast | New | Lighting | Residential | Lighting | 0.01265 | 48.4214 | -0.28395 | <0 | <40 | Manufactured | 2016 - LEDThree-Way250 to 664 lumensANY | 1.2369e-05 | 0 | 0 | 0 | 0 | 0 | 0 | 0 | 0 | 0 | 0 | 0 | 0 | 0 | 0 | 0 | 0 | 0 | 0 | 0 | 1.2369e-05 | 1.2369e-05 | 1.2369e-05 | 1.2369e-05 | 4.1777
LO20Fast | New | Lighting | Residential | Lighting | 0.013626 | 52.1577 | -8.9398 | <0 | <40 | Manufactured | 2016 - LEDThree-Way665 to 1439 lumensANY | 0.00016445 | 0 | 0 | 0 | 0 | 0 | 0 | 0 | 0 | 0 | 0 | 0 | 0 | 0 | 0 | 0 | 0 | 0 | 0 | 0 | 0.00016445 | 0.00016445 | 0.00016445 | 0.00016445 | 6.1149
LO20Fast | New | Lighting | Residential | Lighting | 0.012193 | 46.6733 | -22.0119 | <0 | <40 | Manufactured | 2016 - LEDThree-Way1440 to 2600 lumensANY | 0.00056905 | 0 | 0 | 0 | 0 | 0 | 0 | 0 | 0 | 0 | 0 | 0 | 0 | 0 | 0 | 0 | 0 | 0 | 0 | 0 | 0.00056905 | 0.00056905 | 0.00056905 | 0.00056905 | 3.7322
LO20Fast | New | Lighting | Residential | Lighting | 0.0052592 | 20.131 | -21.2628 | <0 | <40 | Single Family | 2017 - LEDDecorative and Mini-Base250 to 664 lumensANY | 0 | 0.27513 | 0.33517 | 0.38032 | 0.41788 | 0.43756 | 0.45819 | 0.48374 | 0.50192 | 0.53062 | 0.55094 | 0.55664 | 0.55158 | 0.5597 | 0.57218 | 0.57435 | 0.55883 | 0.56057 | 0.5641 | 0.56959 | 9.439 | 9.439 | 3.8205 | 1.4085 | 5.3917
LO20Fast | New | Lighting | Residential | Lighting | 0.0039621 | 15.1661 | -19.793 | <0 | <40 | Single Family | 2017 - LEDDecorative and Mini-Base665 to 1439 lumensANY | 0 | 0.056849 | 0.069255 | 0.078584 | 0.086347 | 0.090413 | 0.094675 | 0.099955 | 0.10371 | 0.10964 | 0.11384 | 0.11502 | 0.11397 | 0.11565 | 0.11823 | 0.11868 | 0.11547 | 0.11583 | 0.11656 | 0.11769 | 1.9504 | 1.9504 | 0.78943 | 0.29103 | 3.0195
LO20Fast | New | Lighting | Residential | Lighting | 0.0019622 | 7.5107 | 253.6686 | >140 | >120 | Single Family | 2017 - LEDDecorative and Mini-Base1440 to 2600 lumensANY | 0 | 0.00055311 | 0.00067382 | 0.00076459 | 0.00084011 | 0.00087968 | 0.00092114 | 0.00097251 | 0.0010091 | 0.0010667 | 0.0011076 | 0.0011191 | 0.0011089 | 0.0011252 | 0.0011503 | 0.0011547 | 0.0011235 | 0.001127 | 0.0011341 | 0.0011451 | 0.018976 | 0.018976 | 0.0076808 | 0.0028316 | 0.55285
LO20Fast | New | Lighting | Residential | Lighting | 0.00050186 | 1.921 | 19.8793 | 10-20 | <40 | Single Family | 2017 - LEDGeneral Purpose and Dimmable250 to 664 lumensANY | 0 | 0.021923 | 0.026708 | 0.030305 | 0.033299 | 0.034867 | 0.036511 | 0.038547 | 0.039995 | 0.042282 | 0.043901 | 0.044356 | 0.043952 | 0.044599 | 0.045594 | 0.045767 | 0.04453 | 0.044669 | 0.04495 | 0.045387 | 0.75214 | 0.75214 | 0.30444 | 0.11224 | 2.0054
LO20Fast | New | Lighting | Residential | Lighting | 0.0019588 | 7.4978 | 38.0475 | 30-40 | <40 | Single Family | 2017 - LEDGeneral Purpose and Dimmable665 to 1439 lumensANY | 0 | 0.66029 | 0.80438 | 0.91273 | 1.0029 | 1.0501 | 1.0996 | 1.1609 | 1.2046 | 1.2734 | 1.3222 | 1.3359 | 1.3238 | 1.3432 | 1.3732 | 1.3784 | 1.3411 | 1.3453 | 1.3538 | 1.367 | 22.653 | 22.653 | 9.169 | 3.3803 | 2.1592
LO20Fast | New | Lighting | Residential | Lighting | 0.0036599 | 14.0093 | 64.3728 | 60-70 | 40-80 | Single Family | 2017 - LEDGeneral Purpose and Dimmable1440 to 2600 lumensANY | 0 | 0.123 | 0.14985 | 0.17003 | 0.18683 | 0.19562 | 0.20485 | 0.21627 | 0.2244 | 0.23723 | 0.24631 | 0.24886 | 0.2466 | 0.25023 | 0.25581 | 0.25678 | 0.24984 | 0.25062 | 0.2522 | 0.25465 | 4.22 | 4.22 | 1.7081 | 0.62971 | 1.5387
LO20Fast | New | Lighting | Residential | Lighting | 0.003919 | 15.0012 | -40.7232 | <0 | <40 | Single Family | 2017 - LEDGlobe250 to 664 lumensANY | 0 | 0.11257 | 0.13714 | 0.15561 | 0.17098 | 0.17903 | 0.18747 | 0.19793 | 0.20537 | 0.21711 | 0.22542 | 0.22776 | 0.22568 | 0.22901 | 0.23411 | 0.235 | 0.22865 | 0.22936 | 0.23081 | 0.23305 | 3.8621 | 3.8621 | 1.5632 | 0.5763 | 7.4252
LO20Fast | New | Lighting | Residential | Lighting | 0.0026991 | 10.3316 | -97.4833 | <0 | <40 | Single Family | 2017 - LEDGlobe665 to 1439 lumensANY | 0 | 0.047275 | 0.057592 | 0.06535 | 0.071806 | 0.075187 | 0.078731 | 0.083122 | 0.086246 | 0.091176 | 0.094668 | 0.095648 | 0.094779 | 0.096174 | 0.098318 | 0.098692 | 0.096024 | 0.096324 | 0.096931 | 0.097873 | 1.6219 | 1.6219 | 0.65649 | 0.24202 | 8.0046
LO20Fast | New | Lighting | Residential | Lighting | 0.0029202 | 11.178 | -118.6674 | <0 | <40 | Single Family | 2017 - LEDGlobe1440 to 2600 lumensANY | 0 | 0.0038541 | 0.0046952 | 0.0053276 | 0.0058539 | 0.0061296 | 0.0064185 | 0.0067764 | 0.0070311 | 0.0074331 | 0.0077178 | 0.0077976 | 0.0077267 | 0.0078405 | 0.0080153 | 0.0080458 | 0.0078283 | 0.0078527 | 0.0079022 | 0.007979 | 0.13223 | 0.13223 | 0.053519 | 0.019731 | 3.5761
LO20Fast | New | Lighting | Residential | Lighting | 0.0055705 | 21.3225 | -49.2564 | <0 | <40 | Single Family | 2017 - LEDReflectors and Outdoor250 to 664 lumensANY | 0 | 0.050895 | 0.062001 | 0.070353 | 0.077303 | 0.080943 | 0.084759 | 0.089486 | 0.092848 | 0.098157 | 0.10192 | 0.10297 | 0.10203 | 0.10354 | 0.10585 | 0.10625 | 0.10338 | 0.1037 | 0.10435 | 0.10537 | 1.7461 | 1.7461 | 0.70674 | 0.26055 | 4.1407
LO20Fast | New | Lighting | Residential | Lighting | 0.0042476 | 16.2588 | -57.5585 | <0 | <40 | Single Family | 2017 - LEDReflectors and Outdoor665 to 1439 lumensANY | 0 | 0.39215 | 0.47772 | 0.54207 | 0.59562 | 0.62367 | 0.65307 | 0.68949 | 0.7154 | 0.7563 | 0.78527 | 0.79339 | 0.78618 | 0.79776 | 0.81554 | 0.81864 | 0.79651 | 0.799 | 0.80403 | 0.81185 | 13.4537 | 13.4537 | 5.4455 | 2.0076 | 4.5384
LO20Fast | New | Lighting | Residential | Lighting | 0.02274 | 87.0418 | -31.3422 | <0 | <40 | Single Family | 2017 - LEDReflectors and Outdoor1440 to 2600 lumensANY | 0 | 0.17252 | 0.21017 | 0.23848 | 0.26204 | 0.27438 | 0.28731 | 0.30333 | 0.31473 | 0.33273 | 0.34547 | 0.34904 | 0.34587 | 0.35096 | 0.35879 | 0.36015 | 0.35041 | 0.35151 | 0.35372 | 0.35716 | 5.9188 | 5.9188 | 2.3957 | 0.8832 | 8.6016
LO20Fast | New | Lighting | Residential | Lighting | 0.013238 | 50.6736 | -6.4267 | <0 | <40 | Single Family | 2017 - LEDThree-Way250 to 664 lumensANY | 0 | 0.001576 | 0.0019199 | 0.0021785 | 0.0023937 | 0.0025065 | 0.0026246 | 0.002771 | 0.0028751 | 0.0030395 | 0.0031559 | 0.0031886 | 0.0031596 | 0.0032061 | 0.0032776 | 0.00329 | 0.0032011 | 0.0032111 | 0.0032313 | 0.0032627 | 0.054069 | 0.054069 | 0.021885 | 0.0080682 | 5.1991
LO20Fast | New | Lighting | Residential | Lighting | 0.01426 | 54.5836 | -12.3343 | <0 | <40 | Single Family | 2017 - LEDThree-Way665 to 1439 lumensANY | 0 | 0.020954 | 0.025527 | 0.028965 | 0.031827 | 0.033326 | 0.034896 | 0.036843 | 0.038227 | 0.040413 | 0.04196 | 0.042395 | 0.042009 | 0.042628 | 0.043578 | 0.043744 | 0.042561 | 0.042694 | 0.042963 | 0.043381 | 0.71889 | 0.71889 | 0.29098 | 0.10727 | 7.3993
LO20Fast | New | Lighting | Residential | Lighting | 0.01276 | 48.8441 | -29.9932 | <0 | <40 | Single Family | 2017 - LEDThree-Way1440 to 2600 lumensANY | 0 | 0.072507 | 0.08833 | 0.10023 | 0.11013 | 0.11532 | 0.12075 | 0.12749 | 0.13228 | 0.13984 | 0.14519 | 0.1467 | 0.14536 | 0.1475 | 0.15079 | 0.15137 | 0.14727 | 0.14773 | 0.14866 | 0.15011 | 2.4876 | 2.4876 | 1.0069 | 0.3712 | 4.6895
LO20Fast | New | Lighting | Residential | Lighting | 0.0052592 | 20.131 | -21.2628 | <0 | <40 | Multifamily - Low Rise | 2017 - LEDDecorative and Mini-Base250 to 664 lumensANY | 0 | 0.031547 | 0.040183 | 0.04563 | 0.048564 | 0.051454 | 0.054919 | 0.059344 | 0.063729 | 0.067995 | 0.070403 | 0.072076 | 0.073482 | 0.073676 | 0.073552 | 0.072631 | 0.071839 | 0.071272 | 0.070162 | 0.0701 | 1.1826 | 1.1826 | 0.46336 | 0.16592 | 5.3917
LO20Fast | New | Lighting | Residential | Lighting | 0.0039621 | 15.1661 | -19.793 | <0 | <40 | Multifamily - Low Rise | 2017 - LEDDecorative and Mini-Base665 to 1439 lumensANY | 0 | 0.0065184 | 0.008303 | 0.0094285 | 0.010035 | 0.010632 | 0.011348 | 0.012262 | 0.013168 | 0.01405 | 0.014547 | 0.014893 | 0.015183 | 0.015223 | 0.015198 | 0.015008 | 0.014844 | 0.014727 | 0.014497 | 0.014485 | 0.24435 | 0.24435 | 0.095744 | 0.034285 | 3.0195
LO20Fast | New | Lighting | Residential | Lighting | 0.0019622 | 7.5107 | 253.6686 | >140 | >120 | Multifamily - Low Rise | 2017 - LEDDecorative and Mini-Base1440 to 2600 lumensANY | 0 | 6.3421e-05 | 8.0784e-05 | 9.1735e-05 | 9.7633e-05 | 0.00010344 | 0.00011041 | 0.0001193 | 0.00012812 | 0.0001367 | 0.00014154 | 0.0001449 | 0.00014773 | 0.00014812 | 0.00014787 | 0.00014602 | 0.00014443 | 0.00014328 | 0.00014105 | 0.00014093 | 0.0023774 | 0.0023774 | 0.00093155 | 0.00033357 | 0.55285
LO20Fast | New | Lighting | Residential | Lighting | 0.00050186 | 1.921 | 19.8793 | 10-20 | <40 | Multifamily - Low Rise | 2017 - LEDGeneral Purpose and Dimmable250 to 664 lumensANY | 0 | 0.0025138 | 0.003202 | 0.003636 | 0.0038698 | 0.0041001 | 0.0043762 | 0.0047288 | 0.0050782 | 0.0054182 | 0.00561 | 0.0057434 | 0.0058554 | 0.0058708 | 0.005861 | 0.0057875 | 0.0057245 | 0.0056793 | 0.0055908 | 0.0055859 | 0.094231 | 0.094231 | 0.036923 | 0.013222 | 2.0054
LO20Fast | New | Lighting | Residential | Lighting | 0.0019588 | 7.4978 | 38.0475 | 30-40 | <40 | Multifamily - Low Rise | 2017 - LEDGeneral Purpose and Dimmable665 to 1439 lumensANY | 0 | 0.07571 | 0.096437 | 0.10951 | 0.11655 | 0.12348 | 0.1318 | 0.14242 | 0.15295 | 0.16318 | 0.16896 | 0.17298 | 0.17635 | 0.17682 | 0.17652 | 0.17431 | 0.17241 | 0.17105 | 0.16838 | 0.16823 | 2.8381 | 2.8381 | 1.112 | 0.39821 | 2.1592
LO20Fast | New | Lighting | Residential | Lighting | 0.0036599 | 14.0093 | 64.3728 | 60-70 | 40-80 | Multifamily - Low Rise | 2017 - LEDGeneral Purpose and Dimmable1440 to 2600 lumensANY | 0 | 0.014104 | 0.017965 | 0.0204 | 0.021712 | 0.023004 | 0.024553 | 0.026531 | 0.028492 | 0.030399 | 0.031475 | 0.032224 | 0.032852 | 0.032939 | 0.032883 | 0.032472 | 0.032118 | 0.031864 | 0.031368 | 0.03134 | 0.52869 | 0.52869 | 0.20716 | 0.074181 | 1.5387
LO20Fast | New | Lighting | Residential | Lighting | 0.003919 | 15.0012 | -40.7232 | <0 | <40 | Multifamily - Low Rise | 2017 - LEDGlobe250 to 664 lumensANY | 0 | 0.012908 | 0.016441 | 0.01867 | 0.019871 | 0.021053 | 0.022471 | 0.024281 | 0.026075 | 0.027821 | 0.028806 | 0.029491 | 0.030066 | 0.030145 | 0.030095 | 0.029718 | 0.029394 | 0.029162 | 0.028707 | 0.028682 | 0.48386 | 0.48386 | 0.18959 | 0.06789 | 7.4252
LO20Fast | New | Lighting | Residential | Lighting | 0.0026991 | 10.3316 | -97.4833 | <0 | <40 | Multifamily - Low Rise | 2017 - LEDGlobe665 to 1439 lumensANY | 0 | 0.0054207 | 0.0069048 | 0.0078407 | 0.0083448 | 0.0088413 | 0.0094368 | 0.010197 | 0.010951 | 0.011684 | 0.012097 | 0.012385 | 0.012626 | 0.01266 | 0.012639 | 0.01248 | 0.012344 | 0.012247 | 0.012056 | 0.012045 | 0.2032 | 0.2032 | 0.079621 | 0.028511 | 8.0046
LO20Fast | New | Lighting | Residential | Lighting | 0.0029202 | 11.178 | -118.6674 | <0 | <40 | Multifamily - Low Rise | 2017 - LEDGlobe1440 to 2600 lumensANY | 0 | 0.00044192 | 0.0005629 | 0.0006392 | 0.0006803 | 0.00072078 | 0.00076933 | 0.00083131 | 0.00089274 | 0.00095251 | 0.00098623 | 0.0010097 | 0.0010294 | 0.0010321 | 0.0010303 | 0.0010174 | 0.0010063 | 0.0009984 | 0.00098285 | 0.00098199 | 0.016566 | 0.016566 | 0.006491 | 0.0023243 | 3.5761
LO20Fast | New | Lighting | Residential | Lighting | 0.0055705 | 21.3225 | -49.2564 | <0 | <40 | Multifamily - Low Rise | 2017 - LEDReflectors and Outdoor250 to 664 lumensANY | 0 | 0.0058357 | 0.0074334 | 0.0084409 | 0.0089837 | 0.0095182 | 0.010159 | 0.010978 | 0.011789 | 0.012578 | 0.013024 | 0.013333 | 0.013593 | 0.013629 | 0.013606 | 0.013436 | 0.013289 | 0.013184 | 0.012979 | 0.012968 | 0.21876 | 0.21876 | 0.085716 | 0.030694 | 4.1407
LO20Fast | New | Lighting | Residential | Lighting | 0.0042476 | 16.2588 | -57.5585 | <0 | <40 | Multifamily - Low Rise | 2017 - LEDReflectors and Outdoor665 to 1439 lumensANY | 0 | 0.044964 | 0.057274 | 0.065038 | 0.06922 | 0.073338 | 0.078278 | 0.084584 | 0.090835 | 0.096916 | 0.10035 | 0.10273 | 0.10474 | 0.10501 | 0.10484 | 0.10352 | 0.10239 | 0.10159 | 0.1 | 0.099915 | 1.6855 | 1.6855 | 0.66045 | 0.2365 | 4.5384
LO20Fast | New | Lighting | Residential | Lighting | 0.02274 | 87.0418 | -31.3422 | <0 | <40 | Multifamily - Low Rise | 2017 - LEDReflectors and Outdoor1440 to 2600 lumensANY | 0 | 0.019781 | 0.025197 | 0.028613 | 0.030452 | 0.032264 | 0.034437 | 0.037212 | 0.039962 | 0.042637 | 0.044146 | 0.045196 | 0.046077 | 0.046199 | 0.046121 | 0.045543 | 0.045047 | 0.044691 | 0.043995 | 0.043956 | 0.74153 | 0.74153 | 0.29056 | 0.10404 | 8.6016
LO20Fast | New | Lighting | Residential | Lighting | 0.013238 | 50.6736 | -6.4267 | <0 | <40 | Multifamily - Low Rise | 2017 - LEDThree-Way250 to 664 lumensANY | 0 | 0.00018071 | 0.00023018 | 0.00026138 | 0.00027819 | 0.00029474 | 0.00031459 | 0.00033993 | 0.00036505 | 0.00038949 | 0.00040328 | 0.00041287 | 0.00042092 | 0.00042203 | 0.00042132 | 0.00041604 | 0.00041151 | 0.00040826 | 0.0004019 | 0.00040155 | 0.0067739 | 0.0067739 | 0.0026543 | 0.00095045 | 5.1991
LO20Fast | New | Lighting | Residential | Lighting | 0.01426 | 54.5836 | -12.3343 | <0 | <40 | Multifamily - Low Rise | 2017 - LEDThree-Way665 to 1439 lumensANY | 0 | 0.0024026 | 0.0030604 | 0.0034753 | 0.0036987 | 0.0039188 | 0.0041827 | 0.0045197 | 0.0048537 | 0.0051786 | 0.005362 | 0.0054894 | 0.0055965 | 0.0056112 | 0.0056019 | 0.0055317 | 0.0054714 | 0.0054282 | 0.0053436 | 0.0053389 | 0.090065 | 0.090065 | 0.035291 | 0.012637 | 7.3993
LO20Fast | New | Lighting | Residential | Lighting | 0.01276 | 48.8441 | -29.9932 | <0 | <40 | Multifamily - High Rise | 2017 - LEDThree-Way1440 to 2600 lumensANY | 0 | 0.0018927 | 0.0024471 | 0.0027147 | 0.0028333 | 0.0030469 | 0.0032616 | 0.0035682 | 0.0038049 | 0.0040592 | 0.0041524 | 0.0042428 | 0.0042883 | 0.0043333 | 0.0043466 | 0.0042891 | 0.0042475 | 0.0041697 | 0.0041694 | 0.0041625 | 0.07003 | 0.07003 | 0.027629 | 0.0098878 | 4.6895
LO20Fast | New | Lighting | Residential | Lighting | 0.0052592 | 20.131 | -21.2628 | <0 | <40 | Multifamily - High Rise | 2017 - LEDDecorative and Mini-Base250 to 664 lumensANY | 0 | 0.0071816 | 0.0092855 | 0.010301 | 0.010751 | 0.011561 | 0.012376 | 0.013539 | 0.014438 | 0.015403 | 0.015756 | 0.016099 | 0.016272 | 0.016442 | 0.016493 | 0.016275 | 0.016117 | 0.015822 | 0.015821 | 0.015794 | 0.26573 | 0.26573 | 0.10484 | 0.037519 | 5.3917
LO20Fast | New | Lighting | Residential | Lighting | 0.0039621 | 15.1661 | -19.793 | <0 | <40 | Multifamily - High Rise | 2017 - LEDDecorative and Mini-Base665 to 1439 lumensANY | 0 | 0.0014839 | 0.0019186 | 0.0021285 | 0.0022215 | 0.0023889 | 0.0025573 | 0.0027976 | 0.0029833 | 0.0031826 | 0.0032556 | 0.0033266 | 0.0033622 | 0.0033975 | 0.0034079 | 0.0033629 | 0.0033302 | 0.0032692 | 0.003269 | 0.0032636 | 0.054907 | 0.054907 | 0.021662 | 0.0077525 | 3.0195
LO20Fast | New | Lighting | Residential | Lighting | 0.0019622 | 7.5107 | 253.6686 | >140 | >120 | Multifamily - High Rise | 2017 - LEDDecorative and Mini-Base1440 to 2600 lumensANY | 0 | 1.4438e-05 | 1.8668e-05 | 2.0709e-05 | 2.1614e-05 | 2.3243e-05 | 2.4881e-05 | 2.722e-05 | 2.9026e-05 | 3.0966e-05 | 3.1676e-05 | 3.2366e-05 | 3.2713e-05 | 3.3056e-05 | 3.3158e-05 | 3.2719e-05 | 3.2401e-05 | 3.1808e-05 | 3.1806e-05 | 3.1753e-05 | 0.00053422 | 0.00053422 | 0.00021076 | 7.5428e-05 | 0.55285
LO20Fast | New | Lighting | Residential | Lighting | 0.00050186 | 1.921 | 19.8793 | 10-20 | <40 | Multifamily - High Rise | 2017 - LEDGeneral Purpose and Dimmable250 to 664 lumensANY | 0 | 0.00057226 | 0.00073991 | 0.00082083 | 0.00085669 | 0.00092125 | 0.00098618 | 0.0010789 | 0.0011505 | 0.0012274 | 0.0012555 | 0.0012829 | 0.0012966 | 0.0013102 | 0.0013142 | 0.0012969 | 0.0012843 | 0.0012608 | 0.0012607 | 0.0012586 | 0.021174 | 0.021174 | 0.0083538 | 0.0029897 | 2.0054
LO20Fast | New | Lighting | Residential | Lighting | 0.0019588 | 7.4978 | 38.0475 | 30-40 | <40 | Multifamily - High Rise | 2017 - LEDGeneral Purpose and Dimmable665 to 1439 lumensANY | 0 | 0.017235 | 0.022285 | 0.024722 | 0.025802 | 0.027746 | 0.029702 | 0.032494 | 0.03465 | 0.036965 | 0.037813 | 0.038637 | 0.039051 | 0.039461 | 0.039582 | 0.039059 | 0.038679 | 0.037971 | 0.037969 | 0.037906 | 0.63773 | 0.63773 | 0.2516 | 0.090043 | 2.1592
LO20Fast | New | Lighting | Residential | Lighting | 0.0036599 | 14.0093 | 64.3728 | 60-70 | 40-80 | Multifamily - High Rise | 2017 - LEDGeneral Purpose and Dimmable1440 to 2600 lumensANY | 0 | 0.0032107 | 0.0041513 | 0.0046053 | 0.0048065 | 0.0051688 | 0.0055331 | 0.0060532 | 0.0064548 | 0.0068862 | 0.0070442 | 0.0071976 | 0.0072747 | 0.007351 | 0.0073737 | 0.0072762 | 0.0072055 | 0.0070736 | 0.0070731 | 0.0070613 | 0.1188 | 0.1188 | 0.04687 | 0.016774 | 1.5387
LO20Fast | New | Lighting | Residential | Lighting | 0.003919 | 15.0012 | -40.7232 | <0 | <40 | Multifamily - High Rise | 2017 - LEDGlobe250 to 664 lumensANY | 0 | 0.0029384 | 0.0037993 | 0.0042147 | 0.0043989 | 0.0047304 | 0.0050638 | 0.0055398 | 0.0059074 | 0.0063022 | 0.0064467 | 0.0065872 | 0.0066577 | 0.0067276 | 0.0067483 | 0.0066591 | 0.0065944 | 0.0064737 | 0.0064732 | 0.0064625 | 0.10873 | 0.10873 | 0.042895 | 0.015351 | 7.4252
LO20Fast | New | Lighting | Residential | Lighting | 0.0026991 | 10.3316 | -97.4833 | <0 | <40 | Multifamily - High Rise | 2017 - LEDGlobe665 to 1439 lumensANY | 0 | 0.001234 | 0.0015955 | 0.00177 | 0.0018474 | 0.0019866 | 0.0021266 | 0.0023265 | 0.0024809 | 0.0026467 | 0.0027074 | 0.0027664 | 0.002796 | 0.0028253 | 0.002834 | 0.0027965 | 0.0027694 | 0.0027187 | 0.0027185 | 0.002714 | 0.04566 | 0.04566 | 0.018014 | 0.0064469 | 8.0046
LO20Fast | New | Lighting | Residential | Lighting | 0.0029202 | 11.178 | -118.6674 | <0 | <40 | Multifamily - High Rise | 2017 - LEDGlobe1440 to 2600 lumensANY | 0 | 0.0001006 | 0.00013007 | 0.0001443 | 0.0001506 | 0.00016195 | 0.00017337 | 0.00018967 | 0.00020225 | 0.00021577 | 0.00022072 | 0.00022553 | 0.00022794 | 0.00023033 | 0.00023104 | 0.00022799 | 0.00022577 | 0.00022164 | 0.00022162 | 0.00022125 | 0.0037224 | 0.0037224 | 0.0014686 | 0.00052558 | 3.5761
LO20Fast | New | Lighting | Residential | Lighting | 0.0055705 | 21.3225 | -49.2564 | <0 | <40 | Multifamily - High Rise | 2017 - LEDReflectors and Outdoor250 to 664 lumensANY | 0 | 0.0013285 | 0.0017177 | 0.0019055 | 0.0019888 | 0.0021387 | 0.0022894 | 0.0025046 | 0.0026708 | 0.0028493 | 0.0029146 | 0.0029782 | 0.00301 | 0.0030416 | 0.003051 | 0.0030106 | 0.0029814 | 0.0029268 | 0.0029266 | 0.0029218 | 0.049156 | 0.049156 | 0.019393 | 0.0069405 | 4.1407
LO20Fast | New | Lighting | Residential | Lighting | 0.0042476 | 16.2588 | -57.5585 | <0 | <40 | Multifamily - High Rise | 2017 - LEDReflectors and Outdoor665 to 1439 lumensANY | 0 | 0.010236 | 0.013235 | 0.014682 | 0.015324 | 0.016479 | 0.01764 | 0.019298 | 0.020579 | 0.021954 | 0.022457 | 0.022947 | 0.023193 | 0.023436 | 0.023508 | 0.023197 | 0.022972 | 0.022551 | 0.02255 | 0.022512 | 0.37875 | 0.37875 | 0.14943 | 0.053477 | 4.5384
LO20Fast | New | Lighting | Residential | Lighting | 0.02274 | 87.0418 | -31.3422 | <0 | <40 | Multifamily - High Rise | 2017 - LEDReflectors and Outdoor1440 to 2600 lumensANY | 0 | 0.0045033 | 0.0058225 | 0.0064593 | 0.0067414 | 0.0072495 | 0.0077605 | 0.00849 | 0.0090533 | 0.0096583 | 0.0098799 | 0.010095 | 0.010203 | 0.01031 | 0.010342 | 0.010205 | 0.010106 | 0.0099212 | 0.0099204 | 0.009904 | 0.16663 | 0.16663 | 0.065738 | 0.023526 | 8.6016
LO20Fast | New | Lighting | Residential | Lighting | 0.013238 | 50.6736 | -6.4267 | <0 | <40 | Multifamily - High Rise | 2017 - LEDThree-Way250 to 664 lumensANY | 0 | 4.1138e-05 | 5.3189e-05 | 5.9006e-05 | 6.1584e-05 | 6.6225e-05 | 7.0893e-05 | 7.7557e-05 | 8.2703e-05 | 8.823e-05 | 9.0254e-05 | 9.2221e-05 | 9.3208e-05 | 9.4186e-05 | 9.4476e-05 | 9.3226e-05 | 9.2321e-05 | 9.0631e-05 | 9.0624e-05 | 9.0474e-05 | 0.0015221 | 0.0015221 | 0.00060053 | 0.00021492 | 5.1991
LO20Fast | New | Lighting | Residential | Lighting | 0.01426 | 54.5836 | -12.3343 | <0 | <40 | Multifamily - High Rise | 2017 - LEDThree-Way665 to 1439 lumensANY | 0 | 0.00054696 | 0.0007072 | 0.00078454 | 0.00081881 | 0.00088052 | 0.00094258 | 0.0010312 | 0.0010996 | 0.0011731 | 0.0012 | 0.0012262 | 0.0012393 | 0.0012523 | 0.0012561 | 0.0012395 | 0.0012275 | 0.001205 | 0.0012049 | 0.0012029 | 0.020238 | 0.020238 | 0.0079845 | 0.0028575 | 7.3993
LO20Fast | New | Lighting | Residential | Lighting | 0.01276 | 48.8441 | -29.9932 | <0 | <40 | Multifamily - High Rise | 2017 - LEDThree-Way1440 to 2600 lumensANY | 0 | 0.0018927 | 0.0024471 | 0.0027147 | 0.0028333 | 0.0030469 | 0.0032616 | 0.0035682 | 0.0038049 | 0.0040592 | 0.0041524 | 0.0042428 | 0.0042883 | 0.0043333 | 0.0043466 | 0.0042891 | 0.0042475 | 0.0041697 | 0.0041694 | 0.0041625 | 0.07003 | 0.07003 | 0.027629 | 0.0098878 | 4.6895
LO20Fast | New | Lighting | Residential | Lighting | 0.0052592 | 20.131 | -21.2628 | <0 | <40 | Manufactured | 2017 - LEDDecorative and Mini-Base250 to 664 lumensANY | 0 | 0.0038686 | 0.0051502 | 0.0062638 | 0.0068567 | 0.0074163 | 0.0080149 | 0.0085505 | 0.0090135 | 0.0093683 | 0.0096075 | 0.0098228 | 0.010013 | 0.010161 | 0.010271 | 0.010349 | 0.010407 | 0.010459 | 0.010501 | 0.010533 | 0.16663 | 0.16663 | 0.064503 | 0.022139 | 5.3917
LO20Fast | New | Lighting | Residential | Lighting | 0.0039621 | 15.1661 | -19.793 | <0 | <40 | Manufactured | 2017 - LEDDecorative and Mini-Base665 to 1439 lumensANY | 0 | 0.00079937 | 0.0010642 | 0.0012943 | 0.0014168 | 0.0015324 | 0.0016561 | 0.0017668 | 0.0018624 | 0.0019358 | 0.0019852 | 0.0020297 | 0.0020689 | 0.0020995 | 0.0021223 | 0.0021385 | 0.0021504 | 0.002161 | 0.0021698 | 0.0021764 | 0.03443 | 0.03443 | 0.013328 | 0.0045746 | 3.0195
LO20Fast | New | Lighting | Residential | Lighting | 0.0019622 | 7.5107 | 253.6686 | >140 | >120 | Manufactured | 2017 - LEDDecorative and Mini-Base1440 to 2600 lumensANY | 0 | 7.7775e-06 | 1.0354e-05 | 1.2593e-05 | 1.3785e-05 | 1.491e-05 | 1.6113e-05 | 1.719e-05 | 1.8121e-05 | 1.8834e-05 | 1.9315e-05 | 1.9748e-05 | 2.0129e-05 | 2.0427e-05 | 2.0649e-05 | 2.0806e-05 | 2.0922e-05 | 2.1026e-05 | 2.1111e-05 | 2.1175e-05 | 0.00033499 | 0.00033499 | 0.00012968 | 4.4509e-05 | 0.55285
LO20Fast | New | Lighting | Residential | Lighting | 0.00050186 | 1.921 | 19.8793 | 10-20 | <40 | Manufactured | 2017 - LEDGeneral Purpose and Dimmable250 to 664 lumensANY | 0 | 0.00030827 | 0.00041039 | 0.00049913 | 0.00054638 | 0.00059097 | 0.00063867 | 0.00068134 | 0.00071823 | 0.00074651 | 0.00076557 | 0.00078273 | 0.00079785 | 0.00080966 | 0.00081846 | 0.00082468 | 0.00082928 | 0.00083338 | 0.00083677 | 0.0008393 | 0.013278 | 0.013278 | 0.0051399 | 0.0017642 | 2.0054
LO20Fast | New | Lighting | Residential | Lighting | 0.0019588 | 7.4978 | 38.0475 | 30-40 | <40 | Manufactured | 2017 - LEDGeneral Purpose and Dimmable665 to 1439 lumensANY | 0 | 0.0092845 | 0.01236 | 0.015033 | 0.016456 | 0.017799 | 0.019235 | 0.020521 | 0.021632 | 0.022483 | 0.023057 | 0.023574 | 0.02403 | 0.024385 | 0.02465 | 0.024838 | 0.024976 | 0.0251 | 0.025202 | 0.025278 | 0.39989 | 0.39989 | 0.1548 | 0.053133 | 2.1592
LO20Fast | New | Lighting | Residential | Lighting | 0.0036599 | 14.0093 | 64.3728 | 60-70 | 40-80 | Manufactured | 2017 - LEDGeneral Purpose and Dimmable1440 to 2600 lumensANY | 0 | 0.0017296 | 0.0023025 | 0.0028004 | 0.0030655 | 0.0033157 | 0.0035833 | 0.0038227 | 0.0040297 | 0.0041884 | 0.0042953 | 0.0043916 | 0.0044764 | 0.0045427 | 0.004592 | 0.004627 | 0.0046527 | 0.0046758 | 0.0046947 | 0.004709 | 0.074495 | 0.074495 | 0.028838 | 0.009898 | 1.5387
LO20Fast | New | Lighting | Residential | Lighting | 0.003919 | 15.0012 | -40.7232 | <0 | <40 | Manufactured | 2017 - LEDGlobe250 to 664 lumensANY | 0 | 0.0015829 | 0.0021073 | 0.0025629 | 0.0028055 | 0.0030345 | 0.0032794 | 0.0034985 | 0.003688 | 0.0038331 | 0.003931 | 0.0040191 | 0.0040968 | 0.0041574 | 0.0042026 | 0.0042345 | 0.0042581 | 0.0042792 | 0.0042966 | 0.0043096 | 0.068177 | 0.068177 | 0.026392 | 0.0090585 | 7.4252
LO20Fast | New | Lighting | Residential | Lighting | 0.0026991 | 10.3316 | -97.4833 | <0 | <40 | Manufactured | 2017 - LEDGlobe665 to 1439 lumensANY | 0 | 0.00066475 | 0.00088496 | 0.0010763 | 0.0011782 | 0.0012744 | 0.0013772 | 0.0014692 | 0.0015488 | 0.0016098 | 0.0016509 | 0.0016879 | 0.0017205 | 0.0017459 | 0.0017649 | 0.0017783 | 0.0017882 | 0.0017971 | 0.0018044 | 0.0018099 | 0.028632 | 0.028632 | 0.011084 | 0.0038042 | 8.0046
LO20Fast | New | Lighting | Residential | Lighting | 0.0029202 | 11.178 | -118.6674 | <0 | <40 | Manufactured | 2017 - LEDGlobe1440 to 2600 lumensANY | 0 | 5.4194e-05 | 7.2146e-05 | 8.7745e-05 | 9.6052e-05 | 0.00010389 | 0.00011228 | 0.00011978 | 0.00012626 | 0.00013124 | 0.00013459 | 0.0001376 | 0.00014026 | 0.00014234 | 0.00014388 | 0.00014498 | 0.00014579 | 0.00014651 | 0.0001471 | 0.00014755 | 0.0023342 | 0.0023342 | 0.00090358 | 0.00031014 | 3.5761
LO20Fast | New | Lighting | Residential | Lighting | 0.0055705 | 21.3225 | -49.2564 | <0 | <40 | Manufactured | 2017 - LEDReflectors and Outdoor250 to 664 lumensANY | 0 | 0.00071565 | 0.00095271 | 0.0011587 | 0.0012684 | 0.0013719 | 0.0014827 | 0.0015817 | 0.0016674 | 0.001733 | 0.0017773 | 0.0018171 | 0.0018522 | 0.0018796 | 0.0019 | 0.0019145 | 0.0019252 | 0.0019347 | 0.0019425 | 0.0019484 | 0.030824 | 0.030824 | 0.011932 | 0.0040955 | 4.1407
LO20Fast | New | Lighting | Residential | Lighting | 0.0042476 | 16.2588 | -57.5585 | <0 | <40 | Manufactured | 2017 - LEDReflectors and Outdoor665 to 1439 lumensANY | 0 | 0.0055141 | 0.0073407 | 0.0089279 | 0.0097731 | 0.010571 | 0.011424 | 0.012187 | 0.012847 | 0.013353 | 0.013694 | 0.014001 | 0.014271 | 0.014482 | 0.01464 | 0.014751 | 0.014833 | 0.014907 | 0.014967 | 0.015013 | 0.2375 | 0.2375 | 0.091938 | 0.031556 | 4.5384
LO20Fast | New | Lighting | Residential | Lighting | 0.02274 | 87.0418 | -31.3422 | <0 | <40 | Manufactured | 2017 - LEDReflectors and Outdoor1440 to 2600 lumensANY | 0 | 0.0024259 | 0.0032294 | 0.0039277 | 0.0042995 | 0.0046505 | 0.0050258 | 0.0053616 | 0.0056519 | 0.0058744 | 0.0060244 | 0.0061595 | 0.0062785 | 0.0063714 | 0.0064406 | 0.0064896 | 0.0065258 | 0.0065581 | 0.0065847 | 0.0066046 | 0.10448 | 0.10448 | 0.040447 | 0.013883 | 8.6016
LO20Fast | New | Lighting | Residential | Lighting | 0.013238 | 50.6736 | -6.4267 | <0 | <40 | Manufactured | 2017 - LEDThree-Way250 to 664 lumensANY | 0 | 2.216e-05 | 2.9501e-05 | 3.588e-05 | 3.9277e-05 | 4.2482e-05 | 4.5911e-05 | 4.8979e-05 | 5.1631e-05 | 5.3664e-05 | 5.5034e-05 | 5.6267e-05 | 5.7355e-05 | 5.8203e-05 | 5.8836e-05 | 5.9283e-05 | 5.9614e-05 | 5.9909e-05 | 6.0152e-05 | 6.0334e-05 | 0.00095447 | 0.00095447 | 0.00036949 | 0.00012682 | 5.1991
LO20Fast | New | Lighting | Residential | Lighting | 0.01426 | 54.5836 | -12.3343 | <0 | <40 | Manufactured | 2017 - LEDThree-Way665 to 1439 lumensANY | 0 | 0.00029464 | 0.00039225 | 0.00047706 | 0.00052222 | 0.00056484 | 0.00061043 | 0.00065122 | 0.00068648 | 0.00071351 | 0.00073172 | 0.00074812 | 0.00076258 | 0.00077386 | 0.00078228 | 0.00078822 | 0.00079261 | 0.00079654 | 0.00079977 | 0.00080219 | 0.012691 | 0.012691 | 0.0049126 | 0.0016862 | 7.3993
LO20Fast | New | Lighting | Residential | Lighting | 0.01276 | 48.8441 | -29.9932 | <0 | <40 | Manufactured | 2017 - LEDThree-Way1440 to 2600 lumensANY | 0 | 0.0010195 | 0.0013573 | 0.0016508 | 0.001807 | 0.0019545 | 0.0021123 | 0.0022534 | 0.0023754 | 0.0024689 | 0.002532 | 0.0025887 | 0.0026387 | 0.0026778 | 0.0027069 | 0.0027275 | 0.0027427 | 0.0027563 | 0.0027674 | 0.0027758 | 0.043913 | 0.043913 | 0.016999 | 0.0058346 | 4.6895
LO20Fast | NR | Lighting | Residential | Lighting | 0.0050254 | 19.2363 | -15.06 | <0 | <40 | Single Family | 2016 - LEDDecorative and Mini-Base250 to 664 lumensANY | 1.1082 | 0 | 0 | 0 | 0 | 0 | 0 | 0 | 0 | 0 | 0 | 0 | 0 | 0 | 0 | 0 | 0 | 0 | 0 | 0 | 5.0098 | 1.1082 | 1.1082 | 1.1082 | 4.3154
LO20Fast | NR | Lighting | Residential | Lighting | 0.003786 | 14.492 | -3.5287 | <0 | <40 | Single Family | 2016 - LEDDecorative and Mini-Base665 to 1439 lumensANY | 0.22898 | 0 | 0 | 0 | 0 | 0 | 0 | 0 | 0 | 0 | 0 | 0 | 0 | 0 | 0 | 0 | 0 | 0 | 0 | 0 | 1.0352 | 0.22898 | 0.22898 | 0.22898 | 2.3589
LO20Fast | NR | Lighting | Residential | Lighting | 0.001875 | 7.1769 | 355.2229 | >140 | >120 | Single Family | 2016 - LEDDecorative and Mini-Base1440 to 2600 lumensANY | 0.0022278 | 0 | 0 | 0 | 0 | 0 | 0 | 0 | 0 | 0 | 0 | 0 | 0 | 0 | 0 | 0 | 0 | 0 | 0 | 0 | 0.010072 | 0.0022278 | 0.0022278 | 0.0022278 | 0.42264
LO20Fast | NR | Lighting | Residential | Lighting | 0.00047955 | 1.8356 | 45.3547 | 40-50 | 40-80 | Single Family | 2016 - LEDGeneral Purpose and Dimmable250 to 664 lumensANY | 0.088304 | 0 | 0 | 0 | 0 | 0 | 0 | 0 | 0 | 0 | 0 | 0 | 0 | 0 | 0 | 0 | 0 | 0 | 0 | 0 | 0.3992 | 0.088304 | 0.088304 | 0.088304 | 1.5528
LO20Fast | NR | Lighting | Residential | Lighting | 0.0018717 | 7.1646 | 56.6118 | 50-60 | 40-80 | Single Family | 2016 - LEDGeneral Purpose and Dimmable665 to 1439 lumensANY | 2.6595 | 0 | 0 | 0 | 0 | 0 | 0 | 0 | 0 | 0 | 0 | 0 | 0 | 0 | 0 | 0 | 0 | 0 | 0 | 0 | 12.0232 | 2.6595 | 2.6595 | 2.6595 | 1.6633
LO20Fast | NR | Lighting | Residential | Lighting | 0.0034972 | 13.3867 | 91.0637 | 90-100 | 80-120 | Single Family | 2016 - LEDGeneral Purpose and Dimmable1440 to 2600 lumensANY | 0.49543 | 0 | 0 | 0 | 0 | 0 | 0 | 0 | 0 | 0 | 0 | 0 | 0 | 0 | 0 | 0 | 0 | 0 | 0 | 0 | 2.2398 | 0.49543 | 0.49543 | 0.49543 | 1.1752
LO20Fast | NR | Lighting | Residential | Lighting | 0.0037449 | 14.3345 | -37.3971 | <0 | <40 | Single Family | 2016 - LEDGlobe250 to 664 lumensANY | 0.45342 | 0 | 0 | 0 | 0 | 0 | 0 | 0 | 0 | 0 | 0 | 0 | 0 | 0 | 0 | 0 | 0 | 0 | 0 | 0 | 2.0498 | 0.45342 | 0.45342 | 0.45342 | 6.0745
LO20Fast | NR | Lighting | Residential | Lighting | 0.0025791 | 9.8724 | -94.9967 | <0 | <40 | Single Family | 2016 - LEDGlobe665 to 1439 lumensANY | 0.19042 | 0 | 0 | 0 | 0 | 0 | 0 | 0 | 0 | 0 | 0 | 0 | 0 | 0 | 0 | 0 | 0 | 0 | 0 | 0 | 0.86084 | 0.19042 | 0.19042 | 0.19042 | 6.4961
LO20Fast | NR | Lighting | Residential | Lighting | 0.0027904 | 10.6812 | -99.8783 | <0 | <40 | Single Family | 2016 - LEDGlobe1440 to 2600 lumensANY | 0.015524 | 0 | 0 | 0 | 0 | 0 | 0 | 0 | 0 | 0 | 0 | 0 | 0 | 0 | 0 | 0 | 0 | 0 | 0 | 0 | 0.070179 | 0.015524 | 0.015524 | 0.015524 | 2.8035
LO20Fast | NR | Lighting | Residential | Lighting | 0.0053229 | 20.3748 | -38.378 | <0 | <40 | Single Family | 2016 - LEDReflectors and Outdoor250 to 664 lumensANY | 0.205 | 0 | 0 | 0 | 0 | 0 | 0 | 0 | 0 | 0 | 0 | 0 | 0 | 0 | 0 | 0 | 0 | 0 | 0 | 0 | 0.92674 | 0.205 | 0.205 | 0.205 | 3.2673
LO20Fast | NR | Lighting | Residential | Lighting | 0.0040588 | 15.5362 | -47.7259 | <0 | <40 | Single Family | 2016 - LEDReflectors and Outdoor665 to 1439 lumensANY | 1.5795 | 0 | 0 | 0 | 0 | 0 | 0 | 0 | 0 | 0 | 0 | 0 | 0 | 0 | 0 | 0 | 0 | 0 | 0 | 0 | 7.1406 | 1.5795 | 1.5795 | 1.5795 | 3.5735
LO20Fast | NR | Lighting | Residential | Lighting | 0.021729 | 83.1732 | -27.3345 | <0 | <40 | Single Family | 2016 - LEDReflectors and Outdoor1440 to 2600 lumensANY | 0.69488 | 0 | 0 | 0 | 0 | 0 | 0 | 0 | 0 | 0 | 0 | 0 | 0 | 0 | 0 | 0 | 0 | 0 | 0 | 0 | 3.1414 | 0.69488 | 0.69488 | 0.69488 | 6.6756
LO20Fast | NR | Lighting | Residential | Lighting | 0.01265 | 48.4214 | -0.28395 | <0 | <40 | Single Family | 2016 - LEDThree-Way250 to 664 lumensANY | 0.0063478 | 0 | 0 | 0 | 0 | 0 | 0 | 0 | 0 | 0 | 0 | 0 | 0 | 0 | 0 | 0 | 0 | 0 | 0 | 0 | 0.028697 | 0.0063478 | 0.0063478 | 0.0063478 | 4.1777
LO20Fast | NR | Lighting | Residential | Lighting | 0.013626 | 52.1577 | -8.9398 | <0 | <40 | Single Family | 2016 - LEDThree-Way665 to 1439 lumensANY | 0.0844 | 0 | 0 | 0 | 0 | 0 | 0 | 0 | 0 | 0 | 0 | 0 | 0 | 0 | 0 | 0 | 0 | 0 | 0 | 0 | 0.38155 | 0.0844 | 0.0844 | 0.0844 | 6.1149
LO20Fast | NR | Lighting | Residential | Lighting | 0.012193 | 46.6733 | -22.0119 | <0 | <40 | Single Family | 2016 - LEDThree-Way1440 to 2600 lumensANY | 0.29205 | 0 | 0 | 0 | 0 | 0 | 0 | 0 | 0 | 0 | 0 | 0 | 0 | 0 | 0 | 0 | 0 | 0 | 0 | 0 | 1.3203 | 0.29205 | 0.29205 | 0.29205 | 3.7322
LO20Fast | NR | Lighting | Residential | Lighting | 0.0050254 | 19.2363 | -15.06 | <0 | <40 | Multifamily - Low Rise | 2016 - LEDDecorative and Mini-Base250 to 664 lumensANY | 0.089146 | 0 | 0 | 0 | 0 | 0 | 0 | 0 | 0 | 0 | 0 | 0 | 0 | 0 | 0 | 0 | 0 | 0 | 0 | 0 | 0.40301 | 0.089146 | 0.089146 | 0.089146 | 4.3154
LO20Fast | NR | Lighting | Residential | Lighting | 0.003786 | 14.492 | -3.5287 | <0 | <40 | Multifamily - Low Rise | 2016 - LEDDecorative and Mini-Base665 to 1439 lumensANY | 0.01842 | 0 | 0 | 0 | 0 | 0 | 0 | 0 | 0 | 0 | 0 | 0 | 0 | 0 | 0 | 0 | 0 | 0 | 0 | 0 | 0.083274 | 0.01842 | 0.01842 | 0.01842 | 2.3589
LO20Fast | NR | Lighting | Residential | Lighting | 0.001875 | 7.1769 | 355.2229 | >140 | >120 | Multifamily - Low Rise | 2016 - LEDDecorative and Mini-Base1440 to 2600 lumensANY | 0.00017922 | 0 | 0 | 0 | 0 | 0 | 0 | 0 | 0 | 0 | 0 | 0 | 0 | 0 | 0 | 0 | 0 | 0 | 0 | 0 | 0.00081022 | 0.00017922 | 0.00017922 | 0.00017922 | 0.42264
LO20Fast | NR | Lighting | Residential | Lighting | 0.00047955 | 1.8356 | 45.3547 | 40-50 | 40-80 | Multifamily - Low Rise | 2016 - LEDGeneral Purpose and Dimmable250 to 664 lumensANY | 0.0071036 | 0 | 0 | 0 | 0 | 0 | 0 | 0 | 0 | 0 | 0 | 0 | 0 | 0 | 0 | 0 | 0 | 0 | 0 | 0 | 0.032114 | 0.0071036 | 0.0071036 | 0.0071036 | 1.5528
LO20Fast | NR | Lighting | Residential | Lighting | 0.0018717 | 7.1646 | 56.6118 | 50-60 | 40-80 | Multifamily - Low Rise | 2016 - LEDGeneral Purpose and Dimmable665 to 1439 lumensANY | 0.21394 | 0 | 0 | 0 | 0 | 0 | 0 | 0 | 0 | 0 | 0 | 0 | 0 | 0 | 0 | 0 | 0 | 0 | 0 | 0 | 0.9672 | 0.21394 | 0.21394 | 0.21394 | 1.6633
LO20Fast | NR | Lighting | Residential | Lighting | 0.0034972 | 13.3867 | 91.0637 | 90-100 | 80-120 | Multifamily - Low Rise | 2016 - LEDGeneral Purpose and Dimmable1440 to 2600 lumensANY | 0.039855 | 0 | 0 | 0 | 0 | 0 | 0 | 0 | 0 | 0 | 0 | 0 | 0 | 0 | 0 | 0 | 0 | 0 | 0 | 0 | 0.18018 | 0.039855 | 0.039855 | 0.039855 | 1.1752
LO20Fast | NR | Lighting | Residential | Lighting | 0.0037449 | 14.3345 | -37.3971 | <0 | <40 | Multifamily - Low Rise | 2016 - LEDGlobe250 to 664 lumensANY | 0.036475 | 0 | 0 | 0 | 0 | 0 | 0 | 0 | 0 | 0 | 0 | 0 | 0 | 0 | 0 | 0 | 0 | 0 | 0 | 0 | 0.1649 | 0.036475 | 0.036475 | 0.036475 | 6.0745
LO20Fast | NR | Lighting | Residential | Lighting | 0.0025791 | 9.8724 | -94.9967 | <0 | <40 | Multifamily - Low Rise | 2016 - LEDGlobe665 to 1439 lumensANY | 0.015318 | 0 | 0 | 0 | 0 | 0 | 0 | 0 | 0 | 0 | 0 | 0 | 0 | 0 | 0 | 0 | 0 | 0 | 0 | 0 | 0.06925 | 0.015318 | 0.015318 | 0.015318 | 6.4961
LO20Fast | NR | Lighting | Residential | Lighting | 0.0027904 | 10.6812 | -99.8783 | <0 | <40 | Multifamily - Low Rise | 2016 - LEDGlobe1440 to 2600 lumensANY | 0.0012488 | 0 | 0 | 0 | 0 | 0 | 0 | 0 | 0 | 0 | 0 | 0 | 0 | 0 | 0 | 0 | 0 | 0 | 0 | 0 | 0.0056456 | 0.0012488 | 0.0012488 | 0.0012488 | 2.8035
LO20Fast | NR | Lighting | Residential | Lighting | 0.0053229 | 20.3748 | -38.378 | <0 | <40 | Multifamily - Low Rise | 2016 - LEDReflectors and Outdoor250 to 664 lumensANY | 0.016491 | 0 | 0 | 0 | 0 | 0 | 0 | 0 | 0 | 0 | 0 | 0 | 0 | 0 | 0 | 0 | 0 | 0 | 0 | 0 | 0.074552 | 0.016491 | 0.016491 | 0.016491 | 3.2673
LO20Fast | NR | Lighting | Residential | Lighting | 0.0040588 | 15.5362 | -47.7259 | <0 | <40 | Multifamily - Low Rise | 2016 - LEDReflectors and Outdoor665 to 1439 lumensANY | 0.12706 | 0 | 0 | 0 | 0 | 0 | 0 | 0 | 0 | 0 | 0 | 0 | 0 | 0 | 0 | 0 | 0 | 0 | 0 | 0 | 0.57443 | 0.12706 | 0.12706 | 0.12706 | 3.5735
LO20Fast | NR | Lighting | Residential | Lighting | 0.021729 | 83.1732 | -27.3345 | <0 | <40 | Multifamily - Low Rise | 2016 - LEDReflectors and Outdoor1440 to 2600 lumensANY | 0.055899 | 0 | 0 | 0 | 0 | 0 | 0 | 0 | 0 | 0 | 0 | 0 | 0 | 0 | 0 | 0 | 0 | 0 | 0 | 0 | 0.25271 | 0.055899 | 0.055899 | 0.055899 | 6.6756
LO20Fast | NR | Lighting | Residential | Lighting | 0.01265 | 48.4214 | -0.28395 | <0 | <40 | Multifamily - Low Rise | 2016 - LEDThree-Way250 to 664 lumensANY | 0.00051065 | 0 | 0 | 0 | 0 | 0 | 0 | 0 | 0 | 0 | 0 | 0 | 0 | 0 | 0 | 0 | 0 | 0 | 0 | 0 | 0.0023085 | 0.00051065 | 0.00051065 | 0.00051065 | 4.1777
LO20Fast | NR | Lighting | Residential | Lighting | 0.013626 | 52.1577 | -8.9398 | <0 | <40 | Multifamily - Low Rise | 2016 - LEDThree-Way665 to 1439 lumensANY | 0.0067895 | 0 | 0 | 0 | 0 | 0 | 0 | 0 | 0 | 0 | 0 | 0 | 0 | 0 | 0 | 0 | 0 | 0 | 0 | 0 | 0.030694 | 0.0067895 | 0.0067895 | 0.0067895 | 6.1149
LO20Fast | NR | Lighting | Residential | Lighting | 0.012193 | 46.6733 | -22.0119 | <0 | <40 | Multifamily - Low Rise | 2016 - LEDThree-Way1440 to 2600 lumensANY | 0.023494 | 0 | 0 | 0 | 0 | 0 | 0 | 0 | 0 | 0 | 0 | 0 | 0 | 0 | 0 | 0 | 0 | 0 | 0 | 0 | 0.10621 | 0.023494 | 0.023494 | 0.023494 | 3.7322
LO20Fast | NR | Lighting | Residential | Lighting | 0.0050254 | 19.2363 | -15.06 | <0 | <40 | Multifamily - High Rise | 2016 - LEDDecorative and Mini-Base250 to 664 lumensANY | 0.020325 | 0 | 0 | 0 | 0 | 0 | 0 | 0 | 0 | 0 | 0 | 0 | 0 | 0 | 0 | 0 | 0 | 0 | 0 | 0 | 0.091885 | 0.020325 | 0.020325 | 0.020325 | 4.3154
LO20Fast | NR | Lighting | Residential | Lighting | 0.003786 | 14.492 | -3.5287 | <0 | <40 | Multifamily - High Rise | 2016 - LEDDecorative and Mini-Base665 to 1439 lumensANY | 0.0041997 | 0 | 0 | 0 | 0 | 0 | 0 | 0 | 0 | 0 | 0 | 0 | 0 | 0 | 0 | 0 | 0 | 0 | 0 | 0 | 0.018986 | 0.0041997 | 0.0041997 | 0.0041997 | 2.3589
LO20Fast | NR | Lighting | Residential | Lighting | 0.001875 | 7.1769 | 355.2229 | >140 | >120 | Multifamily - High Rise | 2016 - LEDDecorative and Mini-Base1440 to 2600 lumensANY | 4.0861e-05 | 0 | 0 | 0 | 0 | 0 | 0 | 0 | 0 | 0 | 0 | 0 | 0 | 0 | 0 | 0 | 0 | 0 | 0 | 0 | 0.00018473 | 4.0861e-05 | 4.0861e-05 | 4.0861e-05 | 0.42264
LO20Fast | NR | Lighting | Residential | Lighting | 0.00047955 | 1.8356 | 45.3547 | 40-50 | 40-80 | Multifamily - High Rise | 2016 - LEDGeneral Purpose and Dimmable250 to 664 lumensANY | 0.0016196 | 0 | 0 | 0 | 0 | 0 | 0 | 0 | 0 | 0 | 0 | 0 | 0 | 0 | 0 | 0 | 0 | 0 | 0 | 0 | 0.0073219 | 0.0016196 | 0.0016196 | 0.0016196 | 1.5528
LO20Fast | NR | Lighting | Residential | Lighting | 0.0018717 | 7.1646 | 56.6118 | 50-60 | 40-80 | Multifamily - High Rise | 2016 - LEDGeneral Purpose and Dimmable665 to 1439 lumensANY | 0.048779 | 0 | 0 | 0 | 0 | 0 | 0 | 0 | 0 | 0 | 0 | 0 | 0 | 0 | 0 | 0 | 0 | 0 | 0 | 0 | 0.22052 | 0.048779 | 0.048779 | 0.048779 | 1.6633
LO20Fast | NR | Lighting | Residential | Lighting | 0.0034972 | 13.3867 | 91.0637 | 90-100 | 80-120 | Multifamily - High Rise | 2016 - LEDGeneral Purpose and Dimmable1440 to 2600 lumensANY | 0.0090868 | 0 | 0 | 0 | 0 | 0 | 0 | 0 | 0 | 0 | 0 | 0 | 0 | 0 | 0 | 0 | 0 | 0 | 0 | 0 | 0.04108 | 0.0090868 | 0.0090868 | 0.0090868 | 1.1752
LO20Fast | NR | Lighting | Residential | Lighting | 0.0037449 | 14.3345 | -37.3971 | <0 | <40 | Multifamily - High Rise | 2016 - LEDGlobe250 to 664 lumensANY | 0.0083162 | 0 | 0 | 0 | 0 | 0 | 0 | 0 | 0 | 0 | 0 | 0 | 0 | 0 | 0 | 0 | 0 | 0 | 0 | 0 | 0.037596 | 0.0083162 | 0.0083162 | 0.0083162 | 6.0745
LO20Fast | NR | Lighting | Residential | Lighting | 0.0025791 | 9.8724 | -94.9967 | <0 | <40 | Multifamily - High Rise | 2016 - LEDGlobe665 to 1439 lumensANY | 0.0034925 | 0 | 0 | 0 | 0 | 0 | 0 | 0 | 0 | 0 | 0 | 0 | 0 | 0 | 0 | 0 | 0 | 0 | 0 | 0 | 0.015789 | 0.0034925 | 0.0034925 | 0.0034925 | 6.4961
LO20Fast | NR | Lighting | Residential | Lighting | 0.0027904 | 10.6812 | -99.8783 | <0 | <40 | Multifamily - High Rise | 2016 - LEDGlobe1440 to 2600 lumensANY | 0.00028472 | 0 | 0 | 0 | 0 | 0 | 0 | 0 | 0 | 0 | 0 | 0 | 0 | 0 | 0 | 0 | 0 | 0 | 0 | 0 | 0.0012872 | 0.00028472 | 0.00028472 | 0.00028472 | 2.8035
LO20Fast | NR | Lighting | Residential | Lighting | 0.0053229 | 20.3748 | -38.378 | <0 | <40 | Multifamily - High Rise | 2016 - LEDReflectors and Outdoor250 to 664 lumensANY | 0.0037598 | 0 | 0 | 0 | 0 | 0 | 0 | 0 | 0 | 0 | 0 | 0 | 0 | 0 | 0 | 0 | 0 | 0 | 0 | 0 | 0.016998 | 0.0037598 | 0.0037598 | 0.0037598 | 3.2673
LO20Fast | NR | Lighting | Residential | Lighting | 0.0040588 | 15.5362 | -47.7259 | <0 | <40 | Multifamily - High Rise | 2016 - LEDReflectors and Outdoor665 to 1439 lumensANY | 0.02897 | 0 | 0 | 0 | 0 | 0 | 0 | 0 | 0 | 0 | 0 | 0 | 0 | 0 | 0 | 0 | 0 | 0 | 0 | 0 | 0.13097 | 0.02897 | 0.02897 | 0.02897 | 3.5735
LO20Fast | NR | Lighting | Residential | Lighting | 0.021729 | 83.1732 | -27.3345 | <0 | <40 | Multifamily - High Rise | 2016 - LEDReflectors and Outdoor1440 to 2600 lumensANY | 0.012745 | 0 | 0 | 0 | 0 | 0 | 0 | 0 | 0 | 0 | 0 | 0 | 0 | 0 | 0 | 0 | 0 | 0 | 0 | 0 | 0.057617 | 0.012745 | 0.012745 | 0.012745 | 6.6756
LO20Fast | NR | Lighting | Residential | Lighting | 0.01265 | 48.4214 | -0.28395 | <0 | <40 | Multifamily - High Rise | 2016 - LEDThree-Way250 to 664 lumensANY | 0.00011643 | 0 | 0 | 0 | 0 | 0 | 0 | 0 | 0 | 0 | 0 | 0 | 0 | 0 | 0 | 0 | 0 | 0 | 0 | 0 | 0.00052634 | 0.00011643 | 0.00011643 | 0.00011643 | 4.1777
LO20Fast | NR | Lighting | Residential | Lighting | 0.013626 | 52.1577 | -8.9398 | <0 | <40 | Multifamily - High Rise | 2016 - LEDThree-Way665 to 1439 lumensANY | 0.001548 | 0 | 0 | 0 | 0 | 0 | 0 | 0 | 0 | 0 | 0 | 0 | 0 | 0 | 0 | 0 | 0 | 0 | 0 | 0 | 0.0069981 | 0.001548 | 0.001548 | 0.001548 | 6.1149
LO20Fast | NR | Lighting | Residential | Lighting | 0.012193 | 46.6733 | -22.0119 | <0 | <40 | Multifamily - High Rise | 2016 - LEDThree-Way1440 to 2600 lumensANY | 0.0053565 | 0 | 0 | 0 | 0 | 0 | 0 | 0 | 0 | 0 | 0 | 0 | 0 | 0 | 0 | 0 | 0 | 0 | 0 | 0 | 0.024216 | 0.0053565 | 0.0053565 | 0.0053565 | 3.7322
LO20Fast | NR | Lighting | Residential | Lighting | 0.0050254 | 19.2363 | -15.06 | <0 | <40 | Manufactured | 2016 - LEDDecorative and Mini-Base250 to 664 lumensANY | 0.082579 | 0 | 0 | 0 | 0 | 0 | 0 | 0 | 0 | 0 | 0 | 0 | 0 | 0 | 0 | 0 | 0 | 0 | 0 | 0 | 0.37332 | 0.082579 | 0.082579 | 0.082579 | 4.3154
LO20Fast | NR | Lighting | Residential | Lighting | 0.003786 | 14.492 | -3.5287 | <0 | <40 | Manufactured | 2016 - LEDDecorative and Mini-Base665 to 1439 lumensANY | 0.017063 | 0 | 0 | 0 | 0 | 0 | 0 | 0 | 0 | 0 | 0 | 0 | 0 | 0 | 0 | 0 | 0 | 0 | 0 | 0 | 0.077139 | 0.017063 | 0.017063 | 0.017063 | 2.3589
LO20Fast | NR | Lighting | Residential | Lighting | 0.001875 | 7.1769 | 355.2229 | >140 | >120 | Manufactured | 2016 - LEDDecorative and Mini-Base1440 to 2600 lumensANY | 0.00016602 | 0 | 0 | 0 | 0 | 0 | 0 | 0 | 0 | 0 | 0 | 0 | 0 | 0 | 0 | 0 | 0 | 0 | 0 | 0 | 0.00075053 | 0.00016602 | 0.00016602 | 0.00016602 | 0.42264
LO20Fast | NR | Lighting | Residential | Lighting | 0.00047955 | 1.8356 | 45.3547 | 40-50 | 40-80 | Manufactured | 2016 - LEDGeneral Purpose and Dimmable250 to 664 lumensANY | 0.0065803 | 0 | 0 | 0 | 0 | 0 | 0 | 0 | 0 | 0 | 0 | 0 | 0 | 0 | 0 | 0 | 0 | 0 | 0 | 0 | 0.029748 | 0.0065803 | 0.0065803 | 0.0065803 | 1.5528
LO20Fast | NR | Lighting | Residential | Lighting | 0.0018717 | 7.1646 | 56.6118 | 50-60 | 40-80 | Manufactured | 2016 - LEDGeneral Purpose and Dimmable665 to 1439 lumensANY | 0.19818 | 0 | 0 | 0 | 0 | 0 | 0 | 0 | 0 | 0 | 0 | 0 | 0 | 0 | 0 | 0 | 0 | 0 | 0 | 0 | 0.89595 | 0.19818 | 0.19818 | 0.19818 | 1.6633
LO20Fast | NR | Lighting | Residential | Lighting | 0.0034972 | 13.3867 | 91.0637 | 90-100 | 80-120 | Manufactured | 2016 - LEDGeneral Purpose and Dimmable1440 to 2600 lumensANY | 0.036919 | 0 | 0 | 0 | 0 | 0 | 0 | 0 | 0 | 0 | 0 | 0 | 0 | 0 | 0 | 0 | 0 | 0 | 0 | 0 | 0.1669 | 0.036919 | 0.036919 | 0.036919 | 1.1752
LO20Fast | NR | Lighting | Residential | Lighting | 0.0037449 | 14.3345 | -37.3971 | <0 | <40 | Manufactured | 2016 - LEDGlobe250 to 664 lumensANY | 0.033788 | 0 | 0 | 0 | 0 | 0 | 0 | 0 | 0 | 0 | 0 | 0 | 0 | 0 | 0 | 0 | 0 | 0 | 0 | 0 | 0.15275 | 0.033788 | 0.033788 | 0.033788 | 6.0745
LO20Fast | NR | Lighting | Residential | Lighting | 0.0025791 | 9.8724 | -94.9967 | <0 | <40 | Manufactured | 2016 - LEDGlobe665 to 1439 lumensANY | 0.01419 | 0 | 0 | 0 | 0 | 0 | 0 | 0 | 0 | 0 | 0 | 0 | 0 | 0 | 0 | 0 | 0 | 0 | 0 | 0 | 0.064149 | 0.01419 | 0.01419 | 0.01419 | 6.4961
LO20Fast | NR | Lighting | Residential | Lighting | 0.0027904 | 10.6812 | -99.8783 | <0 | <40 | Manufactured | 2016 - LEDGlobe1440 to 2600 lumensANY | 0.0011568 | 0 | 0 | 0 | 0 | 0 | 0 | 0 | 0 | 0 | 0 | 0 | 0 | 0 | 0 | 0 | 0 | 0 | 0 | 0 | 0.0052297 | 0.0011568 | 0.0011568 | 0.0011568 | 2.8035
LO20Fast | NR | Lighting | Residential | Lighting | 0.0053229 | 20.3748 | -38.378 | <0 | <40 | Manufactured | 2016 - LEDReflectors and Outdoor250 to 664 lumensANY | 0.015276 | 0 | 0 | 0 | 0 | 0 | 0 | 0 | 0 | 0 | 0 | 0 | 0 | 0 | 0 | 0 | 0 | 0 | 0 | 0 | 0.06906 | 0.015276 | 0.015276 | 0.015276 | 3.2673
LO20Fast | NR | Lighting | Residential | Lighting | 0.0040588 | 15.5362 | -47.7259 | <0 | <40 | Manufactured | 2016 - LEDReflectors and Outdoor665 to 1439 lumensANY | 0.1177 | 0 | 0 | 0 | 0 | 0 | 0 | 0 | 0 | 0 | 0 | 0 | 0 | 0 | 0 | 0 | 0 | 0 | 0 | 0 | 0.53211 | 0.1177 | 0.1177 | 0.1177 | 3.5735
LO20Fast | NR | Lighting | Residential | Lighting | 0.021729 | 83.1732 | -27.3345 | <0 | <40 | Manufactured | 2016 - LEDReflectors and Outdoor1440 to 2600 lumensANY | 0.051781 | 0 | 0 | 0 | 0 | 0 | 0 | 0 | 0 | 0 | 0 | 0 | 0 | 0 | 0 | 0 | 0 | 0 | 0 | 0 | 0.23409 | 0.051781 | 0.051781 | 0.051781 | 6.6756
LO20Fast | NR | Lighting | Residential | Lighting | 0.01265 | 48.4214 | -0.28395 | <0 | <40 | Manufactured | 2016 - LEDThree-Way250 to 664 lumensANY | 0.00047303 | 0 | 0 | 0 | 0 | 0 | 0 | 0 | 0 | 0 | 0 | 0 | 0 | 0 | 0 | 0 | 0 | 0 | 0 | 0 | 0.0021385 | 0.00047303 | 0.00047303 | 0.00047303 | 4.1777
LO20Fast | NR | Lighting | Residential | Lighting | 0.013626 | 52.1577 | -8.9398 | <0 | <40 | Manufactured | 2016 - LEDThree-Way665 to 1439 lumensANY | 0.0062893 | 0 | 0 | 0 | 0 | 0 | 0 | 0 | 0 | 0 | 0 | 0 | 0 | 0 | 0 | 0 | 0 | 0 | 0 | 0 | 0.028433 | 0.0062893 | 0.0062893 | 0.0062893 | 6.1149
LO20Fast | NR | Lighting | Residential | Lighting | 0.012193 | 46.6733 | -22.0119 | <0 | <40 | Manufactured | 2016 - LEDThree-Way1440 to 2600 lumensANY | 0.021763 | 0 | 0 | 0 | 0 | 0 | 0 | 0 | 0 | 0 | 0 | 0 | 0 | 0 | 0 | 0 | 0 | 0 | 0 | 0 | 0.098386 | 0.021763 | 0.021763 | 0.021763 | 3.7322
LO20Fast | NR | Lighting | Residential | Lighting | 0.0052592 | 20.131 | -21.2628 | <0 | <40 | Single Family | 2017 - LEDDecorative and Mini-Base250 to 664 lumensANY | 0 | 1.9681 | 2.5238 | 2.9533 | 3.3271 | 3.6481 | 3.9206 | 4.1497 | 4.864 | 4.934 | 4.9964 | 5.0467 | 1.2584 | 0 | 0 | 0 | 0 | 0 | 0 | 0 | 43.59 | 43.59 | 32.2885 | 10.7723 | 5.3917
LO20Fast | NR | Lighting | Residential | Lighting | 0.0039621 | 15.1661 | -19.793 | <0 | <40 | Single Family | 2017 - LEDDecorative and Mini-Base665 to 1439 lumensANY | 0 | 0.40666 | 0.52149 | 0.61024 | 0.68747 | 0.75379 | 0.8101 | 0.85744 | 1.005 | 1.0195 | 1.0324 | 1.0428 | 0.26002 | 0 | 0 | 0 | 0 | 0 | 0 | 0 | 9.0069 | 9.0069 | 6.6717 | 2.2259 | 3.0195
LO20Fast | NR | Lighting | Residential | Lighting | 0.0019622 | 7.5107 | 253.6686 | >140 | >120 | Single Family | 2017 - LEDDecorative and Mini-Base1440 to 2600 lumensANY | 0 | 0.0039566 | 0.0050738 | 0.0059373 | 0.0066888 | 0.007334 | 0.0078819 | 0.0083425 | 0.0097785 | 0.0099193 | 0.010045 | 0.010146 | 0.0025299 | 0 | 0 | 0 | 0 | 0 | 0 | 0 | 0.087633 | 0.087633 | 0.064913 | 0.021657 | 0.55285
LO20Fast | NR | Lighting | Residential | Lighting | 0.00050186 | 1.921 | 19.8793 | 10-20 | <40 | Single Family | 2017 - LEDGeneral Purpose and Dimmable250 to 664 lumensANY | 0 | 0.15683 | 0.20111 | 0.23533 | 0.26512 | 0.29069 | 0.31241 | 0.33066 | 0.38758 | 0.39316 | 0.39813 | 0.40214 | 0.10028 | 0 | 0 | 0 | 0 | 0 | 0 | 0 | 3.4735 | 3.4735 | 2.5729 | 0.85839 | 2.0054
LO20Fast | NR | Lighting | Residential | Lighting | 0.0019588 | 7.4978 | 38.0475 | 30-40 | <40 | Single Family | 2017 - LEDGeneral Purpose and Dimmable665 to 1439 lumensANY | 0 | 4.7233 | 6.0569 | 7.0878 | 7.9848 | 8.7551 | 9.4091 | 9.9589 | 11.6732 | 11.8413 | 11.991 | 12.1117 | 3.0201 | 0 | 0 | 0 | 0 | 0 | 0 | 0 | 104.6131 | 104.6131 | 77.4903 | 25.8528 | 2.1592
LO20Fast | NR | Lighting | Residential | Lighting | 0.0036599 | 14.0093 | 64.3728 | 60-70 | 40-80 | Single Family | 2017 - LEDGeneral Purpose and Dimmable1440 to 2600 lumensANY | 0 | 0.87989 | 1.1283 | 1.3204 | 1.4875 | 1.631 | 1.7528 | 1.8552 | 2.1746 | 2.2059 | 2.2338 | 2.2563 | 0.56261 | 0 | 0 | 0 | 0 | 0 | 0 | 0 | 19.4881 | 19.4881 | 14.4355 | 4.816 | 1.5387
LO20Fast | NR | Lighting | Residential | Lighting | 0.003919 | 15.0012 | -40.7232 | <0 | <40 | Single Family | 2017 - LEDGlobe250 to 664 lumensANY | 0 | 0.80526 | 1.0326 | 1.2084 | 1.3613 | 1.4926 | 1.6041 | 1.6979 | 1.9901 | 2.0188 | 2.0443 | 2.0649 | 0.51489 | 0 | 0 | 0 | 0 | 0 | 0 | 0 | 17.8353 | 17.8353 | 13.2112 | 4.4076 | 7.4252
LO20Fast | NR | Lighting | Residential | Lighting | 0.0026991 | 10.3316 | -97.4833 | <0 | <40 | Single Family | 2017 - LEDGlobe665 to 1439 lumensANY | 0 | 0.33818 | 0.43367 | 0.50747 | 0.5717 | 0.62685 | 0.67367 | 0.71304 | 0.83578 | 0.84781 | 0.85853 | 0.86718 | 0.21624 | 0 | 0 | 0 | 0 | 0 | 0 | 0 | 7.4901 | 7.4901 | 5.5482 | 1.851 | 8.0046
LO20Fast | NR | Lighting | Residential | Lighting | 0.0029202 | 11.178 | -118.6674 | <0 | <40 | Single Family | 2017 - LEDGlobe1440 to 2600 lumensANY | 0 | 0.02757 | 0.035354 | 0.041371 | 0.046607 | 0.051103 | 0.054921 | 0.05813 | 0.068136 | 0.069117 | 0.069991 | 0.070696 | 0.017628 | 0 | 0 | 0 | 0 | 0 | 0 | 0 | 0.61063 | 0.61063 | 0.45231 | 0.1509 | 3.5761
LO20Fast | NR | Lighting | Residential | Lighting | 0.0055705 | 21.3225 | -49.2564 | <0 | <40 | Single Family | 2017 - LEDReflectors and Outdoor250 to 664 lumensANY | 0 | 0.36407 | 0.46687 | 0.54632 | 0.61547 | 0.67484 | 0.72525 | 0.76763 | 0.89976 | 0.91272 | 0.92426 | 0.93357 | 0.23279 | 0 | 0 | 0 | 0 | 0 | 0 | 0 | 8.0636 | 8.0636 | 5.9729 | 1.9927 | 4.1407
LO20Fast | NR | Lighting | Residential | Lighting | 0.0042476 | 16.2588 | -57.5585 | <0 | <40 | Single Family | 2017 - LEDReflectors and Outdoor665 to 1439 lumensANY | 0 | 2.8052 | 3.5972 | 4.2094 | 4.7422 | 5.1997 | 5.5881 | 5.9146 | 6.9327 | 7.0326 | 7.1215 | 7.1932 | 1.7937 | 0 | 0 | 0 | 0 | 0 | 0 | 0 | 62.1301 | 62.1301 | 46.0218 | 15.3541 | 4.5384
LO20Fast | NR | Lighting | Residential | Lighting | 0.02274 | 87.0418 | -31.3422 | <0 | <40 | Single Family | 2017 - LEDReflectors and Outdoor1440 to 2600 lumensANY | 0 | 1.2341 | 1.5826 | 1.8519 | 2.0863 | 2.2875 | 2.4584 | 2.6021 | 3.05 | 3.0939 | 3.133 | 3.1645 | 0.7891 | 0 | 0 | 0 | 0 | 0 | 0 | 0 | 27.3333 | 27.3333 | 20.2467 | 6.7548 | 8.6016
LO20Fast | NR | Lighting | Residential | Lighting | 0.013238 | 50.6736 | -6.4267 | <0 | <40 | Single Family | 2017 - LEDThree-Way250 to 664 lumensANY | 0 | 0.011274 | 0.014457 | 0.016917 | 0.019058 | 0.020897 | 0.022458 | 0.02377 | 0.027862 | 0.028263 | 0.02862 | 0.028909 | 0.0072085 | 0 | 0 | 0 | 0 | 0 | 0 | 0 | 0.24969 | 0.24969 | 0.18496 | 0.061706 | 5.1991
LO20Fast | NR | Lighting | Residential | Lighting | 0.01426 | 54.5836 | -12.3343 | <0 | <40 | Single Family | 2017 - LEDThree-Way665 to 1439 lumensANY | 0 | 0.14989 | 0.19222 | 0.22493 | 0.2534 | 0.27784 | 0.2986 | 0.31605 | 0.37045 | 0.37578 | 0.38053 | 0.38436 | 0.095843 | 0 | 0 | 0 | 0 | 0 | 0 | 0 | 3.3199 | 3.3199 | 2.4591 | 0.82044 | 7.3993
LO20Fast | NR | Lighting | Residential | Lighting | 0.01276 | 48.8441 | -29.9932 | <0 | <40 | Single Family | 2017 - LEDThree-Way1440 to 2600 lumensANY | 0 | 0.51867 | 0.66512 | 0.77832 | 0.87683 | 0.96141 | 1.0332 | 1.0936 | 1.2819 | 1.3003 | 1.3168 | 1.33 | 0.33164 | 0 | 0 | 0 | 0 | 0 | 0 | 0 | 11.4878 | 11.4878 | 8.5094 | 2.8389 | 4.6895
LO20Fast | NR | Lighting | Residential | Lighting | 0.0052592 | 20.131 | -21.2628 | <0 | <40 | Multifamily - Low Rise | 2017 - LEDDecorative and Mini-Base250 to 664 lumensANY | 0 | 0.15832 | 0.20303 | 0.23758 | 0.26765 | 0.29347 | 0.31539 | 0.33382 | 0.40724 | 0.41182 | 0.41647 | 0.41867 | 0.17363 | 0 | 0 | 0 | 0 | 0 | 0 | 0 | 3.6371 | 3.6371 | 2.6283 | 0.86658 | 5.3917
LO20Fast | NR | Lighting | Residential | Lighting | 0.0039621 | 15.1661 | -19.793 | <0 | <40 | Multifamily - Low Rise | 2017 - LEDDecorative and Mini-Base665 to 1439 lumensANY | 0 | 0.032714 | 0.041951 | 0.049091 | 0.055304 | 0.060639 | 0.065168 | 0.068977 | 0.084146 | 0.085093 | 0.086055 | 0.086509 | 0.035877 | 0 | 0 | 0 | 0 | 0 | 0 | 0 | 0.75152 | 0.75152 | 0.54308 | 0.17906 | 3.0195
LO20Fast | NR | Lighting | Residential | Lighting | 0.0019622 | 7.5107 | 253.6686 | >140 | >120 | Multifamily - Low Rise | 2017 - LEDDecorative and Mini-Base1440 to 2600 lumensANY | 0 | 0.00031829 | 0.00040816 | 0.00047763 | 0.00053808 | 0.00058999 | 0.00063406 | 0.00067111 | 0.0008187 | 0.00082792 | 0.00083728 | 0.00084169 | 0.00034906 | 0 | 0 | 0 | 0 | 0 | 0 | 0 | 0.007312 | 0.007312 | 0.0052839 | 0.0017422 | 0.55285
LO20Fast | NR | Lighting | Residential | Lighting | 0.00050186 | 1.921 | 19.8793 | 10-20 | <40 | Multifamily - Low Rise | 2017 - LEDGeneral Purpose and Dimmable250 to 664 lumensANY | 0 | 0.012616 | 0.016178 | 0.018931 | 0.021327 | 0.023385 | 0.025132 | 0.0266 | 0.03245 | 0.032816 | 0.033187 | 0.033361 | 0.013835 | 0 | 0 | 0 | 0 | 0 | 0 | 0 | 0.28982 | 0.28982 | 0.20944 | 0.069053 | 2.0054
LO20Fast | NR | Lighting | Residential | Lighting | 0.0019588 | 7.4978 | 38.0475 | 30-40 | <40 | Multifamily - Low Rise | 2017 - LEDGeneral Purpose and Dimmable665 to 1439 lumensANY | 0 | 0.37996 | 0.48725 | 0.57017 | 0.64234 | 0.7043 | 0.75691 | 0.80114 | 0.97734 | 0.98834 | 0.99951 | 1.0048 | 0.4167 | 0 | 0 | 0 | 0 | 0 | 0 | 0 | 8.7287 | 8.7287 | 6.3078 | 2.0797 | 2.1592
LO20Fast | NR | Lighting | Residential | Lighting | 0.0036599 | 14.0093 | 64.3728 | 60-70 | 40-80 | Multifamily - Low Rise | 2017 - LEDGeneral Purpose and Dimmable1440 to 2600 lumensANY | 0 | 0.070782 | 0.090768 | 0.10622 | 0.11966 | 0.1312 | 0.141 | 0.14924 | 0.18207 | 0.18411 | 0.1862 | 0.18718 | 0.077625 | 0 | 0 | 0 | 0 | 0 | 0 | 0 | 1.6261 | 1.6261 | 1.1751 | 0.38743 | 1.5387
LO20Fast | NR | Lighting | Residential | Lighting | 0.003919 | 15.0012 | -40.7232 | <0 | <40 | Multifamily - Low Rise | 2017 - LEDGlobe250 to 664 lumensANY | 0 | 0.064779 | 0.08307 | 0.097208 | 0.10951 | 0.12008 | 0.12904 | 0.13659 | 0.16662 | 0.1685 | 0.1704 | 0.1713 | 0.071042 | 0 | 0 | 0 | 0 | 0 | 0 | 0 | 1.4881 | 1.4881 | 1.0754 | 0.35457 | 7.4252
LO20Fast | NR | Lighting | Residential | Lighting | 0.0026991 | 10.3316 | -97.4833 | <0 | <40 | Multifamily - Low Rise | 2017 - LEDGlobe665 to 1439 lumensANY | 0 | 0.027205 | 0.034886 | 0.040824 | 0.04599 | 0.050427 | 0.054194 | 0.057361 | 0.069976 | 0.070763 | 0.071563 | 0.07194 | 0.029835 | 0 | 0 | 0 | 0 | 0 | 0 | 0 | 0.62496 | 0.62496 | 0.45163 | 0.1489 | 8.0046
LO20Fast | NR | Lighting | Residential | Lighting | 0.0029202 | 11.178 | -118.6674 | <0 | <40 | Multifamily - Low Rise | 2017 - LEDGlobe1440 to 2600 lumensANY | 0 | 0.0022178 | 0.0028441 | 0.0033281 | 0.0037493 | 0.004111 | 0.0044181 | 0.0046763 | 0.0057047 | 0.0057689 | 0.0058341 | 0.0058649 | 0.0024323 | 0 | 0 | 0 | 0 | 0 | 0 | 0 | 0.05095 | 0.05095 | 0.036818 | 0.012139 | 3.5761
LO20Fast | NR | Lighting | Residential | Lighting | 0.0055705 | 21.3225 | -49.2564 | <0 | <40 | Multifamily - Low Rise | 2017 - LEDReflectors and Outdoor250 to 664 lumensANY | 0 | 0.029288 | 0.037557 | 0.043949 | 0.049511 | 0.054287 | 0.058343 | 0.061752 | 0.075333 | 0.076181 | 0.077042 | 0.077448 | 0.032119 | 0 | 0 | 0 | 0 | 0 | 0 | 0 | 0.67281 | 0.67281 | 0.4862 | 0.1603 | 4.1407
LO20Fast | NR | Lighting | Residential | Lighting | 0.0042476 | 16.2588 | -57.5585 | <0 | <40 | Multifamily - Low Rise | 2017 - LEDReflectors and Outdoor665 to 1439 lumensANY | 0 | 0.22566 | 0.28938 | 0.33863 | 0.38149 | 0.41829 | 0.44953 | 0.4758 | 0.58044 | 0.58698 | 0.59361 | 0.59674 | 0.24748 | 0 | 0 | 0 | 0 | 0 | 0 | 0 | 5.184 | 5.184 | 3.7462 | 1.2352 | 4.5384
LO20Fast | NR | Lighting | Residential | Lighting | 0.02274 | 87.0418 | -31.3422 | <0 | <40 | Multifamily - Low Rise | 2017 - LEDReflectors and Outdoor1440 to 2600 lumensANY | 0 | 0.099277 | 0.12731 | 0.14898 | 0.16783 | 0.18402 | 0.19777 | 0.20932 | 0.25536 | 0.25823 | 0.26115 | 0.26253 | 0.10887 | 0 | 0 | 0 | 0 | 0 | 0 | 0 | 2.2806 | 2.2806 | 1.6481 | 0.54339 | 8.6016
LO20Fast | NR | Lighting | Residential | Lighting | 0.013238 | 50.6736 | -6.4267 | <0 | <40 | Multifamily - Low Rise | 2017 - LEDThree-Way250 to 664 lumensANY | 0 | 0.00090691 | 0.001163 | 0.0013609 | 0.0015332 | 0.001681 | 0.0018066 | 0.0019122 | 0.0023327 | 0.002359 | 0.0023857 | 0.0023982 | 0.00099458 | 0 | 0 | 0 | 0 | 0 | 0 | 0 | 0.020834 | 0.020834 | 0.015056 | 0.0049639 | 5.1991
LO20Fast | NR | Lighting | Residential | Lighting | 0.01426 | 54.5836 | -12.3343 | <0 | <40 | Multifamily - Low Rise | 2017 - LEDThree-Way665 to 1439 lumensANY | 0 | 0.012058 | 0.015463 | 0.018094 | 0.020385 | 0.022351 | 0.024021 | 0.025424 | 0.031016 | 0.031365 | 0.031719 | 0.031887 | 0.013224 | 0 | 0 | 0 | 0 | 0 | 0 | 0 | 0.27701 | 0.27701 | 0.20018 | 0.066 | 7.3993
LO20Fast | NR | Lighting | Residential | Lighting | 0.01276 | 48.8441 | -29.9932 | <0 | <40 | Multifamily - Low Rise | 2017 - LEDThree-Way1440 to 2600 lumensANY | 0 | 0.041725 | 0.053506 | 0.062612 | 0.070536 | 0.077341 | 0.083118 | 0.087975 | 0.10732 | 0.10853 | 0.10976 | 0.11034 | 0.045758 | 0 | 0 | 0 | 0 | 0 | 0 | 0 | 0.95852 | 0.95852 | 0.69267 | 0.22838 | 4.6895
LO20Fast | NR | Lighting | Residential | Lighting | 0.0052592 | 20.131 | -21.2628 | <0 | <40 | Multifamily - High Rise | 2017 - LEDDecorative and Mini-Base250 to 664 lumensANY | 0 | 0.036097 | 0.046289 | 0.054167 | 0.061023 | 0.06691 | 0.071908 | 0.07611 | 0.092645 | 0.093876 | 0.095091 | 0.095369 | 0.03895 | 0 | 0 | 0 | 0 | 0 | 0 | 0 | 0.82843 | 0.82843 | 0.59902 | 0.19758 | 5.3917
LO20Fast | NR | Lighting | Residential | Lighting | 0.0039621 | 15.1661 | -19.793 | <0 | <40 | Multifamily - High Rise | 2017 - LEDDecorative and Mini-Base665 to 1439 lumensANY | 0 | 0.0074587 | 0.0095646 | 0.011192 | 0.012609 | 0.013825 | 0.014858 | 0.015726 | 0.019143 | 0.019397 | 0.019648 | 0.019706 | 0.0080481 | 0 | 0 | 0 | 0 | 0 | 0 | 0 | 0.17118 | 0.17118 | 0.12378 | 0.040825 | 3.0195
LO20Fast | NR | Lighting | Residential | Lighting | 0.0019622 | 7.5107 | 253.6686 | >140 | >120 | Multifamily - High Rise | 2017 - LEDDecorative and Mini-Base1440 to 2600 lumensANY | 0 | 7.2569e-05 | 9.3059e-05 | 0.0001089 | 0.00012268 | 0.00013451 | 0.00014456 | 0.00015301 | 0.00018625 | 0.00018873 | 0.00019117 | 0.00019173 | 7.8305e-05 | 0 | 0 | 0 | 0 | 0 | 0 | 0 | 0.0016655 | 0.0016655 | 0.0012043 | 0.00039721 | 0.55285
LO20Fast | NR | Lighting | Residential | Lighting | 0.00050186 | 1.921 | 19.8793 | 10-20 | <40 | Multifamily - High Rise | 2017 - LEDGeneral Purpose and Dimmable250 to 664 lumensANY | 0 | 0.0028764 | 0.0036885 | 0.0043163 | 0.0048626 | 0.0053317 | 0.0057299 | 0.0060648 | 0.0073824 | 0.0074805 | 0.0075773 | 0.0075994 | 0.0031037 | 0 | 0 | 0 | 0 | 0 | 0 | 0 | 0.066013 | 0.066013 | 0.047733 | 0.015744 | 2.0054
LO20Fast | NR | Lighting | Residential | Lighting | 0.0019588 | 7.4978 | 38.0475 | 30-40 | <40 | Multifamily - High Rise | 2017 - LEDGeneral Purpose and Dimmable665 to 1439 lumensANY | 0 | 0.08663 | 0.11109 | 0.13 | 0.14645 | 0.16058 | 0.17257 | 0.18266 | 0.22234 | 0.2253 | 0.22821 | 0.22888 | 0.093477 | 0 | 0 | 0 | 0 | 0 | 0 | 0 | 1.9882 | 1.9882 | 1.4376 | 0.47417 | 2.1592
LO20Fast | NR | Lighting | Residential | Lighting | 0.0036599 | 14.0093 | 64.3728 | 60-70 | 40-80 | Multifamily - High Rise | 2017 - LEDGeneral Purpose and Dimmable1440 to 2600 lumensANY | 0 | 0.016138 | 0.020695 | 0.024217 | 0.027282 | 0.029914 | 0.032148 | 0.034027 | 0.041419 | 0.04197 | 0.042513 | 0.042637 | 0.017414 | 0 | 0 | 0 | 0 | 0 | 0 | 0 | 0.37037 | 0.37037 | 0.26781 | 0.088332 | 1.5387
LO20Fast | NR | Lighting | Residential | Lighting | 0.003919 | 15.0012 | -40.7232 | <0 | <40 | Multifamily - High Rise | 2017 - LEDGlobe250 to 664 lumensANY | 0 | 0.014769 | 0.01894 | 0.022163 | 0.024968 | 0.027377 | 0.029422 | 0.031141 | 0.037907 | 0.03841 | 0.038907 | 0.039021 | 0.015937 | 0 | 0 | 0 | 0 | 0 | 0 | 0 | 0.33896 | 0.33896 | 0.2451 | 0.08084 | 7.4252
LO20Fast | NR | Lighting | Residential | Lighting | 0.0026991 | 10.3316 | -97.4833 | <0 | <40 | Multifamily - High Rise | 2017 - LEDGlobe665 to 1439 lumensANY | 0 | 0.0062026 | 0.0079539 | 0.0093076 | 0.010486 | 0.011497 | 0.012356 | 0.013078 | 0.015919 | 0.016131 | 0.01634 | 0.016387 | 0.0066928 | 0 | 0 | 0 | 0 | 0 | 0 | 0 | 0.14235 | 0.14235 | 0.10293 | 0.03395 | 8.0046
LO20Fast | NR | Lighting | Residential | Lighting | 0.0029202 | 11.178 | -118.6674 | <0 | <40 | Multifamily - High Rise | 2017 - LEDGlobe1440 to 2600 lumensANY | 0 | 0.00050566 | 0.00064844 | 0.0007588 | 0.00085483 | 0.00093729 | 0.0010073 | 0.0010662 | 0.0012978 | 0.0013151 | 0.0013321 | 0.001336 | 0.00054563 | 0 | 0 | 0 | 0 | 0 | 0 | 0 | 0.011605 | 0.011605 | 0.0083914 | 0.0027677 | 3.5761
LO20Fast | NR | Lighting | Residential | Lighting | 0.0055705 | 21.3225 | -49.2564 | <0 | <40 | Multifamily - High Rise | 2017 - LEDReflectors and Outdoor250 to 664 lumensANY | 0 | 0.0066774 | 0.0085628 | 0.01002 | 0.011288 | 0.012377 | 0.013302 | 0.014079 | 0.017138 | 0.017366 | 0.01759 | 0.017642 | 0.0072052 | 0 | 0 | 0 | 0 | 0 | 0 | 0 | 0.15325 | 0.15325 | 0.11081 | 0.036549 | 4.1407
LO20Fast | NR | Lighting | Residential | Lighting | 0.0042476 | 16.2588 | -57.5585 | <0 | <40 | Multifamily - High Rise | 2017 - LEDReflectors and Outdoor665 to 1439 lumensANY | 0 | 0.05145 | 0.065977 | 0.077206 | 0.086978 | 0.095368 | 0.10249 | 0.10848 | 0.13205 | 0.1338 | 0.13554 | 0.13593 | 0.055516 | 0 | 0 | 0 | 0 | 0 | 0 | 0 | 1.1808 | 1.1808 | 0.85381 | 0.28161 | 4.5384
LO20Fast | NR | Lighting | Residential | Lighting | 0.02274 | 87.0418 | -31.3422 | <0 | <40 | Multifamily - High Rise | 2017 - LEDReflectors and Outdoor1440 to 2600 lumensANY | 0 | 0.022635 | 0.029026 | 0.033966 | 0.038265 | 0.041956 | 0.04509 | 0.047725 | 0.058093 | 0.058865 | 0.059627 | 0.059801 | 0.024424 | 0 | 0 | 0 | 0 | 0 | 0 | 0 | 0.51947 | 0.51947 | 0.37562 | 0.12389 | 8.6016
LO20Fast | NR | Lighting | Residential | Lighting | 0.013238 | 50.6736 | -6.4267 | <0 | <40 | Multifamily - High Rise | 2017 - LEDThree-Way250 to 664 lumensANY | 0 | 0.00020677 | 0.00026515 | 0.00031028 | 0.00034955 | 0.00038327 | 0.0004119 | 0.00043597 | 0.00053069 | 0.00053774 | 0.0005447 | 0.00054629 | 0.00022311 | 0 | 0 | 0 | 0 | 0 | 0 | 0 | 0.0047454 | 0.0047454 | 0.0034313 | 0.0011318 | 5.1991
LO20Fast | NR | Lighting | Residential | Lighting | 0.01426 | 54.5836 | -12.3343 | <0 | <40 | Multifamily - High Rise | 2017 - LEDThree-Way665 to 1439 lumensANY | 0 | 0.0027492 | 0.0035255 | 0.0041255 | 0.0046476 | 0.0050959 | 0.0054766 | 0.0057966 | 0.007056 | 0.0071498 | 0.0072423 | 0.0072634 | 0.0029665 | 0 | 0 | 0 | 0 | 0 | 0 | 0 | 0.063095 | 0.063095 | 0.045623 | 0.015048 | 7.3993
LO20Fast | NR | Lighting | Residential | Lighting | 0.01276 | 48.8441 | -29.9932 | <0 | <40 | Multifamily - High Rise | 2017 - LEDThree-Way1440 to 2600 lumensANY | 0 | 0.009513 | 0.012199 | 0.014275 | 0.016082 | 0.017633 | 0.018951 | 0.020058 | 0.024416 | 0.02474 | 0.02506 | 0.025134 | 0.010265 | 0 | 0 | 0 | 0 | 0 | 0 | 0 | 0.21833 | 0.21833 | 0.15787 | 0.052069 | 4.6895
LO20Fast | NR | Lighting | Residential | Lighting | 0.0052592 | 20.131 | -21.2628 | <0 | <40 | Manufactured | 2017 - LEDDecorative and Mini-Base250 to 664 lumensANY | 0 | 0.14542 | 0.18491 | 0.21456 | 0.23967 | 0.26057 | 0.27768 | 0.29142 | 0.30926 | 0.31673 | 0.32251 | 0.039659 | 0 | 0 | 0 | 0 | 0 | 0 | 0 | 0 | 2.6024 | 2.6024 | 2.2402 | 0.78456 | 5.3917
LO20Fast | NR | Lighting | Residential | Lighting | 0.0039621 | 15.1661 | -19.793 | <0 | <40 | Manufactured | 2017 - LEDDecorative and Mini-Base665 to 1439 lumensANY | 0 | 0.030048 | 0.038208 | 0.044333 | 0.049523 | 0.053842 | 0.057376 | 0.060217 | 0.063901 | 0.065446 | 0.06664 | 0.0081946 | 0 | 0 | 0 | 0 | 0 | 0 | 0 | 0 | 0.53773 | 0.53773 | 0.46289 | 0.16211 | 3.0195
LO20Fast | NR | Lighting | Residential | Lighting | 0.0019622 | 7.5107 | 253.6686 | >140 | >120 | Manufactured | 2017 - LEDDecorative and Mini-Base1440 to 2600 lumensANY | 0 | 0.00029236 | 0.00037174 | 0.00043134 | 0.00048183 | 0.00052386 | 0.00055824 | 0.00058588 | 0.00062173 | 0.00063676 | 0.00064837 | 7.973e-05 | 0 | 0 | 0 | 0 | 0 | 0 | 0 | 0 | 0.0052318 | 0.0052318 | 0.0045037 | 0.0015773 | 0.55285
LO20Fast | NR | Lighting | Residential | Lighting | 0.00050186 | 1.921 | 19.8793 | 10-20 | <40 | Manufactured | 2017 - LEDGeneral Purpose and Dimmable250 to 664 lumensANY | 0 | 0.011588 | 0.014734 | 0.017097 | 0.019098 | 0.020764 | 0.022127 | 0.023222 | 0.024643 | 0.025239 | 0.025699 | 0.0031602 | 0 | 0 | 0 | 0 | 0 | 0 | 0 | 0 | 0.20737 | 0.20737 | 0.17851 | 0.062517 | 2.0054
LO20Fast | NR | Lighting | Residential | Lighting | 0.0019588 | 7.4978 | 38.0475 | 30-40 | <40 | Manufactured | 2017 - LEDGeneral Purpose and Dimmable665 to 1439 lumensANY | 0 | 0.349 | 0.44377 | 0.51492 | 0.5752 | 0.62536 | 0.66641 | 0.6994 | 0.74219 | 0.76014 | 0.774 | 0.095179 | 0 | 0 | 0 | 0 | 0 | 0 | 0 | 0 | 6.2456 | 6.2456 | 5.3764 | 1.8829 | 2.1592
LO20Fast | NR | Lighting | Residential | Lighting | 0.0036599 | 14.0093 | 64.3728 | 60-70 | 40-80 | Manufactured | 2017 - LEDGeneral Purpose and Dimmable1440 to 2600 lumensANY | 0 | 0.065015 | 0.082669 | 0.095923 | 0.10715 | 0.1165 | 0.12414 | 0.13029 | 0.13826 | 0.1416 | 0.14419 | 0.017731 | 0 | 0 | 0 | 0 | 0 | 0 | 0 | 0 | 1.1635 | 1.1635 | 1.0016 | 0.35076 | 1.5387
LO20Fast | NR | Lighting | Residential | Lighting | 0.003919 | 15.0012 | -40.7232 | <0 | <40 | Manufactured | 2017 - LEDGlobe250 to 664 lumensANY | 0 | 0.059501 | 0.075658 | 0.087788 | 0.098064 | 0.10662 | 0.11361 | 0.11924 | 0.12654 | 0.12959 | 0.13196 | 0.016227 | 0 | 0 | 0 | 0 | 0 | 0 | 0 | 0 | 1.0648 | 1.0648 | 0.91661 | 0.32101 | 7.4252
LO20Fast | NR | Lighting | Residential | Lighting | 0.0026991 | 10.3316 | -97.4833 | <0 | <40 | Manufactured | 2017 - LEDGlobe665 to 1439 lumensANY | 0 | 0.024988 | 0.031773 | 0.036867 | 0.041183 | 0.044775 | 0.047714 | 0.050076 | 0.05314 | 0.054425 | 0.055417 | 0.0068146 | 0 | 0 | 0 | 0 | 0 | 0 | 0 | 0 | 0.44717 | 0.44717 | 0.38494 | 0.13481 | 8.0046
LO20Fast | NR | Lighting | Residential | Lighting | 0.0029202 | 11.178 | -118.6674 | <0 | <40 | Manufactured | 2017 - LEDGlobe1440 to 2600 lumensANY | 0 | 0.0020371 | 0.0025903 | 0.0030056 | 0.0033574 | 0.0036502 | 0.0038898 | 0.0040824 | 0.0043322 | 0.0044369 | 0.0045178 | 0.00055556 | 0 | 0 | 0 | 0 | 0 | 0 | 0 | 0 | 0.036455 | 0.036455 | 0.031382 | 0.01099 | 3.5761
LO20Fast | NR | Lighting | Residential | Lighting | 0.0055705 | 21.3225 | -49.2564 | <0 | <40 | Manufactured | 2017 - LEDReflectors and Outdoor250 to 664 lumensANY | 0 | 0.026901 | 0.034206 | 0.03969 | 0.044336 | 0.048203 | 0.051366 | 0.05391 | 0.057208 | 0.058591 | 0.05966 | 0.0073363 | 0 | 0 | 0 | 0 | 0 | 0 | 0 | 0 | 0.48141 | 0.48141 | 0.41441 | 0.14513 | 4.1407
LO20Fast | NR | Lighting | Residential | Lighting | 0.0042476 | 16.2588 | -57.5585 | <0 | <40 | Manufactured | 2017 - LEDReflectors and Outdoor665 to 1439 lumensANY | 0 | 0.20727 | 0.26356 | 0.30581 | 0.34161 | 0.3714 | 0.39578 | 0.41538 | 0.44079 | 0.45145 | 0.45968 | 0.056527 | 0 | 0 | 0 | 0 | 0 | 0 | 0 | 0 | 3.7093 | 3.7093 | 3.1931 | 1.1183 | 4.5384
LO20Fast | NR | Lighting | Residential | Lighting | 0.02274 | 87.0418 | -31.3422 | <0 | <40 | Manufactured | 2017 - LEDReflectors and Outdoor1440 to 2600 lumensANY | 0 | 0.091188 | 0.11595 | 0.13454 | 0.15029 | 0.16339 | 0.17412 | 0.18274 | 0.19392 | 0.19861 | 0.20223 | 0.024868 | 0 | 0 | 0 | 0 | 0 | 0 | 0 | 0 | 1.6318 | 1.6318 | 1.4047 | 0.49196 | 8.6016
LO20Fast | NR | Lighting | Residential | Lighting | 0.013238 | 50.6736 | -6.4267 | <0 | <40 | Manufactured | 2017 - LEDThree-Way250 to 664 lumensANY | 0 | 0.00083301 | 0.0010592 | 0.001229 | 0.0013729 | 0.0014926 | 0.0015906 | 0.0016693 | 0.0017715 | 0.0018143 | 0.0018474 | 0.00022717 | 0 | 0 | 0 | 0 | 0 | 0 | 0 | 0 | 0.014907 | 0.014907 | 0.012833 | 0.0044941 | 5.1991
LO20Fast | NR | Lighting | Residential | Lighting | 0.01426 | 54.5836 | -12.3343 | <0 | <40 | Manufactured | 2017 - LEDThree-Way665 to 1439 lumensANY | 0 | 0.011076 | 0.014083 | 0.016341 | 0.018254 | 0.019846 | 0.021148 | 0.022195 | 0.023553 | 0.024123 | 0.024563 | 0.0030205 | 0 | 0 | 0 | 0 | 0 | 0 | 0 | 0 | 0.1982 | 0.1982 | 0.17062 | 0.059753 | 7.3993
LO20Fast | NR | Lighting | Residential | Lighting | 0.01276 | 48.8441 | -29.9932 | <0 | <40 | Manufactured | 2017 - LEDThree-Way1440 to 2600 lumensANY | 0 | 0.038325 | 0.048731 | 0.056544 | 0.063163 | 0.068672 | 0.073179 | 0.076802 | 0.081502 | 0.083472 | 0.084995 | 0.010452 | 0 | 0 | 0 | 0 | 0 | 0 | 0 | 0 | 0.68584 | 0.68584 | 0.59039 | 0.20676 | 4.6895
Retro12Med | Retro | ResWx | Residential | HVAC | 0.37525 | 717.6074 | 9.7969 | 0-10 | <40 | Multifamily - Low Rise | WALL R0 - R11_Electric Zonal | 0.028803 | 0.028737 | 0.028672 | 0.028607 | 0.028542 | 0.025629 | 0.020457 | 0.016328 | 0.013033 | 0.010403 | 0.0083033 | 0.0066275 | 0.00529 | 0.0027746 | 0 | 0 | 0 | 0 | 0 | 0 | 0.25221 | 0.25221 | 0.22921 | 0.14336 | 4.4711
Retro12Med | Retro | ResWx | Residential | HVAC | 0.13055 | 249.6612 | 50.8886 | 50-60 | 40-80 | Multifamily - Low Rise | FLOOR R0 - R19_Electric Zonal | 0.0026843 | 0.0026782 | 0.0026721 | 0.0026661 | 0.00266 | 0.0023886 | 0.0019065 | 0.0015218 | 0.0012146 | 0.00096951 | 0.00077385 | 0.00061767 | 0.00049301 | 0.00025859 | 0 | 0 | 0 | 0 | 0 | 0 | 0.023505 | 0.023505 | 0.021362 | 0.013361 | 2.191
Retro12Med | Retro | ResWx | Residential | HVAC | 0.1701 | 325.299 | 36.4945 | 30-40 | <40 | Multifamily - Low Rise | FLOOR R0 - R30_Electric Zonal | 0.038724 | 0.038636 | 0.038548 | 0.038461 | 0.038374 | 0.034458 | 0.027504 | 0.021953 | 0.017522 | 0.013986 | 0.011163 | 0.0089105 | 0.0071122 | 0.0037304 | 0 | 0 | 0 | 0 | 0 | 0 | 0.33908 | 0.33908 | 0.30817 | 0.19274 | 2.6675
Retro12Med | Retro | ResWx | Residential | HVAC | 0.097118 | 185.7225 | 37.9313 | 30-40 | <40 | Multifamily - Low Rise | ATTIC R0 - R19_Electric Zonal | 0.0052409 | 0.005229 | 0.0052171 | 0.0052053 | 0.0051935 | 0.0046635 | 0.0037223 | 0.0029711 | 0.0023715 | 0.0018929 | 0.0015109 | 0.0012059 | 0.00096257 | 0.00050487 | 0 | 0 | 0 | 0 | 0 | 0 | 0.045891 | 0.045891 | 0.041707 | 0.026086 | 2.6108
Retro12Med | Retro | ResWx | Residential | HVAC | 0.13235 | 253.0974 | 36.495 | 30-40 | <40 | Multifamily - Low Rise | ATTIC R0 - R38_Electric Zonal | 0.001356 | 0.0013529 | 0.0013499 | 0.0013468 | 0.0013437 | 0.0012066 | 0.0009631 | 0.00076873 | 0.00061359 | 0.00048975 | 0.00039091 | 0.00031202 | 0.00024905 | 0.00013063 | 0 | 0 | 0 | 0 | 0 | 0 | 0.011874 | 0.011874 | 0.010791 | 0.0067493 | 2.6675
Retro12Med | Retro | ResWx | Residential | HVAC | 0.14052 | 268.7298 | 41.02 | 40-50 | 40-80 | Multifamily - Low Rise | ATTIC R0 - R49_Electric Zonal | 0.0085881 | 0.0085686 | 0.0085492 | 0.0085297 | 0.0085104 | 0.0076419 | 0.0060997 | 0.0048687 | 0.0038861 | 0.0031018 | 0.0024758 | 0.0019762 | 0.0015773 | 0.00082732 | 0 | 0 | 0 | 0 | 0 | 0 | 0.075201 | 0.075201 | 0.068344 | 0.042746 | 2.4968
Retro12Med | Retro | ResWx | Residential | HVAC | 0.025529 | 48.8205 | 192.3598 | >140 | >120 | Multifamily - Low Rise | ATTIC R19 - R30_Electric Zonal | 0.0016007 | 0.0015971 | 0.0015935 | 0.0015899 | 0.0015863 | 0.0014244 | 0.0011369 | 0.00090747 | 0.00072433 | 0.00057815 | 0.00046147 | 0.00036834 | 0.000294 | 0.00015421 | 0 | 0 | 0 | 0 | 0 | 0 | 0.014017 | 0.014017 | 0.012739 | 0.0079675 | 0.79508
Retro12Med | Retro | ResWx | Residential | HVAC | 0.035232 | 67.3749 | 157.9635 | >140 | >120 | Multifamily - Low Rise | ATTIC R19 - R38_Electric Zonal | 0.00034101 | 0.00034024 | 0.00033947 | 0.00033869 | 0.00033793 | 0.00030344 | 0.0002422 | 0.00019332 | 0.00015431 | 0.00012316 | 9.8308e-05 | 7.8468e-05 | 6.2632e-05 | 3.2851e-05 | 0 | 0 | 0 | 0 | 0 | 0 | 0.002986 | 0.002986 | 0.0027138 | 0.0016973 | 0.94081
Retro12Med | Retro | ResWx | Residential | HVAC | 0.043406 | 83.0073 | 151.2755 | >140 | >120 | Multifamily - Low Rise | ATTIC R19 - R49_Electric Zonal | 0.0061712 | 0.0061572 | 0.0061432 | 0.0061292 | 0.0061153 | 0.0054913 | 0.0043831 | 0.0034985 | 0.0027924 | 0.0022289 | 0.001779 | 0.00142 | 0.0011334 | 0.00059449 | 0 | 0 | 0 | 0 | 0 | 0 | 0.054037 | 0.054037 | 0.04911 | 0.030716 | 0.97558
Retro12Med | Retro | ResWx | Residential | HVAC | 2.46 | 4704.3999 | 18.6714 | 10-20 | <40 | Multifamily - Low Rise | WINDOW CL22 Prime Window Replacement of Single Pane Base_Electric Zonal | 0.073311 | 0.073144 | 0.072978 | 0.072813 | 0.072647 | 0.065234 | 0.052069 | 0.04156 | 0.033173 | 0.026478 | 0.021134 | 0.016869 | 0.013465 | 0.0070623 | 0 | 0 | 0 | 0 | 0 | 0 | 0.64194 | 0.64194 | 0.58341 | 0.36489 | 3.6506
Retro12Med | Retro | ResWx | Residential | HVAC | 1.4559 | 2784.1219 | 52.027 | 50-60 | 40-80 | Multifamily - Low Rise | WINDOW CL22 Prime Window Replacement of Double Pane Base_Electric Zonal | 0.23473 | 0.23419 | 0.23366 | 0.23313 | 0.2326 | 0.20886 | 0.16671 | 0.13307 | 0.10621 | 0.084777 | 0.067667 | 0.054011 | 0.043111 | 0.022612 | 0 | 0 | 0 | 0 | 0 | 0 | 2.0553 | 2.0553 | 1.8679 | 1.1683 | 2.1605
Retro12Med | Retro | ResWx | Residential | HVAC | 2.26 | 4321.9423 | 10.6007 | 10-20 | <40 | Multifamily - Low Rise | WINDOW CL30 Prime Window Replacement of Single Pane Base_Electric Zonal | 0.2694 | 0.26879 | 0.26818 | 0.26757 | 0.26696 | 0.23972 | 0.19134 | 0.15273 | 0.1219 | 0.097302 | 0.077665 | 0.061991 | 0.04948 | 0.025953 | 0 | 0 | 0 | 0 | 0 | 0 | 2.359 | 2.359 | 2.1439 | 1.3409 | 4.3819
Retro12Med | Retro | ResWx | Residential | HVAC | 1.2559 | 2401.6643 | 42.8151 | 40-50 | 40-80 | Multifamily - Low Rise | WINDOW CL30 Prime Window Replacement of Double Pane Base_Electric Zonal | 0.80992 | 0.80808 | 0.80625 | 0.80442 | 0.80259 | 0.72069 | 0.57524 | 0.45915 | 0.36649 | 0.29252 | 0.23349 | 0.18637 | 0.14875 | 0.078023 | 0 | 0 | 0 | 0 | 0 | 0 | 7.092 | 7.092 | 6.4454 | 4.0313 | 2.435
Retro12Med | Retro | ResWx | Residential | HVAC | 0.33733 | 645.0842 | 14.2361 | 10-20 | <40 | Multifamily - Low Rise | WALL R0 - R11_Electric FAF | 0.0079682 | 0.0079501 | 0.0079321 | 0.0079141 | 0.0078961 | 0.0070903 | 0.0056594 | 0.0045172 | 0.0036056 | 0.0028779 | 0.0022971 | 0.0018335 | 0.0014635 | 0.00076761 | 0 | 0 | 0 | 0 | 0 | 0 | 0.069773 | 0.069773 | 0.063411 | 0.039661 | 4.0192
Retro12Med | Retro | ResWx | Residential | HVAC | 0.11911 | 227.7828 | 58.6281 | 50-60 | 40-80 | Multifamily - Low Rise | FLOOR R0 - R19_Electric FAF | 0.00075371 | 0.000752 | 0.0007503 | 0.00074859 | 0.00074689 | 0.00067068 | 0.00053532 | 0.00042729 | 0.00034105 | 0.00027222 | 0.00021728 | 0.00017343 | 0.00013843 | 7.2608e-05 | 0 | 0 | 0 | 0 | 0 | 0 | 0.0065998 | 0.0065998 | 0.0059981 | 0.0037515 | 1.999
Retro12Med | Retro | ResWx | Residential | HVAC | 0.15511 | 296.6311 | 42.8909 | 40-50 | 40-80 | Multifamily - Low Rise | FLOOR R0 - R30_Electric FAF | 0.010867 | 0.010842 | 0.010818 | 0.010793 | 0.010769 | 0.0096699 | 0.0077184 | 0.0061607 | 0.0049173 | 0.0039249 | 0.0031328 | 0.0025006 | 0.0019959 | 0.0010469 | 0 | 0 | 0 | 0 | 0 | 0 | 0.095157 | 0.095157 | 0.086481 | 0.05409 | 2.4324
Retro12Med | Retro | ResWx | Residential | HVAC | 0.10043 | 192.0526 | 35.7025 | 30-40 | <40 | Multifamily - Low Rise | ATTIC R0 - R19_Electric FAF | 0.0016679 | 0.0016641 | 0.0016603 | 0.0016565 | 0.0016528 | 0.0014841 | 0.0011846 | 0.00094553 | 0.00075471 | 0.00060239 | 0.00048082 | 0.00038378 | 0.00030633 | 0.00016067 | 0 | 0 | 0 | 0 | 0 | 0 | 0.014605 | 0.014605 | 0.013273 | 0.0083016 | 2.6998
Retro12Med | Retro | ResWx | Residential | HVAC | 0.13678 | 261.5667 | 34.352 | 30-40 | <40 | Multifamily - Low Rise | ATTIC R0 - R38_Electric FAF | 0.00043128 | 0.0004303 | 0.00042932 | 0.00042835 | 0.00042738 | 0.00038376 | 0.00030631 | 0.00024449 | 0.00019515 | 0.00015577 | 0.00012433 | 9.9239e-05 | 7.9211e-05 | 4.1547e-05 | 0 | 0 | 0 | 0 | 0 | 0 | 0.0037764 | 0.0037764 | 0.0034321 | 0.0021466 | 2.7568
Retro12Med | Retro | ResWx | Residential | HVAC | 0.14521 | 277.6855 | 38.7395 | 30-40 | <40 | Multifamily - Low Rise | ATTIC R0 - R49_Electric FAF | 0.0027311 | 0.0027249 | 0.0027187 | 0.0027125 | 0.0027064 | 0.0024302 | 0.0019398 | 0.0015483 | 0.0012358 | 0.0009864 | 0.00078733 | 0.00062843 | 0.0005016 | 0.0002631 | 0 | 0 | 0 | 0 | 0 | 0 | 0.023915 | 0.023915 | 0.021734 | 0.013594 | 2.58
Retro12Med | Retro | ResWx | Residential | HVAC | 0.026344 | 50.3788 | 185.4914 | >140 | >120 | Multifamily - Low Rise | ATTIC R19 - R30_Electric FAF | 0.00050836 | 0.0005072 | 0.00050605 | 0.0005049 | 0.00050376 | 0.00045235 | 0.00036106 | 0.00028819 | 0.00023003 | 0.00018361 | 0.00014655 | 0.00011697 | 9.3367e-05 | 4.8972e-05 | 0 | 0 | 0 | 0 | 0 | 0 | 0.0044514 | 0.0044514 | 0.0040455 | 0.0025303 | 0.82046
Retro12Med | Retro | ResWx | Residential | HVAC | 0.03635 | 69.5141 | 152.1888 | >140 | >120 | Multifamily - Low Rise | ATTIC R19 - R38_Electric FAF | 0.00010828 | 0.00010803 | 0.00010779 | 0.00010754 | 0.0001073 | 9.635e-05 | 7.6905e-05 | 6.1384e-05 | 4.8996e-05 | 3.9108e-05 | 3.1215e-05 | 2.4915e-05 | 1.9887e-05 | 1.0431e-05 | 0 | 0 | 0 | 0 | 0 | 0 | 0.00094814 | 0.00094814 | 0.00086169 | 0.00053894 | 0.97069
Retro12Med | Retro | ResWx | Residential | HVAC | 0.044779 | 85.6329 | 145.7269 | >140 | >120 | Multifamily - Low Rise | ATTIC R19 - R49_Electric FAF | 0.0019593 | 0.0019548 | 0.0019504 | 0.001946 | 0.0019415 | 0.0017434 | 0.0013916 | 0.0011107 | 0.00088656 | 0.00070764 | 0.00056482 | 0.00045083 | 0.00035985 | 0.00018874 | 0 | 0 | 0 | 0 | 0 | 0 | 0.017156 | 0.017156 | 0.015592 | 0.009752 | 1.0064
Retro12Med | Retro | ResWx | Residential | HVAC | 2.2064 | 4219.4511 | 24.2296 | 20-30 | <40 | Multifamily - Low Rise | WINDOW CL22 Prime Window Replacement of Single Pane Base_Electric FAF | 0.020236 | 0.02019 | 0.020144 | 0.020098 | 0.020053 | 0.018006 | 0.014372 | 0.011472 | 0.0091566 | 0.0073087 | 0.0058337 | 0.0046563 | 0.0037166 | 0.0019494 | 0 | 0 | 0 | 0 | 0 | 0 | 0.17719 | 0.17719 | 0.16104 | 0.10072 | 3.2743
Retro12Med | Retro | ResWx | Residential | HVAC | 1.296 | 2478.3525 | 62.1089 | 60-70 | 40-80 | Multifamily - Low Rise | WINDOW CL22 Prime Window Replacement of Double Pane Base_Electric FAF | 0.064304 | 0.064158 | 0.064012 | 0.063867 | 0.063722 | 0.057219 | 0.045671 | 0.036454 | 0.029097 | 0.023225 | 0.018538 | 0.014796 | 0.01181 | 0.0061946 | 0 | 0 | 0 | 0 | 0 | 0 | 0.56307 | 0.56307 | 0.51173 | 0.32006 | 1.9232
Retro12Med | Retro | ResWx | Residential | HVAC | 2.0287 | 3879.6325 | 15.1941 | 10-20 | <40 | Multifamily - Low Rise | WINDOW CL30 Prime Window Replacement of Single Pane Base_Electric FAF | 0.074425 | 0.074256 | 0.074087 | 0.073919 | 0.073751 | 0.066225 | 0.05286 | 0.042192 | 0.033677 | 0.02688 | 0.021455 | 0.017125 | 0.013669 | 0.0071696 | 0 | 0 | 0 | 0 | 0 | 0 | 0.65169 | 0.65169 | 0.59227 | 0.37044 | 3.9334
Retro12Med | Retro | ResWx | Residential | HVAC | 1.1183 | 2138.5339 | 51.7363 | 50-60 | 40-80 | Multifamily - Low Rise | WINDOW CL30 Prime Window Replacement of Double Pane Base_Electric FAF | 0.22195 | 0.22144 | 0.22094 | 0.22044 | 0.21994 | 0.19749 | 0.15764 | 0.12582 | 0.10043 | 0.080161 | 0.063984 | 0.051071 | 0.040764 | 0.021381 | 0 | 0 | 0 | 0 | 0 | 0 | 1.9435 | 1.9435 | 1.7663 | 1.1047 | 2.1682
Retro12Med | Retro | ResWx | Residential | HVAC | 0.15278 | 292.17 | 67.294 | 60-70 | 40-80 | Multifamily - Low Rise | WALL R0 - R11_Heat Pump | 0.1795 | 0.1791 | 0.17869 | 0.17828 | 0.17788 | 0.15973 | 0.12749 | 0.10176 | 0.081225 | 0.064832 | 0.051748 | 0.041304 | 0.032968 | 0.017292 | 0 | 0 | 0 | 0 | 0 | 0 | 1.5718 | 1.5718 | 1.4285 | 0.89345 | 1.8204
Retro12Med | Retro | ResWx | Residential | HVAC | 0.032005 | 61.2039 | 299.0021 | >140 | >120 | Multifamily - Low Rise | FLOOR R0 - R19_Heat Pump | 0.010073 | 0.01005 | 0.010027 | 0.010005 | 0.0099818 | 0.0089632 | 0.0071543 | 0.0057104 | 0.004558 | 0.0036381 | 0.0029039 | 0.0023178 | 0.00185 | 0.00097036 | 0 | 0 | 0 | 0 | 0 | 0 | 0.088203 | 0.088203 | 0.080161 | 0.050137 | 0.53712
Retro12Med | Retro | ResWx | Residential | HVAC | 0.041368 | 79.1106 | 242.4555 | >140 | >120 | Multifamily - Low Rise | FLOOR R0 - R30_Heat Pump | 0.14415 | 0.14383 | 0.1435 | 0.14317 | 0.14285 | 0.12827 | 0.10239 | 0.081722 | 0.065229 | 0.052065 | 0.041557 | 0.03317 | 0.026476 | 0.013887 | 0 | 0 | 0 | 0 | 0 | 0 | 1.2623 | 1.2623 | 1.1472 | 0.71751 | 0.64872
Retro12Med | Retro | ResWx | Residential | HVAC | 0.049089 | 93.8741 | 104.0929 | 100-110 | 80-120 | Multifamily - Low Rise | ATTIC R0 - R19_Heat Pump | 0.040549 | 0.040457 | 0.040365 | 0.040274 | 0.040182 | 0.036082 | 0.0288 | 0.022988 | 0.018348 | 0.014645 | 0.01169 | 0.0093305 | 0.0074474 | 0.0039062 | 0 | 0 | 0 | 0 | 0 | 0 | 0.35506 | 0.35506 | 0.32269 | 0.20183 | 1.3197
Retro12Med | Retro | ResWx | Residential | HVAC | 0.067027 | 128.1786 | 100.9963 | 100-110 | 80-120 | Multifamily - Low Rise | ATTIC R0 - R38_Heat Pump | 0.010512 | 0.010488 | 0.010464 | 0.010441 | 0.010417 | 0.0093539 | 0.0074661 | 0.0059593 | 0.0047566 | 0.0037967 | 0.0030304 | 0.0024188 | 0.0019307 | 0.0010127 | 0 | 0 | 0 | 0 | 0 | 0 | 0.092047 | 0.092047 | 0.083654 | 0.052322 | 1.3509
Retro12Med | Retro | ResWx | Residential | HVAC | 0.071188 | 136.1362 | 109.8893 | 100-110 | 80-120 | Multifamily - Low Rise | ATTIC R0 - R49_Heat Pump | 0.066596 | 0.066445 | 0.066294 | 0.066144 | 0.065994 | 0.059259 | 0.0473 | 0.037754 | 0.030135 | 0.024053 | 0.019199 | 0.015324 | 0.012231 | 0.0064155 | 0 | 0 | 0 | 0 | 0 | 0 | 0.58314 | 0.58314 | 0.52997 | 0.33147 | 1.2649
Retro12Med | Retro | ResWx | Residential | HVAC | 0.013016 | 24.8916 | 405.8201 | >140 | >120 | Multifamily - Low Rise | ATTIC R19 - R30_Heat Pump | 0.012493 | 0.012465 | 0.012436 | 0.012408 | 0.01238 | 0.011117 | 0.0088732 | 0.0070824 | 0.0056531 | 0.0045122 | 0.0036015 | 0.0028747 | 0.0022945 | 0.0012035 | 0 | 0 | 0 | 0 | 0 | 0 | 0.10939 | 0.10939 | 0.09942 | 0.062182 | 0.40538
Retro12Med | Retro | ResWx | Residential | HVAC | 0.017938 | 34.3045 | 338.8653 | >140 | >120 | Multifamily - Low Rise | ATTIC R19 - R38_Heat Pump | 0.0026578 | 0.0026517 | 0.0026457 | 0.0026397 | 0.0026337 | 0.002365 | 0.0018877 | 0.0015067 | 0.0012026 | 0.00095992 | 0.00076619 | 0.00061156 | 0.00048814 | 0.00025603 | 0 | 0 | 0 | 0 | 0 | 0 | 0.023272 | 0.023272 | 0.021151 | 0.013229 | 0.47902
Retro12Med | Retro | ResWx | Residential | HVAC | 0.0221 | 42.2622 | 325.7446 | >140 | >120 | Multifamily - Low Rise | ATTIC R19 - R49_Heat Pump | 0.048095 | 0.047986 | 0.047877 | 0.047768 | 0.047659 | 0.042796 | 0.034159 | 0.027265 | 0.021763 | 0.017371 | 0.013865 | 0.011067 | 0.0088333 | 0.0046331 | 0 | 0 | 0 | 0 | 0 | 0 | 0.42114 | 0.42114 | 0.38274 | 0.23938 | 0.49671
Retro12Med | Retro | ResWx | Residential | HVAC | 1.1986 | 2292.1741 | 69.5651 | 60-70 | 40-80 | Multifamily - Low Rise | WINDOW CL22 Prime Window Replacement of Single Pane Base_Heat Pump | 0.54677 | 0.54553 | 0.54429 | 0.54306 | 0.54182 | 0.48653 | 0.38834 | 0.30997 | 0.24741 | 0.19748 | 0.15763 | 0.12581 | 0.10042 | 0.052672 | 0 | 0 | 0 | 0 | 0 | 0 | 4.7877 | 4.7877 | 4.3512 | 2.7215 | 1.7787
Retro12Med | Retro | ResWx | Residential | HVAC | 0.77019 | 1472.8615 | 124.7776 | 120-130 | >120 | Multifamily - Low Rise | WINDOW CL22 Prime Window Replacement of Double Pane Base_Heat Pump | 1.9008 | 1.8964 | 1.8921 | 1.8878 | 1.8836 | 1.6914 | 1.35 | 1.0776 | 0.86009 | 0.68651 | 0.54796 | 0.43737 | 0.3491 | 0.18311 | 0 | 0 | 0 | 0 | 0 | 0 | 16.6438 | 16.6438 | 15.1263 | 9.4608 | 1.1429
Retro12Med | Retro | ResWx | Residential | HVAC | 1.1115 | 2125.4981 | 52.2356 | 50-60 | 40-80 | Multifamily - Low Rise | WINDOW CL30 Prime Window Replacement of Single Pane Base_Heat Pump | 2.0281 | 2.0235 | 2.0189 | 2.0143 | 2.0097 | 1.8046 | 1.4404 | 1.1497 | 0.91769 | 0.73248 | 0.58465 | 0.46666 | 0.37248 | 0.19537 | 0 | 0 | 0 | 0 | 0 | 0 | 17.7584 | 17.7584 | 16.1393 | 10.0943 | 2.155
Retro12Med | Retro | ResWx | Residential | HVAC | 0.68303 | 1306.1855 | 103.6236 | 100-110 | 80-120 | Multifamily - Low Rise | WINDOW CL30 Prime Window Replacement of Double Pane Base_Heat Pump | 6.7427 | 6.7273 | 6.7121 | 6.6968 | 6.6816 | 5.9998 | 4.7889 | 3.8225 | 3.051 | 2.4353 | 1.9438 | 1.5515 | 1.2384 | 0.64954 | 0 | 0 | 0 | 0 | 0 | 0 | 59.0412 | 59.0412 | 53.658 | 33.5605 | 1.3243
LO5Med | New | ASHP | Residential | HVAC | 1.1109 | 3179.9665 | 93.4835 | 90-100 | 80-120 | Manufactured | HVAC Conversion - FAF w/CAC to ASHP 8.5 HSPF/14SEER + HZ23 | 0.00030451 | 0.00068284 | 0.0011843 | 0.0018023 | 0.0023822 | 0.0030752 | 0.0038896 | 0.0047376 | 0.0055464 | 0.0062233 | 0.0067079 | 0.0070561 | 0.007279 | 0.0073962 | 0.0074457 | 0.0074585 | 0.007458 | 0.0074598 | 0.0074623 | 0.0074632 | 0.10301 | 0.10301 | 0.029828 | 0.0063561 | 1.2359
LO5Med | New | ASHP | Residential | HVAC | 1.0575 | 2509.022 | 118.7817 | 110-120 | 80-120 | Manufactured | HVAC Conversion - FAF to ASHP 8.5 HSPF/14SEER + HZ23CZ23 | 0.00044839 | 0.0010055 | 0.0017438 | 0.0026538 | 0.0035078 | 0.0045282 | 0.0057273 | 0.0069761 | 0.008167 | 0.0091636 | 0.0098772 | 0.01039 | 0.010718 | 0.010891 | 0.010964 | 0.010982 | 0.010982 | 0.010984 | 0.010988 | 0.010989 | 0.15169 | 0.15169 | 0.043922 | 0.0093593 | 1.0819
LO5Med | New | ASHP | Residential | HVAC | 1.1515 | 3001.648 | 117.3345 | 110-120 | 80-120 | Manufactured | HVAC Conversion - FAF to ASHP 8.5 HSPF/14SEER + HZ23CZ1 | 0.00023913 | 0.00053622 | 0.00092998 | 0.0014153 | 0.0018707 | 0.0024149 | 0.0030544 | 0.0037203 | 0.0043555 | 0.0048869 | 0.0052675 | 0.0055409 | 0.005716 | 0.005808 | 0.0058469 | 0.0058569 | 0.0058566 | 0.005858 | 0.0058599 | 0.0058606 | 0.080895 | 0.080895 | 0.023423 | 0.0049913 | 1.0669
LO5Med | New | ASHP | Residential | HVAC | 1.0675 | 3055.7546 | 106.6446 | 100-110 | 80-120 | Manufactured | HVAC Conversion - FAF w/CAC to ASHP 8.5 HSPF/14SEER + HZ1 | 0.00077625 | 0.0017407 | 0.0030189 | 0.0045942 | 0.0060726 | 0.0078392 | 0.0099151 | 0.012077 | 0.014139 | 0.015864 | 0.017099 | 0.017987 | 0.018555 | 0.018854 | 0.01898 | 0.019013 | 0.019012 | 0.019016 | 0.019022 | 0.019025 | 0.2626 | 0.2626 | 0.076037 | 0.016203 | 1.1284
LO5Med | New | ASHP | Residential | HVAC | 1.0675 | 2530.2967 | 126.2675 | 120-130 | >120 | Manufactured | HVAC Conversion - FAF to ASHP 8.5 HSPF/14SEER + HZ1CZ23 | 0.00083229 | 0.0018663 | 0.0032369 | 0.0049259 | 0.006511 | 0.0084052 | 0.010631 | 0.012949 | 0.015159 | 0.017009 | 0.018334 | 0.019286 | 0.019895 | 0.020215 | 0.02035 | 0.020385 | 0.020384 | 0.020389 | 0.020396 | 0.020398 | 0.28156 | 0.28156 | 0.081526 | 0.017372 | 1.0403
LO5Med | New | ASHP | Residential | HVAC | 1.0675 | 2761.2969 | 139.109 | 130-140 | >120 | Manufactured | HVAC Conversion - FAF to ASHP 8.5 HSPF/14SEER + HZ1CZ1 | 0.0023609 | 0.0052942 | 0.0091819 | 0.013973 | 0.01847 | 0.023843 | 0.030157 | 0.036732 | 0.043002 | 0.04825 | 0.052007 | 0.054707 | 0.056435 | 0.057344 | 0.057728 | 0.057827 | 0.057823 | 0.057837 | 0.057856 | 0.057863 | 0.79869 | 0.79869 | 0.23126 | 0.04928 | 0.94047
LO5Med | New | ASHP | Residential | HVAC | 0.0044457 | 12.9366 | 629.2558 | >140 | >120 | Manufactured | HVAC Upgrade - Heat Pump Upgrade to 9.0 HSPF/14 SEER + HZ23CZ1 | 1.3126e-06 | 2.9434e-06 | 5.1049e-06 | 7.7688e-06 | 1.0269e-05 | 1.3256e-05 | 1.6766e-05 | 2.0422e-05 | 2.3908e-05 | 2.6826e-05 | 2.8915e-05 | 3.0416e-05 | 3.1377e-05 | 3.1882e-05 | 3.2095e-05 | 3.215e-05 | 3.2148e-05 | 3.2156e-05 | 3.2167e-05 | 3.217e-05 | 0.00044405 | 0.00044405 | 0.00012858 | 2.7398e-05 | 0.23671
LO5Med | New | ASHP | Residential | HVAC | 0.0056513 | 17.1295 | 468.2561 | >140 | >120 | Manufactured | HVAC Upgrade - Heat Pump Upgrade to 9.0 HSPF/14 SEER + HZ23CZ23 | 3.8989e-06 | 8.743e-06 | 1.5163e-05 | 2.3076e-05 | 3.0502e-05 | 3.9375e-05 | 4.9802e-05 | 6.066e-05 | 7.1016e-05 | 7.9681e-05 | 8.5887e-05 | 9.0345e-05 | 9.3199e-05 | 9.47e-05 | 9.5334e-05 | 9.5497e-05 | 9.5491e-05 | 9.5515e-05 | 9.5546e-05 | 9.5557e-05 | 0.001319 | 0.001319 | 0.00038192 | 8.1383e-05 | 0.3071
LO5Med | New | ASHP | Residential | HVAC | 0.024528 | 71.1911 | 94.5475 | 90-100 | 80-120 | Manufactured | HVAC Upgrade - Heat Pump Upgrade to 9.0 HSPF/14 SEER + HZ1CZ23 | 2.9825e-05 | 6.688e-05 | 0.00011599 | 0.00017652 | 0.00023332 | 0.0003012 | 0.00038096 | 0.00046402 | 0.00054323 | 0.00060952 | 0.00065699 | 0.00069109 | 0.00071293 | 0.00072441 | 0.00072925 | 0.00073051 | 0.00073046 | 0.00073064 | 0.00073088 | 0.00073097 | 0.01009 | 0.01009 | 0.0029215 | 0.00062254 | 1.2367
LO5Med | New | ASHP | Residential | HVAC | 0.024528 | 70.4209 | 95.5816 | 90-100 | 80-120 | Manufactured | HVAC Upgrade - Heat Pump Upgrade to 9.0 HSPF/14 SEER + HZ1CZ1 | 7.6687e-05 | 0.00017196 | 0.00029825 | 0.00045388 | 0.00059993 | 0.00077446 | 0.00097954 | 0.0011931 | 0.0013968 | 0.0015672 | 0.0016893 | 0.001777 | 0.0018331 | 0.0018626 | 0.0018751 | 0.0018783 | 0.0018782 | 0.0018787 | 0.0018793 | 0.0018795 | 0.025943 | 0.025943 | 0.0075118 | 0.0016007 | 1.2297
LO5Med | NR | ASHP | Residential | HVAC | 1.1109 | 3179.9665 | 93.4835 | 90-100 | 80-120 | Manufactured | HVAC Conversion - FAF w/CAC to ASHP 8.5 HSPF/14SEER + HZ23 | 0.0031919 | 0.0070351 | 0.011654 | 0.01692 | 0.022822 | 0.029614 | 0.036934 | 0.044256 | 0.050978 | 0.056552 | 0.060632 | 0.063164 | 0.064372 | 0.064638 | 0.064352 | 0.067359 | 0.066592 | 0.065859 | 0.065089 | 0.062187 | 0.9242 | 0.9242 | 0.27996 | 0.061623 | 1.2359
LO5Med | NR | ASHP | Residential | HVAC | 1.0575 | 2509.022 | 118.7817 | 110-120 | 80-120 | Manufactured | HVAC Conversion - FAF to ASHP 8.5 HSPF/14SEER + HZ23CZ23 | 0.0047001 | 0.010359 | 0.01716 | 0.024914 | 0.033605 | 0.043607 | 0.054384 | 0.065167 | 0.075065 | 0.083272 | 0.089279 | 0.093008 | 0.094786 | 0.095178 | 0.094757 | 0.099185 | 0.098056 | 0.096977 | 0.095842 | 0.091569 | 1.3609 | 1.3609 | 0.41223 | 0.090739 | 1.0819
LO5Med | NR | ASHP | Residential | HVAC | 1.1515 | 3001.648 | 117.3345 | 110-120 | 80-120 | Manufactured | HVAC Conversion - FAF to ASHP 8.5 HSPF/14SEER + HZ23CZ1 | 0.0025065 | 0.0055245 | 0.0091515 | 0.013287 | 0.017922 | 0.023255 | 0.029003 | 0.034753 | 0.040032 | 0.044409 | 0.047613 | 0.049601 | 0.05055 | 0.050758 | 0.050534 | 0.052895 | 0.052293 | 0.051717 | 0.051113 | 0.048834 | 0.72575 | 0.72575 | 0.21984 | 0.048391 | 1.0669
LO5Med | NR | ASHP | Residential | HVAC | 1.0675 | 3055.7546 | 106.6446 | 100-110 | 80-120 | Manufactured | HVAC Conversion - FAF w/CAC to ASHP 8.5 HSPF/14SEER + HZ1 | 0.0081367 | 0.017934 | 0.029707 | 0.043132 | 0.058177 | 0.075491 | 0.09415 | 0.11282 | 0.12995 | 0.14416 | 0.15456 | 0.16101 | 0.16409 | 0.16477 | 0.16404 | 0.17171 | 0.16975 | 0.16788 | 0.16592 | 0.15852 | 2.3559 | 2.3559 | 0.71365 | 0.15709 | 1.1284
LO5Med | NR | ASHP | Residential | HVAC | 1.0675 | 2530.2967 | 126.2675 | 120-130 | >120 | Manufactured | HVAC Conversion - FAF to ASHP 8.5 HSPF/14SEER + HZ1CZ23 | 0.0087241 | 0.019228 | 0.031852 | 0.046246 | 0.062378 | 0.080941 | 0.10095 | 0.12096 | 0.13933 | 0.15457 | 0.16572 | 0.17264 | 0.17594 | 0.17667 | 0.17589 | 0.1841 | 0.18201 | 0.18001 | 0.1779 | 0.16997 | 2.526 | 2.526 | 0.76518 | 0.16843 | 1.0403
LO5Med | NR | ASHP | Residential | HVAC | 1.0675 | 2761.2969 | 139.109 | 130-140 | >120 | Manufactured | HVAC Conversion - FAF to ASHP 8.5 HSPF/14SEER + HZ1CZ1 | 0.024748 | 0.054544 | 0.090355 | 0.13118 | 0.17695 | 0.2296 | 0.28635 | 0.34313 | 0.39524 | 0.43846 | 0.47009 | 0.48972 | 0.49909 | 0.50115 | 0.49893 | 0.52225 | 0.5163 | 0.51062 | 0.50465 | 0.48215 | 7.1655 | 7.1655 | 2.1706 | 0.47778 | 0.94047
LO5Med | NR | ASHP | Residential | HVAC | 0.0044457 | 12.9366 | 629.2558 | >140 | >120 | Manufactured | HVAC Upgrade - Heat Pump Upgrade to 9.0 HSPF/14 SEER + HZ23CZ1 | 1.1949e-05 | 2.6336e-05 | 4.3627e-05 | 6.3341e-05 | 8.5436e-05 | 0.00011086 | 0.00013826 | 0.00016568 | 0.00019084 | 0.00021171 | 0.00022698 | 0.00023646 | 0.00024098 | 0.00024197 | 0.0002409 | 0.00025216 | 0.00024929 | 0.00024655 | 0.00024366 | 0.0002328 | 0.0034598 | 0.0034598 | 0.001048 | 0.00023069 | 0.23671
LO5Med | NR | ASHP | Residential | HVAC | 0.0056513 | 17.1295 | 468.2561 | >140 | >120 | Manufactured | HVAC Upgrade - Heat Pump Upgrade to 9.0 HSPF/14 SEER + HZ23CZ23 | 3.7424e-05 | 8.2483e-05 | 0.00013664 | 0.00019838 | 0.00026758 | 0.00034721 | 0.00043303 | 0.00051888 | 0.00059769 | 0.00066304 | 0.00071088 | 0.00074057 | 0.00075473 | 0.00075784 | 0.00075449 | 0.00078975 | 0.00078076 | 0.00077216 | 0.00076313 | 0.00072911 | 0.010836 | 0.010836 | 0.0032824 | 0.0007225 | 0.3071
LO5Med | NR | ASHP | Residential | HVAC | 0.024528 | 71.1911 | 94.5475 | 90-100 | 80-120 | Manufactured | HVAC Upgrade - Heat Pump Upgrade to 9.0 HSPF/14 SEER + HZ1CZ23 | 0.00041151 | 0.00090698 | 0.0015024 | 0.0021814 | 0.0029423 | 0.0038179 | 0.0047616 | 0.0057056 | 0.0065722 | 0.0072908 | 0.0078168 | 0.0081432 | 0.008299 | 0.0083332 | 0.0082963 | 0.0086841 | 0.0085852 | 0.0084907 | 0.0083914 | 0.0080172 | 0.11915 | 0.11915 | 0.036093 | 0.0079446 | 1.2367
LO5Med | NR | ASHP | Residential | HVAC | 0.024528 | 70.4209 | 95.5816 | 90-100 | 80-120 | Manufactured | HVAC Upgrade - Heat Pump Upgrade to 9.0 HSPF/14 SEER + HZ1CZ1 | 0.00073315 | 0.0016159 | 0.0026768 | 0.0038864 | 0.0052421 | 0.0068021 | 0.0084833 | 0.010165 | 0.011709 | 0.012989 | 0.013927 | 0.014508 | 0.014786 | 0.014847 | 0.014781 | 0.015472 | 0.015296 | 0.015127 | 0.01495 | 0.014284 | 0.21228 | 0.21228 | 0.064304 | 0.014154 | 1.2297
Retro12Med | Retro | ResWx | Residential | HVAC | 0.52176 | 997.7842 | 175.1439 | >140 | >120 | Manufactured | Attic R0 - R22_Electric FAF | 0.080932 | 0.080067 | 0.079212 | 0.078365 | 0.077528 | 0.069029 | 0.054633 | 0.043239 | 0.034222 | 0.0060898 | 0 | 0 | 0 | 0 | 0 | 0 | 0 | 0 | 0 | 0 | 0.60332 | 0.60332 | 0.60332 | 0.3961 | 0.8684
Retro12Med | Retro | ResWx | Residential | HVAC | 0.34433 | 658.468 | 284.835 | >140 | >120 | Manufactured | Attic R0 - R30_Electric FAF | 0.16249 | 0.16075 | 0.15903 | 0.15733 | 0.15565 | 0.13859 | 0.10969 | 0.086811 | 0.068707 | 0.012226 | 0 | 0 | 0 | 0 | 0 | 0 | 0 | 0 | 0 | 0 | 1.2113 | 1.2113 | 1.2113 | 0.79525 | 0.57638
Retro12Med | Retro | ResWx | Residential | HVAC | 0.1284 | 367.5474 | 555.4483 | >140 | >120 | Manufactured | Attic R0 - R22_Heat Pump | 0.0084626 | 0.0083722 | 0.0082827 | 0.0081942 | 0.0081066 | 0.007218 | 0.0057127 | 0.0045213 | 0.0035784 | 0.00063677 | 0 | 0 | 0 | 0 | 0 | 0 | 0 | 0 | 0 | 0 | 0.063085 | 0.063085 | 0.063085 | 0.041418 | 0.2601
Retro12Med | Retro | ResWx | Residential | HVAC | 0.13126 | 375.7243 | 542.6547 | >140 | >120 | Manufactured | Attic R0 - R30_Heat Pump | 0.026318 | 0.026037 | 0.025759 | 0.025484 | 0.025211 | 0.022448 | 0.017766 | 0.014061 | 0.011129 | 0.0019803 | 0 | 0 | 0 | 0 | 0 | 0 | 0 | 0 | 0 | 0 | 0.19619 | 0.19619 | 0.19619 | 0.12881 | 0.26605
Retro12Med | Retro | ResWx | Residential | HVAC | 0.19113 | 365.5086 | 881.7384 | >140 | >120 | Manufactured | Floor R11 - R22_Electric FAF | 0.027262 | 0.026971 | 0.026683 | 0.026398 | 0.026116 | 0.023253 | 0.018403 | 0.014565 | 0.011528 | 0.0020514 | 0 | 0 | 0 | 0 | 0 | 0 | 0 | 0 | 0 | 0 | 0.20323 | 0.20323 | 0.20323 | 0.13343 | 0.203
Retro12Med | Retro | ResWx | Residential | HVAC | 0.45062 | 861.7398 | 350.9052 | >140 | >120 | Manufactured | Floor R0 - R22_Electric FAF | 0.042226 | 0.041775 | 0.041329 | 0.040887 | 0.04045 | 0.036016 | 0.028505 | 0.02256 | 0.017855 | 0.0031773 | 0 | 0 | 0 | 0 | 0 | 0 | 0 | 0 | 0 | 0 | 0.31478 | 0.31478 | 0.31478 | 0.20667 | 0.47826
Retro12Med | Retro | ResWx | Residential | HVAC | 0.23017 | 440.1622 | 678.941 | >140 | >120 | Manufactured | CFM50 Infiltration Reduction_Electric FAF | 0.1692 | 0.16739 | 0.1656 | 0.16383 | 0.16208 | 0.14432 | 0.11422 | 0.090398 | 0.071546 | 0.012732 | 0 | 0 | 0 | 0 | 0 | 0 | 0 | 0 | 0 | 0 | 1.2613 | 1.2613 | 1.2613 | 0.82811 | 0.26025
Retro12Med | Retro | ResWx | Residential | HVAC | 0.13845 | 264.7607 | 768.9217 | >140 | >120 | Manufactured | Attic R11 - R30_Electric FAF | 0.0012813 | 0.0012676 | 0.0012541 | 0.0012407 | 0.0012274 | 0.0010929 | 0.00086495 | 0.00068456 | 0.0005418 | 9.6413e-05 | 0 | 0 | 0 | 0 | 0 | 0 | 0 | 0 | 0 | 0 | 0.0095516 | 0.0095516 | 0.0095516 | 0.0062711 | 0.23206
Retro12Med | Retro | ResWx | Residential | HVAC | 0.93643 | 1790.7789 | 106.9955 | 100-110 | 80-120 | Manufactured | WINDOW CL30 Prime Window Replacement of Single Pane Base_Electric FAF | 0.11253 | 0.11133 | 0.11014 | 0.10896 | 0.1078 | 0.095983 | 0.075965 | 0.060123 | 0.047584 | 0.0084676 | 0 | 0 | 0 | 0 | 0 | 0 | 0 | 0 | 0 | 0 | 0.83889 | 0.83889 | 0.83889 | 0.55077 | 1.2714
Retro12Med | Retro | ResWx | Residential | HVAC | 0.9703 | 1855.5408 | 111.1881 | 110-120 | 80-120 | Manufactured | WINDOW CL22 Prime Window Replacement of Single Pane Base_Electric FAF | 0.029151 | 0.028839 | 0.028531 | 0.028226 | 0.027924 | 0.024863 | 0.019678 | 0.015574 | 0.012326 | 0.0021935 | 0 | 0 | 0 | 0 | 0 | 0 | 0 | 0 | 0 | 0 | 0.21731 | 0.21731 | 0.21731 | 0.14267 | 1.236
Retro12Med | Retro | ResWx | Residential | HVAC | 0.49503 | 946.6629 | 255.1526 | >140 | >120 | Manufactured | WINDOW CL22 Prime Window Replacement of Double Pane Base_Electric FAF | 0.00075645 | 0.00074837 | 0.00074037 | 0.00073246 | 0.00072463 | 0.0006452 | 0.00051064 | 0.00040415 | 0.00031986 | 5.6919e-05 | 0 | 0 | 0 | 0 | 0 | 0 | 0 | 0 | 0 | 0 | 0.005639 | 0.005639 | 0.005639 | 0.0037023 | 0.6344
Retro12Med | Retro | ResWx | Residential | HVAC | 0.465 | 889.2306 | 254.6128 | >140 | >120 | Manufactured | WINDOW CL30 Prime Window Replacement of Double Pane Base_Electric FAF | 0.0028422 | 0.0028119 | 0.0027818 | 0.0027521 | 0.0027227 | 0.0024242 | 0.0019186 | 0.0015185 | 0.0012018 | 0.00021386 | 0 | 0 | 0 | 0 | 0 | 0 | 0 | 0 | 0 | 0 | 0.021188 | 0.021188 | 0.021188 | 0.013911 | 0.63574
Retro12Med | Retro | ResWx | Residential | HVAC | 0.061723 | 176.6828 | 1763.672 | >140 | >120 | Manufactured | CFM50 Infiltration Reduction_Heat Pump | 0.019279 | 0.019073 | 0.018869 | 0.018668 | 0.018468 | 0.016444 | 0.013014 | 0.0103 | 0.0081521 | 0.0014507 | 0 | 0 | 0 | 0 | 0 | 0 | 0 | 0 | 0 | 0 | 0.14372 | 0.14372 | 0.14372 | 0.094357 | 0.084785
Retro12Med | Retro | ResWx | Residential | HVAC | 0.2427 | 694.7209 | 375.6482 | >140 | >120 | Manufactured | WINDOW CL22 Prime Window Replacement of Single Pane Base_Heat Pump | 0.0030981 | 0.003065 | 0.0030322 | 0.0029998 | 0.0029678 | 0.0026424 | 0.0020914 | 0.0016552 | 0.00131 | 0.00023312 | 0 | 0 | 0 | 0 | 0 | 0 | 0 | 0 | 0 | 0 | 0.023095 | 0.023095 | 0.023095 | 0.015163 | 0.37583
Retro12Med | Retro | ResWx | Residential | HVAC | 0.22232 | 636.3769 | 385.36 | >140 | >120 | Manufactured | WINDOW CL30 Prime Window Replacement of Single Pane Base_Heat Pump | 0.011352 | 0.01123 | 0.01111 | 0.010992 | 0.010874 | 0.0096821 | 0.0076629 | 0.0060648 | 0.0048 | 0.00085416 | 0 | 0 | 0 | 0 | 0 | 0 | 0 | 0 | 0 | 0 | 0.084622 | 0.084622 | 0.084622 | 0.055558 | 0.36702
Retro12Med | Retro | ResWx | Residential | HVAC | 0.090291 | 258.4584 | 1277.4212 | >140 | >120 | Manufactured | Floor R0 - R22_Heat Pump | 0.003595 | 0.0035566 | 0.0035186 | 0.003481 | 0.0034438 | 0.0030663 | 0.0024268 | 0.0019207 | 0.0015201 | 0.00027051 | 0 | 0 | 0 | 0 | 0 | 0 | 0 | 0 | 0 | 0 | 0.0268 | 0.0268 | 0.0268 | 0.017595 | 0.11523
Retro12Med | Retro | ResWx | Residential | HVAC | 0.56725 | 1623.7408 | 151.2143 | >140 | >120 | Manufactured | WINDOW CL22 Prime Window Replacement of Double Pane Base_Heat Pump | 0.00036831 | 0.00036437 | 0.00036048 | 0.00035662 | 0.00035281 | 0.00031414 | 0.00024862 | 0.00019677 | 0.00015574 | 2.7713e-05 | 0 | 0 | 0 | 0 | 0 | 0 | 0 | 0 | 0 | 0 | 0.0027456 | 0.0027456 | 0.0027456 | 0.0018026 | 0.84073
Retro12Med | Retro | ResWx | Residential | HVAC | 0.091362 | 261.5249 | 976.9251 | >140 | >120 | Manufactured | WINDOW CL30 Prime Window Replacement of Double Pane Base_Heat Pump | 0.00023728 | 0.00023475 | 0.00023224 | 0.00022976 | 0.0002273 | 0.00020238 | 0.00016018 | 0.00012677 | 0.00010033 | 1.7854e-05 | 0 | 0 | 0 | 0 | 0 | 0 | 0 | 0 | 0 | 0 | 0.0017688 | 0.0017688 | 0.0017688 | 0.0011613 | 0.15174
Retro12Med | Retro | ResWx | Residential | HVAC | 0.047594 | 136.2385 | 2446.9852 | >140 | >120 | Manufactured | Floor R11 - R22_Heat Pump | 0.0028845 | 0.0028537 | 0.0028232 | 0.002793 | 0.0027632 | 0.0024603 | 0.0019472 | 0.0015411 | 0.0012197 | 0.00021705 | 0 | 0 | 0 | 0 | 0 | 0 | 0 | 0 | 0 | 0 | 0.021503 | 0.021503 | 0.021503 | 0.014118 | 0.060832
Retro12Med | Retro | ResWx | Residential | HVAC | 0.04309 | 123.3448 | 1711.9156 | >140 | >120 | Manufactured | Attic R11 - R30_Heat Pump | 0.00016944 | 0.00016763 | 0.00016584 | 0.00016407 | 0.00016232 | 0.00014452 | 0.00011438 | 9.0529e-05 | 7.1649e-05 | 1.275e-05 | 0 | 0 | 0 | 0 | 0 | 0 | 0 | 0 | 0 | 0 | 0.0012631 | 0.0012631 | 0.0012631 | 0.00082931 | 0.086592
LO12Med | New | Microwave | Residential | Food Preparation | 0.0052941 | 9.156 | 31.9278 | 30-40 | <40 | Single Family | Microwave Top Tier | 0.0058809 | 0.011251 | 0.015996 | 0.020634 | 0.025254 | 0.028475 | 0.03106 | 0.033601 | 0.035384 | 0.03831 | 0.039995 | 0.040601 | 0.040398 | 0.041138 | 0.042134 | 0.042453 | 0.041454 | 0.041384 | 0.041892 | 0.042177 | 0.65947 | 0.65947 | 0.24585 | 0.079015 | 2.8831
LO12Med | New | Microwave | Residential | Food Preparation | 0.0052941 | 9.156 | 31.9278 | 30-40 | <40 | Multifamily - Low Rise | Microwave Top Tier | 0.0021841 | 0.0043188 | 0.0064202 | 0.008288 | 0.0098253 | 0.01121 | 0.012464 | 0.0138 | 0.015041 | 0.016435 | 0.01711 | 0.0176 | 0.018017 | 0.018129 | 0.018133 | 0.017973 | 0.017841 | 0.017615 | 0.017444 | 0.017378 | 0.27722 | 0.27722 | 0.099986 | 0.031036 | 2.8831
LO12Med | New | Microwave | Residential | Food Preparation | 0.0052941 | 9.156 | 31.9278 | 30-40 | <40 | Multifamily - High Rise | Microwave Top Tier | 0.0004903 | 0.00098317 | 0.0014836 | 0.001871 | 0.0021751 | 0.0025188 | 0.0028087 | 0.0031485 | 0.0034075 | 0.003723 | 0.0038293 | 0.0039313 | 0.0039897 | 0.0040459 | 0.004066 | 0.0040273 | 0.0040025 | 0.0039104 | 0.0039333 | 0.0039154 | 0.062261 | 0.062261 | 0.02261 | 0.0070032 | 2.8831
LO12Med | New | Microwave | Residential | Food Preparation | 0.0052941 | 9.156 | 31.9278 | 30-40 | <40 | Manufactured | Microwave Top Tier | 0.00017539 | 0.00035308 | 0.00054858 | 0.00075848 | 0.00092482 | 0.0010772 | 0.0012126 | 0.0013256 | 0.0014182 | 0.0015096 | 0.0015566 | 0.0015991 | 0.0016367 | 0.0016668 | 0.0016881 | 0.0017073 | 0.001723 | 0.0017232 | 0.0017405 | 0.0017407 | 0.026086 | 0.026086 | 0.0093036 | 0.0027603 | 2.8831
LO12Med | NR | Microwave | Residential | Food Preparation | 0.0052941 | 9.156 | 31.9278 | 30-40 | <40 | Single Family | Microwave Top Tier | 0.043817 | 0.087435 | 0.13086 | 0.17408 | 0.21844 | 0.25792 | 0.28874 | 0.31315 | 0.33245 | 0.39662 | 0.40386 | 0.40796 | 0.41061 | 0.40726 | 0 | 0 | 0 | 0 | 0 | 0 | 3.8732 | 3.8732 | 2.2435 | 0.65463 | 2.8831
LO12Med | NR | Microwave | Residential | Food Preparation | 0.0052941 | 9.156 | 31.9278 | 30-40 | <40 | Multifamily - Low Rise | Microwave Top Tier | 0.0096551 | 0.019266 | 0.028834 | 0.038358 | 0.048133 | 0.056833 | 0.063623 | 0.069002 | 0.073254 | 0.094005 | 0.095348 | 0.095954 | 0.095689 | 0.09474 | 0.01733 | 0 | 0 | 0 | 0 | 0 | 0.90003 | 0.90003 | 0.50096 | 0.14425 | 2.8831
LO12Med | NR | Microwave | Residential | Food Preparation | 0.0052941 | 9.156 | 31.9278 | 30-40 | <40 | Multifamily - High Rise | Microwave Top Tier | 0.0022013 | 0.0043926 | 0.006574 | 0.0087454 | 0.010974 | 0.012958 | 0.014506 | 0.015732 | 0.016702 | 0.021376 | 0.021734 | 0.021919 | 0.021791 | 0.021539 | 0.0038688 | 0 | 0 | 0 | 0 | 0 | 0.20501 | 0.20501 | 0.11416 | 0.032888 | 2.8831
LO12Med | NR | Microwave | Residential | Food Preparation | 0.0052941 | 9.156 | 31.9278 | 30-40 | <40 | Manufactured | Microwave Top Tier | 0.0059625 | 0.011798 | 0.017507 | 0.023094 | 0.028735 | 0.033642 | 0.037344 | 0.040159 | 0.042274 | 0.045796 | 0.046852 | 0.047573 | 0.04632 | 0 | 0 | 0 | 0 | 0 | 0 | 0 | 0.42706 | 0.42706 | 0.28631 | 0.087096 | 2.8831
LO20Fast | New | Electric Oven | Residential | Food Preparation | 0.031863 | 55.1054 | 436.9901 | >140 | >120 | Single Family | Self-Cleaning Oven | 0.026092 | 0.042453 | 0.051717 | 0.058683 | 0.06448 | 0.067517 | 0.070699 | 0.074642 | 0.077447 | 0.081875 | 0.085011 | 0.085891 | 0.08511 | 0.086363 | 0.088288 | 0.088624 | 0.086228 | 0.086497 | 0.087042 | 0.087888 | 1.4825 | 1.4825 | 0.61561 | 0.24343 | 0.39739
LO20Fast | New | Electric Oven | Residential | Food Preparation | 0.031863 | 55.1054 | 436.9901 | >140 | >120 | Multifamily - Low Rise | Self-Cleaning Oven | 0.010771 | 0.018113 | 0.023072 | 0.0262 | 0.027884 | 0.029543 | 0.031533 | 0.034074 | 0.036592 | 0.039041 | 0.040424 | 0.041385 | 0.042192 | 0.042303 | 0.042232 | 0.041703 | 0.041248 | 0.040923 | 0.040285 | 0.04025 | 0.68977 | 0.68977 | 0.27682 | 0.10604 | 0.39739
LO20Fast | New | Electric Oven | Residential | Food Preparation | 0.031863 | 55.1054 | 436.9901 | >140 | >120 | Multifamily - High Rise | Self-Cleaning Oven | 0.0024179 | 0.0041235 | 0.0053315 | 0.0059146 | 0.006173 | 0.0066382 | 0.0071061 | 0.0077741 | 0.0082898 | 0.0088439 | 0.0090468 | 0.0092439 | 0.0093428 | 0.0094409 | 0.00947 | 0.0093447 | 0.0092539 | 0.0090846 | 0.0090839 | 0.0090688 | 0.15499 | 0.15499 | 0.062613 | 0.023961 | 0.39739
LO20Fast | New | Electric Oven | Residential | Food Preparation | 0.031863 | 55.1054 | 436.9901 | >140 | >120 | Manufactured | Self-Cleaning Oven | 0.00080528 | 0.0013787 | 0.0018354 | 0.0022322 | 0.0024435 | 0.002643 | 0.0028563 | 0.0030472 | 0.0032121 | 0.0033386 | 0.0034238 | 0.0035006 | 0.0035682 | 0.003621 | 0.0036604 | 0.0036882 | 0.0037088 | 0.0037271 | 0.0037423 | 0.0037536 | 0.060186 | 0.060186 | 0.023792 | 0.0086951 | 0.39739
LO20Fast | New | Electric Oven | Residential | Food Preparation | 0.039559 | 68.4169 | 369.1084 | >140 | >120 | Single Family | Non self-cleaning oven | 0.039594 | 0.06442 | 0.078479 | 0.08905 | 0.097847 | 0.10245 | 0.10728 | 0.11327 | 0.11752 | 0.12424 | 0.129 | 0.13034 | 0.12915 | 0.13105 | 0.13397 | 0.13448 | 0.13085 | 0.13126 | 0.13208 | 0.13337 | 2.2497 | 2.2497 | 0.93416 | 0.36939 | 0.4645
LO20Fast | New | Electric Oven | Residential | Food Preparation | 0.039559 | 68.4169 | 369.1084 | >140 | >120 | Multifamily - Low Rise | Non self-cleaning oven | 0.016344 | 0.027486 | 0.035012 | 0.039757 | 0.042314 | 0.044831 | 0.047851 | 0.051706 | 0.055527 | 0.059244 | 0.061342 | 0.0628 | 0.064024 | 0.064193 | 0.064086 | 0.063283 | 0.062593 | 0.062099 | 0.061132 | 0.061078 | 1.0467 | 1.0467 | 0.42007 | 0.16091 | 0.4645
LO20Fast | New | Electric Oven | Residential | Food Preparation | 0.039559 | 68.4169 | 369.1084 | >140 | >120 | Multifamily - High Rise | Non self-cleaning oven | 0.0036692 | 0.0062573 | 0.0080904 | 0.0089752 | 0.0093673 | 0.010073 | 0.010783 | 0.011797 | 0.01258 | 0.01342 | 0.013728 | 0.014027 | 0.014177 | 0.014326 | 0.01437 | 0.01418 | 0.014043 | 0.013786 | 0.013784 | 0.013762 | 0.2352 | 0.2352 | 0.095013 | 0.036359 | 0.4645
LO20Fast | New | Electric Oven | Residential | Food Preparation | 0.039559 | 68.4169 | 369.1084 | >140 | >120 | Manufactured | Non self-cleaning oven | 0.001222 | 0.0020921 | 0.0027851 | 0.0033873 | 0.003708 | 0.0040106 | 0.0043343 | 0.004624 | 0.0048743 | 0.0050662 | 0.0051956 | 0.005312 | 0.0054147 | 0.0054948 | 0.0055545 | 0.0055967 | 0.0056279 | 0.0056558 | 0.0056787 | 0.005696 | 0.091331 | 0.091331 | 0.036104 | 0.013195 | 0.4645
LO20Fast | NR | Electric Oven | Residential | Food Preparation | 0.031863 | 55.1054 | 436.9901 | >140 | >120 | Single Family | Self-Cleaning Oven | 0.087484 | 0.14847 | 0.19039 | 0.22279 | 0.25098 | 0.2752 | 0.29575 | 0.31304 | 0.32744 | 0.33934 | 0.3491 | 0.35649 | 0.36204 | 0.36616 | 0.36916 | 0.37131 | 0.37278 | 0.37374 | 0.37429 | 0.37453 | 7.5756 | 6.1205 | 2.4509 | 0.90011 | 0.39739
LO20Fast | NR | Electric Oven | Residential | Food Preparation | 0.031863 | 55.1054 | 436.9901 | >140 | >120 | Multifamily - Low Rise | Self-Cleaning Oven | 0.021427 | 0.036362 | 0.046629 | 0.054565 | 0.061471 | 0.067401 | 0.072436 | 0.076669 | 0.080196 | 0.083112 | 0.085502 | 0.087312 | 0.088671 | 0.089679 | 0.090416 | 0.090941 | 0.091302 | 0.091536 | 0.091671 | 0.091729 | 1.8554 | 1.499 | 0.60027 | 0.22045 | 0.39739
LO20Fast | NR | Electric Oven | Residential | Food Preparation | 0.031863 | 55.1054 | 436.9901 | >140 | >120 | Multifamily - High Rise | Self-Cleaning Oven | 0.0048852 | 0.0082904 | 0.010631 | 0.012441 | 0.014015 | 0.015367 | 0.016515 | 0.01748 | 0.018284 | 0.018949 | 0.019494 | 0.019907 | 0.020217 | 0.020447 | 0.020614 | 0.020734 | 0.020817 | 0.02087 | 0.020901 | 0.020914 | 0.42303 | 0.34177 | 0.13686 | 0.050263 | 0.39739
LO20Fast | NR | Electric Oven | Residential | Food Preparation | 0.031863 | 55.1054 | 436.9901 | >140 | >120 | Manufactured | Self-Cleaning Oven | 0.012319 | 0.02073 | 0.026359 | 0.030585 | 0.034165 | 0.037145 | 0.039582 | 0.041542 | 0.043087 | 0.044277 | 0.045166 | 0.045733 | 0.046053 | 0.046184 | 0.04617 | 0.046047 | 0.04584 | 0.045569 | 0.045252 | 0.044898 | 0.90816 | 0.7867 | 0.32979 | 0.12416 | 0.39739
LO20Fast | NR | Electric Oven | Residential | Food Preparation | 0.039559 | 68.4169 | 369.1084 | >140 | >120 | Single Family | Non self-cleaning oven | 0.13275 | 0.22529 | 0.2889 | 0.33807 | 0.38086 | 0.4176 | 0.4488 | 0.47502 | 0.49688 | 0.51494 | 0.52975 | 0.54096 | 0.54938 | 0.55563 | 0.5602 | 0.56345 | 0.56569 | 0.56714 | 0.56797 | 0.56833 | 11.4957 | 9.2876 | 3.7191 | 1.3659 | 0.4645
LO20Fast | NR | Electric Oven | Residential | Food Preparation | 0.039559 | 68.4169 | 369.1084 | >140 | >120 | Multifamily - Low Rise | Non self-cleaning oven | 0.032514 | 0.055178 | 0.070758 | 0.082801 | 0.09328 | 0.10228 | 0.10992 | 0.11634 | 0.1217 | 0.12612 | 0.12975 | 0.13249 | 0.13455 | 0.13609 | 0.1372 | 0.138 | 0.13855 | 0.1389 | 0.13911 | 0.1392 | 2.8155 | 2.2747 | 0.91089 | 0.33453 | 0.4645
LO20Fast | NR | Electric Oven | Residential | Food Preparation | 0.039559 | 68.4169 | 369.1084 | >140 | >120 | Multifamily - High Rise | Non self-cleaning oven | 0.0074131 | 0.01258 | 0.016133 | 0.018878 | 0.021268 | 0.023319 | 0.025061 | 0.026526 | 0.027746 | 0.028755 | 0.029582 | 0.030208 | 0.030678 | 0.031027 | 0.031282 | 0.031463 | 0.031588 | 0.031669 | 0.031716 | 0.031736 | 0.64193 | 0.51863 | 0.20768 | 0.076272 | 0.4645
LO20Fast | NR | Electric Oven | Residential | Food Preparation | 0.039559 | 68.4169 | 369.1084 | >140 | >120 | Manufactured | Non self-cleaning oven | 0.018694 | 0.031457 | 0.039998 | 0.046411 | 0.051844 | 0.056366 | 0.060065 | 0.063039 | 0.065383 | 0.067189 | 0.068538 | 0.069398 | 0.069884 | 0.070082 | 0.070062 | 0.069874 | 0.06956 | 0.06915 | 0.068668 | 0.068132 | 1.3781 | 1.1938 | 0.50045 | 0.1884 | 0.4645
LO3Slow | New | Advanced Power Strips | Residential | Electronics | 0.006734 | 42.9101 | -8.91 | <0 | <40 | Single Family | Occupancy sensing advanced power strip | 0.00046181 | 0.0011252 | 0.0023472 | 0.0044129 | 0.0074957 | 0.011366 | 0.016206 | 0.022028 | 0.027986 | 0.034656 | 0.040563 | 0.04479 | 0.047256 | 0.049985 | 0.05239 | 0.053132 | 0.051763 | 0.051672 | 0.051539 | 0.052114 | 0.62329 | 0.62329 | 0.12808 | 0.015843 | 9999
LO3Slow | New | Advanced Power Strips | Residential | Electronics | 0.006734 | 42.9101 | -8.91 | <0 | <40 | Multifamily - Low Rise | Occupancy sensing advanced power strip | 5.8086e-05 | 0.00014628 | 0.00031907 | 0.00060032 | 0.00098769 | 0.0015154 | 0.0022024 | 0.003064 | 0.0040289 | 0.0050353 | 0.0058771 | 0.0065757 | 0.007138 | 0.0074603 | 0.0076358 | 0.0076181 | 0.0075448 | 0.0074489 | 0.0072681 | 0.0072721 | 0.089796 | 0.089796 | 0.017957 | 0.0021114 | 9999
LO3Slow | New | Advanced Power Strips | Residential | Electronics | 0.006734 | 42.9101 | -8.91 | <0 | <40 | Multifamily - High Rise | Occupancy sensing advanced power strip | 1.304e-05 | 3.3302e-05 | 7.3729e-05 | 0.00013552 | 0.00021865 | 0.00034049 | 0.00049632 | 0.00069907 | 0.00091274 | 0.0011406 | 0.0013153 | 0.0014688 | 0.0015806 | 0.0016649 | 0.0017122 | 0.001707 | 0.0016927 | 0.0016536 | 0.0016389 | 0.0016385 | 0.020136 | 0.020136 | 0.0040635 | 0.00047424 | 9999
LO3Slow | New | Advanced Power Strips | Residential | Electronics | 0.006734 | 42.9101 | -8.91 | <0 | <40 | Manufactured | Occupancy sensing advanced power strip | 7.4198e-06 | 1.9023e-05 | 4.3364e-05 | 8.7386e-05 | 0.00014787 | 0.00023161 | 0.00034084 | 0.00046815 | 0.00060425 | 0.00073566 | 0.00085048 | 0.0009503 | 0.0010314 | 0.001091 | 0.0011307 | 0.0011511 | 0.001159 | 0.0011591 | 0.0011535 | 0.0011587 | 0.013521 | 0.013521 | 0.0026856 | 0.00030507 | 9999
LO3Slow | New | Advanced Power Strips | Residential | Electronics | 0.057649 | 268.6655 | 46.6589 | 40-50 | 40-80 | Single Family | Infrared sensing advanced power strip | 0.010559 | 0.027632 | 0.060841 | 0.11926 | 0.23536 | 0.36178 | 0.52292 | 0.72075 | 0.9285 | 1.1658 | 1.3833 | 1.5486 | 1.6563 | 1.776 | 1.8871 | 1.9417 | 1.9195 | 1.9445 | 1.9684 | 1.9947 | 22.1736 | 22.1736 | 4.1534 | 0.45365 | 1.9812
LO3Slow | New | Advanced Power Strips | Residential | Electronics | 0.057649 | 268.6655 | 46.6589 | 40-50 | 40-80 | Multifamily - Low Rise | Infrared sensing advanced power strip | 0.0016761 | 0.0045337 | 0.010438 | 0.020474 | 0.039139 | 0.060874 | 0.089688 | 0.12652 | 0.1687 | 0.21376 | 0.25294 | 0.28692 | 0.31573 | 0.33452 | 0.34712 | 0.35136 | 0.3531 | 0.35377 | 0.35033 | 0.35128 | 4.0329 | 4.0329 | 0.7358 | 0.07626 | 1.9812
LO3Slow | New | Advanced Power Strips | Residential | Electronics | 0.057649 | 268.6655 | 46.6589 | 40-50 | 40-80 | Multifamily - High Rise | Infrared sensing advanced power strip | 0.00037626 | 0.0010321 | 0.0024119 | 0.004622 | 0.0086644 | 0.013678 | 0.020211 | 0.028866 | 0.038218 | 0.048423 | 0.056609 | 0.064089 | 0.069916 | 0.074656 | 0.077837 | 0.078732 | 0.079217 | 0.078534 | 0.078995 | 0.079149 | 0.90423 | 0.90423 | 0.1665 | 0.017107 | 1.9812
LO3Slow | New | Advanced Power Strips | Residential | Electronics | 0.057649 | 268.6655 | 46.6589 | 40-50 | 40-80 | Manufactured | Infrared sensing advanced power strip | 0.00018178 | 0.00050059 | 0.0012045 | 0.0025305 | 0.0049754 | 0.0079 | 0.011785 | 0.016413 | 0.021482 | 0.026518 | 0.031079 | 0.035207 | 0.038736 | 0.041538 | 0.043644 | 0.045078 | 0.046056 | 0.04674 | 0.047209 | 0.047523 | 0.5163 | 0.5163 | 0.093491 | 0.0093928 | 1.9812
LO3Slow | New | Advanced Power Strips | Residential | Electronics | 0.0050505 | 32.1826 | 236.6374 | >140 | >120 | Single Family | Load sensing advanced power strip | 0.0015076 | 0.0038296 | 0.0082511 | 0.015912 | 0.029719 | 0.045466 | 0.065409 | 0.089725 | 0.11504 | 0.14377 | 0.16983 | 0.18925 | 0.20152 | 0.21513 | 0.22759 | 0.2331 | 0.22938 | 0.2313 | 0.23308 | 0.23603 | 2.6848 | 2.6848 | 0.51864 | 0.05922 | 0.42716
LO3Slow | New | Advanced Power Strips | Residential | Electronics | 0.0050505 | 32.1826 | 236.6374 | >140 | >120 | Multifamily - Low Rise | Load sensing advanced power strip | 0.00022588 | 0.00059309 | 0.0013361 | 0.0025786 | 0.004665 | 0.0072212 | 0.010589 | 0.014867 | 0.019729 | 0.024885 | 0.029312 | 0.033099 | 0.03626 | 0.038249 | 0.039515 | 0.039814 | 0.039827 | 0.03972 | 0.039155 | 0.039236 | 0.46088 | 0.46088 | 0.08669 | 0.0093987 | 0.42716
LO3Slow | New | Advanced Power Strips | Residential | Electronics | 0.0050505 | 32.1826 | 236.6374 | >140 | >120 | Multifamily - High Rise | Load sensing advanced power strip | 5.0709e-05 | 0.00013502 | 0.00030875 | 0.00058213 | 0.0010327 | 0.0016225 | 0.0023863 | 0.003392 | 0.0044697 | 0.005637 | 0.0065599 | 0.0073931 | 0.0080294 | 0.0085361 | 0.0088606 | 0.0089214 | 0.0089351 | 0.0088177 | 0.008829 | 0.0088403 | 0.10334 | 0.10334 | 0.019617 | 0.0021093 | 0.42716
LO3Slow | New | Advanced Power Strips | Residential | Electronics | 0.0050505 | 32.1826 | 236.6374 | >140 | >120 | Manufactured | Load sensing advanced power strip | 2.5486e-05 | 6.8125e-05 | 0.0001604 | 0.00033156 | 0.00061692 | 0.00097491 | 0.0014475 | 0.0020064 | 0.0026137 | 0.0032114 | 0.0037467 | 0.0042251 | 0.0046279 | 0.0049409 | 0.0051685 | 0.0053138 | 0.0054042 | 0.0054595 | 0.0054891 | 0.0055219 | 0.061354 | 0.061354 | 0.011456 | 0.0012025 | 0.42716
Retro3Slow | Retro | Advanced Power Strips | Residential | Electronics | 0.006734 | 42.9101 | -8.91 | <0 | <40 | Single Family | Occupancy sensing advanced power strip | 0.030968 | 0.048819 | 0.097845 | 0.17144 | 0.26686 | 0.37399 | 0.47609 | 0.55523 | 0.59749 | 0.59679 | 0.55626 | 0.48595 | 0.39942 | 0.30992 | 0.22778 | 0.15874 | 0.10535 | 0.042283 | 0 | 0 | 5.5012 | 5.5012 | 3.2155 | 0.61593 | 9999
Retro3Slow | Retro | Advanced Power Strips | Residential | Electronics | 0.006734 | 42.9101 | -8.91 | <0 | <40 | Multifamily - Low Rise | Occupancy sensing advanced power strip | 0.002311 | 0.00368 | 0.0074507 | 0.013191 | 0.020736 | 0.029313 | 0.037627 | 0.044244 | 0.048014 | 0.048376 | 0.045487 | 0.04008 | 0.033224 | 0.026002 | 0.019269 | 0.013538 | 0.0090541 | 0.0057778 | 0.0035257 | 0.0020796 | 0.48276 | 0.45298 | 0.25494 | 0.047369 | 9999
Retro3Slow | Retro | Advanced Power Strips | Residential | Electronics | 0.006734 | 42.9101 | -8.91 | <0 | <40 | Multifamily - High Rise | Occupancy sensing advanced power strip | 0.00052691 | 0.0008387 | 0.001698 | 0.0030073 | 0.0047263 | 0.0066774 | 0.0085691 | 0.010074 | 0.010933 | 0.011014 | 0.010355 | 0.0091217 | 0.007559 | 0.0059133 | 0.0043809 | 0.0030772 | 0.0020575 | 0.0013127 | 0.00080077 | 0.00047228 | 0.10964 | 0.10311 | 0.058064 | 0.010797 | 9999
Retro3Slow | Retro | Advanced Power Strips | Residential | Electronics | 0.006734 | 42.9101 | -8.91 | <0 | <40 | Manufactured | Occupancy sensing advanced power strip | 0.0022701 | 0.0035079 | 0.0068968 | 0.011866 | 0.01815 | 0.025005 | 0.031316 | 0.03595 | 0.038093 | 0.03748 | 0.034417 | 0.029626 | 0.024001 | 0.0018432 | 0 | 0 | 0 | 0 | 0 | 0 | 0.30042 | 0.30042 | 0.21053 | 0.042691 | 9999
Retro3Slow | Retro | Advanced Power Strips | Residential | Electronics | 0.057649 | 268.6655 | 46.6589 | 40-50 | 40-80 | Single Family | Infrared sensing advanced power strip | 0.6225 | 1.0562 | 2.2366 | 4.0877 | 7.359 | 10.4644 | 13.5123 | 15.9843 | 17.4446 | 17.6652 | 16.6893 | 14.7763 | 12.3053 | 9.6724 | 7.201 | 5.0862 | 3.4208 | 2.1952 | 1.3473 | 0.79247 | 183.9661 | 163.9189 | 90.4327 | 15.3619 | 1.9812
Retro3Slow | Retro | Advanced Power Strips | Residential | Electronics | 0.057649 | 268.6655 | 46.6589 | 40-50 | 40-80 | Multifamily - Low Rise | Infrared sensing advanced power strip | 0.066685 | 0.11405 | 0.24342 | 0.44848 | 0.81153 | 1.1619 | 1.5101 | 1.7979 | 1.9751 | 2.0139 | 1.9159 | 1.7077 | 1.4316 | 1.1329 | 0.84884 | 0.60318 | 0.40798 | 0.26328 | 0.16245 | 0.096021 | 22.2906 | 18.7128 | 10.1429 | 1.6842 | 1.9812
Retro3Slow | Retro | Advanced Power Strips | Residential | Electronics | 0.057649 | 268.6655 | 46.6589 | 40-50 | 40-80 | Multifamily - High Rise | Infrared sensing advanced power strip | 0.015204 | 0.025993 | 0.055478 | 0.10225 | 0.18498 | 0.26468 | 0.34391 | 0.40938 | 0.44975 | 0.45855 | 0.4362 | 0.38869 | 0.32575 | 0.25767 | 0.19301 | 0.13712 | 0.092727 | 0.059828 | 0.036904 | 0.021811 | 5.0633 | 4.2599 | 2.3102 | 0.3839 | 1.9812
Retro3Slow | Retro | Advanced Power Strips | Residential | Electronics | 0.057649 | 268.6655 | 46.6589 | 40-50 | 40-80 | Manufactured | Infrared sensing advanced power strip | 0.055618 | 0.09231 | 0.19153 | 0.34347 | 0.60953 | 0.85115 | 1.0803 | 1.2571 | 1.3503 | 1.3465 | 1.2529 | 1.0928 | 0.897 | 0.69528 | 0.51056 | 0.35566 | 0.21693 | 0 | 0 | 0 | 12.199 | 12.199 | 7.1778 | 1.2925 | 1.9812
Retro3Slow | Retro | Advanced Power Strips | Residential | Electronics | 0.0050505 | 32.1826 | 236.6374 | >140 | >120 | Single Family | Load sensing advanced power strip | 0.092178 | 0.15172 | 0.31433 | 0.56521 | 0.96466 | 1.3649 | 1.7539 | 2.0648 | 2.2428 | 2.2608 | 2.1264 | 1.8745 | 1.5544 | 1.2167 | 0.9021 | 0.63446 | 0.42493 | 0.27156 | 0.16599 | 0.097545 | 22.6444 | 21.0439 | 11.7754 | 2.0881 | 0.42716
Retro3Slow | Retro | Advanced Power Strips | Residential | Electronics | 0.0050505 | 32.1826 | 236.6374 | >140 | >120 | Multifamily - Low Rise | Load sensing advanced power strip | 0.0089871 | 0.01492 | 0.031176 | 0.056553 | 0.09715 | 0.13847 | 0.17919 | 0.21243 | 0.23239 | 0.23599 | 0.22362 | 0.19856 | 0.16583 | 0.13075 | 0.097615 | 0.069109 | 0.046574 | 0.029948 | 0.018414 | 0.010877 | 2.5249 | 2.1986 | 1.2073 | 0.20879 | 0.42716
Retro3Slow | Retro | Advanced Power Strips | Residential | Electronics | 0.0050505 | 32.1826 | 236.6374 | >140 | >120 | Multifamily - High Rise | Load sensing advanced power strip | 0.002049 | 0.0034004 | 0.0071053 | 0.012893 | 0.022144 | 0.031544 | 0.040809 | 0.048369 | 0.052916 | 0.053732 | 0.050911 | 0.045192 | 0.037733 | 0.029738 | 0.022195 | 0.01571 | 0.010585 | 0.006805 | 0.0041828 | 0.0024705 | 0.5735 | 0.50048 | 0.27496 | 0.047591 | 0.42716
Retro3Slow | Retro | Advanced Power Strips | Residential | Electronics | 0.0050505 | 32.1826 | 236.6374 | >140 | >120 | Manufactured | Load sensing advanced power strip | 0.0077977 | 0.012562 | 0.025508 | 0.04501 | 0.075628 | 0.10511 | 0.1328 | 0.15381 | 0.16445 | 0.16325 | 0.15123 | 0.13134 | 0.10734 | 0.08285 | 0.060584 | 0.002565 | 0 | 0 | 0 | 0 | 1.4218 | 1.4218 | 0.88592 | 0.16651 | 0.42716
LO1Slow | New | Refrigerator | Residential | Refrigeration | 0.0011479 | 10.2023 | 311.2914 | >140 | >120 | Single Family | Std Size Refrig and Refrig-Freezer - CEE Tier 1 | 0.00020419 | 0.00058575 | 0.0012123 | 0.0022069 | 0.0036749 | 0.0055857 | 0.0081863 | 0.011703 | 0.015935 | 0.021442 | 0.027494 | 0.033339 | 0.038515 | 0.044272 | 0.049874 | 0.053783 | 0.054983 | 0.056912 | 0.058299 | 0.059295 | 0.5475 | 0.5475 | 0.070736 | 0.007884 | 0.30363
LO1Slow | New | Refrigerator | Residential | Refrigeration | 0.0039195 | 34.8372 | 315.4695 | >140 | >120 | Single Family | Std Size Refrig and Refrig-Freezer - CEE Tier 2 | 0.00069725 | 0.0020001 | 0.0041395 | 0.0075357 | 0.012549 | 0.019073 | 0.027953 | 0.039961 | 0.054412 | 0.073217 | 0.093881 | 0.11384 | 0.13151 | 0.15117 | 0.1703 | 0.18365 | 0.18775 | 0.19433 | 0.19907 | 0.20247 | 1.8695 | 1.8695 | 0.24154 | 0.026921 | 0.29968
LO1Slow | New | Refrigerator | Residential | Refrigeration | 0.0068345 | 60.7453 | 170.8722 | >140 | >120 | Single Family | Std Size Refrig and Refrig-Freezer - CEE Tier 3 | 0.0012158 | 0.0034876 | 0.0072179 | 0.01314 | 0.021881 | 0.033258 | 0.048742 | 0.06968 | 0.094878 | 0.12767 | 0.1637 | 0.1985 | 0.22932 | 0.2636 | 0.29695 | 0.32023 | 0.32737 | 0.33886 | 0.34711 | 0.35304 | 3.2599 | 3.2599 | 0.42117 | 0.046942 | 0.54415
LO1Slow | New | Refrigerator | Residential | Refrigeration | 0.0011479 | 10.2023 | 311.2914 | >140 | >120 | Multifamily - Low Rise | Std Size Refrig and Refrig-Freezer - CEE Tier 1 | 6.0496e-05 | 0.00017937 | 0.00038816 | 0.00070715 | 0.0011406 | 0.0017542 | 0.0026206 | 0.0038343 | 0.0054036 | 0.0073383 | 0.0093832 | 0.011529 | 0.013703 | 0.015564 | 0.017122 | 0.018164 | 0.018877 | 0.019325 | 0.019365 | 0.019489 | 0.18595 | 0.18595 | 0.023427 | 0.0024758 | 0.30363
LO1Slow | New | Refrigerator | Residential | Refrigeration | 0.0039195 | 34.8372 | 315.4695 | >140 | >120 | Multifamily - Low Rise | Std Size Refrig and Refrig-Freezer - CEE Tier 2 | 0.00020657 | 0.0006125 | 0.0013254 | 0.0024147 | 0.0038947 | 0.00599 | 0.0089482 | 0.013093 | 0.018451 | 0.025058 | 0.03204 | 0.039368 | 0.046792 | 0.053146 | 0.058467 | 0.062024 | 0.064459 | 0.065987 | 0.066126 | 0.066549 | 0.63495 | 0.63495 | 0.079994 | 0.0084539 | 0.29968
LO1Slow | New | Refrigerator | Residential | Refrigeration | 0.0068345 | 60.7453 | 170.8722 | >140 | >120 | Multifamily - Low Rise | Std Size Refrig and Refrig-Freezer - CEE Tier 3 | 0.0003602 | 0.001068 | 0.0023111 | 0.0042104 | 0.0067912 | 0.010445 | 0.015603 | 0.02283 | 0.032173 | 0.043693 | 0.055868 | 0.068645 | 0.08159 | 0.092669 | 0.10195 | 0.10815 | 0.1124 | 0.11506 | 0.1153 | 0.11604 | 1.1072 | 1.1072 | 0.13948 | 0.014741 | 0.54415
LO1Slow | New | Refrigerator | Residential | Refrigeration | 0.0011479 | 10.2023 | 311.2914 | >140 | >120 | Multifamily - High Rise | Std Size Refrig and Refrig-Freezer - CEE Tier 1 | 1.3581e-05 | 4.0835e-05 | 8.9695e-05 | 0.00015964 | 0.0002525 | 0.00039416 | 0.00059055 | 0.00087481 | 0.0012242 | 0.0016623 | 0.0020999 | 0.0025752 | 0.0030344 | 0.0034735 | 0.0038395 | 0.0040702 | 0.0042351 | 0.00429 | 0.0043667 | 0.0043912 | 0.041678 | 0.041678 | 0.0053023 | 0.00055625 | 0.30363
LO1Slow | New | Refrigerator | Residential | Refrigeration | 0.0039195 | 34.8372 | 315.4695 | >140 | >120 | Multifamily - High Rise | Std Size Refrig and Refrig-Freezer - CEE Tier 2 | 4.6374e-05 | 0.00013944 | 0.00030628 | 0.00054511 | 0.00086221 | 0.0013459 | 0.0020165 | 0.0029872 | 0.0041801 | 0.0056762 | 0.0071705 | 0.0087934 | 0.010361 | 0.011861 | 0.01311 | 0.013898 | 0.014461 | 0.014649 | 0.014911 | 0.014994 | 0.14231 | 0.14231 | 0.018105 | 0.0018994 | 0.29968
LO1Slow | New | Refrigerator | Residential | Refrigeration | 0.0068345 | 60.7453 | 170.8722 | >140 | >120 | Multifamily - High Rise | Std Size Refrig and Refrig-Freezer - CEE Tier 3 | 8.0861e-05 | 0.00024313 | 0.00053405 | 0.0009505 | 0.0015034 | 0.0023468 | 0.0035162 | 0.0052087 | 0.0072888 | 0.0098975 | 0.012503 | 0.015333 | 0.018067 | 0.020681 | 0.02286 | 0.024234 | 0.025216 | 0.025543 | 0.025999 | 0.026146 | 0.24815 | 0.24815 | 0.03157 | 0.003312 | 0.54415
LO1Slow | New | Refrigerator | Residential | Refrigeration | 0.0011479 | 10.2023 | 311.2914 | >140 | >120 | Manufactured | Std Size Refrig and Refrig-Freezer - CEE Tier 1 | 5.6782e-06 | 1.714e-05 | 3.8764e-05 | 7.5637e-05 | 0.00012548 | 0.00019701 | 0.00029799 | 0.00043047 | 0.00059549 | 0.0007878 | 0.00099772 | 0.0012243 | 0.0014549 | 0.0016725 | 0.0018631 | 0.0020167 | 0.0021308 | 0.0022096 | 0.0022584 | 0.0022817 | 0.020681 | 0.020681 | 0.0025715 | 0.0002627 | 0.30363
LO1Slow | New | Refrigerator | Residential | Refrigeration | 0.0039195 | 34.8372 | 315.4695 | >140 | >120 | Manufactured | Std Size Refrig and Refrig-Freezer - CEE Tier 2 | 1.9389e-05 | 5.8526e-05 | 0.00013236 | 0.00025827 | 0.00042847 | 0.00067272 | 0.0010175 | 0.0014699 | 0.0020334 | 0.00269 | 0.0034068 | 0.0041804 | 0.0049679 | 0.0057109 | 0.0063617 | 0.0068864 | 0.0072759 | 0.0075448 | 0.0077115 | 0.0077912 | 0.070618 | 0.070618 | 0.0087806 | 0.00089702 | 0.29968
LO1Slow | New | Refrigerator | Residential | Refrigeration | 0.0068345 | 60.7453 | 170.8722 | >140 | >120 | Manufactured | Std Size Refrig and Refrig-Freezer - CEE Tier 3 | 3.3808e-05 | 0.00010205 | 0.0002308 | 0.00045035 | 0.00074711 | 0.001173 | 0.0017743 | 0.002563 | 0.0035456 | 0.0046906 | 0.0059405 | 0.0072894 | 0.0086625 | 0.0099581 | 0.011093 | 0.012008 | 0.012687 | 0.013156 | 0.013446 | 0.013585 | 0.12314 | 0.12314 | 0.015311 | 0.0015641 | 0.54415
LO1Slow | New | Freezer | Residential | Refrigeration | 0.0022928 | 24.9354 | 152.5472 | >140 | >120 | Single Family | Std Size Freezer - ENERGY STAR | 0.00020523 | 0.00058873 | 0.0012184 | 0.0022181 | 0.0036936 | 0.0056141 | 0.0082278 | 0.011762 | 0.016016 | 0.021551 | 0.027633 | 0.033508 | 0.03871 | 0.044496 | 0.050127 | 0.054056 | 0.055262 | 0.057201 | 0.058595 | 0.059595 | 0.55028 | 0.55028 | 0.071095 | 0.007924 | 0.5846
LO1Slow | New | Freezer | Residential | Refrigeration | 0.0022928 | 24.9354 | 152.5472 | >140 | >120 | Multifamily - Low Rise | Std Size Freezer - ENERGY STAR | 6.8013e-06 | 2.0166e-05 | 4.3639e-05 | 7.9501e-05 | 0.00012823 | 0.00019722 | 0.00029461 | 0.00043107 | 0.0006075 | 0.00082501 | 0.0010549 | 0.0012962 | 0.0015406 | 0.0017498 | 0.001925 | 0.0020421 | 0.0021223 | 0.0021726 | 0.0021772 | 0.0021911 | 0.020905 | 0.020905 | 0.0026337 | 0.00027834 | 0.5846
LO1Slow | New | Freezer | Residential | Refrigeration | 0.0022928 | 24.9354 | 152.5472 | >140 | >120 | Multifamily - High Rise | Std Size Freezer - ENERGY STAR | 1.5268e-06 | 4.5909e-06 | 1.0084e-05 | 1.7947e-05 | 2.8388e-05 | 4.4313e-05 | 6.6392e-05 | 9.835e-05 | 0.00013763 | 0.00018688 | 0.00023608 | 0.00028952 | 0.00034114 | 0.00039051 | 0.00043165 | 0.00045759 | 0.00047613 | 0.0004823 | 0.00049092 | 0.00049368 | 0.0046856 | 0.0046856 | 0.0005961 | 6.2537e-05 | 0.5846
LO1Slow | New | Freezer | Residential | Refrigeration | 0.0022928 | 24.9354 | 152.5472 | >140 | >120 | Manufactured | Std Size Freezer - ENERGY STAR | 5.1211e-06 | 1.5458e-05 | 3.4961e-05 | 6.8217e-05 | 0.00011317 | 0.00017768 | 0.00026876 | 0.00038824 | 0.00053707 | 0.00071051 | 0.00089984 | 0.0011042 | 0.0013122 | 0.0015084 | 0.0016803 | 0.0018189 | 0.0019218 | 0.0019928 | 0.0020368 | 0.0020579 | 0.018652 | 0.018652 | 0.0023192 | 0.00023693 | 0.5846
LO1Slow | NR | Refrigerator | Residential | Refrigeration | 0.0011479 | 10.2023 | 311.2914 | >140 | >120 | Single Family | Std Size Refrig and Refrig-Freezer - CEE Tier 1 | 0.00090083 | 0.0026954 | 0.005872 | 0.011024 | 0.018822 | 0.029957 | 0.04506 | 0.064579 | 0.088647 | 0.11693 | 0.14856 | 0.18207 | 0.21557 | 0.24698 | 0.2744 | 0.36588 | 0.38264 | 0.39169 | 0.39634 | 0.39655 | 5.4729 | 3.3852 | 0.38449 | 0.039314 | 0.30363
LO1Slow | NR | Refrigerator | Residential | Refrigeration | 0.0039195 | 34.8372 | 315.4695 | >140 | >120 | Single Family | Std Size Refrig and Refrig-Freezer - CEE Tier 2 | 0.003076 | 0.0092038 | 0.020051 | 0.037643 | 0.064269 | 0.10229 | 0.15386 | 0.22051 | 0.3027 | 0.39929 | 0.50728 | 0.62171 | 0.73609 | 0.84333 | 0.93696 | 1.2494 | 1.3066 | 1.3375 | 1.3534 | 1.3541 | 18.6879 | 11.5591 | 1.3129 | 0.13424 | 0.29968
LO1Slow | NR | Refrigerator | Residential | Refrigeration | 0.0068345 | 60.7453 | 170.8722 | >140 | >120 | Single Family | Std Size Refrig and Refrig-Freezer - CEE Tier 3 | 0.0053636 | 0.016049 | 0.034962 | 0.065638 | 0.11206 | 0.17837 | 0.26829 | 0.38451 | 0.52781 | 0.69624 | 0.88453 | 1.0841 | 1.2835 | 1.4705 | 1.6338 | 2.1785 | 2.2783 | 2.3321 | 2.3598 | 2.3611 | 32.5859 | 20.1555 | 2.2893 | 0.23408 | 0.54415
LO1Slow | NR | Refrigerator | Residential | Refrigeration | 0.0011479 | 10.2023 | 311.2914 | >140 | >120 | Multifamily - Low Rise | Std Size Refrig and Refrig-Freezer - CEE Tier 1 | 0.00015835 | 0.0004738 | 0.0010322 | 0.0019378 | 0.0033085 | 0.0052659 | 0.0079207 | 0.011352 | 0.015583 | 0.020555 | 0.026114 | 0.032005 | 0.037893 | 0.043414 | 0.048234 | 0.072676 | 0.076375 | 0.078691 | 0.079287 | 0.078331 | 1.0103 | 0.64061 | 0.067587 | 0.0069107 | 0.30363
LO1Slow | NR | Refrigerator | Residential | Refrigeration | 0.0039195 | 34.8372 | 315.4695 | >140 | >120 | Multifamily - Low Rise | Std Size Refrig and Refrig-Freezer - CEE Tier 2 | 0.00054071 | 0.0016179 | 0.0035246 | 0.006617 | 0.011297 | 0.017981 | 0.027046 | 0.038763 | 0.053209 | 0.070188 | 0.08917 | 0.10928 | 0.12939 | 0.14824 | 0.1647 | 0.24816 | 0.26079 | 0.2687 | 0.27074 | 0.26747 | 3.4499 | 2.1874 | 0.23078 | 0.023597 | 0.29968
LO1Slow | NR | Refrigerator | Residential | Refrigeration | 0.0068345 | 60.7453 | 170.8722 | >140 | >120 | Multifamily - Low Rise | Std Size Refrig and Refrig-Freezer - CEE Tier 3 | 0.00094283 | 0.0028211 | 0.0061458 | 0.011538 | 0.019699 | 0.031353 | 0.04716 | 0.06759 | 0.09278 | 0.12239 | 0.15549 | 0.19056 | 0.22562 | 0.25849 | 0.28719 | 0.43272 | 0.45474 | 0.46853 | 0.47208 | 0.46639 | 6.0155 | 3.8142 | 0.40242 | 0.041147 | 0.54415
LO1Slow | NR | Refrigerator | Residential | Refrigeration | 0.0011479 | 10.2023 | 311.2914 | >140 | >120 | Multifamily - High Rise | Std Size Refrig and Refrig-Freezer - CEE Tier 1 | 3.6103e-05 | 0.00010803 | 0.00023534 | 0.00044182 | 0.00075433 | 0.0012006 | 0.0018059 | 0.0025882 | 0.0035528 | 0.0046865 | 0.0059539 | 0.007297 | 0.0086396 | 0.0098983 | 0.010997 | 0.016498 | 0.017406 | 0.018008 | 0.018029 | 0.017728 | 0.23015 | 0.14586 | 0.01541 | 0.0015756 | 0.30363
LO1Slow | NR | Refrigerator | Residential | Refrigeration | 0.0039195 | 34.8372 | 315.4695 | >140 | >120 | Multifamily - High Rise | Std Size Refrig and Refrig-Freezer - CEE Tier 2 | 0.00012328 | 0.00036887 | 0.00080359 | 0.0015087 | 0.0025757 | 0.0040996 | 0.0061664 | 0.0088377 | 0.012131 | 0.016003 | 0.020331 | 0.024917 | 0.029501 | 0.033799 | 0.037551 | 0.056334 | 0.059435 | 0.061492 | 0.061564 | 0.060533 | 0.78586 | 0.49807 | 0.052618 | 0.0053801 | 0.29968
LO1Slow | NR | Refrigerator | Residential | Refrigeration | 0.0068345 | 60.7453 | 170.8722 | >140 | >120 | Multifamily - High Rise | Std Size Refrig and Refrig-Freezer - CEE Tier 3 | 0.00021496 | 0.00064319 | 0.0014012 | 0.0026306 | 0.0044913 | 0.0071485 | 0.010752 | 0.01541 | 0.021153 | 0.027904 | 0.03545 | 0.043447 | 0.051441 | 0.058935 | 0.065478 | 0.098229 | 0.10364 | 0.10722 | 0.10735 | 0.10555 | 1.3703 | 0.86849 | 0.091749 | 0.0093813 | 0.54415
LO1Slow | NR | Refrigerator | Residential | Refrigeration | 0.0011479 | 10.2023 | 311.2914 | >140 | >120 | Manufactured | Std Size Refrig and Refrig-Freezer - CEE Tier 1 | 0.00011429 | 0.0003391 | 0.0007325 | 0.0013636 | 0.0023084 | 0.0036432 | 0.0054337 | 0.0077218 | 0.01051 | 0.013747 | 0.017318 | 0.021045 | 0.024707 | 0.028068 | 0.030921 | 0.035059 | 0.036697 | 0.037725 | 0.038211 | 0.038099 | 0.5636 | 0.35376 | 0.045914 | 0.0048579 | 0.30363
LO1Slow | NR | Refrigerator | Residential | Refrigeration | 0.0039195 | 34.8372 | 315.4695 | >140 | >120 | Manufactured | Std Size Refrig and Refrig-Freezer - CEE Tier 2 | 0.00039027 | 0.0011579 | 0.0025012 | 0.0046562 | 0.0078825 | 0.01244 | 0.018554 | 0.026367 | 0.035888 | 0.046941 | 0.059134 | 0.071861 | 0.084365 | 0.095841 | 0.10558 | 0.11971 | 0.12531 | 0.12882 | 0.13048 | 0.13009 | 1.9245 | 1.208 | 0.15678 | 0.016588 | 0.29968
LO1Slow | NR | Refrigerator | Residential | Refrigeration | 0.0068345 | 60.7453 | 170.8722 | >140 | >120 | Manufactured | Std Size Refrig and Refrig-Freezer - CEE Tier 3 | 0.00068051 | 0.002019 | 0.0043614 | 0.0081189 | 0.013745 | 0.021692 | 0.032352 | 0.045976 | 0.062578 | 0.081851 | 0.10311 | 0.1253 | 0.14711 | 0.16712 | 0.1841 | 0.20874 | 0.2185 | 0.22461 | 0.22751 | 0.22685 | 3.3557 | 2.1063 | 0.27337 | 0.028924 | 0.54415
LO1Slow | NR | Freezer | Residential | Refrigeration | 0.0022928 | 24.9354 | 152.5472 | >140 | >120 | Single Family | Std Size Freezer - ENERGY STAR | 0.0006342 | 0.0018976 | 0.004134 | 0.0077611 | 0.013251 | 0.02109 | 0.031723 | 0.045465 | 0.062409 | 0.082324 | 0.10459 | 0.12818 | 0.15176 | 0.17388 | 0.19318 | 0.20874 | 0.2202 | 0.22779 | 0.23222 | 0.23406 | 5.1397 | 2.1453 | 0.27069 | 0.027678 | 0.5846
LO1Slow | NR | Freezer | Residential | Refrigeration | 0.0022928 | 24.9354 | 152.5472 | >140 | >120 | Multifamily - Low Rise | Std Size Freezer - ENERGY STAR | 1.247e-05 | 3.7312e-05 | 8.1284e-05 | 0.0001526 | 0.00026054 | 0.00041468 | 0.00062375 | 0.00089395 | 0.0012271 | 0.0016187 | 0.0020565 | 0.0025204 | 0.0029841 | 0.0034188 | 0.0037984 | 0.0041043 | 0.0043296 | 0.0044789 | 0.0045661 | 0.0046023 | 0.10106 | 0.042182 | 0.0053224 | 0.00054421 | 0.5846
LO1Slow | NR | Freezer | Residential | Refrigeration | 0.0022928 | 24.9354 | 152.5472 | >140 | >120 | Multifamily - High Rise | Std Size Freezer - ENERGY STAR | 2.8431e-06 | 8.5069e-06 | 1.8533e-05 | 3.4793e-05 | 5.9402e-05 | 9.4547e-05 | 0.00014221 | 0.00020382 | 0.00027978 | 0.00036906 | 0.00046887 | 0.00057463 | 0.00068036 | 0.00077948 | 0.00086602 | 0.00093577 | 0.00098713 | 0.0010212 | 0.001041 | 0.0010493 | 0.023041 | 0.0096173 | 0.0012135 | 0.00012408 | 0.5846
LO1Slow | NR | Freezer | Residential | Refrigeration | 0.0022928 | 24.9354 | 152.5472 | >140 | >120 | Manufactured | Std Size Freezer - ENERGY STAR | 7.2204e-05 | 0.00021422 | 0.00046275 | 0.00086144 | 0.0014583 | 0.0023016 | 0.0034327 | 0.0048782 | 0.0066397 | 0.0086847 | 0.01094 | 0.013295 | 0.015608 | 0.017732 | 0.019534 | 0.020929 | 0.021892 | 0.022456 | 0.0227 | 0.022687 | 0.49817 | 0.21678 | 0.029006 | 0.003069 | 0.5846
LO5Med | New | ASHP | Residential | HVAC | 0.16547 | 604.0813 | 931.0303 | >140 | >120 | Single Family | New SF HVAC Upgrade - Central Heat Pump Upgrade to Variable Capacity Central Heat Pump | 0.015488 | 0.033005 | 0.052381 | 0.074372 | 0.098674 | 0.12331 | 0.15112 | 0.18217 | 0.20991 | 0.23956 | 0.26143 | 0.27176 | 0.27253 | 0.2769 | 0.2819 | 0.28132 | 0.27218 | 0.27175 | 0.27245 | 0.2743 | 3.9165 | 3.9165 | 1.18 | 0.27392 | 0.14645
LO5Med | New | ASHP | Residential | HVAC | 0.04905 | 169.0298 | 22.458 | 20-30 | <40 | Single Family | New SF HVAC Upgrade - Heat Pump Upgrade to 9.0 HSPF/14 SEER | 0.0043336 | 0.0092351 | 0.014657 | 0.02081 | 0.02761 | 0.034505 | 0.042286 | 0.050972 | 0.058736 | 0.067033 | 0.073152 | 0.076041 | 0.076257 | 0.077479 | 0.07888 | 0.078717 | 0.07616 | 0.07604 | 0.076234 | 0.076752 | 1.0959 | 1.0959 | 0.33018 | 0.076646 | 2.8409
LO5Med | New | DHP | Residential | HVAC | 1.0689 | 2940.9032 | 94.4809 | 90-100 | 80-120 | Single Family | New SF Zonal to DHP | 0.03073 | 0.065486 | 0.10393 | 0.14757 | 0.19579 | 0.24468 | 0.29985 | 0.36145 | 0.4165 | 0.47533 | 0.51872 | 0.53921 | 0.54074 | 0.54941 | 0.55934 | 0.55818 | 0.54005 | 0.5392 | 0.54058 | 0.54425 | 7.771 | 7.771 | 2.3413 | 0.5435 | 1.222
LO5Med | NR | ASHP | Residential | HVAC | 0.98227 | 2811.7504 | 74.0842 | 70-80 | 40-80 | Single Family | Existing Single Family Home HVAC Conversion - Convert FAF w/CAC to Heat Pump - House with Good Insulation" + HZ1" | 0.017278 | 0.038404 | 0.064159 | 0.093944 | 0.12779 | 0.16723 | 0.21034 | 0.25419 | 0.29529 | 0.33036 | 0.35721 | 0.37529 | 0.38572 | 0.39061 | 0.39219 | 0.48 | 0.47215 | 0.46313 | 0.45542 | 0.4478 | 6.1339 | 5.8185 | 1.599 | 0.34158 | 1.4566
LO5Med | NR | ASHP | Residential | HVAC | 0.96482 | 2761.8075 | 81.2332 | 80-90 | 80-120 | Single Family | Existing Single Family Home HVAC Conversion - Convert FAF w/CAC to Heat Pump - House with Good Insulation" + HZ23" | 0 | 0 | 0 | 0 | 0 | 0 | 0 | 0 | 0 | 0 | 0 | 0 | 0 | 0 | 0 | 0 | 0 | 0 | 0 | 0 | 0 | 0 | 0 | 0 | 1.3795
LO5Med | NR | ASHP | Residential | HVAC | 0.98227 | 2743.939 | 87.6798 | 80-90 | 80-120 | Single Family | Existing Single Family Home HVAC Conversion - Convert FAF w/o CAC to Heat Pump - House with Good Insulation" + HZ1CZ23" | 0.038439 | 0.085441 | 0.14274 | 0.209 | 0.28431 | 0.37206 | 0.46797 | 0.56552 | 0.65695 | 0.73498 | 0.79471 | 0.83494 | 0.85814 | 0.86902 | 0.87253 | 1.0679 | 1.0504 | 1.0304 | 1.0132 | 0.99625 | 13.6466 | 12.9449 | 3.5574 | 0.75993 | 1.2973
LO5Med | NR | ASHP | Residential | HVAC | 0.99095 | 2721.7748 | 101.9228 | 100-110 | 80-120 | Single Family | Existing Single Family Home HVAC Conversion - Convert FAF w/o CAC to Heat Pump - House with Good Insulation" + HZ23CZ23" | 0.017658 | 0.039251 | 0.065573 | 0.096015 | 0.13061 | 0.17092 | 0.21498 | 0.25979 | 0.3018 | 0.33764 | 0.36508 | 0.38356 | 0.39422 | 0.39922 | 0.40083 | 0.49058 | 0.48256 | 0.47334 | 0.46545 | 0.45767 | 6.2691 | 5.9468 | 1.6342 | 0.34911 | 1.1731
LO5Med | NR | ASHP | Residential | HVAC | 0.98227 | 2664.0366 | 134.8541 | 130-140 | >120 | Single Family | Existing Single Family Home HVAC Conversion - Convert FAF w/o CAC to Heat Pump - House with Good Insulation" + HZ1CZ1" | 0.072306 | 0.16072 | 0.2685 | 0.39315 | 0.5348 | 0.69987 | 0.88027 | 1.0638 | 1.2358 | 1.3825 | 1.4949 | 1.5706 | 1.6142 | 1.6347 | 1.6413 | 2.0088 | 1.9759 | 1.9382 | 1.9059 | 1.874 | 25.6701 | 24.3501 | 6.6917 | 1.4295 | 0.95106
LO5Med | NR | ASHP | Residential | HVAC | 0.93249 | 2521.5432 | 151.4874 | >140 | >120 | Single Family | Existing Single Family Home HVAC Conversion - Convert FAF w/o CAC to Heat Pump - House with Good Insulation" + HZ23CZ1" | 0.0096578 | 0.021467 | 0.035864 | 0.052513 | 0.071433 | 0.093481 | 0.11758 | 0.14209 | 0.16506 | 0.18467 | 0.19967 | 0.20978 | 0.21561 | 0.21834 | 0.21923 | 0.26831 | 0.26392 | 0.25888 | 0.25457 | 0.25031 | 3.4287 | 3.2524 | 0.8938 | 0.19093 | 0.86691
LO5Med | NR | ASHP | Residential | HVAC | 0.043347 | 124.0806 | 43.1767 | 40-50 | 40-80 | Single Family | Existing Single Family Home HVAC Upgrade + HZ1 | 0.014737 | 0.032757 | 0.054725 | 0.08013 | 0.109 | 0.14264 | 0.17941 | 0.21681 | 0.25187 | 0.28178 | 0.30468 | 0.32011 | 0.329 | 0.33317 | 0.33452 | 0.40942 | 0.40272 | 0.39503 | 0.38845 | 0.38195 | 5.2319 | 4.9629 | 1.3639 | 0.29135 | 2.0519
LO5Med | NR | ASHP | Residential | HVAC | 0.030338 | 86.8425 | 78.6064 | 70-80 | 40-80 | Single Family | Existing Single Family Home HVAC Upgrade + HZ23 | 0.0020341 | 0.0045213 | 0.0075533 | 0.01106 | 0.015045 | 0.019688 | 0.024763 | 0.029925 | 0.034764 | 0.038893 | 0.042053 | 0.044182 | 0.04541 | 0.045986 | 0.046172 | 0.05651 | 0.055585 | 0.054523 | 0.053615 | 0.052718 | 0.72213 | 0.685 | 0.18825 | 0.040213 | 1.4123
LO5Med | NR | ASHP | Residential | HVAC | 0.26492 | 826.5586 | 659.7199 | >140 | >120 | Single Family | Existing Single Family Home HVAC Upgrade - Central Heat Pump Upgrade to Variable Capacity Central Heat Pump + HZ23CZ1 | 0.0059421 | 0.013208 | 0.022066 | 0.032309 | 0.04395 | 0.057515 | 0.072341 | 0.087421 | 0.10156 | 0.11362 | 0.12285 | 0.12907 | 0.13266 | 0.13434 | 0.13488 | 0.16508 | 0.16238 | 0.15928 | 0.15663 | 0.15401 | 2.1096 | 2.0011 | 0.54992 | 0.11747 | 0.21548
LO5Med | NR | ASHP | Residential | HVAC | 0.23474 | 836.5766 | 655.0449 | >140 | >120 | Single Family | Existing Single Family Home HVAC Upgrade - Central Heat Pump Upgrade to Variable Capacity Central Heat Pump + HZ23CZ23 | 0.022212 | 0.049373 | 0.082484 | 0.12078 | 0.16429 | 0.215 | 0.27042 | 0.32679 | 0.37963 | 0.42472 | 0.45923 | 0.48248 | 0.49589 | 0.50217 | 0.5042 | 0.6171 | 0.607 | 0.5954 | 0.58549 | 0.57569 | 7.8858 | 7.4803 | 2.0557 | 0.43914 | 0.20511
LO5Med | NR | ASHP | Residential | HVAC | 0.17301 | 701.4141 | 787.6129 | >140 | >120 | Single Family | Existing Single Family Home HVAC Upgrade - Central Heat Pump Upgrade to Variable Capacity Central Heat Pump + HZ1CZ23 | 0.051256 | 0.11393 | 0.19034 | 0.2787 | 0.37912 | 0.49613 | 0.62401 | 0.75409 | 0.87602 | 0.98007 | 1.0597 | 1.1134 | 1.1443 | 1.1588 | 1.1635 | 1.424 | 1.4007 | 1.3739 | 1.3511 | 1.3285 | 18.1972 | 17.2615 | 4.7437 | 1.0133 | 0.16453
LO5Med | NR | ASHP | Residential | HVAC | 0.17301 | 563.4624 | 980.443 | >140 | >120 | Single Family | Existing Single Family Home HVAC Upgrade - Central Heat Pump Upgrade to Variable Capacity Central Heat Pump + HZ1CZ1 | 0.04547 | 0.10107 | 0.16885 | 0.24724 | 0.33632 | 0.44012 | 0.55357 | 0.66897 | 0.77713 | 0.86943 | 0.94008 | 0.98768 | 1.0151 | 1.028 | 1.0321 | 1.2633 | 1.2426 | 1.2188 | 1.1985 | 1.1785 | 16.143 | 15.3129 | 4.2082 | 0.89895 | 0.14569
LO5Med | NR | DHP | Residential | HVAC | 0.9037 | 2646.6539 | 109.5745 | 100-110 | 80-120 | Single Family | Zonal to DHP No Screen + HZ23CZ23 | 0.090188 | 0.20047 | 0.33491 | 0.49038 | 0.66707 | 0.87295 | 1.098 | 1.3269 | 1.5414 | 1.7245 | 1.8646 | 1.959 | 2.0134 | 2.039 | 2.0472 | 2.5041 | 2.4613 | 2.4123 | 2.3699 | 2.3277 | 31.9919 | 30.3452 | 8.3466 | 1.783 | 1.0874
LO5Med | NR | DHP | Residential | HVAC | 0.88246 | 2719.2632 | 112.07 | 110-120 | 80-120 | Single Family | Zonal to DHP No Screen + HZ1CZ23 | 0.089032 | 0.1979 | 0.33061 | 0.48409 | 0.65852 | 0.86176 | 1.0839 | 1.3098 | 1.5216 | 1.7024 | 1.8407 | 1.9339 | 1.9876 | 2.0128 | 2.021 | 2.472 | 2.4298 | 2.3814 | 2.3395 | 2.2979 | 31.5818 | 29.9561 | 8.2396 | 1.7602 | 1.0532
LO5Med | NR | DHP | Residential | HVAC | 0.77722 | 2095.6932 | 141.1446 | >140 | >120 | Single Family | Zonal to DHP No Screen + HZ23CZ1 | 0.019861 | 0.044147 | 0.073753 | 0.10799 | 0.1469 | 0.19224 | 0.2418 | 0.2922 | 0.33944 | 0.37976 | 0.41062 | 0.43141 | 0.4434 | 0.44902 | 0.45083 | 0.55144 | 0.54204 | 0.53124 | 0.5219 | 0.51261 | 7.0453 | 6.6826 | 1.8381 | 0.39265 | 0.91527
LO5Med | NR | DHP | Residential | HVAC | 0.88067 | 2379.1718 | 140.8929 | >140 | >120 | Single Family | Zonal to DHP No Screen + HZ1CZ1 | 0.20408 | 0.45363 | 0.75785 | 1.1097 | 1.5095 | 1.9754 | 2.4846 | 3.0025 | 3.4879 | 3.9022 | 4.2193 | 4.4329 | 4.5561 | 4.6139 | 4.6325 | 5.6663 | 5.5697 | 5.4588 | 5.3627 | 5.2673 | 72.3931 | 68.6668 | 18.8872 | 4.0347 | 0.91201
Retro12Med | Retro | ResWx | Residential | HVAC | 0.9207 | 1989.296 | -10.4288 | <0 | <40 | Single Family | ATTIC R0 - R38_Electric FAF | 0.13115 | 0.13085 | 0.13056 | 0.13026 | 0.12996 | 0.1167 | 0.093149 | 0.07435 | 0.059345 | 0.047368 | 0.037808 | 0.030178 | 0.024088 | 0.012635 | 0 | 0 | 0 | 0 | 0 | 0 | 1.1484 | 1.1484 | 1.0437 | 0.65278 | 8.9172
Retro12Med | Retro | ResWx | Residential | HVAC | 0.93411 | 2017.4634 | -8.1179 | <0 | <40 | Single Family | ATTIC R0 - R49_Electric FAF | 0.070869 | 0.070708 | 0.070548 | 0.070387 | 0.070228 | 0.063061 | 0.050334 | 0.040176 | 0.032068 | 0.025596 | 0.02043 | 0.016307 | 0.013016 | 0.0068274 | 0 | 0 | 0 | 0 | 0 | 0 | 0.62056 | 0.62056 | 0.56398 | 0.35274 | 7.9234
Retro12Med | Retro | ResWx | Residential | HVAC | 0.68928 | 1472.3208 | -4.2775 | <0 | <40 | Single Family | ATTIC R0 - R38_Electric Zonal | 0.34613 | 0.34534 | 0.34456 | 0.34378 | 0.343 | 0.308 | 0.24584 | 0.19622 | 0.15662 | 0.12501 | 0.099783 | 0.079646 | 0.063572 | 0.033346 | 0 | 0 | 0 | 0 | 0 | 0 | 3.0308 | 3.0308 | 2.7545 | 1.7228 | 6.72
Retro12Med | Retro | ResWx | Residential | HVAC | 0.6617 | 1410.4445 | -2.2724 | <0 | <40 | Single Family | ATTIC R0 - R38_DHP | 0.028938 | 0.028872 | 0.028806 | 0.028741 | 0.028676 | 0.02575 | 0.020553 | 0.016405 | 0.013094 | 0.010452 | 0.0083422 | 0.0066586 | 0.0053148 | 0.0027878 | 0 | 0 | 0 | 0 | 0 | 0 | 0.25339 | 0.25339 | 0.23029 | 0.14403 | 6.2076
Retro12Med | Retro | ResWx | Residential | HVAC | 0.69916 | 1493.0432 | -1.1654 | <0 | <40 | Single Family | ATTIC R0 - R49_Electric Zonal | 0.18702 | 0.1866 | 0.18617 | 0.18575 | 0.18533 | 0.16642 | 0.13283 | 0.10602 | 0.084626 | 0.067547 | 0.053915 | 0.043034 | 0.034349 | 0.018017 | 0 | 0 | 0 | 0 | 0 | 0 | 1.6376 | 1.6376 | 1.4883 | 0.93087 | 5.9701
Retro12Med | Retro | ResWx | Residential | HVAC | 0.67112 | 1430.1806 | 1.0991 | 0-10 | <40 | Single Family | ATTIC R0 - R49_DHP | 0.015634 | 0.015599 | 0.015563 | 0.015528 | 0.015493 | 0.013912 | 0.011104 | 0.0088632 | 0.0070745 | 0.0056467 | 0.0045071 | 0.0035975 | 0.0028715 | 0.0015062 | 0 | 0 | 0 | 0 | 0 | 0 | 0.1369 | 0.1369 | 0.12442 | 0.077818 | 5.5147
Retro12Med | Retro | ResWx | Residential | HVAC | 1.1354 | 2203.2727 | -3.9919 | <0 | <40 | Single Family | WALL R0 - R11_Electric FAF | 0.40251 | 0.40159 | 0.40068 | 0.39977 | 0.39886 | 0.35816 | 0.28588 | 0.22818 | 0.18213 | 0.14538 | 0.11604 | 0.092618 | 0.073926 | 0.038777 | 0 | 0 | 0 | 0 | 0 | 0 | 3.5245 | 3.5245 | 3.2032 | 2.0034 | 5.9405
Retro12Med | Retro | ResWx | Residential | HVAC | 0.38415 | 810.8511 | 16.4474 | 10-20 | <40 | Single Family | ATTIC R0 - R38_Heat Pump | 0.13716 | 0.13685 | 0.13654 | 0.13623 | 0.13592 | 0.12205 | 0.097417 | 0.077756 | 0.062064 | 0.049538 | 0.039541 | 0.031561 | 0.025191 | 0.013214 | 0 | 0 | 0 | 0 | 0 | 0 | 1.201 | 1.201 | 1.0915 | 0.68269 | 3.645
Retro12Med | Retro | ResWx | Residential | HVAC | 0.38934 | 821.6843 | 22.3182 | 20-30 | <40 | Single Family | ATTIC R0 - R49_Heat Pump | 0.074058 | 0.073889 | 0.073722 | 0.073554 | 0.073387 | 0.065899 | 0.052599 | 0.041984 | 0.033511 | 0.026748 | 0.02135 | 0.017041 | 0.013602 | 0.0071346 | 0 | 0 | 0 | 0 | 0 | 0 | 0.64848 | 0.64848 | 0.58935 | 0.36861 | 3.2361
Retro12Med | Retro | ResWx | Residential | HVAC | 0.42786 | 778.8023 | 29.2569 | 20-30 | <40 | Single Family | FLOOR R0 - R30_Electric FAF | 0.19156 | 0.19113 | 0.1907 | 0.19026 | 0.18983 | 0.17046 | 0.13606 | 0.1086 | 0.086682 | 0.069188 | 0.055225 | 0.044079 | 0.035183 | 0.018455 | 0 | 0 | 0 | 0 | 0 | 0 | 1.6774 | 1.6774 | 1.5245 | 0.95348 | 2.8733
Retro12Med | Retro | ResWx | Residential | HVAC | 0.40991 | 747.0341 | 30.2586 | 30-40 | <40 | Single Family | FLOOR R0 - R25_Electric FAF | 0.079619 | 0.079439 | 0.079258 | 0.079078 | 0.078899 | 0.070848 | 0.056549 | 0.045137 | 0.036027 | 0.028756 | 0.022953 | 0.018321 | 0.014623 | 0.0076704 | 0 | 0 | 0 | 0 | 0 | 0 | 0.69718 | 0.69718 | 0.63361 | 0.39629 | 2.8354
Retro12Med | Retro | ResWx | Residential | HVAC | 0.38127 | 696.1807 | 32.8716 | 30-40 | <40 | Single Family | FLOOR R0 - R19_Electric FAF | 0.12833 | 0.12804 | 0.12775 | 0.12746 | 0.12717 | 0.11419 | 0.091145 | 0.072751 | 0.058068 | 0.046349 | 0.036995 | 0.029529 | 0.023569 | 0.012363 | 0 | 0 | 0 | 0 | 0 | 0 | 1.1237 | 1.1237 | 1.0212 | 0.63874 | 2.7353
Retro12Med | Retro | ResWx | Residential | HVAC | 0.6585 | 1286.2684 | 17.914 | 10-20 | <40 | Single Family | WALL R0 - R11_Electric Zonal | 0.83793 | 0.83602 | 0.83412 | 0.83223 | 0.83034 | 0.74561 | 0.59513 | 0.47503 | 0.37916 | 0.30264 | 0.24156 | 0.19281 | 0.1539 | 0.080724 | 0 | 0 | 0 | 0 | 0 | 0 | 7.3372 | 7.3372 | 6.6682 | 4.1706 | 3.4862
Retro12Med | Retro | ResWx | Residential | HVAC | 0.22039 | 452.4667 | 36.8531 | 30-40 | <40 | Single Family | ATTIC R11 - R38_Electric FAF | 0.025573 | 0.025515 | 0.025457 | 0.025399 | 0.025342 | 0.022756 | 0.018163 | 0.014498 | 0.011572 | 0.0092364 | 0.0073723 | 0.0058845 | 0.0046969 | 0.0024637 | 0 | 0 | 0 | 0 | 0 | 0 | 0.22393 | 0.22393 | 0.20351 | 0.12729 | 2.4793
Retro12Med | Retro | ResWx | Residential | HVAC | 0.64478 | 1259.0494 | 20.5638 | 20-30 | <40 | Single Family | WALL R0 - R11_DHP | 0.071579 | 0.071417 | 0.071254 | 0.071093 | 0.070931 | 0.063693 | 0.050839 | 0.040579 | 0.032389 | 0.025853 | 0.020635 | 0.016471 | 0.013147 | 0.0068958 | 0 | 0 | 0 | 0 | 0 | 0 | 0.62677 | 0.62677 | 0.56963 | 0.35627 | 3.295
Retro12Med | Retro | ResWx | Residential | HVAC | 0.72399 | 1451.4464 | 24.8267 | 20-30 | <40 | Single Family | WINDOW CL30 Prime Window Replacement of Single Pane Base_Electric FAF | 0.069037 | 0.06888 | 0.068724 | 0.068568 | 0.068412 | 0.061431 | 0.049033 | 0.039138 | 0.031239 | 0.024934 | 0.019902 | 0.015886 | 0.01268 | 0.0066509 | 0 | 0 | 0 | 0 | 0 | 0 | 0.60452 | 0.60452 | 0.5494 | 0.34362 | 2.9477
Retro12Med | Retro | ResWx | Residential | HVAC | 0.34761 | 639.1395 | 42.2147 | 40-50 | 40-80 | Single Family | FLOOR R0 - R30_Electric Zonal | 0.5606 | 0.55932 | 0.55805 | 0.55679 | 0.55552 | 0.49883 | 0.39816 | 0.31781 | 0.25367 | 0.20247 | 0.16161 | 0.12899 | 0.10296 | 0.054007 | 0 | 0 | 0 | 0 | 0 | 0 | 4.9088 | 4.9088 | 4.4612 | 2.7903 | 2.3815
Retro12Med | Retro | ResWx | Residential | HVAC | 0.33377 | 614.241 | 43.1738 | 40-50 | 40-80 | Single Family | FLOOR R0 - R25_Electric Zonal | 0.23345 | 0.23292 | 0.23239 | 0.23186 | 0.23133 | 0.20773 | 0.1658 | 0.13234 | 0.10563 | 0.084314 | 0.067298 | 0.053716 | 0.042876 | 0.02249 | 0 | 0 | 0 | 0 | 0 | 0 | 2.0441 | 2.0441 | 1.8578 | 1.1619 | 2.3555
Retro12Med | Retro | ResWx | Residential | HVAC | 0.34697 | 639.943 | 44.6264 | 40-50 | 40-80 | Single Family | FLOOR R0 - R30_DHP | 0.048985 | 0.048874 | 0.048763 | 0.048652 | 0.048542 | 0.043589 | 0.034792 | 0.02777 | 0.022166 | 0.017692 | 0.014122 | 0.011272 | 0.0089969 | 0.0047192 | 0 | 0 | 0 | 0 | 0 | 0 | 0.42893 | 0.42893 | 0.38982 | 0.24382 | 2.2993
Retro12Med | Retro | ResWx | Residential | HVAC | 0.23924 | 491.0268 | 42.041 | 40-50 | 40-80 | Single Family | ATTIC R11 - R49_Electric FAF | 0.021779 | 0.021729 | 0.02168 | 0.021631 | 0.021582 | 0.019379 | 0.015468 | 0.012347 | 0.0098548 | 0.0078659 | 0.0062785 | 0.0050114 | 0.004 | 0.0020981 | 0 | 0 | 0 | 0 | 0 | 0 | 0.1907 | 0.1907 | 0.17332 | 0.1084 | 2.3098
Retro12Med | Retro | ResWx | Residential | HVAC | 0.33324 | 615.1384 | 45.6065 | 40-50 | 40-80 | Single Family | FLOOR R0 - R25_DHP | 0.020403 | 0.020356 | 0.02031 | 0.020264 | 0.020218 | 0.018155 | 0.014491 | 0.011566 | 0.0092322 | 0.007369 | 0.0058818 | 0.0046947 | 0.0037473 | 0.0019656 | 0 | 0 | 0 | 0 | 0 | 0 | 0.17865 | 0.17865 | 0.16237 | 0.10155 | 2.2745
Retro12Med | Retro | ResWx | Residential | HVAC | 0.31155 | 574.1534 | 45.9067 | 40-50 | 40-80 | Single Family | FLOOR R0 - R19_Electric Zonal | 0.3774 | 0.37654 | 0.37569 | 0.37483 | 0.37398 | 0.33582 | 0.26804 | 0.21395 | 0.17077 | 0.13631 | 0.1088 | 0.08684 | 0.069314 | 0.036358 | 0 | 0 | 0 | 0 | 0 | 0 | 3.3046 | 3.3046 | 3.0033 | 1.8784 | 2.2805
Retro12Med | Retro | ResWx | Residential | HVAC | 0.79007 | 1582.7573 | 29.5134 | 20-30 | <40 | Single Family | WINDOW CL22 Prime Window Replacement of Single Pane Base_Electric FAF | 0.018821 | 0.018778 | 0.018735 | 0.018693 | 0.01865 | 0.016747 | 0.013367 | 0.01067 | 0.0085163 | 0.0067976 | 0.0054257 | 0.0043307 | 0.0034567 | 0.0018132 | 0 | 0 | 0 | 0 | 0 | 0 | 0.1648 | 0.1648 | 0.14978 | 0.093677 | 2.7331
Retro12Med | Retro | ResWx | Residential | HVAC | 0.31119 | 575.187 | 48.4142 | 40-50 | 40-80 | Single Family | FLOOR R0 - R19_DHP | 0.032995 | 0.03292 | 0.032845 | 0.032771 | 0.032696 | 0.02936 | 0.023435 | 0.018705 | 0.01493 | 0.011917 | 0.0095119 | 0.0075923 | 0.00606 | 0.0031787 | 0 | 0 | 0 | 0 | 0 | 0 | 0.28892 | 0.28892 | 0.26257 | 0.16423 | 2.2028
Retro12Med | Retro | ResWx | Residential | HVAC | 0.4494 | 873.3508 | 42.5943 | 40-50 | 40-80 | Single Family | WALL R0 - R11_Heat Pump | 0.40936 | 0.40843 | 0.40751 | 0.40658 | 0.40566 | 0.36426 | 0.29075 | 0.23207 | 0.18523 | 0.14785 | 0.11801 | 0.094196 | 0.075185 | 0.039437 | 0 | 0 | 0 | 0 | 0 | 0 | 3.5845 | 3.5845 | 3.2577 | 2.0375 | 2.3318
Retro12Med | Retro | ResWx | Residential | HVAC | 0.28204 | 541.3168 | 70.9949 | 70-80 | 40-80 | Single Family | CFM50 Infiltration Reduction_Electric FAF | 0.46207 | 0.46102 | 0.45997 | 0.45893 | 0.45788 | 0.41116 | 0.32818 | 0.26195 | 0.20908 | 0.16689 | 0.13321 | 0.10632 | 0.084865 | 0.044515 | 0 | 0 | 0 | 0 | 0 | 0 | 4.046 | 4.046 | 3.6771 | 2.2999 | 1.6938
Retro12Med | Retro | ResWx | Residential | HVAC | 0.11959 | 250.8712 | 93.1007 | 90-100 | 80-120 | Single Family | ATTIC R11 - R38_Electric Zonal | 0.050561 | 0.050446 | 0.050332 | 0.050218 | 0.050104 | 0.044991 | 0.035911 | 0.028663 | 0.022879 | 0.018261 | 0.014576 | 0.011634 | 0.0092863 | 0.004871 | 0 | 0 | 0 | 0 | 0 | 0 | 0.44273 | 0.44273 | 0.40237 | 0.25166 | 1.3762
Retro12Med | Retro | ResWx | Residential | HVAC | 0.12234 | 254.8916 | 95.091 | 90-100 | 80-120 | Single Family | ATTIC R11 - R38_DHP | 0.0044832 | 0.0044731 | 0.0044629 | 0.0044528 | 0.0044427 | 0.0039893 | 0.0031842 | 0.0025416 | 0.0020286 | 0.0016192 | 0.0012924 | 0.0010316 | 0.00082341 | 0.00043191 | 0 | 0 | 0 | 0 | 0 | 0 | 0.039257 | 0.039257 | 0.035678 | 0.022315 | 1.356
Retro12Med | Retro | ResWx | Residential | HVAC | 0.22595 | 436.3223 | 95.9021 | 90-100 | 80-120 | Single Family | CFM50 Infiltration Reduction_Electric Zonal | 1.3281 | 1.3251 | 1.3221 | 1.3191 | 1.3161 | 1.1818 | 0.94327 | 0.7529 | 0.60095 | 0.47967 | 0.38287 | 0.3056 | 0.24392 | 0.12795 | 0 | 0 | 0 | 0 | 0 | 0 | 11.6293 | 11.6293 | 10.5689 | 6.6104 | 1.3768
Retro12Med | Retro | ResWx | Residential | HVAC | 0.2269 | 438.2364 | 99.7147 | 90-100 | 80-120 | Single Family | CFM50 Infiltration Reduction_DHP | 0.11641 | 0.11615 | 0.11588 | 0.11562 | 0.11536 | 0.10359 | 0.082681 | 0.065995 | 0.052676 | 0.042045 | 0.03356 | 0.026787 | 0.021381 | 0.011215 | 0 | 0 | 0 | 0 | 0 | 0 | 1.0194 | 1.0194 | 0.92641 | 0.57942 | 1.3367
Retro12Med | Retro | ResWx | Residential | HVAC | 0.12978 | 272.1761 | 102.4236 | 100-110 | 80-120 | Single Family | ATTIC R11 - R49_Electric Zonal | 0.043047 | 0.04295 | 0.042852 | 0.042755 | 0.042658 | 0.038305 | 0.030574 | 0.024404 | 0.019479 | 0.015548 | 0.01241 | 0.0099053 | 0.0079063 | 0.0041471 | 0 | 0 | 0 | 0 | 0 | 0 | 0.37694 | 0.37694 | 0.34257 | 0.21426 | 1.2818
Retro12Med | Retro | ResWx | Residential | HVAC | 0.13275 | 276.5312 | 104.62 | 100-110 | 80-120 | Single Family | ATTIC R11 - R49_DHP | 0.0038169 | 0.0038082 | 0.0037996 | 0.003791 | 0.0037823 | 0.0033964 | 0.0027109 | 0.0021638 | 0.0017271 | 0.0013786 | 0.0011003 | 0.00087828 | 0.00070103 | 0.00036771 | 0 | 0 | 0 | 0 | 0 | 0 | 0.033422 | 0.033422 | 0.030375 | 0.018998 | 1.263
Retro12Med | Retro | ResWx | Residential | HVAC | 0.36991 | 755.4178 | 81.0911 | 80-90 | 80-120 | Single Family | WINDOW CL30 Prime Window Replacement of Single Pane Base_Electric Zonal | 0.12813 | 0.12783 | 0.12754 | 0.12726 | 0.12697 | 0.11401 | 0.091001 | 0.072635 | 0.057976 | 0.046276 | 0.036937 | 0.029482 | 0.023532 | 0.012343 | 0 | 0 | 0 | 0 | 0 | 0 | 1.1219 | 1.1219 | 1.0196 | 0.63773 | 1.5304
Retro12Med | Retro | ResWx | Residential | HVAC | 0.10927 | 224.0146 | 115.3013 | 110-120 | 80-120 | Single Family | ATTIC R19 - R49_Electric FAF | 0.009131 | 0.0091103 | 0.0090896 | 0.009069 | 0.0090484 | 0.0081251 | 0.0064853 | 0.0051764 | 0.0041318 | 0.0032979 | 0.0026323 | 0.0021011 | 0.001677 | 0.00087967 | 0 | 0 | 0 | 0 | 0 | 0 | 0.079955 | 0.079955 | 0.072665 | 0.045448 | 1.1792
Retro12Med | Retro | ResWx | Residential | HVAC | 0.090615 | 185.8205 | 117.5834 | 110-120 | 80-120 | Single Family | ATTIC R19 - R38_Electric FAF | 0.0035178 | 0.0035098 | 0.0035018 | 0.0034939 | 0.0034859 | 0.0031302 | 0.0024985 | 0.0019943 | 0.0015918 | 0.0012705 | 0.0010141 | 0.00080945 | 0.00064609 | 0.0003389 | 0 | 0 | 0 | 0 | 0 | 0 | 0.030803 | 0.030803 | 0.027995 | 0.017509 | 1.1616
Retro12Med | Retro | ResWx | Residential | HVAC | 0.36198 | 737.5616 | 87.6527 | 80-90 | 80-120 | Single Family | WINDOW CL30 Prime Window Replacement of Single Pane Base_DHP | 0.010917 | 0.010893 | 0.010868 | 0.010843 | 0.010819 | 0.0097146 | 0.007754 | 0.0061891 | 0.0049401 | 0.0039431 | 0.0031473 | 0.0025121 | 0.0020051 | 0.0010518 | 0 | 0 | 0 | 0 | 0 | 0 | 0.095597 | 0.095597 | 0.08688 | 0.05434 | 1.4466
Retro12Med | Retro | ResWx | Residential | HVAC | 0.40364 | 823.6336 | 90.1813 | 90-100 | 80-120 | Single Family | WINDOW CL22 Prime Window Replacement of Single Pane Base_Electric Zonal | 0.034924 | 0.034845 | 0.034766 | 0.034687 | 0.034608 | 0.031076 | 0.024805 | 0.019799 | 0.015803 | 0.012614 | 0.010068 | 0.0080361 | 0.0064143 | 0.0033645 | 0 | 0 | 0 | 0 | 0 | 0 | 0.30581 | 0.30581 | 0.27792 | 0.17383 | 1.4188
Retro12Med | Retro | ResWx | Residential | HVAC | 0.29212 | 582.5731 | 115.7515 | 110-120 | 80-120 | Single Family | WINDOW CL30 Prime Window Replacement of Single Pane Base_Heat Pump | 0.071096 | 0.070935 | 0.070774 | 0.070613 | 0.070453 | 0.063263 | 0.050496 | 0.040305 | 0.032171 | 0.025678 | 0.020496 | 0.016359 | 0.013058 | 0.0068493 | 0 | 0 | 0 | 0 | 0 | 0 | 0.62254 | 0.62254 | 0.56578 | 0.35387 | 1.1837
Retro12Med | Retro | ResWx | Residential | HVAC | 0.39492 | 804.072 | 97.3361 | 90-100 | 80-120 | Single Family | WINDOW CL22 Prime Window Replacement of Single Pane Base_DHP | 0.0029755 | 0.0029687 | 0.002962 | 0.0029552 | 0.0029485 | 0.0026477 | 0.0021133 | 0.0016868 | 0.0013464 | 0.0010747 | 0.00085778 | 0.00068466 | 0.00054649 | 0.00028665 | 0 | 0 | 0 | 0 | 0 | 0 | 0.026054 | 0.026054 | 0.023679 | 0.01481 | 1.3409
Retro12Med | Retro | ResWx | Residential | HVAC | 0.32052 | 638.7536 | 126.9304 | 120-130 | >120 | Single Family | WINDOW CL22 Prime Window Replacement of Single Pane Base_Heat Pump | 0.019488 | 0.019444 | 0.0194 | 0.019356 | 0.019312 | 0.017341 | 0.013841 | 0.011048 | 0.0088183 | 0.0070386 | 0.0056181 | 0.0044843 | 0.0035793 | 0.0018774 | 0 | 0 | 0 | 0 | 0 | 0 | 0.17065 | 0.17065 | 0.15509 | 0.096999 | 1.1037
Retro12Med | Retro | ResWx | Residential | HVAC | 0.073813 | 152.2088 | 178.9566 | >140 | >120 | Single Family | ATTIC R11 - R38_Heat Pump | 0.022073 | 0.022022 | 0.021972 | 0.021923 | 0.021873 | 0.019641 | 0.015677 | 0.012513 | 0.0099877 | 0.007972 | 0.0063631 | 0.005079 | 0.0040539 | 0.0021264 | 0 | 0 | 0 | 0 | 0 | 0 | 0.19328 | 0.19328 | 0.17565 | 0.10986 | 0.82677
Retro12Med | Retro | ResWx | Residential | HVAC | 0.26343 | 590.3206 | 118.1827 | 110-120 | 80-120 | Single Family | WINDOW CL30 Prime Window Replacement of Double Pane Base_Electric FAF | 1.0375 | 1.0351 | 1.0328 | 1.0304 | 1.0281 | 0.92319 | 0.73688 | 0.58816 | 0.46946 | 0.37472 | 0.29909 | 0.23873 | 0.19055 | 0.09995 | 0 | 0 | 0 | 0 | 0 | 0 | 9.0847 | 9.0847 | 8.2564 | 5.164 | 1.1238
Retro12Med | Retro | ResWx | Residential | HVAC | 0.080046 | 165.0392 | 194.899 | >140 | >120 | Single Family | ATTIC R11 - R49_Heat Pump | 0.018781 | 0.018739 | 0.018696 | 0.018654 | 0.018611 | 0.016712 | 0.013339 | 0.010647 | 0.0084985 | 0.0067834 | 0.0054144 | 0.0043217 | 0.0034495 | 0.0018094 | 0 | 0 | 0 | 0 | 0 | 0 | 0.16446 | 0.16446 | 0.14946 | 0.093482 | 0.76962
Retro12Med | Retro | ResWx | Residential | HVAC | 0.30855 | 681.5634 | 120.5011 | 120-130 | >120 | Single Family | WINDOW CL22 Prime Window Replacement of Double Pane Base_Electric FAF | 0.29946 | 0.29878 | 0.29811 | 0.29743 | 0.29675 | 0.26647 | 0.21269 | 0.16977 | 0.13551 | 0.10816 | 0.08633 | 0.068907 | 0.055001 | 0.02885 | 0 | 0 | 0 | 0 | 0 | 0 | 2.6222 | 2.6222 | 2.3831 | 1.4905 | 1.1118
Retro12Med | Retro | ResWx | Residential | HVAC | 0.12608 | 243.5139 | 205.5031 | >140 | >120 | Single Family | CFM50 Infiltration Reduction_Heat Pump | 0.53332 | 0.53211 | 0.5309 | 0.5297 | 0.52849 | 0.47457 | 0.37879 | 0.30234 | 0.24133 | 0.19262 | 0.15375 | 0.12272 | 0.097952 | 0.051379 | 0 | 0 | 0 | 0 | 0 | 0 | 4.67 | 4.67 | 4.2442 | 2.6545 | 0.75809
Retro12Med | Retro | ResWx | Residential | HVAC | 0.078342 | 160.0763 | 180.2035 | >140 | >120 | Single Family | ATTIC R19 - R49_DHP | 0.0020305 | 0.0020259 | 0.0020213 | 0.0020167 | 0.0020121 | 0.0018068 | 0.0014422 | 0.0011511 | 0.0009188 | 0.00073337 | 0.00058537 | 0.00046723 | 0.00037294 | 0.00019562 | 0 | 0 | 0 | 0 | 0 | 0 | 0.01778 | 0.01778 | 0.016159 | 0.010107 | 0.82479
Retro12Med | Retro | ResWx | Residential | HVAC | 0.075268 | 154.7974 | 180.0605 | >140 | >120 | Single Family | ATTIC R19 - R49_Electric Zonal | 0.0225 | 0.022449 | 0.022398 | 0.022347 | 0.022296 | 0.020021 | 0.01598 | 0.012755 | 0.010181 | 0.0081263 | 0.0064863 | 0.0051772 | 0.0041324 | 0.0021676 | 0 | 0 | 0 | 0 | 0 | 0 | 0.19702 | 0.19702 | 0.17905 | 0.11199 | 0.82277
Retro12Med | Retro | ResWx | Residential | HVAC | 0.06501 | 132.8576 | 183.3337 | >140 | >120 | Single Family | ATTIC R19 - R38_DHP | 0.00078271 | 0.00078093 | 0.00077916 | 0.00077739 | 0.00077562 | 0.00069648 | 0.00055592 | 0.00044372 | 0.00035417 | 0.00028269 | 0.00022564 | 0.0001801 | 0.00014376 | 7.5405e-05 | 0 | 0 | 0 | 0 | 0 | 0 | 0.0068537 | 0.0068537 | 0.0062288 | 0.0038958 | 0.81286
Retro12Med | Retro | ResWx | Residential | HVAC | 0.062456 | 128.4729 | 183.178 | >140 | >120 | Single Family | ATTIC R19 - R38_Electric Zonal | 0.0086727 | 0.008653 | 0.0086334 | 0.0086138 | 0.0085942 | 0.0077172 | 0.0061598 | 0.0049166 | 0.0039244 | 0.0031324 | 0.0025002 | 0.0019956 | 0.0015929 | 0.00083551 | 0 | 0 | 0 | 0 | 0 | 0 | 0.075942 | 0.075942 | 0.069018 | 0.043167 | 0.81086
Retro12Med | Retro | ResWx | Residential | HVAC | 0.19853 | 439.0603 | 167.0455 | >140 | >120 | Single Family | WINDOW CL30 Prime Window Replacement of Double Pane Base_Electric Zonal | 2.7516 | 2.7454 | 2.7391 | 2.7329 | 2.7267 | 2.4485 | 1.9543 | 1.5599 | 1.2451 | 0.99382 | 0.79325 | 0.63316 | 0.50538 | 0.26509 | 0 | 0 | 0 | 0 | 0 | 0 | 24.0943 | 24.0943 | 21.8975 | 13.6958 | 0.85181
Retro12Med | Retro | ResWx | Residential | HVAC | 0.23242 | 507.5828 | 170.092 | >140 | >120 | Single Family | WINDOW CL22 Prime Window Replacement of Double Pane Base_Electric Zonal | 0.79527 | 0.79346 | 0.79166 | 0.78986 | 0.78807 | 0.70765 | 0.56483 | 0.45084 | 0.35985 | 0.28723 | 0.22926 | 0.18299 | 0.14606 | 0.076614 | 0 | 0 | 0 | 0 | 0 | 0 | 6.9637 | 6.9637 | 6.3287 | 3.9583 | 0.84323
Retro12Med | Retro | ResWx | Residential | HVAC | 0.19965 | 437.5984 | 174.5459 | >140 | >120 | Single Family | WINDOW CL30 Prime Window Replacement of Double Pane Base_DHP | 0.23934 | 0.23879 | 0.23825 | 0.23771 | 0.23717 | 0.21297 | 0.16999 | 0.13568 | 0.1083 | 0.086443 | 0.068997 | 0.055072 | 0.043958 | 0.023057 | 0 | 0 | 0 | 0 | 0 | 0 | 2.0957 | 2.0957 | 1.9047 | 1.1913 | 0.82422
Retro12Med | Retro | ResWx | Residential | HVAC | 0.23388 | 506.5712 | 177.4556 | >140 | >120 | Single Family | WINDOW CL22 Prime Window Replacement of Double Pane Base_DHP | 0.069265 | 0.069108 | 0.068951 | 0.068795 | 0.068638 | 0.061634 | 0.049195 | 0.039267 | 0.031342 | 0.025017 | 0.019968 | 0.015938 | 0.012722 | 0.0066729 | 0 | 0 | 0 | 0 | 0 | 0 | 0.60651 | 0.60651 | 0.55121 | 0.34476 | 0.81682
Retro12Med | Retro | ResWx | Residential | HVAC | 0.088302 | 156.5771 | 292.0684 | >140 | >120 | Single Family | FLOOR R0 - R30_Heat Pump | 0.098816 | 0.098592 | 0.098368 | 0.098145 | 0.097922 | 0.08793 | 0.070184 | 0.05602 | 0.044714 | 0.03569 | 0.028487 | 0.022738 | 0.018149 | 0.0095198 | 0 | 0 | 0 | 0 | 0 | 0 | 0.86527 | 0.86527 | 0.78638 | 0.49184 | 0.57044
Retro12Med | Retro | ResWx | Residential | HVAC | 0.084568 | 150.1869 | 296.2435 | >140 | >120 | Single Family | FLOOR R0 - R25_Heat Pump | 0.04107 | 0.040977 | 0.040884 | 0.040791 | 0.040698 | 0.036545 | 0.02917 | 0.023283 | 0.018584 | 0.014833 | 0.01184 | 0.0094503 | 0.0075431 | 0.0039566 | 0 | 0 | 0 | 0 | 0 | 0 | 0.35962 | 0.35962 | 0.32683 | 0.20442 | 0.56227
Retro12Med | Retro | ResWx | Residential | HVAC | 0.045479 | 92.3914 | 332.3178 | >140 | >120 | Single Family | ATTIC R19 - R49_Heat Pump | 0.0096625 | 0.0096406 | 0.0096187 | 0.0095968 | 0.009575 | 0.008598 | 0.0068627 | 0.0054777 | 0.0043722 | 0.0034898 | 0.0027855 | 0.0022234 | 0.0017747 | 0.00093087 | 0 | 0 | 0 | 0 | 0 | 0 | 0.084609 | 0.084609 | 0.076894 | 0.048094 | 0.48611
Retro12Med | Retro | ResWx | Residential | HVAC | 0.03776 | 76.7203 | 337.4149 | >140 | >120 | Single Family | ATTIC R19 - R38_Heat Pump | 0.0037265 | 0.003718 | 0.0037096 | 0.0037012 | 0.0036928 | 0.0033159 | 0.0026467 | 0.0021126 | 0.0016862 | 0.0013459 | 0.0010743 | 0.00085748 | 0.00068442 | 0.000359 | 0 | 0 | 0 | 0 | 0 | 0 | 0.032631 | 0.032631 | 0.029655 | 0.018548 | 0.47934
Retro12Med | Retro | ResWx | Residential | HVAC | 0.078621 | 139.9611 | 308.0044 | >140 | >120 | Single Family | FLOOR R0 - R19_Heat Pump | 0.066195 | 0.066044 | 0.065895 | 0.065745 | 0.065596 | 0.058902 | 0.047015 | 0.037526 | 0.029953 | 0.023908 | 0.019083 | 0.015232 | 0.012158 | 0.0063771 | 0 | 0 | 0 | 0 | 0 | 0 | 0.57963 | 0.57963 | 0.52678 | 0.32947 | 0.54136
Retro12Med | Retro | ResWx | Residential | HVAC | 0.13173 | 281.2557 | 283.4656 | >140 | >120 | Single Family | WINDOW CL30 Prime Window Replacement of Double Pane Base_Heat Pump | 1.2683 | 1.2654 | 1.2625 | 1.2597 | 1.2568 | 1.1285 | 0.90079 | 0.71899 | 0.57389 | 0.45807 | 0.36562 | 0.29183 | 0.23294 | 0.12218 | 0 | 0 | 0 | 0 | 0 | 0 | 11.1055 | 11.1055 | 10.0929 | 6.3126 | 0.54893
Retro12Med | Retro | ResWx | Residential | HVAC | 0.1546 | 326.8656 | 287.0617 | >140 | >120 | Single Family | WINDOW CL22 Prime Window Replacement of Double Pane Base_Heat Pump | 0.36849 | 0.36765 | 0.36681 | 0.36598 | 0.36515 | 0.32789 | 0.26172 | 0.2089 | 0.16674 | 0.13309 | 0.10623 | 0.08479 | 0.067678 | 0.035499 | 0 | 0 | 0 | 0 | 0 | 0 | 3.2266 | 3.2266 | 2.9324 | 1.8341 | 0.54563
LO12MEd | New | Showerheads | Residential | Water Heating | 0.018372 | 94.9365 | -212.7877 | <0 | <40 | Single Family | SF Showerhead Replace_2_00gpm_Any Shower_ AnyWH | 0.050977 | 0.097523 | 0.13865 | 0.17886 | 0.21756 | 0.24461 | 0.26681 | 0.28864 | 0.30396 | 0.32425 | 0.33851 | 0.34364 | 0.34192 | 0.34818 | 0.35703 | 0.35931 | 0.34745 | 0.34687 | 0.34775 | 0.35011 | 5.5926 | 5.5926 | 2.1118 | 0.68358 | 9.2314
LO12MEd | New | Showerheads | Residential | Water Heating | 0.022249 | 114.9679 | -109.9733 | <0 | <40 | Multifamily - Low Rise | MF Showerhead Replace_2_00gpm_Any Shower_ AnyWH | 0.020669 | 0.040872 | 0.060759 | 0.078435 | 0.092415 | 0.10513 | 0.11689 | 0.12942 | 0.14106 | 0.15187 | 0.15811 | 0.16264 | 0.16649 | 0.16752 | 0.16775 | 0.16608 | 0.16326 | 0.16119 | 0.15809 | 0.15749 | 2.5661 | 2.5661 | 0.93753 | 0.29315 | 7.7076
LO12MEd | New | Showerheads | Residential | Water Heating | 0.022249 | 114.9679 | -109.9733 | <0 | <40 | Multifamily - High Rise | MF Showerhead Replace_2_00gpm_Any Shower_ AnyWH | 0.0046401 | 0.0093045 | 0.01404 | 0.017707 | 0.020458 | 0.023623 | 0.026342 | 0.029528 | 0.031957 | 0.034403 | 0.035385 | 0.036327 | 0.036867 | 0.037386 | 0.037615 | 0.037214 | 0.036626 | 0.035784 | 0.035647 | 0.035485 | 0.57634 | 0.57634 | 0.212 | 0.06615 | 7.7076
LO12MEd | New | Showerheads | Residential | Water Heating | 0.029787 | 141.1977 | -126.6958 | <0 | <40 | Manufactured | MH Showerhead Replace_2_00gpm_Any Shower_ AnyWH | 0.0015697 | 0.00316 | 0.0049096 | 0.0067882 | 0.0082263 | 0.0095538 | 0.010755 | 0.011757 | 0.012578 | 0.013192 | 0.013603 | 0.013974 | 0.014303 | 0.014566 | 0.014769 | 0.01492 | 0.014911 | 0.014913 | 0.014917 | 0.014919 | 0.22828 | 0.22828 | 0.08249 | 0.024654 | 9.9838
LO12MEd | New | Showerheads | Residential | Water Heating | 0.010957 | 56.6162 | -238.3831 | <0 | <40 | Single Family | SF Showerhead Replace_1_75gpm_Any Shower_ AnyWH | 0.0304 | 0.058159 | 0.082687 | 0.10666 | 0.12975 | 0.14587 | 0.15912 | 0.17213 | 0.18127 | 0.19337 | 0.20188 | 0.20493 | 0.20391 | 0.20764 | 0.21292 | 0.21428 | 0.20721 | 0.20686 | 0.20738 | 0.20879 | 3.3352 | 3.3352 | 1.2594 | 0.40766 | 9999
LO12MEd | New | Showerheads | Residential | Water Heating | 0.013268 | 68.5621 | -134.167 | <0 | <40 | Multifamily - Low Rise | MF Showerhead Replace_1_75gpm_Any Shower_ AnyWH | 0.012326 | 0.024374 | 0.036234 | 0.046775 | 0.055112 | 0.062697 | 0.069709 | 0.077183 | 0.084123 | 0.09057 | 0.09429 | 0.09699 | 0.099288 | 0.099902 | 0.10004 | 0.099042 | 0.09736 | 0.096128 | 0.094278 | 0.093922 | 1.5303 | 1.5303 | 0.5591 | 0.17482 | 9999
LO12MEd | New | Showerheads | Residential | Water Heating | 0.013268 | 68.5621 | -134.167 | <0 | <40 | Multifamily - High Rise | MF Showerhead Replace_1_75gpm_Any Shower_ AnyWH | 0.0027671 | 0.0055488 | 0.0083729 | 0.01056 | 0.012201 | 0.014088 | 0.015709 | 0.01761 | 0.019058 | 0.020516 | 0.021102 | 0.021664 | 0.021986 | 0.022296 | 0.022432 | 0.022193 | 0.021842 | 0.02134 | 0.021259 | 0.021162 | 0.34371 | 0.34371 | 0.12643 | 0.039449 | 9999
LO12MEd | New | Showerheads | Residential | Water Heating | 0.016283 | 84.1411 | -143.6688 | <0 | <40 | Manufactured | MH Showerhead Replace_1_75gpm_Any Shower_ AnyWH | 0.00093543 | 0.0018831 | 0.0029257 | 0.0040452 | 0.0049021 | 0.0056932 | 0.0064091 | 0.007006 | 0.0074955 | 0.0078614 | 0.0081063 | 0.0083273 | 0.0085231 | 0.0086799 | 0.0088009 | 0.0088909 | 0.0088855 | 0.0088867 | 0.0088894 | 0.0088905 | 0.13604 | 0.13604 | 0.049157 | 0.014691 | 9999
LO12MEd | New | Showerheads | Residential | Water Heating | 0.011404 | 58.9306 | -230.1685 | <0 | <40 | Single Family | SF Showerhead Replace_1_50gpm_Any Shower_ AnyWH | 0.031643 | 0.060536 | 0.086067 | 0.11102 | 0.13505 | 0.15184 | 0.16562 | 0.17917 | 0.18868 | 0.20127 | 0.21013 | 0.21331 | 0.21224 | 0.21613 | 0.22162 | 0.22304 | 0.21568 | 0.21531 | 0.21586 | 0.21733 | 3.4715 | 3.4715 | 1.3109 | 0.42432 | 9999
LO12MEd | New | Showerheads | Residential | Water Heating | 0.013811 | 71.3648 | -129.3788 | <0 | <40 | Multifamily - Low Rise | MF Showerhead Replace_1_50gpm_Any Shower_ AnyWH | 0.01283 | 0.02537 | 0.037715 | 0.048687 | 0.057365 | 0.06526 | 0.072558 | 0.080338 | 0.087562 | 0.094272 | 0.098144 | 0.10095 | 0.10335 | 0.10399 | 0.10413 | 0.10309 | 0.10134 | 0.10006 | 0.098132 | 0.097761 | 1.5929 | 1.5929 | 0.58196 | 0.18197 | 9999
LO12MEd | New | Showerheads | Residential | Water Heating | 0.013811 | 71.3648 | -129.3788 | <0 | <40 | Multifamily - High Rise | MF Showerhead Replace_1_50gpm_Any Shower_ AnyWH | 0.0028803 | 0.0057756 | 0.0087152 | 0.010991 | 0.012699 | 0.014663 | 0.016351 | 0.018329 | 0.019837 | 0.021355 | 0.021964 | 0.02255 | 0.022885 | 0.023207 | 0.023349 | 0.0231 | 0.022735 | 0.022212 | 0.022128 | 0.022027 | 0.35776 | 0.35776 | 0.1316 | 0.041062 | 9999
LO12MEd | New | Showerheads | Residential | Water Heating | 0.016949 | 87.5806 | -138.5681 | <0 | <40 | Manufactured | MH Showerhead Replace_1_50gpm_Any Shower_ AnyWH | 0.00097367 | 0.0019601 | 0.0030453 | 0.0042105 | 0.0051025 | 0.0059259 | 0.0066711 | 0.0072924 | 0.007802 | 0.0081827 | 0.0084376 | 0.0086677 | 0.0088715 | 0.0090347 | 0.0091607 | 0.0092543 | 0.0092487 | 0.0092499 | 0.0092528 | 0.0092539 | 0.1416 | 0.1416 | 0.051166 | 0.015292 | 9999
LO12MEd | New | Showerheads | Residential | Water Heating | 0.039445 | 186.9827 | -231.8496 | <0 | <40 | Single Family | SF Showerhead Replace_1_50GPM_any shower_HPWH | 0.013691 | 0.026192 | 0.037239 | 0.048037 | 0.058432 | 0.065696 | 0.071659 | 0.077522 | 0.081635 | 0.087086 | 0.090916 | 0.092294 | 0.091831 | 0.093513 | 0.095889 | 0.096503 | 0.093317 | 0.09316 | 0.093397 | 0.094032 | 1.502 | 1.502 | 0.56719 | 0.18359 | 18.3206
LO12MEd | New | Showerheads | Residential | Water Heating | 0.033367 | 172.4167 | -229.4019 | <0 | <40 | Manufactured | MH Showerhead Replace_1_50GPM_any shower_HPWH | 0.00023002 | 0.00046304 | 0.00071942 | 0.00099469 | 0.0012054 | 0.0013999 | 0.001576 | 0.0017228 | 0.0018431 | 0.0019331 | 0.0019933 | 0.0020477 | 0.0020958 | 0.0021344 | 0.0021641 | 0.0021862 | 0.0021849 | 0.0021852 | 0.0021859 | 0.0021861 | 0.033451 | 0.033451 | 0.012087 | 0.0036126 | 16.7395
Retro12Med | Retro | Showerheads | Residential | Water Heating | 0.018372 | 94.9365 | -212.7877 | <0 | <40 | Single Family | SF Showerhead Replace_2_00gpm_Any Shower_ AnyWH | 2.9313 | 2.9731 | 3.0106 | 3.0435 | 3.073 | 2.7896 | 2.2483 | 1.8107 | 1.4577 | 1.173 | 0.94378 | 0.75926 | 0.61065 | 0.49097 | 0.39471 | 0.31731 | 0.0021747 | 0.00078022 | 0.00026719 | 8.7521e-05 | 30.578 | 28.0308 | 24.5108 | 15.0315 | 9.2314
Retro12Med | Retro | Showerheads | Residential | Water Heating | 0.022249 | 114.9679 | -109.9733 | <0 | <40 | Multifamily - Low Rise | MF Showerhead Replace_2_00gpm_Any Shower_ AnyWH | 0.82236 | 0.84004 | 0.85641 | 0.87153 | 0.88505 | 0.80703 | 0.65305 | 0.52792 | 0.42656 | 0.34456 | 0.27827 | 0.22466 | 0.18132 | 0.1463 | 0.118 | 0.095151 | 0.00065392 | 0.00023526 | 8.0781e-05 | 2.6526e-05 | 9.2674 | 8.0792 | 7.0345 | 4.2754 | 7.7076
Retro12Med | Retro | Showerheads | Residential | Water Heating | 0.022249 | 114.9679 | -109.9733 | <0 | <40 | Multifamily - High Rise | MF Showerhead Replace_2_00gpm_Any Shower_ AnyWH | 0.18749 | 0.19146 | 0.19518 | 0.19868 | 0.20173 | 0.18387 | 0.14876 | 0.12024 | 0.097154 | 0.078473 | 0.063372 | 0.051153 | 0.041276 | 0.033294 | 0.02685 | 0.021647 | 0.00014875 | 5.3508e-05 | 1.8369e-05 | 6.0312e-06 | 2.1072 | 1.8409 | 1.603 | 0.97455 | 7.7076
Retro12Med | Retro | Showerheads | Residential | Water Heating | 0.029787 | 141.1977 | -126.6958 | <0 | <40 | Manufactured | MH Showerhead Replace_2_00gpm_Any Shower_ AnyWH | 0.42264 | 0.41946 | 0.41629 | 0.41318 | 0.41011 | 0.3663 | 0.29079 | 0.23085 | 0.18326 | 0.14548 | 0.047544 | 0 | 0 | 0 | 0 | 0 | 0 | 0 | 0 | 0 | 3.3459 | 3.3459 | 3.2984 | 2.0817 | 9.9838
Retro12Med | Retro | Showerheads | Residential | Water Heating | 0.010957 | 56.6162 | -238.3831 | <0 | <40 | Single Family | SF Showerhead Replace_1_75gpm_Any Shower_ AnyWH | 1.7481 | 1.7731 | 1.7954 | 1.815 | 1.8326 | 1.6636 | 1.3408 | 1.0798 | 0.86929 | 0.69951 | 0.56283 | 0.45279 | 0.36417 | 0.29279 | 0.23539 | 0.18923 | 0.0012969 | 0.00046529 | 0.00015934 | 5.2194e-05 | 18.2354 | 16.7164 | 14.6172 | 8.9642 | 9999
Retro12Med | Retro | Showerheads | Residential | Water Heating | 0.013268 | 68.5621 | -134.167 | <0 | <40 | Multifamily - Low Rise | MF Showerhead Replace_1_75gpm_Any Shower_ AnyWH | 0.49042 | 0.50097 | 0.51073 | 0.51974 | 0.52781 | 0.48128 | 0.38945 | 0.31483 | 0.25438 | 0.20548 | 0.16595 | 0.13398 | 0.10813 | 0.087246 | 0.070372 | 0.056744 | 0.00038997 | 0.0001403 | 4.8174e-05 | 1.5819e-05 | 5.5267 | 4.8181 | 4.1951 | 2.5497 | 9999
Retro12Med | Retro | Showerheads | Residential | Water Heating | 0.013268 | 68.5621 | -134.167 | <0 | <40 | Multifamily - High Rise | MF Showerhead Replace_1_75gpm_Any Shower_ AnyWH | 0.11181 | 0.11418 | 0.1164 | 0.11849 | 0.1203 | 0.10965 | 0.088713 | 0.071705 | 0.057939 | 0.046798 | 0.037793 | 0.030505 | 0.024615 | 0.019855 | 0.016012 | 0.012909 | 8.8706e-05 | 3.191e-05 | 1.0954e-05 | 3.5967e-06 | 1.2566 | 1.0978 | 0.95599 | 0.58118 | 9999
Retro12Med | Retro | Showerheads | Residential | Water Heating | 0.016283 | 84.1411 | -143.6688 | <0 | <40 | Manufactured | MH Showerhead Replace_1_75gpm_Any Shower_ AnyWH | 0.25186 | 0.24996 | 0.24807 | 0.24622 | 0.24439 | 0.21828 | 0.17329 | 0.13756 | 0.10921 | 0.086695 | 0.028332 | 0 | 0 | 0 | 0 | 0 | 0 | 0 | 0 | 0 | 1.9939 | 1.9939 | 1.9655 | 1.2405 | 9999
Retro12Med | Retro | Showerheads | Residential | Water Heating | 0.011404 | 58.9306 | -230.1685 | <0 | <40 | Single Family | SF Showerhead Replace_1_50gpm_Any Shower_ AnyWH | 1.8195 | 1.8455 | 1.8688 | 1.8892 | 1.9075 | 1.7316 | 1.3956 | 1.124 | 0.90482 | 0.72811 | 0.58584 | 0.4713 | 0.37905 | 0.30476 | 0.24501 | 0.19697 | 0.0013499 | 0.00048431 | 0.00016585 | 5.4328e-05 | 18.9808 | 17.3997 | 15.2147 | 9.3306 | 9999
Retro12Med | Retro | Showerheads | Residential | Water Heating | 0.013811 | 71.3648 | -129.3788 | <0 | <40 | Multifamily - Low Rise | MF Showerhead Replace_1_50gpm_Any Shower_ AnyWH | 0.51047 | 0.52145 | 0.53161 | 0.54099 | 0.54939 | 0.50095 | 0.40537 | 0.3277 | 0.26478 | 0.21388 | 0.17273 | 0.13945 | 0.11255 | 0.090812 | 0.073248 | 0.059064 | 0.00040591 | 0.00014604 | 5.0144e-05 | 1.6465e-05 | 5.7526 | 5.0151 | 4.3666 | 2.6539 | 9999
Retro12Med | Retro | Showerheads | Residential | Water Heating | 0.013811 | 71.3648 | -129.3788 | <0 | <40 | Multifamily - High Rise | MF Showerhead Replace_1_50gpm_Any Shower_ AnyWH | 0.11638 | 0.11885 | 0.12116 | 0.12333 | 0.12522 | 0.11413 | 0.092339 | 0.074636 | 0.060307 | 0.048711 | 0.039338 | 0.031752 | 0.025621 | 0.020667 | 0.016667 | 0.013437 | 9.2333e-05 | 3.3215e-05 | 1.1402e-05 | 3.7438e-06 | 1.308 | 1.1427 | 0.99507 | 0.60494 | 9999
Retro12Med | Retro | Showerheads | Residential | Water Heating | 0.016949 | 87.5806 | -138.5681 | <0 | <40 | Manufactured | MH Showerhead Replace_1_50gpm_Any Shower_ AnyWH | 0.26215 | 0.26018 | 0.25821 | 0.25628 | 0.25438 | 0.22721 | 0.18037 | 0.14319 | 0.11367 | 0.090239 | 0.02949 | 0 | 0 | 0 | 0 | 0 | 0 | 0 | 0 | 0 | 2.0754 | 2.0754 | 2.0459 | 1.2912 | 9999
Retro12Med | Retro | Showerheads | Residential | Water Heating | 0.039445 | 186.9827 | -231.8496 | <0 | <40 | Single Family | SF Showerhead Replace_1_50GPM_any shower_HPWH | 0.78727 | 0.79851 | 0.80857 | 0.81741 | 0.82534 | 0.74921 | 0.60384 | 0.48631 | 0.39149 | 0.31503 | 0.25348 | 0.20392 | 0.16401 | 0.13186 | 0.10601 | 0.085222 | 0.00058407 | 0.00020955 | 7.176e-05 | 2.3506e-05 | 8.2125 | 7.5284 | 6.583 | 4.0371 | 18.3206
Retro12Med | Retro | Showerheads | Residential | Water Heating | 0.033367 | 172.4167 | -229.4019 | <0 | <40 | Manufactured | MH Showerhead Replace_1_50GPM_any shower_HPWH | 0.070375 | 0.069846 | 0.069319 | 0.0688 | 0.068289 | 0.060994 | 0.048421 | 0.038439 | 0.030515 | 0.024225 | 0.0079167 | 0 | 0 | 0 | 0 | 0 | 0 | 0 | 0 | 0 | 0.55714 | 0.55714 | 0.54922 | 0.34663 | 16.7395
RetroMax60 | Retro | Solar Water Heater | Residential | Water Heating | 0.19109 | 1143.7736 | 706.8734 | >140 | >120 | Single Family | SHW Solar Zone 1 | 0.18856 | 0.37231 | 0.54546 | 0.70252 | 0.83863 | 0.89715 | 0.83992 | 0.78562 | 0.73444 | 0.68657 | 0.64208 | 0.60093 | 0.56297 | 0.52186 | 0.48986 | 0.46036 | 0.43291 | 0.40735 | 0.38358 | 0.36125 | 16.8089 | 11.4543 | 6.5912 | 2.6475 | 0.15001
RetroMax60 | Retro | Solar Water Heater | Residential | Water Heating | 0.20114 | 1203.9722 | 671.0554 | >140 | >120 | Single Family | SHW Solar Zone 2 | 0.246 | 0.48571 | 0.7116 | 0.91651 | 1.0941 | 1.1704 | 1.0958 | 1.0249 | 0.95815 | 0.8957 | 0.83766 | 0.78398 | 0.73445 | 0.68082 | 0.63907 | 0.60058 | 0.56477 | 0.53143 | 0.50042 | 0.47129 | 21.9289 | 14.9433 | 8.5988 | 3.4539 | 0.15791
RetroMax60 | Retro | Solar Water Heater | Residential | Water Heating | 0.21623 | 1294.2701 | 623.5758 | >140 | >120 | Single Family | SHW Solar Zone 3 | 0.17032 | 0.33628 | 0.49267 | 0.63454 | 0.75748 | 0.81033 | 0.75864 | 0.70959 | 0.66337 | 0.62013 | 0.57995 | 0.54278 | 0.50849 | 0.47136 | 0.44245 | 0.41581 | 0.39102 | 0.36793 | 0.34646 | 0.32629 | 15.1823 | 10.3459 | 5.9533 | 2.3913 | 0.16975
RetroMax60 | Retro | Solar Water Heater | Residential | Water Heating | 0.25143 | 1504.9652 | 534.9473 | >140 | >120 | Single Family | SHW Solar Zone 4 | 0.054796 | 0.10819 | 0.15851 | 0.20415 | 0.2437 | 0.26071 | 0.24408 | 0.2283 | 0.21343 | 0.19951 | 0.18659 | 0.17463 | 0.1636 | 0.15165 | 0.14235 | 0.13378 | 0.1258 | 0.11837 | 0.11147 | 0.10498 | 4.8846 | 3.3286 | 1.9154 | 0.76935 | 0.19739
RetroMax60 | Retro | Solar Water Heater | Residential | Water Heating | 0.19109 | 1143.7736 | 706.8734 | >140 | >120 | Multifamily - Low Rise | SHW Solar Zone 1 | 0.072027 | 0.14229 | 0.20869 | 0.26929 | 0.32242 | 0.34635 | 0.32598 | 0.30681 | 0.28877 | 0.27178 | 0.2558 | 0.24076 | 0.2266 | 0.21327 | 0.20073 | 0.18893 | 0.17781 | 0.16736 | 0.15752 | 0.14825 | 6.8982 | 4.5314 | 2.5544 | 1.0147 | 0.15001
RetroMax60 | Retro | Solar Water Heater | Residential | Water Heating | 0.20114 | 1203.9722 | 671.0554 | >140 | >120 | Multifamily - Low Rise | SHW Solar Zone 2 | 0.093966 | 0.18563 | 0.27226 | 0.35132 | 0.42062 | 0.45184 | 0.42527 | 0.40026 | 0.37672 | 0.35457 | 0.33372 | 0.31409 | 0.29562 | 0.27823 | 0.26187 | 0.24647 | 0.23198 | 0.21833 | 0.20549 | 0.19341 | 8.9993 | 5.9117 | 3.3325 | 1.3238 | 0.15791
RetroMax60 | Retro | Solar Water Heater | Residential | Water Heating | 0.21623 | 1294.2701 | 623.5758 | >140 | >120 | Multifamily - Low Rise | SHW Solar Zone 3 | 0.065056 | 0.12852 | 0.18849 | 0.24323 | 0.29122 | 0.31283 | 0.29443 | 0.27712 | 0.26082 | 0.24548 | 0.23105 | 0.21746 | 0.20467 | 0.19263 | 0.1813 | 0.17064 | 0.16061 | 0.15116 | 0.14227 | 0.13391 | 6.2306 | 4.0929 | 2.3072 | 0.91652 | 0.16975
RetroMax60 | Retro | Solar Water Heater | Residential | Water Heating | 0.25143 | 1504.9652 | 534.9473 | >140 | >120 | Multifamily - Low Rise | SHW Solar Zone 4 | 0.020931 | 0.041349 | 0.060644 | 0.078255 | 0.093693 | 0.10065 | 0.094728 | 0.089157 | 0.083914 | 0.078979 | 0.074334 | 0.069963 | 0.065849 | 0.061976 | 0.058331 | 0.054901 | 0.051672 | 0.048633 | 0.045773 | 0.043082 | 2.0046 | 1.3168 | 0.7423 | 0.29487 | 0.19739
LO5Med | New | WIFI enabled tstats | Residential | HVAC | 0.19477 | 557.5326 | 42.9966 | 40-50 | 40-80 | Single Family | WIFI Enabled Thermostat HZ3 | 0.0001252 | 0.00026681 | 0.00042344 | 0.00060121 | 0.00079767 | 0.00099686 | 0.0012217 | 0.0014726 | 0.0016969 | 0.0019366 | 0.0021134 | 0.0021969 | 0.0022031 | 0.0022384 | 0.0022788 | 0.0022741 | 0.0022003 | 0.0021968 | 0.0022024 | 0.0022174 | 0.031661 | 0.031661 | 0.0095389 | 0.0022143 | 2.2846
LO5Med | New | WIFI enabled tstats | Residential | HVAC | 0.20455 | 585.5331 | 39.992 | 30-40 | <40 | Single Family | WIFI Enabled Thermostat HZ2 | 0.00048629 | 0.0010363 | 0.0016447 | 0.0023352 | 0.0030982 | 0.0038719 | 0.004745 | 0.0057197 | 0.0065909 | 0.0075218 | 0.0082085 | 0.0085327 | 0.008557 | 0.0086941 | 0.0088512 | 0.0088329 | 0.008546 | 0.0085325 | 0.0085544 | 0.0086125 | 0.12297 | 0.12297 | 0.03705 | 0.0086006 | 2.3993
LO5Med | New | WIFI enabled tstats | Residential | HVAC | 0.20502 | 586.8808 | 39.8546 | 30-40 | <40 | Single Family | WIFI Enabled Thermostat HZ1 | 0.0027927 | 0.0059514 | 0.0094454 | 0.013411 | 0.017793 | 0.022236 | 0.027251 | 0.032848 | 0.037852 | 0.043198 | 0.047142 | 0.049004 | 0.049143 | 0.04993 | 0.050833 | 0.050728 | 0.04908 | 0.049002 | 0.049128 | 0.049462 | 0.70623 | 0.70623 | 0.21278 | 0.049393 | 2.4048
Retro5Med | Retro | WIFI enabled tstats | Residential | HVAC | 0.19477 | 557.5326 | 42.9966 | 40-50 | 40-80 | Single Family | WIFI Enabled Thermostat HZ3 | 0.016318 | 0.020142 | 0.024769 | 0.028881 | 0.033077 | 0.038818 | 0.042729 | 0.043786 | 0.041384 | 0.035671 | 0.02768 | 0.019047 | 0.011427 | 0.005865 | 0.0025223 | 0.0008883 | 0.0002498 | 5.4569e-05 | 8.9898e-06 | 1.0815e-06 | 0.40259 | 0.39332 | 0.32557 | 0.12319 | 2.2846
Retro5Med | Retro | WIFI enabled tstats | Residential | HVAC | 0.20455 | 585.5331 | 39.992 | 30-40 | <40 | Single Family | WIFI Enabled Thermostat HZ2 | 0.063379 | 0.078234 | 0.096206 | 0.11217 | 0.12847 | 0.15077 | 0.16596 | 0.17007 | 0.16074 | 0.13855 | 0.10751 | 0.073979 | 0.044383 | 0.02278 | 0.0097968 | 0.0034502 | 0.00097025 | 0.00021195 | 3.4917e-05 | 4.2008e-06 | 1.5637 | 1.5277 | 1.2646 | 0.47847 | 2.3993
Retro5Med | Retro | WIFI enabled tstats | Residential | HVAC | 0.20502 | 586.8808 | 39.8546 | 30-40 | <40 | Single Family | WIFI Enabled Thermostat HZ1 | 0.36399 | 0.4493 | 0.55251 | 0.64422 | 0.73782 | 0.86589 | 0.95311 | 0.97669 | 0.92312 | 0.79569 | 0.61743 | 0.42486 | 0.2549 | 0.13083 | 0.056263 | 0.019815 | 0.0055721 | 0.0012172 | 0.00020053 | 2.4125e-05 | 8.9803 | 8.7734 | 7.2623 | 2.7478 | 2.4048
LightingPPA | PPA | Lighting PPA | Residential | Lighting | 0.0028596 | 10.9459 | -72.3373 | <0 | <40 | Single Family | all45lm/WGeneral Purpose and Dimmable250 to 664 lumensANY | 3.2004 | 2.5482 | 1.9014 | 1.2626 | 0 | 0 | 0 | 0 | 0 | 0 | 0 | 0 | 0 | 0 | 0 | 0 | 0 | 0 | 0 | 0 | 19.2188 | 8.9126 | 8.9126 | 8.9126 | 22.1568
LightingPPA | PPA | Lighting PPA | Residential | Lighting | 0.0011226 | 4.2972 | -53.2688 | <0 | <40 | Single Family | all45lm/WGeneral Purpose and Dimmable665 to 1439 lumensANY | 9.6952 | 7.7196 | 5.7601 | 3.825 | 0 | 0 | 0 | 0 | 0 | 0 | 0 | 0 | 0 | 0 | 0 | 0 | 0 | 0 | 0 | 0 | 58.2213 | 26.9998 | 26.9998 | 26.9998 | 16.5387
LightingPPA | PPA | Lighting PPA | Residential | Lighting | -0.00031675 | -1.2124 | 9999 | >140 | >120 | Single Family | all45lm/WGeneral Purpose and Dimmable1440 to 2600 lumensANY | 0 | 0 | 0 | 0 | 0 | 0 | 0 | 0 | 0 | 0 | 0 | 0 | 0 | 0 | 0 | 0 | 0 | 0 | 0 | 0 | 0 | 0 | 0 | 0 | 0
LightingPPA | PPA | Lighting PPA | Residential | Lighting | 0.0028596 | 10.9459 | -72.3373 | <0 | <40 | Multifamily - Low Rise | all45lm/WGeneral Purpose and Dimmable250 to 664 lumensANY | 0.26324 | 0.20996 | 0.15703 | 0.10421 | 0 | 0 | 0 | 0 | 0 | 0 | 0 | 0 | 0 | 0 | 0 | 0 | 0 | 0 | 0 | 0 | 1.5581 | 0.73444 | 0.73444 | 0.73444 | 22.1568
LightingPPA | PPA | Lighting PPA | Residential | Lighting | 0.0011226 | 4.2972 | -53.2688 | <0 | <40 | Multifamily - Low Rise | all45lm/WGeneral Purpose and Dimmable665 to 1439 lumensANY | 0.79746 | 0.63606 | 0.47571 | 0.31568 | 0 | 0 | 0 | 0 | 0 | 0 | 0 | 0 | 0 | 0 | 0 | 0 | 0 | 0 | 0 | 0 | 4.7201 | 2.2249 | 2.2249 | 2.2249 | 16.5387
LightingPPA | PPA | Lighting PPA | Residential | Lighting | -0.00031675 | -1.2124 | 9999 | >140 | >120 | Multifamily - Low Rise | all45lm/WGeneral Purpose and Dimmable1440 to 2600 lumensANY | 0 | 0 | 0 | 0 | 0 | 0 | 0 | 0 | 0 | 0 | 0 | 0 | 0 | 0 | 0 | 0 | 0 | 0 | 0 | 0 | 0 | 0 | 0 | 0 | 0
LightingPPA | PPA | Lighting PPA | Residential | Lighting | 0.0028596 | 10.9459 | -72.3373 | <0 | <40 | Multifamily - High Rise | all45lm/WGeneral Purpose and Dimmable250 to 664 lumensANY | 0.059944 | 0.047865 | 0.03584 | 0.02374 | 0 | 0 | 0 | 0 | 0 | 0 | 0 | 0 | 0 | 0 | 0 | 0 | 0 | 0 | 0 | 0 | 0.35516 | 0.16739 | 0.16739 | 0.16739 | 22.1568
LightingPPA | PPA | Lighting PPA | Residential | Lighting | 0.0011226 | 4.2972 | -53.2688 | <0 | <40 | Multifamily - High Rise | all45lm/WGeneral Purpose and Dimmable665 to 1439 lumensANY | 0.18159 | 0.145 | 0.10857 | 0.071919 | 0 | 0 | 0 | 0 | 0 | 0 | 0 | 0 | 0 | 0 | 0 | 0 | 0 | 0 | 0 | 0 | 1.0759 | 0.50709 | 0.50709 | 0.50709 | 16.5387
LightingPPA | PPA | Lighting PPA | Residential | Lighting | -0.00031675 | -1.2124 | 9999 | >140 | >120 | Multifamily - High Rise | all45lm/WGeneral Purpose and Dimmable1440 to 2600 lumensANY | 0 | 0 | 0 | 0 | 0 | 0 | 0 | 0 | 0 | 0 | 0 | 0 | 0 | 0 | 0 | 0 | 0 | 0 | 0 | 0 | 0 | 0 | 0 | 0 | 0
LightingPPA | PPA | Lighting PPA | Residential | Lighting | 0.0028596 | 10.9459 | -72.3373 | <0 | <40 | Manufactured | all45lm/WGeneral Purpose and Dimmable250 to 664 lumensANY | 0.22688 | 0.1796 | 0.13333 | 0.087987 | 0 | 0 | 0 | 0 | 0 | 0 | 0 | 0 | 0 | 0 | 0 | 0 | 0 | 0 | 0 | 0 | 1.3791 | 0.62779 | 0.62779 | 0.62779 | 22.1568
LightingPPA | PPA | Lighting PPA | Residential | Lighting | 0.0011226 | 4.2972 | -53.2688 | <0 | <40 | Manufactured | all45lm/WGeneral Purpose and Dimmable665 to 1439 lumensANY | 0.6873 | 0.54407 | 0.40391 | 0.26655 | 0 | 0 | 0 | 0 | 0 | 0 | 0 | 0 | 0 | 0 | 0 | 0 | 0 | 0 | 0 | 0 | 4.1779 | 1.9018 | 1.9018 | 1.9018 | 16.5387
LightingPPA | PPA | Lighting PPA | Residential | Lighting | -0.00031675 | -1.2124 | 9999 | >140 | >120 | Manufactured | all45lm/WGeneral Purpose and Dimmable1440 to 2600 lumensANY | 0 | 0 | 0 | 0 | 0 | 0 | 0 | 0 | 0 | 0 | 0 | 0 | 0 | 0 | 0 | 0 | 0 | 0 | 0 | 0 | 0 | 0 | 0 | 0 | 0

## kW
Ramp Rate | Resource Type | Measure Category | Sector | End Use | kW per unit | kWh per unit | kW/kWh | TRC Net Levelized Cost (Net of All Benefits) | Lev Cost Bins | segment | measure | MW_2016 | MW_2017 | MW_2018 | MW_2019 | MW_2020 | MW_2021 | MW_2022 | MW_2023 | MW_2024 | MW_2025 | MW_2026 | MW_2027 | MW_2028 | MW_2029 | MW_2030 | MW_2031 | MW_2032 | MW_2033 | MW_2034 | MW_2035 | MAX | MAX2
Retro20Fast | Retro | Lighting | Agriculture | Lighting | 0.061476 | 263.3767 | 0.00023341 | -28.5003 | <0 | 35-44W LED fixture & NEW Photocell_Replacing_100W HID fixture | Idaho | 0.064914 | 0.045505 | 0.031507 | 0.024553 | 0.021531 | 0.018652 | 0.015999 | 0.013613 | 0.011503 | 0.0096645 | 0.0080791 | 0.0063042 | 0.0049197 | 0.0038396 | 0.0029969 | 0.0023393 | 0.0018261 | 0.0014256 | 0.001113 | 0.00086901 | 0.30273 | 0.29115
Retro20Fast | Retro | Lighting | Agriculture | Lighting | 0.061823 | 264.8648 | 0.00023341 | -27.9926 | <0 | 35-44W LED fixture & NEW Photocell_Replacing_150W HID fixture | Idaho | 0.06528 | 0.045762 | 0.031685 | 0.024691 | 0.021653 | 0.018758 | 0.01609 | 0.01369 | 0.011568 | 0.0097191 | 0.0081247 | 0.0063398 | 0.0049475 | 0.0038613 | 0.0030138 | 0.0023525 | 0.0018364 | 0.0014336 | 0.0011193 | 0.00087392 | 0.30444 | 0.2928
Retro20Fast | Retro | Lighting | Agriculture | Lighting | 0.06222 | 266.5623 | 0.00023341 | -27.6513 | <0 | 35-44W LED fixture & NEW Photocell_Replacing_175W MH fixture | Idaho | 0.065699 | 0.046055 | 0.031888 | 0.02485 | 0.021791 | 0.018878 | 0.016193 | 0.013777 | 0.011642 | 0.0097814 | 0.0081768 | 0.0063804 | 0.0049792 | 0.003886 | 0.0030331 | 0.0023675 | 0.0018482 | 0.0014428 | 0.0011265 | 0.00087952 | 0.30639 | 0.29467
Retro20Fast | Retro | Lighting | Agriculture | Lighting | 0.061476 | 263.3767 | 0.00023341 | -28.5003 | <0 | 35-44W LED fixture & NEW Photocell_Replacing_175W MV fixture | Idaho | 0.064914 | 0.045505 | 0.031507 | 0.024553 | 0.021531 | 0.018652 | 0.015999 | 0.013613 | 0.011503 | 0.0096645 | 0.0080791 | 0.0063042 | 0.0049197 | 0.0038396 | 0.0029969 | 0.0023393 | 0.0018261 | 0.0014256 | 0.001113 | 0.00086901 | 0.30273 | 0.29115
Retro20Fast | Retro | Lighting | Agriculture | Lighting | 0.061859 | 265.0185 | 0.00023341 | -27.7871 | <0 | 35-44W LED fixture & NEW Photocell_Replacing_200W HID fixture | Idaho | 0.065318 | 0.045789 | 0.031703 | 0.024706 | 0.021665 | 0.018769 | 0.016099 | 0.013698 | 0.011575 | 0.0097247 | 0.0081294 | 0.0063435 | 0.0049503 | 0.0038635 | 0.0030156 | 0.0023538 | 0.0018375 | 0.0014345 | 0.0011199 | 0.00087443 | 0.30461 | 0.29297
Retro20Fast | Retro | Lighting | Agriculture | Lighting | 0.061476 | 263.3767 | 0.00023341 | -28.5003 | <0 | 35-44W LED fixture & NEW Photocell_Replacing_100W HID fixture | Montana | 0.015146 | 0.010732 | 0.0075079 | 0.00591 | 0.0052338 | 0.0045636 | 0.0039395 | 0.0033735 | 0.0028694 | 0.0024267 | 0.002042 | 0.001604 | 0.0012601 | 0.00098993 | 0.00077777 | 0.00061108 | 0.00048013 | 0.00037726 | 0.00029643 | 0.00023291 | 0.081136 | 0.070374
Retro20Fast | Retro | Lighting | Agriculture | Lighting | 0.061823 | 264.8648 | 0.00023341 | -27.9926 | <0 | 35-44W LED fixture & NEW Photocell_Replacing_150W HID fixture | Montana | 0.015232 | 0.010792 | 0.0075503 | 0.0059434 | 0.0052633 | 0.0045894 | 0.0039618 | 0.0033926 | 0.0028856 | 0.0024404 | 0.0020536 | 0.0016131 | 0.0012672 | 0.00099553 | 0.00078216 | 0.00061453 | 0.00048285 | 0.00037939 | 0.0002981 | 0.00023423 | 0.081595 | 0.070772
Retro20Fast | Retro | Lighting | Agriculture | Lighting | 0.06222 | 266.5623 | 0.00023341 | -27.6513 | <0 | 35-44W LED fixture & NEW Photocell_Replacing_175W MH fixture | Montana | 0.01533 | 0.010861 | 0.0075987 | 0.0059815 | 0.0052971 | 0.0046188 | 0.0039871 | 0.0034143 | 0.0029041 | 0.002456 | 0.0020667 | 0.0016234 | 0.0012753 | 0.0010019 | 0.00078717 | 0.00061847 | 0.00048594 | 0.00038182 | 0.00030001 | 0.00023573 | 0.082118 | 0.071225
Retro20Fast | Retro | Lighting | Agriculture | Lighting | 0.061476 | 263.3767 | 0.00023341 | -28.5003 | <0 | 35-44W LED fixture & NEW Photocell_Replacing_175W MV fixture | Montana | 0.015146 | 0.010732 | 0.0075079 | 0.00591 | 0.0052338 | 0.0045636 | 0.0039395 | 0.0033735 | 0.0028694 | 0.0024267 | 0.002042 | 0.001604 | 0.0012601 | 0.00098993 | 0.00077777 | 0.00061108 | 0.00048013 | 0.00037726 | 0.00029643 | 0.00023291 | 0.081136 | 0.070374
Retro20Fast | Retro | Lighting | Agriculture | Lighting | 0.061859 | 265.0185 | 0.00023341 | -27.7871 | <0 | 35-44W LED fixture & NEW Photocell_Replacing_200W HID fixture | Montana | 0.015241 | 0.010799 | 0.0075547 | 0.0059468 | 0.0052664 | 0.0045921 | 0.0039641 | 0.0033946 | 0.0028873 | 0.0024418 | 0.0020548 | 0.001614 | 0.0012679 | 0.0009961 | 0.00078261 | 0.00061489 | 0.00048313 | 0.00037961 | 0.00029827 | 0.00023436 | 0.081642 | 0.070813
Retro20Fast | Retro | Lighting | Agriculture | Lighting | 0.061476 | 263.3767 | 0.00023341 | -28.5003 | <0 | 35-44W LED fixture & NEW Photocell_Replacing_100W HID fixture | Washington | 0.10008 | 0.070893 | 0.049613 | 0.03907 | 0.034852 | 0.030532 | 0.026469 | 0.022764 | 0.019434 | 0.01662 | 0.014029 | 0.011048 | 0.0087021 | 0.0068517 | 0.0054318 | 0.0042799 | 0.0033731 | 0.0026582 | 0.0020938 | 0.0016614 | 0.57876 | 0.47045
Retro20Fast | Retro | Lighting | Agriculture | Lighting | 0.061823 | 264.8648 | 0.00023341 | -27.9926 | <0 | 35-44W LED fixture & NEW Photocell_Replacing_150W HID fixture | Washington | 0.10064 | 0.071293 | 0.049893 | 0.039291 | 0.035049 | 0.030705 | 0.026618 | 0.022893 | 0.019543 | 0.016714 | 0.014108 | 0.01111 | 0.0087513 | 0.0068904 | 0.0054625 | 0.0043041 | 0.0033922 | 0.0026732 | 0.0021057 | 0.0016708 | 0.58203 | 0.47311
Retro20Fast | Retro | Lighting | Agriculture | Lighting | 0.06222 | 266.5623 | 0.00023341 | -27.6513 | <0 | 35-44W LED fixture & NEW Photocell_Replacing_175W MH fixture | Washington | 0.10129 | 0.07175 | 0.050213 | 0.039543 | 0.035273 | 0.030902 | 0.026789 | 0.02304 | 0.019669 | 0.016821 | 0.014199 | 0.011181 | 0.0088074 | 0.0069346 | 0.0054975 | 0.0043317 | 0.0034139 | 0.0026903 | 0.0021191 | 0.0016815 | 0.58576 | 0.47614
Retro20Fast | Retro | Lighting | Agriculture | Lighting | 0.061476 | 263.3767 | 0.00023341 | -28.5003 | <0 | 35-44W LED fixture & NEW Photocell_Replacing_175W MV fixture | Washington | 0.10008 | 0.070893 | 0.049613 | 0.03907 | 0.034852 | 0.030532 | 0.026469 | 0.022764 | 0.019434 | 0.01662 | 0.014029 | 0.011048 | 0.0087021 | 0.0068517 | 0.0054318 | 0.0042799 | 0.0033731 | 0.0026582 | 0.0020938 | 0.0016614 | 0.57876 | 0.47045
Retro20Fast | Retro | Lighting | Agriculture | Lighting | 0.061859 | 265.0185 | 0.00023341 | -27.7871 | <0 | 35-44W LED fixture & NEW Photocell_Replacing_200W HID fixture | Washington | 0.1007 | 0.071334 | 0.049922 | 0.039314 | 0.035069 | 0.030723 | 0.026634 | 0.022906 | 0.019555 | 0.016724 | 0.014116 | 0.011116 | 0.0087564 | 0.0068944 | 0.0054656 | 0.0043066 | 0.0033942 | 0.0026747 | 0.0021069 | 0.0016717 | 0.58236 | 0.47338
Retro20Fast | Retro | Lighting | Agriculture | Lighting | 0.061476 | 263.3767 | 0.00023341 | -28.5003 | <0 | 35-44W LED fixture & NEW Photocell_Replacing_100W HID fixture | Oregon | 0.094666 | 0.067024 | 0.046865 | 0.036907 | 0.032976 | 0.02888 | 0.02504 | 0.021547 | 0.018398 | 0.01576 | 0.013307 | 0.010486 | 0.0082567 | 0.0065055 | 0.0051659 | 0.0040717 | 0.003211 | 0.002532 | 0.0019951 | 0.0015863 | 0.55261 | 0.44518
Retro20Fast | Retro | Lighting | Agriculture | Lighting | 0.061823 | 264.8648 | 0.00023341 | -27.9926 | <0 | 35-44W LED fixture & NEW Photocell_Replacing_150W HID fixture | Oregon | 0.0952 | 0.067403 | 0.04713 | 0.037115 | 0.033162 | 0.029043 | 0.025181 | 0.021668 | 0.018502 | 0.015849 | 0.013382 | 0.010545 | 0.0083033 | 0.0065422 | 0.0051951 | 0.0040947 | 0.0032292 | 0.0025463 | 0.0020064 | 0.0015953 | 0.55573 | 0.44769
Retro20Fast | Retro | Lighting | Agriculture | Lighting | 0.06222 | 266.5623 | 0.00023341 | -27.6513 | <0 | 35-44W LED fixture & NEW Photocell_Replacing_175W MH fixture | Oregon | 0.095811 | 0.067835 | 0.047432 | 0.037353 | 0.033375 | 0.029229 | 0.025343 | 0.021807 | 0.018621 | 0.015951 | 0.013468 | 0.010613 | 0.0083566 | 0.0065842 | 0.0052284 | 0.0041209 | 0.0032499 | 0.0025626 | 0.0020192 | 0.0016055 | 0.5593 | 0.45056
Retro20Fast | Retro | Lighting | Agriculture | Lighting | 0.061476 | 263.3767 | 0.00023341 | -28.5003 | <0 | 35-44W LED fixture & NEW Photocell_Replacing_175W MV fixture | Oregon | 0.094666 | 0.067024 | 0.046865 | 0.036907 | 0.032976 | 0.02888 | 0.02504 | 0.021547 | 0.018398 | 0.01576 | 0.013307 | 0.010486 | 0.0082567 | 0.0065055 | 0.0051659 | 0.0040717 | 0.003211 | 0.002532 | 0.0019951 | 0.0015863 | 0.55261 | 0.44518
Retro20Fast | Retro | Lighting | Agriculture | Lighting | 0.061859 | 265.0185 | 0.00023341 | -27.7871 | <0 | 35-44W LED fixture & NEW Photocell_Replacing_200W HID fixture | Oregon | 0.095256 | 0.067442 | 0.047157 | 0.037137 | 0.033182 | 0.02906 | 0.025196 | 0.021681 | 0.018513 | 0.015859 | 0.01339 | 0.010551 | 0.0083082 | 0.006546 | 0.0051981 | 0.0040971 | 0.0032311 | 0.0025478 | 0.0020076 | 0.0015962 | 0.55606 | 0.44795
Retro1Slow | Retro | Irrigation Pressure | Agriculture | Irrigation | 0.00076553 | 287.8114 | 2.6598e-06 | 14.0378 | 10-20 | Convert Medium Pressure Center Pivot to Low pressure system | Idaho | 0.00041832 | 0.00083629 | 0.0014851 | 0.0024173 | 0.0036723 | 0.0052654 | 0.0071715 | 0.0093102 | 0.011533 | 0.013624 | 0.015313 | 0.016322 | 0.016423 | 0.015515 | 0.013671 | 0.011154 | 0.0083564 | 0.0056969 | 0.003499 | 0.0016827 | 0.16827 | 0.16337
Retro1Slow | Retro | Irrigation Pressure | Agriculture | Irrigation | 0.0013336 | 501.396 | 2.6598e-06 | 19.2309 | 10-20 | Convert High Pressure Center Pivot to Low pressure system | Idaho | 0.00017102 | 0.00034189 | 0.00060715 | 0.00098822 | 0.0015013 | 0.0021526 | 0.0029319 | 0.0038062 | 0.0047151 | 0.0055698 | 0.0062604 | 0.0066728 | 0.0067142 | 0.0063428 | 0.0055891 | 0.0045599 | 0.0034163 | 0.002329 | 0.0014305 | 0.00068794 | 0.068794 | 0.066788
Retro1Slow | Retro | Irrigation Pressure | Agriculture | Irrigation | 0.00072489 | 272.534 | 2.6598e-06 | 110.2137 | 110-120 | Convert wheel line systems to low pressure systems on alfalfa acreage | Idaho | 9.0879e-05 | 0.00018168 | 0.00032264 | 0.00052514 | 0.0007978 | 0.0011439 | 0.001558 | 0.0020226 | 0.0025056 | 0.0029598 | 0.0033268 | 0.0035459 | 0.003568 | 0.0033706 | 0.00297 | 0.0024231 | 0.0018154 | 0.0012376 | 0.00076015 | 0.00036557 | 0.036557 | 0.035491
Retro1Slow | Retro | Irrigation Pressure | Agriculture | Irrigation | 0.00072489 | 272.534 | 2.6598e-06 | 77.7359 | 70-80 | Convert hand line systems to low pressure systems on alfalfa acreage | Idaho | 3.0784e-05 | 6.1543e-05 | 0.00010929 | 0.00017789 | 0.00027024 | 0.00038748 | 0.00052775 | 0.00068514 | 0.00084875 | 0.0010026 | 0.0011269 | 0.0012011 | 0.0012086 | 0.0011417 | 0.0010061 | 0.00082081 | 0.00061495 | 0.00041924 | 0.00025749 | 0.00012383 | 0.012383 | 0.012022
Retro1Slow | Retro | Irrigation Pressure | Agriculture | Irrigation | 0.00044313 | 166.6007 | 2.6598e-06 | 24.3184 | 20-30 | Convert Medium Pressure Center Pivot to Low pressure system | Montana | 1.0547e-05 | 2.1312e-05 | 3.8241e-05 | 6.2873e-05 | 9.6459e-05 | 0.00013921 | 0.00019081 | 0.00024932 | 0.00031088 | 0.00036965 | 0.00041824 | 0.00044875 | 0.00045454 | 0.00043224 | 0.00038339 | 0.00031484 | 0.00023742 | 0.0001629 | 0.0001007 | 4.8735e-05 | 0.0048735 | 0.004491
Retro1Slow | Retro | Irrigation Pressure | Agriculture | Irrigation | 0.00076289 | 286.82 | 2.6598e-06 | 33.731 | 30-40 | Convert High Pressure Center Pivot to Low pressure system | Montana | 4.4617e-06 | 9.0153e-06 | 1.6177e-05 | 2.6597e-05 | 4.0804e-05 | 5.8888e-05 | 8.0717e-05 | 0.00010547 | 0.00013151 | 0.00015637 | 0.00017692 | 0.00018983 | 0.00019228 | 0.00018284 | 0.00016218 | 0.00013318 | 0.00010043 | 6.8912e-05 | 4.2596e-05 | 2.0616e-05 | 0.0020616 | 0.0018998
Retro1Slow | Retro | Irrigation Pressure | Agriculture | Irrigation | 0.0005395 | 202.8343 | 2.6598e-06 | 148.1382 | >140 | Convert wheel line systems to low pressure systems on alfalfa acreage | Montana | 6.0335e-06 | 1.2191e-05 | 2.1876e-05 | 3.5966e-05 | 5.5179e-05 | 7.9634e-05 | 0.00010915 | 0.00014262 | 0.00017784 | 0.00021146 | 0.00023925 | 0.00025671 | 0.00026002 | 0.00024726 | 0.00021932 | 0.0001801 | 0.00013582 | 9.3189e-05 | 5.7603e-05 | 2.7879e-05 | 0.0027879 | 0.0025691
Retro1Slow | Retro | Irrigation Pressure | Agriculture | Irrigation | 0.0005395 | 202.8343 | 2.6598e-06 | 123.6645 | 120-130 | Convert hand line systems to low pressure systems on alfalfa acreage | Montana | 1.4453e-06 | 2.9205e-06 | 5.2404e-06 | 8.6159e-06 | 1.3218e-05 | 1.9077e-05 | 2.6148e-05 | 3.4166e-05 | 4.2601e-05 | 5.0656e-05 | 5.7314e-05 | 6.1495e-05 | 6.2288e-05 | 5.9232e-05 | 5.2538e-05 | 4.3145e-05 | 3.2535e-05 | 2.2324e-05 | 1.3799e-05 | 6.6784e-06 | 0.00066784 | 0.00061544
Retro1Slow | Retro | Irrigation Pressure | Agriculture | Irrigation | 0.0012657 | 475.8558 | 2.6598e-06 | 8.9276 | 0-10 | Convert Medium Pressure Center Pivot to Low pressure system | Washington | 0.00022951 | 0.00046367 | 0.00083227 | 0.0013689 | 0.0021155 | 0.0030674 | 0.0042223 | 0.0055409 | 0.0069343 | 0.0083382 | 0.0094633 | 0.010179 | 0.010339 | 0.009853 | 0.0088184 | 0.0072626 | 0.0054935 | 0.0037804 | 0.0023426 | 0.0011449 | 0.11449 | 0.10179
Retro1Slow | Retro | Irrigation Pressure | Agriculture | Irrigation | 0.0019275 | 724.6748 | 2.6598e-06 | 13.2592 | 10-20 | Convert High Pressure Center Pivot to Low pressure system | Washington | 0.00012314 | 0.00024877 | 0.00044652 | 0.00073445 | 0.001135 | 0.0016457 | 0.0022653 | 0.0029728 | 0.0037203 | 0.0044735 | 0.0050772 | 0.0054614 | 0.0055468 | 0.0052863 | 0.0047311 | 0.0038964 | 0.0029473 | 0.0020282 | 0.0012568 | 0.00061426 | 0.061426 | 0.054611
Retro1Slow | Retro | Irrigation Pressure | Agriculture | Irrigation | 0.0011468 | 431.174 | 2.6598e-06 | 28.191 | 20-30 | Convert wheel line systems to low pressure systems on alfalfa acreage | Washington | 5.3038e-05 | 0.00010715 | 0.00019233 | 0.00031634 | 0.00048886 | 0.00070884 | 0.00097573 | 0.0012804 | 0.0016024 | 0.0019268 | 0.0021869 | 0.0023523 | 0.0023892 | 0.0022769 | 0.0020378 | 0.0016783 | 0.0012695 | 0.0008736 | 0.00054134 | 0.00026458 | 0.026458 | 0.023522
Retro1Slow | Retro | Irrigation Pressure | Agriculture | Irrigation | 0.0011468 | 431.174 | 2.6598e-06 | 42 | 40-50 | Convert hand line systems to low pressure systems on alfalfa acreage | Washington | 1.4503e-05 | 2.9299e-05 | 5.259e-05 | 8.65e-05 | 0.00013367 | 0.00019382 | 0.0002668 | 0.00035012 | 0.00043817 | 0.00052687 | 0.00059797 | 0.00064322 | 0.00065328 | 0.0006226 | 0.00055722 | 0.00045891 | 0.00034712 | 0.00023888 | 0.00014802 | 7.2345e-05 | 0.0072345 | 0.0064319
Retro1Slow | Retro | Irrigation Pressure | Agriculture | Irrigation | 0.00068549 | 257.7203 | 2.6598e-06 | 204.3016 | >140 | Convert Medium Pressure Center Pivot to Low pressure system | Oregon | 7.7996e-05 | 0.00015749 | 0.00028244 | 0.00046456 | 0.0007191 | 0.0010423 | 0.001435 | 0.0018841 | 0.0023584 | 0.0028406 | 0.0032247 | 0.003471 | 0.0035241 | 0.0033609 | 0.0030129 | 0.0024822 | 0.0018787 | 0.0012937 | 0.0008019 | 0.00039274 | 0.039274 | 0.034705
Retro1Slow | Retro | Irrigation Pressure | Agriculture | Irrigation | 0.0011414 | 429.1074 | 2.6598e-06 | 17.2616 | 10-20 | Convert High Pressure Center Pivot to Low pressure system | Oregon | 4.6743e-05 | 9.4381e-05 | 0.00016926 | 0.00027841 | 0.00043095 | 0.00062467 | 0.00085999 | 0.0011292 | 0.0014134 | 0.0017024 | 0.0019326 | 0.0020802 | 0.002112 | 0.0020142 | 0.0018057 | 0.0014876 | 0.0011259 | 0.00077529 | 0.00048058 | 0.00023537 | 0.023537 | 0.020799
Retro1Slow | Retro | Irrigation Pressure | Agriculture | Irrigation | 0.0011151 | 419.2514 | 2.6598e-06 | 39.84 | 30-40 | Convert wheel line systems to low pressure systems on alfalfa acreage | Oregon | 4.9158e-05 | 9.9258e-05 | 0.00017801 | 0.00029279 | 0.00045322 | 0.00065695 | 0.00090442 | 0.0011875 | 0.0014864 | 0.0017903 | 0.0020324 | 0.0021877 | 0.0022211 | 0.0021182 | 0.0018989 | 0.0015644 | 0.0011841 | 0.00081535 | 0.00050541 | 0.00024753 | 0.024753 | 0.021873
Retro1Slow | Retro | Irrigation Pressure | Agriculture | Irrigation | 0.0011151 | 419.2514 | 2.6598e-06 | 50.4793 | 50-60 | Convert hand line systems to low pressure systems on alfalfa acreage | Oregon | 1.5996e-05 | 3.2298e-05 | 5.7923e-05 | 9.5273e-05 | 0.00014748 | 0.00021377 | 0.00029429 | 0.0003864 | 0.00048368 | 0.00058256 | 0.00066134 | 0.00071186 | 0.00072273 | 0.00068926 | 0.00061791 | 0.00050905 | 0.00038529 | 0.00026531 | 0.00016446 | 8.0544e-05 | 0.0080544 | 0.0071174
Retro5Med | Retro | Dairy | Agriculture | Motors/Drives | 0.0025652 | 7.4915 | 0.00034241 | -5.474 | <0 | VSD - Vacuum Pump | Idaho FreeStall | 0.0031365 | 0.0039127 | 0.0048515 | 0.0057312 | 0.0066526 | 0.0079254 | 0.0088523 | 0.0092279 | 0.0088836 | 0.0078076 | 0.0061998 | 0.0043498 | 0.0026642 | 0.0013902 | 0.00060816 | 0.00021798 | 6.2271e-05 | 1.3799e-05 | 2.3105e-06 | 2.8079e-07 | 0.10452 | 0.08249
Retro5Med | Retro | Dairy | Agriculture | Refrigeration | 0.0014192 | 4.1447 | 0.00034241 | -5.4748 | <0 | Plate Milk Pre-cooler | Idaho FreeStall | 0.032971 | 0.04113 | 0.050999 | 0.060246 | 0.069931 | 0.083311 | 0.093054 | 0.097002 | 0.093384 | 0.082073 | 0.065172 | 0.045725 | 0.028005 | 0.014613 | 0.0063929 | 0.0022914 | 0.00065458 | 0.00014505 | 2.4287e-05 | 2.9517e-06 | 1.0987 | 0.86713
Retro5Med | Retro | Dairy | Agriculture | Lighting | 9.9437e-05 | 0.56446 | 0.00017616 | 4.7413 | 0-10 | Energy Efficient Lighting | Idaho FreeStall | 0.010989 | 0.013709 | 0.016998 | 0.02008 | 0.023308 | 0.027768 | 0.031015 | 0.032331 | 0.031125 | 0.027355 | 0.021722 | 0.01524 | 0.0093343 | 0.0048707 | 0.0021308 | 0.00076373 | 0.00021817 | 4.8347e-05 | 8.0951e-06 | 9.838e-07 | 0.36621 | 0.28902
Retro5Med | Retro | Dairy | Agriculture | Motors/Drives | 0.0017982 | 5.2517 | 0.00034241 | -6.6854 | <0 | VSD - Vacuum Pump | Idaho TieStall | 0.0026111 | 0.003206 | 0.0039233 | 0.0045543 | 0.0051947 | 0.0060733 | 0.0066625 | 0.0068062 | 0.006414 | 0.0055134 | 0.0042665 | 0.002928 | 0.0017521 | 0.00081837 | 0 | 0 | 0 | 0 | 0 | 0 | 0.060724 | 0.060724
Retro5Med | Retro | Dairy | Agriculture | Refrigeration | 0.001903 | 5.5575 | 0.00034241 | -6.6357 | <0 | Heat Recovery Refrigeration | Idaho TieStall | 0.014494 | 0.017796 | 0.021777 | 0.02528 | 0.028835 | 0.033711 | 0.036982 | 0.03778 | 0.035603 | 0.030604 | 0.023682 | 0.016253 | 0.0097258 | 0.0045426 | 0 | 0 | 0 | 0 | 0 | 0 | 0.33707 | 0.33707
Retro5Med | Retro | Dairy | Agriculture | Refrigeration | 0.0014714 | 4.2971 | 0.00034241 | -7.6191 | <0 | Plate Milk Pre-Cooler | Idaho TieStall | 0.0071884 | 0.0088262 | 0.010801 | 0.012538 | 0.014301 | 0.01672 | 0.018342 | 0.018737 | 0.017658 | 0.015178 | 0.011746 | 0.0080608 | 0.0048236 | 0.002253 | 0 | 0 | 0 | 0 | 0 | 0 | 0.16717 | 0.16717
Retro5Med | Retro | Dairy | Agriculture | Lighting | 0.0005364 | 3.0449 | 0.00017616 | 3.9512 | 0-10 | Energy Efficient Lighting | Idaho TieStall | 0.000349 | 0.00042851 | 0.00052437 | 0.00060871 | 0.00069431 | 0.00081174 | 0.00089049 | 0.0009097 | 0.00085728 | 0.0007369 | 0.00057025 | 0.00039135 | 0.00023419 | 0.00010938 | 0 | 0 | 0 | 0 | 0 | 0 | 0.0081162 | 0.0081162
Retro5Med | Retro | Dairy | Agriculture | Motors/Drives | 0.0025652 | 7.4915 | 0.00034241 | -5.474 | <0 | VSD - Vacuum Pump | Montana FreeStall | 1.7957e-05 | 2.2092e-05 | 2.7035e-05 | 3.1429e-05 | 3.5828e-05 | 4.1864e-05 | 4.5986e-05 | 4.7023e-05 | 4.4207e-05 | 3.7994e-05 | 2.9401e-05 | 2.0052e-05 | 9.0078e-06 | 0 | 0 | 0 | 0 | 0 | 0 | 0 | 0.00040987 | 0.00040987
Retro5Med | Retro | Dairy | Agriculture | Refrigeration | 0.0014192 | 4.1447 | 0.00034241 | -5.4748 | <0 | Plate Milk Pre-cooler | Montana FreeStall | 0.00018876 | 0.00023223 | 0.00028419 | 0.00033038 | 0.00037662 | 0.00044007 | 0.0004834 | 0.0004943 | 0.0004647 | 0.00039939 | 0.00030906 | 0.00021078 | 9.4689e-05 | 0 | 0 | 0 | 0 | 0 | 0 | 0 | 0.0043086 | 0.0043086
Retro5Med | Retro | Dairy | Agriculture | Lighting | 9.9437e-05 | 0.56446 | 0.00017616 | 4.7413 | 0-10 | Energy Efficient Lighting | Montana FreeStall | 6.2914e-05 | 7.7403e-05 | 9.472e-05 | 0.00011012 | 0.00012553 | 0.00014668 | 0.00016112 | 0.00016475 | 0.00015489 | 0.00013312 | 0.00010301 | 7.0255e-05 | 3.156e-05 | 0 | 0 | 0 | 0 | 0 | 0 | 0 | 0.0014361 | 0.0014361
Retro5Med | Retro | Dairy | Agriculture | Motors/Drives | 0.0017982 | 5.2517 | 0.00034241 | -6.6854 | <0 | VSD - Vacuum Pump | Montana TieStall | 0.00014906 | 0.00018302 | 0.00022396 | 0.00025998 | 0.00029654 | 0.0003467 | 0.00038033 | 0.00038853 | 0.00036615 | 0.00031473 | 0.00024356 | 0.00016715 | 0.00010002 | 4.6717e-05 | 0 | 0 | 0 | 0 | 0 | 0 | 0.0034664 | 0.0034664
Retro5Med | Retro | Dairy | Agriculture | Refrigeration | 0.001903 | 5.5575 | 0.00034241 | -6.6357 | <0 | Heat Recovery Refrigeration | Montana TieStall | 0.00082739 | 0.0010159 | 0.0012432 | 0.0014431 | 0.0016461 | 0.0019244 | 0.0021111 | 0.0021567 | 0.0020324 | 0.001747 | 0.0013519 | 0.0009278 | 0.0005552 | 0.00025932 | 0 | 0 | 0 | 0 | 0 | 0 | 0.019242 | 0.019242
Retro5Med | Retro | Dairy | Agriculture | Refrigeration | 0.0014714 | 4.2971 | 0.00034241 | -7.6191 | <0 | Plate Milk Pre-Cooler | Montana TieStall | 0.00041035 | 0.00050385 | 0.00061657 | 0.00071574 | 0.00081639 | 0.00095445 | 0.0010471 | 0.0010696 | 0.001008 | 0.00086647 | 0.00067051 | 0.00046015 | 0.00027536 | 0.00012861 | 0 | 0 | 0 | 0 | 0 | 0 | 0.0095431 | 0.0095431
Retro5Med | Retro | Dairy | Agriculture | Lighting | 0.0005364 | 3.0449 | 0.00017616 | 3.9512 | 0-10 | Energy Efficient Lighting | Montana TieStall | 1.9923e-05 | 2.4462e-05 | 2.9934e-05 | 3.4749e-05 | 3.9635e-05 | 4.6339e-05 | 5.0834e-05 | 5.1931e-05 | 4.8938e-05 | 4.2067e-05 | 3.2553e-05 | 2.234e-05 | 1.3369e-05 | 6.2441e-06 | 0 | 0 | 0 | 0 | 0 | 0 | 0.00046332 | 0.00046332
Retro5Med | Retro | Dairy | Agriculture | Motors/Drives | 0.0025652 | 7.4915 | 0.00034241 | -5.474 | <0 | VSD - Vacuum Pump | Oregon FreeStall | 0.00062305 | 0.0007757 | 0.00096208 | 0.001131 | 0.0013063 | 0.0015468 | 0.0017212 | 0.0017852 | 0.0017091 | 0.0014933 | 0.0011755 | 0.00081984 | 0.00049844 | 0.00025917 | 0.00011311 | 4.0289e-05 | 1.147e-05 | 2.5407e-06 | 4.2348e-07 | 5.161e-08 | 0.019211 | 0.015974
Retro5Med | Retro | Dairy | Agriculture | Refrigeration | 0.0014192 | 4.1447 | 0.00034241 | -5.4748 | <0 | Plate Milk Pre-cooler | Oregon FreeStall | 0.0065495 | 0.0081541 | 0.010113 | 0.011889 | 0.013731 | 0.01626 | 0.018093 | 0.018766 | 0.017966 | 0.015697 | 0.012357 | 0.0086181 | 0.0052396 | 0.0027244 | 0.001189 | 0.00042351 | 0.00012057 | 2.6707e-05 | 4.4515e-06 | 5.4251e-07 | 0.20195 | 0.16792
Retro5Med | Retro | Dairy | Agriculture | Lighting | 9.9437e-05 | 0.56446 | 0.00017616 | 4.7413 | 0-10 | Energy Efficient Lighting | Oregon FreeStall | 0.002183 | 0.0027178 | 0.0033708 | 0.0039626 | 0.0045767 | 0.0054194 | 0.0060303 | 0.0062547 | 0.0059882 | 0.005232 | 0.0041186 | 0.0028725 | 0.0017464 | 0.00090804 | 0.0003963 | 0.00014116 | 4.0185e-05 | 8.9017e-06 | 1.4837e-06 | 1.8082e-07 | 0.067309 | 0.055969
Retro5Med | Retro | Dairy | Agriculture | Motors/Drives | 0.0017982 | 5.2517 | 0.00034241 | -6.6854 | <0 | VSD - Vacuum Pump | Oregon TieStall | 0.00090736 | 0.0011141 | 0.0013633 | 0.0015826 | 0.0018052 | 0.0021105 | 0.0023152 | 0.0023651 | 0.0022289 | 0.0019159 | 0.0014826 | 0.0010175 | 0.00060886 | 0.00028438 | 0 | 0 | 0 | 0 | 0 | 0 | 0.021101 | 0.021101
Retro5Med | Retro | Dairy | Agriculture | Refrigeration | 0.001903 | 5.5575 | 0.00034241 | -6.6357 | <0 | Heat Recovery Refrigeration | Oregon TieStall | 0.0050366 | 0.0061841 | 0.0075675 | 0.0087847 | 0.01002 | 0.011715 | 0.012851 | 0.013128 | 0.012372 | 0.010635 | 0.0082296 | 0.0056478 | 0.0033797 | 0.0015785 | 0 | 0 | 0 | 0 | 0 | 0 | 0.11713 | 0.11713
Retro5Med | Retro | Dairy | Agriculture | Refrigeration | 0.0014714 | 4.2971 | 0.00034241 | -7.6191 | <0 | Plate Milk Pre-Cooler | Oregon TieStall | 0.002498 | 0.0030671 | 0.0037532 | 0.0043569 | 0.0049696 | 0.0058101 | 0.0063737 | 0.0065112 | 0.0061361 | 0.0052745 | 0.0040816 | 0.0028011 | 0.0016762 | 0.0007829 | 0 | 0 | 0 | 0 | 0 | 0 | 0.058092 | 0.058092
Retro5Med | Retro | Dairy | Agriculture | Lighting | 0.0005364 | 3.0449 | 0.00017616 | 3.9512 | 0-10 | Energy Efficient Lighting | Oregon TieStall | 0.00012128 | 0.00014891 | 0.00018222 | 0.00021153 | 0.00024127 | 0.00028208 | 0.00030944 | 0.00031612 | 0.0002979 | 0.00025607 | 0.00019816 | 0.00013599 | 8.1379e-05 | 3.801e-05 | 0 | 0 | 0 | 0 | 0 | 0 | 0.0028204 | 0.0028204
Retro5Med | Retro | Dairy | Agriculture | Motors/Drives | 0.0025652 | 7.4915 | 0.00034241 | -5.474 | <0 | VSD - Vacuum Pump | Washington FreeStall | 0.001479 | 0.0018478 | 0.0023035 | 0.0027159 | 0.0031484 | 0.003731 | 0.0041621 | 0.0043055 | 0.0041186 | 0.0036005 | 0.0028373 | 0.0019847 | 0.0012085 | 0.00062966 | 0.00027464 | 9.8384e-05 | 2.8102e-05 | 6.2197e-06 | 1.0419e-06 | 1.2681e-07 | 0.047203 | 0.038481
Retro5Med | Retro | Dairy | Agriculture | Refrigeration | 0.0014192 | 4.1447 | 0.00034241 | -5.4748 | <0 | Plate Milk Pre-cooler | Washington FreeStall | 0.015548 | 0.019424 | 0.024214 | 0.02855 | 0.033096 | 0.03922 | 0.043752 | 0.045259 | 0.043295 | 0.037848 | 0.029826 | 0.020863 | 0.012703 | 0.0066189 | 0.002887 | 0.0010342 | 0.0002954 | 6.5381e-05 | 1.0952e-05 | 1.333e-06 | 0.4962 | 0.40451
Retro5Med | Retro | Dairy | Agriculture | Lighting | 9.9437e-05 | 0.56446 | 0.00017616 | 4.7413 | 0-10 | Energy Efficient Lighting | Washington FreeStall | 0.0051821 | 0.006474 | 0.0080708 | 0.0095157 | 0.011031 | 0.013072 | 0.014583 | 0.015085 | 0.01443 | 0.012615 | 0.009941 | 0.0069538 | 0.0042341 | 0.0022061 | 0.00096226 | 0.0003447 | 9.8459e-05 | 2.1792e-05 | 3.6504e-06 | 4.443e-07 | 0.16538 | 0.13482
Retro5Med | Retro | Dairy | Agriculture | Motors/Drives | 0.0017982 | 5.2517 | 0.00034241 | -6.6854 | <0 | VSD - Vacuum Pump | Washington TieStall | 0.001132 | 0.00139 | 0.0017009 | 0.0019745 | 0.0022522 | 0.002633 | 0.0028885 | 0.0029508 | 0.0027808 | 0.0023903 | 0.0018497 | 0.0012694 | 0.00075963 | 0.0003548 | 0 | 0 | 0 | 0 | 0 | 0 | 0.026326 | 0.026326
Retro5Med | Retro | Dairy | Agriculture | Refrigeration | 0.001903 | 5.5575 | 0.00034241 | -6.6357 | <0 | Heat Recovery Refrigeration | Washington TieStall | 0.0062837 | 0.0077154 | 0.0094414 | 0.01096 | 0.012501 | 0.014615 | 0.016033 | 0.016379 | 0.015435 | 0.013268 | 0.010267 | 0.0070463 | 0.0042166 | 0.0019694 | 0 | 0 | 0 | 0 | 0 | 0 | 0.14613 | 0.14613
Retro5Med | Retro | Dairy | Agriculture | Refrigeration | 0.0014714 | 4.2971 | 0.00034241 | -7.6191 | <0 | Plate Milk Pre-Cooler | Washington TieStall | 0.0031165 | 0.0038266 | 0.0046826 | 0.0054358 | 0.0062002 | 0.0072487 | 0.007952 | 0.0081235 | 0.0076554 | 0.0065805 | 0.0050923 | 0.0034947 | 0.0020913 | 0.00097676 | 0 | 0 | 0 | 0 | 0 | 0 | 0.072477 | 0.072477
Retro5Med | Retro | Dairy | Agriculture | Lighting | 0.0005364 | 3.0449 | 0.00017616 | 3.9512 | 0-10 | Energy Efficient Lighting | Washington TieStall | 0.00015131 | 0.00018578 | 0.00022734 | 0.0002639 | 0.00030102 | 0.00035192 | 0.00038607 | 0.00039439 | 0.00037167 | 0.00031948 | 0.00024723 | 0.00016967 | 0.00010153 | 4.7422e-05 | 0 | 0 | 0 | 0 | 0 | 0 | 0.0035187 | 0.0035187
Retro1Slow | Retro | Irrigation Efficiency | Agriculture | Irrigation | 0.00043522 | 163.626 | 2.6598e-06 | 19.088 | 10-20 | LESA | Idaho | 0.00062819 | 0.0012559 | 0.0022302 | 0.00363 | 0.0055147 | 0.0079071 | 0.010769 | 0.013981 | 0.01732 | 0.020459 | 0.022996 | 0.024511 | 0.024663 | 0.023299 | 0.02053 | 0.01675 | 0.012549 | 0.008555 | 0.0052545 | 0.002527 | 0.2527 | 0.24533
Retro1Slow | Retro | Irrigation Efficiency | Agriculture | Irrigation | 0.00043522 | 163.626 | 2.6598e-06 | 19.088 | 10-20 | LESA | Montana | 3.0317e-05 | 6.1259e-05 | 0.00010992 | 0.00018072 | 0.00027726 | 0.00040014 | 0.00054846 | 0.00071664 | 0.00089358 | 0.0010625 | 0.0012022 | 0.0012899 | 0.0013065 | 0.0012424 | 0.001102 | 0.00090498 | 0.00068243 | 0.00046825 | 0.00028944 | 0.00014008 | 0.014008 | 0.012909
Retro1Slow | Retro | Irrigation Efficiency | Agriculture | Irrigation | 0.00043522 | 163.626 | 2.6598e-06 | 19.088 | 10-20 | LESA | Washington | 0.00027895 | 0.00056356 | 0.0010116 | 0.0016638 | 0.0025712 | 0.0037282 | 0.0051319 | 0.0067345 | 0.0084281 | 0.010134 | 0.011502 | 0.012372 | 0.012566 | 0.011976 | 0.010718 | 0.0088271 | 0.0066768 | 0.0045948 | 0.0028472 | 0.0013916 | 0.13916 | 0.12372
Retro1Slow | Retro | Irrigation Efficiency | Agriculture | Irrigation | 0.00043522 | 163.626 | 2.6598e-06 | 19.088 | 10-20 | LESA | Oregon | 0.00015303 | 0.00030899 | 0.00055415 | 0.00091147 | 0.0014109 | 0.0020451 | 0.0028155 | 0.0036967 | 0.0046273 | 0.0055733 | 0.006327 | 0.0068103 | 0.0069143 | 0.0065941 | 0.0059115 | 0.0048701 | 0.0036861 | 0.0025382 | 0.0015734 | 0.00077056 | 0.077056 | 0.068092
Retro12Med | Retro | Irrigation Hardware | Agriculture | Irrigation | 0.00018161 | 68.278 | 2.6598e-06 | 43.5851 | 40-50 | Wheel/hand line systems: Replace worn nozzle with new flow controlling type nozzle for impact sprinklers | Idaho | 0.0014927 | 0.0014929 | 0.0014932 | 0.0014941 | 0.0014954 | 0.0013474 | 0.0010793 | 0.00086466 | 0.00069283 | 0.00055522 | 0.00044499 | 0.00035668 | 0.00028592 | 0.00022922 | 0.00018379 | 0.00014736 | 1.0075e-06 | 3.6068e-07 | 1.2326e-07 | 4.0297e-08 | 0.014079 | 0.013657
Retro12Med | Retro | Irrigation Hardware | Agriculture | Irrigation | 0.00018161 | 68.278 | 2.6598e-06 | 16.1857 | 10-20 | Wheel/hand line systems: Replace worn nozzle with new nozzle | Idaho | 0.0014927 | 0.0014929 | 0.0014932 | 0.0014941 | 0.0014954 | 0.0013474 | 0.0010793 | 0.00086466 | 0.00069283 | 0.00055522 | 0.00044499 | 0.00035668 | 0.00028592 | 0.00022922 | 0.00018379 | 0.00014736 | 1.0075e-06 | 3.6068e-07 | 1.2326e-07 | 4.0297e-08 | 0.014079 | 0.013657
Retro12Med | Retro | Irrigation Hardware | Agriculture | Irrigation | 0.00012901 | 48.5031 | 2.6598e-06 | 109.6648 | 100-110 | Wheel/hand line systems: Rebuild or replace leaking impact sprinkler with new or rebuilt impact sprinkler | Idaho | 0.0021208 | 0.0021211 | 0.0021214 | 0.0021227 | 0.0021246 | 0.0019143 | 0.0015334 | 0.0012285 | 0.00098434 | 0.00078883 | 0.00063221 | 0.00050675 | 0.00040623 | 0.00032567 | 0.00026111 | 0.00020936 | 1.4314e-06 | 5.1244e-07 | 1.7513e-07 | 5.7252e-08 | 0.020002 | 0.019404
Retro12Med | Retro | Irrigation Hardware | Agriculture | Irrigation | 0.00077193 | 290.22 | 2.6598e-06 | 5.6773 | 0-10 | Wheel/hand line systems: Replace leaking gasket with new gasket | Idaho | 0.01269 | 0.012692 | 0.012694 | 0.012702 | 0.012713 | 0.011454 | 0.0091751 | 0.0073506 | 0.0058898 | 0.00472 | 0.0037829 | 0.0030322 | 0.0024307 | 0.0019487 | 0.0015624 | 0.0012527 | 8.5646e-06 | 3.0662e-06 | 1.0479e-06 | 3.4257e-07 | 0.11969 | 0.1161
Retro12Med | Retro | Irrigation Hardware | Agriculture | Irrigation | 0.00080006 | 300.7925 | 2.6598e-06 | 19.4713 | 10-20 | Wheel/hand line systems: Replace leaking drain with new drain | Idaho | 0.013152 | 0.013154 | 0.013156 | 0.013164 | 0.013176 | 0.011872 | 0.0095093 | 0.0076184 | 0.0061044 | 0.0048919 | 0.0039207 | 0.0031426 | 0.0025192 | 0.0020197 | 0.0016193 | 0.0012984 | 8.8766e-06 | 3.1779e-06 | 1.0861e-06 | 3.5505e-07 | 0.12405 | 0.12033
Retro12Med | Retro | Irrigation Hardware | Agriculture | Irrigation | 0.00038409 | 144.4058 | 2.6598e-06 | 35.9439 | 30-40 | Wheel/hand line systems: Cut and pipe press repair of leaking hand-lines, wheel-lines, and portable main-lines | Idaho | 0.0063142 | 0.006315 | 0.0063161 | 0.0063199 | 0.0063255 | 0.0056993 | 0.0045653 | 0.0036575 | 0.0029306 | 0.0023485 | 0.0018823 | 0.0015087 | 0.0012094 | 0.00096961 | 0.0007774 | 0.00062333 | 4.2615e-06 | 1.5257e-06 | 5.214e-07 | 1.7045e-07 | 0.059552 | 0.057769
Retro12Med | Retro | Irrigation Hardware | Agriculture | Irrigation | 0.00066476 | 249.9279 | 2.6598e-06 | 96.8301 | 90-100 | Thunderbird wheel line systems: Replace leaking hub with new hub | Idaho | 0.0023137 | 0.002314 | 0.0023144 | 0.0023158 | 0.0023179 | 0.0020884 | 0.0016729 | 0.0013402 | 0.0010739 | 0.00086058 | 0.00068972 | 0.00055285 | 0.00044318 | 0.0003553 | 0.00028487 | 0.00022841 | 1.5616e-06 | 5.5905e-07 | 1.9106e-07 | 6.2459e-08 | 0.021822 | 0.021168
Retro12Med | Retro | Irrigation Hardware | Agriculture | Irrigation | 0.00019142 | 71.9671 | 2.6598e-06 | 19.3521 | 10-20 | Wheel line systems: Rebuild or replace leaking or malfunctioning leveler with new or rebuilt leveler. | Idaho | 0.00066624 | 0.00066632 | 0.00066644 | 0.00066685 | 0.00066743 | 0.00060136 | 0.0004817 | 0.00038592 | 0.00030922 | 0.0002478 | 0.00019861 | 0.00015919 | 0.00012761 | 0.00010231 | 8.2027e-05 | 6.577e-05 | 4.4965e-07 | 1.6098e-07 | 5.5015e-08 | 1.7985e-08 | 0.0062836 | 0.0060955
Retro12Med | Retro | Irrigation Hardware | Agriculture | Irrigation | 0.00026858 | 100.9774 | 2.6598e-06 | 64.6802 | 60-70 | Center pivot/linear move systems: Install new sprinkler package on an existing system. | Idaho | 0.016702 | 0.016704 | 0.016707 | 0.016717 | 0.016732 | 0.015075 | 0.012076 | 0.0096744 | 0.0077518 | 0.0062121 | 0.0049788 | 0.0039907 | 0.0031991 | 0.0025647 | 0.0020563 | 0.0016488 | 1.1272e-05 | 4.0355e-06 | 1.3792e-06 | 4.5086e-07 | 0.15752 | 0.1528
Retro12Med | Retro | Irrigation Hardware | Agriculture | Irrigation | 2.0502e-05 | 7.7081 | 2.6598e-06 | 57.6279 | 50-60 | Center pivot/linear move systems: New gooseneck elbows | Idaho | 0.0012749 | 0.0012751 | 0.0012753 | 0.0012761 | 0.0012772 | 0.0011508 | 0.00092179 | 0.00073849 | 0.00059173 | 0.0004742 | 0.00038005 | 0.00030463 | 0.0002442 | 0.00019578 | 0.00015697 | 0.00012586 | 8.6046e-07 | 3.0805e-07 | 1.0528e-07 | 3.4417e-08 | 0.012024 | 0.011664
Retro12Med | Retro | Irrigation Hardware | Agriculture | Irrigation | 2.0502e-05 | 7.7081 | 2.6598e-06 | 121.2075 | 120-130 | Center pivot/linear move systems: New drop tubes (3 feet minimum) | Idaho | 0.0012749 | 0.0012751 | 0.0012753 | 0.0012761 | 0.0012772 | 0.0011508 | 0.00092179 | 0.00073849 | 0.00059173 | 0.0004742 | 0.00038005 | 0.00030463 | 0.0002442 | 0.00019578 | 0.00015697 | 0.00012586 | 8.6046e-07 | 3.0805e-07 | 1.0528e-07 | 3.4417e-08 | 0.012024 | 0.011664
Retro12Med | Retro | Irrigation Hardware | Agriculture | Irrigation | 3.4119e-05 | 12.8275 | 2.6598e-06 | 29.125 | 20-30 | Center pivot/linear move systems: Replace leaking pivot boot gasket with new pivot boot gasket | Idaho | 0.0021217 | 0.0021219 | 0.0021223 | 0.0021236 | 0.0021255 | 0.0019151 | 0.001534 | 0.001229 | 0.00098474 | 0.00078915 | 0.00063247 | 0.00050696 | 0.00040639 | 0.0003258 | 0.00026122 | 0.00020945 | 1.4319e-06 | 5.1264e-07 | 1.752e-07 | 5.7275e-08 | 0.020011 | 0.019411
Retro12Med | Retro | Irrigation Hardware | Agriculture | Irrigation | 8.5298e-06 | 3.2069 | 2.6598e-06 | 280.8992 | >140 | Center pivot/linear move systems: Replace leaking tower gasket with new tower gasket | Idaho | 0.00053042 | 0.00053048 | 0.00053058 | 0.0005309 | 0.00053137 | 0.00047877 | 0.0003835 | 0.00030724 | 0.00024618 | 0.00019729 | 0.00015812 | 0.00012674 | 0.0001016 | 8.1451e-05 | 6.5305e-05 | 5.2362e-05 | 3.5799e-07 | 1.2816e-07 | 4.38e-08 | 1.4319e-08 | 0.0050026 | 0.0048529
Retro12Med | Retro | Irrigation Hardware | Agriculture | Irrigation | 2.7419e-05 | 10.3086 | 2.6598e-06 | 289.5303 | >140 | Wheel/hand line systems: Replace worn nozzle with new flow controlling type nozzle for impact sprinklers | Montana | 1.2909e-05 | 1.3049e-05 | 1.3187e-05 | 1.3329e-05 | 1.3473e-05 | 1.2218e-05 | 9.8493e-06 | 7.9419e-06 | 6.4053e-06 | 5.1669e-06 | 4.1685e-06 | 3.3635e-06 | 2.7142e-06 | 2.1904e-06 | 1.7678e-06 | 1.4267e-06 | 9.8177e-09 | 3.5375e-09 | 1.2167e-09 | 4.0029e-10 | 0.00013985 | 0.00012317
Retro12Med | Retro | Irrigation Hardware | Agriculture | Irrigation | 2.7419e-05 | 10.3086 | 2.6598e-06 | 108.0535 | 100-110 | Wheel/hand line systems: Replace worn nozzle with new nozzle | Montana | 1.2909e-05 | 1.3049e-05 | 1.3187e-05 | 1.3329e-05 | 1.3473e-05 | 1.2218e-05 | 9.8493e-06 | 7.9419e-06 | 6.4053e-06 | 5.1669e-06 | 4.1685e-06 | 3.3635e-06 | 2.7142e-06 | 2.1904e-06 | 1.7678e-06 | 1.4267e-06 | 9.8177e-09 | 3.5375e-09 | 1.2167e-09 | 4.0029e-10 | 0.00013985 | 0.00012317
Retro12Med | Retro | Irrigation Hardware | Agriculture | Irrigation | 2.4104e-05 | 9.0622 | 2.6598e-06 | 587.6077 | >140 | Wheel/hand line systems: Rebuild or replace leaking impact sprinkler with new or rebuilt impact sprinkler | Montana | 2.2697e-05 | 2.2943e-05 | 2.3186e-05 | 2.3435e-05 | 2.3687e-05 | 2.1482e-05 | 1.7317e-05 | 1.3963e-05 | 1.1262e-05 | 9.0844e-06 | 7.3291e-06 | 5.9136e-06 | 4.772e-06 | 3.8511e-06 | 3.1081e-06 | 2.5084e-06 | 1.7261e-08 | 6.2196e-09 | 2.1392e-09 | 7.0378e-10 | 0.00024588 | 0.00021656
Retro12Med | Retro | Irrigation Hardware | Agriculture | Irrigation | 0.00014423 | 54.2242 | 2.6598e-06 | 31.0434 | 30-40 | Wheel/hand line systems: Replace leaking gasket with new gasket | Montana | 0.00013581 | 0.00013728 | 0.00013873 | 0.00014023 | 0.00014173 | 0.00012854 | 0.00010362 | 8.355e-05 | 6.7385e-05 | 5.4357e-05 | 4.3854e-05 | 3.5385e-05 | 2.8554e-05 | 2.3043e-05 | 1.8597e-05 | 1.5009e-05 | 1.0328e-07 | 3.7215e-08 | 1.28e-08 | 4.2111e-09 | 0.0014713 | 0.0012958
Retro12Med | Retro | Irrigation Hardware | Agriculture | Irrigation | 0.00014948 | 56.1996 | 2.6598e-06 | 104.8718 | 100-110 | Wheel/hand line systems: Replace leaking drain with new drain | Montana | 0.00014075 | 0.00014228 | 0.00014379 | 0.00014533 | 0.0001469 | 0.00013322 | 0.00010739 | 8.6594e-05 | 6.9839e-05 | 5.6337e-05 | 4.5451e-05 | 3.6674e-05 | 2.9594e-05 | 2.3883e-05 | 1.9275e-05 | 1.5556e-05 | 1.0705e-07 | 3.8571e-08 | 1.3266e-08 | 4.3645e-09 | 0.0015249 | 0.001343
Retro12Med | Retro | Irrigation Hardware | Agriculture | Irrigation | 7.1764e-05 | 26.9805 | 2.6598e-06 | 193.037 | >140 | Wheel/hand line systems: Cut and pipe press repair of leaking hand-lines, wheel-lines, and portable main-lines | Montana | 6.7573e-05 | 6.8307e-05 | 6.903e-05 | 6.9772e-05 | 7.0523e-05 | 6.3957e-05 | 5.1557e-05 | 4.1572e-05 | 3.3529e-05 | 2.7046e-05 | 2.182e-05 | 1.7606e-05 | 1.4207e-05 | 1.1466e-05 | 9.2535e-06 | 7.4682e-06 | 5.1391e-08 | 1.8517e-08 | 6.369e-09 | 2.0953e-09 | 0.00073206 | 0.00064477
Retro12Med | Retro | Irrigation Hardware | Agriculture | Irrigation | 0.0001242 | 46.6961 | 2.6598e-06 | 518.9132 | >140 | Thunderbird wheel line systems: Replace leaking hub with new hub | Montana | 8.8036e-06 | 8.8991e-06 | 8.9934e-06 | 9.0901e-06 | 9.1879e-06 | 8.3324e-06 | 6.7169e-06 | 5.4161e-06 | 4.3682e-06 | 3.5237e-06 | 2.8428e-06 | 2.2938e-06 | 1.851e-06 | 1.4938e-06 | 1.2056e-06 | 9.7297e-07 | 6.6954e-09 | 2.4125e-09 | 8.2976e-10 | 2.7298e-10 | 9.5374e-05 | 8.4002e-05
Retro12Med | Retro | Irrigation Hardware | Agriculture | Irrigation | 3.5765e-05 | 13.4462 | 2.6598e-06 | 104.2338 | 100-110 | Wheel line systems: Rebuild or replace leaking or malfunctioning leveler with new or rebuilt leveler. | Montana | 2.535e-06 | 2.5625e-06 | 2.5897e-06 | 2.6175e-06 | 2.6457e-06 | 2.3993e-06 | 1.9342e-06 | 1.5596e-06 | 1.2578e-06 | 1.0146e-06 | 8.1859e-07 | 6.605e-07 | 5.3299e-07 | 4.3013e-07 | 3.4714e-07 | 2.8017e-07 | 1.9279e-09 | 6.9468e-10 | 2.3893e-10 | 7.8606e-11 | 2.7463e-05 | 2.4188e-05
Retro12Med | Retro | Irrigation Hardware | Agriculture | Irrigation | 5.9297e-05 | 22.2934 | 2.6598e-06 | 293.5004 | >140 | Center pivot/linear move systems: Install new sprinkler package on an existing system. | Montana | 0.00017795 | 0.00017988 | 0.00018179 | 0.00018374 | 0.00018572 | 0.00016843 | 0.00013577 | 0.00010948 | 8.8297e-05 | 7.1226e-05 | 5.7463e-05 | 4.6366e-05 | 3.7415e-05 | 3.0194e-05 | 2.4369e-05 | 1.9667e-05 | 1.3534e-07 | 4.8765e-08 | 1.6772e-08 | 5.518e-09 | 0.0019278 | 0.001698
Retro12Med | Retro | Irrigation Hardware | Agriculture | Irrigation | 4.5264e-06 | 1.7018 | 2.6598e-06 | 261.5573 | >140 | Center pivot/linear move systems: New gooseneck elbows | Montana | 1.3584e-05 | 1.3731e-05 | 1.3877e-05 | 1.4026e-05 | 1.4177e-05 | 1.2857e-05 | 1.0364e-05 | 8.3571e-06 | 6.7401e-06 | 5.437e-06 | 4.3865e-06 | 3.5393e-06 | 2.8561e-06 | 2.3049e-06 | 1.8602e-06 | 1.5013e-06 | 1.0331e-08 | 3.7224e-09 | 1.2803e-09 | 4.2121e-10 | 0.00014716 | 0.00012961
Retro12Med | Retro | Irrigation Hardware | Agriculture | Irrigation | 4.5264e-06 | 1.7018 | 2.6598e-06 | 549.5394 | >140 | Center pivot/linear move systems: New drop tubes (3 feet minimum) | Montana | 1.3584e-05 | 1.3731e-05 | 1.3877e-05 | 1.4026e-05 | 1.4177e-05 | 1.2857e-05 | 1.0364e-05 | 8.3571e-06 | 6.7401e-06 | 5.437e-06 | 4.3865e-06 | 3.5393e-06 | 2.8561e-06 | 2.3049e-06 | 1.8602e-06 | 1.5013e-06 | 1.0331e-08 | 3.7224e-09 | 1.2803e-09 | 4.2121e-10 | 0.00014716 | 0.00012961
Retro12Med | Retro | Irrigation Hardware | Agriculture | Irrigation | 7.5327e-06 | 2.832 | 2.6598e-06 | 132.4542 | 130-140 | Center pivot/linear move systems: Replace leaking pivot boot gasket with new pivot boot gasket | Montana | 2.2606e-05 | 2.2851e-05 | 2.3093e-05 | 2.3342e-05 | 2.3593e-05 | 2.1396e-05 | 1.7248e-05 | 1.3908e-05 | 1.1217e-05 | 9.0481e-06 | 7.2998e-06 | 5.89e-06 | 4.7529e-06 | 3.8357e-06 | 3.0956e-06 | 2.4984e-06 | 1.7192e-08 | 6.1947e-09 | 2.1307e-09 | 7.0097e-10 | 0.0002449 | 0.0002157
Retro12Med | Retro | Irrigation Hardware | Agriculture | Irrigation | 1.8832e-06 | 0.708 | 2.6598e-06 | 1272.859 | >140 | Center pivot/linear move systems: Replace leaking tower gasket with new tower gasket | Montana | 5.6515e-06 | 5.7128e-06 | 5.7733e-06 | 5.8354e-06 | 5.8982e-06 | 5.349e-06 | 4.3119e-06 | 3.4769e-06 | 2.8042e-06 | 2.262e-06 | 1.8249e-06 | 1.4725e-06 | 1.1882e-06 | 9.5892e-07 | 7.7391e-07 | 6.246e-07 | 4.2981e-09 | 1.5487e-09 | 5.3267e-10 | 1.7524e-10 | 6.1225e-05 | 5.3925e-05
Retro12Med | Retro | Irrigation Hardware | Agriculture | Irrigation | 0.00020164 | 75.8076 | 2.6598e-06 | 39.241 | 30-40 | Wheel/hand line systems: Replace worn nozzle with new flow controlling type nozzle for impact sprinklers | Washington | 0.00047224 | 0.00047728 | 0.00048249 | 0.00048789 | 0.00049672 | 0.00045259 | 0.0003664 | 0.00029672 | 0.00024019 | 0.00019593 | 0.00015856 | 0.00012826 | 0.00010378 | 8.3939e-05 | 6.8355e-05 | 5.5326e-05 | 3.8189e-07 | 1.3801e-07 | 4.7585e-08 | 1.5809e-08 | 0.0055233 | 0.0045673
Retro12Med | Retro | Irrigation Hardware | Agriculture | Irrigation | 0.00020164 | 75.8076 | 2.6598e-06 | 14.5631 | 10-20 | Wheel/hand line systems: Replace worn nozzle with new nozzle | Washington | 0.00047224 | 0.00047728 | 0.00048249 | 0.00048789 | 0.00049672 | 0.00045259 | 0.0003664 | 0.00029672 | 0.00024019 | 0.00019593 | 0.00015856 | 0.00012826 | 0.00010378 | 8.3939e-05 | 6.8355e-05 | 5.5326e-05 | 3.8189e-07 | 1.3801e-07 | 4.7585e-08 | 1.5809e-08 | 0.0055233 | 0.0045673
Retro12Med | Retro | Irrigation Hardware | Agriculture | Irrigation | 0.00017726 | 66.6419 | 2.6598e-06 | 79.7748 | 70-80 | Wheel/hand line systems: Rebuild or replace leaking impact sprinkler with new or rebuilt impact sprinkler | Washington | 0.00083029 | 0.00083914 | 0.00084832 | 0.00085779 | 0.00087333 | 0.00079575 | 0.0006442 | 0.00052169 | 0.00042229 | 0.00034449 | 0.00027878 | 0.00022551 | 0.00018247 | 0.00014758 | 0.00012018 | 9.7274e-05 | 6.7143e-07 | 2.4264e-07 | 8.3663e-08 | 2.7795e-08 | 0.0097111 | 0.0080301
Retro12Med | Retro | Irrigation Hardware | Agriculture | Irrigation | 0.0010606 | 398.7544 | 2.6598e-06 | 4.0909 | 0-10 | Wheel/hand line systems: Replace leaking gasket with new gasket | Washington | 0.0049681 | 0.005021 | 0.0050759 | 0.0051326 | 0.0052256 | 0.0047614 | 0.0038546 | 0.0031216 | 0.0025268 | 0.0020612 | 0.0016681 | 0.0013494 | 0.0010918 | 0.00088306 | 0.00071911 | 0.00058204 | 4.0175e-06 | 1.4519e-06 | 5.006e-07 | 1.6631e-07 | 0.058107 | 0.048048
Retro12Med | Retro | Irrigation Hardware | Agriculture | Irrigation | 0.0010993 | 413.2807 | 2.6598e-06 | 14.1304 | 10-20 | Wheel/hand line systems: Replace leaking drain with new drain | Washington | 0.0051491 | 0.005204 | 0.0052608 | 0.0053196 | 0.005416 | 0.0049348 | 0.003995 | 0.0032353 | 0.0026189 | 0.0021363 | 0.0017289 | 0.0013985 | 0.0011316 | 0.00091522 | 0.00074531 | 0.00060324 | 4.1639e-06 | 1.5047e-06 | 5.1884e-07 | 1.7237e-07 | 0.060223 | 0.049799
Retro12Med | Retro | Irrigation Hardware | Agriculture | Irrigation | 0.00052774 | 198.4097 | 2.6598e-06 | 26.1195 | 20-30 | Wheel/hand line systems: Cut and pipe press repair of leaking hand-lines, wheel-lines, and portable main-lines | Washington | 0.002472 | 0.0024983 | 0.0025256 | 0.0025539 | 0.0026001 | 0.0023691 | 0.0019179 | 0.0015532 | 0.0012573 | 0.0010256 | 0.00083001 | 0.00067141 | 0.00054326 | 0.00043939 | 0.00035781 | 0.00028961 | 1.999e-06 | 7.224e-07 | 2.4909e-07 | 8.2754e-08 | 0.028912 | 0.023908
Retro12Med | Retro | Irrigation Hardware | Agriculture | Irrigation | 0.00091337 | 343.3941 | 2.6598e-06 | 70.4334 | 70-80 | Thunderbird wheel line systems: Replace leaking hub with new hub | Washington | 0.00049981 | 0.00050514 | 0.00051066 | 0.00051636 | 0.00052572 | 0.00047901 | 0.00038779 | 0.00031404 | 0.00025421 | 0.00020737 | 0.00016782 | 0.00013575 | 0.00010984 | 8.8839e-05 | 7.2345e-05 | 5.8555e-05 | 4.0418e-07 | 1.4606e-07 | 5.0362e-08 | 1.6732e-08 | 0.0058457 | 0.0048339
Retro12Med | Retro | Irrigation Hardware | Agriculture | Irrigation | 0.00026301 | 98.8809 | 2.6598e-06 | 14.0436 | 10-20 | Wheel line systems: Rebuild or replace leaking or malfunctioning leveler with new or rebuilt leveler. | Washington | 0.00014392 | 0.00014545 | 0.00014704 | 0.00014869 | 0.00015138 | 0.00013793 | 0.00011166 | 9.0428e-05 | 7.3199e-05 | 5.9712e-05 | 4.8323e-05 | 3.909e-05 | 3.1629e-05 | 2.5581e-05 | 2.0832e-05 | 1.6861e-05 | 1.1638e-07 | 4.2059e-08 | 1.4502e-08 | 4.818e-09 | 0.0016833 | 0.0013919
Retro12Med | Retro | Irrigation Hardware | Agriculture | Irrigation | 0.00034858 | 131.0532 | 2.6598e-06 | 49.8019 | 40-50 | Center pivot/linear move systems: Install new sprinkler package on an existing system. | Washington | 0.0096255 | 0.0097282 | 0.0098345 | 0.0099444 | 0.010125 | 0.0092251 | 0.0074682 | 0.006048 | 0.0048957 | 0.0039936 | 0.0032319 | 0.0026144 | 0.0021154 | 0.0017109 | 0.0013933 | 0.0011277 | 7.7839e-06 | 2.8129e-06 | 9.6991e-07 | 3.2223e-07 | 0.11258 | 0.093093
Retro12Med | Retro | Irrigation Hardware | Agriculture | Irrigation | 2.6609e-05 | 10.004 | 2.6598e-06 | 44.3681 | 40-50 | Center pivot/linear move systems: New gooseneck elbows | Washington | 0.00073477 | 0.0007426 | 0.00075072 | 0.00075911 | 0.00077286 | 0.0007042 | 0.00057008 | 0.00046167 | 0.00037371 | 0.00030485 | 0.00024671 | 0.00019957 | 0.00016148 | 0.0001306 | 0.00010636 | 8.6083e-05 | 5.9418e-07 | 2.1473e-07 | 7.4038e-08 | 2.4598e-08 | 0.0085938 | 0.0071063
Retro12Med | Retro | Irrigation Hardware | Agriculture | Irrigation | 2.6609e-05 | 10.004 | 2.6598e-06 | 93.3565 | 90-100 | Center pivot/linear move systems: New drop tubes (3 feet minimum) | Washington | 0.00073477 | 0.0007426 | 0.00075072 | 0.00075911 | 0.00077286 | 0.0007042 | 0.00057008 | 0.00046167 | 0.00037371 | 0.00030485 | 0.00024671 | 0.00019957 | 0.00016148 | 0.0001306 | 0.00010636 | 8.6083e-05 | 5.9418e-07 | 2.1473e-07 | 7.4038e-08 | 2.4598e-08 | 0.0085938 | 0.0071063
Retro12Med | Retro | Irrigation Hardware | Agriculture | Irrigation | 4.4281e-05 | 16.6482 | 2.6598e-06 | 22.4064 | 20-30 | Center pivot/linear move systems: Replace leaking pivot boot gasket with new pivot boot gasket | Washington | 0.0012228 | 0.0012358 | 0.0012493 | 0.0012633 | 0.0012862 | 0.0011719 | 0.00094871 | 0.0007683 | 0.00062192 | 0.00050732 | 0.00041056 | 0.00033211 | 0.00026873 | 0.00021734 | 0.00017699 | 0.00014326 | 9.8882e-07 | 3.5734e-07 | 1.2321e-07 | 4.0934e-08 | 0.014302 | 0.011826
Retro12Med | Retro | Irrigation Hardware | Agriculture | Irrigation | 1.107e-05 | 4.162 | 2.6598e-06 | 216.4001 | >140 | Center pivot/linear move systems: Replace leaking tower gasket with new tower gasket | Washington | 0.00030569 | 0.00030895 | 0.00031233 | 0.00031582 | 0.00032154 | 0.00029297 | 0.00023718 | 0.00019207 | 0.00015548 | 0.00012683 | 0.00010264 | 8.3028e-05 | 6.7182e-05 | 5.4336e-05 | 4.4248e-05 | 3.5814e-05 | 2.472e-07 | 8.9335e-08 | 3.0803e-08 | 1.0234e-08 | 0.0035754 | 0.0029565
Retro12Med | Retro | Irrigation Hardware | Agriculture | Irrigation | 0.00020164 | 75.8076 | 2.6598e-06 | 39.241 | 30-40 | Wheel/hand line systems: Replace worn nozzle with new flow controlling type nozzle for impact sprinklers | Oregon | 0.00105 | 0.0010606 | 0.0010712 | 0.0010832 | 0.0011047 | 0.0010062 | 0.00081469 | 0.00066011 | 0.00053446 | 0.0004367 | 0.0003535 | 0.00028614 | 0.00023145 | 0.00018732 | 0.0001528 | 0.00012371 | 8.5446e-07 | 3.0898e-07 | 1.0657e-07 | 3.5479e-08 | 0.012396 | 0.010158
Retro12Med | Retro | Irrigation Hardware | Agriculture | Irrigation | 0.00020164 | 75.8076 | 2.6598e-06 | 14.5631 | 10-20 | Wheel/hand line systems: Replace worn nozzle with new nozzle | Oregon | 0.00105 | 0.0010606 | 0.0010712 | 0.0010832 | 0.0011047 | 0.0010062 | 0.00081469 | 0.00066011 | 0.00053446 | 0.0004367 | 0.0003535 | 0.00028614 | 0.00023145 | 0.00018732 | 0.0001528 | 0.00012371 | 8.5446e-07 | 3.0898e-07 | 1.0657e-07 | 3.5479e-08 | 0.012396 | 0.010158
Retro12Med | Retro | Irrigation Hardware | Agriculture | Irrigation | 0.00017726 | 66.6419 | 2.6598e-06 | 79.7748 | 70-80 | Wheel/hand line systems: Rebuild or replace leaking impact sprinkler with new or rebuilt impact sprinkler | Oregon | 0.001846 | 0.0018647 | 0.0018834 | 0.0019045 | 0.0019422 | 0.0017691 | 0.0014324 | 0.0011606 | 0.00093968 | 0.0007678 | 0.00062153 | 0.00050309 | 0.00040693 | 0.00032935 | 0.00026865 | 0.00021751 | 1.5023e-06 | 5.4324e-07 | 1.8737e-07 | 6.2379e-08 | 0.021794 | 0.01786
Retro12Med | Retro | Irrigation Hardware | Agriculture | Irrigation | 0.0010606 | 398.7544 | 2.6598e-06 | 4.0909 | 0-10 | Wheel/hand line systems: Replace leaking gasket with new gasket | Oregon | 0.011046 | 0.011157 | 0.01127 | 0.011396 | 0.011621 | 0.010586 | 0.0085707 | 0.0069445 | 0.0056226 | 0.0045941 | 0.0037189 | 0.0030103 | 0.0024349 | 0.0019707 | 0.0016075 | 0.0013015 | 8.989e-06 | 3.2505e-06 | 1.1211e-06 | 3.7325e-07 | 0.1304 | 0.10686
Retro12Med | Retro | Irrigation Hardware | Agriculture | Irrigation | 0.0010993 | 413.2807 | 2.6598e-06 | 14.1304 | 10-20 | Wheel/hand line systems: Replace leaking drain with new drain | Oregon | 0.011448 | 0.011564 | 0.01168 | 0.011811 | 0.012045 | 0.010971 | 0.0088829 | 0.0071974 | 0.0058274 | 0.0047615 | 0.0038544 | 0.0031199 | 0.0025236 | 0.0020424 | 0.001666 | 0.0013489 | 9.3165e-06 | 3.3689e-06 | 1.162e-06 | 3.8684e-07 | 0.13515 | 0.11076
Retro12Med | Retro | Irrigation Hardware | Agriculture | Irrigation | 0.00052774 | 198.4097 | 2.6598e-06 | 26.1195 | 20-30 | Wheel/hand line systems: Cut and pipe press repair of leaking hand-lines, wheel-lines, and portable main-lines | Oregon | 0.0054961 | 0.0055516 | 0.0056075 | 0.0056702 | 0.0057825 | 0.0052671 | 0.0042645 | 0.0034554 | 0.0027977 | 0.0022859 | 0.0018504 | 0.0014978 | 0.0012115 | 0.00098055 | 0.00079983 | 0.00064758 | 4.4727e-06 | 1.6174e-06 | 5.5785e-07 | 1.8572e-07 | 0.064886 | 0.053173
Retro12Med | Retro | Irrigation Hardware | Agriculture | Irrigation | 0.00091337 | 343.3941 | 2.6598e-06 | 70.4334 | 70-80 | Thunderbird wheel line systems: Replace leaking hub with new hub | Oregon | 0.0015337 | 0.0015492 | 0.0015647 | 0.0015822 | 0.0016136 | 0.0014698 | 0.00119 | 0.00096421 | 0.00078067 | 0.00063788 | 0.00051636 | 0.00041796 | 0.00033807 | 0.00027362 | 0.00022319 | 0.0001807 | 1.2481e-06 | 4.5132e-07 | 1.5567e-07 | 5.1824e-08 | 0.018106 | 0.014838
Retro12Med | Retro | Irrigation Hardware | Agriculture | Irrigation | 0.00026301 | 98.8809 | 2.6598e-06 | 14.0436 | 10-20 | Wheel line systems: Rebuild or replace leaking or malfunctioning leveler with new or rebuilt leveler. | Oregon | 0.00044162 | 0.00044608 | 0.00045057 | 0.00045561 | 0.00046463 | 0.00042322 | 0.00034266 | 0.00027764 | 0.0002248 | 0.00018368 | 0.00014869 | 0.00012035 | 9.7348e-05 | 7.8789e-05 | 6.4268e-05 | 5.2034e-05 | 3.5939e-07 | 1.2996e-07 | 4.4824e-08 | 1.4923e-08 | 0.0052137 | 0.0042725
Retro12Med | Retro | Irrigation Hardware | Agriculture | Irrigation | 0.00034858 | 131.0532 | 2.6598e-06 | 49.8019 | 40-50 | Center pivot/linear move systems: Install new sprinkler package on an existing system. | Oregon | 0.0052804 | 0.0053338 | 0.0053875 | 0.0054477 | 0.0055556 | 0.0050604 | 0.0040972 | 0.0033198 | 0.0026879 | 0.0021962 | 0.0017778 | 0.0014391 | 0.001164 | 0.00094208 | 0.00076845 | 0.00062217 | 4.2972e-06 | 1.5539e-06 | 5.3597e-07 | 1.7843e-07 | 0.06234 | 0.051087
Retro12Med | Retro | Irrigation Hardware | Agriculture | Irrigation | 2.6609e-05 | 10.004 | 2.6598e-06 | 44.3681 | 40-50 | Center pivot/linear move systems: New gooseneck elbows | Oregon | 0.00040308 | 0.00040716 | 0.00041125 | 0.00041585 | 0.00042409 | 0.00038629 | 0.00031276 | 0.00025342 | 0.00020518 | 0.00016765 | 0.00013571 | 0.00010985 | 8.8853e-05 | 7.1914e-05 | 5.866e-05 | 4.7494e-05 | 3.2803e-07 | 1.1862e-07 | 4.0913e-08 | 1.3621e-08 | 0.0047587 | 0.0038997
Retro12Med | Retro | Irrigation Hardware | Agriculture | Irrigation | 2.6609e-05 | 10.004 | 2.6598e-06 | 93.3565 | 90-100 | Center pivot/linear move systems: New drop tubes (3 feet minimum) | Oregon | 0.00040308 | 0.00040716 | 0.00041125 | 0.00041585 | 0.00042409 | 0.00038629 | 0.00031276 | 0.00025342 | 0.00020518 | 0.00016765 | 0.00013571 | 0.00010985 | 8.8853e-05 | 7.1914e-05 | 5.866e-05 | 4.7494e-05 | 3.2803e-07 | 1.1862e-07 | 4.0913e-08 | 1.3621e-08 | 0.0047587 | 0.0038997
Retro12Med | Retro | Irrigation Hardware | Agriculture | Irrigation | 4.4281e-05 | 16.6482 | 2.6598e-06 | 22.4064 | 20-30 | Center pivot/linear move systems: Replace leaking pivot boot gasket with new pivot boot gasket | Oregon | 0.0006708 | 0.00067758 | 0.00068439 | 0.00069204 | 0.00070575 | 0.00064285 | 0.00052049 | 0.00042173 | 0.00034145 | 0.000279 | 0.00022585 | 0.00018281 | 0.00014787 | 0.00011968 | 9.7619e-05 | 7.9037e-05 | 5.4589e-07 | 1.974e-07 | 6.8086e-08 | 2.2667e-08 | 0.0079193 | 0.0064898
Retro12Med | Retro | Irrigation Hardware | Agriculture | Irrigation | 1.107e-05 | 4.162 | 2.6598e-06 | 216.4001 | >140 | Center pivot/linear move systems: Replace leaking tower gasket with new tower gasket | Oregon | 0.0001677 | 0.00016939 | 0.0001711 | 0.00017301 | 0.00017644 | 0.00016071 | 0.00013012 | 0.00010543 | 8.5363e-05 | 6.9749e-05 | 5.6461e-05 | 4.5703e-05 | 3.6967e-05 | 2.9919e-05 | 2.4405e-05 | 1.9759e-05 | 1.3647e-07 | 4.935e-08 | 1.7021e-08 | 5.6667e-09 | 0.0019798 | 0.0016224
Retro12Med | Retro | Irrigation Motor | Agriculture | Motors/Drives | 0.0022804 | 857.3538 | 2.6598e-06 | 25.0436 | 20-30 | Montana Wells Green Motors Program Rewind vs. Standard Practice: Motor size 50HP | Montana | 0.0001789 | 0.00018084 | 0.00018275 | 0.00018472 | 0.0001867 | 0.00016932 | 0.00013649 | 0.00011006 | 8.8765e-05 | 7.1603e-05 | 5.7768e-05 | 4.6612e-05 | 3.7613e-05 | 3.0354e-05 | 2.4498e-05 | 1.9771e-05 | 1.3605e-07 | 4.9023e-08 | 1.6861e-08 | 5.5472e-09 | 0.0019381 | 0.001707
Retro12Med | Retro | Irrigation Motor | Agriculture | Motors/Drives | 0.0022804 | 857.3538 | 2.6598e-06 | 25.0436 | 20-30 | Oregon River Green Motors Program Rewind vs. Standard Practice: Motor size 50HP | Oregon | 0.00098782 | 0.00099781 | 0.0010078 | 0.0010191 | 0.0010393 | 0.00094666 | 0.00076648 | 0.00062104 | 0.00050283 | 0.00041086 | 0.00033258 | 0.00026921 | 0.00021775 | 0.00017624 | 0.00014376 | 0.00011639 | 8.0389e-07 | 2.9069e-07 | 1.0026e-07 | 3.338e-08 | 0.011662 | 0.0095569
Retro12Med | Retro | Irrigation Motor | Agriculture | Motors/Drives | 0.0021764 | 818.26 | 2.6598e-06 | 28.9687 | 20-30 | Oregon Wells Green Motors Program Rewind vs. Standard Practice: Motor size 60HP | Oregon | 0.00090149 | 0.0009106 | 0.00091976 | 0.00093004 | 0.00094846 | 0.00086392 | 0.00069948 | 0.00056676 | 0.00045888 | 0.00037495 | 0.00030352 | 0.00024568 | 0.00019872 | 0.00016083 | 0.00013119 | 0.00010622 | 7.3363e-07 | 2.6528e-07 | 9.1501e-08 | 3.0462e-08 | 0.010643 | 0.0087216
Retro12Med | Retro | Irrigation Motor | Agriculture | Motors/Drives | 0.0021764 | 818.26 | 2.6598e-06 | 28.9687 | 20-30 | Idaho River Green Motors Program Rewind vs. Standard Practice: Motor size 60HP | Idaho | 0.001218 | 0.0012182 | 0.0012184 | 0.0012191 | 0.0012202 | 0.0010994 | 0.00088065 | 0.00070553 | 0.00056532 | 0.00045304 | 0.00036309 | 0.00029104 | 0.0002333 | 0.00018704 | 0.00014996 | 0.00012024 | 8.2206e-07 | 2.943e-07 | 1.0058e-07 | 3.2881e-08 | 0.011488 | 0.011144
Retro12Med | Retro | Irrigation Motor | Agriculture | Motors/Drives | 0.0029564 | 1111.4974 | 2.6598e-06 | 27.8383 | 20-30 | Washington Wells Green Motors Program Rewind vs. Standard Practice: Motor size 100HP | Washington | 0.00096401 | 0.00097428 | 0.00098493 | 0.00099594 | 0.001014 | 0.0009239 | 0.00074794 | 0.00060571 | 0.0004903 | 0.00039996 | 0.00032368 | 0.00026183 | 0.00021186 | 0.00017135 | 0.00013954 | 0.00011294 | 7.7956e-07 | 2.8172e-07 | 9.7137e-08 | 3.2272e-08 | 0.011275 | 0.0093233
Retro12Med | Retro | Irrigation Motor | Agriculture | Motors/Drives | 0.0039125 | 1470.962 | 2.6598e-06 | 28.2079 | 20-30 | Idaho Wells Green Motors Program Rewind vs. Standard Practice: Motor size 150HP | Idaho | 0.0017223 | 0.0017225 | 0.0017228 | 0.0017239 | 0.0017254 | 0.0015546 | 0.0012453 | 0.00099765 | 0.00079939 | 0.00064061 | 0.00051342 | 0.00041154 | 0.0003299 | 0.00026448 | 0.00021205 | 0.00017002 | 1.1624e-06 | 4.1615e-07 | 1.4222e-07 | 4.6494e-08 | 0.016244 | 0.015758
Retro12Med | Retro | Irrigation Motor | Agriculture | Motors/Drives | 0.0021209 | 797.3899 | 2.6598e-06 | 24.5137 | 20-30 | Montana River Green Motors Program Rewind vs. Standard Practice: Motor size 40HP | Montana | 0.00056043 | 0.00056651 | 0.00057251 | 0.00057867 | 0.0005849 | 0.00053044 | 0.0004276 | 0.00034479 | 0.00027808 | 0.00022432 | 0.00018097 | 0.00014602 | 0.00011783 | 9.5092e-05 | 7.6745e-05 | 6.1939e-05 | 4.2622e-07 | 1.5358e-07 | 5.2822e-08 | 1.7378e-08 | 0.0060715 | 0.0053475
Retro12Med | Retro | Irrigation Motor | Agriculture | Motors/Drives | 0.0022398 | 842.0744 | 2.6598e-06 | 31.1741 | 30-40 | Washington River Green Motors Program Rewind vs. Standard Practice: Motor size 75HP | Washington | 0.00087379 | 0.00088311 | 0.00089276 | 0.00090274 | 0.00091909 | 0.00083744 | 0.00067795 | 0.00054902 | 0.00044442 | 0.00036253 | 0.00029339 | 0.00023733 | 0.00019203 | 0.00015531 | 0.00012648 | 0.00010237 | 7.0661e-07 | 2.5535e-07 | 8.8046e-08 | 2.9252e-08 | 0.01022 | 0.0084508
LO12Med | NR | Irrigation Water Mgmt | Agriculture | Irrigation | 0.00073937 | 277.9769 | 2.6598e-06 | 24.2835 | 20-30 | Mattawa (PRD) _ Alfalfa | SIS | 0.00177 | 0.0035777 | 0.0054253 | 0.0073145 | 0.0026143 | 0 | 0 | 0 | 0 | 0 | 0 | 0 | 0 | 0 | 0 | 0 | 0 | 0 | 0 | 0 | 0.020702 | 0.020702
LO12Med | NR | Irrigation Water Mgmt | Agriculture | Irrigation | 0.00072115 | 271.1286 | 2.6598e-06 | 24.9007 | 20-30 | Pasco (Richland) _ Alfalfa | SIS | 0.0011422 | 0.0023088 | 0.0035011 | 0.0047203 | 0.0016871 | 0 | 0 | 0 | 0 | 0 | 0 | 0 | 0 | 0 | 0 | 0 | 0 | 0 | 0 | 0 | 0.01336 | 0.01336
LO12Med | NR | Irrigation Water Mgmt | Agriculture | Irrigation | 0.0007104 | 267.0848 | 2.6598e-06 | 25.28 | 20-30 | Moses Lake (Ephrata) _ Alfalfa | SIS | 0.0041927 | 0.0084747 | 0.012851 | 0.017326 | 0.0061927 | 0 | 0 | 0 | 0 | 0 | 0 | 0 | 0 | 0 | 0 | 0 | 0 | 0 | 0 | 0 | 0.049037 | 0.049037
LO12Med | NR | Irrigation Water Mgmt | Agriculture | Irrigation | 0.00068368 | 257.0406 | 2.6598e-06 | 26.2737 | 20-30 | Royal City (Smyrna) _ Alfalfa | SIS | 0.0019294 | 0.0039 | 0.0059139 | 0.0079733 | 0.0028498 | 0 | 0 | 0 | 0 | 0 | 0 | 0 | 0 | 0 | 0 | 0 | 0 | 0 | 0 | 0 | 0.022566 | 0.022566
LO12Med | NR | Irrigation Water Mgmt | Agriculture | Irrigation | 0.0006672 | 250.8445 | 2.6598e-06 | 26.9265 | 20-30 | Quincy _ Alfalfa | SIS | 0.0025408 | 0.0051357 | 0.0077878 | 0.0105 | 0.0037528 | 0 | 0 | 0 | 0 | 0 | 0 | 0 | 0 | 0 | 0 | 0 | 0 | 0 | 0 | 0 | 0.029717 | 0.029717
LO12Med | NR | Irrigation Water Mgmt | Agriculture | Irrigation | 0.000662 | 248.8878 | 2.6598e-06 | 27.1393 | 20-30 | Connell _ Alfalfa | SIS | 0.00025553 | 0.0005165 | 0.00078322 | 0.001056 | 0.00037742 | 0 | 0 | 0 | 0 | 0 | 0 | 0 | 0 | 0 | 0 | 0 | 0 | 0 | 0 | 0 | 0.0029886 | 0.0029886
LO12Med | NR | Irrigation Water Mgmt | Agriculture | Irrigation | 0.0006561 | 246.6703 | 2.6598e-06 | 27.3847 | 20-30 | Othello _ Alfalfa | SIS | 0.0014102 | 0.0028505 | 0.0043225 | 0.0058278 | 0.002083 | 0 | 0 | 0 | 0 | 0 | 0 | 0 | 0 | 0 | 0 | 0 | 0 | 0 | 0 | 0 | 0.016494 | 0.016494
LO12Med | NR | Irrigation Water Mgmt | Agriculture | Irrigation | 0.0006417 | 241.2568 | 2.6598e-06 | 28.0025 | 20-30 | Lind _ Alfalfa | SIS | 0.00035268 | 0.00071288 | 0.001081 | 0.0014575 | 0.00052092 | 0 | 0 | 0 | 0 | 0 | 0 | 0 | 0 | 0 | 0 | 0 | 0 | 0 | 0 | 0 | 0.004125 | 0.004125
LO12Med | NR | Irrigation Water Mgmt | Agriculture | Irrigation | 0.00063893 | 240.2133 | 2.6598e-06 | 28.1248 | 20-30 | Eltopia _ Alfalfa | SIS | 0.0015373 | 0.0031073 | 0.0047119 | 0.0063528 | 0.0022706 | 0 | 0 | 0 | 0 | 0 | 0 | 0 | 0 | 0 | 0 | 0 | 0 | 0 | 0 | 0 | 0.01798 | 0.01798
LO12Med | NR | Irrigation Water Mgmt | Agriculture | Irrigation | 0.00063893 | 240.2133 | 2.6598e-06 | 28.1248 | 20-30 | Odessa _ Alfalfa | SIS | 0.00017842 | 0.00036065 | 0.00054689 | 0.00073733 | 0.00026354 | 0 | 0 | 0 | 0 | 0 | 0 | 0 | 0 | 0 | 0 | 0 | 0 | 0 | 0 | 0 | 0.0020868 | 0.0020868
LO12Med | NR | Irrigation Water Mgmt | Agriculture | Irrigation | 0.00048696 | 183.0787 | 2.6598e-06 | 36.9491 | 30-40 | Ritzville _ Alfalfa | SIS | 0.00010417 | 0.00021055 | 0.00031928 | 0.00043047 | 0.00015386 | 0 | 0 | 0 | 0 | 0 | 0 | 0 | 0 | 0 | 0 | 0 | 0 | 0 | 0 | 0 | 0.0012183 | 0.0012183
LO12Med | NR | Irrigation Water Mgmt | Agriculture | Irrigation | 0.00045903 | 172.5779 | 2.6598e-06 | 39.2065 | 30-40 | Wilbur _ Alfalfa | SIS | 0.00011815 | 0.00023881 | 0.00036214 | 0.00048825 | 0.00017451 | 0 | 0 | 0 | 0 | 0 | 0 | 0 | 0 | 0 | 0 | 0 | 0 | 0 | 0 | 0 | 0.0013819 | 0.0013819
LO12Med | NR | Irrigation Water Mgmt | Agriculture | Irrigation | 0.00073729 | 277.1943 | 2.6598e-06 | 24.3525 | 20-30 | Mattawa (PRD) _ Mint | SIS | 1.0833e-05 | 2.1897e-05 | 3.3204e-05 | 4.4767e-05 | 1.6001e-05 | 0 | 0 | 0 | 0 | 0 | 0 | 0 | 0 | 0 | 0 | 0 | 0 | 0 | 0 | 0 | 0.0001267 | 0.0001267
LO12Med | NR | Irrigation Water Mgmt | Agriculture | Irrigation | 0.00071664 | 269.4328 | 2.6598e-06 | 25.0584 | 20-30 | Pasco (Richland) _ Mint | SIS | 0 | 0 | 0 | 0 | 0 | 0 | 0 | 0 | 0 | 0 | 0 | 0 | 0 | 0 | 0 | 0 | 0 | 0 | 0 | 0 | 0 | 0
LO12Med | NR | Irrigation Water Mgmt | Agriculture | Irrigation | 0.00070728 | 265.9108 | 2.6598e-06 | 25.3923 | 20-30 | Moses Lake (Ephrata) _ Mint | SIS | 0.0001719 | 0.00034746 | 0.00052688 | 0.00071036 | 0.0002539 | 0 | 0 | 0 | 0 | 0 | 0 | 0 | 0 | 0 | 0 | 0 | 0 | 0 | 0 | 0 | 0.0020105 | 0.0020105
LO12Med | NR | Irrigation Water Mgmt | Agriculture | Irrigation | 0.00067987 | 255.6057 | 2.6598e-06 | 26.4221 | 20-30 | Royal City (Smyrna) _ Mint | SIS | 0.00012498 | 0.00025263 | 0.00038309 | 0.0005165 | 0.00018461 | 0 | 0 | 0 | 0 | 0 | 0 | 0 | 0 | 0 | 0 | 0 | 0 | 0 | 0 | 0 | 0.0014618 | 0.0014618
LO12Med | NR | Irrigation Water Mgmt | Agriculture | Irrigation | 0.00066252 | 249.0835 | 2.6598e-06 | 27.1179 | 20-30 | Quincy _ Mint | SIS | 7.0488e-05 | 0.00014248 | 0.00021606 | 0.00029129 | 0.00010411 | 0 | 0 | 0 | 0 | 0 | 0 | 0 | 0 | 0 | 0 | 0 | 0 | 0 | 0 | 0 | 0.00082443 | 0.00082443
LO12Med | NR | Irrigation Water Mgmt | Agriculture | Irrigation | 0.00066096 | 248.4965 | 2.6598e-06 | 27.1823 | 20-30 | Connell _ Mint | SIS | 0 | 0 | 0 | 0 | 0 | 0 | 0 | 0 | 0 | 0 | 0 | 0 | 0 | 0 | 0 | 0 | 0 | 0 | 0 | 0 | 0 | 0
LO12Med | NR | Irrigation Water Mgmt | Agriculture | Irrigation | 0.00065263 | 245.3658 | 2.6598e-06 | 27.5311 | 20-30 | Othello _ Mint | SIS | 9.3635e-06 | 1.8927e-05 | 2.87e-05 | 3.8695e-05 | 1.383e-05 | 0 | 0 | 0 | 0 | 0 | 0 | 0 | 0 | 0 | 0 | 0 | 0 | 0 | 0 | 0 | 0.00010952 | 0.00010952
LO12Med | NR | Irrigation Water Mgmt | Agriculture | Irrigation | 0.00063979 | 240.5394 | 2.6598e-06 | 28.0865 | 20-30 | Lind _ Mint | SIS | 0 | 0 | 0 | 0 | 0 | 0 | 0 | 0 | 0 | 0 | 0 | 0 | 0 | 0 | 0 | 0 | 0 | 0 | 0 | 0 | 0 | 0
LO12Med | NR | Irrigation Water Mgmt | Agriculture | Irrigation | 0.0006306 | 237.0826 | 2.6598e-06 | 28.4982 | 20-30 | Eltopia _ Mint | SIS | 0 | 0 | 0 | 0 | 0 | 0 | 0 | 0 | 0 | 0 | 0 | 0 | 0 | 0 | 0 | 0 | 0 | 0 | 0 | 0 | 0 | 0
LO12Med | NR | Irrigation Water Mgmt | Agriculture | Irrigation | 0.0006358 | 239.0393 | 2.6598e-06 | 28.2637 | 20-30 | Odessa _ Mint | SIS | 5.4403e-06 | 1.0997e-05 | 1.6675e-05 | 2.2482e-05 | 8.0354e-06 | 0 | 0 | 0 | 0 | 0 | 0 | 0 | 0 | 0 | 0 | 0 | 0 | 0 | 0 | 0 | 6.3629e-05 | 6.3629e-05
LO12Med | NR | Irrigation Water Mgmt | Agriculture | Irrigation | 0.00050743 | 190.7749 | 2.6598e-06 | 35.4524 | 30-40 | Ritzville _ Mint | SIS | 0 | 0 | 0 | 0 | 0 | 0 | 0 | 0 | 0 | 0 | 0 | 0 | 0 | 0 | 0 | 0 | 0 | 0 | 0 | 0 | 0 | 0
LO12Med | NR | Irrigation Water Mgmt | Agriculture | Irrigation | 0.00047759 | 179.5567 | 2.6598e-06 | 37.6768 | 30-40 | Wilbur _ Mint | SIS | 0 | 0 | 0 | 0 | 0 | 0 | 0 | 0 | 0 | 0 | 0 | 0 | 0 | 0 | 0 | 0 | 0 | 0 | 0 | 0 | 0 | 0
LO12Med | NR | Irrigation Water Mgmt | Agriculture | Irrigation | 0.00066894 | 251.4967 | 2.6598e-06 | 26.8562 | 20-30 | Mattawa (PRD) _ Onions | SIS | 9.9559e-05 | 0.00020124 | 0.00030516 | 0.00041143 | 0.00014705 | 0 | 0 | 0 | 0 | 0 | 0 | 0 | 0 | 0 | 0 | 0 | 0 | 0 | 0 | 0 | 0.0011644 | 0.0011644
LO12Med | NR | Irrigation Water Mgmt | Agriculture | Irrigation | 0.00064985 | 244.3223 | 2.6598e-06 | 27.6493 | 20-30 | Pasco (Richland) _ Onions | SIS | 0.00013665 | 0.00027622 | 0.00041886 | 0.00056472 | 0.00020184 | 0 | 0 | 0 | 0 | 0 | 0 | 0 | 0 | 0 | 0 | 0 | 0 | 0 | 0 | 0 | 0.0015983 | 0.0015983
LO12Med | NR | Irrigation Water Mgmt | Agriculture | Irrigation | 0.00064205 | 241.3873 | 2.6598e-06 | 27.9873 | 20-30 | Moses Lake (Ephrata) _ Onions | SIS | 0.00023123 | 0.0004674 | 0.00070876 | 0.00095558 | 0.00034154 | 0 | 0 | 0 | 0 | 0 | 0 | 0 | 0 | 0 | 0 | 0 | 0 | 0 | 0 | 0 | 0.0027045 | 0.0027045
LO12Med | NR | Irrigation Water Mgmt | Agriculture | Irrigation | 0.00062244 | 234.0172 | 2.6598e-06 | 28.8735 | 20-30 | Royal City (Smyrna) _ Onions | SIS | 0.00011814 | 0.0002388 | 0.00036211 | 0.00048821 | 0.0001745 | 0 | 0 | 0 | 0 | 0 | 0 | 0 | 0 | 0 | 0 | 0 | 0 | 0 | 0 | 0 | 0.0013818 | 0.0013818
LO12Med | NR | Irrigation Water Mgmt | Agriculture | Irrigation | 0.00060423 | 227.1688 | 2.6598e-06 | 29.7485 | 20-30 | Quincy _ Onions | SIS | 8.5907e-05 | 0.00017365 | 0.00026332 | 0.00035501 | 0.00012689 | 0 | 0 | 0 | 0 | 0 | 0 | 0 | 0 | 0 | 0 | 0 | 0 | 0 | 0 | 0 | 0.0010048 | 0.0010048
LO12Med | NR | Irrigation Water Mgmt | Agriculture | Irrigation | 0.00060388 | 227.0384 | 2.6598e-06 | 29.7657 | 20-30 | Connell _ Onions | SIS | 6.4772e-05 | 0.00013092 | 0.00019853 | 0.00026767 | 9.567e-05 | 0 | 0 | 0 | 0 | 0 | 0 | 0 | 0 | 0 | 0 | 0 | 0 | 0 | 0 | 0 | 0.00075757 | 0.00075757
LO12Med | NR | Irrigation Water Mgmt | Agriculture | Irrigation | 0.00059712 | 224.4947 | 2.6598e-06 | 30.1046 | 30-40 | Othello _ Onions | SIS | 7.3026e-05 | 0.00014761 | 0.00022383 | 0.00030178 | 0.00010786 | 0 | 0 | 0 | 0 | 0 | 0 | 0 | 0 | 0 | 0 | 0 | 0 | 0 | 0 | 0 | 0.00085411 | 0.00085411
LO12Med | NR | Irrigation Water Mgmt | Agriculture | Irrigation | 0.00058341 | 219.3422 | 2.6598e-06 | 30.8154 | 30-40 | Lind _ Onions | SIS | 3.3381e-05 | 6.7473e-05 | 0.00010232 | 0.00013795 | 4.9304e-05 | 0 | 0 | 0 | 0 | 0 | 0 | 0 | 0 | 0 | 0 | 0 | 0 | 0 | 0 | 0 | 0.00039042 | 0.00039042
LO12Med | NR | Irrigation Water Mgmt | Agriculture | Irrigation | 0.00057855 | 217.516 | 2.6598e-06 | 31.0754 | 30-40 | Eltopia _ Onions | SIS | 5.1404e-05 | 0.0001039 | 0.00015756 | 0.00021243 | 7.5926e-05 | 0 | 0 | 0 | 0 | 0 | 0 | 0 | 0 | 0 | 0 | 0 | 0 | 0 | 0 | 0 | 0.00060122 | 0.00060122
LO12Med | NR | Irrigation Water Mgmt | Agriculture | Irrigation | 0.00058324 | 219.277 | 2.6598e-06 | 30.8246 | 30-40 | Odessa _ Onions | SIS | 0 | 0 | 0 | 0 | 0 | 0 | 0 | 0 | 0 | 0 | 0 | 0 | 0 | 0 | 0 | 0 | 0 | 0 | 0 | 0 | 0 | 0
LO12Med | NR | Irrigation Water Mgmt | Agriculture | Irrigation | 0.0005083 | 191.101 | 2.6598e-06 | 35.3916 | 30-40 | Ritzville _ Onions | SIS | 0 | 0 | 0 | 0 | 0 | 0 | 0 | 0 | 0 | 0 | 0 | 0 | 0 | 0 | 0 | 0 | 0 | 0 | 0 | 0 | 0 | 0
LO12Med | NR | Irrigation Water Mgmt | Agriculture | Irrigation | 0.00047967 | 180.3393 | 2.6598e-06 | 37.5126 | 30-40 | Wilbur _ Onions | SIS | 0 | 0 | 0 | 0 | 0 | 0 | 0 | 0 | 0 | 0 | 0 | 0 | 0 | 0 | 0 | 0 | 0 | 0 | 0 | 0 | 0 | 0
LO12Med | NR | Irrigation Water Mgmt | Agriculture | Irrigation | 0.00065072 | 244.6484 | 2.6598e-06 | 27.6122 | 20-30 | Mattawa (PRD) _ Orchard* | SIS | 0.0013734 | 0.002776 | 0.0042095 | 0.0056754 | 0.0020285 | 0 | 0 | 0 | 0 | 0 | 0 | 0 | 0 | 0 | 0 | 0 | 0 | 0 | 0 | 0 | 0.016063 | 0.016063
LO12Med | NR | Irrigation Water Mgmt | Agriculture | Irrigation | 0.00063337 | 238.1262 | 2.6598e-06 | 28.3727 | 20-30 | Pasco (Richland) _ Orchard* | SIS | 0.00025614 | 0.00051774 | 0.0007851 | 0.0010585 | 0.00037833 | 0 | 0 | 0 | 0 | 0 | 0 | 0 | 0 | 0 | 0 | 0 | 0 | 0 | 0 | 0 | 0.0029958 | 0.0029958
LO12Med | NR | Irrigation Water Mgmt | Agriculture | Irrigation | 0.00062248 | 234.0302 | 2.6598e-06 | 28.8719 | 20-30 | Moses Lake (Ephrata) _ Orchard* | SIS | 0.00076451 | 0.0015453 | 0.0023433 | 0.0031593 | 0.0011292 | 0 | 0 | 0 | 0 | 0 | 0 | 0 | 0 | 0 | 0 | 0 | 0 | 0 | 0 | 0 | 0.0089417 | 0.0089417
LO12Med | NR | Irrigation Water Mgmt | Agriculture | Irrigation | 0.00060003 | 225.5905 | 2.6598e-06 | 29.9577 | 20-30 | Royal City (Smyrna) _ Orchard* | SIS | 0.0010741 | 0.0021712 | 0.0032924 | 0.0044389 | 0.0015865 | 0 | 0 | 0 | 0 | 0 | 0 | 0 | 0 | 0 | 0 | 0 | 0 | 0 | 0 | 0 | 0.012563 | 0.012563
LO12Med | NR | Irrigation Water Mgmt | Agriculture | Irrigation | 0.00058362 | 219.4205 | 2.6598e-06 | 30.8043 | 30-40 | Quincy _ Orchard* | SIS | 0.00072848 | 0.0014725 | 0.0022329 | 0.0030105 | 0.001076 | 0 | 0 | 0 | 0 | 0 | 0 | 0 | 0 | 0 | 0 | 0 | 0 | 0 | 0 | 0 | 0.0085203 | 0.0085203
LO12Med | NR | Irrigation Water Mgmt | Agriculture | Irrigation | 0.00057984 | 217.9986 | 2.6598e-06 | 31.0062 | 30-40 | Connell _ Orchard* | SIS | 0.00012444 | 0.00025153 | 0.00038141 | 0.00051423 | 0.0001838 | 0 | 0 | 0 | 0 | 0 | 0 | 0 | 0 | 0 | 0 | 0 | 0 | 0 | 0 | 0 | 0.0014554 | 0.0014554
LO12Med | NR | Irrigation Water Mgmt | Agriculture | Irrigation | 0.00057446 | 215.9767 | 2.6598e-06 | 31.2979 | 30-40 | Othello _ Orchard* | SIS | 0.00026081 | 0.00052719 | 0.00079943 | 0.0010778 | 0.00038523 | 0 | 0 | 0 | 0 | 0 | 0 | 0 | 0 | 0 | 0 | 0 | 0 | 0 | 0 | 0 | 0.0030505 | 0.0030505
LO12Med | NR | Irrigation Water Mgmt | Agriculture | Irrigation | 0.00056065 | 210.785 | 2.6598e-06 | 32.0725 | 30-40 | Lind _ Orchard* | SIS | 4.2981e-05 | 8.6879e-05 | 0.00013174 | 0.00017762 | 6.3485e-05 | 0 | 0 | 0 | 0 | 0 | 0 | 0 | 0 | 0 | 0 | 0 | 0 | 0 | 0 | 0 | 0.00050271 | 0.00050271
LO12Med | NR | Irrigation Water Mgmt | Agriculture | Irrigation | 0.00055756 | 209.6241 | 2.6598e-06 | 32.251 | 30-40 | Eltopia _ Orchard* | SIS | 0.00037829 | 0.00076465 | 0.0011595 | 0.0015633 | 0.00055875 | 0 | 0 | 0 | 0 | 0 | 0 | 0 | 0 | 0 | 0 | 0 | 0 | 0 | 0 | 0 | 0.0044245 | 0.0044245
LO12Med | NR | Irrigation Water Mgmt | Agriculture | Irrigation | 0.00055912 | 210.2111 | 2.6598e-06 | 32.1605 | 30-40 | Odessa _ Orchard* | SIS | 2.6144e-05 | 5.2845e-05 | 8.0134e-05 | 0.00010804 | 3.8615e-05 | 0 | 0 | 0 | 0 | 0 | 0 | 0 | 0 | 0 | 0 | 0 | 0 | 0 | 0 | 0 | 0.00030578 | 0.00030578
LO12Med | NR | Irrigation Water Mgmt | Agriculture | Irrigation | 0.00044671 | 167.9471 | 2.6598e-06 | 40.2917 | 40-50 | Ritzville _ Orchard* | SIS | 3.5829e-05 | 7.2422e-05 | 0.00010982 | 0.00014806 | 5.2921e-05 | 0 | 0 | 0 | 0 | 0 | 0 | 0 | 0 | 0 | 0 | 0 | 0 | 0 | 0 | 0 | 0.00041906 | 0.00041906
LO12Med | NR | Irrigation Water Mgmt | Agriculture | Irrigation | 0.00041892 | 157.4985 | 2.6598e-06 | 42.9747 | 40-50 | Wilbur _ Orchard* | SIS | 1.3179e-05 | 2.664e-05 | 4.0396e-05 | 5.4464e-05 | 1.9466e-05 | 0 | 0 | 0 | 0 | 0 | 0 | 0 | 0 | 0 | 0 | 0 | 0 | 0 | 0 | 0 | 0.00015415 | 0.00015415
LO12Med | NR | Irrigation Water Mgmt | Agriculture | Irrigation | 0.00057977 | 217.9725 | 2.6598e-06 | 31.01 | 30-40 | Mattawa (PRD) _ Late Potatoes | SIS | 0.0003668 | 0.00074142 | 0.0011243 | 0.0015158 | 0.00054177 | 0 | 0 | 0 | 0 | 0 | 0 | 0 | 0 | 0 | 0 | 0 | 0 | 0 | 0 | 0 | 0.0042901 | 0.0042901
LO12Med | NR | Irrigation Water Mgmt | Agriculture | Irrigation | 0.00056398 | 212.0373 | 2.6598e-06 | 31.8822 | 30-40 | Pasco (Richland) _ Late Potatoes | SIS | 0.00067994 | 0.0013744 | 0.0020841 | 0.0028099 | 0.0010043 | 0 | 0 | 0 | 0 | 0 | 0 | 0 | 0 | 0 | 0 | 0 | 0 | 0 | 0 | 0 | 0.0079526 | 0.0079526
LO12Med | NR | Irrigation Water Mgmt | Agriculture | Irrigation | 0.00056173 | 211.1894 | 2.6598e-06 | 32.0108 | 30-40 | Moses Lake (Ephrata) _ Late Potatoes | SIS | 0.0014736 | 0.0029787 | 0.0045169 | 0.0060898 | 0.0021766 | 0 | 0 | 0 | 0 | 0 | 0 | 0 | 0 | 0 | 0 | 0 | 0 | 0 | 0 | 0 | 0.017236 | 0.017236
LO12Med | NR | Irrigation Water Mgmt | Agriculture | Irrigation | 0.00053831 | 202.3844 | 2.6598e-06 | 33.4101 | 30-40 | Royal City (Smyrna) _ Late Potatoes | SIS | 0.00032777 | 0.00066254 | 0.0010047 | 0.0013545 | 0.00048413 | 0 | 0 | 0 | 0 | 0 | 0 | 0 | 0 | 0 | 0 | 0 | 0 | 0 | 0 | 0 | 0.0038336 | 0.0038336
LO12Med | NR | Irrigation Water Mgmt | Agriculture | Irrigation | 0.00052651 | 197.9493 | 2.6598e-06 | 34.162 | 30-40 | Quincy _ Late Potatoes | SIS | 0.00028168 | 0.00056937 | 0.00086339 | 0.0011641 | 0.00041605 | 0 | 0 | 0 | 0 | 0 | 0 | 0 | 0 | 0 | 0 | 0 | 0 | 0 | 0 | 0 | 0.0032946 | 0.0032946
LO12Med | NR | Irrigation Water Mgmt | Agriculture | Irrigation | 0.00053067 | 199.5146 | 2.6598e-06 | 33.8928 | 30-40 | Connell _ Late Potatoes | SIS | 0.00019456 | 0.00039327 | 0.00059636 | 0.00080403 | 0.00028738 | 0 | 0 | 0 | 0 | 0 | 0 | 0 | 0 | 0 | 0 | 0 | 0 | 0 | 0 | 0 | 0.0022756 | 0.0022756
LO12Med | NR | Irrigation Water Mgmt | Agriculture | Irrigation | 0.00052131 | 195.9926 | 2.6598e-06 | 34.5046 | 30-40 | Othello _ Late Potatoes | SIS | 0.00032878 | 0.00066456 | 0.0010077 | 0.0013587 | 0.00048561 | 0 | 0 | 0 | 0 | 0 | 0 | 0 | 0 | 0 | 0 | 0 | 0 | 0 | 0 | 0 | 0.0038454 | 0.0038454
LO12Med | NR | Irrigation Water Mgmt | Agriculture | Irrigation | 0.00051333 | 192.9924 | 2.6598e-06 | 35.0433 | 30-40 | Lind _ Late Potatoes | SIS | 0.00050289 | 0.0010165 | 0.0015414 | 0.0020782 | 0.00074279 | 0 | 0 | 0 | 0 | 0 | 0 | 0 | 0 | 0 | 0 | 0 | 0 | 0 | 0 | 0 | 0.0058818 | 0.0058818
LO12Med | NR | Irrigation Water Mgmt | Agriculture | Irrigation | 0.00050396 | 189.4704 | 2.6598e-06 | 35.6975 | 30-40 | Eltopia _ Late Potatoes | SIS | 0.0002991 | 0.00060459 | 0.00091679 | 0.0012361 | 0.00044179 | 0 | 0 | 0 | 0 | 0 | 0 | 0 | 0 | 0 | 0 | 0 | 0 | 0 | 0 | 0 | 0.0034983 | 0.0034983
LO12Med | NR | Irrigation Water Mgmt | Agriculture | Irrigation | 0.00051107 | 192.1445 | 2.6598e-06 | 35.1986 | 30-40 | Odessa _ Late Potatoes | SIS | 0.00014515 | 0.00029339 | 0.0004449 | 0.00059982 | 0.00021439 | 0 | 0 | 0 | 0 | 0 | 0 | 0 | 0 | 0 | 0 | 0 | 0 | 0 | 0 | 0 | 0.0016976 | 0.0016976
LO12Med | NR | Irrigation Water Mgmt | Agriculture | Irrigation | 0.00040525 | 152.359 | 2.6598e-06 | 44.4295 | 40-50 | Ritzville _ Late Potatoes | SIS | 3.6602e-05 | 7.3984e-05 | 0.00011219 | 0.00015126 | 5.4062e-05 | 0 | 0 | 0 | 0 | 0 | 0 | 0 | 0 | 0 | 0 | 0 | 0 | 0 | 0 | 0 | 0.00042809 | 0.00042809
LO12Med | NR | Irrigation Water Mgmt | Agriculture | Irrigation | 0.00038096 | 143.2279 | 2.6598e-06 | 47.2716 | 40-50 | Wilbur _ Late Potatoes | SIS | 4.8566e-05 | 9.8168e-05 | 0.00014886 | 0.0002007 | 7.1734e-05 | 0 | 0 | 0 | 0 | 0 | 0 | 0 | 0 | 0 | 0 | 0 | 0 | 0 | 0 | 0 | 0.00056803 | 0.00056803
LO12Med | NR | Irrigation Water Mgmt | Agriculture | Irrigation | 0.00058046 | 218.2334 | 2.6598e-06 | 30.9727 | 30-40 | Mattawa (PRD) _ Field Corn | SIS | 0.0001325 | 0.00026782 | 0.00040612 | 0.00054754 | 0.0001957 | 0 | 0 | 0 | 0 | 0 | 0 | 0 | 0 | 0 | 0 | 0 | 0 | 0 | 0 | 0 | 0.0015497 | 0.0015497
LO12Med | NR | Irrigation Water Mgmt | Agriculture | Irrigation | 0.0005645 | 212.233 | 2.6598e-06 | 31.8527 | 30-40 | Pasco (Richland) _ Field Corn | SIS | 0.00027639 | 0.00055868 | 0.00084718 | 0.0011422 | 0.00040824 | 0 | 0 | 0 | 0 | 0 | 0 | 0 | 0 | 0 | 0 | 0 | 0 | 0 | 0 | 0 | 0.0032327 | 0.0032327
LO12Med | NR | Irrigation Water Mgmt | Agriculture | Irrigation | 0.00056138 | 211.059 | 2.6598e-06 | 32.0307 | 30-40 | Moses Lake (Ephrata) _ Field Corn | SIS | 0.00071567 | 0.0014466 | 0.0021936 | 0.0029575 | 0.0010571 | 0 | 0 | 0 | 0 | 0 | 0 | 0 | 0 | 0 | 0 | 0 | 0 | 0 | 0 | 0 | 0.0083704 | 0.0083704
LO12Med | NR | Irrigation Water Mgmt | Agriculture | Irrigation | 0.00053848 | 202.4496 | 2.6598e-06 | 33.3992 | 30-40 | Royal City (Smyrna) _ Field Corn | SIS | 0.00011235 | 0.00022709 | 0.00034436 | 0.00046428 | 0.00016594 | 0 | 0 | 0 | 0 | 0 | 0 | 0 | 0 | 0 | 0 | 0 | 0 | 0 | 0 | 0 | 0.001314 | 0.001314
LO12Med | NR | Irrigation Water Mgmt | Agriculture | Irrigation | 0.00052651 | 197.9493 | 2.6598e-06 | 34.162 | 30-40 | Quincy _ Field Corn | SIS | 0.00039476 | 0.00079795 | 0.00121 | 0.0016314 | 0.00058308 | 0 | 0 | 0 | 0 | 0 | 0 | 0 | 0 | 0 | 0 | 0 | 0 | 0 | 0 | 0 | 0.0046172 | 0.0046172
LO12Med | NR | Irrigation Water Mgmt | Agriculture | Irrigation | 0.00052946 | 199.0581 | 2.6598e-06 | 33.9709 | 30-40 | Connell _ Field Corn | SIS | 0.00011225 | 0.0002269 | 0.00034407 | 0.00046388 | 0.0001658 | 0 | 0 | 0 | 0 | 0 | 0 | 0 | 0 | 0 | 0 | 0 | 0 | 0 | 0 | 0 | 0.0013129 | 0.0013129
LO12Med | NR | Irrigation Water Mgmt | Agriculture | Irrigation | 0.00052096 | 195.8622 | 2.6598e-06 | 34.5276 | 30-40 | Othello _ Field Corn | SIS | 0.00016691 | 0.00033738 | 0.00051161 | 0.00068977 | 0.00024654 | 0 | 0 | 0 | 0 | 0 | 0 | 0 | 0 | 0 | 0 | 0 | 0 | 0 | 0 | 0 | 0.0019522 | 0.0019522
LO12Med | NR | Irrigation Water Mgmt | Agriculture | Irrigation | 0.00051281 | 192.7968 | 2.6598e-06 | 35.079 | 30-40 | Lind _ Field Corn | SIS | 7.6942e-05 | 0.00015553 | 0.00023584 | 0.00031796 | 0.00011365 | 0 | 0 | 0 | 0 | 0 | 0 | 0 | 0 | 0 | 0 | 0 | 0 | 0 | 0 | 0 | 0.00089991 | 0.00089991
LO12Med | NR | Irrigation Water Mgmt | Agriculture | Irrigation | 0.00050448 | 189.6661 | 2.6598e-06 | 35.6605 | 30-40 | Eltopia _ Field Corn | SIS | 0.00016137 | 0.00032618 | 0.00049462 | 0.00066686 | 0.00023835 | 0 | 0 | 0 | 0 | 0 | 0 | 0 | 0 | 0 | 0 | 0 | 0 | 0 | 0 | 0 | 0.0018874 | 0.0018874
LO12Med | NR | Irrigation Water Mgmt | Agriculture | Irrigation | 0.00051055 | 191.9489 | 2.6598e-06 | 35.2346 | 30-40 | Odessa _ Field Corn | SIS | 9.2225e-06 | 1.8642e-05 | 2.8268e-05 | 3.8112e-05 | 1.3622e-05 | 0 | 0 | 0 | 0 | 0 | 0 | 0 | 0 | 0 | 0 | 0 | 0 | 0 | 0 | 0 | 0.00010787 | 0.00010787
LO12Med | NR | Irrigation Water Mgmt | Agriculture | Irrigation | 0.00038911 | 146.2933 | 2.6598e-06 | 46.2779 | 40-50 | Ritzville _ Field Corn | SIS | 0 | 0 | 0 | 0 | 0 | 0 | 0 | 0 | 0 | 0 | 0 | 0 | 0 | 0 | 0 | 0 | 0 | 0 | 0 | 0 | 0 | 0
LO12Med | NR | Irrigation Water Mgmt | Agriculture | Irrigation | 0.00036535 | 137.3579 | 2.6598e-06 | 49.2982 | 40-50 | Wilbur _ Field Corn | SIS | 0 | 0 | 0 | 0 | 0 | 0 | 0 | 0 | 0 | 0 | 0 | 0 | 0 | 0 | 0 | 0 | 0 | 0 | 0 | 0 | 0 | 0
LO12Med | NR | Irrigation Water Mgmt | Agriculture | Irrigation | 0.00055375 | 208.1892 | 2.6598e-06 | 32.4743 | 30-40 | Mattawa (PRD) _ Vineyard | SIS | 8.5909e-05 | 0.00017365 | 0.00026332 | 0.00035502 | 0.00012689 | 0 | 0 | 0 | 0 | 0 | 0 | 0 | 0 | 0 | 0 | 0 | 0 | 0 | 0 | 0 | 0.0010048 | 0.0010048
LO12Med | NR | Irrigation Water Mgmt | Agriculture | Irrigation | 0.00053987 | 202.9714 | 2.6598e-06 | 33.313 | 30-40 | Pasco (Richland) _ Vineyard | SIS | 0.00015533 | 0.00031398 | 0.00047612 | 0.00064191 | 0.00022943 | 0 | 0 | 0 | 0 | 0 | 0 | 0 | 0 | 0 | 0 | 0 | 0 | 0 | 0 | 0 | 0.0018168 | 0.0018168
LO12Med | NR | Irrigation Water Mgmt | Agriculture | Irrigation | 0.00053293 | 200.3625 | 2.6598e-06 | 33.7487 | 30-40 | Moses Lake (Ephrata) _ Vineyard | SIS | 0 | 0 | 0 | 0 | 0 | 0 | 0 | 0 | 0 | 0 | 0 | 0 | 0 | 0 | 0 | 0 | 0 | 0 | 0 | 0 | 0 | 0
LO12Med | NR | Irrigation Water Mgmt | Agriculture | Irrigation | 0.0005102 | 191.8184 | 2.6598e-06 | 35.2587 | 30-40 | Royal City (Smyrna) _ Vineyard | SIS | 0 | 0 | 0 | 0 | 0 | 0 | 0 | 0 | 0 | 0 | 0 | 0 | 0 | 0 | 0 | 0 | 0 | 0 | 0 | 0 | 0 | 0
LO12Med | NR | Irrigation Water Mgmt | Agriculture | Irrigation | 0.00049858 | 187.4485 | 2.6598e-06 | 36.0842 | 30-40 | Quincy _ Vineyard | SIS | 0 | 0 | 0 | 0 | 0 | 0 | 0 | 0 | 0 | 0 | 0 | 0 | 0 | 0 | 0 | 0 | 0 | 0 | 0 | 0 | 0 | 0
LO12Med | NR | Irrigation Water Mgmt | Agriculture | Irrigation | 0.00049633 | 186.6007 | 2.6598e-06 | 36.2488 | 30-40 | Connell _ Vineyard | SIS | 0.00016086 | 0.00032516 | 0.00049307 | 0.00066477 | 0.0002376 | 0 | 0 | 0 | 0 | 0 | 0 | 0 | 0 | 0 | 0 | 0 | 0 | 0 | 0 | 0 | 0.0018815 | 0.0018815
LO12Med | NR | Irrigation Water Mgmt | Agriculture | Irrigation | 0.00049095 | 184.5788 | 2.6598e-06 | 36.6476 | 30-40 | Othello _ Vineyard | SIS | 0 | 0 | 0 | 0 | 0 | 0 | 0 | 0 | 0 | 0 | 0 | 0 | 0 | 0 | 0 | 0 | 0 | 0 | 0 | 0 | 0 | 0
LO12Med | NR | Irrigation Water Mgmt | Agriculture | Irrigation | 0.00048089 | 180.7959 | 2.6598e-06 | 37.4175 | 30-40 | Lind _ Vineyard | SIS | 0 | 0 | 0 | 0 | 0 | 0 | 0 | 0 | 0 | 0 | 0 | 0 | 0 | 0 | 0 | 0 | 0 | 0 | 0 | 0 | 0 | 0
LO12Med | NR | Irrigation Water Mgmt | Agriculture | Irrigation | 0.00047585 | 178.9044 | 2.6598e-06 | 37.8147 | 30-40 | Eltopia _ Vineyard | SIS | 0.00026092 | 0.00052739 | 0.00079974 | 0.0010782 | 0.00038538 | 0 | 0 | 0 | 0 | 0 | 0 | 0 | 0 | 0 | 0 | 0 | 0 | 0 | 0 | 0 | 0.0030517 | 0.0030517
LO12Med | NR | Irrigation Water Mgmt | Agriculture | Irrigation | 0.0004795 | 180.2741 | 2.6598e-06 | 37.5263 | 30-40 | Odessa _ Vineyard | SIS | 0 | 0 | 0 | 0 | 0 | 0 | 0 | 0 | 0 | 0 | 0 | 0 | 0 | 0 | 0 | 0 | 0 | 0 | 0 | 0 | 0 | 0
LO12Med | NR | Irrigation Water Mgmt | Agriculture | Irrigation | 0.00038148 | 143.4236 | 2.6598e-06 | 47.2069 | 40-50 | Ritzville _ Vineyard | SIS | 0 | 0 | 0 | 0 | 0 | 0 | 0 | 0 | 0 | 0 | 0 | 0 | 0 | 0 | 0 | 0 | 0 | 0 | 0 | 0 | 0 | 0
LO12Med | NR | Irrigation Water Mgmt | Agriculture | Irrigation | 0.00035824 | 134.6838 | 2.6598e-06 | 50.28 | 50-60 | Wilbur _ Vineyard | SIS | 0 | 0 | 0 | 0 | 0 | 0 | 0 | 0 | 0 | 0 | 0 | 0 | 0 | 0 | 0 | 0 | 0 | 0 | 0 | 0 | 0 | 0
LO12Med | NR | Irrigation Water Mgmt | Agriculture | Irrigation | 0.00054307 | 204.1744 | 2.6598e-06 | 33.1158 | 30-40 | Mattawa (PRD) _ Other | SIS | 0.00034973 | 0.00070691 | 0.001072 | 0.0014453 | 0.00051656 | 0 | 0 | 0 | 0 | 0 | 0 | 0 | 0 | 0 | 0 | 0 | 0 | 0 | 0 | 0 | 0.0040904 | 0.0040904
LO12Med | NR | Irrigation Water Mgmt | Agriculture | Irrigation | 0.00052839 | 198.6557 | 2.6598e-06 | 34.04 | 30-40 | Pasco (Richland) _ Other | SIS | 0.00082815 | 0.001674 | 0.0025384 | 0.0034223 | 0.0012232 | 0 | 0 | 0 | 0 | 0 | 0 | 0 | 0 | 0 | 0 | 0 | 0 | 0 | 0 | 0 | 0.009686 | 0.009686
LO12Med | NR | Irrigation Water Mgmt | Agriculture | Irrigation | 0.00052195 | 196.2349 | 2.6598e-06 | 34.4618 | 30-40 | Moses Lake (Ephrata) _ Other | SIS | 0.00066134 | 0.0013368 | 0.0020271 | 0.002733 | 0.00097682 | 0 | 0 | 0 | 0 | 0 | 0 | 0 | 0 | 0 | 0 | 0 | 0 | 0 | 0 | 0 | 0.007735 | 0.007735
LO12Med | NR | Irrigation Water Mgmt | Agriculture | Irrigation | 0.00050278 | 189.0264 | 2.6598e-06 | 35.7817 | 30-40 | Royal City (Smyrna) _ Other | SIS | 0.00023383 | 0.00047265 | 0.00071672 | 0.0009663 | 0.00034538 | 0 | 0 | 0 | 0 | 0 | 0 | 0 | 0 | 0 | 0 | 0 | 0 | 0 | 0 | 0 | 0.0027349 | 0.0027349
LO12Med | NR | Irrigation Water Mgmt | Agriculture | Irrigation | 0.00049027 | 184.3242 | 2.6598e-06 | 36.6984 | 30-40 | Quincy _ Other | SIS | 0.00032924 | 0.00066551 | 0.0010092 | 0.0013606 | 0.00048631 | 0 | 0 | 0 | 0 | 0 | 0 | 0 | 0 | 0 | 0 | 0 | 0 | 0 | 0 | 0 | 0.0038508 | 0.0038508
LO12Med | NR | Irrigation Water Mgmt | Agriculture | Irrigation | 0.00048926 | 183.9461 | 2.6598e-06 | 36.7741 | 30-40 | Connell _ Other | SIS | 0.00037453 | 0.00075706 | 0.001148 | 0.0015478 | 0.0005532 | 0 | 0 | 0 | 0 | 0 | 0 | 0 | 0 | 0 | 0 | 0 | 0 | 0 | 0 | 0 | 0.0043806 | 0.0043806
LO12Med | NR | Irrigation Water Mgmt | Agriculture | Irrigation | 0.00048349 | 181.776 | 2.6598e-06 | 37.215 | 30-40 | Othello _ Other | SIS | 0.0003366 | 0.00068038 | 0.0010317 | 0.001391 | 0.00049717 | 0 | 0 | 0 | 0 | 0 | 0 | 0 | 0 | 0 | 0 | 0 | 0 | 0 | 0 | 0 | 0.0039369 | 0.0039369
LO12Med | NR | Irrigation Water Mgmt | Agriculture | Irrigation | 0.00047683 | 179.2707 | 2.6598e-06 | 37.7371 | 30-40 | Lind _ Other | SIS | 0.0005726 | 0.0011574 | 0.0017551 | 0.0023663 | 0.00084575 | 0 | 0 | 0 | 0 | 0 | 0 | 0 | 0 | 0 | 0 | 0 | 0 | 0 | 0 | 0 | 0.0066971 | 0.0066971
LO12Med | NR | Irrigation Water Mgmt | Agriculture | Irrigation | 0.0004687 | 176.216 | 2.6598e-06 | 38.3939 | 30-40 | Eltopia _ Other | SIS | 0.00079735 | 0.0016117 | 0.002444 | 0.0032951 | 0.0011777 | 0 | 0 | 0 | 0 | 0 | 0 | 0 | 0 | 0 | 0 | 0 | 0 | 0 | 0 | 0 | 0.0093259 | 0.0093259
LO12Med | NR | Irrigation Water Mgmt | Agriculture | Irrigation | 0.00047221 | 177.5345 | 2.6598e-06 | 38.1077 | 30-40 | Odessa _ Other | SIS | 0.00012656 | 0.00025582 | 0.00038793 | 0.00052301 | 0.00018693 | 0 | 0 | 0 | 0 | 0 | 0 | 0 | 0 | 0 | 0 | 0 | 0 | 0 | 0 | 0 | 0.0014803 | 0.0014803
LO12Med | NR | Irrigation Water Mgmt | Agriculture | Irrigation | 0.0003884 | 146.0247 | 2.6598e-06 | 46.3633 | 40-50 | Ritzville _ Other | SIS | 2.0611e-05 | 4.1663e-05 | 6.3177e-05 | 8.5177e-05 | 3.0444e-05 | 0 | 0 | 0 | 0 | 0 | 0 | 0 | 0 | 0 | 0 | 0 | 0 | 0 | 0 | 0 | 0.00024107 | 0.00024107
LO12Med | NR | Irrigation Water Mgmt | Agriculture | Irrigation | 0.00036546 | 137.3987 | 2.6598e-06 | 49.2835 | 40-50 | Wilbur _ Other | SIS | 5.5908e-05 | 0.00011301 | 0.00017136 | 0.00023104 | 8.2577e-05 | 0 | 0 | 0 | 0 | 0 | 0 | 0 | 0 | 0 | 0 | 0 | 0 | 0 | 0 | 0 | 0.00065389 | 0.00065389
LO12Med | NR | Irrigation Water Mgmt | Agriculture | Irrigation | 0.00052096 | 195.8622 | 2.6598e-06 | 34.5276 | 30-40 | Mattawa (PRD) _ Grain** | SIS | 0.00020014 | 0.00040455 | 0.00061346 | 0.00082709 | 0.00029562 | 0 | 0 | 0 | 0 | 0 | 0 | 0 | 0 | 0 | 0 | 0 | 0 | 0 | 0 | 0 | 0.0023409 | 0.0023409
LO12Med | NR | Irrigation Water Mgmt | Agriculture | Irrigation | 0.00051124 | 192.2098 | 2.6598e-06 | 35.1866 | 30-40 | Pasco (Richland) _ Grain** | SIS | 0.00035279 | 0.00071309 | 0.0010813 | 0.0014579 | 0.00052108 | 0 | 0 | 0 | 0 | 0 | 0 | 0 | 0 | 0 | 0 | 0 | 0 | 0 | 0 | 0 | 0.0041262 | 0.0041262
LO12Med | NR | Irrigation Water Mgmt | Agriculture | Irrigation | 0.00049372 | 185.6223 | 2.6598e-06 | 36.4407 | 30-40 | Moses Lake (Ephrata) _ Grain** | SIS | 0.001539 | 0.0031108 | 0.0047173 | 0.00636 | 0.0022732 | 0 | 0 | 0 | 0 | 0 | 0 | 0 | 0 | 0 | 0 | 0 | 0 | 0 | 0 | 0 | 0.018 | 0.018
LO12Med | NR | Irrigation Water Mgmt | Agriculture | Irrigation | 0.0004795 | 180.2741 | 2.6598e-06 | 37.5263 | 30-40 | Royal City (Smyrna) _ Grain** | SIS | 0.00052413 | 0.0010594 | 0.0016065 | 0.002166 | 0.00077415 | 0 | 0 | 0 | 0 | 0 | 0 | 0 | 0 | 0 | 0 | 0 | 0 | 0 | 0 | 0 | 0.0061302 | 0.0061302
LO12Med | NR | Irrigation Water Mgmt | Agriculture | Irrigation | 0.0004677 | 175.839 | 2.6598e-06 | 38.4766 | 30-40 | Quincy _ Grain** | SIS | 0.00066678 | 0.0013478 | 0.0020438 | 0.0027555 | 0.00098486 | 0 | 0 | 0 | 0 | 0 | 0 | 0 | 0 | 0 | 0 | 0 | 0 | 0 | 0 | 0 | 0.0077987 | 0.0077987
LO12Med | NR | Irrigation Water Mgmt | Agriculture | Irrigation | 0.00045712 | 171.8604 | 2.6598e-06 | 39.3708 | 30-40 | Connell _ Grain** | SIS | 0.00033784 | 0.00068288 | 0.0010355 | 0.0013961 | 0.000499 | 0 | 0 | 0 | 0 | 0 | 0 | 0 | 0 | 0 | 0 | 0 | 0 | 0 | 0 | 0 | 0.0039513 | 0.0039513
LO12Med | NR | Irrigation Water Mgmt | Agriculture | Irrigation | 0.00045833 | 172.317 | 2.6598e-06 | 39.2661 | 30-40 | Othello _ Grain** | SIS | 0.00046641 | 0.00094276 | 0.0014296 | 0.0019274 | 0.0006889 | 0 | 0 | 0 | 0 | 0 | 0 | 0 | 0 | 0 | 0 | 0 | 0 | 0 | 0 | 0 | 0.0054551 | 0.0054551
LO12Med | NR | Irrigation Water Mgmt | Agriculture | Irrigation | 0.00044289 | 166.5122 | 2.6598e-06 | 40.6402 | 40-50 | Lind _ Grain** | SIS | 0.0011588 | 0.0023424 | 0.0035519 | 0.0047888 | 0.0017116 | 0 | 0 | 0 | 0 | 0 | 0 | 0 | 0 | 0 | 0 | 0 | 0 | 0 | 0 | 0 | 0.013554 | 0.013554
LO12Med | NR | Irrigation Water Mgmt | Agriculture | Irrigation | 0.00044411 | 166.9688 | 2.6598e-06 | 40.5287 | 40-50 | Eltopia _ Grain** | SIS | 0.00033594 | 0.00067904 | 0.0010297 | 0.0013883 | 0.00049619 | 0 | 0 | 0 | 0 | 0 | 0 | 0 | 0 | 0 | 0 | 0 | 0 | 0 | 0 | 0 | 0.0039291 | 0.0039291
LO12Med | NR | Irrigation Water Mgmt | Agriculture | Irrigation | 0.00044272 | 166.447 | 2.6598e-06 | 40.6562 | 40-50 | Odessa _ Grain** | SIS | 0.00049954 | 0.0010097 | 0.0015311 | 0.0020643 | 0.00073783 | 0 | 0 | 0 | 0 | 0 | 0 | 0 | 0 | 0 | 0 | 0 | 0 | 0 | 0 | 0 | 0.0058426 | 0.0058426
LO12Med | NR | Irrigation Water Mgmt | Agriculture | Irrigation | 0.00042017 | 157.9681 | 2.6598e-06 | 42.8465 | 40-50 | Ritzville _ Grain** | SIS | 0.00014922 | 0.00030162 | 0.00045737 | 0.00061664 | 0.0002204 | 0 | 0 | 0 | 0 | 0 | 0 | 0 | 0 | 0 | 0 | 0 | 0 | 0 | 0 | 0 | 0.0017452 | 0.0017452
LO12Med | NR | Irrigation Water Mgmt | Agriculture | Irrigation | 0.00039241 | 147.5326 | 2.6598e-06 | 45.8879 | 40-50 | Wilbur _ Grain** | SIS | 0.00011793 | 0.00023837 | 0.00036146 | 0.00048733 | 0.00017418 | 0 | 0 | 0 | 0 | 0 | 0 | 0 | 0 | 0 | 0 | 0 | 0 | 0 | 0 | 0 | 0.0013793 | 0.0013793
LO12Med | NR | Irrigation Water Mgmt | Agriculture | Irrigation | 0.00046382 | 174.378 | 2.6598e-06 | 38.8002 | 30-40 | Mattawa (PRD) _ Early Potatoes | SIS | 0 | 0 | 0 | 0 | 0 | 0 | 0 | 0 | 0 | 0 | 0 | 0 | 0 | 0 | 0 | 0 | 0 | 0 | 0 | 0 | 0 | 0
LO12Med | NR | Irrigation Water Mgmt | Agriculture | Irrigation | 0.00045119 | 169.6298 | 2.6598e-06 | 39.8905 | 30-40 | Pasco (Richland) _ Early Potatoes | SIS | 0.0002679 | 0.00054151 | 0.00082115 | 0.0011071 | 0.0003957 | 0 | 0 | 0 | 0 | 0 | 0 | 0 | 0 | 0 | 0 | 0 | 0 | 0 | 0 | 0 | 0.0031334 | 0.0031334
LO12Med | NR | Irrigation Water Mgmt | Agriculture | Irrigation | 0.00044938 | 168.9515 | 2.6598e-06 | 40.0513 | 40-50 | Moses Lake (Ephrata) _ Early Potatoes | SIS | 0 | 0 | 0 | 0 | 0 | 0 | 0 | 0 | 0 | 0 | 0 | 0 | 0 | 0 | 0 | 0 | 0 | 0 | 0 | 0 | 0 | 0
LO12Med | NR | Irrigation Water Mgmt | Agriculture | Irrigation | 0.00043065 | 161.9075 | 2.6598e-06 | 41.8003 | 40-50 | Royal City (Smyrna) _ Early Potatoes | SIS | 0 | 0 | 0 | 0 | 0 | 0 | 0 | 0 | 0 | 0 | 0 | 0 | 0 | 0 | 0 | 0 | 0 | 0 | 0 | 0 | 0 | 0
LO12Med | NR | Irrigation Water Mgmt | Agriculture | Irrigation | 0.00042121 | 158.3594 | 2.6598e-06 | 42.7403 | 40-50 | Quincy _ Early Potatoes | SIS | 0 | 0 | 0 | 0 | 0 | 0 | 0 | 0 | 0 | 0 | 0 | 0 | 0 | 0 | 0 | 0 | 0 | 0 | 0 | 0 | 0 | 0
LO12Med | NR | Irrigation Water Mgmt | Agriculture | Irrigation | 0.00042454 | 159.6117 | 2.6598e-06 | 42.4037 | 40-50 | Connell _ Early Potatoes | SIS | 0 | 0 | 0 | 0 | 0 | 0 | 0 | 0 | 0 | 0 | 0 | 0 | 0 | 0 | 0 | 0 | 0 | 0 | 0 | 0 | 0 | 0
LO12Med | NR | Irrigation Water Mgmt | Agriculture | Irrigation | 0.00041705 | 156.7941 | 2.6598e-06 | 43.1684 | 40-50 | Othello _ Early Potatoes | SIS | 0 | 0 | 0 | 0 | 0 | 0 | 0 | 0 | 0 | 0 | 0 | 0 | 0 | 0 | 0 | 0 | 0 | 0 | 0 | 0 | 0 | 0
LO12Med | NR | Irrigation Water Mgmt | Agriculture | Irrigation | 0.00041066 | 154.3939 | 2.6598e-06 | 43.8419 | 40-50 | Lind _ Early Potatoes | SIS | 0 | 0 | 0 | 0 | 0 | 0 | 0 | 0 | 0 | 0 | 0 | 0 | 0 | 0 | 0 | 0 | 0 | 0 | 0 | 0 | 0 | 0
LO12Med | NR | Irrigation Water Mgmt | Agriculture | Irrigation | 0.00040317 | 151.5763 | 2.6598e-06 | 44.6597 | 40-50 | Eltopia _ Early Potatoes | SIS | 7.9761e-05 | 0.00016122 | 0.00024448 | 0.00032961 | 0.00011781 | 0 | 0 | 0 | 0 | 0 | 0 | 0 | 0 | 0 | 0 | 0 | 0 | 0 | 0 | 0 | 0.00093289 | 0.00093289
LO12Med | NR | Irrigation Water Mgmt | Agriculture | Irrigation | 0.00040886 | 153.7156 | 2.6598e-06 | 44.036 | 40-50 | Odessa _ Early Potatoes | SIS | 0 | 0 | 0 | 0 | 0 | 0 | 0 | 0 | 0 | 0 | 0 | 0 | 0 | 0 | 0 | 0 | 0 | 0 | 0 | 0 | 0 | 0
LO12Med | NR | Irrigation Water Mgmt | Agriculture | Irrigation | 0.0003242 | 121.8872 | 2.6598e-06 | 55.5746 | 50-60 | Ritzville _ Early Potatoes | SIS | 0 | 0 | 0 | 0 | 0 | 0 | 0 | 0 | 0 | 0 | 0 | 0 | 0 | 0 | 0 | 0 | 0 | 0 | 0 | 0 | 0 | 0
LO12Med | NR | Irrigation Water Mgmt | Agriculture | Irrigation | 0.00030477 | 114.5823 | 2.6598e-06 | 59.1272 | 50-60 | Wilbur _ Early Potatoes | SIS | 0 | 0 | 0 | 0 | 0 | 0 | 0 | 0 | 0 | 0 | 0 | 0 | 0 | 0 | 0 | 0 | 0 | 0 | 0 | 0 | 0 | 0
LO12Med | NR | Irrigation Water Mgmt | Agriculture | Irrigation | 0.00045885 | 172.5127 | 2.6598e-06 | 39.2214 | 30-40 | Mattawa (PRD) _ Beans | SIS | 0 | 0 | 0 | 0 | 0 | 0 | 0 | 0 | 0 | 0 | 0 | 0 | 0 | 0 | 0 | 0 | 0 | 0 | 0 | 0 | 0 | 0
LO12Med | NR | Irrigation Water Mgmt | Agriculture | Irrigation | 0.00044567 | 167.5558 | 2.6598e-06 | 40.3862 | 40-50 | Pasco (Richland) _ Beans | SIS | 0 | 0 | 0 | 0 | 0 | 0 | 0 | 0 | 0 | 0 | 0 | 0 | 0 | 0 | 0 | 0 | 0 | 0 | 0 | 0 | 0 | 0
LO12Med | NR | Irrigation Water Mgmt | Agriculture | Irrigation | 0.0004455 | 167.4906 | 2.6598e-06 | 40.4019 | 40-50 | Moses Lake (Ephrata) _ Beans | SIS | 0 | 0 | 0 | 0 | 0 | 0 | 0 | 0 | 0 | 0 | 0 | 0 | 0 | 0 | 0 | 0 | 0 | 0 | 0 | 0 | 0 | 0
LO12Med | NR | Irrigation Water Mgmt | Agriculture | Irrigation | 0.00042711 | 160.577 | 2.6598e-06 | 42.1479 | 40-50 | Royal City (Smyrna) _ Beans | SIS | 0 | 0 | 0 | 0 | 0 | 0 | 0 | 0 | 0 | 0 | 0 | 0 | 0 | 0 | 0 | 0 | 0 | 0 | 0 | 0 | 0 | 0
LO12Med | NR | Irrigation Water Mgmt | Agriculture | Irrigation | 0.00041687 | 156.7289 | 2.6598e-06 | 43.1865 | 40-50 | Quincy _ Beans | SIS | 0 | 0 | 0 | 0 | 0 | 0 | 0 | 0 | 0 | 0 | 0 | 0 | 0 | 0 | 0 | 0 | 0 | 0 | 0 | 0 | 0 | 0
LO12Med | NR | Irrigation Water Mgmt | Agriculture | Irrigation | 0.00042416 | 159.4682 | 2.6598e-06 | 42.442 | 40-50 | Connell _ Beans | SIS | 0 | 0 | 0 | 0 | 0 | 0 | 0 | 0 | 0 | 0 | 0 | 0 | 0 | 0 | 0 | 0 | 0 | 0 | 0 | 0 | 0 | 0
LO12Med | NR | Irrigation Water Mgmt | Agriculture | Irrigation | 0.00041444 | 155.8158 | 2.6598e-06 | 43.4404 | 40-50 | Othello _ Beans | SIS | 0 | 0 | 0 | 0 | 0 | 0 | 0 | 0 | 0 | 0 | 0 | 0 | 0 | 0 | 0 | 0 | 0 | 0 | 0 | 0 | 0 | 0
LO12Med | NR | Irrigation Water Mgmt | Agriculture | Irrigation | 0.00040802 | 153.4026 | 2.6598e-06 | 44.1262 | 40-50 | Lind _ Beans | SIS | 0 | 0 | 0 | 0 | 0 | 0 | 0 | 0 | 0 | 0 | 0 | 0 | 0 | 0 | 0 | 0 | 0 | 0 | 0 | 0 | 0 | 0
LO12Med | NR | Irrigation Water Mgmt | Agriculture | Irrigation | 0.00039935 | 150.1415 | 2.6598e-06 | 45.0879 | 40-50 | Eltopia _ Beans | SIS | 0 | 0 | 0 | 0 | 0 | 0 | 0 | 0 | 0 | 0 | 0 | 0 | 0 | 0 | 0 | 0 | 0 | 0 | 0 | 0 | 0 | 0
LO12Med | NR | Irrigation Water Mgmt | Agriculture | Irrigation | 0.00040785 | 153.3373 | 2.6598e-06 | 44.145 | 40-50 | Odessa _ Beans | SIS | 0 | 0 | 0 | 0 | 0 | 0 | 0 | 0 | 0 | 0 | 0 | 0 | 0 | 0 | 0 | 0 | 0 | 0 | 0 | 0 | 0 | 0
LO12Med | NR | Irrigation Water Mgmt | Agriculture | Irrigation | 0.00032597 | 122.5525 | 2.6598e-06 | 55.2721 | 50-60 | Ritzville _ Beans | SIS | 0 | 0 | 0 | 0 | 0 | 0 | 0 | 0 | 0 | 0 | 0 | 0 | 0 | 0 | 0 | 0 | 0 | 0 | 0 | 0 | 0 | 0
LO12Med | NR | Irrigation Water Mgmt | Agriculture | Irrigation | 0.00030602 | 115.0519 | 2.6598e-06 | 58.8853 | 50-60 | Wilbur _ Beans | SIS | 0 | 0 | 0 | 0 | 0 | 0 | 0 | 0 | 0 | 0 | 0 | 0 | 0 | 0 | 0 | 0 | 0 | 0 | 0 | 0 | 0 | 0
LO12Med | NR | Irrigation Water Mgmt | Agriculture | Irrigation | 0.00043162 | 162.2728 | 2.6598e-06 | 41.7059 | 40-50 | Mattawa (PRD) _ Sweet Corn | SIS | 6.5693e-05 | 0.00013279 | 0.00020136 | 0.00027148 | 9.7031e-05 | 0 | 0 | 0 | 0 | 0 | 0 | 0 | 0 | 0 | 0 | 0 | 0 | 0 | 0 | 0 | 0.00076835 | 0.00076835
LO12Med | NR | Irrigation Water Mgmt | Agriculture | Irrigation | 0.00041635 | 156.5332 | 2.6598e-06 | 43.2406 | 40-50 | Pasco (Richland) _ Sweet Corn | SIS | 0.00013592 | 0.00027473 | 0.0004166 | 0.00056167 | 0.00020075 | 0 | 0 | 0 | 0 | 0 | 0 | 0 | 0 | 0 | 0 | 0 | 0 | 0 | 0 | 0 | 0.0015897 | 0.0015897
LO12Med | NR | Irrigation Water Mgmt | Agriculture | Irrigation | 0.00041652 | 156.5985 | 2.6598e-06 | 43.2226 | 40-50 | Moses Lake (Ephrata) _ Sweet Corn | SIS | 0.00035399 | 0.00071552 | 0.001085 | 0.0014629 | 0.00052285 | 0 | 0 | 0 | 0 | 0 | 0 | 0 | 0 | 0 | 0 | 0 | 0 | 0 | 0 | 0 | 0.0041402 | 0.0041402
LO12Med | NR | Irrigation Water Mgmt | Agriculture | Irrigation | 0.00040056 | 150.598 | 2.6598e-06 | 44.9508 | 40-50 | Royal City (Smyrna) _ Sweet Corn | SIS | 5.5739e-05 | 0.00011267 | 0.00017085 | 0.00023034 | 8.2329e-05 | 0 | 0 | 0 | 0 | 0 | 0 | 0 | 0 | 0 | 0 | 0 | 0 | 0 | 0 | 0 | 0.00065192 | 0.00065192
LO12Med | NR | Irrigation Water Mgmt | Agriculture | Irrigation | 0.00039102 | 147.0108 | 2.6598e-06 | 46.0513 | 40-50 | Quincy _ Sweet Corn | SIS | 0.00019544 | 0.00039505 | 0.00059905 | 0.00080766 | 0.00028867 | 0 | 0 | 0 | 0 | 0 | 0 | 0 | 0 | 0 | 0 | 0 | 0 | 0 | 0 | 0 | 0.0022859 | 0.0022859
LO12Med | NR | Irrigation Water Mgmt | Agriculture | Irrigation | 0.00039467 | 148.3805 | 2.6598e-06 | 45.6248 | 40-50 | Connell _ Sweet Corn | SIS | 5.5771e-05 | 0.00011273 | 0.00017095 | 0.00023047 | 8.2376e-05 | 0 | 0 | 0 | 0 | 0 | 0 | 0 | 0 | 0 | 0 | 0 | 0 | 0 | 0 | 0 | 0.0006523 | 0.0006523
LO12Med | NR | Irrigation Water Mgmt | Agriculture | Irrigation | 0.00038721 | 145.5759 | 2.6598e-06 | 46.5067 | 40-50 | Othello _ Sweet Corn | SIS | 8.2695e-05 | 0.00016715 | 0.00025347 | 0.00034174 | 0.00012214 | 0 | 0 | 0 | 0 | 0 | 0 | 0 | 0 | 0 | 0 | 0 | 0 | 0 | 0 | 0 | 0.0009672 | 0.0009672
LO12Med | NR | Irrigation Water Mgmt | Agriculture | Irrigation | 0.00038148 | 143.4236 | 2.6598e-06 | 47.2069 | 40-50 | Lind _ Sweet Corn | SIS | 3.8148e-05 | 7.7109e-05 | 0.00011693 | 0.00015765 | 5.6346e-05 | 0 | 0 | 0 | 0 | 0 | 0 | 0 | 0 | 0 | 0 | 0 | 0 | 0 | 0 | 0 | 0.00044618 | 0.00044618
LO12Med | NR | Irrigation Water Mgmt | Agriculture | Irrigation | 0.00037506 | 141.0104 | 2.6598e-06 | 48.0173 | 40-50 | Eltopia _ Sweet Corn | SIS | 7.9971e-05 | 0.00016165 | 0.00024512 | 0.00033048 | 0.00011812 | 0 | 0 | 0 | 0 | 0 | 0 | 0 | 0 | 0 | 0 | 0 | 0 | 0 | 0 | 0 | 0.00093535 | 0.00093535
LO12Med | NR | Irrigation Water Mgmt | Agriculture | Irrigation | 0.00038113 | 143.2931 | 2.6598e-06 | 47.25 | 40-50 | Odessa _ Sweet Corn | SIS | 4.5788e-06 | 9.2553e-06 | 1.4035e-05 | 1.8922e-05 | 6.7631e-06 | 0 | 0 | 0 | 0 | 0 | 0 | 0 | 0 | 0 | 0 | 0 | 0 | 0 | 0 | 0 | 5.3554e-05 | 5.3554e-05
LO12Med | NR | Irrigation Water Mgmt | Agriculture | Irrigation | 0.00033135 | 124.5744 | 2.6598e-06 | 54.3725 | 50-60 | Ritzville _ Sweet Corn | SIS | 0 | 0 | 0 | 0 | 0 | 0 | 0 | 0 | 0 | 0 | 0 | 0 | 0 | 0 | 0 | 0 | 0 | 0 | 0 | 0 | 0 | 0
LO12Med | NR | Irrigation Water Mgmt | Agriculture | Irrigation | 0.00031209 | 117.3347 | 2.6598e-06 | 57.7367 | 50-60 | Wilbur _ Sweet Corn | SIS | 0 | 0 | 0 | 0 | 0 | 0 | 0 | 0 | 0 | 0 | 0 | 0 | 0 | 0 | 0 | 0 | 0 | 0 | 0 | 0 | 0 | 0
LO12Med | NR | Irrigation Water Mgmt | Agriculture | Irrigation | 0.00038443 | 144.5323 | 2.6598e-06 | 46.8436 | 40-50 | Mattawa (PRD) _ Peas-Dry | SIS | 0.00011088 | 0.00022412 | 0.00033985 | 0.00045819 | 0.00016377 | 0 | 0 | 0 | 0 | 0 | 0 | 0 | 0 | 0 | 0 | 0 | 0 | 0 | 0 | 0 | 0.0012968 | 0.0012968
LO12Med | NR | Irrigation Water Mgmt | Agriculture | Irrigation | 0.00037246 | 140.032 | 2.6598e-06 | 48.3539 | 40-50 | Pasco (Richland) _ Peas-Dry | SIS | 0 | 0 | 0 | 0 | 0 | 0 | 0 | 0 | 0 | 0 | 0 | 0 | 0 | 0 | 0 | 0 | 0 | 0 | 0 | 0 | 0 | 0
LO12Med | NR | Irrigation Water Mgmt | Agriculture | Irrigation | 0.00036344 | 136.6405 | 2.6598e-06 | 49.5578 | 40-50 | Moses Lake (Ephrata) _ Peas-Dry | SIS | 0.00037408 | 0.00075615 | 0.0011466 | 0.0015459 | 0.00055254 | 0 | 0 | 0 | 0 | 0 | 0 | 0 | 0 | 0 | 0 | 0 | 0 | 0 | 0 | 0 | 0.0043753 | 0.0043753
LO12Med | NR | Irrigation Water Mgmt | Agriculture | Irrigation | 0.00035719 | 134.2925 | 2.6598e-06 | 50.4269 | 50-60 | Royal City (Smyrna) _ Peas-Dry | SIS | 0.00029958 | 0.00060555 | 0.00091826 | 0.001238 | 0.00044249 | 0 | 0 | 0 | 0 | 0 | 0 | 0 | 0 | 0 | 0 | 0 | 0 | 0 | 0 | 0 | 0.0035039 | 0.0035039
LO12Med | NR | Irrigation Water Mgmt | Agriculture | Irrigation | 0.00034592 | 130.053 | 2.6598e-06 | 52.0757 | 50-60 | Quincy _ Peas-Dry | SIS | 0.00025326 | 0.00051192 | 0.00077628 | 0.0010466 | 0.00037408 | 0 | 0 | 0 | 0 | 0 | 0 | 0 | 0 | 0 | 0 | 0 | 0 | 0 | 0 | 0 | 0.0029622 | 0.0029622
LO12Med | NR | Irrigation Water Mgmt | Agriculture | Irrigation | 0.00033724 | 126.7919 | 2.6598e-06 | 53.4189 | 50-60 | Connell _ Peas-Dry | SIS | 2.0841e-05 | 4.2126e-05 | 6.3879e-05 | 8.6124e-05 | 3.0782e-05 | 0 | 0 | 0 | 0 | 0 | 0 | 0 | 0 | 0 | 0 | 0 | 0 | 0 | 0 | 0 | 0.00024375 | 0.00024375
LO12Med | NR | Irrigation Water Mgmt | Agriculture | Irrigation | 0.00033759 | 126.9224 | 2.6598e-06 | 53.3639 | 50-60 | Othello _ Peas-Dry | SIS | 8.7154e-05 | 0.00017617 | 0.00026714 | 0.00036017 | 0.00012873 | 0 | 0 | 0 | 0 | 0 | 0 | 0 | 0 | 0 | 0 | 0 | 0 | 0 | 0 | 0 | 0.0010194 | 0.0010194
LO12Med | NR | Irrigation Water Mgmt | Agriculture | Irrigation | 0.00032822 | 123.4004 | 2.6598e-06 | 54.8913 | 50-60 | Lind _ Peas-Dry | SIS | 0.00015319 | 0.00030964 | 0.00046954 | 0.00063305 | 0.00022626 | 0 | 0 | 0 | 0 | 0 | 0 | 0 | 0 | 0 | 0 | 0 | 0 | 0 | 0 | 0 | 0.0017917 | 0.0017917
LO12Med | NR | Irrigation Water Mgmt | Agriculture | Irrigation | 0.000331 | 124.4439 | 2.6598e-06 | 54.4297 | 50-60 | Eltopia _ Peas-Dry | SIS | 0 | 0 | 0 | 0 | 0 | 0 | 0 | 0 | 0 | 0 | 0 | 0 | 0 | 0 | 0 | 0 | 0 | 0 | 0 | 0 | 0 | 0
LO12Med | NR | Irrigation Water Mgmt | Agriculture | Irrigation | 0.00032944 | 123.8569 | 2.6598e-06 | 54.6884 | 50-60 | Odessa _ Peas-Dry | SIS | 9.7606e-05 | 0.00019729 | 0.00029917 | 0.00040336 | 0.00014417 | 0 | 0 | 0 | 0 | 0 | 0 | 0 | 0 | 0 | 0 | 0 | 0 | 0 | 0 | 0 | 0.0011416 | 0.0011416
LO12Med | NR | Irrigation Water Mgmt | Agriculture | Irrigation | 0.00033135 | 124.5744 | 2.6598e-06 | 54.3725 | 50-60 | Ritzville _ Peas-Dry | SIS | 4.1497e-05 | 8.3878e-05 | 0.00012719 | 0.00017148 | 6.1292e-05 | 0 | 0 | 0 | 0 | 0 | 0 | 0 | 0 | 0 | 0 | 0 | 0 | 0 | 0 | 0 | 0.00048534 | 0.00048534
LO12Med | NR | Irrigation Water Mgmt | Agriculture | Irrigation | 0.00031591 | 118.7696 | 2.6598e-06 | 57.0373 | 50-60 | Wilbur _ Peas-Dry | SIS | 5.5099e-05 | 0.00011137 | 0.00016888 | 0.0002277 | 8.1383e-05 | 0 | 0 | 0 | 0 | 0 | 0 | 0 | 0 | 0 | 0 | 0 | 0 | 0 | 0 | 0 | 0.00064443 | 0.00064443
LO12Med | NR | Irrigation Water Mgmt | Agriculture | Irrigation | 0.00028991 | 108.9974 | 2.6598e-06 | 62.1645 | 60-70 | Mattawa (PRD) _ 14Grass Seed*** | SIS | 7.6224e-05 | 0.00015407 | 0.00023364 | 0.000315 | 0.00011259 | 0 | 0 | 0 | 0 | 0 | 0 | 0 | 0 | 0 | 0 | 0 | 0 | 0 | 0 | 0 | 0.00089151 | 0.00089151
LO12Med | NR | Irrigation Water Mgmt | Agriculture | Irrigation | 0.00028277 | 106.3122 | 2.6598e-06 | 63.7386 | 60-70 | Pasco (Richland) _ 14Grass Seed*** | SIS | 2.7666e-05 | 5.5922e-05 | 8.4799e-05 | 0.00011433 | 4.0863e-05 | 0 | 0 | 0 | 0 | 0 | 0 | 0 | 0 | 0 | 0 | 0 | 0 | 0 | 0 | 0 | 0.00032358 | 0.00032358
LO12Med | NR | Irrigation Water Mgmt | Agriculture | Irrigation | 0.00027855 | 104.7265 | 2.6598e-06 | 64.7059 | 60-70 | Moses Lake (Ephrata) _ 14Grass Seed*** | SIS | 9.452e-05 | 0.00019105 | 0.00028971 | 0.0003906 | 0.00013961 | 0 | 0 | 0 | 0 | 0 | 0 | 0 | 0 | 0 | 0 | 0 | 0 | 0 | 0 | 0 | 0.0011055 | 0.0011055
LO12Med | NR | Irrigation Water Mgmt | Agriculture | Irrigation | 0.00026808 | 100.7881 | 2.6598e-06 | 67.2402 | 60-70 | Royal City (Smyrna) _ 14Grass Seed*** | SIS | 0.00010681 | 0.0002159 | 0.0003274 | 0.00044141 | 0.00015777 | 0 | 0 | 0 | 0 | 0 | 0 | 0 | 0 | 0 | 0 | 0 | 0 | 0 | 0 | 0 | 0.0012493 | 0.0012493
LO12Med | NR | Irrigation Water Mgmt | Agriculture | Irrigation | 0.00026162 | 98.3586 | 2.6598e-06 | 68.9049 | 60-70 | Quincy _ 14Grass Seed*** | SIS | 6.3176e-05 | 0.0001277 | 0.00019364 | 0.00026108 | 9.3313e-05 | 0 | 0 | 0 | 0 | 0 | 0 | 0 | 0 | 0 | 0 | 0 | 0 | 0 | 0 | 0 | 0.00073891 | 0.00073891
LO12Med | NR | Irrigation Water Mgmt | Agriculture | Irrigation | 0.00025958 | 97.5913 | 2.6598e-06 | 69.4478 | 60-70 | Connell _ 14Grass Seed*** | SIS | 0.00011891 | 0.00024035 | 0.00036446 | 0.00049138 | 0.00017563 | 0 | 0 | 0 | 0 | 0 | 0 | 0 | 0 | 0 | 0 | 0 | 0 | 0 | 0 | 0 | 0.0013907 | 0.0013907
LO12Med | NR | Irrigation Water Mgmt | Agriculture | Irrigation | 0.00025726 | 96.7218 | 2.6598e-06 | 70.0734 | 70-80 | Othello _ 14Grass Seed*** | SIS | 1.0273e-05 | 2.0764e-05 | 3.1487e-05 | 4.2452e-05 | 1.5173e-05 | 0 | 0 | 0 | 0 | 0 | 0 | 0 | 0 | 0 | 0 | 0 | 0 | 0 | 0 | 0 | 0.00012015 | 0.00012015
LO12Med | NR | Irrigation Water Mgmt | Agriculture | Irrigation | 0.00029492 | 110.8777 | 2.6598e-06 | 61.1078 | 60-70 | Lind _ 14Grass Seed*** | SIS | 2.085e-05 | 4.2145e-05 | 6.3909e-05 | 8.6164e-05 | 3.0797e-05 | 0 | 0 | 0 | 0 | 0 | 0 | 0 | 0 | 0 | 0 | 0 | 0 | 0 | 0 | 0 | 0.00024387 | 0.00024387
LO12Med | NR | Irrigation Water Mgmt | Agriculture | Irrigation | 0.00025053 | 94.19 | 2.6598e-06 | 71.9611 | 70-80 | Eltopia _ 14Grass Seed*** | SIS | 4.7572e-05 | 9.6158e-05 | 0.00014581 | 0.00019659 | 7.0265e-05 | 0 | 0 | 0 | 0 | 0 | 0 | 0 | 0 | 0 | 0 | 0 | 0 | 0 | 0 | 0 | 0.0005564 | 0.0005564
LO12Med | NR | Irrigation Water Mgmt | Agriculture | Irrigation | 0.00025053 | 94.19 | 2.6598e-06 | 71.9611 | 70-80 | Odessa _ 14Grass Seed*** | SIS | 2.5377e-05 | 5.1296e-05 | 7.7785e-05 | 0.00010487 | 3.7483e-05 | 0 | 0 | 0 | 0 | 0 | 0 | 0 | 0 | 0 | 0 | 0 | 0 | 0 | 0 | 0 | 0.00029681 | 0.00029681
LO12Med | NR | Irrigation Water Mgmt | Agriculture | Irrigation | 0.00019094 | 71.7869 | 2.6598e-06 | 94.4656 | 90-100 | Ritzville _ 14Grass Seed*** | SIS | 6.3206e-06 | 1.2776e-05 | 1.9373e-05 | 2.612e-05 | 9.3358e-06 | 0 | 0 | 0 | 0 | 0 | 0 | 0 | 0 | 0 | 0 | 0 | 0 | 0 | 0 | 0 | 7.3926e-05 | 7.3926e-05
LO12Med | NR | Irrigation Water Mgmt | Agriculture | Irrigation | 0.00017999 | 67.6695 | 2.6598e-06 | 100.2227 | 100-110 | Wilbur _ 14Grass Seed*** | SIS | 2.2386e-05 | 4.5249e-05 | 6.8615e-05 | 9.2509e-05 | 3.3064e-05 | 0 | 0 | 0 | 0 | 0 | 0 | 0 | 0 | 0 | 0 | 0 | 0 | 0 | 0 | 0 | 0.00026182 | 0.00026182
LO12Med | NR | Bi-Level Stairwell Lighting | Commercial | Lighting | 0.60781 | 3450.3236 | 0.00017616 | 69.0511 | 60-70 | Bi-Level Stiarwell Lighting-NR | NR_LFStairwell8760_Fix_Repl_from LF_2018 to LF_Bi-Level_Fix | 0.11541 | 0.22983 | 0.34326 | 0.45571 | 0.56719 | 0.66642 | 0.74454 | 0.80586 | 0.85379 | 0.89107 | 0.91987 | 0.94192 | 0.95859 | 0.97099 | 0.97998 | 0.98627 | 0.98215 | 0.97801 | 0.97386 | 0.96974 | 16.2127 | 15.3345
LO12Med | NR | Bi-Level Stairwell Lighting | Commercial | Lighting | 0.24979 | 1417.9412 | 0.00017616 | 155.5371 | >140 | Bi-Level Stiarwell Lighting-NR | NR_LFStairwell3600_Fix_Repl_from LF_2019 to LF_Bi-Level_Fix | 0.014855 | 0.029582 | 0.044182 | 0.058657 | 0.073006 | 0.085778 | 0.095833 | 0.10373 | 0.1099 | 0.11469 | 0.1184 | 0.12124 | 0.12338 | 0.12498 | 0.12614 | 0.12695 | 0.12642 | 0.12588 | 0.12535 | 0.12482 | 2.0868 | 1.9738
LOEven20 | NR | Compressed Air | Commercial | Compressed Air | 306.6633 | 1752414.9098 | 0.00017499 | 10.0505 | 10-20 | NA | Compressed Air-NR-Large Off | 0.0013033 | 0.0025988 | 0.0038982 | 0.0051976 | 0.006497 | 0.0077965 | 0.0090959 | 0.010395 | 0.011695 | 0.012994 | 0.014294 | 0.015593 | 0.016892 | 0.018192 | 0.019491 | 0.020791 | 0.02209 | 0.023389 | 0.024689 | 0.013772 | 0.26066 | 0.26066
LOEven20 | NR | Compressed Air | Commercial | Compressed Air | 0 | 0 | #DIV/0! | 9999 | >140 | NA | Compressed Air-NR-Medium Off | 0 | 0 | 0 | 0 | 0 | 0 | 0 | 0 | 0 | 0 | 0 | 0 | 0 | 0 | 0 | 0 | 0 | 0 | 0 | 0 | 0 | 0
LOEven20 | NR | Compressed Air | Commercial | Compressed Air | 0 | 0 | #DIV/0! | 9999 | >140 | NA | Compressed Air-NR-Small Off | 0 | 0 | 0 | 0 | 0 | 0 | 0 | 0 | 0 | 0 | 0 | 0 | 0 | 0 | 0 | 0 | 0 | 0 | 0 | 0 | 0 | 0
LOEven20 | NR | Compressed Air | Commercial | Compressed Air | 654.1335 | 3738018.4419 | 0.00017499 | 10.0505 | 10-20 | NA | Compressed Air-NR-XLarge Ret | 0.0027801 | 0.0055346 | 0.0083018 | 0.011069 | 0.013836 | 0.016604 | 0.019371 | 0.022138 | 0.024906 | 0.027673 | 0.03044 | 0.033207 | 0.035975 | 0.038742 | 0.041509 | 0.044276 | 0.047044 | 0.049811 | 0.052578 | 0.030218 | 0.55601 | 0.55601
LOEven20 | NR | Compressed Air | Commercial | Compressed Air | 0 | 0 | #DIV/0! | 9999 | >140 | NA | Compressed Air-NR-Large Ret | 0 | 0 | 0 | 0 | 0 | 0 | 0 | 0 | 0 | 0 | 0 | 0 | 0 | 0 | 0 | 0 | 0 | 0 | 0 | 0 | 0 | 0
LOEven20 | NR | Compressed Air | Commercial | Compressed Air | 0 | 0 | #DIV/0! | 9999 | >140 | NA | Compressed Air-NR-Medium Ret | 0 | 0 | 0 | 0 | 0 | 0 | 0 | 0 | 0 | 0 | 0 | 0 | 0 | 0 | 0 | 0 | 0 | 0 | 0 | 0 | 0 | 0
LOEven20 | NR | Compressed Air | Commercial | Compressed Air | 0 | 0 | #DIV/0! | 9999 | >140 | NA | Compressed Air-NR-Small Ret | 0 | 0 | 0 | 0 | 0 | 0 | 0 | 0 | 0 | 0 | 0 | 0 | 0 | 0 | 0 | 0 | 0 | 0 | 0 | 0 | 0 | 0
LOEven20 | NR | Compressed Air | Commercial | Compressed Air | 4.8761 | 27864.0057 | 0.00017499 | 10.0505 | 10-20 | NA | Compressed Air-NR-School K-12 | 2.0723e-05 | 4.1277e-05 | 6.1915e-05 | 8.2553e-05 | 0.00010319 | 0.00012383 | 0.00014447 | 0.00016511 | 0.00018574 | 0.00020638 | 0.00022702 | 0.00024766 | 0.0002683 | 0.00028894 | 0.00030957 | 0.00033021 | 0.00035085 | 0.00037149 | 0.00039213 | 0.00022329 | 0.0041446 | 0.0041446
LOEven20 | NR | Compressed Air | Commercial | Compressed Air | 4.8761 | 27864.0057 | 0.00017499 | 10.0505 | 10-20 | NA | Compressed Air-NR-University | 2.0723e-05 | 4.1277e-05 | 6.1915e-05 | 8.2553e-05 | 0.00010319 | 0.00012383 | 0.00014447 | 0.00016511 | 0.00018574 | 0.00020638 | 0.00022702 | 0.00024766 | 0.0002683 | 0.00028894 | 0.00030957 | 0.00033021 | 0.00035085 | 0.00037149 | 0.00039213 | 0.00022329 | 0.0041446 | 0.0041446
LOEven20 | NR | Compressed Air | Commercial | Compressed Air | 680.6259 | 3889408.275 | 0.00017499 | 10.0505 | 10-20 | NA | Compressed Air-NR-Warehouse | 0.0028927 | 0.0057639 | 0.0086459 | 0.011528 | 0.01441 | 0.017292 | 0.020174 | 0.023056 | 0.025938 | 0.02882 | 0.031702 | 0.034583 | 0.037465 | 0.040347 | 0.043229 | 0.046111 | 0.048993 | 0.051875 | 0.054757 | 0.030949 | 0.57853 | 0.57853
LOEven20 | NR | Compressed Air | Commercial | Compressed Air | 21.3428 | 121962.5003 | 0.00017499 | 10.0505 | 10-20 | NA | Compressed Air-NR-Supermarket | 9.0707e-05 | 0.00017978 | 0.00026967 | 0.00035956 | 0.00044945 | 0.00053934 | 0.00062923 | 0.00071912 | 0.00080901 | 0.00089891 | 0.0009888 | 0.0010787 | 0.0011686 | 0.0012585 | 0.0013484 | 0.0014382 | 0.0015281 | 0.001618 | 0.0017079 | 0.0010614 | 0.018141 | 0.018141
LOEven20 | NR | Compressed Air | Commercial | Compressed Air | 0 | 0 | #DIV/0! | 9999 | >140 | NA | Compressed Air-NR-MiniMart | 0 | 0 | 0 | 0 | 0 | 0 | 0 | 0 | 0 | 0 | 0 | 0 | 0 | 0 | 0 | 0 | 0 | 0 | 0 | 0 | 0 | 0
LOEven20 | NR | Compressed Air | Commercial | Compressed Air | 3.0868 | 17639.1571 | 0.00017499 | 10.0505 | 10-20 | NA | Compressed Air-NR-Restaurant | 1.3119e-05 | 2.6114e-05 | 3.917e-05 | 5.2227e-05 | 6.5284e-05 | 7.8341e-05 | 9.1398e-05 | 0.00010445 | 0.00011751 | 0.00013057 | 0.00014362 | 0.00015668 | 0.00016974 | 0.0001828 | 0.00019585 | 0.00020891 | 0.00022197 | 0.00023502 | 0.00024808 | 0.00014289 | 0.0026237 | 0.0026237
LOEven20 | NR | Compressed Air | Commercial | Compressed Air | 7.8451 | 44830.7023 | 0.00017499 | 10.0505 | 10-20 | NA | Compressed Air-NR-Lodging | 3.3342e-05 | 6.6524e-05 | 9.9785e-05 | 0.00013305 | 0.00016631 | 0.00019957 | 0.00023283 | 0.00026609 | 0.00029936 | 0.00033262 | 0.00036588 | 0.00039914 | 0.0004324 | 0.00046567 | 0.00049893 | 0.00053219 | 0.00056545 | 0.00059871 | 0.00063197 | 0.00034854 | 0.0066684 | 0.0066684
LOEven20 | NR | Compressed Air | Commercial | Compressed Air | 1.4363 | 8207.467 | 0.00017499 | 10.0505 | 10-20 | NA | Compressed Air-NR-Hospital | 6.1041e-06 | 1.2183e-05 | 1.8274e-05 | 2.4365e-05 | 3.0457e-05 | 3.6548e-05 | 4.2639e-05 | 4.873e-05 | 5.4822e-05 | 6.0913e-05 | 6.7004e-05 | 7.3096e-05 | 7.9187e-05 | 8.5278e-05 | 9.137e-05 | 9.7461e-05 | 0.00010355 | 0.00010964 | 0.00011573 | 6.3464e-05 | 0.0012208 | 0.0012208
LOEven20 | NR | Compressed Air | Commercial | Compressed Air | 1.4363 | 8207.467 | 0.00017499 | 10.0505 | 10-20 | NA | Compressed Air-NR-Residential Care | 6.1041e-06 | 1.2179e-05 | 1.8268e-05 | 2.4358e-05 | 3.0447e-05 | 3.6537e-05 | 4.2626e-05 | 4.8716e-05 | 5.4805e-05 | 6.0895e-05 | 6.6984e-05 | 7.3074e-05 | 7.9163e-05 | 8.5253e-05 | 9.1342e-05 | 9.7432e-05 | 0.00010352 | 0.00010961 | 0.0001157 | 6.381e-05 | 0.0012208 | 0.0012208
LOEven20 | NR | Compressed Air | Commercial | Compressed Air | 23.7429 | 135677.5341 | 0.00017499 | 10.0505 | 10-20 | NA | Compressed Air-NR-Assembly | 0.00010091 | 0.00020091 | 0.00030136 | 0.00040182 | 0.00050227 | 0.00060273 | 0.00070318 | 0.00080364 | 0.00090409 | 0.0010045 | 0.001105 | 0.0012055 | 0.0013059 | 0.0014064 | 0.0015068 | 0.0016073 | 0.0017077 | 0.0018082 | 0.0019086 | 0.0010946 | 0.020181 | 0.020181
LOEven20 | NR | Compressed Air | Commercial | Compressed Air | 128.6783 | 735326.973 | 0.00017499 | 10.0505 | 10-20 | NA | Compressed Air-NR-Other | 0.00054688 | 0.0010839 | 0.0016259 | 0.0021678 | 0.0027098 | 0.0032518 | 0.0037937 | 0.0043357 | 0.0048776 | 0.0054196 | 0.0059616 | 0.0065035 | 0.0070455 | 0.0075875 | 0.0081294 | 0.0086714 | 0.0092133 | 0.0097553 | 0.010297 | 0.0063991 | 0.10938 | 0.10938
RetroEven20 | Retro | Compressed Air | Commercial | Compressed Air | 919.99 | 5257244.7295 | 0.00017499 | 55.3379 | 50-60 | NA | Compressed Air-Retro-Large Off | 0.0391 | 0.038982 | 0.038982 | 0.038982 | 0.038982 | 0.038982 | 0.038982 | 0.038982 | 0.038982 | 0.038982 | 0.038982 | 0.038982 | 0.038982 | 0.038982 | 0.038982 | 0.038982 | 0.038982 | 0.038982 | 0.038982 | 0.038982 | 0.78199 | 0.77976
RetroEven20 | Retro | Compressed Air | Commercial | Compressed Air | 0 | 0 | #DIV/0! | 9999 | >140 | NA | Compressed Air-Retro-Medium Off | 0 | 0 | 0 | 0 | 0 | 0 | 0 | 0 | 0 | 0 | 0 | 0 | 0 | 0 | 0 | 0 | 0 | 0 | 0 | 0 | 0 | 0
RetroEven20 | Retro | Compressed Air | Commercial | Compressed Air | 0 | 0 | #DIV/0! | 9999 | >140 | NA | Compressed Air-Retro-Small Off | 0 | 0 | 0 | 0 | 0 | 0 | 0 | 0 | 0 | 0 | 0 | 0 | 0 | 0 | 0 | 0 | 0 | 0 | 0 | 0 | 0 | 0
RetroEven20 | Retro | Compressed Air | Commercial | Compressed Air | 1962.4004 | 11214055.3256 | 0.00017499 | 55.3379 | 50-60 | NA | Compressed Air-Retro-XLarge Ret | 0.083402 | 0.083018 | 0.083018 | 0.083018 | 0.083018 | 0.083018 | 0.083018 | 0.083018 | 0.083018 | 0.083018 | 0.083018 | 0.083018 | 0.083018 | 0.083018 | 0.083018 | 0.083018 | 0.083018 | 0.083018 | 0.083018 | 0.083018 | 1.668 | 1.6608
RetroEven20 | Retro | Compressed Air | Commercial | Compressed Air | 0 | 0 | #DIV/0! | 9999 | >140 | NA | Compressed Air-Retro-Large Ret | 0 | 0 | 0 | 0 | 0 | 0 | 0 | 0 | 0 | 0 | 0 | 0 | 0 | 0 | 0 | 0 | 0 | 0 | 0 | 0 | 0 | 0
RetroEven20 | Retro | Compressed Air | Commercial | Compressed Air | 0 | 0 | #DIV/0! | 9999 | >140 | NA | Compressed Air-Retro-Medium Ret | 0 | 0 | 0 | 0 | 0 | 0 | 0 | 0 | 0 | 0 | 0 | 0 | 0 | 0 | 0 | 0 | 0 | 0 | 0 | 0 | 0 | 0
RetroEven20 | Retro | Compressed Air | Commercial | Compressed Air | 0 | 0 | #DIV/0! | 9999 | >140 | NA | Compressed Air-Retro-Small Ret | 0 | 0 | 0 | 0 | 0 | 0 | 0 | 0 | 0 | 0 | 0 | 0 | 0 | 0 | 0 | 0 | 0 | 0 | 0 | 0 | 0 | 0
RetroEven20 | Retro | Compressed Air | Commercial | Compressed Air | 14.6282 | 83592.0172 | 0.00017499 | 55.3379 | 50-60 | NA | Compressed Air-Retro-School K-12 | 0.0006217 | 0.00061915 | 0.00061915 | 0.00061915 | 0.00061915 | 0.00061915 | 0.00061915 | 0.00061915 | 0.00061915 | 0.00061915 | 0.00061915 | 0.00061915 | 0.00061915 | 0.00061915 | 0.00061915 | 0.00061915 | 0.00061915 | 0.00061915 | 0.00061915 | 0.00061915 | 0.012434 | 0.012386
RetroEven20 | Retro | Compressed Air | Commercial | Compressed Air | 14.6282 | 83592.0172 | 0.00017499 | 55.3379 | 50-60 | NA | Compressed Air-Retro-University | 0.0006217 | 0.00061915 | 0.00061915 | 0.00061915 | 0.00061915 | 0.00061915 | 0.00061915 | 0.00061915 | 0.00061915 | 0.00061915 | 0.00061915 | 0.00061915 | 0.00061915 | 0.00061915 | 0.00061915 | 0.00061915 | 0.00061915 | 0.00061915 | 0.00061915 | 0.00061915 | 0.012434 | 0.012386
RetroEven20 | Retro | Compressed Air | Commercial | Compressed Air | 2041.8776 | 11668224.8249 | 0.00017499 | 55.3379 | 50-60 | NA | Compressed Air-Retro-Warehouse | 0.08678 | 0.086459 | 0.086459 | 0.086459 | 0.086459 | 0.086459 | 0.086459 | 0.086459 | 0.086459 | 0.086459 | 0.086459 | 0.086459 | 0.086459 | 0.086459 | 0.086459 | 0.086459 | 0.086459 | 0.086459 | 0.086459 | 0.086459 | 1.7356 | 1.7295
RetroEven20 | Retro | Compressed Air | Commercial | Compressed Air | 64.0284 | 365887.501 | 0.00017499 | 55.3379 | 50-60 | NA | Compressed Air-Retro-Supermarket | 0 | 0 | 0 | 0 | 0 | 0 | 0 | 0 | 0 | 0 | 0 | 0 | 0 | 0 | 0 | 0 | 0 | 0 | 0 | 0 | 0.054424 | 0
RetroEven20 | Retro | Compressed Air | Commercial | Compressed Air | 0 | 0 | #DIV/0! | 9999 | >140 | NA | Compressed Air-Retro-MiniMart | 0 | 0 | 0 | 0 | 0 | 0 | 0 | 0 | 0 | 0 | 0 | 0 | 0 | 0 | 0 | 0 | 0 | 0 | 0 | 0 | 0 | 0
RetroEven20 | Retro | Compressed Air | Commercial | Compressed Air | 9.2603 | 52917.4713 | 0.00017499 | 55.3379 | 50-60 | NA | Compressed Air-Retro-Restaurant | 0 | 0 | 0 | 0 | 0 | 0 | 0 | 0 | 0 | 0 | 0 | 0 | 0 | 0 | 0 | 0 | 0 | 0 | 0 | 0 | 0.0078712 | 0
RetroEven20 | Retro | Compressed Air | Commercial | Compressed Air | 23.5354 | 134492.1069 | 0.00017499 | 55.3379 | 50-60 | NA | Compressed Air-Retro-Lodging | 0 | 0 | 0 | 0 | 0 | 0 | 0 | 0 | 0 | 0 | 0 | 0 | 0 | 0 | 0 | 0 | 0 | 0 | 0 | 0 | 0.020005 | 0
RetroEven20 | Retro | Compressed Air | Commercial | Compressed Air | 4.3088 | 24622.4011 | 0.00017499 | 55.3379 | 50-60 | NA | Compressed Air-Retro-Hospital | 0.00018312 | 0.00018274 | 0.00018274 | 0.00018274 | 0.00018274 | 0.00018274 | 0.00018274 | 0.00018274 | 0.00018274 | 0.00018274 | 0.00018274 | 0.00018274 | 0.00018274 | 0.00018274 | 0.00018274 | 0.00018274 | 0.00018274 | 0.00018274 | 0.00018274 | 0.00018274 | 0.0036625 | 0.0036552
RetroEven20 | Retro | Compressed Air | Commercial | Compressed Air | 4.3088 | 24622.4011 | 0.00017499 | 55.3379 | 50-60 | NA | Compressed Air-Retro-Residential Care | 0 | 0 | 0 | 0 | 0 | 0 | 0 | 0 | 0 | 0 | 0 | 0 | 0 | 0 | 0 | 0 | 0 | 0 | 0 | 0 | 0.0036625 | 0
RetroEven20 | Retro | Compressed Air | Commercial | Compressed Air | 369.0934 | 2109168.939 | 0.00017499 | 2.6611 | 0-10 | NA | Compressed Air-Retro-Assembly | 0.015686 | 0.015616 | 0.015616 | 0.015616 | 0.015616 | 0.015616 | 0.015616 | 0.015616 | 0.015616 | 0.015616 | 0.015616 | 0.015616 | 0.015616 | 0.015616 | 0.015616 | 0.015616 | 0.015616 | 0.015616 | 0.015616 | 0.015616 | 0.31373 | 0.31239
RetroEven20 | Retro | Compressed Air | Commercial | Compressed Air | 386.035 | 2205980.9189 | 0.00017499 | 55.3379 | 50-60 | NA | Compressed Air-Retro-Other | 0.016406 | 0.016259 | 0.016259 | 0.016259 | 0.016259 | 0.016259 | 0.016259 | 0.016259 | 0.016259 | 0.016259 | 0.016259 | 0.016259 | 0.016259 | 0.016259 | 0.016259 | 0.016259 | 0.016259 | 0.016259 | 0.016259 | 0.016259 | 0.32813 | 0.32532
LO50Fast | NR | Monitor | Commercial | Electronics | 0.0047255 | 32.9444 | 0.00014344 | -8.1439 | <0 | All | ENERGY STAR Display | 0.66927 | 0.99185 | 1.2147 | 1.3651 | 1.4709 | 1.5317 | 1.5669 | 1.5896 | 1.6068 | 1.6216 | 1.6356 | 1.6492 | 1.6626 | 1.6759 | 1.689 | 1.7021 | 1.715 | 1.7279 | 1.7407 | 1.7534 | 32.4956 | 30.58
LO50Fast | NR | Desktop | Commercial | Electronics | 0.019041 | 132.7464 | 0.00014344 | -8.1439 | <0 | All | ENERGY STAR Desktop | 1.535 | 2.2749 | 2.7861 | 3.1311 | 3.3737 | 3.5131 | 3.5939 | 3.6459 | 3.6853 | 3.7194 | 3.7514 | 3.7826 | 3.8134 | 3.8438 | 3.874 | 3.9039 | 3.9336 | 3.9631 | 3.9924 | 4.0216 | 74.532 | 70.1384
LO5Med | NR | Laptop | Commercial | Electronics | 0.005682 | 39.6128 | 0.00014344 | -8.1439 | <0 | All | ENERGY STAR Laptop | 0.013836 | 0.031145 | 0.052692 | 0.078116 | 0.10756 | 0.14244 | 0.18125 | 0.22153 | 0.26021 | 0.29429 | 0.32161 | 0.34146 | 0.35461 | 0.36279 | 0.36795 | 0.37161 | 0.37467 | 0.37753 | 0.38033 | 0.38311 | 7.0301 | 5.0187
LO5Med | NR | Cooking Equipment | Commercial | Food Preparation | 0.45305 | 2632.1776 | 0.00017212 | 42.6133 | 40-50 | NA | Fryers | 0.011088 | 0.024961 | 0.042229 | 0.062605 | 0.086204 | 0.11416 | 0.14526 | 0.17754 | 0.20854 | 0.23586 | 0.25775 | 0.27366 | 0.2842 | 0.29075 | 0.29489 | 0.29782 | 0.30027 | 0.30257 | 0.30481 | 0.082388 | 3.7976 | 3.7976
LO5Med | NR | Cooking Equipment | Commercial | Food Preparation | 0.11889 | 690.7095 | 0.00017212 | 80.4527 | 80-90 | NA | HFHC (Wt Average Size) | 0.010321 | 0.023234 | 0.039308 | 0.058275 | 0.080242 | 0.10626 | 0.13521 | 0.16526 | 0.19412 | 0.21954 | 0.23993 | 0.25473 | 0.26454 | 0.27064 | 0.27449 | 0.27722 | 0.2795 | 0.28164 | 0.28373 | 0.07669 | 3.5349 | 3.5349
LO5Med | NR | Cooking Equipment | Commercial | Food Preparation | 7.7035 | 44756.6231 | 0.00017212 | -43.9512 | <0 | NA | Steamer (Wt Average Size) | 0.16929 | 0.38108 | 0.64472 | 0.95581 | 1.3161 | 1.7429 | 2.2177 | 2.7105 | 3.1838 | 3.6009 | 3.9352 | 4.1781 | 4.3389 | 4.439 | 4.5021 | 4.5469 | 4.5843 | 4.6193 | 4.6536 | 1.2578 | 57.978 | 57.978
LO5Med | NR | Cooking Equipment | Commercial | Food Preparation | 2.8269 | 16424.1926 | 0.00017212 | -20.8973 | <0 | NA | Combi Oven (Wt Average) | 0.067043 | 0.15092 | 0.25533 | 0.37853 | 0.52121 | 0.69023 | 0.87828 | 1.0735 | 1.2609 | 1.426 | 1.5585 | 1.6546 | 1.7183 | 1.758 | 1.783 | 1.8007 | 1.8155 | 1.8294 | 1.843 | 0.49814 | 22.9611 | 22.9611
LO5Med | NR | Cooking Equipment | Commercial | Food Preparation | 0.30868 | 1793.3771 | 0.00017212 | 68.2756 | 60-70 | NA | Convection Oven (Wt Average) | 0.017844 | 0.040168 | 0.067958 | 0.10075 | 0.13872 | 0.18371 | 0.23376 | 0.28571 | 0.3356 | 0.37955 | 0.41479 | 0.44039 | 0.45734 | 0.4679 | 0.47455 | 0.47927 | 0.48322 | 0.4869 | 0.49052 | 0.13258 | 6.1112 | 6.1112
LO5Med | NR | Data Centers | Commercial | Electronics | 0.060302 | 480.1237 | 0.0001256 | 10.2802 | 10-20 | NA | Best Practice | 1.1788 | 2.7852 | 4.8568 | 7.097 | 9.7687 | 13.0879 | 17.0158 | 20.8251 | 24.6811 | 28.3473 | 31.6332 | 21.7381 | 0 | 0 | 0 | 0 | 0 | 0 | 0 | 0 | 183.0149 | 183.0149
LO5Med | NR | Data Centers | Commercial | Electronics | 0.027848 | 221.7239 | 0.0001256 | 27.1572 | 20-30 | NA | Commercial Technology | 0.54439 | 1.2862 | 2.2429 | 3.2774 | 4.5112 | 6.0441 | 7.858 | 9.6172 | 11.3979 | 13.091 | 14.6084 | 10.0388 | 0 | 0 | 0 | 0 | 0 | 0 | 0 | 0 | 84.5173 | 84.5173
LO5Med | NR | Data Centers | Commercial | Electronics | 0.006582 | 52.4058 | 0.0001256 | 20.9801 | 20-30 | NA | Cutting Edge | 0.12867 | 0.30401 | 0.53012 | 0.77464 | 1.0663 | 1.4285 | 1.8573 | 2.2731 | 2.694 | 3.0941 | 3.4528 | 2.3727 | 0 | 0 | 0 | 0 | 0 | 0 | 0 | 0 | 19.9762 | 19.9762
Retro12Med | Retro | Demand Control Ventilation | Commercial | HVAC | 0.027267 | 145.0487 | 0.00018799 | 55.4085 | 50-60 | NA | Demand Control Ventilation-Retro-Large Off | 0.099502 | 0.099204 | 0.098906 | 0.098609 | 0.098314 | 0.088217 | 0.070362 | 0.056121 | 0.044762 | 0.035702 | 0.028476 | 0.022712 | 0.018115 | 0.0028439 | 0 | 0 | 0 | 0 | 0 | 0 | 0.86185 | 0.86185
Retro12Med | Retro | Demand Control Ventilation | Commercial | HVAC | 0.021934 | 116.6762 | 0.00018799 | 101.9515 | 100-110 | NA | Demand Control Ventilation-Retro-Medium Off | 0.24195 | 0.24122 | 0.2405 | 0.23978 | 0.23906 | 0.21451 | 0.17109 | 0.13646 | 0.10884 | 0.086812 | 0.069241 | 0.055227 | 0.044049 | 0.0069152 | 0 | 0 | 0 | 0 | 0 | 0 | 2.0956 | 2.0956
Retro12Med | Retro | Demand Control Ventilation | Commercial | HVAC | 0.028141 | 149.6987 | 0.00018799 | 71.2066 | 70-80 | NA | Demand Control Ventilation-Retro-Small Off | 0.34564 | 0.3446 | 0.34357 | 0.34254 | 0.34151 | 0.30644 | 0.24441 | 0.19494 | 0.15549 | 0.12402 | 0.098916 | 0.078895 | 0.062927 | 0.0098788 | 0 | 0 | 0 | 0 | 0 | 0 | 2.9938 | 2.9938
Retro12Med | Retro | Demand Control Ventilation | Commercial | HVAC | 0.14317 | 761.6154 | 0.00018799 | 67.5051 | 60-70 | NA | Demand Control Ventilation-Retro-Xlarge Ret | 1.1959 | 1.1904 | 1.1849 | 1.1795 | 1.174 | 1.0518 | 0.83754 | 0.66695 | 0.53111 | 0.42293 | 0.33679 | 0.26819 | 0.023114 | 0 | 0 | 0 | 0 | 0 | 0 | 0 | 10.0631 | 10.0631
Retro12Med | Retro | Demand Control Ventilation | Commercial | HVAC | 0.065837 | 350.2211 | 0.00018799 | 107.5231 | 100-110 | NA | Demand Control Ventilation-Retro-Large Ret | 0.48023 | 0.47802 | 0.47582 | 0.47363 | 0.47145 | 0.42236 | 0.33633 | 0.26783 | 0.21328 | 0.16984 | 0.13524 | 0.1077 | 0.0092819 | 0 | 0 | 0 | 0 | 0 | 0 | 0 | 4.041 | 4.041
Retro12Med | Retro | Demand Control Ventilation | Commercial | HVAC | 0.070869 | 376.9905 | 0.00018799 | 69.9468 | 60-70 | NA | Demand Control Ventilation-Retro-Medium Ret | 0.33184 | 0.33031 | 0.32879 | 0.32728 | 0.32578 | 0.29185 | 0.23241 | 0.18507 | 0.14737 | 0.11736 | 0.093454 | 0.074419 | 0.0064138 | 0 | 0 | 0 | 0 | 0 | 0 | 0 | 2.7923 | 2.7923
Retro12Med | Retro | Demand Control Ventilation | Commercial | HVAC | 0.070973 | 377.5429 | 0.00018799 | 36.9818 | 30-40 | NA | Demand Control Ventilation-Retro-Small Ret | 0.30519 | 0.30379 | 0.30239 | 0.301 | 0.29961 | 0.26841 | 0.21374 | 0.17021 | 0.13554 | 0.10793 | 0.085949 | 0.068443 | 0.0058988 | 0 | 0 | 0 | 0 | 0 | 0 | 0 | 2.5681 | 2.5681
Retro12Med | Retro | Demand Control Ventilation | Commercial | HVAC | 0 | 0 | #DIV/0! | 9999 | >140 | NA | Demand Control Ventilation-Retro-School K-12 | 0 | 0 | 0 | 0 | 0 | 0 | 0 | 0 | 0 | 0 | 0 | 0 | 0 | 0 | 0 | 0 | 0 | 0 | 0 | 0 | 0 | 0
Retro12Med | Retro | Demand Control Ventilation | Commercial | HVAC | 0 | 0 | #DIV/0! | 9999 | >140 | NA | Demand Control Ventilation-Retro-University | 0 | 0 | 0 | 0 | 0 | 0 | 0 | 0 | 0 | 0 | 0 | 0 | 0 | 0 | 0 | 0 | 0 | 0 | 0 | 0 | 0 | 0
Retro12Med | Retro | Demand Control Ventilation | Commercial | HVAC | 0.00020858 | 1.1095 | 0.00018799 | 2159.5021 | >140 | NA | Demand Control Ventilation-Retro-Warehouse | 0.0018398 | 0.001833 | 0.0018262 | 0.0018194 | 0.0018127 | 0.0016254 | 0.0012955 | 0.0010326 | 0.00082299 | 0.00065596 | 0.00052282 | 0.00041671 | 0.00023212 | 0 | 0 | 0 | 0 | 0 | 0 | 0 | 0.015735 | 0.015735
Retro12Med | Retro | Demand Control Ventilation | Commercial | HVAC | 0.096319 | 512.373 | 0.00018799 | 51.3851 | 50-60 | NA | Demand Control Ventilation-Retro-Supermarket | 0.20873 | 0.20685 | 0.20499 | 0.20315 | 0.20132 | 0.17956 | 0.14235 | 0.11286 | 0.089472 | 0.070934 | 0.0015902 | 0 | 0 | 0 | 0 | 0 | 0 | 0 | 0 | 0 | 1.6218 | 1.6218
Retro12Med | Retro | Demand Control Ventilation | Commercial | HVAC | 0.034878 | 185.5366 | 0.00018799 | 124.7039 | 120-130 | NA | Demand Control Ventilation-Retro-MiniMart | 0.041934 | 0.041736 | 0.041539 | 0.041343 | 0.041148 | 0.036858 | 0.029348 | 0.023367 | 0.018606 | 0.014814 | 0.011795 | 0.0093918 | 0.00021935 | 0 | 0 | 0 | 0 | 0 | 0 | 0 | 0.3521 | 0.3521
Retro12Med | Retro | Demand Control Ventilation | Commercial | HVAC | 0.091107 | 484.6483 | 0.00018799 | 58.4984 | 50-60 | NA | Demand Control Ventilation-Retro-Restaurant | 0.19657 | 0.19564 | 0.19472 | 0.1938 | 0.19288 | 0.17278 | 0.13757 | 0.10953 | 0.087214 | 0.069442 | 0.055292 | 0.044024 | 0.0010282 | 0 | 0 | 0 | 0 | 0 | 0 | 0 | 1.6505 | 1.6505
Retro12Med | Retro | Demand Control Ventilation | Commercial | HVAC | 0.035765 | 190.2531 | 0.00018799 | 56.1062 | 50-60 | NA | Demand Control Ventilation-Retro-Lodging | 0.13696 | 0.13663 | 0.1363 | 0.13598 | 0.13565 | 0.12179 | 0.0972 | 0.077573 | 0.06191 | 0.049409 | 0.039432 | 0.03147 | 0.025116 | 0.013783 | 0 | 0 | 0 | 0 | 0 | 0 | 1.1992 | 1.1992
Retro12Med | Retro | Demand Control Ventilation | Commercial | HVAC | 0.0056008 | 29.7935 | 0.00018799 | 418.3039 | >140 | NA | Demand Control Ventilation-Retro-Hospital | 0.0069253 | 0.0069107 | 0.0068962 | 0.0068817 | 0.0068673 | 0.0061676 | 0.0049237 | 0.0039307 | 0.0031379 | 0.0025051 | 0.0019999 | 0.0015965 | 0.0012745 | 0.00094872 | 0 | 0 | 0 | 0 | 0 | 0 | 0.060966 | 0.060966
Retro12Med | Retro | Demand Control Ventilation | Commercial | HVAC | 0.02497 | 132.8297 | 0.00018799 | 74.604 | 70-80 | NA | Demand Control Ventilation-Retro-Residential Care | 0.096426 | 0.096194 | 0.095964 | 0.095733 | 0.095504 | 0.085747 | 0.068433 | 0.054615 | 0.043587 | 0.034786 | 0.027762 | 0.022156 | 0.017682 | 0.0097036 | 0 | 0 | 0 | 0 | 0 | 0 | 0.84429 | 0.84429
Retro12Med | Retro | Demand Control Ventilation | Commercial | HVAC | 0.019567 | 104.0887 | 0.00018799 | 0 | 0-10 | NA | Demand Control Ventilation-Retro-Assembly | 0.3219 | 0.32046 | 0.31902 | 0.31759 | 0.31617 | 0.28327 | 0.2256 | 0.17967 | 0.14309 | 0.11396 | 0.090759 | 0.072281 | 0.010518 | 0 | 0 | 0 | 0 | 0 | 0 | 0 | 2.7143 | 2.7143
Retro12Med | Retro | Demand Control Ventilation | Commercial | HVAC | 0.012621 | 67.1389 | 0.00018799 | 165.0468 | >140 | NA | Demand Control Ventilation-Retro-Other | 0.1394 | 0.13815 | 0.1369 | 0.13567 | 0.13445 | 0.11991 | 0.095068 | 0.07537 | 0.059754 | 0.047373 | 0.001062 | 0 | 0 | 0 | 0 | 0 | 0 | 0 | 0 | 0 | 1.0831 | 1.0831
Retro12Med | Retro | DCV Parking Garage | Commercial | HVAC | 0.00018689 | 0.99419 | 0.00018799 | 40.1042 | 40-50 | NA | DCV Parking Garage-Retro | 1.3042 | 1.3003 | 1.2964 | 1.2925 | 1.2886 | 1.1563 | 0.92225 | 0.73558 | 0.5867 | 0.46795 | 0.37324 | 0.2977 | 0.23744 | 0.18938 | 0.15105 | 0.12048 | 0.0008193 | 0.00029173 | 9.9155e-05 | 3.2236e-05 | 11.7213 | 11.7213
Retro12Med | Retro | DCV Parking Garage | Commercial | HVAC | 0.00018689 | 0.99419 | 0.00018799 | 40.1042 | 40-50 | NA | DCV Parking Garage-Retro | 0 | 0 | 0 | 0 | 0 | 0 | 0 | 0 | 0 | 0 | 0 | 0 | 0 | 0 | 0 | 0 | 0 | 0 | 0 | 0 | 0 | 0
Retro12Med | Retro | DCV Parking Garage | Commercial | HVAC | 0.00018689 | 0.99419 | 0.00018799 | 40.1042 | 40-50 | NA | DCV Parking Garage-Retro | 0 | 0 | 0 | 0 | 0 | 0 | 0 | 0 | 0 | 0 | 0 | 0 | 0 | 0 | 0 | 0 | 0 | 0 | 0 | 0 | 0 | 0
Retro12Med | Retro | DCV Parking Garage | Commercial | HVAC | 0.00018689 | 0.99419 | 0.00018799 | 40.1042 | 40-50 | NA | DCV Parking Garage-Retro | 0.082859 | 0.082478 | 0.082099 | 0.081721 | 0.081345 | 0.072874 | 0.058031 | 0.046211 | 0.036799 | 0.029304 | 0.023335 | 0.018582 | 0.014797 | 0.011783 | 0.0093834 | 0.0074722 | 5.0732e-05 | 1.8035e-05 | 6.12e-06 | 1.9865e-06 | 0.73915 | 0.73915
Retro12Med | Retro | DCV Parking Garage | Commercial | HVAC | 0.00018689 | 0.99419 | 0.00018799 | 40.1042 | 40-50 | NA | DCV Parking Garage-Retro | 0 | 0 | 0 | 0 | 0 | 0 | 0 | 0 | 0 | 0 | 0 | 0 | 0 | 0 | 0 | 0 | 0 | 0 | 0 | 0 | 0 | 0
Retro12Med | Retro | DCV Parking Garage | Commercial | HVAC | 0.00018689 | 0.99419 | 0.00018799 | 40.1042 | 40-50 | NA | DCV Parking Garage-Retro | 0 | 0 | 0 | 0 | 0 | 0 | 0 | 0 | 0 | 0 | 0 | 0 | 0 | 0 | 0 | 0 | 0 | 0 | 0 | 0 | 0 | 0
Retro12Med | Retro | DCV Parking Garage | Commercial | HVAC | 0.00018689 | 0.99419 | 0.00018799 | 40.1042 | 40-50 | NA | DCV Parking Garage-Retro | 0 | 0 | 0 | 0 | 0 | 0 | 0 | 0 | 0 | 0 | 0 | 0 | 0 | 0 | 0 | 0 | 0 | 0 | 0 | 0 | 0 | 0
Retro12Med | Retro | DCV Parking Garage | Commercial | HVAC | 0.00018689 | 0.99419 | 0.00018799 | 40.1042 | 40-50 | NA | DCV Parking Garage-Retro | 0.042445 | 0.042271 | 0.042098 | 0.041925 | 0.041753 | 0.037424 | 0.029816 | 0.023755 | 0.018926 | 0.015079 | 0.012014 | 0.0095716 | 0.0076259 | 0.0060757 | 0.0048406 | 0.0038566 | 2.6197e-05 | 9.3178e-06 | 3.1635e-06 | 1.0273e-06 | 0.37952 | 0.37952
Retro12Med | Retro | DCV Parking Garage | Commercial | HVAC | 0.00018689 | 0.99419 | 0.00018799 | 40.1042 | 40-50 | NA | DCV Parking Garage-Retro | 0.11839 | 0.11791 | 0.11742 | 0.11694 | 0.11646 | 0.10439 | 0.083167 | 0.066261 | 0.052791 | 0.04206 | 0.03351 | 0.026698 | 0.021271 | 0.016947 | 0.013502 | 0.010757 | 7.3072e-05 | 2.599e-05 | 8.824e-06 | 2.8656e-06 | 1.0586 | 1.0586
Retro12Med | Retro | DCV Parking Garage | Commercial | HVAC | 0.00018689 | 0.99419 | 0.00018799 | 40.1042 | 40-50 | NA | DCV Parking Garage-Retro | 0 | 0 | 0 | 0 | 0 | 0 | 0 | 0 | 0 | 0 | 0 | 0 | 0 | 0 | 0 | 0 | 0 | 0 | 0 | 0 | 0 | 0
Retro12Med | Retro | DCV Parking Garage | Commercial | HVAC | 0.00018689 | 0.99419 | 0.00018799 | 40.1042 | 40-50 | NA | DCV Parking Garage-Retro | 0 | 0 | 0 | 0 | 0 | 0 | 0 | 0 | 0 | 0 | 0 | 0 | 0 | 0 | 0 | 0 | 0 | 0 | 0 | 0 | 0 | 0
Retro12Med | Retro | DCV Parking Garage | Commercial | HVAC | 0.00018689 | 0.99419 | 0.00018799 | 40.1042 | 40-50 | NA | DCV Parking Garage-Retro | 0 | 0 | 0 | 0 | 0 | 0 | 0 | 0 | 0 | 0 | 0 | 0 | 0 | 0 | 0 | 0 | 0 | 0 | 0 | 0 | 0 | 0
Retro12Med | Retro | DCV Parking Garage | Commercial | HVAC | 0.00018689 | 0.99419 | 0.00018799 | 40.1042 | 40-50 | NA | DCV Parking Garage-Retro | 0 | 0 | 0 | 0 | 0 | 0 | 0 | 0 | 0 | 0 | 0 | 0 | 0 | 0 | 0 | 0 | 0 | 0 | 0 | 0 | 0 | 0
Retro12Med | Retro | DCV Parking Garage | Commercial | HVAC | 0.00018689 | 0.99419 | 0.00018799 | 40.1042 | 40-50 | NA | DCV Parking Garage-Retro | 0.11686 | 0.11658 | 0.1163 | 0.11602 | 0.11575 | 0.10392 | 0.082938 | 0.066191 | 0.052826 | 0.042159 | 0.033646 | 0.026853 | 0.02143 | 0.017103 | 0.01365 | 0.010894 | 7.4124e-05 | 2.6409e-05 | 8.9816e-06 | 2.9218e-06 | 1.0532 | 1.0532
Retro12Med | Retro | DCV Parking Garage | Commercial | HVAC | 0.00018689 | 0.99419 | 0.00018799 | 40.1042 | 40-50 | NA | DCV Parking Garage-Retro | 0.1018 | 0.10158 | 0.10137 | 0.10116 | 0.10094 | 0.090658 | 0.072374 | 0.057778 | 0.046125 | 0.036823 | 0.029396 | 0.023468 | 0.018735 | 0.014956 | 0.01194 | 0.0095319 | 6.4878e-05 | 2.3122e-05 | 7.866e-06 | 2.5596e-06 | 0.91873 | 0.91873
Retro12Med | Retro | DCV Parking Garage | Commercial | HVAC | 0.00018689 | 0.99419 | 0.00018799 | 40.1042 | 40-50 | NA | DCV Parking Garage-Retro | 0.033965 | 0.033883 | 0.033802 | 0.033721 | 0.03364 | 0.030203 | 0.024105 | 0.019237 | 0.015353 | 0.012253 | 0.0097788 | 0.0078043 | 0.0062284 | 0.0049708 | 0.0039671 | 0.0031661 | 2.1543e-05 | 7.6755e-06 | 2.6104e-06 | 8.4916e-07 | 0.30611 | 0.30611
Retro12Med | Retro | DCV Parking Garage | Commercial | HVAC | 0.00018689 | 0.99419 | 0.00018799 | 40.1042 | 40-50 | NA | DCV Parking Garage-Retro | 0.18019 | 0.17938 | 0.17857 | 0.17777 | 0.17697 | 0.15856 | 0.12628 | 0.10057 | 0.080096 | 0.063789 | 0.050802 | 0.04046 | 0.032222 | 0.025662 | 0.020438 | 0.016277 | 0.00011052 | 3.9295e-05 | 1.3336e-05 | 4.3292e-06 | 1.6082 | 1.6082
Retro12Med | Retro | DCV Parking Garage | Commercial | HVAC | 0.00018689 | 0.99419 | 0.00018799 | 40.1042 | 40-50 | NA | DCV Parking Garage-Retro | 0.39347 | 0.38992 | 0.38641 | 0.38294 | 0.37949 | 0.33847 | 0.26834 | 0.21274 | 0.16866 | 0.13371 | 0.10601 | 0.084042 | 0.066629 | 0.052823 | 0.041878 | 0.033201 | 0.00022442 | 7.9428e-05 | 2.6834e-05 | 8.6715e-06 | 3.4391 | 3.4391
Retro20Fast | Retro | DCV Restaurant Hood | Commercial | HVAC | 2.6335 | 18022.8981 | 0.00014612 | 37.6618 | 30-40 | NA | DCV Hood w/ MUA 5 hp | 1.4704 | 1.0414 | 0.72841 | 0.57307 | 0.50708 | 0.44303 | 0.38309 | 0.32843 | 0.27955 | 0.23648 | 0.19899 | 0.15625 | 0.12268 | 0.096303 | 0.075589 | 0.059323 | 0.046552 | 0.036527 | 0.028658 | 0.022482 | 7.8316 | 6.8343
Retro20Fast | Retro | DCV Restaurant Hood | Commercial | HVAC | 1.4631 | 10012.7212 | 0.00014612 | 74.4282 | 70-80 | NA | DCV Hood 5 hp | 0.8169 | 0.57856 | 0.40467 | 0.31837 | 0.28171 | 0.24613 | 0.21283 | 0.18246 | 0.15531 | 0.13138 | 0.11055 | 0.086806 | 0.068154 | 0.053501 | 0.041994 | 0.032957 | 0.025862 | 0.020293 | 0.015921 | 0.01249 | 4.3509 | 3.7968
Retro3Slow | Retro | DHP | Commercial | HVAC | 0.0015404 | 4.3123 | 0.00035721 | 62.5305 | 60-70 | Large Off | DHP-Retro-Large Off | 0 | 0 | 0 | 0 | 0 | 0 | 0 | 0 | 0 | 0 | 0 | 0 | 0 | 0 | 0 | 0 | 0 | 0 | 0 | 0 | 0 | 0
Retro3Slow | Retro | DHP | Commercial | HVAC | 0.0015404 | 4.3123 | 0.00035721 | 62.5305 | 60-70 | Medium Off | DHP-Retro-Medium Off | 0.12941 | 0.2028 | 0.40439 | 0.70556 | 1.0942 | 1.5274 | 1.9381 | 2.2543 | 2.4204 | 2.4132 | 2.2455 | 1.9589 | 1.6084 | 1.2472 | 0.91626 | 0.63945 | 0.38858 | 0 | 0 | 0 | 22.0941 | 22.0941
Retro3Slow | Retro | DHP | Commercial | HVAC | 0.0015404 | 4.3123 | 0.00035721 | 62.5305 | 60-70 | Small Off | DHP-Retro-Small Off | 0.24126 | 0.3781 | 0.75393 | 1.3154 | 2.0401 | 2.8475 | 3.6133 | 4.2028 | 4.5126 | 4.499 | 4.1865 | 3.6522 | 2.9987 | 2.3253 | 1.7082 | 1.1922 | 0.72446 | 0 | 0 | 0 | 41.1915 | 41.1915
Retro3Slow | Retro | DHP | Commercial | HVAC | 0.0015404 | 4.3123 | 0.00035721 | 62.5305 | 60-70 | XLarge Ret | DHP-Retro-XLarge Ret | 0 | 0 | 0 | 0 | 0 | 0 | 0 | 0 | 0 | 0 | 0 | 0 | 0 | 0 | 0 | 0 | 0 | 0 | 0 | 0 | 0 | 0
Retro3Slow | Retro | DHP | Commercial | HVAC | 0.0015404 | 4.3123 | 0.00035721 | 62.5305 | 60-70 | Large Ret | DHP-Retro-Large Ret | 0 | 0 | 0 | 0 | 0 | 0 | 0 | 0 | 0 | 0 | 0 | 0 | 0 | 0 | 0 | 0 | 0 | 0 | 0 | 0 | 0 | 0
Retro3Slow | Retro | DHP | Commercial | HVAC | 0.0015404 | 4.3123 | 0.00035721 | 62.5305 | 60-70 | Medium Ret | DHP-Retro-Medium Ret | 0.12983 | 0.20315 | 0.40443 | 0.7045 | 1.0908 | 1.5202 | 1.9258 | 2.2365 | 2.3974 | 2.3864 | 2.2171 | 1.931 | 1.5829 | 1.2255 | 0.89885 | 0.6263 | 0.02032 | 0 | 0 | 0 | 21.5011 | 21.5011
Retro3Slow | Retro | DHP | Commercial | HVAC | 0.0015404 | 4.3123 | 0.00035721 | 62.5305 | 60-70 | Small Ret | DHP-Retro-Small Ret | 0.18459 | 0.28883 | 0.575 | 1.0016 | 1.5509 | 2.1613 | 2.7381 | 3.1797 | 3.4086 | 3.3929 | 3.1521 | 2.7454 | 2.2505 | 1.7424 | 1.2779 | 0.89045 | 0.02889 | 0 | 0 | 0 | 30.5693 | 30.5693
Retro3Slow | Retro | DHP | Commercial | HVAC | 0.0015404 | 4.3123 | 0.00035721 | 62.5305 | 60-70 | School K-12 | DHP-Retro-School K-12 | 0.00065528 | 0.0010258 | 0.0020432 | 0.003561 | 0.0055166 | 0.0076915 | 0.0097491 | 0.011327 | 0.012149 | 0.012099 | 0.011246 | 0.0097998 | 0.0080374 | 0.0062256 | 0.0045685 | 0.0031848 | 0.00067726 | 0 | 0 | 0 | 0.10956 | 0.10956
Retro3Slow | Retro | DHP | Commercial | HVAC | 0.0015404 | 4.3123 | 0.00035721 | 62.5305 | 60-70 | University | DHP-Retro-University | 0 | 0 | 0 | 0 | 0 | 0 | 0 | 0 | 0 | 0 | 0 | 0 | 0 | 0 | 0 | 0 | 0 | 0 | 0 | 0 | 0 | 0
Retro3Slow | Retro | DHP | Commercial | HVAC | 0.0015404 | 4.3123 | 0.00035721 | 62.5305 | 60-70 | Warehouse | DHP-Retro-Warehouse | 0.013276 | 0.020791 | 0.041428 | 0.07223 | 0.11194 | 0.15614 | 0.19799 | 0.23013 | 0.24692 | 0.246 | 0.22875 | 0.19942 | 0.16362 | 0.12679 | 0.093077 | 0.064913 | 0.023143 | 0 | 0 | 0 | 2.2365 | 2.2365
Retro3Slow | Retro | DHP | Commercial | HVAC | 0.0015404 | 4.3123 | 0.00035721 | 62.5305 | 60-70 | Supermarket | DHP-Retro-Supermarket | 0 | 0 | 0 | 0 | 0 | 0 | 0 | 0 | 0 | 0 | 0 | 0 | 0 | 0 | 0 | 0 | 0 | 0 | 0 | 0 | 0 | 0
Retro3Slow | Retro | DHP | Commercial | HVAC | 0.0015404 | 4.3123 | 0.00035721 | 62.5305 | 60-70 | MiniMart | DHP-Retro-MiniMart | 0.0089187 | 0.013953 | 0.027775 | 0.048376 | 0.074897 | 0.10436 | 0.1322 | 0.1535 | 0.16453 | 0.16375 | 0.15211 | 0.13247 | 0.10858 | 0.084052 | 0.06164 | 0.042478 | 0 | 0 | 0 | 0 | 1.4736 | 1.4736
Retro3Slow | Retro | DHP | Commercial | HVAC | 0.0015404 | 4.3123 | 0.00035721 | 62.5305 | 60-70 | Restaurant | DHP-Retro-Restaurant | 0.010958 | 0.017144 | 0.034126 | 0.059439 | 0.092025 | 0.12823 | 0.16243 | 0.1886 | 0.20215 | 0.2012 | 0.1869 | 0.16277 | 0.13341 | 0.10327 | 0.075737 | 0.052192 | 0 | 0 | 0 | 0 | 1.8106 | 1.8106
Retro3Slow | Retro | DHP | Commercial | HVAC | 0.0015404 | 4.3123 | 0.00035721 | 62.5305 | 60-70 | Lodging | DHP-Retro-Lodging | 0.053624 | 0.08409 | 0.16778 | 0.29291 | 0.45454 | 0.63482 | 0.80602 | 0.9381 | 1.0078 | 1.0054 | 0.93614 | 0.81715 | 0.67134 | 0.5209 | 0.3829 | 0.26738 | 0.17783 | 0.042052 | 0 | 0 | 9.2608 | 9.2608
Retro3Slow | Retro | DHP | Commercial | HVAC | 0.0015404 | 4.3123 | 0.00035721 | 62.5305 | 60-70 | Hospital | DHP-Retro-Hospital | 0 | 0 | 0 | 0 | 0 | 0 | 0 | 0 | 0 | 0 | 0 | 0 | 0 | 0 | 0 | 0 | 0 | 0 | 0 | 0 | 0 | 0
Retro3Slow | Retro | DHP | Commercial | HVAC | 0.0015404 | 4.3123 | 0.00035721 | 62.5305 | 60-70 | Residential Care | DHP-Retro-Residential Care | 0.064495 | 0.10114 | 0.20179 | 0.35228 | 0.54668 | 0.76352 | 0.96942 | 1.1283 | 1.2121 | 1.2092 | 1.1259 | 0.98281 | 0.80743 | 0.62649 | 0.46052 | 0.32159 | 0.21388 | 0.050577 | 0 | 0 | 11.1382 | 11.1382
Retro3Slow | Retro | DHP | Commercial | HVAC | 0.0015404 | 4.3123 | 0.00035721 | 62.5305 | 60-70 | Assembly | DHP-Retro-Assembly | 0.18074 | 0.28284 | 0.56314 | 0.98107 | 1.5193 | 2.1174 | 2.6828 | 3.1159 | 3.3405 | 3.3255 | 3.0899 | 2.6915 | 2.2066 | 1.7086 | 1.2533 | 0.87337 | 0.064041 | 0 | 0 | 0 | 29.9966 | 29.9966
Retro3Slow | Retro | DHP | Commercial | HVAC | 0.0015404 | 4.3123 | 0.00035721 | 62.5305 | 60-70 | Other | DHP-Retro-Other | 0.092927 | 0.14476 | 0.28691 | 0.49758 | 0.76704 | 1.0642 | 1.3422 | 1.5519 | 1.6562 | 1.6413 | 1.5181 | 1.3164 | 1.0743 | 0.82805 | 0.36502 | 0 | 0 | 0 | 0 | 0 | 14.1468 | 14.1468
LOEven20 | New | DHP | Commercial | HVAC | 0.0015404 | 4.3123 | 0.00035721 | 62.5305 | 60-70 | Large Off | DHP-New-Large Off | 0 | 0 | 0 | 0 | 0 | 0 | 0 | 0 | 0 | 0 | 0 | 0 | 0 | 0 | 0 | 0 | 0 | 0 | 0 | 0 | 0 | 0
LOEven20 | New | DHP | Commercial | HVAC | 0.0015404 | 4.3123 | 0.00035721 | 62.5305 | 60-70 | Medium Off | DHP-New-Medium Off | 0.03882 | 0.056716 | 0.086378 | 0.13628 | 0.1622 | 0.15068 | 0.10272 | 0 | 0 | 0 | 0 | 0 | 0 | 0 | 0 | 0 | 0 | 0 | 0 | 0 | 0.7338 | 0.7338
LOEven20 | New | DHP | Commercial | HVAC | 0.0015404 | 4.3123 | 0.00035721 | 62.5305 | 60-70 | Small Off | DHP-New-Small Off | 0.019688 | 0.028832 | 0.044221 | 0.069109 | 0.082939 | 0.076669 | 0.049259 | 0 | 0 | 0 | 0 | 0 | 0 | 0 | 0 | 0 | 0 | 0 | 0 | 0 | 0.37072 | 0.37072
LOEven20 | New | DHP | Commercial | HVAC | 0.0015404 | 4.3123 | 0.00035721 | 62.5305 | 60-70 | XLarge Ret | DHP-New-XLarge Ret | 0 | 0 | 0 | 0 | 0 | 0 | 0 | 0 | 0 | 0 | 0 | 0 | 0 | 0 | 0 | 0 | 0 | 0 | 0 | 0 | 0 | 0
LOEven20 | New | DHP | Commercial | HVAC | 0.0015404 | 4.3123 | 0.00035721 | 62.5305 | 60-70 | Large Ret | DHP-New-Large Ret | 0 | 0 | 0 | 0 | 0 | 0 | 0 | 0 | 0 | 0 | 0 | 0 | 0 | 0 | 0 | 0 | 0 | 0 | 0 | 0 | 0 | 0
LOEven20 | New | DHP | Commercial | HVAC | 0.0015404 | 4.3123 | 0.00035721 | 62.5305 | 60-70 | Medium Ret | DHP-New-Medium Ret | 0.032958 | 0.054258 | 0.050194 | 0.068359 | 0.078837 | 0.080007 | 0.092468 | 0.041568 | 0 | 0 | 0 | 0 | 0 | 0 | 0 | 0 | 0 | 0 | 0 | 0 | 0.49865 | 0.49865
LOEven20 | New | DHP | Commercial | HVAC | 0.0015404 | 4.3123 | 0.00035721 | 62.5305 | 60-70 | Small Ret | DHP-New-Small Ret | 0.013144 | 0.021714 | 0.020111 | 0.027358 | 0.031526 | 0.031364 | 0.036213 | 0.02047 | 0 | 0 | 0 | 0 | 0 | 0 | 0 | 0 | 0 | 0 | 0 | 0 | 0.2019 | 0.2019
LOEven20 | New | DHP | Commercial | HVAC | 0.0015404 | 4.3123 | 0.00035721 | 62.5305 | 60-70 | School K-12 | DHP-New-School K-12 | 1.2119e-05 | 5.4184e-05 | 6.9999e-05 | 7.0467e-05 | 9.1402e-05 | 0.00012548 | 0.00017046 | 0.00023568 | 0 | 0 | 0 | 0 | 0 | 0 | 0 | 0 | 0 | 0 | 0 | 0 | 0.00082978 | 0.00082978
LOEven20 | New | DHP | Commercial | HVAC | 0.0015404 | 4.3123 | 0.00035721 | 62.5305 | 60-70 | University | DHP-New-University | 0 | 0 | 0 | 0 | 0 | 0 | 0 | 0 | 0 | 0 | 0 | 0 | 0 | 0 | 0 | 0 | 0 | 0 | 0 | 0 | 0 | 0
LOEven20 | New | DHP | Commercial | HVAC | 0.0015404 | 4.3123 | 0.00035721 | 62.5305 | 60-70 | Warehouse | DHP-New-Warehouse | 0.002048 | 0.0040526 | 0.0045289 | 0.0051352 | 0.0039821 | 0 | 0 | 0 | 0 | 0 | 0 | 0 | 0 | 0 | 0 | 0 | 0 | 0 | 0 | 0 | 0.019747 | 0.019747
LOEven20 | New | DHP | Commercial | HVAC | 0.0015404 | 4.3123 | 0.00035721 | 62.5305 | 60-70 | Supermarket | DHP-New-Supermarket | 0 | 0 | 0 | 0 | 0 | 0 | 0 | 0 | 0 | 0 | 0 | 0 | 0 | 0 | 0 | 0 | 0 | 0 | 0 | 0 | 0 | 0
LOEven20 | New | DHP | Commercial | HVAC | 0.0015404 | 4.3123 | 0.00035721 | 62.5305 | 60-70 | MiniMart | DHP-New-MiniMart | 0.00070841 | 0.0013333 | 0.0010296 | 0.0014425 | 0.0015348 | 0.0014067 | 0.0012307 | 0 | 0 | 0 | 0 | 0 | 0 | 0 | 0 | 0 | 0 | 0 | 0 | 0 | 0.0086861 | 0.0086861
LOEven20 | New | DHP | Commercial | HVAC | 0.0015404 | 4.3123 | 0.00035721 | 62.5305 | 60-70 | Restaurant | DHP-New-Restaurant | 0.00090098 | 0.0018209 | 0.0026021 | 0.0034623 | 0.0043016 | 0.0051325 | 0.0059543 | 0.00039021 | 0 | 0 | 0 | 0 | 0 | 0 | 0 | 0 | 0 | 0 | 0 | 0 | 0.024565 | 0.024565
LOEven20 | New | DHP | Commercial | HVAC | 0.0015404 | 4.3123 | 0.00035721 | 62.5305 | 60-70 | Lodging | DHP-New-Lodging | 0.0029415 | 0.0057874 | 0.0063496 | 0.0086655 | 0.0093453 | 0.010725 | 0.012168 | 0.013803 | 0.012747 | 0 | 0 | 0 | 0 | 0 | 0 | 0 | 0 | 0 | 0 | 0 | 0.082532 | 0.082532
LOEven20 | New | DHP | Commercial | HVAC | 0.0015404 | 4.3123 | 0.00035721 | 62.5305 | 60-70 | Hospital | DHP-New-Hospital | 0 | 0 | 0 | 0 | 0 | 0 | 0 | 0 | 0 | 0 | 0 | 0 | 0 | 0 | 0 | 0 | 0 | 0 | 0 | 0 | 0 | 0
LOEven20 | New | DHP | Commercial | HVAC | 0.0015404 | 4.3123 | 0.00035721 | 62.5305 | 60-70 | Residential Care | DHP-New-Residential Care | 0.020388 | 0.036933 | 0.04879 | 0.055058 | 0.048045 | 0 | 0 | 0 | 0 | 0 | 0 | 0 | 0 | 0 | 0 | 0 | 0 | 0 | 0 | 0 | 0.20921 | 0.20921
LOEven20 | New | DHP | Commercial | HVAC | 0.0015404 | 4.3123 | 0.00035721 | 62.5305 | 60-70 | Assembly | DHP-New-Assembly | 0.013844 | 0.027552 | 0.029502 | 0.045238 | 0.049802 | 0.056208 | 0.045085 | 0.054248 | 0.092094 | 0.11129 | 0 | 0 | 0 | 0 | 0 | 0 | 0 | 0 | 0 | 0 | 0.52486 | 0.52486
LOEven20 | New | DHP | Commercial | HVAC | 0.0015404 | 4.3123 | 0.00035721 | 62.5305 | 60-70 | Other | DHP-New-Other | 0.03153 | 0.052564 | 0.074581 | 0.092765 | 0.090251 | 0.10127 | 0 | 0 | 0 | 0 | 0 | 0 | 0 | 0 | 0 | 0 | 0 | 0 | 0 | 0 | 0.44296 | 0.44296
LO12Med | New | ECM-VAV | Commercial | Motors/Drives | 9.335e-05 | 0.49658 | 0.00018799 | 27.1554 | 20-30 | Large Off | ECM-VAV-NEW-Large Off | 0.04065 | 0.061962 | 0.092024 | 0.14354 | 0.1729 | 0.16707 | 0.23867 | 0.22634 | 0.23372 | 0.27601 | 0.2863 | 0.32202 | 0.3612 | 0.33626 | 0.37149 | 0.36836 | 0.36259 | 0.3404 | 0.33607 | 0.35254 | 5.0901 | 5.0901
LO12Med | New | ECM-VAV | Commercial | Motors/Drives | 8.5168e-06 | 0.045305 | 0.00018799 | 27.0091 | 20-30 | Medium Off | ECM-VAV-NEW-Medium Off | 0.0035088 | 0.0051264 | 0.0078074 | 0.012318 | 0.014661 | 0.013393 | 0.020608 | 0.019515 | 0.019729 | 0.023842 | 0.024649 | 0.027112 | 0.029879 | 0.0286 | 0.032151 | 0.030851 | 0.031892 | 0.027988 | 0.027919 | 0.030226 | 0.43177 | 0.43177
LO12Med | New | ECM-VAV | Commercial | Motors/Drives | 0 | 0 | #DIV/0! | 9999 | >140 | Small Off | ECM-VAV-NEW-Small Off | 0 | 0 | 0 | 0 | 0 | 0 | 0 | 0 | 0 | 0 | 0 | 0 | 0 | 0 | 0 | 0 | 0 | 0 | 0 | 0 | 0 | 0
LO12Med | New | ECM-VAV | Commercial | Motors/Drives | 1.5958e-06 | 0.0084891 | 0.00018799 | 26.1238 | 20-30 | XLarge Ret | ECM-VAV-NEW-XLarge Ret | 0.00024027 | 0.00039678 | 0.0003597 | 0.00048711 | 0.00056832 | 0.00057671 | 0.00064907 | 0.00068549 | 0.00091458 | 0.001106 | 0.001218 | 0.0018477 | 0.0021298 | 0.0019323 | 0.0019228 | 0.0018732 | 0.0015773 | 0.0016036 | 0.0015176 | 0.0016479 | 0.023254 | 0.023254
LO12Med | New | ECM-VAV | Commercial | Motors/Drives | 0 | 0 | #DIV/0! | 9999 | >140 | Large Ret | ECM-VAV-NEW-Large Ret | 0 | 0 | 0 | 0 | 0 | 0 | 0 | 0 | 0 | 0 | 0 | 0 | 0 | 0 | 0 | 0 | 0 | 0 | 0 | 0 | 0 | 0
LO12Med | New | ECM-VAV | Commercial | Motors/Drives | 0 | 0 | #DIV/0! | 9999 | >140 | Medium Ret | ECM-VAV-NEW-Medium Ret | 0 | 0 | 0 | 0 | 0 | 0 | 0 | 0 | 0 | 0 | 0 | 0 | 0 | 0 | 0 | 0 | 0 | 0 | 0 | 0 | 0 | 0
LO12Med | New | ECM-VAV | Commercial | Motors/Drives | 0 | 0 | #DIV/0! | 9999 | >140 | Small Ret | ECM-VAV-NEW-Small Ret | 0 | 0 | 0 | 0 | 0 | 0 | 0 | 0 | 0 | 0 | 0 | 0 | 0 | 0 | 0 | 0 | 0 | 0 | 0 | 0 | 0 | 0
LO12Med | New | ECM-VAV | Commercial | Motors/Drives | 1.1456e-05 | 0.060938 | 0.00018799 | 26.1655 | 20-30 | School K-12 | ECM-VAV-NEW-School K-12 | 0.0004729 | 0.0021144 | 0.0027315 | 0.0027498 | 0.0035667 | 0.0048148 | 0.0062907 | 0.010356 | 0.013722 | 0.012656 | 0.013361 | 0.014716 | 0.015611 | 0.014913 | 0.015536 | 0.014147 | 0.015918 | 0.014272 | 0.015573 | 0.014756 | 0.20828 | 0.20828
LO12Med | New | ECM-VAV | Commercial | Motors/Drives | 4.7043e-05 | 0.25025 | 0.00018799 | 26.1133 | 20-30 | University | ECM-VAV-NEW-University | 0.00073481 | 0.0015598 | 0.004582 | 0.008732 | 0.0087397 | 0.011403 | 0.011176 | 0.018371 | 0.023751 | 0.02482 | 0.028279 | 0.029703 | 0.032653 | 0.033686 | 0.03058 | 0.028184 | 0.032129 | 0.029336 | 0.030068 | 0.031045 | 0.41953 | 0.41953
LO12Med | New | ECM-VAV | Commercial | Motors/Drives | 0 | 0 | #DIV/0! | 9999 | >140 | Warehouse | ECM-VAV-NEW-Warehouse | 0 | 0 | 0 | 0 | 0 | 0 | 0 | 0 | 0 | 0 | 0 | 0 | 0 | 0 | 0 | 0 | 0 | 0 | 0 | 0 | 0 | 0
LO12Med | New | ECM-VAV | Commercial | Motors/Drives | 0 | 0 | #DIV/0! | 9999 | >140 | Supermarket | ECM-VAV-NEW-Supermarket | 0 | 0 | 0 | 0 | 0 | 0 | 0 | 0 | 0 | 0 | 0 | 0 | 0 | 0 | 0 | 0 | 0 | 0 | 0 | 0 | 0 | 0
LO12Med | New | ECM-VAV | Commercial | Motors/Drives | 0 | 0 | #DIV/0! | 9999 | >140 | MiniMart | ECM-VAV-NEW-MiniMart | 0 | 0 | 0 | 0 | 0 | 0 | 0 | 0 | 0 | 0 | 0 | 0 | 0 | 0 | 0 | 0 | 0 | 0 | 0 | 0 | 0 | 0
LO12Med | New | ECM-VAV | Commercial | Motors/Drives | 0 | 0 | #DIV/0! | 9999 | >140 | Restaurant | ECM-VAV-NEW-Restaurant | 0 | 0 | 0 | 0 | 0 | 0 | 0 | 0 | 0 | 0 | 0 | 0 | 0 | 0 | 0 | 0 | 0 | 0 | 0 | 0 | 0 | 0
LO12Med | New | ECM-VAV | Commercial | Motors/Drives | 5.3149e-06 | 0.028273 | 0.00018799 | 29.0089 | 20-30 | Lodging | ECM-VAV-NEW-Lodging | 0.00045924 | 0.00090354 | 0.00099132 | 0.0013529 | 0.001459 | 0.0016466 | 0.0017965 | 0.0019384 | 0.0022166 | 0.002474 | 0.0029173 | 0.0051923 | 0.0062349 | 0.0064931 | 0.0066976 | 0.0071154 | 0.0060276 | 0.0058367 | 0.0054718 | 0.005872 | 0.073097 | 0.073097
LO12Med | New | ECM-VAV | Commercial | Motors/Drives | 4.3984e-05 | 0.23398 | 0.00018799 | 25.4368 | 20-30 | Hospital | ECM-VAV-NEW-Hospital | 0.010142 | 0.017469 | 0.023559 | 0.026038 | 0.022977 | 0.023837 | 0.024682 | 0.023531 | 0.025121 | 0.027737 | 0.034144 | 0.042318 | 0.049421 | 0.045048 | 0.04398 | 0.043249 | 0.03968 | 0.037398 | 0.03447 | 0.034802 | 0.6296 | 0.6296
LO12Med | New | ECM-VAV | Commercial | Motors/Drives | 5.6792e-06 | 0.030211 | 0.00018799 | 27.2601 | 20-30 | Residential Care | ECM-VAV-NEW-Residential Care | 0.0021398 | 0.0038762 | 0.0051206 | 0.0057785 | 0.0054691 | 0.0059777 | 0.0062196 | 0.0061879 | 0.0069216 | 0.0076767 | 0.0091095 | 0.011381 | 0.01275 | 0.0116 | 0.012017 | 0.011815 | 0.01081 | 0.010564 | 0.010129 | 0.010007 | 0.16555 | 0.16555
LO12Med | New | ECM-VAV | Commercial | Motors/Drives | 2.883e-05 | 0.15336 | 0.00018799 | 25.9089 | 20-30 | Assembly | ECM-VAV-NEW-Assembly | 0.0076843 | 0.015293 | 0.016376 | 0.025111 | 0.027644 | 0.03068 | 0.023667 | 0.027086 | 0.043491 | 0.063384 | 0.072741 | 0.091684 | 0.12283 | 0.13864 | 0.15012 | 0.14836 | 0.14151 | 0.13863 | 0.13684 | 0.13277 | 1.5545 | 1.5545
LO12Med | New | ECM-VAV | Commercial | Motors/Drives | 2.5563e-05 | 0.13598 | 0.00018799 | 26.612 | 20-30 | Other | ECM-VAV-NEW-Other | 0.018342 | 0.030578 | 0.043386 | 0.053964 | 0.052501 | 0.068642 | 0.075143 | 0.088271 | 0.10176 | 0.10365 | 0.12083 | 0.13162 | 0.13723 | 0.13024 | 0.14178 | 0.12944 | 0.13438 | 0.12786 | 0.12123 | 0.11743 | 1.9283 | 1.9283
LO12Med | NR | ECM-VAV | Commercial | Motors/Drives | 0.00010368 | 0.55152 | 0.00018799 | 23.1016 | 20-30 | Large Off | ECM-VAV-NR-Large Off | 0.16283 | 0.32467 | 0.48555 | 0.64546 | 0.8044 | 0.94635 | 1.0586 | 1.1473 | 1.2171 | 1.2719 | 1.3147 | 1.3479 | 1.3735 | 1.393 | 1.4077 | 1.4185 | 1.4144 | 1.4102 | 1.4059 | 1.4017 | 25.3097 | 21.9517
LO12Med | NR | ECM-VAV | Commercial | Motors/Drives | 9.4469e-06 | 0.050253 | 0.00018799 | 23.0071 | 20-30 | Medium Off | ECM-VAV-NR-Medium Off | 0.0074452 | 0.014846 | 0.022202 | 0.029513 | 0.036781 | 0.043272 | 0.048407 | 0.05246 | 0.055652 | 0.058157 | 0.060113 | 0.061632 | 0.062803 | 0.063695 | 0.064367 | 0.064861 | 0.064671 | 0.064479 | 0.064286 | 0.064093 | 1.1573 | 1.0037
LO12Med | NR | ECM-VAV | Commercial | Motors/Drives | 0 | 0 | #DIV/0! | 9999 | >140 | Small Off | ECM-VAV-NR-Small Off | 0 | 0 | 0 | 0 | 0 | 0 | 0 | 0 | 0 | 0 | 0 | 0 | 0 | 0 | 0 | 0 | 0 | 0 | 0 | 0 | 0 | 0
LO12Med | NR | ECM-VAV | Commercial | Motors/Drives | 1.7563e-06 | 0.0093427 | 0.00018799 | 22.4301 | 20-30 | XLarge Ret | ECM-VAV-NR-XLarge Ret | 0.0011295 | 0.0022487 | 0.0033575 | 0.0044561 | 0.0055445 | 0.0065125 | 0.0072736 | 0.0078701 | 0.0083355 | 0.0086967 | 0.0089748 | 0.0091868 | 0.0093462 | 0.0094639 | 0.0095483 | 0.0096062 | 0.0095627 | 0.009519 | 0.0094753 | 0.0094317 | 0.1703 | 0.14954
LO12Med | NR | ECM-VAV | Commercial | Motors/Drives | 0 | 0 | #DIV/0! | 9999 | >140 | Large Ret | ECM-VAV-NR-Large Ret | 0 | 0 | 0 | 0 | 0 | 0 | 0 | 0 | 0 | 0 | 0 | 0 | 0 | 0 | 0 | 0 | 0 | 0 | 0 | 0 | 0 | 0
LO12Med | NR | ECM-VAV | Commercial | Motors/Drives | 0 | 0 | #DIV/0! | 9999 | >140 | Medium Ret | ECM-VAV-NR-Medium Ret | 0 | 0 | 0 | 0 | 0 | 0 | 0 | 0 | 0 | 0 | 0 | 0 | 0 | 0 | 0 | 0 | 0 | 0 | 0 | 0 | 0 | 0
LO12Med | NR | ECM-VAV | Commercial | Motors/Drives | 0 | 0 | #DIV/0! | 9999 | >140 | Small Ret | ECM-VAV-NR-Small Ret | 0 | 0 | 0 | 0 | 0 | 0 | 0 | 0 | 0 | 0 | 0 | 0 | 0 | 0 | 0 | 0 | 0 | 0 | 0 | 0 | 0 | 0
LO12Med | NR | ECM-VAV | Commercial | Motors/Drives | 1.2612e-05 | 0.06709 | 0.00018799 | 22.4575 | 20-30 | School K-12 | ECM-VAV-NR-School K-12 | 0.014136 | 0.028156 | 0.04206 | 0.05585 | 0.069527 | 0.081705 | 0.0913 | 0.098837 | 0.10474 | 0.10933 | 0.11288 | 0.11561 | 0.11767 | 0.11921 | 0.12034 | 0.12113 | 0.12064 | 0.12015 | 0.11966 | 0.11917 | 2.1517 | 1.8821
LO12Med | NR | ECM-VAV | Commercial | Motors/Drives | 5.1769e-05 | 0.27538 | 0.00018799 | 22.4232 | 20-30 | University | ECM-VAV-NR-University | 0.026129 | 0.052044 | 0.077746 | 0.10324 | 0.12852 | 0.15103 | 0.16876 | 0.18269 | 0.1936 | 0.20209 | 0.20865 | 0.21369 | 0.21751 | 0.22036 | 0.22243 | 0.22389 | 0.22299 | 0.22208 | 0.22118 | 0.22027 | 3.9772 | 3.4789
LO12Med | NR | ECM-VAV | Commercial | Motors/Drives | 0 | 0 | #DIV/0! | 9999 | >140 | Warehouse | ECM-VAV-NR-Warehouse | 0 | 0 | 0 | 0 | 0 | 0 | 0 | 0 | 0 | 0 | 0 | 0 | 0 | 0 | 0 | 0 | 0 | 0 | 0 | 0 | 0 | 0
LO12Med | NR | ECM-VAV | Commercial | Motors/Drives | 0 | 0 | #DIV/0! | 9999 | >140 | Supermarket | ECM-VAV-NR-Supermarket | 0 | 0 | 0 | 0 | 0 | 0 | 0 | 0 | 0 | 0 | 0 | 0 | 0 | 0 | 0 | 0 | 0 | 0 | 0 | 0 | 0 | 0
LO12Med | NR | ECM-VAV | Commercial | Motors/Drives | 0 | 0 | #DIV/0! | 9999 | >140 | MiniMart | ECM-VAV-NR-MiniMart | 0 | 0 | 0 | 0 | 0 | 0 | 0 | 0 | 0 | 0 | 0 | 0 | 0 | 0 | 0 | 0 | 0 | 0 | 0 | 0 | 0 | 0
LO12Med | NR | ECM-VAV | Commercial | Motors/Drives | 0 | 0 | #DIV/0! | 9999 | >140 | Restaurant | ECM-VAV-NR-Restaurant | 0 | 0 | 0 | 0 | 0 | 0 | 0 | 0 | 0 | 0 | 0 | 0 | 0 | 0 | 0 | 0 | 0 | 0 | 0 | 0 | 0 | 0
LO12Med | NR | ECM-VAV | Commercial | Motors/Drives | 5.9994e-06 | 0.031914 | 0.00018799 | 24.2778 | 20-30 | Lodging | ECM-VAV-NR-Lodging | 0.0047451 | 0.0094675 | 0.014167 | 0.018844 | 0.023499 | 0.027662 | 0.030963 | 0.033576 | 0.035641 | 0.037267 | 0.038544 | 0.039542 | 0.040317 | 0.040914 | 0.04137 | 0.041714 | 0.041616 | 0.041518 | 0.041418 | 0.041319 | 0.74606 | 0.6441
LO12Med | NR | ECM-VAV | Commercial | Motors/Drives | 4.8111e-05 | 0.25593 | 0.00018799 | 21.9761 | 20-30 | Hospital | ECM-VAV-NR-Hospital | 0.020879 | 0.04167 | 0.062374 | 0.08299 | 0.10352 | 0.1219 | 0.13649 | 0.14805 | 0.1572 | 0.16442 | 0.17011 | 0.17456 | 0.17804 | 0.18073 | 0.1828 | 0.18437 | 0.184 | 0.18362 | 0.18323 | 0.18285 | 3.3015 | 2.8438
LO12Med | NR | ECM-VAV | Commercial | Motors/Drives | 6.3134e-06 | 0.033584 | 0.00018799 | 23.169 | 20-30 | Residential Care | ECM-VAV-NR-Residential Care | 0.0037784 | 0.0075387 | 0.011281 | 0.015005 | 0.018711 | 0.022026 | 0.024655 | 0.026736 | 0.02838 | 0.029675 | 0.030691 | 0.031486 | 0.032103 | 0.032579 | 0.032942 | 0.033215 | 0.033138 | 0.033059 | 0.03298 | 0.032901 | 0.59407 | 0.51288
LO12Med | NR | ECM-VAV | Commercial | Motors/Drives | 3.1669e-05 | 0.16846 | 0.00018799 | 22.2887 | 20-30 | Assembly | ECM-VAV-NR-Assembly | 0.055336 | 0.11018 | 0.16452 | 0.21838 | 0.27175 | 0.31922 | 0.35657 | 0.38586 | 0.40873 | 0.42648 | 0.44017 | 0.45062 | 0.45849 | 0.46432 | 0.46851 | 0.47141 | 0.46933 | 0.46723 | 0.46514 | 0.46306 | 8.361 | 7.3353
LO12Med | NR | ECM-VAV | Commercial | Motors/Drives | 2.8255e-05 | 0.1503 | 0.00018799 | 22.7494 | 20-30 | Other | ECM-VAV-NR-Other | 0.040004 | 0.079287 | 0.11786 | 0.15573 | 0.19291 | 0.22559 | 0.25084 | 0.27021 | 0.28493 | 0.29596 | 0.30407 | 0.30988 | 0.31387 | 0.31641 | 0.31782 | 0.31834 | 0.3155 | 0.31266 | 0.30985 | 0.30706 | 5.5444 | 5.0388
Retro12Med | Retro | Economizer | Commercial | HVAC | 8.6766e-05 | 0.43096 | 0.00020133 | 36.3871 | 30-40 | Large Off | Economizer-Retro-Large Off | 1.1581 | 1.1785 | 1.1693 | 1.1657 | 1.1653 | 1.045 | 0.83089 | 0.66536 | 0.52948 | 0.42213 | 0.33737 | 0.26911 | 0.064948 | 0 | 0 | 0 | 0 | 0 | 0 | 0 | 10.0012 | 10.0012
Retro12Med | Retro | Economizer | Commercial | HVAC | 8.9964e-05 | 0.43991 | 0.0002045 | 29.2394 | 20-30 | Medium Off | Economizer-Retro-Medium Off | 0.3801 | 0.39158 | 0.38704 | 0.38605 | 0.38664 | 0.34648 | 0.27466 | 0.22083 | 0.17549 | 0.1398 | 0.11193 | 0.081819 | 0 | 0 | 0 | 0 | 0 | 0 | 0 | 0 | 3.2824 | 3.2824
Retro12Med | Retro | Economizer | Commercial | HVAC | 0.00011287 | 0.50405 | 0.00022393 | 16.8321 | 10-20 | Small Off | Economizer-Retro-Small Off | 0.10725 | 0.1079 | 0.10732 | 0.10701 | 0.10682 | 0.095821 | 0.076293 | 0.060986 | 0.048594 | 0.038745 | 0.030934 | 0.024673 | 0.013829 | 0 | 0 | 0 | 0 | 0 | 0 | 0 | 0.92617 | 0.92617
Retro12Med | Retro | Economizer | Commercial | HVAC | 5.1361e-05 | 0.429 | 0.00011972 | 61.8051 | 60-70 | XLarge Ret | Economizer-Retro-XLarge Ret | 0.23327 | 0.23523 | 0.23363 | 0.23158 | 0.23055 | 0.20645 | 0.16426 | 0.13081 | 0.10415 | 0.083054 | 0.066208 | 0.034686 | 0 | 0 | 0 | 0 | 0 | 0 | 0 | 0 | 1.9539 | 1.9539
Retro12Med | Retro | Economizer | Commercial | HVAC | 4.7138e-05 | 0.41718 | 0.00011299 | 69.2233 | 60-70 | Large Ret | Economizer-Retro-Large Ret | 0.1823 | 0.18209 | 0.18115 | 0.18011 | 0.17929 | 0.1606 | 0.12786 | 0.10182 | 0.081075 | 0.064588 | 0.051449 | 0.034613 | 0 | 0 | 0 | 0 | 0 | 0 | 0 | 0 | 1.5269 | 1.5269
Retro12Med | Retro | Economizer | Commercial | HVAC | 8.5079e-05 | 0.69759 | 0.00012196 | 21.4734 | 20-30 | Medium Ret | Economizer-Retro-Medium Ret | 0.11917 | 0.12197 | 0.12083 | 0.11923 | 0.11873 | 0.10625 | 0.084435 | 0.067234 | 0.053524 | 0.042764 | 0.034143 | 0.0098889 | 0 | 0 | 0 | 0 | 0 | 0 | 0 | 0 | 0.99816 | 0.99816
Retro12Med | Retro | Economizer | Commercial | HVAC | 9.8928e-05 | 0.73636 | 0.00013435 | 16.3113 | 10-20 | Small Ret | Economizer-Retro-Small Ret | 0.010268 | 0.010302 | 0.010241 | 0.010168 | 0.010123 | 0.0090658 | 0.0072146 | 0.005745 | 0.0045745 | 0.0036465 | 0.0029061 | 0.0017526 | 0 | 0 | 0 | 0 | 0 | 0 | 0 | 0 | 0.086008 | 0.086008
Retro12Med | Retro | Economizer | Commercial | HVAC | 4.807e-05 | 0.32263 | 0.00014899 | 39.6258 | 30-40 | School K-12 | Economizer-Retro-School K-12 | 0.30267 | 0.30204 | 0.30157 | 0.30015 | 0.29863 | 0.2677 | 0.21338 | 0.17011 | 0.13583 | 0.10839 | 0.086276 | 0.068749 | 0.0039421 | 0 | 0 | 0 | 0 | 0 | 0 | 0 | 2.5594 | 2.5594
Retro12Med | Retro | Economizer | Commercial | HVAC | 5.5716e-05 | 0.34404 | 0.00016195 | 39.9366 | 30-40 | University | Economizer-Retro-University | 0.17772 | 0.1774 | 0.1767 | 0.17639 | 0.17604 | 0.15757 | 0.12562 | 0.10001 | 0.079899 | 0.063772 | 0.050809 | 0.040522 | 0.00043733 | 0 | 0 | 0 | 0 | 0 | 0 | 0 | 1.5029 | 1.5029
Retro12Med | Retro | Economizer | Commercial | HVAC | 3.2022e-05 | 0.27771 | 0.00011531 | -0.25924 | <0 | Warehouse | Economizer-Retro-Warehouse | 0.14861 | 0.15059 | 0.15002 | 0.14883 | 0.14801 | 0.13236 | 0.10539 | 0.08418 | 0.067169 | 0.053577 | 0.042689 | 0.034039 | 0.00081968 | 0 | 0 | 0 | 0 | 0 | 0 | 0 | 1.2663 | 1.2663
Retro12Med | Retro | Economizer | Commercial | HVAC | 2.9171e-05 | 0.18907 | 0.00015429 | 81.0905 | 80-90 | Supermarket | Economizer-Retro-Supermarket | 0.04569 | 0.04561 | 0.045163 | 0.044722 | 0.04432 | 0.039528 | 0.031338 | 0.024844 | 0.019695 | 0.010897 | 0 | 0 | 0 | 0 | 0 | 0 | 0 | 0 | 0 | 0 | 0.35181 | 0.35181
Retro12Med | Retro | Economizer | Commercial | HVAC | 3.0079e-05 | 0.2519 | 0.00011941 | 98.2492 | 90-100 | MiniMart | Economizer-Retro-MiniMart | 0.0096003 | 0.0096394 | 0.0095893 | 0.0095059 | 0.0094633 | 0.0084712 | 0.0067389 | 0.0053637 | 0.0042704 | 0.0034032 | 0.002712 | 0.0014712 | 0 | 0 | 0 | 0 | 0 | 0 | 0 | 0 | 0.080229 | 0.080229
Retro12Med | Retro | Economizer | Commercial | HVAC | 5.4967e-05 | 0.4391 | 0.00012518 | 52.4264 | 50-60 | Restaurant | Economizer-Retro-Restaurant | 0.064943 | 0.065227 | 0.064928 | 0.064596 | 0.064293 | 0.05759 | 0.045854 | 0.03651 | 0.029069 | 0.023145 | 0.018429 | 0.008134 | 0 | 0 | 0 | 0 | 0 | 0 | 0 | 0 | 0.54272 | 0.54272
Retro12Med | Retro | Economizer | Commercial | HVAC | 0.00013187 | 0.55724 | 0.00023666 | 13.6515 | 10-20 | Lodging | Economizer-Retro-Lodging | 0.16308 | 0.16368 | 0.16327 | 0.16262 | 0.16225 | 0.14559 | 0.11617 | 0.092705 | 0.073985 | 0.059062 | 0.047149 | 0.03765 | 0.030153 | 0.0071253 | 0 | 0 | 0 | 0 | 0 | 0 | 1.4245 | 1.4245
Retro12Med | Retro | Economizer | Commercial | HVAC | 4.493e-05 | 0.31384 | 0.00014316 | 68.8431 | 60-70 | Hospital | Economizer-Retro-Hospital | 0.14971 | 0.15529 | 0.15415 | 0.15333 | 0.15224 | 0.13573 | 0.10813 | 0.08622 | 0.06871 | 0.054857 | 0.043824 | 0.035076 | 0.01791 | 0 | 0 | 0 | 0 | 0 | 0 | 0 | 1.3152 | 1.3152
Retro12Med | Retro | Economizer | Commercial | HVAC | 0.0001095 | 0.49462 | 0.00022139 | 19.9477 | 10-20 | Residential Care | Economizer-Retro-Residential Care | 0.077395 | 0.079916 | 0.079476 | 0.078999 | 0.078483 | 0.070069 | 0.05585 | 0.044521 | 0.035486 | 0.028342 | 0.02264 | 0.01811 | 0.0067501 | 0 | 0 | 0 | 0 | 0 | 0 | 0 | 0.67604 | 0.67604
Retro12Med | Retro | Economizer | Commercial | HVAC | 5.8076e-05 | 0.35064 | 0.00016563 | 39.8699 | 30-40 | Assembly | Economizer-Retro-Assembly | 0.60674 | 0.60916 | 0.60643 | 0.60227 | 0.60013 | 0.53726 | 0.42773 | 0.34003 | 0.27087 | 0.2162 | 0.17263 | 0.10367 | 0 | 0 | 0 | 0 | 0 | 0 | 0 | 0 | 5.0931 | 5.0931
Retro12Med | Retro | Economizer | Commercial | HVAC | 6.8023e-05 | 0.37849 | 0.00017972 | 31.5898 | 30-40 | Other | Economizer-Retro-Other | 0.68238 | 0.70186 | 0.69151 | 0.68432 | 0.67699 | 0.6002 | 0.47707 | 0.37808 | 0.3004 | 0.061445 | 0 | 0 | 0 | 0 | 0 | 0 | 0 | 0 | 0 | 0 | 5.2543 | 5.2543
Retro12Med | Retro | Commercial EM | Commercial | HVAC | 0.13639 | 725.5086 | 0.00018799 | 39.1624 | 30-40 | Large Off | Commercial EM-Retro-Large Off | 3.9239 | 3.9121 | 3.9004 | 3.9693 | 4.0191 | 3.6614 | 2.972 | 2.4104 | 1.9489 | 1.5812 | 1.28 | 1.0356 | 0.83919 | 0.67994 | 0.5516 | 0.4481 | 0.0030984 | 0.0011231 | 0.00038842 | 0.00012843 | 44.8713 | 37.138
Retro12Med | Retro | Commercial EM | Commercial | HVAC | 0.016958 | 90.2112 | 0.00018799 | 49.6197 | 40-50 | Medium Off | Commercial EM-Retro-Medium Off | 0.24484 | 0.24411 | 0.24338 | 0.25077 | 0.25598 | 0.23515 | 0.19274 | 0.15769 | 0.12824 | 0.10499 | 0.08563 | 0.069744 | 0.05696 | 0.046497 | 0.037998 | 0.031095 | 0.00021654 | 7.9115e-05 | 2.7544e-05 | 9.1757e-06 | 3.2058 | 2.3861
Retro12Med | Retro | Commercial EM | Commercial | HVAC | 0.0046434 | 24.7007 | 0.00018799 | 158.7645 | >140 | Small Off | Commercial EM-Retro-Small Off | 0.064705 | 0.06451 | 0.064317 | 0.064708 | 0.064944 | 0.05867 | 0.047168 | 0.037908 | 0.030413 | 0.024452 | 0.01964 | 0.015769 | 0.012672 | 0.010184 | 0.0081883 | 0.0065877 | 4.5162e-05 | 1.6226e-05 | 5.5617e-06 | 1.8239e-06 | 0.63722 | 0.5949
Retro12Med | Retro | Commercial EM | Commercial | HVAC | 0.0062942 | 33.4823 | 0.00018799 | 46.489 | 40-50 | XLarge Ret | Commercial EM-Retro-XLarge Ret | 0.065919 | 0.065616 | 0.065314 | 0.065871 | 0.066279 | 0.059769 | 0.047914 | 0.038395 | 0.030742 | 0.024615 | 0.019706 | 0.015797 | 0.012676 | 0.010176 | 0.0081997 | 0.0066163 | 4.5452e-05 | 1.6346e-05 | 5.6088e-06 | 1.8378e-06 | 0.64209 | 0.60367
Retro12Med | Retro | Commercial EM | Commercial | HVAC | 0.044502 | 236.7305 | 0.00018799 | 131.2056 | 130-140 | Large Ret | Commercial EM-Retro-Large Ret | 0.70389 | 0.70065 | 0.69743 | 0.69665 | 0.69546 | 0.62416 | 0.49796 | 0.39722 | 0.31679 | 0.25264 | 0.20148 | 0.16075 | 0.12829 | 0.079502 | 0 | 0 | 0 | 0 | 0 | 0 | 6.1529 | 6.1529
Retro12Med | Retro | Commercial EM | Commercial | HVAC | 0.0070418 | 37.4593 | 0.00018799 | 87.8753 | 80-90 | Medium Ret | Commercial EM-Retro-Medium Ret | 0.051766 | 0.051528 | 0.051291 | 0.052509 | 0.05347 | 0.048577 | 0.039237 | 0.031657 | 0.02549 | 0.020522 | 0.016517 | 0.013332 | 0.010785 | 0.008731 | 0.0071153 | 0.0058131 | 4.0369e-05 | 1.4671e-05 | 5.0841e-06 | 1.68e-06 | 0.58694 | 0.4884
Retro12Med | Retro | Commercial EM | Commercial | HVAC | 0.029203 | 155.3447 | 0.00018799 | 25.9451 | 20-30 | Small Ret | Commercial EM-Retro-Small Ret | 0.242 | 0.24089 | 0.23978 | 0.24059 | 0.24106 | 0.21685 | 0.17341 | 0.13863 | 0.11076 | 0.088487 | 0.07069 | 0.056529 | 0.04524 | 0.036216 | 0.029054 | 0.02333 | 0.00015959 | 5.7156e-05 | 1.9535e-05 | 6.3804e-06 | 2.2292 | 2.1938
Retro12Med | Retro | Commercial EM | Commercial | HVAC | 0.03744 | 199.1614 | 0.00018799 | 74.9938 | 70-80 | School K-12 | Commercial EM-Retro-School K-12 | 0.68332 | 0.68052 | 0.67773 | 0.67635 | 0.67671 | 0.60898 | 0.48667 | 0.38898 | 0.31104 | 0.24887 | 0.19955 | 0.16026 | 0.12858 | 0.10318 | 0.082837 | 0.066524 | 0.00045528 | 0.00016318 | 5.5788e-05 | 1.8259e-05 | 6.3792 | 6.1808
Retro12Med | Retro | Commercial EM | Commercial | HVAC | 0.16474 | 876.3554 | 0.00018799 | 41.4905 | 40-50 | University | Commercial EM-Retro-University | 1.5233 | 1.517 | 1.5108 | 1.5081 | 1.5056 | 1.3561 | 1.0879 | 0.87162 | 0.69873 | 0.55971 | 0.44957 | 0.36172 | 0.29103 | 0.23436 | 0.18877 | 0.15216 | 0.0010458 | 0.00037593 | 0.00012887 | 4.2309e-05 | 14.7818 | 13.8182
Retro12Med | Retro | Commercial EM | Commercial | HVAC | 0.0054564 | 29.0253 | 0.00018799 | 71.2908 | 70-80 | Warehouse | Commercial EM-Retro-Warehouse | 0.18532 | 0.18464 | 0.18395 | 0.18643 | 0.18889 | 0.17149 | 0.13813 | 0.11097 | 0.089071 | 0.071631 | 0.057662 | 0.046447 | 0.0374 | 0.030124 | 0.024242 | 0.019485 | 0.00013356 | 4.7936e-05 | 1.6438e-05 | 5.3898e-06 | 1.8831 | 1.7261
Retro12Med | Retro | Commercial EM | Commercial | HVAC | 0.012478 | 66.3759 | 0.00018799 | 26.895 | 20-30 | Supermarket | Commercial EM-Retro-Supermarket | 0.05074 | 0.050283 | 0.04983 | 0.04975 | 0.049629 | 0.044525 | 0.035507 | 0.028316 | 0.022582 | 0.018009 | 0.014361 | 0.011452 | 0.0078175 | 0 | 0 | 0 | 0 | 0 | 0 | 0 | 0.4328 | 0.4328
Retro12Med | Retro | Commercial EM | Commercial | HVAC | 0 | 0 | #DIV/0! | 9999 | >140 | MiniMart | Commercial EM-Retro-MiniMart | 0 | 0 | 0 | 0 | 0 | 0 | 0 | 0 | 0 | 0 | 0 | 0 | 0 | 0 | 0 | 0 | 0 | 0 | 0 | 0 | 0 | 0
Retro12Med | Retro | Commercial EM | Commercial | HVAC | 0.0092599 | 49.2585 | 0.00018799 | 47.7652 | 40-50 | Restaurant | Commercial EM-Retro-Restaurant | 0.036134 | 0.035963 | 0.035793 | 0.035953 | 0.036117 | 0.032639 | 0.026219 | 0.02106 | 0.016916 | 0.013587 | 0.010912 | 0.0087636 | 0.0070379 | 0.0056521 | 0.0045524 | 0.0036715 | 2.524e-05 | 9.0886e-06 | 3.1254e-06 | 1.0267e-06 | 0.35869 | 0.33101
Retro12Med | Retro | Commercial EM | Commercial | HVAC | 0.02196 | 116.818 | 0.00018799 | 31.737 | 30-40 | Lodging | Commercial EM-Retro-Lodging | 0.28284 | 0.28216 | 0.28148 | 0.28252 | 0.28354 | 0.25569 | 0.20498 | 0.16423 | 0.13155 | 0.10537 | 0.084399 | 0.067618 | 0.054187 | 0.043448 | 0.034953 | 0.028156 | 0.00019342 | 6.9577e-05 | 2.3901e-05 | 7.8416e-06 | 2.7397 | 2.5874
Retro12Med | Retro | Commercial EM | Commercial | HVAC | 0.30852 | 1641.1873 | 0.00018799 | 11.6522 | 10-20 | Hospital | Commercial EM-Retro-Hospital | 2.4528 | 2.4476 | 2.4425 | 2.5339 | 2.6119 | 2.4134 | 1.9717 | 1.5996 | 1.2951 | 1.0473 | 0.8455 | 0.68258 | 0.55132 | 0.4462 | 0.36204 | 0.29435 | 0.0020362 | 0.00073696 | 0.00025446 | 8.3931e-05 | 29.3236 | 24.001
Retro12Med | Retro | Commercial EM | Commercial | HVAC | 0.028651 | 152.4085 | 0.00018799 | 19.7706 | 10-20 | Residential Care | Commercial EM-Retro-Residential Care | 0.27922 | 0.27855 | 0.27788 | 0.28698 | 0.29516 | 0.27206 | 0.22191 | 0.18003 | 0.14585 | 0.11802 | 0.095378 | 0.077121 | 0.062398 | 0.050574 | 0.041114 | 0.033472 | 0.0002318 | 8.4066e-05 | 2.9082e-05 | 9.6082e-06 | 3.3569 | 2.7161
Retro12Med | Retro | Commercial EM | Commercial | HVAC | 0.032907 | 175.0492 | 0.00018799 | 33.2569 | 30-40 | Assembly | Commercial EM-Retro-Assembly | 0.93633 | 0.93213 | 0.92794 | 0.93172 | 0.93547 | 0.84328 | 0.67633 | 0.542 | 0.4342 | 0.34723 | 0.27774 | 0.22263 | 0.17889 | 0.14387 | 0.11595 | 0.093784 | 0.00064769 | 0.00023445 | 8.0961e-05 | 2.6719e-05 | 9.3349 | 8.5405
Retro12Med | Retro | Commercial EM | Commercial | HVAC | 0.040837 | 217.2361 | 0.00018799 | 23.2921 | 20-30 | Other | Commercial EM-Retro-Other | 1.0592 | 1.0497 | 1.0402 | 1.0706 | 1.0945 | 1.005 | 0.81848 | 0.66269 | 0.53765 | 0.43592 | 0.35399 | 0.28793 | 0.234 | 0.19066 | 0.15554 | 0.1269 | 0.00088102 | 0.00032073 | 0.00011116 | 3.6871e-05 | 12.8818 | 10.1243
LO20Fast | New | LEC Exit Sign | Commercial | Lighting | 0.0080422 | 64.0323 | 0.0001256 | 9.8774 | 0-10 | NA | LEC Exit Sign-Double-New | 0.053472 | 0.078602 | 0.087772 | 0.10267 | 0.099094 | 0.099333 | 0.11716 | 0.1236 | 0.13939 | 0.15465 | 0.16953 | 0.19531 | 0.21484 | 0.2079 | 0.22048 | 0.21474 | 0.21115 | 0.201 | 0.19715 | 0.19957 | 3.0874 | 3.0874
LO20Fast | New | LEC Exit Sign | Commercial | Lighting | 0.0040081 | 31.9127 | 0.0001256 | 26.996 | 20-30 | NA | LEC Exit Sign-Single-New | 0.010978 | 0.016137 | 0.01802 | 0.021078 | 0.020344 | 0.020393 | 0.024053 | 0.025375 | 0.028616 | 0.031748 | 0.034805 | 0.040097 | 0.044107 | 0.042681 | 0.045265 | 0.044087 | 0.043348 | 0.041264 | 0.040475 | 0.040971 | 0.63384 | 0.63384
LO20Fast | NR | LEC Exit Sign | Commercial | Lighting | 0.0080422 | 64.0323 | 0.0001256 | 9.8774 | 0-10 | NA | LEC Exit Sign-Double-NR | 0.21041 | 0.35634 | 0.45603 | 0.53256 | 0.59875 | 0.65518 | 0.7027 | 0.74226 | 0.77485 | 0.80141 | 0.82281 | 0.83854 | 0.84989 | 0.85784 | 0.86316 | 0.87999 | 0.89227 | 0.90125 | 0.9087 | 0.91386 | 18.4299 | 14.5588
LO20Fast | NR | LEC Exit Sign | Commercial | Lighting | 0.0040081 | 31.9127 | 0.0001256 | 26.996 | 20-30 | NA | LEC Exit Sign-Single-NR | 0.043196 | 0.073157 | 0.093622 | 0.10933 | 0.12292 | 0.13451 | 0.14426 | 0.15239 | 0.15908 | 0.16453 | 0.16892 | 0.17215 | 0.17448 | 0.17611 | 0.17721 | 0.18066 | 0.18318 | 0.18503 | 0.18655 | 0.18761 | 3.7836 | 2.9889
LO20Fast | New | Exterior Building Lighting | Commercial | Lighting | 0.032581 | 139.5834 | 0.00023341 | -2.1286 | <0 | Exterior Lighting: Parking Lot - HPS 250W - New | NA | 0.2624 | 0.38572 | 0.43073 | 0.50384 | 0.48629 | 0.48745 | 0.57494 | 0.60654 | 0.68402 | 0.75889 | 0.83195 | 0.95846 | 1.0543 | 1.0202 | 1.082 | 1.0538 | 1.0362 | 0.98635 | 0.96748 | 0.97934 | 15.1509 | 15.1509
LO20Fast | New | Exterior Building Lighting | Commercial | Lighting | 0.016712 | 71.5968 | 0.00023341 | -17.9987 | <0 | Exterior Lighting: Walkway - HID 150W - New | NA | 0.11485 | 0.16883 | 0.18853 | 0.22053 | 0.21285 | 0.21336 | 0.25165 | 0.26548 | 0.2994 | 0.33217 | 0.36415 | 0.41952 | 0.46147 | 0.44655 | 0.47358 | 0.46126 | 0.45353 | 0.43173 | 0.42347 | 0.42866 | 6.6316 | 6.6316
LO20Fast | New | Exterior Building Lighting | Commercial | Lighting | 0.01675 | 71.7617 | 0.00023341 | -18.2571 | <0 | Exterior Lighting: FaÃ§ade - HID 150W - New | NA | 0.11512 | 0.16922 | 0.18896 | 0.22104 | 0.21334 | 0.21385 | 0.25223 | 0.2661 | 0.30009 | 0.33293 | 0.36498 | 0.42048 | 0.46253 | 0.44758 | 0.47468 | 0.46232 | 0.45458 | 0.43272 | 0.42444 | 0.42965 | 6.6468 | 6.6468
LO20Fast | New | Exterior Building Lighting | Commercial | Lighting | 0.00042933 | 1.8393 | 0.00023341 | -127.8572 | <0 | Exterior Lighting: Walkway - INC 75W - New | NA | 0.0029506 | 0.0043373 | 0.0048433 | 0.0056654 | 0.0054681 | 0.0054812 | 0.006465 | 0.0068203 | 0.0076915 | 0.0085334 | 0.0093549 | 0.010777 | 0.011855 | 0.011472 | 0.012166 | 0.01185 | 0.011651 | 0.011091 | 0.010879 | 0.011012 | 0.17036 | 0.17036
LO20Fast | New | Exterior Building Lighting | Commercial | Lighting | 0.0072273 | 30.9632 | 0.00023341 | -14.5936 | <0 | Exterior Lighting: FaÃ§ade - HID 400W - New | NA | 0.049671 | 0.073014 | 0.081533 | 0.095372 | 0.09205 | 0.092271 | 0.10883 | 0.11481 | 0.12948 | 0.14365 | 0.15748 | 0.18143 | 0.19957 | 0.19312 | 0.20481 | 0.19948 | 0.19614 | 0.18671 | 0.18313 | 0.18538 | 2.8679 | 2.8679
LO20Fast | New | Exterior Building Lighting | Commercial | Lighting | 0.00057837 | 2.4779 | 0.00023341 | -40.7584 | <0 | Exterior Lighting: Walkway - CFL 26W - New | NA | 0.003975 | 0.005843 | 0.0065247 | 0.0076322 | 0.0073664 | 0.0073841 | 0.0087094 | 0.009188 | 0.010362 | 0.011496 | 0.012603 | 0.014519 | 0.015971 | 0.015454 | 0.01639 | 0.015963 | 0.015696 | 0.014941 | 0.014656 | 0.014835 | 0.22951 | 0.22951
LO20Fast | New | Exterior Building Lighting | Commercial | Lighting | 0.012863 | 55.1091 | 0.00023341 | -3.3937 | <0 | Exterior Lighting: Parking Lot - MH 400W - New | NA | 0.10084 | 0.14823 | 0.16552 | 0.19362 | 0.18687 | 0.18732 | 0.22094 | 0.23308 | 0.26286 | 0.29163 | 0.3197 | 0.36832 | 0.40515 | 0.39205 | 0.41579 | 0.40496 | 0.39818 | 0.37904 | 0.37178 | 0.37635 | 5.8222 | 5.8222
LO20Fast | New | Exterior Building Lighting | Commercial | Lighting | 0.0015645 | 6.7026 | 0.00023341 | 6.5791 | 0-10 | Exterior Lighting: Parking Lot - MH 1000W - New | NA | 0.012264 | 0.018028 | 0.020131 | 0.023548 | 0.022728 | 0.022783 | 0.026872 | 0.028349 | 0.03197 | 0.035469 | 0.038884 | 0.044796 | 0.049276 | 0.047683 | 0.05057 | 0.049253 | 0.048428 | 0.0461 | 0.045218 | 0.045773 | 0.70812 | 0.70812
LO20Fast | NR | Exterior Building Lighting | Commercial | Lighting | 0.032581 | 139.5834 | 0.00023341 | 27.8765 | 20-30 | Exterior Lighting: Parking Lot - HPS 250W - NR | NA | 2.7009 | 4.5743 | 5.8539 | 6.8363 | 7.6859 | 8.5285 | 9.1125 | 9.6017 | 10.0142 | 10.3403 | 10.6059 | 7.2723 | 0 | 0 | 0 | 0 | 0 | 0 | 0 | 0 | 93.1266 | 93.1266
LO20Fast | NR | Exterior Building Lighting | Commercial | Lighting | 0.016513 | 70.745 | 0.00023341 | 7.507 | 0-10 | Exterior Lighting: Walkway - HID 150W - NR | NA | 1.8002 | 3.0488 | 3.9017 | 4.5565 | 5.1228 | 5.6844 | 6.0736 | 6.3997 | 6.6746 | 3.937 | 0 | 0 | 0 | 0 | 0 | 0 | 0 | 0 | 0 | 0 | 47.1993 | 47.1993
LO20Fast | NR | Exterior Building Lighting | Commercial | Lighting | 0.01675 | 71.7617 | 0.00023341 | 9.2205 | 0-10 | Exterior Lighting: FaÃ§ade - HID 150W - NR | NA | 1.8261 | 3.0926 | 3.9578 | 4.622 | 5.1964 | 5.7661 | 6.1609 | 6.4917 | 6.7705 | 3.9936 | 0 | 0 | 0 | 0 | 0 | 0 | 0 | 0 | 0 | 0 | 47.8776 | 47.8776
LO20Fast | NR | Exterior Building Lighting | Commercial | Lighting | 0.00042933 | 1.8393 | 0.00023341 | -127.8572 | <0 | Exterior Lighting: Walkway - INC 75W - NR | NA | 0.031203 | 0.052845 | 0.067628 | 0.078977 | 0.088793 | 0.098527 | 0.10527 | 0.11093 | 0.11569 | 0.11946 | 0.12253 | 0.12486 | 0.11045 | 0 | 0 | 0 | 0 | 0 | 0 | 0 | 1.2272 | 1.2272
LO20Fast | NR | Exterior Building Lighting | Commercial | Lighting | 0.0072273 | 30.9632 | 0.00023341 | 2.7381 | 0-10 | Exterior Lighting: FaÃ§ade - HID 400W - NR | NA | 0.7879 | 1.3344 | 1.7077 | 1.9943 | 2.2421 | 2.4879 | 2.6583 | 2.801 | 2.9213 | 1.7231 | 0 | 0 | 0 | 0 | 0 | 0 | 0 | 0 | 0 | 0 | 20.6579 | 20.6579
LO20Fast | NR | Exterior Building Lighting | Commercial | Lighting | 0.00057837 | 2.4779 | 0.00023341 | -40.7584 | <0 | Exterior Lighting: Walkway - CFL 26W - NR | NA | 0.042035 | 0.07119 | 0.091106 | 0.10639 | 0.11962 | 0.13273 | 0.14182 | 0.14943 | 0.15585 | 0.16093 | 0.16506 | 0.1682 | 0.1488 | 0 | 0 | 0 | 0 | 0 | 0 | 0 | 1.6532 | 1.6532
LO20Fast | NR | Exterior Building Lighting | Commercial | Lighting | 0.012863 | 55.1091 | 0.00023341 | 16.4132 | 10-20 | Exterior Lighting: Parking Lot - MH 400W - NR | NA | 1.0663 | 1.806 | 2.3112 | 2.699 | 3.0345 | 3.3672 | 3.5977 | 3.7909 | 3.9537 | 4.0825 | 4.1873 | 2.8712 | 0 | 0 | 0 | 0 | 0 | 0 | 0 | 0 | 36.7675 | 36.7675
LO20Fast | NR | Exterior Building Lighting | Commercial | Lighting | 0.0015645 | 6.7026 | 0.00023341 | 24.6043 | 20-30 | Exterior Lighting: Parking Lot - MH 1000W - NR | NA | 0.72387 | 1.226 | 1.5689 | 0.95309 | 0 | 0 | 0 | 0 | 0 | 0 | 0 | 0 | 0 | 0 | 0 | 0 | 0 | 0 | 0 | 0 | 4.4718 | 4.4718
LOEven20 | NR | Premium Fume Hood | Commercial | HVAC | 2.9297 | 15584.532 | 0.00018799 | 40.3494 | 40-50 | NA | Premium Fume Hood-NR | 0.027172 | 0.054912 | 0.083224 | 0.1121 | 0.14151 | 0.17145 | 0.2019 | 0.23284 | 0.26426 | 0.29615 | 0.32851 | 0.36134 | 0.39463 | 0.42837 | 0.46257 | 0.49722 | 0.53231 | 0.56785 | 0.60383 | 0.64026 | 10.671 | 6.4024
Retro12Med | Retro | Grocery Refrigeration Bundle | Commercial | Refrigeration | 2.9938 | 24683.1099 | 0.00012129 | 25.193 | 20-30 | Grocery Refrigeration Bundle | Replace Shaded Pole with ECM in Walk-in Cooler | 1.1046 | 1.1046 | 1.1046 | 1.1046 | 1.1046 | 0.99412 | 0.7953 | 0.63624 | 0.50899 | 0.40719 | 0.32575 | 0.2606 | 0.20848 | 0.16679 | 0.13343 | 0.10674 | 0.00072807 | 0.00026002 | 8.8645e-05 | 2.8906e-05 | 10.0991 | 10.0676
Retro12Med | Retro | Grocery Refrigeration Bundle | Commercial | Refrigeration | 0.03822 | 315.107 | 0.00012129 | 48.1174 | 40-50 | Grocery Refrigeration Bundle | ECM Controllers on Walk-In Evaporator Motors | 0.3702 | 0.3702 | 0.3702 | 0.3702 | 0.3702 | 0.33318 | 0.26654 | 0.21323 | 0.17059 | 0.13647 | 0.10918 | 0.087341 | 0.069873 | 0.055898 | 0.044718 | 0.035775 | 0.00024401 | 8.7147e-05 | 2.9709e-05 | 9.6878e-06 | 3.3847 | 3.3742
Retro12Med | Retro | Grocery Refrigeration Bundle | Commercial | Refrigeration | 0.019169 | 158.0388 | 0.00012129 | 33.3467 | 30-40 | Grocery Refrigeration Bundle | Strip Curtains: Walk-In Coolers/ Freezers | 0.041385 | 0.041385 | 0.041385 | 0.041385 | 0.041385 | 0.037246 | 0.029797 | 0.023838 | 0.01907 | 0.015256 | 0.012205 | 0.0097638 | 0.0078111 | 0.0062489 | 0.0049991 | 0.0039993 | 2.7278e-05 | 9.7422e-06 | 3.3212e-06 | 1.083e-06 | 0.37837 | 0.3772
Retro12Med | Retro | Grocery Refrigeration Bundle | Commercial | Refrigeration | 0.039745 | 327.6855 | 0.00012129 | 26.7871 | 20-30 | Grocery Refrigeration Bundle | Anti Sweat Heater Controls | 0.96188 | 0.96188 | 0.96188 | 0.96188 | 0.96188 | 0.86569 | 0.69256 | 0.55404 | 0.44324 | 0.35459 | 0.28367 | 0.22694 | 0.18155 | 0.14524 | 0.11619 | 0.092953 | 0.00063401 | 0.00022643 | 7.7193e-05 | 2.5172e-05 | 8.7944 | 8.767
Retro12Med | Retro | Grocery Refrigeration Bundle | Commercial | Refrigeration | 0.0092245 | 76.0522 | 0.00012129 | 114.2666 | 110-120 | Grocery Refrigeration Bundle | LED Case Lighting | 0.67559 | 0.67559 | 0.67559 | 0.67559 | 0.67559 | 0.60803 | 0.48642 | 0.38914 | 0.31131 | 0.24905 | 0.19924 | 0.15939 | 0.12751 | 0.10201 | 0.081609 | 0.065287 | 0.00044531 | 0.00015904 | 5.4217e-05 | 1.768e-05 | 6.1768 | 6.1576
Retro12Med | Retro | Grocery Refrigeration Bundle | Commercial | Refrigeration | 0.00013016 | 1.0731 | 0.00012129 | 20.1427 | 20-30 | Grocery Refrigeration Bundle | Grocery Retrocommisioning | 2.9767 | 2.9767 | 2.9767 | 2.9767 | 2.9767 | 2.679 | 2.1432 | 1.7146 | 1.3717 | 1.0973 | 0.87786 | 0.70229 | 0.56183 | 0.44946 | 0.35957 | 0.28766 | 0.001962 | 0.00070073 | 0.00023888 | 7.7897e-05 | 27.2155 | 27.1308
Retro12Med | Retro | Grocery Refrigeration Bundle | Commercial | Refrigeration | 0.095184 | 784.7548 | 0.00012129 | 40.0222 | 40-50 | Grocery Refrigeration Bundle | Floating Head Pressure Control | 1.0326 | 1.0326 | 1.0326 | 1.0326 | 1.0326 | 0.92934 | 0.74347 | 0.59477 | 0.47582 | 0.38066 | 0.30452 | 0.24362 | 0.1949 | 0.15592 | 0.12473 | 0.099787 | 0.00068062 | 0.00024308 | 8.2868e-05 | 2.7022e-05 | 9.4409 | 9.4115
Retro12Med | Retro | Grocery Refrigeration Bundle | Commercial | Refrigeration | 0.0016517 | 13.618 | 0.00012129 | 41.2634 | 40-50 | Grocery Refrigeration Bundle | LED Motion Sensors on Display Case | 0.17776 | 0.17776 | 0.17776 | 0.17776 | 0.17776 | 0.15998 | 0.12799 | 0.10239 | 0.08191 | 0.065528 | 0.052423 | 0.041938 | 0.033551 | 0.02684 | 0.021472 | 0.017178 | 0.00011717 | 4.1845e-05 | 1.4265e-05 | 4.6517e-06 | 1.6252 | 1.6202
LO12Med | NR | Low Power LF Lamps | Commercial | Lighting | 0.0011612 | 6.5919 | 0.00017616 | 24.3306 | 20-30 | Large Off | Market Average HP Low Power T8 Shift | 0.12534 | 0.24993 | 0.37378 | 0.49687 | 0.61923 | 0.7285 | 0.81495 | 0.8832 | 0.93693 | 0.9791 | 1.0082 | 0 | 0 | 0 | 0 | 0 | 0 | 0 | 0 | 0 | 7.2161 | 7.2161
LO12Med | NR | Low Power LF Lamps | Commercial | Lighting | 0.0011612 | 6.5919 | 0.00017616 | 24.3306 | 20-30 | Medium Off | Market Average HP Low Power T8 Shift | 0.0629 | 0.12542 | 0.18757 | 0.24934 | 0.31074 | 0.36558 | 0.40896 | 0.44321 | 0.47017 | 0.49133 | 0.50596 | 0 | 0 | 0 | 0 | 0 | 0 | 0 | 0 | 0 | 3.6212 | 3.6212
LO12Med | NR | Low Power LF Lamps | Commercial | Lighting | 0.0011612 | 6.5919 | 0.00017616 | 24.3306 | 20-30 | Small Off | Market Average HP Low Power T8 Shift | 0.060708 | 0.12105 | 0.18103 | 0.24065 | 0.29992 | 0.35284 | 0.39471 | 0.42777 | 0.45379 | 0.47421 | 0.48833 | 0 | 0 | 0 | 0 | 0 | 0 | 0 | 0 | 0 | 3.495 | 3.495
LO12Med | NR | Low Power LF Lamps | Commercial | Lighting | 0.0011612 | 6.5919 | 0.00017616 | 24.3306 | 20-30 | XLarge Ret | Market Average HP Low Power T8 Shift | 0.045627 | 0.090833 | 0.13562 | 0.18 | 0.22396 | 0.26306 | 0.29381 | 0.3179 | 0.3367 | 0.35129 | 0.30899 | 0 | 0 | 0 | 0 | 0 | 0 | 0 | 0 | 0 | 2.5478 | 2.5478
LO12Med | NR | Low Power LF Lamps | Commercial | Lighting | 0.0011612 | 6.5919 | 0.00017616 | 24.3306 | 20-30 | Large Ret | Market Average HP Low Power T8 Shift | 0.068909 | 0.13718 | 0.20483 | 0.27185 | 0.33825 | 0.3973 | 0.44373 | 0.48012 | 0.50851 | 0.53054 | 0.46666 | 0 | 0 | 0 | 0 | 0 | 0 | 0 | 0 | 0 | 3.8479 | 3.8479
LO12Med | NR | Low Power LF Lamps | Commercial | Lighting | 0.0011612 | 6.5919 | 0.00017616 | 24.3306 | 20-30 | Medium Ret | Market Average HP Low Power T8 Shift | 0.032026 | 0.063758 | 0.095197 | 0.12634 | 0.1572 | 0.18465 | 0.20623 | 0.22314 | 0.23634 | 0.24658 | 0.21689 | 0 | 0 | 0 | 0 | 0 | 0 | 0 | 0 | 0 | 1.7884 | 1.7884
LO12Med | NR | Low Power LF Lamps | Commercial | Lighting | 0.0011612 | 6.5919 | 0.00017616 | 24.3306 | 20-30 | Small Ret | Market Average HP Low Power T8 Shift | 0.036103 | 0.071875 | 0.10732 | 0.14243 | 0.17722 | 0.20816 | 0.23248 | 0.25155 | 0.26643 | 0.27797 | 0.2445 | 0 | 0 | 0 | 0 | 0 | 0 | 0 | 0 | 0 | 2.016 | 2.016
LO12Med | NR | Low Power LF Lamps | Commercial | Lighting | 0.0011612 | 6.5919 | 0.00017616 | 24.3306 | 20-30 | School K-12 | Market Average HP Low Power T8 Shift | 0.079514 | 0.15838 | 0.23659 | 0.31416 | 0.39109 | 0.4596 | 0.51357 | 0.55596 | 0.58914 | 0.61497 | 0.56969 | 0 | 0 | 0 | 0 | 0 | 0 | 0 | 0 | 0 | 4.4827 | 4.4827
LO12Med | NR | Low Power LF Lamps | Commercial | Lighting | 0.0011612 | 6.5919 | 0.00017616 | 24.3306 | 20-30 | University | Market Average HP Low Power T8 Shift | 0.040283 | 0.080236 | 0.11986 | 0.15916 | 0.19813 | 0.23284 | 0.26018 | 0.28166 | 0.29847 | 0.31155 | 0.28861 | 0 | 0 | 0 | 0 | 0 | 0 | 0 | 0 | 0 | 2.271 | 2.271
LO12Med | NR | Low Power LF Lamps | Commercial | Lighting | 0.0011612 | 6.5919 | 0.00017616 | 24.3306 | 20-30 | Warehouse | Market Average HP Low Power T8 Shift | 0.14797 | 0.29484 | 0.44063 | 0.58533 | 0.72895 | 0.85698 | 0.95801 | 1.0375 | 1.0999 | 1.1486 | 1.1071 | 0 | 0 | 0 | 0 | 0 | 0 | 0 | 0 | 0 | 8.4057 | 8.4057
LO12Med | NR | Low Power LF Lamps | Commercial | Lighting | 0.0011612 | 6.5919 | 0.00017616 | 24.3306 | 20-30 | Supermarket | Market Average HP Low Power T8 Shift | 0.017716 | 0.035113 | 0.052195 | 0.068967 | 0.085433 | 0.099903 | 0.11109 | 0.11966 | 0.12618 | 0.13107 | 0.062067 | 0 | 0 | 0 | 0 | 0 | 0 | 0 | 0 | 0 | 0.90939 | 0.90939
LO12Med | NR | Low Power LF Lamps | Commercial | Lighting | 0.0011612 | 6.5919 | 0.00017616 | 24.3306 | 20-30 | MiniMart | Market Average HP Low Power T8 Shift | 0.0074169 | 0.014764 | 0.022041 | 0.02925 | 0.036389 | 0.042737 | 0.047726 | 0.051634 | 0.054681 | 0.057043 | 0.049535 | 0 | 0 | 0 | 0 | 0 | 0 | 0 | 0 | 0 | 0.41322 | 0.41322
LO12Med | NR | Low Power LF Lamps | Commercial | Lighting | 0.0011612 | 6.5919 | 0.00017616 | 24.3306 | 20-30 | Restaurant | Market Average HP Low Power T8 Shift | 0.017 | 0.03384 | 0.05052 | 0.067042 | 0.083407 | 0.097956 | 0.10939 | 0.11835 | 0.12533 | 0.13075 | 0.11354 | 0 | 0 | 0 | 0 | 0 | 0 | 0 | 0 | 0 | 0.94712 | 0.94712
LO12Med | NR | Low Power LF Lamps | Commercial | Lighting | 0.0011612 | 6.5919 | 0.00017616 | 24.3306 | 20-30 | Lodging | Market Average HP Low Power T8 Shift | 0.056112 | 0.11195 | 0.16753 | 0.22283 | 0.27787 | 0.3271 | 0.36614 | 0.39704 | 0.42146 | 0.44069 | 0.45578 | 0.022995 | 0 | 0 | 0 | 0 | 0 | 0 | 0 | 0 | 3.2675 | 3.2675
LO12Med | NR | Low Power LF Lamps | Commercial | Lighting | 0.0011612 | 6.5919 | 0.00017616 | 24.3306 | 20-30 | Hospital | Market Average HP Low Power T8 Shift | 0.034636 | 0.069126 | 0.10347 | 0.13767 | 0.17173 | 0.20222 | 0.22642 | 0.2456 | 0.26078 | 0.27276 | 0.28219 | 0.021897 | 0 | 0 | 0 | 0 | 0 | 0 | 0 | 0 | 2.0285 | 2.0285
LO12Med | NR | Low Power LF Lamps | Commercial | Lighting | 0.0011612 | 6.5919 | 0.00017616 | 24.3306 | 20-30 | Residential Care | Market Average HP Low Power T8 Shift | 0.042458 | 0.084712 | 0.12676 | 0.16861 | 0.21026 | 0.24751 | 0.27705 | 0.30043 | 0.3189 | 0.33345 | 0.34488 | 0.0174 | 0 | 0 | 0 | 0 | 0 | 0 | 0 | 0 | 2.4724 | 2.4724
LO12Med | NR | Low Power LF Lamps | Commercial | Lighting | 0.0011612 | 6.5919 | 0.00017616 | 24.3306 | 20-30 | Assembly | Market Average HP Low Power T8 Shift | 0.12396 | 0.24681 | 0.36856 | 0.48921 | 0.60876 | 0.71512 | 0.79879 | 0.86439 | 0.91562 | 0.9554 | 0.85048 | 0 | 0 | 0 | 0 | 0 | 0 | 0 | 0 | 0 | 6.9371 | 6.9371
LO12Med | NR | Low Power LF Lamps | Commercial | Lighting | 0.0011612 | 6.5919 | 0.00017616 | 24.3306 | 20-30 | Other | Market Average HP Low Power T8 Shift | 0.113 | 0.22396 | 0.33292 | 0.43989 | 0.54492 | 0.63722 | 0.70854 | 0.76326 | 0.80483 | 0.83598 | 0.39589 | 0 | 0 | 0 | 0 | 0 | 0 | 0 | 0 | 0 | 5.8004 | 5.8004
LO20Fast | New | Lighting Controls Interior | Commercial | Lighting | 0.077435 | 458.1751 | 0.00016901 | 84.0061 | 80-90 | Large Off | Lighting Controls Interior-New-Large Off-Unitary | 0.030443 | 0.039464 | 0.050221 | 0.068907 | 0.074977 | 0.067473 | 0.09253 | 0.08564 | 0.08713 | 0.10197 | 0.1052 | 0.11776 | 0.13155 | 0.12203 | 0.13441 | 0.13293 | 0.13166 | 0.1242 | 0.12307 | 0.12948 | 1.9511 | 1.9511
LO20Fast | New | Lighting Controls Interior | Commercial | Lighting | 0.06868 | 406.3771 | 0.00016901 | 95.9369 | 90-100 | Medium Off | Lighting Controls Interior-New-Medium Off-Unitary | 0.027001 | 0.035003 | 0.044543 | 0.061117 | 0.0665 | 0.059845 | 0.082069 | 0.075958 | 0.07728 | 0.090444 | 0.093304 | 0.10445 | 0.11668 | 0.10824 | 0.11922 | 0.1179 | 0.11678 | 0.11016 | 0.10916 | 0.11484 | 1.7305 | 1.7305
LO20Fast | New | Lighting Controls Interior | Commercial | Lighting | 0.074097 | 396.6989 | 0.00018678 | 117.9857 | 110-120 | Small Off | Lighting Controls Interior-New-Small Off-Unitary | 0.029131 | 0.037763 | 0.048056 | 0.065938 | 0.071745 | 0.064565 | 0.088542 | 0.081949 | 0.083375 | 0.097577 | 0.10066 | 0.11269 | 0.12588 | 0.11677 | 0.12862 | 0.1272 | 0.12599 | 0.11885 | 0.11777 | 0.1239 | 1.867 | 1.867
LO20Fast | New | Lighting Controls Interior | Commercial | Lighting | 0 | 0 | #DIV/0! | 9999 | >140 | XLarge Ret | Lighting Controls Interior-New-Xlarge Ret-Unitary | 0 | 0 | 0 | 0 | 0 | 0 | 0 | 0 | 0 | 0 | 0 | 0 | 0 | 0 | 0 | 0 | 0 | 0 | 0 | 0 | 0 | 0
LO20Fast | New | Lighting Controls Interior | Commercial | Lighting | 0 | 0 | #DIV/0! | 9999 | >140 | Large Ret | Lighting Controls Interior-New-Large Ret-Unitary | 0 | 0 | 0 | 0 | 0 | 0 | 0 | 0 | 0 | 0 | 0 | 0 | 0 | 0 | 0 | 0 | 0 | 0 | 0 | 0 | 0 | 0
LO20Fast | New | Lighting Controls Interior | Commercial | Lighting | 0 | 0 | #DIV/0! | 9999 | >140 | Medium Ret | Lighting Controls Interior-New-Medium Ret-Unitary | 0 | 0 | 0 | 0 | 0 | 0 | 0 | 0 | 0 | 0 | 0 | 0 | 0 | 0 | 0 | 0 | 0 | 0 | 0 | 0 | 0 | 0
LO20Fast | New | Lighting Controls Interior | Commercial | Lighting | 0 | 0 | #DIV/0! | 9999 | >140 | Small Ret | Lighting Controls Interior-New-Small Ret-Unitary | 0 | 0 | 0 | 0 | 0 | 0 | 0 | 0 | 0 | 0 | 0 | 0 | 0 | 0 | 0 | 0 | 0 | 0 | 0 | 0 | 0 | 0
LO20Fast | New | Lighting Controls Interior | Commercial | Lighting | 0.038525 | 292.6591 | 0.00013164 | 167.3507 | >140 | School K-12 | Lighting Controls Interior-New-School K-12-Unitary | 0.022043 | 0.028574 | 0.036363 | 0.049893 | 0.054288 | 0.048855 | 0.066998 | 0.062009 | 0.063088 | 0.073834 | 0.076169 | 0.085266 | 0.09525 | 0.088359 | 0.097322 | 0.096251 | 0.09533 | 0.089927 | 0.089114 | 0.093753 | 1.4127 | 1.4127
LO20Fast | New | Lighting Controls Interior | Commercial | Lighting | 0.070191 | 327.372 | 0.00021441 | 140.9831 | >140 | University | Lighting Controls Interior-New-University-Unitary | 0.025588 | 0.033171 | 0.042212 | 0.057919 | 0.06302 | 0.056713 | 0.077775 | 0.071984 | 0.073236 | 0.085711 | 0.088422 | 0.098982 | 0.11057 | 0.10257 | 0.11298 | 0.11173 | 0.11066 | 0.10439 | 0.10345 | 0.10884 | 1.6399 | 1.6399
LO20Fast | New | Lighting Controls Interior | Commercial | Lighting | 0.025435 | 145.4042 | 0.00017493 | 186.3509 | >140 | Warehouse | Lighting Controls Interior-New-Warehouse-Unitary | 0.013692 | 0.017749 | 0.022587 | 0.030992 | 0.033721 | 0.030346 | 0.041616 | 0.038517 | 0.039188 | 0.045863 | 0.047313 | 0.052964 | 0.059165 | 0.054885 | 0.060452 | 0.059787 | 0.059215 | 0.055859 | 0.055354 | 0.058236 | 0.8775 | 0.8775
LO20Fast | New | Lighting Controls Interior | Commercial | Lighting | 0 | 0 | #DIV/0! | 9999 | >140 | Supermarket | Lighting Controls Interior-New-Supermarket-Unitary | 0 | 0 | 0 | 0 | 0 | 0 | 0 | 0 | 0 | 0 | 0 | 0 | 0 | 0 | 0 | 0 | 0 | 0 | 0 | 0 | 0 | 0
LO20Fast | New | Lighting Controls Interior | Commercial | Lighting | 0 | 0 | #DIV/0! | 9999 | >140 | MiniMart | Lighting Controls Interior-New-MiniMart-Unitary | 0 | 0 | 0 | 0 | 0 | 0 | 0 | 0 | 0 | 0 | 0 | 0 | 0 | 0 | 0 | 0 | 0 | 0 | 0 | 0 | 0 | 0
LO20Fast | New | Lighting Controls Interior | Commercial | Lighting | 0 | 0 | #DIV/0! | 9999 | >140 | Restaurant | Lighting Controls Interior-New-Restaurant-Unitary | 0 | 0 | 0 | 0 | 0 | 0 | 0 | 0 | 0 | 0 | 0 | 0 | 0 | 0 | 0 | 0 | 0 | 0 | 0 | 0 | 0 | 0
LO20Fast | New | Lighting Controls Interior | Commercial | Lighting | 0 | 0 | #DIV/0! | 9999 | >140 | Lodging | Lighting Controls Interior-New-Lodging-Unitary | 0 | 0 | 0 | 0 | 0 | 0 | 0 | 0 | 0 | 0 | 0 | 0 | 0 | 0 | 0 | 0 | 0 | 0 | 0 | 0 | 0 | 0
LO20Fast | New | Lighting Controls Interior | Commercial | Lighting | 0 | 0 | #DIV/0! | 9999 | >140 | Hospital | Lighting Controls Interior-New-Hospital-Unitary | 0 | 0 | 0 | 0 | 0 | 0 | 0 | 0 | 0 | 0 | 0 | 0 | 0 | 0 | 0 | 0 | 0 | 0 | 0 | 0 | 0 | 0
LO20Fast | New | Lighting Controls Interior | Commercial | Lighting | 0 | 0 | #DIV/0! | 9999 | >140 | Residential Care | Lighting Controls Interior-New-Residential Care-Unitary | 0 | 0 | 0 | 0 | 0 | 0 | 0 | 0 | 0 | 0 | 0 | 0 | 0 | 0 | 0 | 0 | 0 | 0 | 0 | 0 | 0 | 0
LO20Fast | New | Lighting Controls Interior | Commercial | Lighting | 0 | 0 | #DIV/0! | 9999 | >140 | Assembly | Lighting Controls Interior-New-Assembly-Unitary | 0 | 0 | 0 | 0 | 0 | 0 | 0 | 0 | 0 | 0 | 0 | 0 | 0 | 0 | 0 | 0 | 0 | 0 | 0 | 0 | 0 | 0
LO20Fast | New | Lighting Controls Interior | Commercial | Lighting | 0.063815 | 400.9493 | 0.00015916 | 98.5475 | 90-100 | Other | Lighting Controls Interior-New-Other-Unitary | 0.011733 | 0.015209 | 0.019355 | 0.026556 | 0.028895 | 0.026004 | 0.035661 | 0.033005 | 0.033579 | 0.039299 | 0.040542 | 0.045384 | 0.050698 | 0.04703 | 0.051801 | 0.051231 | 0.050741 | 0.047865 | 0.047432 | 0.049902 | 0.75192 | 0.75192
LO20Fast | New | Lighting Controls Interior | Commercial | Lighting | 0.10989 | 650.2033 | 0.00016901 | 94.7321 | 90-100 | Large Off | Lighting Controls Interior-New-Large Off-Integrated | 0.018515 | 0.024002 | 0.030544 | 0.041909 | 0.0456 | 0.041037 | 0.056276 | 0.052086 | 0.052992 | 0.062019 | 0.06398 | 0.071621 | 0.080007 | 0.074219 | 0.081748 | 0.080849 | 0.080075 | 0.075536 | 0.074853 | 0.07875 | 1.1866 | 1.1866
LO20Fast | New | Lighting Controls Interior | Commercial | Lighting | 0.093779 | 554.8824 | 0.00016901 | 125.7318 | 120-130 | Medium Off | Lighting Controls Interior-New-Medium Off-Integrated | 0.015801 | 0.020483 | 0.026066 | 0.035765 | 0.038915 | 0.035021 | 0.048026 | 0.04445 | 0.045223 | 0.052927 | 0.0546 | 0.061121 | 0.068278 | 0.063339 | 0.069763 | 0.068996 | 0.068336 | 0.064463 | 0.06388 | 0.067206 | 1.0127 | 1.0127
LO20Fast | New | Lighting Controls Interior | Commercial | Lighting | 0.096233 | 515.2077 | 0.00018678 | 129.5286 | 120-130 | Small Off | Lighting Controls Interior-New-Small Off-Integrated | 0.016214 | 0.021019 | 0.026748 | 0.036701 | 0.039934 | 0.035937 | 0.049283 | 0.045613 | 0.046407 | 0.054312 | 0.056029 | 0.062721 | 0.070065 | 0.064996 | 0.071589 | 0.070802 | 0.070124 | 0.06615 | 0.065551 | 0.068964 | 1.0392 | 1.0392
LO20Fast | New | Lighting Controls Interior | Commercial | Lighting | 0 | 0 | #DIV/0! | 9999 | >140 | XLarge Ret | Lighting Controls Interior-New-Xlarge Ret-Integrated | 0 | 0 | 0 | 0 | 0 | 0 | 0 | 0 | 0 | 0 | 0 | 0 | 0 | 0 | 0 | 0 | 0 | 0 | 0 | 0 | 0 | 0
LO20Fast | New | Lighting Controls Interior | Commercial | Lighting | 0 | 0 | #DIV/0! | 9999 | >140 | Large Ret | Lighting Controls Interior-New-Large Ret-Integrated | 0 | 0 | 0 | 0 | 0 | 0 | 0 | 0 | 0 | 0 | 0 | 0 | 0 | 0 | 0 | 0 | 0 | 0 | 0 | 0 | 0 | 0
LO20Fast | New | Lighting Controls Interior | Commercial | Lighting | 0 | 0 | #DIV/0! | 9999 | >140 | Medium Ret | Lighting Controls Interior-New-Medium Ret-Integrated | 0 | 0 | 0 | 0 | 0 | 0 | 0 | 0 | 0 | 0 | 0 | 0 | 0 | 0 | 0 | 0 | 0 | 0 | 0 | 0 | 0 | 0
LO20Fast | New | Lighting Controls Interior | Commercial | Lighting | 0 | 0 | #DIV/0! | 9999 | >140 | Small Ret | Lighting Controls Interior-New-Small Ret-Integrated | 0 | 0 | 0 | 0 | 0 | 0 | 0 | 0 | 0 | 0 | 0 | 0 | 0 | 0 | 0 | 0 | 0 | 0 | 0 | 0 | 0 | 0
LO20Fast | New | Lighting Controls Interior | Commercial | Lighting | 0.060344 | 458.4091 | 0.00013164 | 157.9808 | >140 | School K-12 | Lighting Controls Interior-New-School K-12-Integrated | 0.014797 | 0.019182 | 0.02441 | 0.033493 | 0.036443 | 0.032796 | 0.044975 | 0.041626 | 0.042351 | 0.049564 | 0.051132 | 0.057239 | 0.063941 | 0.059315 | 0.065332 | 0.064613 | 0.063995 | 0.060368 | 0.059822 | 0.062936 | 0.94833 | 0.94833
LO20Fast | New | Lighting Controls Interior | Commercial | Lighting | 0.072758 | 339.3432 | 0.00021441 | 203.2018 | >140 | University | Lighting Controls Interior-New-University-Integrated | 0.011367 | 0.014736 | 0.018753 | 0.02573 | 0.027996 | 0.025195 | 0.034551 | 0.031978 | 0.032535 | 0.038077 | 0.039281 | 0.043972 | 0.049121 | 0.045567 | 0.050189 | 0.049637 | 0.049162 | 0.046376 | 0.045956 | 0.048349 | 0.72853 | 0.72853
LO20Fast | New | Lighting Controls Interior | Commercial | Lighting | 0.047012 | 268.75 | 0.00017493 | 166.7444 | >140 | Warehouse | Lighting Controls Interior-New-Warehouse-Integrated | 0.010846 | 0.01406 | 0.017892 | 0.024549 | 0.026712 | 0.024038 | 0.032965 | 0.030511 | 0.031041 | 0.036329 | 0.037478 | 0.041954 | 0.046866 | 0.043476 | 0.047886 | 0.047359 | 0.046906 | 0.044247 | 0.043847 | 0.04613 | 0.69509 | 0.69509
LO20Fast | New | Lighting Controls Interior | Commercial | Lighting | 0 | 0 | #DIV/0! | 9999 | >140 | Supermarket | Lighting Controls Interior-New-Supermarket-Integrated | 0 | 0 | 0 | 0 | 0 | 0 | 0 | 0 | 0 | 0 | 0 | 0 | 0 | 0 | 0 | 0 | 0 | 0 | 0 | 0 | 0 | 0
LO20Fast | New | Lighting Controls Interior | Commercial | Lighting | 0 | 0 | #DIV/0! | 9999 | >140 | MiniMart | Lighting Controls Interior-New-MiniMart-Integrated | 0 | 0 | 0 | 0 | 0 | 0 | 0 | 0 | 0 | 0 | 0 | 0 | 0 | 0 | 0 | 0 | 0 | 0 | 0 | 0 | 0 | 0
LO20Fast | New | Lighting Controls Interior | Commercial | Lighting | 0 | 0 | #DIV/0! | 9999 | >140 | Restaurant | Lighting Controls Interior-New-Restaurant-Integrated | 0 | 0 | 0 | 0 | 0 | 0 | 0 | 0 | 0 | 0 | 0 | 0 | 0 | 0 | 0 | 0 | 0 | 0 | 0 | 0 | 0 | 0
LO20Fast | New | Lighting Controls Interior | Commercial | Lighting | 0 | 0 | #DIV/0! | 9999 | >140 | Lodging | Lighting Controls Interior-New-Lodging-Integrated | 0 | 0 | 0 | 0 | 0 | 0 | 0 | 0 | 0 | 0 | 0 | 0 | 0 | 0 | 0 | 0 | 0 | 0 | 0 | 0 | 0 | 0
LO20Fast | New | Lighting Controls Interior | Commercial | Lighting | 0 | 0 | #DIV/0! | 9999 | >140 | Hospital | Lighting Controls Interior-New-Hospital-Integrated | 0 | 0 | 0 | 0 | 0 | 0 | 0 | 0 | 0 | 0 | 0 | 0 | 0 | 0 | 0 | 0 | 0 | 0 | 0 | 0 | 0 | 0
LO20Fast | New | Lighting Controls Interior | Commercial | Lighting | 0 | 0 | #DIV/0! | 9999 | >140 | Residential Care | Lighting Controls Interior-New-Residential Care-Integrated | 0 | 0 | 0 | 0 | 0 | 0 | 0 | 0 | 0 | 0 | 0 | 0 | 0 | 0 | 0 | 0 | 0 | 0 | 0 | 0 | 0 | 0
LO20Fast | New | Lighting Controls Interior | Commercial | Lighting | 0 | 0 | #DIV/0! | 9999 | >140 | Assembly | Lighting Controls Interior-New-Assembly-Integrated | 0 | 0 | 0 | 0 | 0 | 0 | 0 | 0 | 0 | 0 | 0 | 0 | 0 | 0 | 0 | 0 | 0 | 0 | 0 | 0 | 0 | 0
LO20Fast | New | Lighting Controls Interior | Commercial | Lighting | 0.09056 | 568.9932 | 0.00015916 | 110.6203 | 110-120 | Other | Lighting Controls Interior-New-Other-Integrated | 0.0071356 | 0.0092501 | 0.011771 | 0.016151 | 0.017574 | 0.015815 | 0.021688 | 0.020073 | 0.020423 | 0.023902 | 0.024657 | 0.027602 | 0.030834 | 0.028604 | 0.031505 | 0.031158 | 0.03086 | 0.029111 | 0.028848 | 0.03035 | 0.45731 | 0.45731
LO20Fast | NR | Lighting Controls Interior | Commercial | Lighting | 0.077435 | 458.1751 | 0.00016901 | 84.0061 | 80-90 | Large Off | Lighting Controls Interior-NR-Large Off-Unitary | 0.088932 | 0.15081 | 0.19325 | 0.22598 | 0.25439 | 0.27873 | 0.29933 | 0.31659 | 0.33092 | 0.44056 | 0.41672 | 0.41602 | 0.42401 | 0.41957 | 0.40857 | 0.41551 | 0.40749 | 0.40399 | 0.40485 | 0.40225 | 7.6989 | 6.6985
LO20Fast | NR | Lighting Controls Interior | Commercial | Lighting | 0.06868 | 406.3771 | 0.00016901 | 95.9369 | 90-100 | Medium Off | Lighting Controls Interior-NR-Medium Off-Unitary | 0.039583 | 0.067125 | 0.086015 | 0.10058 | 0.11323 | 0.12406 | 0.13323 | 0.14091 | 0.14729 | 0.23933 | 0.21394 | 0.21014 | 0.21488 | 0.20922 | 0.19825 | 0.20357 | 0.19592 | 0.19252 | 0.19316 | 0.19087 | 3.5386 | 3.2138
LO20Fast | NR | Lighting Controls Interior | Commercial | Lighting | 0.074097 | 396.6989 | 0.00018678 | 117.9857 | 110-120 | Small Off | Lighting Controls Interior-NR-Small Off-Unitary | 0.041217 | 0.069896 | 0.089566 | 0.10473 | 0.1179 | 0.12918 | 0.13873 | 0.14673 | 0.15337 | 0.25248 | 0.22492 | 0.2207 | 0.22572 | 0.21956 | 0.20767 | 0.21338 | 0.20511 | 0.20143 | 0.20211 | 0.19964 | 3.6931 | 3.3641
LO20Fast | NR | Lighting Controls Interior | Commercial | Lighting | 0 | 0 | #DIV/0! | 9999 | >140 | XLarge Ret | Lighting Controls Interior-NR-Xlarge Ret-Unitary | 0 | 0 | 0 | 0 | 0 | 0 | 0 | 0 | 0 | 0 | 0 | 0 | 0 | 0 | 0 | 0 | 0 | 0 | 0 | 0 | 0 | 0
LO20Fast | NR | Lighting Controls Interior | Commercial | Lighting | 0 | 0 | #DIV/0! | 9999 | >140 | Large Ret | Lighting Controls Interior-NR-Large Ret-Unitary | 0 | 0 | 0 | 0 | 0 | 0 | 0 | 0 | 0 | 0 | 0 | 0 | 0 | 0 | 0 | 0 | 0 | 0 | 0 | 0 | 0 | 0
LO20Fast | NR | Lighting Controls Interior | Commercial | Lighting | 0 | 0 | #DIV/0! | 9999 | >140 | Medium Ret | Lighting Controls Interior-NR-Medium Ret-Unitary | 0 | 0 | 0 | 0 | 0 | 0 | 0 | 0 | 0 | 0 | 0 | 0 | 0 | 0 | 0 | 0 | 0 | 0 | 0 | 0 | 0 | 0
LO20Fast | NR | Lighting Controls Interior | Commercial | Lighting | 0 | 0 | #DIV/0! | 9999 | >140 | Small Ret | Lighting Controls Interior-NR-Small Ret-Unitary | 0 | 0 | 0 | 0 | 0 | 0 | 0 | 0 | 0 | 0 | 0 | 0 | 0 | 0 | 0 | 0 | 0 | 0 | 0 | 0 | 0 | 0
LO20Fast | NR | Lighting Controls Interior | Commercial | Lighting | 0.038525 | 292.6591 | 0.00013164 | 167.3507 | >140 | School K-12 | Lighting Controls Interior-NR-School K-12-Unitary | 0.040849 | 0.069195 | 0.08857 | 0.10345 | 0.11633 | 0.12732 | 0.13658 | 0.1443 | 0.15066 | 0.22671 | 0.20669 | 0.20406 | 0.20822 | 0.20377 | 0.19488 | 0.1992 | 0.19288 | 0.18997 | 0.19033 | 0.18827 | 3.6158 | 3.1823
LO20Fast | NR | Lighting Controls Interior | Commercial | Lighting | 0.070191 | 327.372 | 0.00021441 | 140.9831 | >140 | University | Lighting Controls Interior-NR-University-Unitary | 0.024023 | 0.040694 | 0.052089 | 0.060843 | 0.068417 | 0.07488 | 0.080326 | 0.084864 | 0.088606 | 0.17392 | 0.14827 | 0.14345 | 0.14701 | 0.14094 | 0.13 | 0.13464 | 0.12709 | 0.12365 | 0.12411 | 0.12183 | 2.1669 | 2.0897
LO20Fast | NR | Lighting Controls Interior | Commercial | Lighting | 0.025435 | 145.4042 | 0.00017493 | 186.3509 | >140 | Warehouse | Lighting Controls Interior-NR-Warehouse-Unitary | 0.047218 | 0.080017 | 0.10246 | 0.11973 | 0.13469 | 0.14747 | 0.15826 | 0.16727 | 0.17471 | 0.22482 | 0.21471 | 0.21482 | 0.21869 | 0.21686 | 0.21199 | 0.21511 | 0.21146 | 0.2098 | 0.21007 | 0.20876 | 4.0568 | 3.4889
LO20Fast | NR | Lighting Controls Interior | Commercial | Lighting | 0 | 0 | #DIV/0! | 9999 | >140 | Supermarket | Lighting Controls Interior-NR-Supermarket-Unitary | 0 | 0 | 0 | 0 | 0 | 0 | 0 | 0 | 0 | 0 | 0 | 0 | 0 | 0 | 0 | 0 | 0 | 0 | 0 | 0 | 0 | 0
LO20Fast | NR | Lighting Controls Interior | Commercial | Lighting | 0 | 0 | #DIV/0! | 9999 | >140 | MiniMart | Lighting Controls Interior-NR-MiniMart-Unitary | 0 | 0 | 0 | 0 | 0 | 0 | 0 | 0 | 0 | 0 | 0 | 0 | 0 | 0 | 0 | 0 | 0 | 0 | 0 | 0 | 0 | 0
LO20Fast | NR | Lighting Controls Interior | Commercial | Lighting | 0 | 0 | #DIV/0! | 9999 | >140 | Restaurant | Lighting Controls Interior-NR-Restaurant-Unitary | 0 | 0 | 0 | 0 | 0 | 0 | 0 | 0 | 0 | 0 | 0 | 0 | 0 | 0 | 0 | 0 | 0 | 0 | 0 | 0 | 0 | 0
LO20Fast | NR | Lighting Controls Interior | Commercial | Lighting | 0 | 0 | #DIV/0! | 9999 | >140 | Lodging | Lighting Controls Interior-NR-Lodging-Unitary | 0 | 0 | 0 | 0 | 0 | 0 | 0 | 0 | 0 | 0 | 0 | 0 | 0 | 0 | 0 | 0 | 0 | 0 | 0 | 0 | 0 | 0
LO20Fast | NR | Lighting Controls Interior | Commercial | Lighting | 0 | 0 | #DIV/0! | 9999 | >140 | Hospital | Lighting Controls Interior-NR-Hospital-Unitary | 0 | 0 | 0 | 0 | 0 | 0 | 0 | 0 | 0 | 0 | 0 | 0 | 0 | 0 | 0 | 0 | 0 | 0 | 0 | 0 | 0 | 0
LO20Fast | NR | Lighting Controls Interior | Commercial | Lighting | 0 | 0 | #DIV/0! | 9999 | >140 | Residential Care | Lighting Controls Interior-NR-Residential Care-Unitary | 0 | 0 | 0 | 0 | 0 | 0 | 0 | 0 | 0 | 0 | 0 | 0 | 0 | 0 | 0 | 0 | 0 | 0 | 0 | 0 | 0 | 0
LO20Fast | NR | Lighting Controls Interior | Commercial | Lighting | 0 | 0 | #DIV/0! | 9999 | >140 | Assembly | Lighting Controls Interior-NR-Assembly-Unitary | 0 | 0 | 0 | 0 | 0 | 0 | 0 | 0 | 0 | 0 | 0 | 0 | 0 | 0 | 0 | 0 | 0 | 0 | 0 | 0 | 0 | 0
LO20Fast | NR | Lighting Controls Interior | Commercial | Lighting | 0.063815 | 400.9493 | 0.00015916 | 98.5475 | 90-100 | Other | Lighting Controls Interior-NR-Other-Unitary | 0.030898 | 0.052082 | 0.066337 | 0.077103 | 0.086276 | 0.093961 | 0.1003 | 0.10544 | 0.10955 | 0.15049 | 0.14006 | 0.13866 | 0.14071 | 0.13803 | 0.1329 | 0.13473 | 0.13084 | 0.12874 | 0.12834 | 0.12664 | 2.3522 | 2.2121
LO20Fast | NR | Lighting Controls Interior | Commercial | Lighting | 0.10841 | 641.4452 | 0.00016901 | 96.1565 | 90-100 | Large Off | Lighting Controls Interior-NR-Large Off-Integrated | 0.053359 | 0.090488 | 0.11595 | 0.13559 | 0.15264 | 0.16724 | 0.1796 | 0.18996 | 0.19855 | 0.26434 | 0.25003 | 0.24961 | 0.25441 | 0.25174 | 0.24514 | 0.2493 | 0.24449 | 0.2424 | 0.24291 | 0.24135 | 4.6194 | 4.0191
LO20Fast | NR | Lighting Controls Interior | Commercial | Lighting | 0.096153 | 568.9279 | 0.00016901 | 109.636 | 100-110 | Medium Off | Lighting Controls Interior-NR-Medium Off-Integrated | 0.02375 | 0.040275 | 0.051609 | 0.060349 | 0.067937 | 0.074436 | 0.079938 | 0.084547 | 0.088373 | 0.1436 | 0.12837 | 0.12609 | 0.12893 | 0.12553 | 0.11895 | 0.12214 | 0.11755 | 0.11551 | 0.1159 | 0.11452 | 2.1231 | 1.9283
LO20Fast | NR | Lighting Controls Interior | Commercial | Lighting | 0.10374 | 555.3784 | 0.00018678 | 126.1666 | 120-130 | Small Off | Lighting Controls Interior-NR-Small Off-Integrated | 0.02473 | 0.041938 | 0.05374 | 0.06284 | 0.070742 | 0.077509 | 0.083238 | 0.088038 | 0.092021 | 0.15149 | 0.13495 | 0.13242 | 0.13543 | 0.13173 | 0.1246 | 0.12803 | 0.12307 | 0.12086 | 0.12127 | 0.11978 | 2.2159 | 2.0184
LO20Fast | NR | Lighting Controls Interior | Commercial | Lighting | 0 | 0 | #DIV/0! | 9999 | >140 | XLarge Ret | Lighting Controls Interior-NR-Xlarge Ret-Integrated | 0 | 0 | 0 | 0 | 0 | 0 | 0 | 0 | 0 | 0 | 0 | 0 | 0 | 0 | 0 | 0 | 0 | 0 | 0 | 0 | 0 | 0
LO20Fast | NR | Lighting Controls Interior | Commercial | Lighting | 0 | 0 | #DIV/0! | 9999 | >140 | Large Ret | Lighting Controls Interior-NR-Large Ret-Integrated | 0 | 0 | 0 | 0 | 0 | 0 | 0 | 0 | 0 | 0 | 0 | 0 | 0 | 0 | 0 | 0 | 0 | 0 | 0 | 0 | 0 | 0
LO20Fast | NR | Lighting Controls Interior | Commercial | Lighting | 0 | 0 | #DIV/0! | 9999 | >140 | Medium Ret | Lighting Controls Interior-NR-Medium Ret-Integrated | 0 | 0 | 0 | 0 | 0 | 0 | 0 | 0 | 0 | 0 | 0 | 0 | 0 | 0 | 0 | 0 | 0 | 0 | 0 | 0 | 0 | 0
LO20Fast | NR | Lighting Controls Interior | Commercial | Lighting | 0 | 0 | #DIV/0! | 9999 | >140 | Small Ret | Lighting Controls Interior-NR-Small Ret-Integrated | 0 | 0 | 0 | 0 | 0 | 0 | 0 | 0 | 0 | 0 | 0 | 0 | 0 | 0 | 0 | 0 | 0 | 0 | 0 | 0 | 0 | 0
LO20Fast | NR | Lighting Controls Interior | Commercial | Lighting | 0.053935 | 409.7227 | 0.00013164 | 178.2913 | >140 | School K-12 | Lighting Controls Interior-NR-School K-12-Integrated | 0.024509 | 0.041517 | 0.053142 | 0.062073 | 0.069801 | 0.076394 | 0.08195 | 0.08658 | 0.090397 | 0.13603 | 0.12401 | 0.12244 | 0.12493 | 0.12226 | 0.11693 | 0.11952 | 0.11573 | 0.11398 | 0.1142 | 0.11296 | 2.1695 | 1.9094
LO20Fast | NR | Lighting Controls Interior | Commercial | Lighting | 0.098268 | 458.3207 | 0.00021441 | 151.6581 | >140 | University | Lighting Controls Interior-NR-University-Integrated | 0.014414 | 0.024417 | 0.031253 | 0.036506 | 0.04105 | 0.044928 | 0.048195 | 0.050918 | 0.053164 | 0.10435 | 0.088964 | 0.086072 | 0.088204 | 0.084562 | 0.078002 | 0.080783 | 0.076255 | 0.074192 | 0.074464 | 0.073098 | 1.3001 | 1.2538
LO20Fast | NR | Lighting Controls Interior | Commercial | Lighting | 0.033914 | 193.8722 | 0.00017493 | 258.9268 | >140 | Warehouse | Lighting Controls Interior-NR-Warehouse-Integrated | 0.026982 | 0.045724 | 0.05855 | 0.068417 | 0.076966 | 0.084269 | 0.090434 | 0.095582 | 0.099837 | 0.12847 | 0.12269 | 0.12276 | 0.12497 | 0.12392 | 0.12113 | 0.12292 | 0.12083 | 0.11988 | 0.12004 | 0.11929 | 2.3182 | 1.9937
LO20Fast | NR | Lighting Controls Interior | Commercial | Lighting | 0 | 0 | #DIV/0! | 9999 | >140 | Supermarket | Lighting Controls Interior-NR-Supermarket-Integrated | 0 | 0 | 0 | 0 | 0 | 0 | 0 | 0 | 0 | 0 | 0 | 0 | 0 | 0 | 0 | 0 | 0 | 0 | 0 | 0 | 0 | 0
LO20Fast | NR | Lighting Controls Interior | Commercial | Lighting | 0 | 0 | #DIV/0! | 9999 | >140 | MiniMart | Lighting Controls Interior-NR-MiniMart-Integrated | 0 | 0 | 0 | 0 | 0 | 0 | 0 | 0 | 0 | 0 | 0 | 0 | 0 | 0 | 0 | 0 | 0 | 0 | 0 | 0 | 0 | 0
LO20Fast | NR | Lighting Controls Interior | Commercial | Lighting | 0 | 0 | #DIV/0! | 9999 | >140 | Restaurant | Lighting Controls Interior-NR-Restaurant-Integrated | 0 | 0 | 0 | 0 | 0 | 0 | 0 | 0 | 0 | 0 | 0 | 0 | 0 | 0 | 0 | 0 | 0 | 0 | 0 | 0 | 0 | 0
LO20Fast | NR | Lighting Controls Interior | Commercial | Lighting | 0 | 0 | #DIV/0! | 9999 | >140 | Lodging | Lighting Controls Interior-NR-Lodging-Integrated | 0 | 0 | 0 | 0 | 0 | 0 | 0 | 0 | 0 | 0 | 0 | 0 | 0 | 0 | 0 | 0 | 0 | 0 | 0 | 0 | 0 | 0
LO20Fast | NR | Lighting Controls Interior | Commercial | Lighting | 0 | 0 | #DIV/0! | 9999 | >140 | Hospital | Lighting Controls Interior-NR-Hospital-Integrated | 0 | 0 | 0 | 0 | 0 | 0 | 0 | 0 | 0 | 0 | 0 | 0 | 0 | 0 | 0 | 0 | 0 | 0 | 0 | 0 | 0 | 0
LO20Fast | NR | Lighting Controls Interior | Commercial | Lighting | 0 | 0 | #DIV/0! | 9999 | >140 | Residential Care | Lighting Controls Interior-NR-Residential Care-Integrated | 0 | 0 | 0 | 0 | 0 | 0 | 0 | 0 | 0 | 0 | 0 | 0 | 0 | 0 | 0 | 0 | 0 | 0 | 0 | 0 | 0 | 0
LO20Fast | NR | Lighting Controls Interior | Commercial | Lighting | 0 | 0 | #DIV/0! | 9999 | >140 | Assembly | Lighting Controls Interior-NR-Assembly-Integrated | 0 | 0 | 0 | 0 | 0 | 0 | 0 | 0 | 0 | 0 | 0 | 0 | 0 | 0 | 0 | 0 | 0 | 0 | 0 | 0 | 0 | 0
LO20Fast | NR | Lighting Controls Interior | Commercial | Lighting | 0.08934 | 561.329 | 0.00015916 | 112.2541 | 110-120 | Other | Lighting Controls Interior-NR-Other-Integrated | 0.018539 | 0.031249 | 0.039802 | 0.046262 | 0.051766 | 0.056376 | 0.060179 | 0.063266 | 0.065731 | 0.090291 | 0.084035 | 0.083196 | 0.084423 | 0.082821 | 0.079741 | 0.08084 | 0.078506 | 0.077243 | 0.077004 | 0.075981 | 1.4113 | 1.3273
LO20Fast | New | LPD Package | Commercial | Lighting | 0.11362 | 703.0482 | 0.00016161 | 47.8169 | 40-50 | All Btype | New_LF_FIX_REPL_from LF2018 to LED_FIX_KIT | 1.1469 | 1.6859 | 1.8826 | 2.2022 | 2.1255 | 2.1306 | 2.513 | 2.6511 | 2.9897 | 3.317 | 3.6363 | 4.1892 | 4.6081 | 4.4592 | 4.7291 | 4.606 | 4.5289 | 4.3111 | 4.2287 | 4.2805 | 66.2216 | 66.2216
LO20Fast | New | LPD Package | Commercial | Lighting | 0.019975 | 123.8272 | 0.00016131 | -13.8066 | <0 | All Btype | New_CAN_FIX_REPL_from CFL to LED_FIX_KIT | 0.21021 | 0.309 | 0.34505 | 0.40362 | 0.38956 | 0.3905 | 0.46058 | 0.48589 | 0.54796 | 0.60794 | 0.66647 | 0.76781 | 0.84459 | 0.81728 | 0.86676 | 0.8442 | 0.83006 | 0.79015 | 0.77504 | 0.78454 | 12.1372 | 12.1372
LO20Fast | New | LPD Package | Commercial | Lighting | 0.015156 | 94.9926 | 0.00015955 | -75.2308 | <0 | All Btype | New_CAN_FIX_REPL_from INC_HAL to LED_FIX_KIT | 0.1595 | 0.23445 | 0.26181 | 0.30625 | 0.29558 | 0.29629 | 0.34947 | 0.36867 | 0.41577 | 0.46128 | 0.50568 | 0.58258 | 0.64083 | 0.62011 | 0.65766 | 0.64054 | 0.62981 | 0.59953 | 0.58806 | 0.59527 | 9.2091 | 9.2091
LO20Fast | New | LPD Package | Commercial | Lighting | 0.0054369 | 33.7043 | 0.00016131 | 155.838 | >140 | All Btype | New_DISP_FIX_REPL_from CFL to LED_FIX_KIT | 0.055465 | 0.081531 | 0.091043 | 0.1065 | 0.10279 | 0.10303 | 0.12153 | 0.12821 | 0.14458 | 0.16041 | 0.17585 | 0.20259 | 0.22285 | 0.21564 | 0.2287 | 0.22275 | 0.21902 | 0.20849 | 0.2045 | 0.20701 | 3.2025 | 3.2025
LO20Fast | New | LPD Package | Commercial | Lighting | 0.0042363 | 26.6583 | 0.00015891 | -31.6595 | <0 | All Btype | New_DISP_FIX_REPL_from INC_HAL to LED_FIX_KIT | 0.043217 | 0.063527 | 0.070939 | 0.08298 | 0.08009 | 0.080282 | 0.094691 | 0.099895 | 0.11266 | 0.12499 | 0.13702 | 0.15785 | 0.17364 | 0.16803 | 0.1782 | 0.17356 | 0.17065 | 0.16245 | 0.15934 | 0.16129 | 2.4953 | 2.4953
LO20Fast | New | LPD Package | Commercial | Lighting | 0.0091655 | 56.2815 | 0.00016285 | 26.6868 | 20-30 | All Btype | New_HIGHBAY_FIX_REPL_from HID to LED_FIX_KIT | 0.092519 | 0.136 | 0.15187 | 0.17764 | 0.17146 | 0.17187 | 0.20272 | 0.21386 | 0.24117 | 0.26757 | 0.29333 | 0.33794 | 0.37173 | 0.35971 | 0.38149 | 0.37156 | 0.36534 | 0.34777 | 0.34112 | 0.3453 | 5.3419 | 5.3419
LO20Fast | New | LPD Package | Commercial | Lighting | 0.0012743 | 7.8248 | 0.00016285 | 14.3759 | 10-20 | All Btype | New_HIGHBAY_FIX_REPL_from HID to LF2018 | 0.011631 | 0.017098 | 0.019092 | 0.022333 | 0.021555 | 0.021607 | 0.025485 | 0.026886 | 0.03032 | 0.033639 | 0.036877 | 0.042485 | 0.046733 | 0.045222 | 0.04796 | 0.046712 | 0.045929 | 0.043721 | 0.042885 | 0.043411 | 0.67158 | 0.67158
LO20Fast | New | LPD Package | Commercial | Lighting | 0.016937 | 104.5035 | 0.00016208 | 22.002 | 20-30 | All Btype | New_HIGHBAY_FIX_REPL_from LF2018 to LED_FIX_KIT | 0.17097 | 0.25132 | 0.28064 | 0.32828 | 0.31684 | 0.3176 | 0.37461 | 0.3952 | 0.44568 | 0.49446 | 0.54206 | 0.62449 | 0.68693 | 0.66472 | 0.70497 | 0.68662 | 0.67512 | 0.64266 | 0.63036 | 0.6381 | 9.8716 | 9.8716
LO20Fast | NR | LPD Package | Commercial | Lighting | 0.043038 | 264.8394 | 0.00016251 | 49.5894 | 40-50 | All Btype | NR_LF_FIX_REPL_from LF2018 to LED_FIX_KIT | 1.3583 | 2.3004 | 2.9439 | 3.4379 | 3.8652 | 4.2295 | 4.5363 | 4.7917 | 5.0021 | 5.1735 | 5.3116 | 5.4132 | 5.4865 | 5.5378 | 5.5722 | 5.5934 | 5.6045 | 5.6077 | 5.6048 | 5.5973 | 113.1532 | 92.9677
LO20Fast | NR | LPD Package | Commercial | Lighting | 0.01436 | 88.3639 | 0.00016251 | 11.4521 | 10-20 | All Btype | NR_LF_FIX_REPL_from LF2018 to LED_FIX_KIT_RDX | 0.45319 | 0.76752 | 0.98223 | 1.1471 | 1.2896 | 1.4112 | 1.5135 | 1.5988 | 1.6689 | 1.7261 | 1.7722 | 1.8061 | 1.8306 | 1.8477 | 1.8592 | 1.8662 | 1.8699 | 1.871 | 1.8701 | 1.8676 | 37.7537 | 31.0188
LO20Fast | NR | LPD Package | Commercial | Lighting | 0.0095262 | 58.6207 | 0.00016251 | 7.1555 | 0-10 | All Btype | NR_LF_FIX_REPL_from LF2018 to LF_FIX_KIT_RDX | 0.27186 | 0.46042 | 0.58923 | 0.68811 | 0.77363 | 0.84654 | 0.90794 | 0.95906 | 1.0012 | 1.0355 | 1.0631 | 1.0835 | 1.0981 | 1.1084 | 1.1153 | 1.1195 | 1.1217 | 1.1224 | 1.1218 | 1.1203 | 22.6478 | 18.6076
LO20Fast | NR | LPD Package | Commercial | Lighting | 0.019592 | 120.5636 | 0.00016251 | 29.838 | 20-30 | All Btype | NR_LF_FIX_REPL_from LF2018 to TLED_PIN | 0.61833 | 1.0472 | 1.3402 | 1.5651 | 1.7596 | 1.9254 | 2.0651 | 2.1813 | 2.2771 | 2.3552 | 2.418 | 2.4643 | 2.4976 | 2.521 | 2.5366 | 2.5463 | 2.5513 | 2.5528 | 2.5515 | 2.5481 | 51.511 | 42.3219
LO20Fast | NR | LPD Package | Commercial | Lighting | 0.010977 | 67.5463 | 0.00016251 | 1.4965 | 0-10 | All Btype | NR_LF_FIX_REPL_from LF2018 to TLED_PIN_RDX | 0.34642 | 0.5867 | 0.75083 | 0.87683 | 0.98581 | 1.0787 | 1.157 | 1.2221 | 1.2758 | 1.3195 | 1.3547 | 1.3806 | 1.3993 | 1.4124 | 1.4212 | 1.4266 | 1.4294 | 1.4302 | 1.4295 | 1.4276 | 28.8593 | 23.7111
LO20Fast | NR | LPD Package | Commercial | Lighting | 0.01039 | 64.5133 | 0.00016105 | -13.9804 | <0 | All Btype | NR_CAN_FIX_REPL_from CFL to LED_FIX_KIT | 0.30387 | 0.51463 | 0.6586 | 0.76913 | 0.86472 | 0.94621 | 1.0148 | 1.072 | 1.1191 | 1.1574 | 1.1883 | 1.211 | 1.2274 | 1.2389 | 1.2466 | 1.2513 | 1.2538 | 1.2545 | 1.2539 | 1.2522 | 25.3143 | 20.7985
LO20Fast | NR | LPD Package | Commercial | Lighting | 0.0095042 | 59.1344 | 0.00016072 | -78.5229 | <0 | All Btype | NR_CAN_FIX_REPL_from INC_HAL to LED_FIX_KIT | 0.27797 | 0.47077 | 0.60247 | 0.70357 | 0.79101 | 0.86557 | 0.92834 | 0.98062 | 1.0237 | 1.0588 | 1.087 | 1.1078 | 1.1228 | 1.1333 | 1.1403 | 1.1447 | 1.1469 | 1.1476 | 1.147 | 1.1455 | 23.1567 | 19.0258
LO20Fast | NR | LPD Package | Commercial | Lighting | 0.0030165 | 18.7304 | 0.00016105 | 156.8815 | >140 | All Btype | NR_DISP_FIX_REPL_from CFL to LED_FIX_KIT | 0.021381 | 0.03621 | 0.04634 | 0.054117 | 0.060843 | 0.066577 | 0.071406 | 0.075426 | 0.078738 | 0.081437 | 0.083611 | 0.08521 | 0.086363 | 0.087171 | 0.087712 | 0.088046 | 0.08822 | 0.088271 | 0.088226 | 0.088108 | 1.7812 | 1.4634
LO20Fast | NR | LPD Package | Commercial | Lighting | 0.007461 | 46.1846 | 0.00016155 | -31.7184 | <0 | All Btype | NR_DISP_FIX_REPL_from INC_HAL to LED_FIX_KIT | 0.052883 | 0.089563 | 0.11462 | 0.13385 | 0.15049 | 0.16467 | 0.17661 | 0.18656 | 0.19475 | 0.20143 | 0.2068 | 0.21076 | 0.21361 | 0.21561 | 0.21695 | 0.21777 | 0.2182 | 0.21833 | 0.21822 | 0.21793 | 4.4055 | 3.6196
LO20Fast | NR | LPD Package | Commercial | Lighting | 0.01258 | 76.7398 | 0.00016393 | 27.2499 | 20-30 | All Btype | NR_HIGHBAY_FIX_REPL_from HID to LED_FIX_KIT | 0.30879 | 0.52296 | 0.66926 | 0.78157 | 0.87871 | 0.96153 | 1.0313 | 1.0893 | 1.1372 | 1.1761 | 1.2075 | 1.2306 | 1.2473 | 1.259 | 1.2668 | 1.2716 | 1.2741 | 1.2748 | 1.2742 | 1.2725 | 25.724 | 21.1351
LO20Fast | NR | LPD Package | Commercial | Lighting | 0 | 0 | #DIV/0! | 9999 | >140 | All Btype | NR_HIGHBAY_FIX_REPL_from HID to LF2018 | 0 | 0 | 0 | 0 | 0 | 0 | 0 | 0 | 0 | 0 | 0 | 0 | 0 | 0 | 0 | 0 | 0 | 0 | 0 | 0 | 0 | 0
LO20Fast | NR | LPD Package | Commercial | Lighting | 0.014122 | 86.0328 | 0.00016415 | 23.6112 | 20-30 | All Btype | NR_HIGHBAY_FIX_REPL_from LF2018 to LED_FIX_KIT | 0.34666 | 0.5871 | 0.75134 | 0.87743 | 0.98648 | 1.0795 | 1.1577 | 1.2229 | 1.2766 | 1.3204 | 1.3556 | 1.3816 | 1.4003 | 1.4134 | 1.4221 | 1.4275 | 1.4304 | 1.4312 | 1.4305 | 1.4285 | 28.8789 | 23.7272
Retro12Med | Retro | LPD Package | Commercial | Lighting | 0.064557 | 397.2591 | 0.00016251 | 188.2874 | >140 | All Btype | Retro_LF_FIX_REPL_from LF2018 to LED_FIX_KIT | 0 | 0 | 0 | 0 | 0 | 0 | 0 | 0 | 0 | 0 | 0 | 0 | 0 | 0 | 0 | 0 | 0 | 0 | 0 | 0 | 0 | 0
Retro12Med | Retro | LPD Package | Commercial | Lighting | 0.043079 | 265.0918 | 0.00016251 | 115.3766 | 110-120 | All Btype | Retro_LF_FIX_REPL_from LF2018 to LED_FIX_KIT_RDX | 0 | 0 | 0 | 0 | 0 | 0 | 0 | 0 | 0 | 0 | 0 | 0 | 0 | 0 | 0 | 0 | 0 | 0 | 0 | 0 | 0 | 0
Retro12Med | Retro | LPD Package | Commercial | Lighting | 0.0095262 | 58.6207 | 0.00016251 | 82.3252 | 80-90 | All Btype | Retro_LF_FIX_REPL_from LF2018 to LF_FIX_KIT_RDX | 0 | 0 | 0 | 0 | 0 | 0 | 0 | 0 | 0 | 0 | 0 | 0 | 0 | 0 | 0 | 0 | 0 | 0 | 0 | 0 | 0 | 0
Retro12Med | Retro | LPD Package | Commercial | Lighting | 0.01039 | 64.5133 | 0.00016105 | 80.2654 | 80-90 | All Btype | Retro_CAN_FIX_REPL_from CFL to LED_FIX_KIT | 0.32341 | 0.32515 | 0.32612 | 0.32682 | 0.32701 | 0.29422 | 0.23528 | 0.18807 | 0.15032 | 0.12013 | 0.096003 | 0.076729 | 0.061328 | 0.049004 | 0.039157 | 0.031284 | 0.00021307 | 7.5973e-05 | 2.5856e-05 | 8.4169e-06 | 6.0698 | 2.9704
Retro12Med | Retro | LPD Package | Commercial | Lighting | 0.0095042 | 59.1344 | 0.00016072 | -55.9308 | <0 | All Btype | Retro_CAN_FIX_REPL_from INC_HAL to LED_FIX_KIT | 0.29584 | 0.29743 | 0.29833 | 0.29896 | 0.29914 | 0.26914 | 0.21523 | 0.17204 | 0.13751 | 0.1099 | 0.08782 | 0.070189 | 0.0561 | 0.044827 | 0.03582 | 0.028618 | 0.00019491 | 6.9498e-05 | 2.3652e-05 | 7.6995e-06 | 5.5525 | 2.7172
Retro12Med | Retro | LPD Package | Commercial | Lighting | 0.0030165 | 18.7304 | 0.00016105 | 663.8321 | >140 | All Btype | Retro_DISP_FIX_REPL_from CFL to LED_FIX_KIT | 0 | 0 | 0 | 0 | 0 | 0 | 0 | 0 | 0 | 0 | 0 | 0 | 0 | 0 | 0 | 0 | 0 | 0 | 0 | 0 | 0 | 0
Retro12Med | Retro | LPD Package | Commercial | Lighting | 0.007461 | 46.1846 | 0.00016155 | 15.5239 | 10-20 | All Btype | Retro_DISP_FIX_REPL_from INC_HAL to LED_FIX_KIT | 0 | 0 | 0 | 0 | 0 | 0 | 0 | 0 | 0 | 0 | 0 | 0 | 0 | 0 | 0 | 0 | 0 | 0 | 0 | 0 | 0 | 0
Retro12Med | Retro | LPD Package | Commercial | Lighting | 0.01258 | 76.7398 | 0.00016393 | 40.026 | 40-50 | All Btype | Retro_HIGHBAY_FIX_REPL_from HID to LED_FIX_KIT | 1.1262 | 1.1318 | 1.1348 | 1.137 | 1.1374 | 1.0232 | 0.81811 | 0.65387 | 0.52255 | 0.41757 | 0.33365 | 0.26663 | 0.21308 | 0.17024 | 0.13602 | 0.10866 | 0.00073998 | 0.00026382 | 8.9778e-05 | 2.9223e-05 | 20.667 | 10.3319
Retro12Med | Retro | LPD Package | Commercial | Lighting | 0 | 0 | #DIV/0! | 9999 | >140 | All Btype | Retro_HIGHBAY_FIX_REPL_from HID to LF2018 | 0 | 0 | 0 | 0 | 0 | 0 | 0 | 0 | 0 | 0 | 0 | 0 | 0 | 0 | 0 | 0 | 0 | 0 | 0 | 0 | 0 | 0
Retro12Med | Retro | LPD Package | Commercial | Lighting | 0.014122 | 86.0328 | 0.00016415 | 87.4055 | 80-90 | All Btype | Retro_HIGHBAY_FIX_REPL_from LF2018 to LED_FIX_KIT | 1.2643 | 1.2706 | 1.274 | 1.2764 | 1.2769 | 1.1487 | 0.91845 | 0.73406 | 0.58664 | 0.46878 | 0.37457 | 0.29933 | 0.23922 | 0.19112 | 0.1527 | 0.12199 | 0.00083073 | 0.00029618 | 0.00010079 | 3.2807e-05 | 23.2017 | 11.599
Retro12Med | Retro | LPD Package | Commercial | Lighting | 0 | 0 | #DIV/0! | 9999 | >140 | All Btype | Retro_LF_LAMP_REPL_from LF2018 to TLED_PIN | 0 | 0 | 0 | 0 | 0 | 0 | 0 | 0 | 0 | 0 | 0 | 0 | 0 | 0 | 0 | 0 | 0 | 0 | 0 | 0 | 0 | 0
Retro12Med | Retro | LPD Package | Commercial | Lighting | 0.091099 | 560.5879 | 0.00016251 | 64.6912 | 60-70 | All Btype | Retro_LF_LAMP_REPL_from LF2018 to TLED_PIN_RDX | 2.6837 | 2.6722 | 2.6607 | 2.6493 | 2.6379 | 2.3639 | 1.883 | 1.5 | 1.1949 | 0.9518 | 0.75819 | 0.60396 | 0.061044 | 0 | 0 | 0 | 0 | 0 | 0 | 0 | 22.6206 | 22.6206
Retro12Med | Retro | LPD Package | Commercial | Lighting | 0.0098284 | 61.0274 | 0.00016105 | 3.4924 | 0-10 | All Btype | Retro_CAN_LAMP_REPL_from CFL to LED_CAN_LAMP | 0.28954 | 0.28829 | 0.28705 | 0.28582 | 0.28459 | 0.25504 | 0.20316 | 0.16183 | 0.12891 | 0.10269 | 0.081798 | 0.065159 | 0.0065859 | 0 | 0 | 0 | 0 | 0 | 0 | 0 | 2.4405 | 2.4405
Retro12Med | Retro | LPD Package | Commercial | Lighting | 0.0094073 | 58.5315 | 0.00016072 | -71.2782 | <0 | All Btype | Retro_CAN_LAMP_REPL_from INC_HAL to LED_CAN_LAMP | 0.27714 | 0.27594 | 0.27476 | 0.27358 | 0.2724 | 0.24411 | 0.19445 | 0.1549 | 0.12339 | 0.098287 | 0.078294 | 0.062368 | 0.0063037 | 0 | 0 | 0 | 0 | 0 | 0 | 0 | 2.3359 | 2.3359
Retro12Med | Retro | LPD Package | Commercial | Lighting | 0.0035674 | 22.1514 | 0.00016105 | 95.8743 | 90-100 | All Btype | Retro_DISP_LAMP_REPL_from CFL to LED_PAR_MR | 0.6261 | 0.62341 | 0.62073 | 0.61806 | 0.61541 | 0.55149 | 0.4393 | 0.34994 | 0.27875 | 0.22205 | 0.17688 | 0.1409 | 0.014241 | 0 | 0 | 0 | 0 | 0 | 0 | 0 | 5.2773 | 5.2773
Retro12Med | Retro | LPD Package | Commercial | Lighting | 0.0060811 | 37.6429 | 0.00016155 | -39.5004 | <0 | All Btype | Retro_DISP_LAMP_REPL_from INC_HAL to LED_PAR_MR | 1.0673 | 1.0627 | 1.0581 | 1.0536 | 1.049 | 0.94008 | 0.74884 | 0.59651 | 0.47517 | 0.37851 | 0.30151 | 0.24018 | 0.024276 | 0 | 0 | 0 | 0 | 0 | 0 | 0 | 8.9957 | 8.9957
Retro12Med | Retro | LPD Package | Commercial | Lighting | 0.001377 | 8.524 | 0.00016155 | -2.4691 | <0 | All Btype | Retro_DISP_LAMP_REPL_from INC_HAL to HID_CMH | 0.2762 | 0.27501 | 0.27383 | 0.27265 | 0.27148 | 0.24329 | 0.1938 | 0.15437 | 0.12297 | 0.097955 | 0.07803 | 0.062157 | 0.0062824 | 0 | 0 | 0 | 0 | 0 | 0 | 0 | 2.328 | 2.328
Retro12Med | Retro | LPD Package | Commercial | Lighting | 0 | 0 | #DIV/0! | 9999 | >140 | All Btype | Retro_DISP_LAMP_REPL_from HID_CMH to LED_PAR_MR | 0 | 0 | 0 | 0 | 0 | 0 | 0 | 0 | 0 | 0 | 0 | 0 | 0 | 0 | 0 | 0 | 0 | 0 | 0 | 0 | 0 | 0
Retro12Med | Retro | LPD Package | Commercial | Lighting | 0.01089 | 70.6367 | 0.00015417 | -6.0233 | <0 | All Btype | Retro_OTHER_LAMP_REPL_from CFL to LED_OMNI | 3.0034 | 2.9905 | 2.9776 | 2.9648 | 2.9521 | 2.6455 | 2.1073 | 1.6787 | 1.3372 | 1.0652 | 0.8485 | 0.6759 | 0.068316 | 0 | 0 | 0 | 0 | 0 | 0 | 0 | 25.3151 | 25.3151
Retro12Med | Retro | LPD Package | Commercial | Lighting | 0.017221 | 111.4287 | 0.00015454 | -95.0587 | <0 | All Btype | Retro_OTHER_LAMP_REPL_from INC_HAL to LED_OMNI | 4.7493 | 4.7289 | 4.7086 | 4.6883 | 4.6682 | 4.1834 | 3.3324 | 2.6545 | 2.1145 | 1.6844 | 1.3417 | 1.0688 | 0.10803 | 0 | 0 | 0 | 0 | 0 | 0 | 0 | 40.031 | 40.031
Retro12Med | Retro | LPD Package | Commercial | Lighting | 0.003834 | 24.8081 | 0.00015454 | -87.5938 | <0 | All Btype | Retro_OTHER_LAMP_REPL_from INC_HAL to CFL_OMNI | 0.84109 | 0.83747 | 0.83387 | 0.83029 | 0.82673 | 0.74087 | 0.59015 | 0.4701 | 0.37447 | 0.2983 | 0.23762 | 0.18928 | 0.019132 | 0 | 0 | 0 | 0 | 0 | 0 | 0 | 7.0894 | 7.0894
Retro12Med | Retro | LPD Package | Commercial | Lighting | 0 | 0 | #DIV/0! | 9999 | >140 | All Btype | Retro_OTHER_LAMP_REPL_from HID to LED_OMNI | 0 | 0 | 0 | 0 | 0 | 0 | 0 | 0 | 0 | 0 | 0 | 0 | 0 | 0 | 0 | 0 | 0 | 0 | 0 | 0 | 0 | 0
LO12Med | NR | MotorsRewind | Commercial | Motors/Drives | 0.0013697 | 10.1586 | 0.00013483 | 38.7073 | 30-40 | Large Off | MotorsRewind-NR-Large Off | 0.0060499 | 0.012063 | 0.018041 | 0.023982 | 0.029888 | 0.035162 | 0.039335 | 0.042629 | 0.045223 | 0.047258 | 0.048847 | 0.050082 | 0.019394 | 0 | 0 | 0 | 0 | 0 | 0 | 0 | 0.41795 | 0.41795
LO12Med | NR | MotorsRewind | Commercial | Motors/Drives | 0.0013697 | 10.1586 | 0.00013483 | 38.7073 | 30-40 | Medium Off | MotorsRewind-NR-Medium Off | 0.003036 | 0.0060537 | 0.0090533 | 0.012035 | 0.014999 | 0.017645 | 0.019739 | 0.021392 | 0.022694 | 0.023715 | 0.024513 | 0.025132 | 0.0097326 | 0 | 0 | 0 | 0 | 0 | 0 | 0 | 0.20974 | 0.20974
LO12Med | NR | MotorsRewind | Commercial | Motors/Drives | 0.0013697 | 10.1586 | 0.00013483 | 38.7073 | 30-40 | Small Off | MotorsRewind-NR-Small Off | 0.0029302 | 0.0058428 | 0.0087379 | 0.011616 | 0.014476 | 0.01703 | 0.019051 | 0.020647 | 0.021903 | 0.022889 | 0.023659 | 0.024256 | 0.0093935 | 0 | 0 | 0 | 0 | 0 | 0 | 0 | 0.20243 | 0.20243
LO12Med | NR | MotorsRewind | Commercial | Motors/Drives | 0.0010964 | 8.1319 | 0.00013483 | 23.2532 | 20-30 | XLarge Ret | MotorsRewind-NR-XLarge Ret | 0.0017629 | 0.0035095 | 0.0052401 | 0.0069546 | 0.0086533 | 0.010164 | 0.011352 | 0.012283 | 0.013009 | 0.013573 | 0.014007 | 0.014338 | 0.0032818 | 0 | 0 | 0 | 0 | 0 | 0 | 0 | 0.11813 | 0.11813
LO12Med | NR | MotorsRewind | Commercial | Motors/Drives | 0.0010964 | 8.1319 | 0.00013483 | 23.2532 | 20-30 | Large Ret | MotorsRewind-NR-Large Ret | 0.0026624 | 0.0053003 | 0.0079139 | 0.010503 | 0.013069 | 0.01535 | 0.017144 | 0.01855 | 0.019647 | 0.020499 | 0.021154 | 0.021654 | 0.0049564 | 0 | 0 | 0 | 0 | 0 | 0 | 0 | 0.1784 | 0.1784
LO12Med | NR | MotorsRewind | Commercial | Motors/Drives | 0.0010964 | 8.1319 | 0.00013483 | 23.2532 | 20-30 | Medium Ret | MotorsRewind-NR-Medium Ret | 0.0012374 | 0.0024634 | 0.0036781 | 0.0048816 | 0.0060739 | 0.0071342 | 0.007968 | 0.0086215 | 0.0091314 | 0.009527 | 0.0098316 | 0.010064 | 0.0023035 | 0 | 0 | 0 | 0 | 0 | 0 | 0 | 0.082916 | 0.082916
LO12Med | NR | MotorsRewind | Commercial | Motors/Drives | 0.0010964 | 8.1319 | 0.00013483 | 23.2532 | 20-30 | Small Ret | MotorsRewind-NR-Small Ret | 0.0013949 | 0.002777 | 0.0041464 | 0.0055031 | 0.0068472 | 0.0080425 | 0.0089825 | 0.0097191 | 0.010294 | 0.01074 | 0.011083 | 0.011345 | 0.0025968 | 0 | 0 | 0 | 0 | 0 | 0 | 0 | 0.093472 | 0.093472
LO12Med | NR | MotorsRewind | Commercial | Motors/Drives | 0.00054427 | 4.0367 | 0.00013483 | 38.7073 | 30-40 | School K-12 | MotorsRewind-NR-School K-12 | 0.0015251 | 0.0030376 | 0.0045377 | 0.0060255 | 0.007501 | 0.0088149 | 0.0098501 | 0.010663 | 0.0113 | 0.011795 | 0.012178 | 0.012472 | 0.0034712 | 0 | 0 | 0 | 0 | 0 | 0 | 0 | 0.10317 | 0.10317
LO12Med | NR | MotorsRewind | Commercial | Motors/Drives | 0.00054427 | 4.0367 | 0.00013483 | 38.7073 | 30-40 | University | MotorsRewind-NR-University | 0.00077261 | 0.0015389 | 0.0022989 | 0.0030526 | 0.0038001 | 0.0044657 | 0.0049902 | 0.0054021 | 0.0057245 | 0.0059755 | 0.0061697 | 0.0063186 | 0.0017586 | 0 | 0 | 0 | 0 | 0 | 0 | 0 | 0.052268 | 0.052268
LO12Med | NR | MotorsRewind | Commercial | Motors/Drives | 0.0005179 | 3.8412 | 0.00013483 | 38.7073 | 30-40 | Warehouse | MotorsRewind-NR-Warehouse | 0.0027005 | 0.005381 | 0.0080417 | 0.010683 | 0.013304 | 0.01564 | 0.017484 | 0.018935 | 0.020073 | 0.020962 | 0.021651 | 0.022183 | 0.0070519 | 0 | 0 | 0 | 0 | 0 | 0 | 0 | 0.18409 | 0.18409
LO12Med | NR | MotorsRewind | Commercial | Motors/Drives | 0.0048742 | 36.151 | 0.00013483 | 10.8899 | 10-20 | Supermarket | MotorsRewind-NR-Supermarket | 0.0030429 | 0.0060311 | 0.0089652 | 0.011846 | 0.014674 | 0.01716 | 0.019081 | 0.020554 | 0.021673 | 0.022513 | 0.02313 | 0.018771 | 0 | 0 | 0 | 0 | 0 | 0 | 0 | 0 | 0.18744 | 0.18744
LO12Med | NR | MotorsRewind | Commercial | Motors/Drives | 0.0048742 | 36.151 | 0.00013483 | 10.8899 | 10-20 | MiniMart | MotorsRewind-NR-MiniMart | 0.001274 | 0.0025359 | 0.0037859 | 0.005024 | 0.0062504 | 0.0073407 | 0.0081976 | 0.0088688 | 0.0093922 | 0.0097979 | 0.01011 | 0.010348 | 0.0022458 | 0 | 0 | 0 | 0 | 0 | 0 | 0 | 0.085171 | 0.085171
LO12Med | NR | MotorsRewind | Commercial | Motors/Drives | 0.0039199 | 29.0731 | 0.00013483 | 20.1623 | 20-30 | Restaurant | MotorsRewind-NR-Restaurant | 0.0023483 | 0.0046744 | 0.0069786 | 0.0092608 | 0.011521 | 0.013531 | 0.015111 | 0.016348 | 0.017313 | 0.018061 | 0.018636 | 0.019074 | 0.0041398 | 0 | 0 | 0 | 0 | 0 | 0 | 0 | 0.157 | 0.157
LO12Med | NR | MotorsRewind | Commercial | Motors/Drives | 0.0012245 | 9.0815 | 0.00013483 | 5.5913 | 0-10 | Lodging | MotorsRewind-NR-Lodging | 0.0024212 | 0.0048307 | 0.0072287 | 0.0096151 | 0.01199 | 0.014114 | 0.015799 | 0.017132 | 0.018185 | 0.019015 | 0.019667 | 0.020176 | 0.0090145 | 0 | 0 | 0 | 0 | 0 | 0 | 0 | 0.16919 | 0.16919
LO12Med | NR | MotorsRewind | Commercial | Motors/Drives | 0.0013087 | 9.7065 | 0.00013483 | 7.2955 | 0-10 | Hospital | MotorsRewind-NR-Hospital | 0.0015973 | 0.003188 | 0.0047719 | 0.0063492 | 0.0079199 | 0.0093258 | 0.010442 | 0.011327 | 0.012027 | 0.012579 | 0.013014 | 0.013355 | 0.006365 | 0 | 0 | 0 | 0 | 0 | 0 | 0 | 0.11226 | 0.11226
LO12Med | NR | MotorsRewind | Commercial | Motors/Drives | 0.0013087 | 9.7065 | 0.00013483 | 5.5913 | 0-10 | Residential Care | MotorsRewind-NR-Residential Care | 0.0019581 | 0.0039068 | 0.0058461 | 0.007776 | 0.0096967 | 0.011415 | 0.012777 | 0.013855 | 0.014707 | 0.015378 | 0.015905 | 0.016317 | 0.0072903 | 0 | 0 | 0 | 0 | 0 | 0 | 0 | 0.13683 | 0.13683
LO12Med | NR | MotorsRewind | Commercial | Motors/Drives | 0.0010881 | 8.0701 | 0.00013483 | 36.8528 | 30-40 | Assembly | MotorsRewind-NR-Assembly | 0.0047532 | 0.0094637 | 0.014132 | 0.018758 | 0.023342 | 0.02742 | 0.030628 | 0.033144 | 0.035108 | 0.036633 | 0.037809 | 0.038707 | 0.0092931 | 0 | 0 | 0 | 0 | 0 | 0 | 0 | 0.31919 | 0.31919
LO12Med | NR | MotorsRewind | Commercial | Motors/Drives | 0.0011034 | 8.1837 | 0.00013483 | 29.4348 | 20-30 | Other | MotorsRewind-NR-Other | 0.0043937 | 0.0087083 | 0.012945 | 0.017104 | 0.021188 | 0.024777 | 0.02755 | 0.029678 | 0.031294 | 0.032506 | 0.033397 | 0.027104 | 0 | 0 | 0 | 0 | 0 | 0 | 0 | 0 | 0.27065 | 0.27065
LO12Med | New | MotorsRewind | Commercial | Motors/Drives | 0.0013697 | 10.1586 | 0.00013483 | 38.7073 | 30-40 | Large Off | MotorsRewind-New-Large Off | 0.0060499 | 0.012063 | 0.018041 | 0.023982 | 0.029888 | 0.035162 | 0.039335 | 0.042629 | 0.045223 | 0.047258 | 0.048847 | 0.050082 | 0.019394 | 0 | 0 | 0 | 0 | 0 | 0 | 0 | 0.41795 | 0.41795
LO12Med | New | MotorsRewind | Commercial | Motors/Drives | 0.0013697 | 10.1586 | 0.00013483 | 38.7073 | 30-40 | Medium Off | MotorsRewind-New-Medium Off | 0.003036 | 0.0060537 | 0.0090533 | 0.012035 | 0.014999 | 0.017645 | 0.019739 | 0.021392 | 0.022694 | 0.023715 | 0.024513 | 0.025132 | 0.0097326 | 0 | 0 | 0 | 0 | 0 | 0 | 0 | 0.20974 | 0.20974
LO12Med | New | MotorsRewind | Commercial | Motors/Drives | 0.0013697 | 10.1586 | 0.00013483 | 38.7073 | 30-40 | Small Off | MotorsRewind-New-Small Off | 0.0029302 | 0.0058428 | 0.0087379 | 0.011616 | 0.014476 | 0.01703 | 0.019051 | 0.020647 | 0.021903 | 0.022889 | 0.023659 | 0.024256 | 0.0093935 | 0 | 0 | 0 | 0 | 0 | 0 | 0 | 0.20243 | 0.20243
LO12Med | New | MotorsRewind | Commercial | Motors/Drives | 0.0010964 | 8.1319 | 0.00013483 | 23.2532 | 20-30 | XLarge Ret | MotorsRewind-New-XLarge Ret | 0.0017629 | 0.0035095 | 0.0052401 | 0.0069546 | 0.0086533 | 0.010164 | 0.011352 | 0.012283 | 0.013009 | 0.013573 | 0.014007 | 0.014338 | 0.0032818 | 0 | 0 | 0 | 0 | 0 | 0 | 0 | 0.11813 | 0.11813
LO12Med | New | MotorsRewind | Commercial | Motors/Drives | 0.0010964 | 8.1319 | 0.00013483 | 23.2532 | 20-30 | Large Ret | MotorsRewind-New-Large Ret | 0.0026624 | 0.0053003 | 0.0079139 | 0.010503 | 0.013069 | 0.01535 | 0.017144 | 0.01855 | 0.019647 | 0.020499 | 0.021154 | 0.021654 | 0.0049564 | 0 | 0 | 0 | 0 | 0 | 0 | 0 | 0.1784 | 0.1784
LO12Med | New | MotorsRewind | Commercial | Motors/Drives | 0.0010964 | 8.1319 | 0.00013483 | 23.2532 | 20-30 | Medium Ret | MotorsRewind-New-Medium Ret | 0.0012374 | 0.0024634 | 0.0036781 | 0.0048816 | 0.0060739 | 0.0071342 | 0.007968 | 0.0086215 | 0.0091314 | 0.009527 | 0.0098316 | 0.010064 | 0.0023035 | 0 | 0 | 0 | 0 | 0 | 0 | 0 | 0.082916 | 0.082916
LO12Med | New | MotorsRewind | Commercial | Motors/Drives | 0.0010964 | 8.1319 | 0.00013483 | 23.2532 | 20-30 | Small Ret | MotorsRewind-New-Small Ret | 0.0013949 | 0.002777 | 0.0041464 | 0.0055031 | 0.0068472 | 0.0080425 | 0.0089825 | 0.0097191 | 0.010294 | 0.01074 | 0.011083 | 0.011345 | 0.0025968 | 0 | 0 | 0 | 0 | 0 | 0 | 0 | 0.093472 | 0.093472
LO12Med | New | MotorsRewind | Commercial | Motors/Drives | 0.00054427 | 4.0367 | 0.00013483 | 38.7073 | 30-40 | School K-12 | MotorsRewind-New-School K-12 | 0.0015251 | 0.0030376 | 0.0045377 | 0.0060255 | 0.007501 | 0.0088149 | 0.0098501 | 0.010663 | 0.0113 | 0.011795 | 0.012178 | 0.012472 | 0.0034712 | 0 | 0 | 0 | 0 | 0 | 0 | 0 | 0.10317 | 0.10317
LO12Med | New | MotorsRewind | Commercial | Motors/Drives | 0.00054427 | 4.0367 | 0.00013483 | 38.7073 | 30-40 | University | MotorsRewind-New-University | 0.00077261 | 0.0015389 | 0.0022989 | 0.0030526 | 0.0038001 | 0.0044657 | 0.0049902 | 0.0054021 | 0.0057245 | 0.0059755 | 0.0061697 | 0.0063186 | 0.0017586 | 0 | 0 | 0 | 0 | 0 | 0 | 0 | 0.052268 | 0.052268
LO12Med | New | MotorsRewind | Commercial | Motors/Drives | 0.0005179 | 3.8412 | 0.00013483 | 38.7073 | 30-40 | Warehouse | MotorsRewind-New-Warehouse | 0.0027005 | 0.005381 | 0.0080417 | 0.010683 | 0.013304 | 0.01564 | 0.017484 | 0.018935 | 0.020073 | 0.020962 | 0.021651 | 0.022183 | 0.0070519 | 0 | 0 | 0 | 0 | 0 | 0 | 0 | 0.18409 | 0.18409
LO12Med | New | MotorsRewind | Commercial | Motors/Drives | 0.0048742 | 36.151 | 0.00013483 | 10.8899 | 10-20 | Supermarket | MotorsRewind-New-Supermarket | 0.0030429 | 0.0060311 | 0.0089652 | 0.011846 | 0.014674 | 0.01716 | 0.019081 | 0.020554 | 0.021673 | 0.022513 | 0.02313 | 0.018771 | 0 | 0 | 0 | 0 | 0 | 0 | 0 | 0 | 0.18744 | 0.18744
LO12Med | New | MotorsRewind | Commercial | Motors/Drives | 0.0048742 | 36.151 | 0.00013483 | 10.8899 | 10-20 | MiniMart | MotorsRewind-New-MiniMart | 0.001274 | 0.0025359 | 0.0037859 | 0.005024 | 0.0062504 | 0.0073407 | 0.0081976 | 0.0088688 | 0.0093922 | 0.0097979 | 0.01011 | 0.010348 | 0.0022458 | 0 | 0 | 0 | 0 | 0 | 0 | 0 | 0.085171 | 0.085171
LO12Med | New | MotorsRewind | Commercial | Motors/Drives | 0.0039199 | 29.0731 | 0.00013483 | 20.1623 | 20-30 | Restaurant | MotorsRewind-New-Restaurant | 0.0023483 | 0.0046744 | 0.0069786 | 0.0092608 | 0.011521 | 0.013531 | 0.015111 | 0.016348 | 0.017313 | 0.018061 | 0.018636 | 0.019074 | 0.0041398 | 0 | 0 | 0 | 0 | 0 | 0 | 0 | 0.157 | 0.157
LO12Med | New | MotorsRewind | Commercial | Motors/Drives | 0.0012245 | 9.0815 | 0.00013483 | 5.5913 | 0-10 | Lodging | MotorsRewind-New-Lodging | 0.0024212 | 0.0048307 | 0.0072287 | 0.0096151 | 0.01199 | 0.014114 | 0.015799 | 0.017132 | 0.018185 | 0.019015 | 0.019667 | 0.020176 | 0.0090145 | 0 | 0 | 0 | 0 | 0 | 0 | 0 | 0.16919 | 0.16919
LO12Med | New | MotorsRewind | Commercial | Motors/Drives | 0.0013087 | 9.7065 | 0.00013483 | 7.2955 | 0-10 | Hospital | MotorsRewind-New-Hospital | 0.0015973 | 0.003188 | 0.0047719 | 0.0063492 | 0.0079199 | 0.0093258 | 0.010442 | 0.011327 | 0.012027 | 0.012579 | 0.013014 | 0.013355 | 0.006365 | 0 | 0 | 0 | 0 | 0 | 0 | 0 | 0.11226 | 0.11226
LO12Med | New | MotorsRewind | Commercial | Motors/Drives | 0.0013087 | 9.7065 | 0.00013483 | 5.5913 | 0-10 | Residential Care | MotorsRewind-New-Residential Care | 0.0019581 | 0.0039068 | 0.0058461 | 0.007776 | 0.0096967 | 0.011415 | 0.012777 | 0.013855 | 0.014707 | 0.015378 | 0.015905 | 0.016317 | 0.0072903 | 0 | 0 | 0 | 0 | 0 | 0 | 0 | 0.13683 | 0.13683
LO12Med | New | MotorsRewind | Commercial | Motors/Drives | 0.0010881 | 8.0701 | 0.00013483 | 36.8528 | 30-40 | Assembly | MotorsRewind-New-Assembly | 0.0047532 | 0.0094637 | 0.014132 | 0.018758 | 0.023342 | 0.02742 | 0.030628 | 0.033144 | 0.035108 | 0.036633 | 0.037809 | 0.038707 | 0.0092931 | 0 | 0 | 0 | 0 | 0 | 0 | 0 | 0.31919 | 0.31919
LO12Med | New | MotorsRewind | Commercial | Motors/Drives | 0.0011034 | 8.1837 | 0.00013483 | 29.4348 | 20-30 | Other | MotorsRewind-New-Other | 0.0043937 | 0.0087083 | 0.012945 | 0.017104 | 0.021188 | 0.024777 | 0.02755 | 0.029678 | 0.031294 | 0.032506 | 0.033397 | 0.027104 | 0 | 0 | 0 | 0 | 0 | 0 | 0 | 0 | 0.27065 | 0.27065
LO12Med | NR | Parking Lighting | Commercial | Lighting | 0.20557 | 1636.7553 | 0.0001256 | 25.0041 | 20-30 | NA | NR_PARKING_GARAGE_FIX_REPL_from MH to BI-LEVEL_LED_FIX | 0.34358 | 0.68421 | 1.0219 | 1.3567 | 1.6886 | 1.984 | 2.1776 | 0 | 0 | 0 | 0 | 0 | 0 | 0 | 0 | 0 | 0 | 0 | 0 | 0 | 9.2566 | 9.2566
Retro12Med | Retro | Smart Plug Power Strips | Commercial | Electronics | 0.018263 | 127.3193 | 0.00014344 | 96.7866 | 90-100 | NA | Smart Plug Power Strips-Retro | 6.1428 | 6.2069 | 6.2714 | 6.3352 | 6.3982 | 5.8139 | 4.6947 | 3.7899 | 3.0587 | 2.4681 | 1.9911 | 1.606 | 1.2952 | 1.0445 | 0.84212 | 0.6789 | 0.0046658 | 0.0016789 | 0.00057657 | 0.00018939 | 66.1677 | 58.6448
Retro12Med | Retro | Pre-Rinse Spray Valve | Commercial | Food Preparation | 0.023961 | 142.3338 | 0.00016834 | -312.6766 | <0 | NA | Pre-Rinse Spray Valve_0.81_to_1.0gpm | 0.092818 | 0.093787 | 0.094761 | 0.095726 | 0.096677 | 0.087849 | 0.070938 | 0.057266 | 0.046218 | 0.037293 | 0.030085 | 0.024267 | 0.019571 | 0.015782 | 0.012725 | 0.010258 | 7.0501e-05 | 2.5368e-05 | 8.7121e-06 | 2.8617e-06 | 0.9998 | 0.88613
Retro12Med | Retro | Pre-Rinse Spray Valve | Commercial | Food Preparation | 0.014985 | 89.0172 | 0.00016834 | -118.1663 | <0 | NA | Pre-Rinse Spray Valve_0.61_to_0.8gpm | 0.05805 | 0.058656 | 0.059265 | 0.059868 | 0.060463 | 0.054942 | 0.044365 | 0.035815 | 0.028905 | 0.023323 | 0.018816 | 0.015177 | 0.01224 | 0.0098702 | 0.0079581 | 0.0064156 | 4.4092e-05 | 1.5865e-05 | 5.4486e-06 | 1.7897e-06 | 0.62529 | 0.5542
Retro3Slow | Retro | Advanced Rooftop Controller | Commercial | HVAC | 2.3249e-05 | 0.12368 | 0.00018799 | 68.4502 | 60-70 | NA | Advanced Rooftop Controller-Retro-Large Off | 0.041553 | 0.065121 | 0.12985 | 0.22656 | 0.35137 | 0.49044 | 0.62232 | 0.72386 | 0.77721 | 0.77488 | 0.72105 | 0.62902 | 0.51647 | 0.40049 | 0.29421 | 0.20533 | 0.12478 | 0 | 0 | 0 | 7.0945 | 7.0945
Retro3Slow | Retro | Advanced Rooftop Controller | Commercial | HVAC | 7.8037e-05 | 0.41512 | 0.00018799 | 75.0059 | 70-80 | NA | Advanced Rooftop Controller-Retro-Medium Off | 0.069991 | 0.10969 | 0.21872 | 0.38161 | 0.59184 | 0.82609 | 1.0482 | 1.2193 | 1.3091 | 1.3052 | 1.2145 | 1.0595 | 0.86993 | 0.67458 | 0.49557 | 0.34586 | 0.21017 | 0 | 0 | 0 | 11.9499 | 11.9499
Retro3Slow | Retro | Advanced Rooftop Controller | Commercial | HVAC | 5.3556e-05 | 0.28489 | 0.00018799 | 68.3235 | 60-70 | NA | Advanced Rooftop Controller-Retro-Small Off | 0.04636 | 0.072655 | 0.14487 | 0.25277 | 0.39202 | 0.54718 | 0.69432 | 0.80761 | 0.86712 | 0.86452 | 0.80447 | 0.7018 | 0.57622 | 0.44682 | 0.32825 | 0.22909 | 0.13921 | 0 | 0 | 0 | 7.9153 | 7.9153
Retro3Slow | Retro | Advanced Rooftop Controller | Commercial | HVAC | 0.00018921 | 1.0065 | 0.00018799 | 9.5834 | 0-10 | NA | Advanced Rooftop Controller-Retro-XLarge Ret | 0.1231 | 0.19261 | 0.38345 | 0.66794 | 1.0342 | 1.4413 | 1.8259 | 2.1204 | 2.273 | 2.2626 | 2.102 | 1.8308 | 1.5008 | 1.1619 | 0.85221 | 0.5938 | 0.019266 | 0 | 0 | 0 | 20.3855 | 20.3855
Retro3Slow | Retro | Advanced Rooftop Controller | Commercial | HVAC | 0.0002323 | 1.2357 | 0.00018799 | 6.0459 | 0-10 | NA | Advanced Rooftop Controller-Retro-Large Ret | 0.22825 | 0.35714 | 0.71099 | 1.2385 | 1.9177 | 2.6724 | 3.3856 | 3.9317 | 4.2147 | 4.1953 | 3.8976 | 3.3947 | 2.7828 | 2.1544 | 1.5802 | 1.101 | 0.035723 | 0 | 0 | 0 | 37.799 | 37.799
Retro3Slow | Retro | Advanced Rooftop Controller | Commercial | HVAC | 7.9781e-05 | 0.4244 | 0.00018799 | 20.1031 | 20-30 | NA | Advanced Rooftop Controller-Retro-Medium Ret | 0.036433 | 0.057005 | 0.11349 | 0.19769 | 0.3061 | 0.42657 | 0.54041 | 0.62757 | 0.67274 | 0.66965 | 0.62213 | 0.54186 | 0.44418 | 0.34389 | 0.25222 | 0.17575 | 0.005702 | 0 | 0 | 0 | 6.0334 | 6.0334
Retro3Slow | Retro | Advanced Rooftop Controller | Commercial | HVAC | 5.3572e-06 | 0.028498 | 0.00018799 | 72.6003 | 70-80 | NA | Advanced Rooftop Controller-Retro-Small Ret | 0.0027579 | 0.0043152 | 0.0085907 | 0.014965 | 0.023171 | 0.03229 | 0.040908 | 0.047506 | 0.050925 | 0.050691 | 0.047094 | 0.041018 | 0.033624 | 0.026032 | 0.019093 | 0.013304 | 0.00043163 | 0 | 0 | 0 | 0.45671 | 0.45671
Retro3Slow | Retro | Advanced Rooftop Controller | Commercial | HVAC | 1.0515e-05 | 0.11418 | 9.2091e-05 | 87.9603 | 80-90 | NA | Advanced Rooftop Controller-Retro-School K-12 | 0.011922 | 0.018663 | 0.037173 | 0.064786 | 0.10037 | 0.13994 | 0.17737 | 0.20608 | 0.22103 | 0.22012 | 0.2046 | 0.17829 | 0.14623 | 0.11327 | 0.083117 | 0.057943 | 0.012322 | 0 | 0 | 0 | 1.9932 | 1.9932
Retro3Slow | Retro | Advanced Rooftop Controller | Commercial | HVAC | 2.1441e-05 | 0.11406 | 0.00018799 | 82.6168 | 80-90 | NA | Advanced Rooftop Controller-Retro-University | 0.012316 | 0.01928 | 0.038401 | 0.066926 | 0.10368 | 0.14456 | 0.18323 | 0.21289 | 0.22833 | 0.22739 | 0.21136 | 0.18418 | 0.15106 | 0.11701 | 0.085862 | 0.059857 | 0.012729 | 0 | 0 | 0 | 2.059 | 2.059
Retro3Slow | Retro | Advanced Rooftop Controller | Commercial | HVAC | 9.3906e-06 | 0.049954 | 0.00018799 | 74.4447 | 70-80 | NA | Advanced Rooftop Controller-Retro-Warehouse | 0.019813 | 0.031029 | 0.061829 | 0.1078 | 0.16707 | 0.23303 | 0.29549 | 0.34346 | 0.36851 | 0.36715 | 0.3414 | 0.29762 | 0.24419 | 0.18923 | 0.13891 | 0.09688 | 0.03454 | 0 | 0 | 0 | 3.3379 | 3.3379
Retro3Slow | Retro | Advanced Rooftop Controller | Commercial | HVAC | 0.00018575 | 0.9881 | 0.00018799 | 22.6142 | 20-30 | NA | Advanced Rooftop Controller-Retro-Supermarket | 0.046922 | 0.073093 | 0.14487 | 0.25124 | 0.3873 | 0.53734 | 0.67774 | 0.78358 | 0.83626 | 0.82873 | 0.76652 | 0.66467 | 0.54245 | 0.41811 | 0.18431 | 0 | 0 | 0 | 0 | 0 | 7.1431 | 7.1431
Retro3Slow | Retro | Advanced Rooftop Controller | Commercial | HVAC | 0.00018575 | 0.9881 | 0.00018799 | 22.6142 | 20-30 | NA | Advanced Rooftop Controller-Retro-MiniMart | 0.019644 | 0.030734 | 0.061177 | 0.10655 | 0.16497 | 0.22987 | 0.29118 | 0.3381 | 0.36239 | 0.36068 | 0.33505 | 0.29178 | 0.23916 | 0.18513 | 0.13577 | 0.093563 | 0 | 0 | 0 | 0 | 3.2457 | 3.2457
Retro3Slow | Retro | Advanced Rooftop Controller | Commercial | HVAC | 0.00040538 | 2.1564 | 0.00018799 | 27.5409 | 20-30 | NA | Advanced Rooftop Controller-Retro-Restaurant | 0.098266 | 0.15374 | 0.30602 | 0.53301 | 0.82521 | 1.1498 | 1.4565 | 1.6913 | 1.8128 | 1.8042 | 1.676 | 1.4596 | 1.1963 | 0.92608 | 0.67915 | 0.46802 | 0 | 0 | 0 | 0 | 16.236 | 16.236
Retro3Slow | Retro | Advanced Rooftop Controller | Commercial | HVAC | 2.3001e-05 | 0.12236 | 0.00018799 | 46.2291 | 40-50 | NA | Advanced Rooftop Controller-Retro-Lodging | 0.018403 | 0.028859 | 0.057579 | 0.10052 | 0.15599 | 0.21786 | 0.27662 | 0.32194 | 0.34588 | 0.34505 | 0.32127 | 0.28044 | 0.23039 | 0.17876 | 0.13141 | 0.091763 | 0.061028 | 0.014432 | 0 | 0 | 3.1782 | 3.1782
Retro3Slow | Retro | Advanced Rooftop Controller | Commercial | HVAC | 1.4818e-05 | 0.1222 | 0.00012126 | 50.0924 | 50-60 | NA | Advanced Rooftop Controller-Retro-Hospital | 0.0073181 | 0.011479 | 0.02291 | 0.040008 | 0.062105 | 0.086764 | 0.11019 | 0.12829 | 0.13787 | 0.13758 | 0.12814 | 0.11189 | 0.091947 | 0.071364 | 0.052474 | 0.036655 | 0.024385 | 0.0096836 | 0 | 0 | 1.2711 | 1.2711
Retro3Slow | Retro | Advanced Rooftop Controller | Commercial | HVAC | 9.1873e-05 | 0.75764 | 0.00012126 | 25.05 | 20-30 | NA | Advanced Rooftop Controller-Retro-Residential Care | 0.05562 | 0.08722 | 0.17402 | 0.30381 | 0.47145 | 0.65845 | 0.83602 | 0.97301 | 1.0453 | 1.0428 | 0.97098 | 0.84757 | 0.69632 | 0.54028 | 0.39715 | 0.27734 | 0.18445 | 0.043617 | 0 | 0 | 9.6055 | 9.6055
Retro3Slow | Retro | Advanced Rooftop Controller | Commercial | HVAC | 0.00014254 | 0.75826 | 0.00018799 | 16.0153 | 10-20 | NA | Advanced Rooftop Controller-Retro-Assembly | 0.25196 | 0.39427 | 0.78501 | 1.3676 | 2.1178 | 2.9517 | 3.7398 | 4.3436 | 4.6567 | 4.6358 | 4.3073 | 3.752 | 3.076 | 2.3817 | 1.7471 | 1.2175 | 0.089273 | 0 | 0 | 0 | 41.8152 | 41.8152
Retro3Slow | Retro | Advanced Rooftop Controller | Commercial | HVAC | 2.8534e-05 | 0.15179 | 0.00018799 | 38.787 | 30-40 | NA | Advanced Rooftop Controller-Retro-Other | 0.045975 | 0.071617 | 0.14195 | 0.24617 | 0.37948 | 0.5265 | 0.66405 | 0.76776 | 0.81937 | 0.812 | 0.75105 | 0.65125 | 0.5315 | 0.40967 | 0.18059 | 0 | 0 | 0 | 0 | 0 | 6.9989 | 6.9989
Retro20Fast | Retro | Showerheads | Commercial | Water Heating | 0.015056 | 87.3671 | 0.00017233 | -231.5878 | <0 | NA | Showerheads-Retro-Large Off | 0.073165 | 0.052182 | 0.036574 | 0.02883 | 0.025626 | 0.022479 | 0.019462 | 0.016768 | 0.014314 | 0.01214 | 0.01026 | 0.00061311 | 0 | 0 | 0 | 0 | 0 | 0 | 0 | 0 | 0.31241 | 0.31241
Retro20Fast | Retro | Showerheads | Commercial | Water Heating | 0.015056 | 87.3671 | 0.00017233 | -231.5878 | <0 | NA | Showerheads-Retro-Medium Off | 0.06272 | 0.045289 | 0.031999 | 0.025434 | 0.022827 | 0.020198 | 0.017588 | 0.01529 | 0.013151 | 0.011228 | 0.0020896 | 0 | 0 | 0 | 0 | 0 | 0 | 0 | 0 | 0 | 0.26781 | 0.26781
Retro20Fast | Retro | Showerheads | Commercial | Water Heating | 0.015056 | 87.3671 | 0.00017233 | -231.5878 | <0 | NA | Showerheads-Retro-Small Off | 0.01132 | 0.0079823 | 0.0055458 | 0.0043352 | 0.0038169 | 0.0033179 | 0.0028505 | 0.0024337 | 0.0020614 | 0.0017351 | 0.0014544 | 0.0011378 | 0.00034525 | 0 | 0 | 0 | 0 | 0 | 0 | 0 | 0.048336 | 0.048336
Retro20Fast | Retro | Showerheads | Commercial | Water Heating | 0 | 0 | #DIV/0! | 9999 | >140 | NA | Showerheads-Retro-XLarge Ret | 0 | 0 | 0 | 0 | 0 | 0 | 0 | 0 | 0 | 0 | 0 | 0 | 0 | 0 | 0 | 0 | 0 | 0 | 0 | 0 | 0 | 0
Retro20Fast | Retro | Showerheads | Commercial | Water Heating | 0 | 0 | #DIV/0! | 9999 | >140 | NA | Showerheads-Retro-Large Ret | 0 | 0 | 0 | 0 | 0 | 0 | 0 | 0 | 0 | 0 | 0 | 0 | 0 | 0 | 0 | 0 | 0 | 0 | 0 | 0 | 0 | 0
Retro20Fast | Retro | Showerheads | Commercial | Water Heating | 0 | 0 | #DIV/0! | 9999 | >140 | NA | Showerheads-Retro-Medium Ret | 0 | 0 | 0 | 0 | 0 | 0 | 0 | 0 | 0 | 0 | 0 | 0 | 0 | 0 | 0 | 0 | 0 | 0 | 0 | 0 | 0 | 0
Retro20Fast | Retro | Showerheads | Commercial | Water Heating | 0 | 0 | #DIV/0! | 9999 | >140 | NA | Showerheads-Retro-Small Ret | 0 | 0 | 0 | 0 | 0 | 0 | 0 | 0 | 0 | 0 | 0 | 0 | 0 | 0 | 0 | 0 | 0 | 0 | 0 | 0 | 0 | 0
Retro20Fast | Retro | Showerheads | Commercial | Water Heating | 0.0053757 | 31.1938 | 0.00017233 | -689.3403 | <0 | NA | Showerheads-Retro-School K-12 | 0.0041038 | 0.0028706 | 0.0019882 | 0.0015482 | 0.001355 | 0.0011714 | 0.001003 | 0.00085227 | 0.00072068 | 0.00060674 | 0.00050773 | 0.00039661 | 3.5324e-05 | 0 | 0 | 0 | 0 | 0 | 0 | 0 | 0.01716 | 0.01716
Retro20Fast | Retro | Showerheads | Commercial | Water Heating | 0.0091683 | 53.2012 | 0.00017233 | -712.1195 | <0 | NA | Showerheads-Retro-University | 0.030793 | 0.021544 | 0.01489 | 0.011604 | 0.010195 | 0.0088349 | 0.0075839 | 0.0064514 | 0.0054646 | 0.0046092 | 0.0038676 | 0.0029174 | 0 | 0 | 0 | 0 | 0 | 0 | 0 | 0 | 0.12876 | 0.12876
Retro20Fast | Retro | Showerheads | Commercial | Water Heating | 0 | 0 | #DIV/0! | 9999 | >140 | NA | Showerheads-Retro-Warehouse | 0 | 0 | 0 | 0 | 0 | 0 | 0 | 0 | 0 | 0 | 0 | 0 | 0 | 0 | 0 | 0 | 0 | 0 | 0 | 0 | 0 | 0
Retro20Fast | Retro | Showerheads | Commercial | Water Heating | 0 | 0 | #DIV/0! | 9999 | >140 | NA | Showerheads-Retro-Supermarket | 0 | 0 | 0 | 0 | 0 | 0 | 0 | 0 | 0 | 0 | 0 | 0 | 0 | 0 | 0 | 0 | 0 | 0 | 0 | 0 | 0 | 0
Retro20Fast | Retro | Showerheads | Commercial | Water Heating | 0 | 0 | #DIV/0! | 9999 | >140 | NA | Showerheads-Retro-MiniMart | 0 | 0 | 0 | 0 | 0 | 0 | 0 | 0 | 0 | 0 | 0 | 0 | 0 | 0 | 0 | 0 | 0 | 0 | 0 | 0 | 0 | 0
Retro20Fast | Retro | Showerheads | Commercial | Water Heating | 0 | 0 | #DIV/0! | 9999 | >140 | NA | Showerheads-Retro-Restaurant | 0 | 0 | 0 | 0 | 0 | 0 | 0 | 0 | 0 | 0 | 0 | 0 | 0 | 0 | 0 | 0 | 0 | 0 | 0 | 0 | 0 | 0
Retro20Fast | Retro | Showerheads | Commercial | Water Heating | 0.0091683 | 53.2012 | 0.00017233 | -712.1195 | <0 | NA | Showerheads-Retro-Lodging | 0.37332 | 0.26263 | 0.18246 | 0.14238 | 0.125 | 0.10833 | 0.092922 | 0.079042 | 0.066767 | 0.056079 | 0.046873 | 0.036587 | 0.028652 | 0.011364 | 0 | 0 | 0 | 0 | 0 | 0 | 1.6124 | 1.6124
Retro20Fast | Retro | Showerheads | Commercial | Water Heating | 0.01277 | 74.1015 | 0.00017233 | -366.5979 | <0 | NA | Showerheads-Retro-Hospital | 0.069642 | 0.050633 | 0.036126 | 0.028882 | 0.025839 | 0.022674 | 0.019657 | 0.01688 | 0.014372 | 0.012164 | 0.0056446 | 0 | 0 | 0 | 0 | 0 | 0 | 0 | 0 | 0 | 0.30251 | 0.30251
Retro20Fast | Retro | Showerheads | Commercial | Water Heating | 0.0091683 | 53.2012 | 0.00017233 | -712.1195 | <0 | NA | Showerheads-Retro-Residential Care | 0.20489 | 0.14829 | 0.10557 | 0.084192 | 0.075205 | 0.065987 | 0.057244 | 0.049189 | 0.041923 | 0.035536 | 0.01691 | 0 | 0 | 0 | 0 | 0 | 0 | 0 | 0 | 0 | 0.88493 | 0.88493
Retro20Fast | Retro | Showerheads | Commercial | Water Heating | 0.0091683 | 53.2012 | 0.00017233 | -712.1195 | <0 | NA | Showerheads-Retro-Assembly | 0.0047586 | 0.0033487 | 0.0023274 | 0.0018154 | 0.0015945 | 0.0013821 | 0.0011856 | 0.0010068 | 0.0008493 | 0.00071368 | 0.00059809 | 0.00017104 | 0 | 0 | 0 | 0 | 0 | 0 | 0 | 0 | 0.019751 | 0.019751
Retro20Fast | Retro | Showerheads | Commercial | Water Heating | 0.28738 | 1667.5933 | 0.00017233 | -388.7489 | <0 | NA | Showerheads-Retro-Other | 0.53169 | 0.38331 | 0.27112 | 0.21532 | 0.19197 | 0.16807 | 0.14597 | 0.11684 | 0 | 0 | 0 | 0 | 0 | 0 | 0 | 0 | 0 | 0 | 0 | 0 | 2.0243 | 2.0243
LO50Fast | New | Street and Roadway Lighting | Commercial | Lighting | 0.076399 | 327.3115 | 0.00023341 | -119.0783 | <0 | NA | Streetlight - HPS 100W - New | 0.10703 | 0.15878 | 0.1934 | 0.21324 | 0.22417 | 0.22684 | 0.22532 | 0.22196 | 0.21807 | 0.21453 | 0.21158 | 0.20935 | 0.20742 | 0.20549 | 0.20368 | 0.20203 | 0.20056 | 0.19923 | 0.19803 | 0.19719 | 4.0379 | 4.0379
LO50Fast | New | Street and Roadway Lighting | Commercial | Lighting | 0.16679 | 714.5532 | 0.00023341 | -60.0217 | <0 | NA | Streetlight - HPS 250W - New | 0.060577 | 0.089867 | 0.10946 | 0.12069 | 0.12688 | 0.12839 | 0.12753 | 0.12563 | 0.12342 | 0.12142 | 0.11975 | 0.11849 | 0.1174 | 0.11631 | 0.11528 | 0.11435 | 0.11351 | 0.11276 | 0.11208 | 0.11161 | 2.2854 | 2.2854
LO50Fast | New | Street and Roadway Lighting | Commercial | Lighting | 0.098996 | 424.1219 | 0.00023341 | -92.0486 | <0 | NA | Streetlight - MH 200W - New | 0.033644 | 0.049911 | 0.060795 | 0.067031 | 0.070467 | 0.071307 | 0.070829 | 0.069771 | 0.068548 | 0.067435 | 0.06651 | 0.065808 | 0.0652 | 0.064596 | 0.064025 | 0.063508 | 0.063044 | 0.062626 | 0.062249 | 0.061987 | 1.2693 | 1.2693
LO50Fast | New | Street and Roadway Lighting | Commercial | Lighting | 0.28838 | 1235.4855 | 0.00023341 | -26.2997 | <0 | NA | Streetlight - MH 400W - New | 0.13093 | 0.19423 | 0.23658 | 0.26085 | 0.27422 | 0.27749 | 0.27563 | 0.27151 | 0.26675 | 0.26242 | 0.25882 | 0.25609 | 0.25373 | 0.25137 | 0.24915 | 0.24714 | 0.24533 | 0.24371 | 0.24224 | 0.24122 | 4.9394 | 4.9394
LO50Fast | New | Street and Roadway Lighting | Commercial | Lighting | 0.73064 | 3130.2039 | 0.00023341 | -1.2734 | <0 | NA | Streetlight - MH 1000W - New | 0.026537 | 0.039367 | 0.047952 | 0.05287 | 0.055581 | 0.056243 | 0.055866 | 0.055032 | 0.054067 | 0.053189 | 0.05246 | 0.051906 | 0.051427 | 0.05095 | 0.050499 | 0.050091 | 0.049726 | 0.049397 | 0.049099 | 0.048892 | 1.0012 | 1.0012
LO50Fast | NR | Street and Roadway Lighting | Commercial | Lighting | 0.076399 | 327.3115 | 0.00023341 | -68.7311 | <0 | NA | Streetlight - HPS 100W - NR | 1.477 | 2.1663 | 2.6258 | 2.9212 | 3.1167 | 3.2316 | 3.2704 | 3.2845 | 3.2885 | 3.2891 | 3.2889 | 1.1153 | 0 | 0 | 0 | 0 | 0 | 0 | 0 | 0 | 33.0754 | 33.0754
LO50Fast | NR | Street and Roadway Lighting | Commercial | Lighting | 0.098996 | 424.1219 | 0.00023341 | -41.0913 | <0 | NA | Streetlight - MH 200W - NR | 0.4643 | 0.68097 | 0.82542 | 0.91828 | 0.97971 | 1.0159 | 1.028 | 1.0325 | 1.0337 | 1.0339 | 1.0339 | 0.35059 | 0 | 0 | 0 | 0 | 0 | 0 | 0 | 0 | 10.3971 | 10.3971
LO50Fast | NR | Street and Roadway Lighting | Commercial | Lighting | 0.16679 | 714.5532 | 0.00023341 | -29.7761 | <0 | NA | Streetlight - HPS 250W - NR | 0.83598 | 1.2261 | 1.4862 | 1.6534 | 1.764 | 1.8291 | 1.851 | 1.859 | 1.8613 | 1.8616 | 1.8615 | 0.63124 | 0 | 0 | 0 | 0 | 0 | 0 | 0 | 0 | 18.7203 | 18.7203
LO50Fast | NR | Street and Roadway Lighting | Commercial | Lighting | 0.28838 | 1235.4855 | 0.00023341 | -5.527 | <0 | NA | Streetlight - MH 400W - NR | 2.2585 | 3.3125 | 4.0151 | 4.4668 | 4.7657 | 4.9415 | 5.0007 | 5.0222 | 5.0284 | 1.6487 | 0 | 0 | 0 | 0 | 0 | 0 | 0 | 0 | 0 | 0 | 40.46 | 40.46
LO50Fast | NR | Street and Roadway Lighting | Commercial | Lighting | 0.73064 | 3130.2039 | 0.00023341 | 17.7136 | 10-20 | NA | Streetlight - MH 1000W - NR | 0.45777 | 0.67139 | 0.81381 | 0.90537 | 0.96593 | 1.0016 | 1.0136 | 1.0179 | 1.0192 | 0.33416 | 0 | 0 | 0 | 0 | 0 | 0 | 0 | 0 | 0 | 0 | 8.2007 | 8.2007
LO1Slow | New | VRF | Commercial | HVAC | 0.00065676 | 3.4937 | 0.00018799 | 69.0059 | 60-70 | Large Off | VRF-NEW-Large Off | 0.00054761 | 0.0012516 | 0.0027059 | 0.0059564 | 0.0098221 | 0.012831 | 0.024627 | 0.030864 | 0.041207 | 0.061384 | 0.078202 | 0.10507 | 0.13683 | 0.14379 | 0.17453 | 0.18543 | 0.19297 | 0.18783 | 0.18948 | 0.20079 | 1.7861 | 1.7861
LO1Slow | New | VRF | Commercial | HVAC | 0.00039672 | 2.1104 | 0.00018799 | 69.6785 | 60-70 | Medium Off | VRF-NEW-Medium Off | 0.0042919 | 0.0094024 | 0.020845 | 0.046413 | 0.075622 | 0.093389 | 0.19308 | 0.24162 | 0.31585 | 0.48146 | 0.61135 | 0.80319 | 1.0277 | 1.1105 | 1.3715 | 1.4102 | 1.5411 | 1.4023 | 1.4293 | 1.5632 | 13.7522 | 13.7522
LO1Slow | New | VRF | Commercial | HVAC | 0.00058664 | 3.1207 | 0.00018799 | 35.2743 | 30-40 | Small Off | VRF-NEW-Small Off | 0.0016663 | 0.0036591 | 0.0081693 | 0.018017 | 0.029601 | 0.036376 | 0.074971 | 0.094172 | 0.12296 | 0.18612 | 0.23664 | 0.31155 | 0.39934 | 0.42996 | 0.53247 | 0.54532 | 0.59216 | 0.54516 | 0.55573 | 0.60456 | 5.3286 | 5.3286
LO1Slow | New | VRF | Commercial | HVAC | 0.00040906 | 2.176 | 0.00018799 | 111.9041 | 110-120 | XLarge Ret | VRF-NEW-XLarge Ret | 0.00039309 | 0.00097336 | 0.0012845 | 0.0024548 | 0.0039208 | 0.0053788 | 0.0081337 | 0.011352 | 0.019583 | 0.029872 | 0.040405 | 0.073216 | 0.097984 | 0.10035 | 0.10971 | 0.11452 | 0.10194 | 0.10746 | 0.10391 | 0.11399 | 1.0468 | 1.0468
LO1Slow | New | VRF | Commercial | HVAC | 0.00041155 | 2.1893 | 0.00018799 | 114.8271 | 110-120 | Large Ret | VRF-NEW-Large Ret | 0.00015816 | 0.00039315 | 0.00052691 | 0.0010106 | 0.0015989 | 0.002165 | 0.0032739 | 0.0045491 | 0.0080293 | 0.012418 | 0.016669 | 0.029703 | 0.039647 | 0.04069 | 0.04465 | 0.046539 | 0.04159 | 0.043706 | 0.0423 | 0.046204 | 0.42582 | 0.42582
LO1Slow | New | VRF | Commercial | HVAC | 0.00040512 | 2.155 | 0.00018799 | 107.2075 | 100-110 | Medium Ret | VRF-NEW-Medium Ret | 0.00059011 | 0.0014567 | 0.0019616 | 0.0037702 | 0.0059524 | 0.0080303 | 0.011993 | 0.016707 | 0.029675 | 0.046155 | 0.062102 | 0.10973 | 0.14707 | 0.15057 | 0.16567 | 0.17268 | 0.15557 | 0.16332 | 0.15742 | 0.17203 | 1.5825 | 1.5825
LO1Slow | New | VRF | Commercial | HVAC | 0.00039611 | 2.1071 | 0.00018799 | 96.1263 | 90-100 | Small Ret | VRF-NEW-Small Ret | 0.00018245 | 0.00045197 | 0.00060932 | 0.0011698 | 0.0018454 | 0.0024406 | 0.0036413 | 0.0050794 | 0.0092615 | 0.014542 | 0.019563 | 0.03418 | 0.045705 | 0.046845 | 0.051705 | 0.053949 | 0.04872 | 0.051108 | 0.049358 | 0.054 | 0.49436 | 0.49436
LO1Slow | New | VRF | Commercial | HVAC | 0.00018837 | 2.0455 | 9.2091e-05 | 116.5856 | 110-120 | School K-12 | VRF-NEW-School K-12 | 0.00015882 | 0.0010648 | 0.0020024 | 0.0028447 | 0.0050513 | 0.0092185 | 0.016183 | 0.035206 | 0.060318 | 0.070171 | 0.090984 | 0.1197 | 0.14744 | 0.15898 | 0.18196 | 0.17754 | 0.2112 | 0.19633 | 0.2189 | 0.20954 | 1.9148 | 1.9148
LO1Slow | New | VRF | Commercial | HVAC | 0.00038914 | 2.0701 | 0.00018799 | 108.3165 | 100-110 | University | VRF-NEW-University | 0.00018622 | 0.00059271 | 0.0025345 | 0.0068164 | 0.0093397 | 0.016473 | 0.021694 | 0.047125 | 0.078777 | 0.10384 | 0.14531 | 0.18231 | 0.2327 | 0.27099 | 0.27026 | 0.2669 | 0.32167 | 0.30452 | 0.31891 | 0.33263 | 2.9336 | 2.9336
LO1Slow | New | VRF | Commercial | HVAC | 0.00041062 | 2.1843 | 0.00018799 | 115.1134 | 110-120 | Warehouse | VRF-NEW-Warehouse | 6.7177e-05 | 0.00019932 | 0.00032425 | 0.00051885 | 0.00066359 | 0.0009302 | 0.0018098 | 0.0029006 | 0.004268 | 0.0054581 | 0.0071854 | 0.008092 | 0.0083387 | 0.0098625 | 0.011019 | 0.013364 | 0.013497 | 0.013383 | 0.013845 | 0.01248 | 0.12821 | 0.12821
LO1Slow | New | VRF | Commercial | HVAC | 0.00061845 | 3.2899 | 0.00018799 | 68.1601 | 60-70 | Supermarket | VRF-NEW-Supermarket | 2.5712e-05 | 6.8028e-05 | 0.00012945 | 0.00024163 | 0.00040918 | 0.00064524 | 0.00095842 | 0.0013551 | 0.0018329 | 0.0023943 | 0.0030159 | 0.0036688 | 0.0043307 | 0.0046891 | 0.0054951 | 0.0059161 | 0.0062173 | 0.0063988 | 0.0064885 | 0.0065069 | 0.060787 | 0.060787
LO1Slow | New | VRF | Commercial | HVAC | 0.0010483 | 5.5767 | 0.00018799 | 69.9303 | 60-70 | MiniMart | VRF-NEW-MiniMart | 2.2131e-05 | 6.2459e-05 | 7.0211e-05 | 0.00013882 | 0.0002022 | 0.00024636 | 0.00032501 | 0.00044928 | 0.00082939 | 0.0013657 | 0.0019634 | 0.0035205 | 0.004325 | 0.0045881 | 0.0053774 | 0.0053784 | 0.0047173 | 0.0050165 | 0.0048937 | 0.0052286 | 0.04872 | 0.04872
LO1Slow | New | VRF | Commercial | HVAC | 0.00099175 | 5.2756 | 0.00018799 | 69.2453 | 60-70 | Restaurant | VRF-NEW-Restaurant | 0.00024837 | 0.00075266 | 0.0015656 | 0.0029399 | 0.0050003 | 0.0079314 | 0.01189 | 0.01697 | 0.023198 | 0.030534 | 0.03894 | 0.064934 | 0.086571 | 0.097744 | 0.11259 | 0.12727 | 0.12054 | 0.126 | 0.11775 | 0.13048 | 1.1238 | 1.1238
LO1Slow | New | VRF | Commercial | HVAC | 0.000671 | 3.5694 | 0.00018799 | 59.0411 | 50-60 | Lodging | VRF-NEW-Lodging | 0.0010361 | 0.0030567 | 0.0048818 | 0.0094022 | 0.013881 | 0.021178 | 0.031046 | 0.044267 | 0.065453 | 0.092149 | 0.13346 | 0.28373 | 0.39558 | 0.46502 | 0.52698 | 0.59989 | 0.53725 | 0.53939 | 0.51668 | 0.56014 | 4.8445 | 4.8445
LO1Slow | New | VRF | Commercial | HVAC | 0.00051744 | 4.2671 | 0.00012126 | 91.7575 | 90-100 | Hospital | VRF-NEW-Hospital | 0.00022845 | 0.00059005 | 0.0011583 | 0.0018067 | 0.0021825 | 0.003061 | 0.0042585 | 0.0053652 | 0.007406 | 0.010315 | 0.015595 | 0.023087 | 0.031305 | 0.032211 | 0.034549 | 0.036404 | 0.035311 | 0.034505 | 0.032496 | 0.033145 | 0.34498 | 0.34498
LO1Slow | New | VRF | Commercial | HVAC | 0.0004412 | 3.6384 | 0.00012126 | 76.9287 | 70-80 | Residential Care | VRF-NEW-Residential Care | 0.0033951 | 0.0092221 | 0.017734 | 0.028242 | 0.036593 | 0.05407 | 0.075589 | 0.09938 | 0.14373 | 0.20108 | 0.29307 | 0.43737 | 0.5689 | 0.58426 | 0.66495 | 0.70053 | 0.67759 | 0.68659 | 0.67263 | 0.67128 | 6.6262 | 6.6262
LO1Slow | New | VRF | Commercial | HVAC | 0.00072766 | 3.8708 | 0.00018799 | 51.8106 | 50-60 | Assembly | VRF-NEW-Assembly | 0.0012379 | 0.0036941 | 0.005758 | 0.01246 | 0.018779 | 0.028175 | 0.029203 | 0.044165 | 0.091693 | 0.16857 | 0.2376 | 0.35772 | 0.55641 | 0.70894 | 0.84333 | 0.89309 | 0.90059 | 0.91475 | 0.92256 | 0.90429 | 7.643 | 7.643
LO1Slow | New | VRF | Commercial | HVAC | 0.00075402 | 4.0111 | 0.00018799 | 49.9198 | 40-50 | Other | VRF-NEW-Other | 0.016575 | 0.041433 | 0.085576 | 0.15021 | 0.20006 | 0.35362 | 0.52012 | 0.80742 | 1.2036 | 1.5463 | 2.214 | 2.8806 | 3.4874 | 3.7359 | 4.4682 | 4.3711 | 4.7974 | 4.7329 | 4.5852 | 4.4867 | 44.6843 | 44.6843
Retro3Slow | Retro | VRF | Commercial | HVAC | 0.00074926 | 3.9857 | 0.00018799 | 69.9954 | 60-70 | Large Off | VRF-Retro-Large Off | 0.033237 | 0.053162 | 0.10765 | 0.19067 | 0.3009 | 0.42702 | 0.54921 | 0.64972 | 0.70787 | 0.71572 | 0.67645 | 0.59926 | 0.50023 | 0.16366 | 0 | 0 | 0 | 0 | 0 | 0 | 5.6748 | 5.6748
Retro3Slow | Retro | VRF | Commercial | HVAC | 0.00045259 | 2.4076 | 0.00018799 | 70.6764 | 70-80 | Medium Off | VRF-Retro-Medium Off | 0.02821 | 0.04568 | 0.093235 | 0.16648 | 0.26513 | 0.37922 | 0.49007 | 0.58377 | 0.63923 | 0.64856 | 0.61482 | 0.54548 | 0.3166 | 0 | 0 | 0 | 0 | 0 | 0 | 0 | 4.8165 | 4.8165
Retro3Slow | Retro | VRF | Commercial | HVAC | 0.00066926 | 3.5602 | 0.00018799 | 35.8449 | 30-40 | Small Off | VRF-Retro-Small Off | 0.040262 | 0.063669 | 0.12779 | 0.22446 | 0.3508 | 0.49323 | 0.62933 | 0.73734 | 0.79653 | 0.79852 | 0.74742 | 0.65557 | 0.5411 | 0.42175 | 0.2464 | 0 | 0 | 0 | 0 | 0 | 6.8742 | 6.8742
Retro3Slow | Retro | VRF | Commercial | HVAC | 0.00040466 | 2.1526 | 0.00018799 | 132.4438 | 130-140 | XLarge Ret | VRF-Retro-XLarge Ret | 0.0013032 | 0.0020657 | 0.0041565 | 0.0072876 | 0.011359 | 0.015927 | 0.020284 | 0.023681 | 0.025515 | 0.025557 | 0.023912 | 0.02098 | 0.017379 | 0.01361 | 0.0027933 | 0 | 0 | 0 | 0 | 0 | 0.21581 | 0.21581
Retro3Slow | Retro | VRF | Commercial | HVAC | 0.00040713 | 2.1657 | 0.00018799 | 135.8566 | 130-140 | Large Ret | VRF-Retro-Large Ret | 0.027722 | 0.043526 | 0.086901 | 0.15165 | 0.23524 | 0.32838 | 0.41662 | 0.48453 | 0.52013 | 0.51865 | 0.48282 | 0.42142 | 0.34648 | 0.26912 | 0.19796 | 0.059723 | 0 | 0 | 0 | 0 | 4.5909 | 4.5909
Retro3Slow | Retro | VRF | Commercial | HVAC | 0.00040076 | 2.1319 | 0.00018799 | 126.9602 | 120-130 | Medium Ret | VRF-Retro-Medium Ret | 0.012683 | 0.020404 | 0.041546 | 0.073379 | 0.11522 | 0.16264 | 0.20829 | 0.24447 | 0.26474 | 0.2669 | 0.2516 | 0.22244 | 0.18614 | 0.029846 | 0 | 0 | 0 | 0 | 0 | 0 | 2.1003 | 2.1003
Retro3Slow | Retro | VRF | Commercial | HVAC | 0.00039185 | 2.0845 | 0.00018799 | 114.0222 | 110-120 | Small Ret | VRF-Retro-Small Ret | 0.0049927 | 0.0078738 | 0.015778 | 0.027596 | 0.042907 | 0.060023 | 0.076285 | 0.08887 | 0.095557 | 0.095494 | 0.089127 | 0.077999 | 0.06436 | 0.050189 | 0.029762 | 0 | 0 | 0 | 0 | 0 | 0.82681 | 0.82681
Retro3Slow | Retro | VRF | Commercial | HVAC | 0.00018294 | 1.9865 | 9.2091e-05 | 139.6415 | 130-140 | School K-12 | VRF-Retro-School K-12 | 0.0051337 | 0.008053 | 0.016114 | 0.028194 | 0.043807 | 0.061265 | 0.07792 | 0.090884 | 0.09802 | 0.098262 | 0.091833 | 0.080435 | 0.066299 | 0.051596 | 0.038013 | 0.0024736 | 0 | 0 | 0 | 0 | 0.8583 | 0.8583
Retro3Slow | Retro | VRF | Commercial | HVAC | 0.00038914 | 2.0701 | 0.00018799 | 126.7607 | 120-130 | University | VRF-Retro-University | 0.0055322 | 0.0086803 | 0.017332 | 0.03035 | 0.047335 | 0.06635 | 0.084586 | 0.098764 | 0.10668 | 0.10711 | 0.10031 | 0.088087 | 0.072762 | 0.056751 | 0.034299 | 0 | 0 | 0 | 0 | 0 | 0.92493 | 0.92493
Retro3Slow | Retro | VRF | Commercial | HVAC | 0.00056074 | 2.9829 | 0.00018799 | 95.7151 | 90-100 | Warehouse | VRF-Retro-Warehouse | 0.029282 | 0.046643 | 0.094502 | 0.16681 | 0.26125 | 0.36728 | 0.46896 | 0.54995 | 0.5959 | 0.59994 | 0.56354 | 0.4964 | 0.41119 | 0.28148 | 0 | 0 | 0 | 0 | 0 | 0 | 4.9331 | 4.9331
Retro3Slow | Retro | VRF | Commercial | HVAC | 0.00062419 | 3.3204 | 0.00018799 | 79.5429 | 70-80 | Supermarket | VRF-Retro-Supermarket | 0.010927 | 0.017146 | 0.034205 | 0.059662 | 0.092505 | 0.12908 | 0.16375 | 0.19042 | 0.20439 | 0.2037 | 0.18948 | 0.16524 | 0.13562 | 0.06733 | 0 | 0 | 0 | 0 | 0 | 0 | 1.6635 | 1.6635
Retro3Slow | Retro | VRF | Commercial | HVAC | 0.0010581 | 5.6284 | 0.00018799 | 81.5687 | 80-90 | MiniMart | VRF-Retro-MiniMart | 0.0077546 | 0.012239 | 0.024565 | 0.042971 | 0.066832 | 0.093487 | 0.11878 | 0.13829 | 0.14861 | 0.14842 | 0.13846 | 0.12116 | 0.099988 | 0.07795 | 0.041731 | 0 | 0 | 0 | 0 | 0 | 1.2812 | 1.2812
Retro3Slow | Retro | VRF | Commercial | HVAC | 0.0010976 | 5.8389 | 0.00018799 | 72.7283 | 70-80 | Restaurant | VRF-Retro-Restaurant | 0.00026341 | 0.00041587 | 0.00083545 | 0.0014679 | 0.0022925 | 0.003222 | 0.0041162 | 0.0048199 | 0.005209 | 0.0052266 | 0.0048938 | 0.0042952 | 0.0035567 | 0.0027841 | 0.00012324 | 0 | 0 | 0 | 0 | 0 | 0.043522 | 0.043522
Retro3Slow | Retro | VRF | Commercial | HVAC | 0.00071027 | 3.7783 | 0.00018799 | 65.3946 | 60-70 | Lodging | VRF-Retro-Lodging | 0.002813 | 0.004438 | 0.0089074 | 0.015618 | 0.024343 | 0.034125 | 0.043481 | 0.050775 | 0.054725 | 0.054773 | 0.051168 | 0.044821 | 0.037028 | 0.028901 | 0.021363 | 0.0085209 | 0 | 0 | 0 | 0 | 0.4858 | 0.4858
Retro3Slow | Retro | VRF | Commercial | HVAC | 0.00051744 | 4.2671 | 0.00012126 | 107.0478 | 100-110 | Hospital | VRF-Retro-Hospital | 0.001265 | 0.0020625 | 0.0042514 | 0.0076373 | 0.012131 | 0.017221 | 0.022179 | 0.026153 | 0.02842 | 0.028675 | 0.027016 | 0.023908 | 0.01879 | 0 | 0 | 0 | 0 | 0 | 0 | 0 | 0.21971 | 0.21971
Retro3Slow | Retro | VRF | Commercial | HVAC | 0.00048344 | 3.9867 | 0.00012126 | 81.4608 | 80-90 | Residential Care | VRF-Retro-Residential Care | 0.0072438 | 0.011757 | 0.024177 | 0.043314 | 0.068662 | 0.097417 | 0.12545 | 0.14786 | 0.16061 | 0.16198 | 0.15245 | 0.13457 | 0.11191 | 0.003585 | 0 | 0 | 0 | 0 | 0 | 0 | 1.251 | 1.251
Retro3Slow | Retro | VRF | Commercial | HVAC | 0.00060272 | 3.2062 | 0.00018799 | 76.4559 | 70-80 | Assembly | VRF-Retro-Assembly | 0.07383 | 0.11652 | 0.23395 | 0.41004 | 0.63939 | 0.89658 | 1.1425 | 1.3322 | 1.4342 | 1.4365 | 1.3457 | 1.1827 | 0.97989 | 0.76895 | 0.26004 | 0 | 0 | 0 | 0 | 0 | 12.2529 | 12.2529
Retro3Slow | Retro | VRF | Commercial | HVAC | 0.0008105 | 4.3115 | 0.00018799 | 54.4355 | 50-60 | Other | VRF-Retro-Other | 0.0064642 | 0.01045 | 0.021352 | 0.038093 | 0.060267 | 0.085305 | 0.10993 | 0.12972 | 0.14137 | 0.14313 | 0.13499 | 0.103 | 0 | 0 | 0 | 0 | 0 | 0 | 0 | 0 | 0.98407 | 0.98407
Retro5Med | Retro | Municipal Sewage Treatment | Commercial | Process Loads | 6.6879 | 42563.4838 | 0.00015713 | -9.745 | <0 | NA | Optimize Municipal Sewage ; >10 MGD Design Capacity | 0.38244 | 0.4721 | 0.58079 | 0.67767 | 0.77674 | 0.91228 | 1.0051 | 1.031 | 0.97523 | 0.84129 | 0.65322 | 0.44974 | 0.26995 | 0.13863 | 0.059643 | 0.02101 | 0.0059092 | 0.0012911 | 0.00021272 | 2.5592e-05 | 9.5263 | 9.2542
Retro5Med | Retro | Municipal Sewage Treatment | Commercial | Process Loads | 15.7218 | 100057.5381 | 0.00015713 | 29.6135 | 20-30 | NA | Optimize Municipal Sewage ; <1 MGD Design Capacity | 0.89902 | 1.1098 | 1.3653 | 1.5931 | 1.826 | 2.1446 | 2.3628 | 2.4235 | 2.2926 | 1.9777 | 1.5356 | 1.0572 | 0.6346 | 0.32588 | 0.14021 | 0.04939 | 0.013891 | 0.0030351 | 0.00050006 | 6.0161e-05 | 22.3943 | 21.7547
Retro5Med | Retro | Municipal Sewage Treatment | Commercial | Process Loads | 12.6971 | 80807.3729 | 0.00015713 | 39.7745 | 30-40 | NA | Optimize Municipal Sewage ; 1 to 10 MGD Design Capacity | 0.72606 | 0.89629 | 1.1026 | 1.2866 | 1.4747 | 1.732 | 1.9082 | 1.9573 | 1.8515 | 1.5972 | 1.2402 | 0.85383 | 0.51251 | 0.26319 | 0.11323 | 0.039888 | 0.011219 | 0.0024512 | 0.00040385 | 4.8586e-05 | 18.0858 | 17.5693
LO5Med | NR | Water Cooler Controls | Commercial | Refrigeration | 0.01395 | 111.0693 | 0.0001256 | 65.4735 | 60-70 | Water Cooler Controls | Market Average to ES 2.0 Upgrade | 0.016316 | 0.038893 | 0.069683 | 0.10942 | 0.15963 | 0.22403 | 0.30219 | 0.39163 | 0.48791 | 0.5854 | 0.63441 | 0.53813 | 0 | 0 | 0 | 0 | 0 | 0 | 0 | 0 | 3.5577 | 3.5577
LO5Med | NR | Water Cooler Controls | Commercial | Refrigeration | 0.046724 | 204.1517 | 0.00022887 | 15.6126 | 10-20 | Water Cooler Controls | Timer on ES 2.0 Hot & Cold Water Cooler | 0.087437 | 0.20843 | 0.37343 | 0.5864 | 0.85547 | 1.2006 | 1.6194 | 2.0988 | 2.6147 | 3.1372 | 3.3999 | 2.8839 | 0 | 0 | 0 | 0 | 0 | 0 | 0 | 0 | 19.0657 | 19.0657
LO5Med | NR | Water Cooler Controls | Commercial | Refrigeration | 0.0085929 | 37.5451 | 0.00022887 | 142.5558 | >140 | Water Cooler Controls | Timer on ES 2.0 Cold Only Water Cooler | 0.0040201 | 0.0095831 | 0.017169 | 0.026961 | 0.039332 | 0.0552 | 0.074457 | 0.096496 | 0.12022 | 0.14424 | 0.15632 | 0.13259 | 0 | 0 | 0 | 0 | 0 | 0 | 0 | 0 | 0.87658 | 0.87658
Retro5Med | Retro | Municipal Water Supply | Commercial | Process Loads | 8.9111 | 56712.1444 | 0.00015713 | 24.2635 | 20-30 | NA | Municipal Water Supply-Retro | 0.79875 | 0.98602 | 1.213 | 1.4154 | 1.6223 | 1.9054 | 2.0993 | 2.1532 | 2.0369 | 1.7571 | 1.3643 | 0.93932 | 0.56382 | 0.28954 | 0.12457 | 0.043881 | 0.012342 | 0.0026966 | 0.00044429 | 5.3451e-05 | 19.8966 | 19.3283
Retro5Med | Retro | WEPT | Commercial | HVAC | 0 | 0 | #DIV/0! | 9999 | >140 | Large Off | WEPT-Retro-Large Off | 0 | 0 | 0 | 0 | 0 | 0 | 0 | 0 | 0 | 0 | 0 | 0 | 0 | 0 | 0 | 0 | 0 | 0 | 0 | 0 | 0 | 0
Retro5Med | Retro | WEPT | Commercial | HVAC | 0 | 0 | #DIV/0! | 9999 | >140 | Medium Off | WEPT-Retro-Medium Off | 0 | 0 | 0 | 0 | 0 | 0 | 0 | 0 | 0 | 0 | 0 | 0 | 0 | 0 | 0 | 0 | 0 | 0 | 0 | 0 | 0 | 0
Retro5Med | Retro | WEPT | Commercial | HVAC | 0.00026159 | 1.8259 | 0.00014327 | 79.8323 | 70-80 | Small Off | WEPT-Retro-Small Off | 0.26966 | 0.3301 | 0.40274 | 0.46611 | 0.53006 | 0.61785 | 0.67576 | 0.68826 | 0.64666 | 0.55419 | 0.42757 | 0.29255 | 0.021615 | 0 | 0 | 0 | 0 | 0 | 0 | 0 | 5.9231 | 5.9231
Retro5Med | Retro | WEPT | Commercial | HVAC | 0 | 0 | #DIV/0! | 9999 | >140 | XLarge Ret | WEPT-Retro-XLarge Ret | 0 | 0 | 0 | 0 | 0 | 0 | 0 | 0 | 0 | 0 | 0 | 0 | 0 | 0 | 0 | 0 | 0 | 0 | 0 | 0 | 0 | 0
Retro5Med | Retro | WEPT | Commercial | HVAC | 0 | 0 | #DIV/0! | 9999 | >140 | Large Ret | WEPT-Retro-Large Ret | 0 | 0 | 0 | 0 | 0 | 0 | 0 | 0 | 0 | 0 | 0 | 0 | 0 | 0 | 0 | 0 | 0 | 0 | 0 | 0 | 0 | 0
Retro5Med | Retro | WEPT | Commercial | HVAC | 0.00026159 | 1.8259 | 0.00014327 | 79.8323 | 70-80 | Medium Ret | WEPT-Retro-Medium Ret | 0 | 0 | 0 | 0 | 0 | 0 | 0 | 0 | 0 | 0 | 0 | 0 | 0 | 0 | 0 | 0 | 0 | 0 | 0 | 0 | 0 | 0
Retro5Med | Retro | WEPT | Commercial | HVAC | 0.00026159 | 1.8259 | 0.00014327 | 79.8323 | 70-80 | Small Ret | WEPT-Retro-Small Ret | 0.14303 | 0.17481 | 0.21294 | 0.24605 | 0.27936 | 0.3251 | 0.355 | 0.36099 | 0.33863 | 0.28974 | 0.22318 | 0.098522 | 0 | 0 | 0 | 0 | 0 | 0 | 0 | 0 | 3.0474 | 3.0474
Retro5Med | Retro | WEPT | Commercial | HVAC | 0.00026159 | 1.8259 | 0.00014327 | 79.8323 | 70-80 | School K-12 | WEPT-Retro-School K-12 | 0.19134 | 0.23398 | 0.28514 | 0.32965 | 0.37447 | 0.436 | 0.47634 | 0.48462 | 0.45482 | 0.38936 | 0.30006 | 0.15992 | 0 | 0 | 0 | 0 | 0 | 0 | 0 | 0 | 4.1157 | 4.1157
Retro5Med | Retro | WEPT | Commercial | HVAC | 0 | 0 | #DIV/0! | 9999 | >140 | University | WEPT-Retro-University | 0 | 0 | 0 | 0 | 0 | 0 | 0 | 0 | 0 | 0 | 0 | 0 | 0 | 0 | 0 | 0 | 0 | 0 | 0 | 0 | 0 | 0
Retro5Med | Retro | WEPT | Commercial | HVAC | 0 | 0 | #DIV/0! | 9999 | >140 | Warehouse | WEPT-Retro-Warehouse | 0 | 0 | 0 | 0 | 0 | 0 | 0 | 0 | 0 | 0 | 0 | 0 | 0 | 0 | 0 | 0 | 0 | 0 | 0 | 0 | 0 | 0
Retro5Med | Retro | WEPT | Commercial | HVAC | 0 | 0 | #DIV/0! | 9999 | >140 | Supermarket | WEPT-Retro-Supermarket | 0 | 0 | 0 | 0 | 0 | 0 | 0 | 0 | 0 | 0 | 0 | 0 | 0 | 0 | 0 | 0 | 0 | 0 | 0 | 0 | 0 | 0
Retro5Med | Retro | WEPT | Commercial | HVAC | 0 | 0 | #DIV/0! | 9999 | >140 | MiniMart | WEPT-Retro-MiniMart | 0 | 0 | 0 | 0 | 0 | 0 | 0 | 0 | 0 | 0 | 0 | 0 | 0 | 0 | 0 | 0 | 0 | 0 | 0 | 0 | 0 | 0
Retro5Med | Retro | WEPT | Commercial | HVAC | 0 | 0 | #DIV/0! | 9999 | >140 | Restaurant | WEPT-Retro-Restaurant | 0 | 0 | 0 | 0 | 0 | 0 | 0 | 0 | 0 | 0 | 0 | 0 | 0 | 0 | 0 | 0 | 0 | 0 | 0 | 0 | 0 | 0
Retro5Med | Retro | WEPT | Commercial | HVAC | 0.00026159 | 1.8259 | 0.00014327 | 79.8323 | 70-80 | Lodging | WEPT-Retro-Lodging | 0.0034439 | 0.0042184 | 0.0051497 | 0.0059636 | 0.0067859 | 0.0079145 | 0.0086615 | 0.0088271 | 0.0082985 | 0.0071162 | 0.0054936 | 0.0037611 | 0.0008818 | 0 | 0 | 0 | 0 | 0 | 0 | 0 | 0.076516 | 0.076516
Retro5Med | Retro | WEPT | Commercial | HVAC | 0 | 0 | #DIV/0! | 9999 | >140 | Hospital | WEPT-Retro-Hospital | 0 | 0 | 0 | 0 | 0 | 0 | 0 | 0 | 0 | 0 | 0 | 0 | 0 | 0 | 0 | 0 | 0 | 0 | 0 | 0 | 0 | 0
Retro5Med | Retro | WEPT | Commercial | HVAC | 0.00026159 | 1.8259 | 0.00014327 | 79.8323 | 70-80 | Residential Care | WEPT-Retro-Residential Care | 0.0020644 | 0.0025286 | 0.0030869 | 0.0035748 | 0.0040677 | 0.0047442 | 0.005192 | 0.0052913 | 0.0049744 | 0.0042657 | 0.003293 | 0.0022545 | 0.00052858 | 0 | 0 | 0 | 0 | 0 | 0 | 0 | 0.045866 | 0.045866
Retro5Med | Retro | WEPT | Commercial | HVAC | 0 | 0 | #DIV/0! | 9999 | >140 | Assembly | WEPT-Retro-Assembly | 0 | 0 | 0 | 0 | 0 | 0 | 0 | 0 | 0 | 0 | 0 | 0 | 0 | 0 | 0 | 0 | 0 | 0 | 0 | 0 | 0 | 0
Retro5Med | Retro | WEPT | Commercial | HVAC | 0 | 0 | #DIV/0! | 9999 | >140 | Other | WEPT-Retro-Other | 0 | 0 | 0 | 0 | 0 | 0 | 0 | 0 | 0 | 0 | 0 | 0 | 0 | 0 | 0 | 0 | 0 | 0 | 0 | 0 | 0 | 0
LO12Med | NR | WHTanks | Commercial | Water Heating | 0.032193 | 186.8072 | 0.00017233 | 26.005 | 20-30 | NA | WHTanks-NR-Large Off | 0.003788 | 0.0077161 | 0.011764 | 0.015856 | 0.020005 | 0.023823 | 0.026928 | 0.029421 | 0.03148 | 0.033134 | 0.034475 | 0.03558 | 0.036483 | 0.037233 | 0.037862 | 0.038374 | 0.026308 | 0 | 0 | 0 | 0.45023 | 0.45023
LO12Med | NR | WHTanks | Commercial | Water Heating | 0.032193 | 186.8072 | 0.00017233 | 26.005 | 20-30 | NA | WHTanks-NR-Medium Off | 0.0037127 | 0.007637 | 0.011756 | 0.015935 | 0.020206 | 0.024184 | 0.027443 | 0.030052 | 0.032253 | 0.034026 | 0.035468 | 0.036676 | 0.037671 | 0.038506 | 0.039216 | 0.039803 | 0.0067328 | 0 | 0 | 0 | 0.44128 | 0.44128
LO12Med | NR | WHTanks | Commercial | Water Heating | 0.032193 | 186.8072 | 0.00017233 | 26.005 | 20-30 | NA | WHTanks-NR-Small Off | 0.0011207 | 0.0022587 | 0.0034128 | 0.0045717 | 0.0057385 | 0.0067994 | 0.0076547 | 0.0083389 | 0.0088956 | 0.009342 | 0.0097011 | 0.0099927 | 0.010228 | 0.01042 | 0.010577 | 0.010704 | 0.010719 | 0.0027253 | 0 | 0 | 0.1332 | 0.1332
LO12Med | NR | WHTanks | Commercial | Water Heating | 0.030127 | 174.8178 | 0.00017233 | 22.7657 | 20-30 | NA | WHTanks-NR-XLarge Ret | 0.00050783 | 0.0010216 | 0.0015485 | 0.0020804 | 0.0026109 | 0.0030914 | 0.003478 | 0.003788 | 0.0040374 | 0.0042379 | 0.0044005 | 0.0045327 | 0.0046399 | 0.0047298 | 0.0048045 | 0.0048648 | 0.0048733 | 0.001112 | 0 | 0 | 0.060359 | 0.060359
LO12Med | NR | WHTanks | Commercial | Water Heating | 0.030127 | 174.8178 | 0.00017233 | 22.7657 | 20-30 | NA | WHTanks-NR-Large Ret | 0.00011961 | 0.00023959 | 0.0003604 | 0.00048152 | 0.00060255 | 0.00071169 | 0.00079913 | 0.00086912 | 0.0009252 | 0.00097012 | 0.0010062 | 0.0010352 | 0.0010585 | 0.0010774 | 0.0010927 | 0.001105 | 0.0011056 | 0.0006573 | 0 | 0 | 0.014217 | 0.014217
LO12Med | NR | WHTanks | Commercial | Water Heating | 0.030127 | 174.8178 | 0.00017233 | 22.7657 | 20-30 | NA | WHTanks-NR-Medium Ret | 0.0013125 | 0.0026579 | 0.0040769 | 0.0055233 | 0.0069629 | 0.0082766 | 0.0093393 | 0.010193 | 0.010883 | 0.011441 | 0.0119 | 0.01228 | 0.012592 | 0.012864 | 0.013097 | 0.013286 | 0.0093127 | 0 | 0 | 0 | 0.156 | 0.156
LO12Med | NR | WHTanks | Commercial | Water Heating | 0.030127 | 174.8178 | 0.00017233 | 22.7657 | 20-30 | NA | WHTanks-NR-Small Ret | 0.00022453 | 0.00045064 | 0.00068028 | 0.00091126 | 0.0011419 | 0.0013504 | 0.0015177 | 0.0016517 | 0.0017592 | 0.0018455 | 0.0019152 | 0.0019716 | 0.0020171 | 0.0020545 | 0.0020852 | 0.00211 | 0.0021123 | 0.00088832 | 0 | 0 | 0.026687 | 0.026687
LO12Med | NR | WHTanks | Commercial | Water Heating | 0.055682 | 323.1044 | 0.00017233 | 30.1358 | 30-40 | NA | WHTanks-NR-School K-12 | 0.00073017 | 0.0014631 | 0.0021983 | 0.0029407 | 0.0036849 | 0.004355 | 0.0048932 | 0.0053261 | 0.0056748 | 0.0059585 | 0.0061894 | 0.0063746 | 0.0065243 | 0.006646 | 0.006745 | 0.0068251 | 0.0068332 | 0.0034232 | 0 | 0 | 0.086786 | 0.086786
LO12Med | NR | WHTanks | Commercial | Water Heating | 0.024288 | 140.9337 | 0.00017233 | 38.1608 | 30-40 | NA | WHTanks-NR-University | 0.001301 | 0.0026144 | 0.0039289 | 0.0052476 | 0.006579 | 0.0077912 | 0.0087632 | 0.0095474 | 0.010176 | 0.01069 | 0.011109 | 0.011449 | 0.011726 | 0.011952 | 0.012138 | 0.012291 | 0.012311 | 0.0050219 | 0 | 0 | 0.15464 | 0.15464
LO12Med | NR | WHTanks | Commercial | Water Heating | 0.030185 | 175.1541 | 0.00017233 | 33.0544 | 30-40 | NA | WHTanks-NR-Warehouse | 0.001306 | 0.002654 | 0.0040354 | 0.0054441 | 0.0068568 | 0.0081351 | 0.0091591 | 0.0099814 | 0.010651 | 0.011194 | 0.011635 | 0.011992 | 0.012281 | 0.012515 | 0.012702 | 0.012856 | 0.011836 | 0 | 0 | 0 | 0.15523 | 0.15523
LO12Med | NR | WHTanks | Commercial | Water Heating | 0.041277 | 239.5171 | 0.00017233 | 22.9911 | 20-30 | NA | WHTanks-NR-Supermarket | 0.00060228 | 0.0012107 | 0.0018267 | 0.0024467 | 0.0030689 | 0.0036318 | 0.0040848 | 0.0044493 | 0.0047423 | 0.0049779 | 0.0051674 | 0.0053199 | 0.0054427 | 0.0055416 | 0.0056215 | 0.0056859 | 0.0056905 | 0.0020745 | 0 | 0 | 0.071585 | 0.071585
LO12Med | NR | WHTanks | Commercial | Water Heating | 0.041277 | 239.5171 | 0.00017233 | 22.9911 | 20-30 | NA | WHTanks-NR-MiniMart | 0.00010762 | 0.00021656 | 0.00032716 | 0.00043878 | 0.00054991 | 0.00065041 | 0.00073101 | 0.00079548 | 0.00084711 | 0.00088851 | 0.0009219 | 0.0009489 | 0.00097072 | 0.00098869 | 0.0010033 | 0.0010151 | 0.0010162 | 0.00037375 | 0 | 0 | 0.012791 | 0.012791
LO12Med | NR | WHTanks | Commercial | Water Heating | 0.045413 | 263.5196 | 0.00017233 | 34.2307 | 30-40 | NA | WHTanks-NR-Restaurant | 0.00064425 | 0.0013034 | 0.0019694 | 0.0026429 | 0.0033214 | 0.003937 | 0.0044342 | 0.0048354 | 0.005159 | 0.0054201 | 0.0056308 | 0.005801 | 0.0059387 | 0.0060536 | 0.0061487 | 0.0062267 | 0.0062389 | 0.00086809 | 0 | 0 | 0.076574 | 0.076574
LO12Med | NR | WHTanks | Commercial | Water Heating | 0.032856 | 190.6528 | 0.00017233 | 33.9185 | 30-40 | NA | WHTanks-NR-Lodging | 0.0027527 | 0.0055471 | 0.0083615 | 0.011196 | 0.014033 | 0.016598 | 0.018655 | 0.020306 | 0.021631 | 0.022696 | 0.023552 | 0.024241 | 0.024799 | 0.025264 | 0.025647 | 0.025961 | 0.026001 | 0.0099371 | 0 | 0 | 0.32718 | 0.32718
LO12Med | NR | WHTanks | Commercial | Water Heating | 0.024288 | 140.9337 | 0.00017233 | 38.1608 | 30-40 | NA | WHTanks-NR-Hospital | 0.0010887 | 0.0022335 | 0.0034549 | 0.004713 | 0.0059954 | 0.0071614 | 0.0080934 | 0.0088448 | 0.0094511 | 0.0099381 | 0.010333 | 0.010654 | 0.01092 | 0.011143 | 0.011332 | 0.011485 | 0.0025591 | 0 | 0 | 0 | 0.1294 | 0.1294
LO12Med | NR | WHTanks | Commercial | Water Heating | 0.024288 | 140.9337 | 0.00017233 | 38.1608 | 30-40 | NA | WHTanks-NR-Residential Care | 0.0013133 | 0.0026818 | 0.0041349 | 0.0056331 | 0.0071565 | 0.0085426 | 0.0096553 | 0.010556 | 0.011283 | 0.011868 | 0.012346 | 0.012735 | 0.013058 | 0.013331 | 0.013561 | 0.013748 | 0.0044926 | 0 | 0 | 0 | 0.1561 | 0.1561
LO12Med | NR | WHTanks | Commercial | Water Heating | 0.044992 | 261.0729 | 0.00017233 | 32.1152 | 30-40 | NA | WHTanks-NR-Assembly | 0.0037207 | 0.0075179 | 0.011354 | 0.015229 | 0.019107 | 0.022627 | 0.025456 | 0.02773 | 0.029543 | 0.031001 | 0.03219 | 0.033165 | 0.033961 | 0.034621 | 0.035181 | 0.035652 | 0.035749 | 0.0084273 | 0 | 0 | 0.44223 | 0.44223
LO12Med | NR | WHTanks | Commercial | Water Heating | 0.040763 | 236.5384 | 0.00017233 | 24.714 | 20-30 | NA | WHTanks-NR-Other | 0.0016172 | 0.0033148 | 0.0051205 | 0.0069732 | 0.0088669 | 0.010604 | 0.012002 | 0.013153 | 0.01409 | 0.014862 | 0.015501 | 0.016024 | 0.016463 | 0.016832 | 0.017142 | 0.017397 | 0.0022514 | 0 | 0 | 0 | 0.19221 | 0.19221
Retro1Slow | Retro | Secondary Glazing Systems | Commercial | HVAC | 0.00097688 | 7.6884 | 0.00012706 | 327.8697 | >140 | SGSWindow-(AC with Gas Furnace) | SGSWindow-Small Office (AC with Gas Furnace)-Portland | 0.028503 | 0.05673 | 0.10029 | 0.16244 | 0.2455 | 0.3501 | 0.4742 | 0.6121 | 0.75382 | 0.88514 | 0.98882 | 1.0474 | 1.0473 | 0.98307 | 0.86066 | 0.69761 | 0.51922 | 0.35162 | 0.082021 | 0 | 10.2466 | 10.2466
Retro1Slow | Retro | Secondary Glazing Systems | Commercial | HVAC | 0.0011416 | 8.9845 | 0.00012706 | 265.4947 | >140 | SGSWindow-(AC with Gas Furnace) | SGSWindow-Small Office (AC with Gas Furnace)-Spokane | 0.0075364 | 0.015 | 0.026518 | 0.042951 | 0.064913 | 0.092571 | 0.12538 | 0.16185 | 0.19932 | 0.23404 | 0.26145 | 0.27695 | 0.27692 | 0.25993 | 0.22757 | 0.18446 | 0.13729 | 0.092971 | 0.021687 | 0 | 2.7093 | 2.7093
Retro1Slow | Retro | Secondary Glazing Systems | Commercial | HVAC | 0.0010318 | 8.121 | 0.00012706 | 297.4597 | >140 | SGSWindow-(AC with Gas Furnace) | SGSWindow-Small Office (AC with Gas Furnace)-Missoula | 0.0013142 | 0.0026157 | 0.0046244 | 0.0074899 | 0.01132 | 0.016143 | 0.021865 | 0.028223 | 0.034758 | 0.040812 | 0.045593 | 0.048296 | 0.048291 | 0.045328 | 0.039684 | 0.032166 | 0.02394 | 0.016213 | 0.0037819 | 0 | 0.47246 | 0.47246
Retro1Slow | Retro | Secondary Glazing Systems | Commercial | HVAC | 0.007536 | 9.8766 | 0.00076301 | 227.9903 | >140 | SGSWindow-(Air-source Heat Pump) | SGSWindow-Small Office (Air-source Heat Pump)-Portland | 0.10762 | 0.21421 | 0.3787 | 0.61336 | 0.927 | 1.322 | 1.7905 | 2.3112 | 2.8464 | 3.3422 | 3.7337 | 3.955 | 3.9546 | 3.712 | 3.2498 | 2.6341 | 1.9605 | 1.3277 | 0.3097 | 0 | 38.6903 | 38.6903
Retro1Slow | Retro | Secondary Glazing Systems | Commercial | HVAC | 0.010218 | 13.3911 | 0.00076301 | 156.7842 | >140 | SGSWindow-(Air-source Heat Pump) | SGSWindow-Small Office (Air-source Heat Pump)-Spokane | 0.033017 | 0.065714 | 0.11618 | 0.18817 | 0.28439 | 0.40555 | 0.5493 | 0.70904 | 0.87321 | 1.0253 | 1.1454 | 1.2133 | 1.2132 | 1.1388 | 0.99697 | 0.8081 | 0.60145 | 0.4073 | 0.095011 | 0 | 11.8695 | 11.8695
Retro1Slow | Retro | Secondary Glazing Systems | Commercial | HVAC | 0.0093633 | 12.2715 | 0.00076301 | 175.0414 | >140 | SGSWindow-(Air-source Heat Pump) | SGSWindow-Small Office (Air-source Heat Pump)-Missoula | 0.0058372 | 0.011618 | 0.02054 | 0.033267 | 0.050278 | 0.0717 | 0.097113 | 0.12536 | 0.15438 | 0.18127 | 0.20251 | 0.21451 | 0.21449 | 0.20133 | 0.17626 | 0.14287 | 0.10633 | 0.072009 | 0.016797 | 0 | 2.0985 | 2.0985
Retro1Slow | Retro | Secondary Glazing Systems | Commercial | HVAC | 0.022898 | 30.0106 | 0.00076301 | 45.9685 | 40-50 | SGSWindow-(Apackaged VAV with Electric reheat) | SGSWindow-Mid-rise Office (Apackaged VAV with Electric reheat)-Portland | 0.067976 | 0.1353 | 0.23919 | 0.3874 | 0.5855 | 0.83497 | 1.1309 | 1.4598 | 1.7978 | 2.111 | 2.3583 | 2.498 | 2.4978 | 2.3445 | 2.0526 | 1.6637 | 1.2383 | 0.83857 | 0.19561 | 0 | 24.4372 | 24.4372
Retro1Slow | Retro | Secondary Glazing Systems | Commercial | HVAC | 0.038589 | 50.5748 | 0.00076301 | 9.6625 | 0-10 | SGSWindow-(Apackaged VAV with Electric reheat) | SGSWindow-Mid-rise Office (Apackaged VAV with Electric reheat)-Spokane | 0.02592 | 0.051589 | 0.091206 | 0.14772 | 0.22326 | 0.31838 | 0.43123 | 0.55664 | 0.68552 | 0.80493 | 0.89923 | 0.95253 | 0.95242 | 0.894 | 0.78268 | 0.6344 | 0.47217 | 0.31976 | 0.074589 | 0 | 9.3182 | 9.3182
Retro1Slow | Retro | Secondary Glazing Systems | Commercial | HVAC | 0.033435 | 43.8201 | 0.00076301 | 18.311 | 10-20 | SGSWindow-(Apackaged VAV with Electric reheat) | SGSWindow-Mid-rise Office (Apackaged VAV with Electric reheat)-Missoula | 0.0043327 | 0.0086236 | 0.015246 | 0.024693 | 0.037319 | 0.05322 | 0.072084 | 0.093047 | 0.11459 | 0.13455 | 0.15031 | 0.15922 | 0.15921 | 0.14944 | 0.13083 | 0.10605 | 0.078927 | 0.05345 | 0.012468 | 0 | 1.5576 | 1.5576
Retro1Slow | Retro | Secondary Glazing Systems | Commercial | HVAC | 0.0010146 | 6.9396 | 0.0001462 | 305.2123 | >140 | SGSWindow-(Apackaged VAV with Gas) | SGSWindow-Mid-rise Office (Apackaged VAV with Gas)-Portland | 0.01575 | 0.031348 | 0.055421 | 0.089763 | 0.13566 | 0.19346 | 0.26204 | 0.33824 | 0.41655 | 0.48912 | 0.54641 | 0.5788 | 0.57874 | 0.54323 | 0.47559 | 0.38549 | 0.28691 | 0.1943 | 0.045324 | 0 | 5.6622 | 5.6622
Retro1Slow | Retro | Secondary Glazing Systems | Commercial | HVAC | 0.0013239 | 9.0552 | 0.0001462 | 184.9428 | >140 | SGSWindow-(Apackaged VAV with Gas) | SGSWindow-Mid-rise Office (Apackaged VAV with Gas)-Spokane | 0.0046502 | 0.0092554 | 0.016363 | 0.026502 | 0.040053 | 0.057119 | 0.077365 | 0.099863 | 0.12299 | 0.14441 | 0.16133 | 0.17089 | 0.17087 | 0.16039 | 0.14042 | 0.11381 | 0.084709 | 0.057366 | 0.013382 | 0 | 1.6717 | 1.6717
Retro1Slow | Retro | Secondary Glazing Systems | Commercial | HVAC | 0.0010824 | 7.4033 | 0.0001462 | 249.3801 | >140 | SGSWindow-(Apackaged VAV with Gas) | SGSWindow-Mid-rise Office (Apackaged VAV with Gas)-Missoula | 0.00073347 | 0.0014598 | 0.0025809 | 0.0041801 | 0.0063176 | 0.0090094 | 0.012203 | 0.015751 | 0.019398 | 0.022778 | 0.025446 | 0.026954 | 0.026951 | 0.025298 | 0.022148 | 0.017952 | 0.013361 | 0.0090483 | 0.0021107 | 0 | 0.26368 | 0.26368
Retro1Slow | Retro | Secondary Glazing Systems | Commercial | HVAC | 0.0015274 | 10.4467 | 0.0001462 | 210.0252 | >140 | SGSWindow-(VAV with Central Chillers / Gas Boilers) | SGSWindow-High-rise Office (VAV with Central Chillers / Gas Boilers)-Portland | 0.0044311 | 0.0088193 | 0.015592 | 0.025253 | 0.038166 | 0.054428 | 0.07372 | 0.095158 | 0.11719 | 0.13761 | 0.15372 | 0.16284 | 0.16282 | 0.15283 | 0.1338 | 0.10845 | 0.080718 | 0.054663 | 0.012751 | 0 | 1.593 | 1.593
Retro1Slow | Retro | Secondary Glazing Systems | Commercial | HVAC | 0.0017373 | 11.8825 | 0.0001462 | 164.8188 | >140 | SGSWindow-(VAV with Central Chillers / Gas Boilers) | SGSWindow-High-rise Office (VAV with Central Chillers / Gas Boilers)-Spokane | 0.0011404 | 0.0022698 | 0.0040127 | 0.0064992 | 0.0098226 | 0.014008 | 0.018973 | 0.02449 | 0.03016 | 0.035414 | 0.039563 | 0.041908 | 0.041903 | 0.039333 | 0.034435 | 0.027912 | 0.020774 | 0.014068 | 0.0032816 | 0 | 0.40997 | 0.40997
Retro1Slow | Retro | Secondary Glazing Systems | Commercial | HVAC | 0.001614 | 11.039 | 0.0001462 | 180.1345 | >140 | SGSWindow-(VAV with Central Chillers / Gas Boilers) | SGSWindow-High-rise Office (VAV with Central Chillers / Gas Boilers)-Missoula | 0.00020439 | 0.00040681 | 0.00071921 | 0.0011649 | 0.0017605 | 0.0025106 | 0.0034005 | 0.0043894 | 0.0054057 | 0.0063473 | 0.0070909 | 0.0075112 | 0.0075104 | 0.0070496 | 0.0061718 | 0.0050026 | 0.0037233 | 0.0025215 | 0.00058817 | 0 | 0.073479 | 0.073479
Retro1Slow | Retro | Secondary Glazing Systems | Commercial | HVAC | 0.0094567 | 12.3939 | 0.00076301 | 172.8854 | >140 | SGSWindow-(Apackaged VAV with Electric reheat) | SGSWindow-Small Office (AC with Ele Furnace)-Portland | 0.077776 | 0.1548 | 0.27367 | 0.44326 | 0.66991 | 0.95534 | 1.294 | 1.6703 | 2.057 | 2.4153 | 2.6982 | 2.8582 | 2.8579 | 2.6825 | 2.3485 | 1.9036 | 1.4168 | 0.95947 | 0.22381 | 0 | 27.9603 | 27.9603
Retro1Slow | Retro | Secondary Glazing Systems | Commercial | HVAC | 0.01478 | 19.3709 | 0.00076301 | 95.012 | 90-100 | SGSWindow-(Apackaged VAV with Electric reheat) | SGSWindow-Small Office (AC with Ele Furnace)-Spokane | 0.027505 | 0.054744 | 0.096782 | 0.15675 | 0.23691 | 0.33785 | 0.4576 | 0.59067 | 0.72743 | 0.85415 | 0.95421 | 1.0108 | 1.0107 | 0.94866 | 0.83053 | 0.67319 | 0.50104 | 0.33931 | 0.079149 | 0 | 9.8879 | 9.8879
Retro1Slow | Retro | Secondary Glazing Systems | Commercial | HVAC | 0.013289 | 17.4169 | 0.00076301 | 110.5316 | 110-120 | SGSWindow-(Apackaged VAV with Electric reheat) | SGSWindow-Small Office (AC with Ele Furnace)-Missoula | 0.0047711 | 0.0094961 | 0.016788 | 0.027191 | 0.041095 | 0.058605 | 0.079377 | 0.10246 | 0.12618 | 0.14816 | 0.16552 | 0.17533 | 0.17531 | 0.16456 | 0.14407 | 0.11677 | 0.086912 | 0.058858 | 0.01373 | 0 | 1.7152 | 1.7152
Retro1Slow | Retro | Secondary Glazing Systems | Commercial | HVAC | 0.021705 | 28.4467 | 0.00076301 | 50.8774 | 50-60 | SGSWindow-(Apackaged VAV with Electric reheat) | SGSWindow-High-rise Office (VAV with Central Chillers / Ele Boilers)-Portland | 0.022862 | 0.045503 | 0.080446 | 0.13029 | 0.19692 | 0.28082 | 0.38036 | 0.49097 | 0.60465 | 0.70998 | 0.79315 | 0.84016 | 0.84007 | 0.78853 | 0.69034 | 0.55956 | 0.41647 | 0.28204 | 0.06579 | 0 | 8.2189 | 8.2189
Retro1Slow | Retro | Secondary Glazing Systems | Commercial | HVAC | 0.030484 | 39.9523 | 0.00076301 | 23.7497 | 20-30 | SGSWindow-(Apackaged VAV with Electric reheat) | SGSWindow-High-rise Office (VAV with Central Chillers / Ele Boilers)-Spokane | 0.0072652 | 0.01446 | 0.025564 | 0.041405 | 0.062578 | 0.08924 | 0.12087 | 0.15602 | 0.19215 | 0.22562 | 0.25205 | 0.26699 | 0.26696 | 0.25058 | 0.21938 | 0.17782 | 0.13235 | 0.089626 | 0.020907 | 0 | 2.6118 | 2.6118
Retro1Slow | Retro | Secondary Glazing Systems | Commercial | HVAC | 0.029046 | 38.067 | 0.00076301 | 27.0714 | 20-30 | SGSWindow-(Apackaged VAV with Electric reheat) | SGSWindow-High-rise Office (VAV with Central Chillers / Ele Boilers)-Missoula | 0.0013355 | 0.0026581 | 0.0046993 | 0.0076112 | 0.011503 | 0.016404 | 0.022219 | 0.02868 | 0.035321 | 0.041473 | 0.046332 | 0.049078 | 0.049073 | 0.046062 | 0.040327 | 0.032687 | 0.024328 | 0.016475 | 0.0038431 | 0 | 0.48011 | 0.48011
DEI | Retro | Distribution System Efficiency | Utility | Utility Distribution Sytem | 0.00062865 | 4.4347 | 0.00014176 | -2.4129 | <0 | NA | 1 - LDC voltage control method | 0.98634 | 1.5874 | 2.2048 | 3.0264 | 3.5518 | 4.0869 | 4.6322 | 4.9808 | 5.3383 | 5.7064 | 6.0833 | 6.4721 | 6.5455 | 6.6189 | 6.6966 | 6.7643 | 6.8414 | 6.9192 | 6.9985 | 7.0795 | 103.1208 | 103.1208
DEI | Retro | Distribution System Efficiency | Utility | Utility Distribution Sytem | 0.00037656 | 2.6564 | 0.00014176 | 3.4417 | 0-10 | NA | 2 - Light system improvements | 0.59083 | 0.95088 | 1.3207 | 1.8128 | 2.1276 | 2.4481 | 2.7747 | 2.9836 | 3.1977 | 3.4182 | 3.6439 | 3.8769 | 3.9208 | 3.9648 | 4.0113 | 4.0519 | 4.0981 | 4.1447 | 4.1922 | 4.2407 | 61.7702 | 61.7702
DEI | Retro | Distribution System Efficiency | Utility | Utility Distribution Sytem | 0.00041363 | 2.9179 | 0.00014176 | 59.9026 | 50-60 | NA | 3 - Major system improvements | 0.64898 | 1.0445 | 1.4507 | 1.9913 | 2.337 | 2.6891 | 3.0478 | 3.2772 | 3.5124 | 3.7546 | 4.0026 | 4.2584 | 4.3067 | 4.355 | 4.4062 | 4.4507 | 4.5014 | 4.5526 | 4.6048 | 4.6581 | 67.85 | 67.85
DEI | Retro | Distribution System Efficiency | Utility | Utility Distribution Sytem | 0.00021198 | 1.4954 | 0.00014176 | 96.7199 | 90-100 | NA | 4 - EOL voltage control method | 0.3326 | 0.53529 | 0.74347 | 1.0205 | 1.1977 | 1.3781 | 1.562 | 1.6796 | 1.8001 | 1.9242 | 2.0513 | 2.1824 | 2.2072 | 2.2319 | 2.2582 | 2.281 | 2.307 | 2.3332 | 2.3599 | 2.3873 | 34.773 | 34.773
DEI | Retro | Distribution System Efficiency | Utility | Utility Distribution Sytem | 1.6419e-05 | 0.11583 | 0.00014176 | 321.62 | >140 | NA | A - SCL implement EOL w/ major system improvements | 0.025761 | 0.04146 | 0.057585 | 0.079043 | 0.092766 | 0.10674 | 0.12098 | 0.13009 | 0.13943 | 0.14904 | 0.15888 | 0.16904 | 0.17095 | 0.17287 | 0.1749 | 0.17667 | 0.17868 | 0.18072 | 0.18279 | 0.1849 | 2.6933 | 2.6933
Retro12Med | Retro | Compressed Air | Industrial | Compressed air | 4771.9535 | 37994402.9688 | 0.0001256 | 31.9173 | 30-40 | NA | Air Compressor Demand Reduction | 0.44364 | 0.44364 | 0.44364 | 0.44364 | 0.44364 | 0.39928 | 0.31942 | 0.25554 | 0.20443 | 0.16354 | 0.13084 | 0.10467 | 0.083734 | 0.066988 | 0.05359 | 0.042872 | 0.00029242 | 0.00010444 | 3.5603e-05 | 1.161e-05 | 4.0562 | 4.0435
Retro12Med | Retro | Compressed Air | Industrial | Compressed Air | 0 | 0 | #DIV/0! | 9999 | >140 | NA | Air Compressor Equipment1 | 0 | 0 | 0 | 0 | 0 | 0 | 0 | 0 | 0 | 0 | 0 | 0 | 0 | 0 | 0 | 0 | 0 | 0 | 0 | 0 | 0 | 0
Retro20Fast | Retro | Compressed Air | Industrial | Compressed Air | 2564.2887 | 20416925.3912 | 0.0001256 | 29.3238 | 20-30 | NA | Air Compressor Equipment2 | 0.48214 | 0.33794 | 0.23394 | 0.1822 | 0.15963 | 0.13813 | 0.11834 | 0.10054 | 0.084825 | 0.071143 | 0.059364 | 0.046233 | 0.036006 | 0.028042 | 0.021839 | 0.017008 | 0.013246 | 0.010316 | 0.0080341 | 0.0062569 | 2.1796 | 2.1552
Retro12Med | Retro | Compressed Air | Industrial | Energy Management | 7522.0836 | 59891002.5623 | 0.0001256 | 3.1264 | 0-10 | NA | Air Compressor Optimization | 0.69932 | 0.69932 | 0.69932 | 0.69932 | 0.69932 | 0.62938 | 0.50351 | 0.40281 | 0.32224 | 0.2578 | 0.20624 | 0.16499 | 0.13199 | 0.10559 | 0.084475 | 0.06758 | 0.00046095 | 0.00016462 | 5.6122e-05 | 1.8301e-05 | 6.3938 | 6.3739
Retro20Fast | Retro | Lighting | Industrial | Lighting | 2169.8151 | 17276117.6204 | 0.0001256 | 35.9438 | 30-40 | NA | HighBay Lighting 1 Shift | 0.40797 | 0.28595 | 0.19796 | 0.15417 | 0.13507 | 0.11688 | 0.10013 | 0.085073 | 0.071776 | 0.060199 | 0.050232 | 0.039121 | 0.030467 | 0.023728 | 0.018479 | 0.014392 | 0.011208 | 0.008729 | 0.0067982 | 0.0052944 | 1.8443 | 1.8236
Retro20Fast | Retro | Lighting | Industrial | Lighting | 2058.3987 | 16389017.9239 | 0.0001256 | 17.8935 | 10-20 | NA | HighBay Lighting 2 Shift | 0.38702 | 0.27127 | 0.18779 | 0.14625 | 0.12814 | 0.11088 | 0.094991 | 0.080705 | 0.06809 | 0.057108 | 0.047653 | 0.037112 | 0.028903 | 0.02251 | 0.01753 | 0.013653 | 0.010633 | 0.0082808 | 0.0064491 | 0.0050226 | 1.7496 | 1.73
Retro20Fast | Retro | Lighting | Industrial | Lighting | 18783.8968 | 149557817.2656 | 0.0001256 | 6.4053 | 0-10 | NA | HighBay Lighting 3 Shift | 3.5317 | 2.4755 | 1.7137 | 1.3346 | 1.1693 | 1.0119 | 0.86684 | 0.73647 | 0.62136 | 0.52114 | 0.43485 | 0.33866 | 0.26375 | 0.20541 | 0.15997 | 0.12459 | 0.097029 | 0.075566 | 0.058851 | 0.045833 | 15.9663 | 15.787
Retro20Fast | Retro | Lighting | Industrial | Lighting | 2073.6458 | 16510415.7706 | 0.0001256 | 6.0489 | 0-10 | NA | Efficient Lighting 1 Shift | 0.38989 | 0.27328 | 0.18918 | 0.14734 | 0.12909 | 0.1117 | 0.095695 | 0.081302 | 0.068595 | 0.057531 | 0.048006 | 0.037387 | 0.029117 | 0.022676 | 0.01766 | 0.013754 | 0.010712 | 0.0083421 | 0.0064969 | 0.0050598 | 1.7626 | 1.7428
Retro20Fast | Retro | Lighting | Industrial | Lighting | 1966.3403 | 15656046.4067 | 0.0001256 | 0.52918 | 0-10 | NA | Efficient Lighting 2 Shift | 0.36971 | 0.25914 | 0.17939 | 0.13971 | 0.12241 | 0.10592 | 0.090743 | 0.077095 | 0.065045 | 0.054554 | 0.045521 | 0.035452 | 0.02761 | 0.021503 | 0.016746 | 0.013042 | 0.010157 | 0.0079104 | 0.0061607 | 0.0047979 | 1.6714 | 1.6526
Retro20Fast | Retro | Lighting | Industrial | Lighting | 17878.7747 | 142351214.4364 | 0.0001256 | -2.9723 | <0 | NA | Efficient Lighting 3 Shift | 3.3616 | 2.3562 | 1.6311 | 1.2703 | 1.113 | 0.9631 | 0.82507 | 0.70098 | 0.59142 | 0.49603 | 0.4139 | 0.32235 | 0.25104 | 0.19551 | 0.15227 | 0.11858 | 0.092354 | 0.071925 | 0.056015 | 0.043625 | 15.197 | 15.0263
Retro20Fast | Retro | Lighting | Industrial | Lighting | 5089.6678 | 40524051.7721 | 0.0001256 | 31.777 | 30-40 | NA | Lighting Controls | 0.95696 | 0.67075 | 0.46434 | 0.36163 | 0.31684 | 0.27417 | 0.23488 | 0.19955 | 0.16836 | 0.14121 | 0.11783 | 0.091764 | 0.071466 | 0.055658 | 0.043346 | 0.033758 | 0.026291 | 0.020475 | 0.015946 | 0.012419 | 4.3262 | 4.2776
retro5med | Retro | Motors | Industrial | Motors | 2744.1038 | 21848617.8053 | 0.0001256 | 52.65 | 50-60 | NA | Motors: Rewind 20-50 HP | 0.1003 | 0.12315 | 0.1507 | 0.17494 | 0.19954 | 0.23328 | 0.25592 | 0.26144 | 0.24637 | 0.21178 | 0.16388 | 0.11247 | 0.067302 | 0.031435 | 0 | 0 | 0 | 0 | 0 | 0 | 2.3325 | 2.3325
retro5med | Retro | Motors | Industrial | Motors | 1433.1837 | 11411041.7182 | 0.0001256 | 46.4561 | 40-50 | NA | Motors: Rewind 51-100 HP | 0.052383 | 0.064318 | 0.078706 | 0.091365 | 0.10421 | 0.12184 | 0.13366 | 0.13654 | 0.12867 | 0.11061 | 0.085592 | 0.05874 | 0.03515 | 0.016418 | 0 | 0 | 0 | 0 | 0 | 0 | 1.2182 | 1.2182
retro5med | Retro | Motors | Industrial | Motors | 2142.7425 | 17060564.8932 | 0.0001256 | 31.7266 | 30-40 | NA | Motors: Rewind 101-200 HP | 0.078317 | 0.096161 | 0.11767 | 0.1366 | 0.15581 | 0.18216 | 0.19983 | 0.20414 | 0.19238 | 0.16537 | 0.12797 | 0.087822 | 0.052553 | 0.024546 | 0 | 0 | 0 | 0 | 0 | 0 | 1.8213 | 1.8213
retro5med | Retro | Motors | Industrial | Motors | 1803.7985 | 14361885.0645 | 0.0001256 | 17.5897 | 10-20 | NA | Motors: Rewind 201-500 HP | 0.065929 | 0.08095 | 0.099059 | 0.11499 | 0.13116 | 0.15335 | 0.16822 | 0.17185 | 0.16195 | 0.13921 | 0.10773 | 0.07393 | 0.04424 | 0.020663 | 0 | 0 | 0 | 0 | 0 | 0 | 1.5332 | 1.5332
retro5med | Retro | Motors | Industrial | Motors | 2367.0014 | 18846119.4331 | 0.0001256 | 10.9817 | 10-20 | NA | Motors: Rewind 501-5000 HP | 0.086514 | 0.10623 | 0.12999 | 0.1509 | 0.17212 | 0.20122 | 0.22075 | 0.22551 | 0.21251 | 0.18267 | 0.14136 | 0.097013 | 0.058053 | 0.027115 | 0 | 0 | 0 | 0 | 0 | 0 | 2.012 | 2.012
Retro12Med | Retro | Fans | Industrial | Fans | 2616.7262 | 22270069.2322 | 0.0001175 | 24.3807 | 20-30 | NA | Efficient Centrifugal Fan | 0.24327 | 0.24327 | 0.24327 | 0.24327 | 0.24327 | 0.21895 | 0.17516 | 0.14013 | 0.1121 | 0.08968 | 0.071744 | 0.057395 | 0.045916 | 0.036733 | 0.029386 | 0.023509 | 0.00016035 | 5.7268e-05 | 1.9523e-05 | 6.3662e-06 | 2.2242 | 2.2173
retro5med | Retro | Fans | Industrial | Energy Management | 10348.5877 | 83386927.0459 | 0.0001241 | 23.9201 | 20-30 | NA | Fan Energy Management | 0.37824 | 0.46442 | 0.56831 | 0.65972 | 0.7525 | 0.87976 | 0.96511 | 0.98593 | 0.92912 | 0.79866 | 0.61803 | 0.42414 | 0.25381 | 0.11855 | 0 | 0 | 0 | 0 | 0 | 0 | 8.7963 | 8.7963
retro5med | Retro | Fans | Industrial | Fans | 29366.9044 | 233819966.7277 | 0.0001256 | 38.3989 | 30-40 | NA | Fan Equipment Upgrade | 1.0734 | 1.3179 | 1.6127 | 1.8721 | 2.1354 | 2.4966 | 2.7388 | 2.7978 | 2.6366 | 2.2664 | 1.7538 | 1.2036 | 0.72026 | 0.33641 | 0 | 0 | 0 | 0 | 0 | 0 | 24.9619 | 24.9619
retro5med | Retro | Fans | Industrial | Energy Management | 34373.6869 | 247246747.4581 | 0.00013903 | 12.7345 | 10-20 | NA | Fan System Optimization | 1.2564 | 1.5426 | 1.8877 | 2.1913 | 2.4995 | 2.9222 | 3.2057 | 3.2748 | 3.0861 | 2.6528 | 2.0529 | 1.4088 | 0.84305 | 0.39376 | 0 | 0 | 0 | 0 | 0 | 0 | 29.2176 | 29.2176
retro5med | Retro | Pumps | Industrial | Energy Management | 14962.4246 | 127340122.0485 | 0.0001175 | 24.2923 | 20-30 | NA | Pump Energy Management | 0.54688 | 0.67148 | 0.82169 | 0.95385 | 1.088 | 1.272 | 1.3954 | 1.4255 | 1.3434 | 1.1547 | 0.89358 | 0.61324 | 0.36697 | 0.1714 | 0 | 0 | 0 | 0 | 0 | 0 | 12.7181 | 12.7181
Retro12Med | Retro | Pumps | Industrial | Pumps | 40450.4362 | 344259946.6868 | 0.0001175 | 45.8012 | 40-50 | NA | Pump Equipment Upgrade | 3.7606 | 3.7606 | 3.7606 | 3.7606 | 3.7606 | 3.3846 | 2.7076 | 2.1661 | 1.7329 | 1.3863 | 1.109 | 0.88724 | 0.70979 | 0.56783 | 0.45427 | 0.36341 | 0.0024788 | 0.00088527 | 0.0003018 | 9.8412e-05 | 34.3829 | 34.2759
retro5med | Retro | Pumps | Industrial | Energy Management | 43771.1945 | 352699858.7236 | 0.0001241 | -15.9503 | <0 | NA | Pump System Optimization | 1.5998 | 1.9643 | 2.4038 | 2.7904 | 3.1828 | 3.7211 | 4.0821 | 4.1702 | 3.9299 | 3.3781 | 2.6141 | 1.794 | 1.0735 | 0.50141 | 0 | 0 | 0 | 0 | 0 | 0 | 37.2055 | 37.2055
retro5med | Retro | Transformers | Industrial | Transformers | 0 | 0 | #DIV/0! | 9999 | >140 | NA | Transformers-Retrofit | 0 | 0 | 0 | 0 | 0 | 0 | 0 | 0 | 0 | 0 | 0 | 0 | 0 | 0 | 0 | 0 | 0 | 0 | 0 | 0 | 0 | 0
Retro5Med | Retro | Transformers | Industrial | Transformers | 0 | 0 | #DIV/0! | 9999 | >140 | NA | Transformers-New | 0 | 0 | 0 | 0 | 0 | 0 | 0 | 0 | 0 | 0 | 0 | 0 | 0 | 0 | 0 | 0 | 0 | 0 | 0 | 0 | 0 | 0
Retro12Med | Retro | Belts | Industrial | Misc | 0 | 0 | #DIV/0! | 9999 | >140 | NA | Synchronous Belts | 0 | 0 | 0 | 0 | 0 | 0 | 0 | 0 | 0 | 0 | 0 | 0 | 0 | 0 | 0 | 0 | 0 | 0 | 0 | 0 | 0 | 0
Retro12Med | Retro | Hi-Tech | Industrial | Hi-Tech | 165.697 | 1319283.3049 | 0.0001256 | 43.8181 | 40-50 | NA | Elec Chip Fab: Eliminate Exhaust | 0.015405 | 0.015405 | 0.015405 | 0.015405 | 0.015405 | 0.013864 | 0.011091 | 0.008873 | 0.0070984 | 0.0056787 | 0.004543 | 0.0036344 | 0.0029075 | 0.002326 | 0.0018608 | 0.0014886 | 1.0154e-05 | 3.6263e-06 | 1.2362e-06 | 4.0312e-07 | 0.14084 | 0.1404
Retro12Med | Retro | Hi-Tech | Industrial | Hi-Tech | 5280.919 | 42046798.547 | 0.0001256 | -76.3122 | <0 | NA | Elec Chip Fab: Exhaust Injector | 0.49096 | 0.49096 | 0.49096 | 0.49096 | 0.49096 | 0.44186 | 0.35349 | 0.28279 | 0.22623 | 0.18099 | 0.14479 | 0.11583 | 0.092665 | 0.074132 | 0.059306 | 0.047445 | 0.00032361 | 0.00011557 | 3.94e-05 | 1.2848e-05 | 4.4888 | 4.4748
Retro12Med | Retro | Hi-Tech | Industrial | Hi-Tech | 5919.8707 | 47134146.1172 | 0.0001256 | -54.5618 | <0 | NA | Elec Chip Fab: Solidstate Chiller | 0.55036 | 0.55036 | 0.55036 | 0.55036 | 0.55036 | 0.49532 | 0.39626 | 0.31701 | 0.25361 | 0.20289 | 0.16231 | 0.12985 | 0.10388 | 0.083102 | 0.066481 | 0.053185 | 0.00036276 | 0.00012956 | 4.4168e-05 | 1.4402e-05 | 5.0319 | 5.0162
Retro12Med | Retro | Hi-Tech | Industrial | Hi-Tech | 1360.0992 | 10829140.7369 | 0.0001256 | -22.1485 | <0 | NA | Elec Chip Fab: Reduce Gas Pressure | 0.12645 | 0.12645 | 0.12645 | 0.12645 | 0.12645 | 0.1138 | 0.091041 | 0.072833 | 0.058266 | 0.046613 | 0.037291 | 0.029832 | 0.023866 | 0.019093 | 0.015274 | 0.012219 | 8.3345e-05 | 2.9766e-05 | 1.0148e-05 | 3.309e-06 | 1.1561 | 1.1525
Retro5Med | Retro | Hi-Tech | Industrial | Hi-Tech | 3505.7412 | 27912792.0874 | 0.0001256 | 2.6326 | 0-10 | NA | Clean Room: Change Filter Strategy | 0.12813 | 0.15733 | 0.19252 | 0.22349 | 0.25492 | 0.29803 | 0.32695 | 0.334 | 0.31475 | 0.27056 | 0.20937 | 0.14368 | 0.085982 | 0.04016 | 0 | 0 | 0 | 0 | 0 | 0 | 2.9799 | 2.9799
Retro5Med | Retro | Hi-Tech | Industrial | Hi-Tech | 947.803 | 7546428.9387 | 0.0001256 | 11.2049 | 10-20 | NA | Clean Room: Clean Room HVAC | 0.034642 | 0.042535 | 0.052051 | 0.060422 | 0.068919 | 0.080575 | 0.088392 | 0.090299 | 0.085096 | 0.073147 | 0.056604 | 0.038846 | 0.023246 | 0.010857 | 0 | 0 | 0 | 0 | 0 | 0 | 0.80563 | 0.80563
Retro5Med | Retro | Hi-Tech | Industrial | Energy Management | 1492.5538 | 11883747.7526 | 0.0001256 | 7.9939 | 0-10 | NA | Clean Room: Chiller Optimize | 0.054553 | 0.066982 | 0.081967 | 0.09515 | 0.10853 | 0.12689 | 0.1392 | 0.1422 | 0.134 | 0.11519 | 0.089138 | 0.061173 | 0.036607 | 0.017098 | 0 | 0 | 0 | 0 | 0 | 0 | 1.2687 | 1.2687
Retro12Med | Retro | Food Processing | Industrial | Low & Med Temp Refr | 14759.2275 | 141281303.1216 | 0.00010447 | 47.3558 | 40-50 | NA | Food: Cooling and Storage | 1.3721 | 1.3721 | 1.3721 | 1.3721 | 1.3721 | 1.2349 | 0.98794 | 0.79035 | 0.63228 | 0.50583 | 0.40466 | 0.32373 | 0.25898 | 0.20719 | 0.16575 | 0.1326 | 0.00090443 | 0.00032301 | 0.00011012 | 3.5908e-05 | 12.5453 | 12.5063
Retro12Med | Retro | Food Storage | Industrial | Energy Management | 7955.9682 | 76157749.8657 | 0.00010447 | 27.4621 | 20-30 | NA | Food: Refrig Storage Tuneup | 0.73965 | 0.73965 | 0.73965 | 0.73965 | 0.73965 | 0.66569 | 0.53255 | 0.42604 | 0.34083 | 0.27267 | 0.21813 | 0.17451 | 0.1396 | 0.11168 | 0.089347 | 0.071478 | 0.00048753 | 0.00017412 | 5.9359e-05 | 1.9356e-05 | 6.7626 | 6.7415
RetroEven20 | Retro | Metals | Industrial | Metals | 297.2946 | 2367066.5077 | 0.0001256 | -2055.3294 | <0 | NA | Metal: New Arc Furnace | 0.012635 | 0.012635 | 0.012635 | 0.012635 | 0.012635 | 0.012635 | 0.012635 | 0.012635 | 0.012635 | 0.012635 | 0.012635 | 0.012635 | 0.012635 | 0.012635 | 0.012635 | 0.012635 | 0.012635 | 0.012635 | 0.012635 | 0.012635 | 0.2527 | 0.2527
RetroEven20 | Retro | Pulp | Industrial | Pulp | 2453.122 | 19531813.505 | 0.0001256 | 34.7544 | 30-40 | NA | Mech Pulp: Refiner Replacement | 0.10426 | 0.10426 | 0.10426 | 0.10426 | 0.10426 | 0.10426 | 0.10426 | 0.10426 | 0.10426 | 0.10426 | 0.10426 | 0.10426 | 0.10426 | 0.10426 | 0.10426 | 0.10426 | 0.10426 | 0.10426 | 0.10426 | 0.10426 | 2.0852 | 2.0852
RetroEven20 | Retro | Pulp | Industrial | Pulp | 38.5878 | 307237.1722 | 0.0001256 | 27.1409 | 20-30 | NA | Mech Pulp: Premium Process | 0.00164 | 0.00164 | 0.00164 | 0.00164 | 0.00164 | 0.00164 | 0.00164 | 0.00164 | 0.00164 | 0.00164 | 0.00164 | 0.00164 | 0.00164 | 0.00164 | 0.00164 | 0.00164 | 0.00164 | 0.00164 | 0.00164 | 0.00164 | 0.0328 | 0.0328
RetroEven20 | Retro | Pulp | Industrial | Pulp | 161.9538 | 1289479.8152 | 0.0001256 | 42.6786 | 40-50 | NA | Mech Pulp: Refiner Plate Improvement | 0.006883 | 0.006883 | 0.006883 | 0.006883 | 0.006883 | 0.006883 | 0.006883 | 0.006883 | 0.006883 | 0.006883 | 0.006883 | 0.006883 | 0.006883 | 0.006883 | 0.006883 | 0.006883 | 0.006883 | 0.006883 | 0.006883 | 0.006883 | 0.13766 | 0.13766
RetroEven20 | Retro | Pulp | Industrial | Pulp | 887.4101 | 7065579.51 | 0.0001256 | 5.0845 | 0-10 | NA | Kraft: Effluent Treatment System | 0.037715 | 0.037715 | 0.037715 | 0.037715 | 0.037715 | 0.037715 | 0.037715 | 0.037715 | 0.037715 | 0.037715 | 0.037715 | 0.037715 | 0.037715 | 0.037715 | 0.037715 | 0.037715 | 0.037715 | 0.037715 | 0.037715 | 0.037715 | 0.7543 | 0.7543
RetroEven20 | Retro | Pulp | Industrial | Pulp | 7284.0305 | 57995617.7263 | 0.0001256 | 6.8677 | 0-10 | NA | Kraft: Efficient Agitator | 0.30957 | 0.30957 | 0.30957 | 0.30957 | 0.30957 | 0.30957 | 0.30957 | 0.30957 | 0.30957 | 0.30957 | 0.30957 | 0.30957 | 0.30957 | 0.30957 | 0.30957 | 0.30957 | 0.30957 | 0.30957 | 0.30957 | 0.30957 | 6.1914 | 6.1914
RetroEven20 | Retro | Paper | Industrial | Paper | 3918.5514 | 31199596.2336 | 0.0001256 | 22.6647 | 20-30 | NA | Paper: Efficient Pulp Screen | 0.16654 | 0.16654 | 0.16654 | 0.16654 | 0.16654 | 0.16654 | 0.16654 | 0.16654 | 0.16654 | 0.16654 | 0.16654 | 0.16654 | 0.16654 | 0.16654 | 0.16654 | 0.16654 | 0.16654 | 0.16654 | 0.16654 | 0.16654 | 3.3308 | 3.3308
RetroEven20 | Retro | Paper | Industrial | Paper | 4744.8795 | 37778839.5433 | 0.0001256 | 22.8072 | 20-30 | NA | Paper: Premium Fan | 0.20166 | 0.20166 | 0.20166 | 0.20166 | 0.20166 | 0.20166 | 0.20166 | 0.20166 | 0.20166 | 0.20166 | 0.20166 | 0.20166 | 0.20166 | 0.20166 | 0.20166 | 0.20166 | 0.20166 | 0.20166 | 0.20166 | 0.20166 | 4.0331 | 4.0331
RetroEven20 | Retro | Paper | Industrial | Paper | 967.0405 | 7699598.7517 | 0.0001256 | 153.8453 | >140 | NA | Paper: Material Handling | 0.041099 | 0.041099 | 0.041099 | 0.041099 | 0.041099 | 0.041099 | 0.041099 | 0.041099 | 0.041099 | 0.041099 | 0.041099 | 0.041099 | 0.041099 | 0.041099 | 0.041099 | 0.041099 | 0.041099 | 0.041099 | 0.041099 | 0.041099 | 0.82198 | 0.82198
RetroEven20 | Retro | Paper | Industrial | Paper | 1477.3878 | 11762995.3449 | 0.0001256 | 182.4029 | >140 | NA | Paper: Large Material Handling | 0.062789 | 0.062789 | 0.062789 | 0.062789 | 0.062789 | 0.062789 | 0.062789 | 0.062789 | 0.062789 | 0.062789 | 0.062789 | 0.062789 | 0.062789 | 0.062789 | 0.062789 | 0.062789 | 0.062789 | 0.062789 | 0.062789 | 0.062789 | 1.2558 | 1.2558
RetroEven20 | Retro | Paper | Industrial | Paper | 3805.6328 | 30300535.313 | 0.0001256 | 73.8061 | 70-80 | NA | Paper: Premium Control Large Material | 0.16174 | 0.16174 | 0.16174 | 0.16174 | 0.16174 | 0.16174 | 0.16174 | 0.16174 | 0.16174 | 0.16174 | 0.16174 | 0.16174 | 0.16174 | 0.16174 | 0.16174 | 0.16174 | 0.16174 | 0.16174 | 0.16174 | 0.16174 | 3.2348 | 3.2348
RetroEven20 | Retro | Material Handling | Industrial | Material Handling | 0 | 0 | #DIV/0! | 9999 | >140 | NA | Material Handling1 | 0 | 0 | 0 | 0 | 0 | 0 | 0 | 0 | 0 | 0 | 0 | 0 | 0 | 0 | 0 | 0 | 0 | 0 | 0 | 0 | 0 | 0
Retro5Med | Retro | Material Handling | Industrial | Material Handling | 8477.9006 | 60980754.205 | 0.00013903 | 75.9598 | 70-80 | NA | Material Handling2 | 0.30987 | 0.38047 | 0.46558 | 0.54047 | 0.61647 | 0.72073 | 0.79065 | 0.8077 | 0.76116 | 0.65429 | 0.50631 | 0.34747 | 0.20793 | 0.097117 | 0 | 0 | 0 | 0 | 0 | 0 | 7.2062 | 7.2062
RetroEven20 | Retro | Material Handling | Industrial | Material Handling | 0 | 0 | #DIV/0! | 9999 | >140 | NA | Material Handling VFD1 | 0 | 0 | 0 | 0 | 0 | 0 | 0 | 0 | 0 | 0 | 0 | 0 | 0 | 0 | 0 | 0 | 0 | 0 | 0 | 0 | 0 | 0
Retro5Med | Retro | Material Handling | Industrial | Material Handling | 33662.3171 | 242129930.0159 | 0.00013903 | 42.7911 | 40-50 | NA | Material Handling VFD2 | 1.2304 | 1.5107 | 1.8486 | 2.146 | 2.4478 | 2.8617 | 3.1393 | 3.2071 | 3.0223 | 2.5979 | 2.0104 | 1.3797 | 0.82561 | 0.38561 | 0 | 0 | 0 | 0 | 0 | 0 | 28.613 | 28.613
Retro5Med | Retro | Wood | Industrial | Wood | 25243.3817 | 181573307.6567 | 0.00013903 | -67.9391 | <0 | NA | Wood: Replace Pneumatic Conveyor | 0.92265 | 1.1329 | 1.3863 | 1.6093 | 1.8356 | 2.146 | 2.3542 | 2.405 | 2.2664 | 1.9482 | 1.5076 | 1.0346 | 0.61912 | 0.28917 | 0 | 0 | 0 | 0 | 0 | 0 | 21.4569 | 21.4569
Retro5Med | Retro | Wood | Industrial | Wood | 1052.3097 | 7569166.4642 | 0.00013903 | 25.1149 | 20-30 | NA | Panel: Hydraulic Press | 0.038462 | 0.047225 | 0.05779 | 0.067085 | 0.076519 | 0.089459 | 0.098138 | 0.10026 | 0.094479 | 0.081212 | 0.062846 | 0.04313 | 0.025809 | 0.012055 | 0 | 0 | 0 | 0 | 0 | 0 | 0.89446 | 0.89446
Retro12Med | Retro | Food Storage | Industrial | Low & Med Temp Refr | 4035.3819 | 38628309.5549 | 0.00010447 | 41.4497 | 40-50 | NA | Cold Storage Retrofit | 0.37516 | 0.37516 | 0.37516 | 0.37516 | 0.37516 | 0.33765 | 0.27012 | 0.21609 | 0.17288 | 0.1383 | 0.11064 | 0.088512 | 0.07081 | 0.056648 | 0.045318 | 0.036255 | 0.00024728 | 8.8316e-05 | 3.0108e-05 | 9.8177e-06 | 3.4301 | 3.4194
Retro12Med | Retro | Food Storage | Industrial | Energy Management | 2678.4253 | 25638972.0064 | 0.00010447 | 27.4621 | 20-30 | NA | Cold Storage Tuneup | 0.24901 | 0.24901 | 0.24901 | 0.24901 | 0.24901 | 0.22411 | 0.17929 | 0.14343 | 0.11474 | 0.091795 | 0.073436 | 0.058749 | 0.046999 | 0.037599 | 0.030079 | 0.024063 | 0.00016413 | 5.8618e-05 | 1.9983e-05 | 6.5164e-06 | 2.2767 | 2.2696
Retro12Med | Retro | Food Storage | Industrial | Low & Med Temp Refr | 37296.2575 | 357014882.5252 | 0.00010447 | 34.4129 | 30-40 | NA | Fruit Storage Refer Retrofit | 3.4674 | 3.4674 | 3.4674 | 3.4674 | 3.4674 | 3.1206 | 2.4965 | 1.9972 | 1.5978 | 1.2782 | 1.0226 | 0.81806 | 0.65444 | 0.52356 | 0.41884 | 0.33508 | 0.0022855 | 0.00081624 | 0.00027826 | 9.0738e-05 | 31.7018 | 31.6032
Retro12Med | Retro | Food Storage | Industrial | Misc | 0 | 0 | #DIV/0! | 9999 | >140 | NA | CA Retrofit -- CO2 Scrub | 0 | 0 | 0 | 0 | 0 | 0 | 0 | 0 | 0 | 0 | 0 | 0 | 0 | 0 | 0 | 0 | 0 | 0 | 0 | 0 | 0 | 0
Retro12Med | Retro | Food Storage | Industrial | MIsc | 0 | 0 | #DIV/0! | 9999 | >140 | NA | CA Retrofit -- Membrane | 0 | 0 | 0 | 0 | 0 | 0 | 0 | 0 | 0 | 0 | 0 | 0 | 0 | 0 | 0 | 0 | 0 | 0 | 0 | 0 | 0 | 0
Retro12Med | Retro | Food Storage | Industrial | Energy Management | 12090.6894 | 115736976.3139 | 0.00010447 | 27.4621 | 20-30 | NA | Fruit Storage Tuneup | 1.1241 | 1.1241 | 1.1241 | 1.1241 | 1.1241 | 1.0116 | 0.80932 | 0.64745 | 0.51796 | 0.41437 | 0.3315 | 0.2652 | 0.21216 | 0.16973 | 0.13578 | 0.10862 | 0.0007409 | 0.00026461 | 9.0207e-05 | 2.9415e-05 | 10.2771 | 10.2451
Retro12Med | Retro | Food Storage | Industrial | Low & Med Temp Refr | 1103.1032 | 10559350.4919 | 0.00010447 | 43.4955 | 40-50 | NA | Groc Dist Retrofit | 0.10255 | 0.10255 | 0.10255 | 0.10255 | 0.10255 | 0.092298 | 0.073839 | 0.059071 | 0.047257 | 0.037805 | 0.030244 | 0.024195 | 0.019356 | 0.015485 | 0.012388 | 0.0099105 | 6.7597e-05 | 2.4142e-05 | 8.2301e-06 | 2.6837e-06 | 0.93764 | 0.93472
Retro12Med | Retro | Food Storage | Industrial | Energy Management | 1360.4939 | 13023198.94 | 0.00010447 | 27.4621 | 20-30 | NA | Groc Dist Tuneup | 0.12648 | 0.12648 | 0.12648 | 0.12648 | 0.12648 | 0.11383 | 0.091068 | 0.072854 | 0.058283 | 0.046627 | 0.037301 | 0.029841 | 0.023873 | 0.019098 | 0.015279 | 0.012223 | 8.337e-05 | 2.9775e-05 | 1.0151e-05 | 3.31e-06 | 1.1564 | 1.1528
Retro20Fast | Retro | Plant Energy Management | Industrial | Energy Management | 52113.2485 | 414926880.8326 | 0.0001256 | 26.1385 | 20-30 | NA | Plant Energy Management | 9.7983 | 6.8678 | 4.7544 | 3.7027 | 3.2441 | 2.8073 | 2.4049 | 2.0432 | 1.7239 | 1.4458 | 1.2064 | 0.93958 | 0.73174 | 0.56988 | 0.44382 | 0.34565 | 0.26919 | 0.20965 | 0.16327 | 0.12716 | 44.2963 | 43.7988
Retro5Med | Retro | Energy Project Management | Industrial | Energy Management | 111162.1867 | 885075881.8523 | 0.0001256 | 43.1404 | 40-50 | NA | Energy Project Management | 4.063 | 4.9887 | 6.1047 | 7.0866 | 8.0832 | 9.4502 | 10.367 | 10.5906 | 9.9804 | 8.579 | 6.6388 | 4.556 | 2.7264 | 1.2734 | 0 | 0 | 0 | 0 | 0 | 0 | 94.4879 | 94.4879
RetroEven20 | Retro | Integrated Plant Energy Management | Industrial | Energy Management | 100110.8183 | 797084632.9304 | 0.0001256 | -3.3024 | <0 | NA | Integrated Plant Energy Management | 4.2547 | 4.2547 | 4.2547 | 4.2547 | 4.2547 | 4.2547 | 4.2547 | 4.2547 | 4.2547 | 4.2547 | 4.2547 | 4.2547 | 4.2547 | 4.2547 | 4.2547 | 4.2547 | 4.2547 | 4.2547 | 4.2547 | 4.2547 | 85.0942 | 85.0942
LO3Slow | New | Aerator | Residential | Water Heating | 0.013747 | 71.0371 | 0.00019352 | -316.055 | <0 | Single Family | Bathroom Aerator 1.0 GPM AnyWH | 0.00246 | 0.0060519 | 0.012748 | 0.024205 | 0.041525 | 0.063536 | 0.091424 | 0.12542 | 0.16083 | 0.20104 | 0.23756 | 0.26483 | 0.28213 | 0.30135 | 0.31897 | 0.32745 | 0.32296 | 0.32643 | 0.32972 | 0.3334 | 3.774 | 3.774
LO3Slow | New | Aerator | Residential | Water Heating | 0.016648 | 86.0258 | 0.00019352 | -178.0228 | <0 | Multifamily - Low Rise | Bathroom Aerator 1.0 GPM AnyWH | 0.00071759 | 0.0018247 | 0.004019 | 0.0076365 | 0.01269 | 0.019646 | 0.028816 | 0.04046 | 0.053699 | 0.067746 | 0.079826 | 0.090173 | 0.098834 | 0.10431 | 0.10782 | 0.10889 | 0.10917 | 0.10914 | 0.10784 | 0.1079 | 1.2611 | 1.2611
LO3Slow | New | Aerator | Residential | Water Heating | 0.016648 | 86.0258 | 0.00019352 | -178.0228 | <0 | Multifamily - High Rise | Bathroom Aerator 1.0 GPM AnyWH | 0.00016109 | 0.0004154 | 0.0009287 | 0.0017239 | 0.0028092 | 0.0044144 | 0.0064937 | 0.0092311 | 0.012165 | 0.015346 | 0.017865 | 0.020142 | 0.021886 | 0.023279 | 0.024178 | 0.024399 | 0.024493 | 0.024227 | 0.024316 | 0.024311 | 0.28278 | 0.28278
LO3Slow | New | Aerator | Residential | Water Heating | 0.020431 | 105.573 | 0.00019352 | -191.8689 | <0 | Manufactured | Bathroom Aerator 1.0 GPM AnyWH | 0.00010241 | 0.0002651 | 0.00061023 | 0.0012419 | 0.0021225 | 0.0033547 | 0.004982 | 0.0069063 | 0.0089975 | 0.011058 | 0.012905 | 0.014559 | 0.015954 | 0.017042 | 0.017838 | 0.018381 | 0.018736 | 0.018972 | 0.019121 | 0.019206 | 0.21235 | 0.21235
LO3Slow | New | Aerator | Residential | Water Heating | 0.013896 | 65.8694 | 0.00021096 | -322.1522 | <0 | Single Family | Bathroom Aerator 1.0 GPM HPWH | 0.00033907 | 0.00083416 | 0.0017571 | 0.0033363 | 0.0057235 | 0.0087574 | 0.012601 | 0.017288 | 0.022168 | 0.027711 | 0.032744 | 0.036503 | 0.038887 | 0.041536 | 0.043966 | 0.045134 | 0.044515 | 0.044994 | 0.045447 | 0.045954 | 0.52019 | 0.52019
Retro3Slow | Retro | Aerator | Residential | Water Heating | 0.013747 | 71.0371 | 0.00019352 | -316.055 | <0 | Single Family | Bathroom Aerator 1.0 GPM AnyWH | 0.16496 | 0.26257 | 0.53134 | 0.93996 | 1.4771 | 2.088 | 2.6808 | 3.1533 | 3.4223 | 3.4474 | 3.2405 | 2.8549 | 2.3663 | 1.8516 | 1.3723 | 0.96615 | 0.64774 | 0.41439 | 0.25356 | 0.14868 | 34.516 | 32.2838
Retro3Slow | Retro | Aerator | Residential | Water Heating | 0.016648 | 86.0258 | 0.00019352 | -178.0228 | <0 | Multifamily - Low Rise | Bathroom Aerator 1.0 GPM AnyWH | 0.02855 | 0.045903 | 0.093825 | 0.16767 | 0.266 | 0.3791 | 0.4905 | 0.58126 | 0.63557 | 0.64508 | 0.61089 | 0.54201 | 0.45233 | 0.35634 | 0.26579 | 0.18824 | 0.1269 | 0.081627 | 0.050207 | 0.029583 | 6.8676 | 6.0374
Retro3Slow | Retro | Aerator | Residential | Water Heating | 0.016648 | 86.0258 | 0.00019352 | -178.0228 | <0 | Multifamily - High Rise | Bathroom Aerator 1.0 GPM AnyWH | 0.0065094 | 0.010462 | 0.021383 | 0.038226 | 0.06063 | 0.086359 | 0.11171 | 0.13235 | 0.14472 | 0.14688 | 0.13908 | 0.12337 | 0.10292 | 0.08105 | 0.060438 | 0.042796 | 0.028845 | 0.018551 | 0.011407 | 0.0067208 | 1.5602 | 1.3744
Retro3Slow | Retro | Aerator | Residential | Water Heating | 0.020431 | 105.573 | 0.00019352 | -191.8689 | <0 | Manufactured | Bathroom Aerator 1.0 GPM AnyWH | 0.031332 | 0.048885 | 0.097051 | 0.16862 | 0.26045 | 0.36204 | 0.45747 | 0.52989 | 0.56654 | 0.56245 | 0.52115 | 0.45267 | 0.37005 | 0.2857 | 0.20896 | 0.0086295 | 0 | 0 | 0 | 0 | 4.9319 | 4.9319
Retro3Slow | Retro | Aerator | Residential | Water Heating | 0.013896 | 65.8694 | 0.00021096 | -322.1522 | <0 | Single Family | Bathroom Aerator 1.0 GPM HPWH | 0.022737 | 0.036192 | 0.073237 | 0.12956 | 0.2036 | 0.28779 | 0.36951 | 0.43463 | 0.47171 | 0.47517 | 0.44666 | 0.39351 | 0.32616 | 0.25521 | 0.18915 | 0.13317 | 0.089281 | 0.057117 | 0.03495 | 0.020494 | 4.7575 | 4.4498
LO5Med | New | Controls Commissioning and Sizing | Residential | HVAC | 0.38187 | 1093.1096 | 0.00034935 | 23.1093 | 20-30 | Single Family | SF CC&S + HZ23 | 0.018123 | 0.03862 | 0.061294 | 0.087026 | 0.11546 | 0.1443 | 0.17684 | 0.21316 | 0.24563 | 0.28032 | 0.30591 | 0.318 | 0.3189 | 0.32401 | 0.32987 | 0.32918 | 0.31849 | 0.31799 | 0.3188 | 0.32097 | 4.5829 | 4.5829
LO5Med | New | Controls Commissioning and Sizing | Residential | HVAC | 0.25882 | 740.8853 | 0.00034935 | 47.4028 | 40-50 | Single Family | SF CC&S + HZ1 | 0.062285 | 0.13273 | 0.21066 | 0.2991 | 0.39683 | 0.49592 | 0.60776 | 0.7326 | 0.84419 | 0.96343 | 1.0514 | 1.0929 | 1.096 | 1.1136 | 1.1337 | 1.1314 | 1.0946 | 1.0929 | 1.0957 | 1.1031 | 15.7507 | 15.7507
LO5Med | New | Controls Commissioning and Sizing | Residential | HVAC | 0.065236 | 186.7368 | 0.00034935 | 286.0893 | >140 | Manufactured | MH CC&S + HZ23 | 0.00015589 | 0.00034957 | 0.00060627 | 0.00092264 | 0.0012195 | 0.0015743 | 0.0019912 | 0.0024253 | 0.0028394 | 0.0031859 | 0.003434 | 0.0036122 | 0.0037264 | 0.0037864 | 0.0038117 | 0.0038182 | 0.003818 | 0.0038189 | 0.0038202 | 0.0038206 | 0.052737 | 0.052737
LO5Med | New | Controls Commissioning and Sizing | Residential | HVAC | 0.16752 | 479.5157 | 0.00034935 | 99.0762 | 90-100 | Manufactured | MH CC&S + HZ1 | 0.0016884 | 0.0037861 | 0.0065664 | 0.0099929 | 0.013209 | 0.017051 | 0.021566 | 0.026269 | 0.030753 | 0.034506 | 0.037193 | 0.039124 | 0.04036 | 0.041009 | 0.041284 | 0.041355 | 0.041352 | 0.041362 | 0.041376 | 0.041381 | 0.57118 | 0.57118
LO5Med | NR | Controls Commissioning and Sizing | Residential | HVAC | 0.38187 | 1093.1096 | 0.00034935 | 23.1093 | 20-30 | Single Family | SF CC&S + HZ23 | 0.081018 | 0.18008 | 0.30085 | 0.44052 | 0.59924 | 0.78419 | 0.98633 | 1.1919 | 1.3847 | 1.5491 | 1.675 | 1.7598 | 1.8087 | 1.8316 | 1.839 | 2.2527 | 2.218 | 2.1781 | 2.1446 | 2.1119 | 29.0814 | 27.3176
LO5Med | NR | Controls Commissioning and Sizing | Residential | HVAC | 0.25882 | 740.8853 | 0.00034935 | 47.4028 | 40-50 | Single Family | SF CC&S + HZ1 | 0.27845 | 0.61892 | 1.034 | 1.514 | 2.0595 | 2.6951 | 3.3899 | 4.0965 | 4.7589 | 5.3241 | 5.7567 | 6.0482 | 6.2163 | 6.295 | 6.3205 | 7.7422 | 7.6231 | 7.4859 | 7.3708 | 7.2583 | 99.9485 | 93.8864
LO5Med | NR | Controls Commissioning and Sizing | Residential | HVAC | 0.065236 | 186.7368 | 0.00034935 | 286.0893 | >140 | Manufactured | MH CC&S + HZ23 | 0.0031797 | 0.0070081 | 0.011609 | 0.016855 | 0.022735 | 0.029501 | 0.036792 | 0.044087 | 0.050783 | 0.056335 | 0.060399 | 0.062922 | 0.064125 | 0.06439 | 0.064105 | 0.06712 | 0.066379 | 0.06568 | 0.06495 | 0.063978 | 0.92406 | 0.92293
LO5Med | NR | Controls Commissioning and Sizing | Residential | HVAC | 0.16752 | 479.5157 | 0.00034935 | 99.0762 | 90-100 | Manufactured | MH CC&S + HZ1 | 0.034439 | 0.075904 | 0.12574 | 0.18256 | 0.24624 | 0.31952 | 0.39849 | 0.4775 | 0.55002 | 0.61016 | 0.65418 | 0.6815 | 0.69453 | 0.6974 | 0.69431 | 0.72696 | 0.71894 | 0.71137 | 0.70347 | 0.69293 | 10.0083 | 9.9961
LOMax60 | New | Clothes Dryer | Residential | Dryer | 0.1269 | 193.7538 | 0.00065496 | 120.7068 | 120-130 | Single Family | Heat Pump Dryer | 0.067041 | 0.1911 | 0.35805 | 0.56776 | 0.811 | 1.0379 | 1.2522 | 1.4745 | 1.6724 | 1.9068 | 2.1145 | 2.2684 | 2.3745 | 2.534 | 2.7133 | 2.8425 | 2.8768 | 2.9928 | 3.1147 | 3.2444 | 36.4146 | 36.4146
LOMax60 | New | Clothes Dryer | Residential | Dryer | 0.1269 | 193.7538 | 0.00065496 | 120.7068 | 120-130 | Multifamily - Low Rise | Heat Pump Dryer | 0.013087 | 0.038557 | 0.075535 | 0.11987 | 0.16585 | 0.21476 | 0.2641 | 0.3183 | 0.37366 | 0.42996 | 0.47547 | 0.51684 | 0.55664 | 0.58694 | 0.61375 | 0.63251 | 0.65076 | 0.66956 | 0.68168 | 0.70262 | 8.1005 | 8.1005
LOMax60 | New | Clothes Dryer | Residential | Dryer | 0.1269 | 193.7538 | 0.00065496 | 120.7068 | 120-130 | Multifamily - High Rise | Heat Pump Dryer | 0.0029378 | 0.0087777 | 0.017455 | 0.02706 | 0.036715 | 0.048256 | 0.059516 | 0.07262 | 0.084653 | 0.097397 | 0.10641 | 0.11545 | 0.12326 | 0.13099 | 0.13763 | 0.14173 | 0.146 | 0.14864 | 0.15371 | 0.15831 | 1.8175 | 1.8175
LOMax60 | New | Clothes Dryer | Residential | Dryer | 0.1269 | 193.7538 | 0.00065496 | 120.7068 | 120-130 | Manufactured | Heat Pump Dryer | 0.0018893 | 0.0056668 | 0.011603 | 0.01972 | 0.028063 | 0.037099 | 0.046193 | 0.054963 | 0.063337 | 0.070997 | 0.077762 | 0.084417 | 0.090901 | 0.097012 | 0.10272 | 0.10802 | 0.11298 | 0.11775 | 0.12227 | 0.12652 | 1.3799 | 1.3799
LOMax60 | NR | Clothes Dryer | Residential | Dryer | 0.1269 | 193.7538 | 0.00065496 | 120.7068 | 120-130 | Single Family | Heat Pump Dryer | 0.28097 | 0.8354 | 1.6476 | 2.6943 | 3.946 | 5.2881 | 6.5477 | 7.7297 | 8.8386 | 9.8787 | 10.8542 | 11.7687 | 12.6259 | 13.4292 | 14.1818 | 14.8866 | 19.3586 | 19.8957 | 20.3147 | 20.7305 | 386.3775 | 205.7331
LOMax60 | NR | Clothes Dryer | Residential | Dryer | 0.1269 | 193.7538 | 0.00065496 | 120.7068 | 120-130 | Multifamily - Low Rise | Heat Pump Dryer | 0.032542 | 0.096754 | 0.19082 | 0.31205 | 0.45701 | 0.61246 | 0.75834 | 0.89524 | 1.0237 | 1.1441 | 1.2571 | 1.363 | 1.4623 | 1.5553 | 1.6425 | 1.7241 | 2.5443 | 2.6237 | 2.6901 | 2.7252 | 46.5421 | 25.1107
LOMax60 | NR | Clothes Dryer | Residential | Dryer | 0.1269 | 193.7538 | 0.00065496 | 120.7068 | 120-130 | Multifamily - High Rise | Heat Pump Dryer | 0.0074194 | 0.02206 | 0.043506 | 0.071147 | 0.1042 | 0.13964 | 0.1729 | 0.20411 | 0.23339 | 0.26086 | 0.28662 | 0.31077 | 0.3334 | 0.35461 | 0.37448 | 0.3931 | 0.57748 | 0.59793 | 0.61564 | 0.61971 | 10.6082 | 5.723
LOMax60 | NR | Clothes Dryer | Residential | Dryer | 0.1269 | 193.7538 | 0.00065496 | 120.7068 | 120-130 | Manufactured | Heat Pump Dryer | 0.036127 | 0.10651 | 0.20829 | 0.33774 | 0.49046 | 0.65174 | 0.80017 | 0.93665 | 1.062 | 1.177 | 1.2823 | 1.3786 | 1.4665 | 1.5467 | 1.6195 | 1.6857 | 1.853 | 1.9103 | 1.964 | 2.0115 | 40.6936 | 22.5246
LO12Med | New | Clothes Washer | Residential | Water Heating | 0.0097744 | 14.9984 | 0.0006517 | -62.3779 | <0 | Single Family | Single Family CEE Tier 3 Clothes Washer - Any DHW, Any Dryer - 54% ENERGY STAR Baseline | 0.066042 | 0.12634 | 0.17963 | 0.23172 | 0.28186 | 0.3169 | 0.34566 | 0.37394 | 0.39378 | 0.42008 | 0.43855 | 0.4452 | 0.44296 | 0.45108 | 0.46254 | 0.4655 | 0.45013 | 0.44938 | 0.45052 | 0.45358 | 7.2454 | 7.2454
LO12Med | New | Clothes Washer | Residential | Water Heating | 0.0098994 | 16.3597 | 0.00060511 | -77.2529 | <0 | Multifamily - Low Rise | Multifamily - Low Rise CEE Tier 3 Clothes Washer - Any DHW, Any Dryer - 54% ENERGY STAR Baseline | 0.0099419 | 0.019659 | 0.029225 | 0.037727 | 0.044452 | 0.050569 | 0.056225 | 0.062253 | 0.067851 | 0.07305 | 0.076051 | 0.078229 | 0.080082 | 0.080578 | 0.080687 | 0.079884 | 0.078527 | 0.077534 | 0.076042 | 0.075754 | 1.2343 | 1.2343
LO12Med | New | Clothes Washer | Residential | Water Heating | 0.0099072 | 16.3651 | 0.00060539 | -77.4073 | <0 | Manufactured | Manufactured CEE Tier 3 Clothes Washer - Any DHW, Any Dryer - 54% ENERGY STAR Baseline | 0.001932 | 0.0038893 | 0.0060428 | 0.0083549 | 0.010125 | 0.011759 | 0.013237 | 0.01447 | 0.015481 | 0.016237 | 0.016743 | 0.017199 | 0.017604 | 0.017928 | 0.018178 | 0.018363 | 0.018352 | 0.018355 | 0.01836 | 0.018363 | 0.28097 | 0.28097
LO12Med | New | Clothes Washer | Residential | Water Heating | 0.0098994 | 16.3597 | 0.00060511 | -77.2529 | <0 | Multifamily - High Rise | Multifamily - High Rise CEE Tier 3 Clothes Washer - Any DHW, Any Dryer - 54% ENERGY STAR Baseline | 0.002269 | 0.00455 | 0.0068658 | 0.0086588 | 0.010004 | 0.011552 | 0.012881 | 0.01444 | 0.015628 | 0.016823 | 0.017304 | 0.017765 | 0.018029 | 0.018282 | 0.018394 | 0.018198 | 0.017911 | 0.017499 | 0.017432 | 0.017353 | 0.28184 | 0.28184
LO12Med | New | Clothes Washer | Residential | Water Heating | 0.016267 | 31.7498 | 0.00051234 | -94.4732 | <0 | Single Family | Single Family CEE Tier 2 Clothes Washer - Any DHW, Any Dryer - 54% ENERGY STAR Baseline | 0.10991 | 0.21026 | 0.29894 | 0.38562 | 0.46907 | 0.52738 | 0.57525 | 0.62231 | 0.65534 | 0.69909 | 0.72984 | 0.7409 | 0.73718 | 0.75069 | 0.76976 | 0.77469 | 0.74912 | 0.74785 | 0.74976 | 0.75485 | 12.0578 | 12.0578
LO12Med | New | Clothes Washer | Residential | Water Heating | 0.015921 | 31.4592 | 0.00050609 | -87.1468 | <0 | Manufactured | Manufactured CEE Tier 2 Clothes Washer - Any DHW, Any Dryer - 54% ENERGY STAR Baseline | 0.0031048 | 0.0062503 | 0.0097109 | 0.013427 | 0.016271 | 0.018897 | 0.021273 | 0.023254 | 0.024879 | 0.026093 | 0.026906 | 0.02764 | 0.02829 | 0.02881 | 0.029212 | 0.02951 | 0.029492 | 0.029496 | 0.029505 | 0.029509 | 0.45153 | 0.45153
LO12Med | New | Clothes Washer | Residential | Water Heating | 0.015888 | 31.4312 | 0.00050548 | -86.2176 | <0 | Multifamily - Low Rise | Multifamily - Low Rise CEE Tier 2 Clothes Washer - Any DHW, Any Dryer - 54% ENERGY STAR Baseline | 0.015956 | 0.031552 | 0.046905 | 0.06055 | 0.071342 | 0.081161 | 0.090237 | 0.099912 | 0.1089 | 0.11724 | 0.12206 | 0.12555 | 0.12853 | 0.12932 | 0.1295 | 0.12821 | 0.12603 | 0.12444 | 0.12204 | 0.12158 | 1.981 | 1.981
LO12Med | New | Clothes Washer | Residential | Water Heating | 0.015888 | 31.4312 | 0.00050548 | -86.2176 | <0 | Multifamily - High Rise | Multifamily - High Rise CEE Tier 2 Clothes Washer - Any DHW, Any Dryer - 54% ENERGY STAR Baseline | 0.0036417 | 0.0073025 | 0.011019 | 0.013897 | 0.016057 | 0.01854 | 0.020674 | 0.023175 | 0.025081 | 0.027 | 0.027771 | 0.028511 | 0.028935 | 0.029342 | 0.029522 | 0.029207 | 0.028746 | 0.028084 | 0.027977 | 0.02785 | 0.45233 | 0.45233
LO12Med | New | Clothes Washer | Residential | Water Heating | 0.026972 | 53.6403 | 0.00050282 | -65.742 | <0 | Single Family | Single Family CEE Tier 1 Clothes Washer - Any DHW, Any Dryer - 54% ENERGY STAR Baseline | 0.18224 | 0.34863 | 0.49567 | 0.6394 | 0.77777 | 0.87445 | 0.95383 | 1.0319 | 1.0866 | 1.1592 | 1.2102 | 1.2285 | 1.2223 | 1.2447 | 1.2763 | 1.2845 | 1.2421 | 1.24 | 1.2432 | 1.2516 | 19.993 | 19.993
LO12Med | New | Clothes Washer | Residential | Water Heating | 0.026303 | 53.084 | 0.00049549 | -55.4172 | <0 | Manufactured | Manufactured CEE Tier 1 Clothes Washer - Any DHW, Any Dryer - 54% ENERGY STAR Baseline | 0.0051294 | 0.010326 | 0.016043 | 0.022182 | 0.026881 | 0.031218 | 0.035144 | 0.038417 | 0.041102 | 0.043108 | 0.04445 | 0.045663 | 0.046736 | 0.047596 | 0.04826 | 0.048753 | 0.048723 | 0.04873 | 0.048745 | 0.048751 | 0.74596 | 0.74596
LO12Med | New | Clothes Washer | Residential | Water Heating | 0.026239 | 53.0307 | 0.00049478 | -54.1991 | <0 | Multifamily - Low Rise | Multifamily - Low Rise CEE Tier 1 Clothes Washer - Any DHW, Any Dryer - 54% ENERGY STAR Baseline | 0.026351 | 0.052108 | 0.077463 | 0.099998 | 0.11782 | 0.13404 | 0.14903 | 0.165 | 0.17984 | 0.19362 | 0.20158 | 0.20735 | 0.21226 | 0.21357 | 0.21386 | 0.21173 | 0.20814 | 0.20551 | 0.20155 | 0.20079 | 3.2716 | 3.2716
LO12Med | New | Clothes Washer | Residential | Water Heating | 0.026239 | 53.0307 | 0.00049478 | -54.1991 | <0 | Multifamily - High Rise | Multifamily - High Rise CEE Tier 1 Clothes Washer - Any DHW, Any Dryer - 54% ENERGY STAR Baseline | 0.0060142 | 0.01206 | 0.018198 | 0.02295 | 0.026517 | 0.030618 | 0.034142 | 0.038273 | 0.041421 | 0.044591 | 0.045864 | 0.047086 | 0.047785 | 0.048458 | 0.048755 | 0.048235 | 0.047473 | 0.046381 | 0.046204 | 0.045994 | 0.74702 | 0.74702
LO12Med | NR | Clothes Washer | Residential | Water Heating | 0.0097744 | 14.9984 | 0.0006517 | -62.3779 | <0 | Single Family | Single Family CEE Tier 3 Clothes Washer - Any DHW, Any Dryer - 54% ENERGY STAR Baseline | 0.26888 | 0.53653 | 0.80297 | 1.0682 | 1.3322 | 1.5684 | 1.7559 | 1.9043 | 2.0216 | 2.1142 | 2.1869 | 2.2438 | 2.2881 | 2.3223 | 2.7993 | 2.7506 | 2.6747 | 2.6102 | 1.4657 | 0 | 34.7146 | 34.7146
LO12Med | NR | Clothes Washer | Residential | Water Heating | 0.0098994 | 16.3597 | 0.00060511 | -77.2529 | <0 | Multifamily - Low Rise | Multifamily - Low Rise CEE Tier 3 Clothes Washer - Any DHW, Any Dryer - 54% ENERGY STAR Baseline | 0.024016 | 0.047923 | 0.071721 | 0.09541 | 0.11899 | 0.14009 | 0.15683 | 0.17009 | 0.18057 | 0.18883 | 0.19533 | 0.20041 | 0.20437 | 0.20742 | 0.28383 | 0.27797 | 0.26941 | 0.25981 | 0.15123 | 0 | 3.2443 | 3.2443
LO12Med | NR | Clothes Washer | Residential | Water Heating | 0.0099072 | 16.3651 | 0.00060539 | -77.4073 | <0 | Manufactured | Manufactured CEE Tier 3 Clothes Washer - Any DHW, Any Dryer - 54% ENERGY STAR Baseline | 0.035889 | 0.071012 | 0.10538 | 0.139 | 0.1719 | 0.20067 | 0.22275 | 0.23955 | 0.25216 | 0.26148 | 0.26819 | 0.27285 | 0.27589 | 0.27765 | 0.2916 | 0.29016 | 0.28592 | 0.14096 | 0 | 0 | 3.803 | 3.803
LO12Med | NR | Clothes Washer | Residential | Water Heating | 0.0098994 | 16.3597 | 0.00060511 | -77.2529 | <0 | Multifamily - High Rise | Multifamily - High Rise CEE Tier 3 Clothes Washer - Any DHW, Any Dryer - 54% ENERGY STAR Baseline | 0.0055667 | 0.011108 | 0.016624 | 0.022115 | 0.027582 | 0.032472 | 0.036352 | 0.039426 | 0.041855 | 0.04377 | 0.045276 | 0.046454 | 0.047371 | 0.048079 | 0.065496 | 0.06435 | 0.062542 | 0.06 | 0.034474 | 0 | 0.75091 | 0.75091
LO12Med | NR | Clothes Washer | Residential | Water Heating | 0.016267 | 31.7498 | 0.00051234 | -94.4732 | <0 | Single Family | Single Family CEE Tier 2 Clothes Washer - Any DHW, Any Dryer - 54% ENERGY STAR Baseline | 0.44747 | 0.8929 | 1.3363 | 1.7777 | 2.2171 | 2.6102 | 2.9221 | 3.1691 | 3.3644 | 3.5184 | 3.6394 | 3.7341 | 3.8078 | 3.8648 | 4.6586 | 4.5775 | 4.4513 | 4.3439 | 2.4392 | 0 | 57.7722 | 57.7722
LO12Med | NR | Clothes Washer | Residential | Water Heating | 0.015921 | 31.4592 | 0.00050609 | -87.1468 | <0 | Manufactured | Manufactured CEE Tier 2 Clothes Washer - Any DHW, Any Dryer - 54% ENERGY STAR Baseline | 0.057675 | 0.11412 | 0.16935 | 0.22338 | 0.27624 | 0.32248 | 0.35797 | 0.38496 | 0.40523 | 0.4202 | 0.43099 | 0.43847 | 0.44336 | 0.44619 | 0.46861 | 0.46629 | 0.45948 | 0.22653 | 0 | 0 | 6.1115 | 6.1115
LO12Med | NR | Clothes Washer | Residential | Water Heating | 0.015888 | 31.4312 | 0.00050548 | -86.2176 | <0 | Multifamily - Low Rise | Multifamily - Low Rise CEE Tier 2 Clothes Washer - Any DHW, Any Dryer - 54% ENERGY STAR Baseline | 0.038544 | 0.076913 | 0.11511 | 0.15313 | 0.19098 | 0.22484 | 0.2517 | 0.27298 | 0.2898 | 0.30307 | 0.31349 | 0.32165 | 0.328 | 0.3329 | 0.45552 | 0.44612 | 0.43239 | 0.41699 | 0.24272 | 0 | 5.2068 | 5.2068
LO12Med | NR | Clothes Washer | Residential | Water Heating | 0.015888 | 31.4312 | 0.00050548 | -86.2176 | <0 | Multifamily - High Rise | Multifamily - High Rise CEE Tier 2 Clothes Washer - Any DHW, Any Dryer - 54% ENERGY STAR Baseline | 0.0089342 | 0.017828 | 0.026681 | 0.035494 | 0.044267 | 0.052116 | 0.058343 | 0.063276 | 0.067175 | 0.070249 | 0.072665 | 0.074556 | 0.076028 | 0.077165 | 0.10512 | 0.10328 | 0.10038 | 0.096296 | 0.055329 | 0 | 1.2052 | 1.2052
LO12Med | NR | Clothes Washer | Residential | Water Heating | 0.026972 | 53.6403 | 0.00050282 | -65.742 | <0 | Single Family | Single Family CEE Tier 1 Clothes Washer - Any DHW, Any Dryer - 54% ENERGY STAR Baseline | 0.74194 | 1.4805 | 2.2157 | 2.9476 | 3.6761 | 4.328 | 4.8451 | 5.2547 | 5.5785 | 5.8338 | 6.0345 | 6.1915 | 6.3137 | 6.4081 | 7.7243 | 7.5899 | 7.3806 | 7.2026 | 4.0445 | 0 | 95.7919 | 95.7919
LO12Med | NR | Clothes Washer | Residential | Water Heating | 0.026303 | 53.084 | 0.00049549 | -55.4172 | <0 | Manufactured | Manufactured CEE Tier 1 Clothes Washer - Any DHW, Any Dryer - 54% ENERGY STAR Baseline | 0.095283 | 0.18853 | 0.27977 | 0.36904 | 0.45637 | 0.53276 | 0.59139 | 0.63598 | 0.66947 | 0.6942 | 0.71202 | 0.72439 | 0.73245 | 0.73714 | 0.77418 | 0.77035 | 0.75909 | 0.37425 | 0 | 0 | 10.0967 | 10.0967
LO12Med | NR | Clothes Washer | Residential | Water Heating | 0.026239 | 53.0307 | 0.00049478 | -54.1991 | <0 | Multifamily - Low Rise | Multifamily - Low Rise CEE Tier 1 Clothes Washer - Any DHW, Any Dryer - 54% ENERGY STAR Baseline | 0.063655 | 0.12702 | 0.1901 | 0.25289 | 0.31539 | 0.37132 | 0.41569 | 0.45083 | 0.47861 | 0.50051 | 0.51773 | 0.5312 | 0.54168 | 0.54978 | 0.75229 | 0.73676 | 0.71408 | 0.68865 | 0.40084 | 0 | 8.599 | 8.599
LO12Med | NR | Clothes Washer | Residential | Water Heating | 0.026239 | 53.0307 | 0.00049478 | -54.1991 | <0 | Multifamily - High Rise | Multifamily - High Rise CEE Tier 1 Clothes Washer - Any DHW, Any Dryer - 54% ENERGY STAR Baseline | 0.014755 | 0.029443 | 0.044063 | 0.058618 | 0.073106 | 0.086069 | 0.096353 | 0.1045 | 0.11094 | 0.11602 | 0.12001 | 0.12313 | 0.12556 | 0.12744 | 0.1736 | 0.17056 | 0.16577 | 0.15903 | 0.091375 | 0 | 1.9903 | 1.9903
LO50Fast | New | Monitor | Residential | Electronics | 0.006568 | 31.9232 | 0.00020574 | 49.2866 | 40-50 | Single Family | ENERGY STAR Monitors | 0.069344 | 0.096213 | 0.10931 | 0.11633 | 0.11943 | 0.11605 | 0.11307 | 0.11187 | 0.1097 | 0.11047 | 0.11002 | 0.1074 | 0.10339 | 0.10234 | 0.10238 | 0.10081 | 0.09639 | 0.095158 | 0.094345 | 0.093938 | 2.078 | 2.078
LO50Fast | New | Monitor | Residential | Electronics | 0.006568 | 31.9232 | 0.00020574 | 49.2866 | 40-50 | Multifamily - Low Rise | ENERGY STAR Monitors | 0.011346 | 0.016271 | 0.019328 | 0.020586 | 0.020471 | 0.020128 | 0.019989 | 0.020241 | 0.020543 | 0.020879 | 0.020736 | 0.020511 | 0.020314 | 0.019869 | 0.019411 | 0.018802 | 0.018276 | 0.017844 | 0.017307 | 0.017051 | 0.3799 | 0.3799
LO50Fast | New | Monitor | Residential | Electronics | 0.006568 | 31.9232 | 0.00020574 | 49.2866 | 40-50 | Multifamily - High Rise | ENERGY STAR Monitors | 0.002547 | 0.0037041 | 0.0044664 | 0.0046473 | 0.0045319 | 0.0045225 | 0.0045045 | 0.0046181 | 0.0046539 | 0.0047296 | 0.0046406 | 0.0045814 | 0.0044983 | 0.0044342 | 0.0043526 | 0.0042131 | 0.0041001 | 0.0039612 | 0.0039025 | 0.0038419 | 0.085451 | 0.085451
LO50Fast | New | Monitor | Residential | Electronics | 0.006568 | 31.9232 | 0.00020574 | 49.2866 | 40-50 | Manufactured | ENERGY STAR Monitors | 0.0014598 | 0.0021313 | 0.0026461 | 0.0030184 | 0.0030873 | 0.0030988 | 0.0031159 | 0.0031151 | 0.0031034 | 0.0030727 | 0.0030225 | 0.0029857 | 0.0029566 | 0.0029268 | 0.0028953 | 0.0028616 | 0.0028279 | 0.0027968 | 0.0027668 | 0.0027366 | 0.056625 | 0.056625
LO50Fast | New | Computer | Residential | Electronics | 0.0099265 | 68.2431 | 0.00014546 | 40.9426 | 40-50 | Single Family | ENERGY STAR Desktops | 0.16962 | 0.23568 | 0.26814 | 0.28578 | 0.29376 | 0.28607 | 0.2793 | 0.27688 | 0.27201 | 0.27443 | 0.27379 | 0.26772 | 0.25812 | 0.25588 | 0.25633 | 0.25215 | 0.24083 | 0.23744 | 0.23506 | 0.23666 | 5.1556 | 5.1556
LO50Fast | New | Computer | Residential | Electronics | 0.0099265 | 68.2431 | 0.00014546 | 40.9426 | 40-50 | Multifamily - Low Rise | ENERGY STAR Desktops | 0.029015 | 0.04167 | 0.049572 | 0.052871 | 0.052644 | 0.051873 | 0.051622 | 0.052377 | 0.053256 | 0.054227 | 0.05395 | 0.053454 | 0.053025 | 0.051938 | 0.050809 | 0.049169 | 0.047739 | 0.046551 | 0.045083 | 0.044912 | 0.98576 | 0.98576
LO50Fast | New | Computer | Residential | Electronics | 0.0099265 | 68.2431 | 0.00014546 | 40.9426 | 40-50 | Multifamily - High Rise | ENERGY STAR Desktops | 0.0065137 | 0.0094864 | 0.011455 | 0.011936 | 0.011654 | 0.011655 | 0.011633 | 0.01195 | 0.012065 | 0.012284 | 0.012074 | 0.01194 | 0.011742 | 0.011591 | 0.011393 | 0.011018 | 0.01071 | 0.010334 | 0.010166 | 0.010119 | 0.22172 | 0.22172
LO50Fast | New | Computer | Residential | Electronics | 0.0099265 | 68.2431 | 0.00014546 | 40.9426 | 40-50 | Manufactured | ENERGY STAR Desktops | 0.0037063 | 0.0054189 | 0.0067373 | 0.0076962 | 0.0078817 | 0.0079284 | 0.0079888 | 0.0080025 | 0.0079873 | 0.0079227 | 0.0078071 | 0.007725 | 0.0076616 | 0.0075957 | 0.0075239 | 0.0074294 | 0.0073336 | 0.0072436 | 0.007155 | 0.0071559 | 0.1459 | 0.1459
LO50Fast | New | Computer | Residential | Electronics | 0.0028683 | 19.7193 | 0.00014546 | 825.1669 | >140 | Single Family | ENERGY STAR Laptops | 0.017173 | 0.02647 | 0.033144 | 0.038614 | 0.043144 | 0.04245 | 0.041879 | 0.041954 | 0.041654 | 0.042475 | 0.042834 | 0.04234 | 0.041271 | 0.041366 | 0.041902 | 0.041781 | 0.040454 | 0.040441 | 0.0406 | 0.040875 | 0.78282 | 0.78282
LO50Fast | New | Computer | Residential | Electronics | 0.0028683 | 19.7193 | 0.00014546 | 825.1669 | >140 | Multifamily - Low Rise | ENERGY STAR Laptops | 0.0024555 | 0.0039122 | 0.0051218 | 0.0059716 | 0.0064627 | 0.0064341 | 0.00647 | 0.0066339 | 0.006817 | 0.0070156 | 0.0070552 | 0.0070665 | 0.0070869 | 0.0070186 | 0.0069427 | 0.0068101 | 0.0067032 | 0.0066274 | 0.0065087 | 0.0064841 | 0.1256 | 0.1256
LO50Fast | New | Computer | Residential | Electronics | 0.0028683 | 19.7193 | 0.00014546 | 825.1669 | >140 | Multifamily - High Rise | ENERGY STAR Laptops | 0.00055123 | 0.00089061 | 0.0011835 | 0.0013481 | 0.0014307 | 0.0014457 | 0.001458 | 0.0015135 | 0.0015444 | 0.0015892 | 0.001579 | 0.0015784 | 0.0015693 | 0.0015664 | 0.0015568 | 0.001526 | 0.0015038 | 0.0014712 | 0.0014676 | 0.001461 | 0.028235 | 0.028235
LO50Fast | New | Computer | Residential | Electronics | 0.0028683 | 19.7193 | 0.00014546 | 825.1669 | >140 | Manufactured | ENERGY STAR Laptops | 0.00031365 | 0.00050874 | 0.00069611 | 0.00086925 | 0.00096758 | 0.00098342 | 0.0010013 | 0.0010136 | 0.0010224 | 0.001025 | 0.001021 | 0.0010212 | 0.001024 | 0.0010264 | 0.0010281 | 0.001029 | 0.0010297 | 0.0010313 | 0.001033 | 0.0010331 | 0.018678 | 0.018678
LO50Fast | NR | Monitor | Residential | Electronics | 0.006568 | 31.9232 | 0.00020574 | 49.2866 | 40-50 | Single Family | ENERGY STAR Monitors | 0.93001 | 1.3459 | 1.6096 | 1.7666 | 1.8596 | 1.568 | 0 | 0 | 0 | 0 | 0 | 0 | 0 | 0 | 0 | 0 | 0 | 0 | 0 | 0 | 9.0796 | 9.0796
LO50Fast | NR | Monitor | Residential | Electronics | 0.006568 | 31.9232 | 0.00020574 | 49.2866 | 40-50 | Multifamily - Low Rise | ENERGY STAR Monitors | 0.090281 | 0.13065 | 0.15625 | 0.1715 | 0.18052 | 0.20318 | 0.039114 | 0 | 0 | 0 | 0 | 0 | 0 | 0 | 0 | 0 | 0 | 0 | 0 | 0 | 0.97149 | 0.97149
LO50Fast | NR | Monitor | Residential | Electronics | 0.006568 | 31.9232 | 0.00020574 | 49.2866 | 40-50 | Multifamily - High Rise | ENERGY STAR Monitors | 0.020584 | 0.029789 | 0.035625 | 0.0391 | 0.041157 | 0.046256 | 0.0084482 | 0 | 0 | 0 | 0 | 0 | 0 | 0 | 0 | 0 | 0 | 0 | 0 | 0 | 0.22096 | 0.22096
LO50Fast | NR | Monitor | Residential | Electronics | 0.006568 | 31.9232 | 0.00020574 | 49.2866 | 40-50 | Manufactured | ENERGY STAR Monitors | 0.089328 | 0.12818 | 0.152 | 0.16543 | 0.14755 | 0 | 0 | 0 | 0 | 0 | 0 | 0 | 0 | 0 | 0 | 0 | 0 | 0 | 0 | 0 | 0.6825 | 0.6825
LO50Fast | NR | Computer | Residential | Electronics | 0.0099265 | 68.2431 | 0.00014546 | 40.9426 | 40-50 | Single Family | ENERGY STAR Desktops | 2.8436 | 4.1211 | 4.9356 | 5.4247 | 6.2903 | 1.0589 | 0 | 0 | 0 | 0 | 0 | 0 | 0 | 0 | 0 | 0 | 0 | 0 | 0 | 0 | 24.6742 | 24.6742
LO50Fast | NR | Computer | Residential | Electronics | 0.0099265 | 68.2431 | 0.00014546 | 40.9426 | 40-50 | Multifamily - Low Rise | ENERGY STAR Desktops | 0.2886 | 0.41826 | 0.50093 | 0.55056 | 0.67828 | 0.46036 | 0 | 0 | 0 | 0 | 0 | 0 | 0 | 0 | 0 | 0 | 0 | 0 | 0 | 0 | 2.897 | 2.897
LO50Fast | NR | Computer | Residential | Electronics | 0.0099265 | 68.2431 | 0.00014546 | 40.9426 | 40-50 | Multifamily - High Rise | ENERGY STAR Desktops | 0.0658 | 0.095363 | 0.11421 | 0.12553 | 0.1543 | 0.10296 | 0 | 0 | 0 | 0 | 0 | 0 | 0 | 0 | 0 | 0 | 0 | 0 | 0 | 0 | 0.65816 | 0.65816
LO50Fast | NR | Computer | Residential | Electronics | 0.0099265 | 68.2431 | 0.00014546 | 40.9426 | 40-50 | Manufactured | ENERGY STAR Desktops | 0.28349 | 0.40739 | 0.48379 | 0.52724 | 0.13128 | 0 | 0 | 0 | 0 | 0 | 0 | 0 | 0 | 0 | 0 | 0 | 0 | 0 | 0 | 0 | 1.8332 | 1.8332
LO50Fast | NR | Computer | Residential | Electronics | 0.0028683 | 19.7193 | 0.00014546 | 825.1669 | >140 | Single Family | ENERGY STAR Laptops | 0.28789 | 0.46286 | 0.61007 | 0.73299 | 0.88035 | 0.89983 | 0.3877 | 0 | 0 | 0 | 0 | 0 | 0 | 0 | 0 | 0 | 0 | 0 | 0 | 0 | 4.2617 | 4.2617
LO50Fast | NR | Computer | Residential | Electronics | 0.0028683 | 19.7193 | 0.00014546 | 825.1669 | >140 | Multifamily - Low Rise | ENERGY STAR Laptops | 0.024423 | 0.039268 | 0.051756 | 0.062184 | 0.077051 | 0.078523 | 0.07888 | 0.0061634 | 0 | 0 | 0 | 0 | 0 | 0 | 0 | 0 | 0 | 0 | 0 | 0 | 0.41825 | 0.41825
LO50Fast | NR | Computer | Residential | Electronics | 0.0028683 | 19.7193 | 0.00014546 | 825.1669 | >140 | Multifamily - High Rise | ENERGY STAR Laptops | 0.0055685 | 0.0089529 | 0.0118 | 0.014178 | 0.017547 | 0.017901 | 0.017998 | 0.0010749 | 0 | 0 | 0 | 0 | 0 | 0 | 0 | 0 | 0 | 0 | 0 | 0 | 0.095021 | 0.095021
LO50Fast | NR | Computer | Residential | Electronics | 0.0028683 | 19.7193 | 0.00014546 | 825.1669 | >140 | Manufactured | ENERGY STAR Laptops | 0.023991 | 0.038247 | 0.049985 | 0.05955 | 0.068385 | 0.024506 | 0 | 0 | 0 | 0 | 0 | 0 | 0 | 0 | 0 | 0 | 0 | 0 | 0 | 0 | 0.26466 | 0.26466
LO5Med | New | Behavior | Residential | Water Heating | 0.038977 | 184.7605 | 0.00021096 | 30.1591 | 30-40 | Single Family | Controled Optimization Program | 0.043758 | 0.09325 | 0.148 | 0.21013 | 0.27879 | 0.34841 | 0.42698 | 0.51468 | 0.59308 | 0.67685 | 0.73864 | 0.76781 | 0.76999 | 0.78233 | 0.79647 | 0.79482 | 0.769 | 0.76779 | 0.76976 | 0.77499 | 11.0655 | 11.0655
Retro5Med | Retro | Behavior | Residential | Water Heating | 0.038977 | 184.7605 | 0.00021096 | 30.1591 | 30-40 | Single Family | Controled Optimization Program | 2.9343 | 3.6474 | 4.5138 | 5.2928 | 6.0928 | 7.1831 | 7.9381 | 8.1624 | 7.7379 | 6.6871 | 5.201 | 3.5863 | 2.1556 | 1.1083 | 0.47743 | 0.16842 | 0.047438 | 0.010379 | 0.0017125 | 0.00020635 | 76.8109 | 72.9464
LO12Med | New | Dishwasher | Residential | Water Heating | 0.00018487 | 0.99354 | 0.00018607 | 143.3749 | >140 | Single Family | Energy Star Dishwasher - Any DHW | 0.00094555 | 0.0018089 | 0.0025719 | 0.0033176 | 0.0040355 | 0.0045372 | 0.004949 | 0.0053539 | 0.005638 | 0.0060144 | 0.006279 | 0.0063741 | 0.0063422 | 0.0064583 | 0.0066224 | 0.0066648 | 0.0064448 | 0.0064339 | 0.0064503 | 0.0064941 | 0.10374 | 0.10374
LO12Med | New | Dishwasher | Residential | Water Heating | 0.0006079 | 3.1795 | 0.00019119 | 53.0042 | 50-60 | Multifamily - Low Rise | Energy Star Dishwasher - Any DHW | 0.0010277 | 0.0020323 | 0.0030212 | 0.0039001 | 0.0045952 | 0.0052276 | 0.0058122 | 0.0064354 | 0.0070141 | 0.0075516 | 0.0078617 | 0.0080869 | 0.0082785 | 0.0083297 | 0.008341 | 0.0082579 | 0.0081177 | 0.008015 | 0.0078608 | 0.0078311 | 0.1276 | 0.1276
LO12Med | New | Dishwasher | Residential | Water Heating | 0.0006079 | 3.1795 | 0.00019119 | 53.0042 | 50-60 | Multifamily - High Rise | Energy Star Dishwasher - Any DHW | 0.00023072 | 0.00046265 | 0.00069812 | 0.00088044 | 0.0010173 | 0.0011746 | 0.0013098 | 0.0014683 | 0.001589 | 0.0017106 | 0.0017594 | 0.0018063 | 0.0018332 | 0.001859 | 0.0018704 | 0.0018504 | 0.0018212 | 0.0017793 | 0.0017725 | 0.0017644 | 0.028658 | 0.028658
LO12Med | New | Dishwasher | Residential | Water Heating | 0.00068071 | 3.5557 | 0.00019144 | 48.6583 | 40-50 | Manufactured | Energy Star Dishwasher - Any DHW | 9.0152e-05 | 0.00018148 | 0.00028196 | 0.00038985 | 0.00047244 | 0.00054868 | 0.00061768 | 0.0006752 | 0.00072238 | 0.00075764 | 0.00078124 | 0.00080255 | 0.00082142 | 0.00083653 | 0.00084819 | 0.00085686 | 0.00085634 | 0.00085645 | 0.00085672 | 0.00085682 | 0.013111 | 0.013111
LO12Med | NR | Dishwasher | Residential | Water Heating | 0.00018487 | 0.99354 | 0.00018607 | 143.3749 | >140 | Single Family | Energy Star Dishwasher - Any DHW | 0.0041173 | 0.0082159 | 0.012296 | 0.016357 | 0.0204 | 0.024017 | 0.026887 | 0.02916 | 0.030957 | 0.032374 | 0.033487 | 0.034359 | 0.035037 | 0.035561 | 0.035962 | 0.044081 | 0.042896 | 0.041738 | 0.04077 | 0.035474 | 0.58415 | 0.58415
LO12Med | NR | Dishwasher | Residential | Water Heating | 0.0006079 | 3.1795 | 0.00019119 | 53.0042 | 50-60 | Multifamily - Low Rise | Energy Star Dishwasher - Any DHW | 0.0026552 | 0.0052984 | 0.0079295 | 0.010549 | 0.013156 | 0.015489 | 0.017339 | 0.018805 | 0.019964 | 0.020878 | 0.021596 | 0.022158 | 0.022595 | 0.022933 | 0.023192 | 0.031883 | 0.030875 | 0.029902 | 0.028812 | 0.024865 | 0.39087 | 0.39087
LO12Med | NR | Dishwasher | Residential | Water Heating | 0.0006079 | 3.1795 | 0.00019119 | 53.0042 | 50-60 | Multifamily - High Rise | Energy Star Dishwasher - Any DHW | 0.00060538 | 0.001208 | 0.0018079 | 0.0024051 | 0.0029995 | 0.0035314 | 0.0039533 | 0.0042875 | 0.0045517 | 0.0047601 | 0.0049238 | 0.0050519 | 0.0051516 | 0.0052286 | 0.0052876 | 0.0072393 | 0.0070367 | 0.0068379 | 0.0065566 | 0.0056394 | 0.089063 | 0.089063
LO12Med | NR | Dishwasher | Residential | Water Heating | 0.00068071 | 3.5557 | 0.00019144 | 48.6583 | 40-50 | Manufactured | Energy Star Dishwasher - Any DHW | 0.0017911 | 0.0035439 | 0.005259 | 0.006937 | 0.0085786 | 0.010015 | 0.011117 | 0.011955 | 0.012584 | 0.013049 | 0.013384 | 0.013617 | 0.013768 | 0.013856 | 0.013894 | 0.014638 | 0.014419 | 0.014217 | 0.012058 | 0 | 0.20868 | 0.20868
LO12Med | New | Duct Sealing | Residential | HVAC | 0.24894 | 712.5934 | 0.00034935 | 71.2456 | 70-80 | Single Family | New SF Performance-based Duct Sealing - Heat Pump + HZ23 | 0.017871 | 0.034189 | 0.048609 | 0.062703 | 0.076273 | 0.085754 | 0.093538 | 0.10119 | 0.10656 | 0.11367 | 0.11867 | 0.12047 | 0.11987 | 0.12206 | 0.12517 | 0.12597 | 0.12181 | 0.1216 | 0.12191 | 0.12274 | 1.9606 | 1.9606
LO12Med | New | Duct Sealing | Residential | HVAC | 0.15406 | 440.9987 | 0.00034935 | 133.4276 | 130-140 | Single Family | New SF Performance-based Duct Sealing - Heat Pump + HZ1 | 0.056082 | 0.10729 | 0.15254 | 0.19677 | 0.23935 | 0.26911 | 0.29353 | 0.31755 | 0.3344 | 0.35672 | 0.37242 | 0.37806 | 0.37616 | 0.38305 | 0.39278 | 0.3953 | 0.38225 | 0.38161 | 0.38258 | 0.38518 | 6.1527 | 6.1527
LO12Med | New | Duct Sealing | Residential | HVAC | 0.43492 | 1244.9646 | 0.00034935 | 39.8286 | 30-40 | Manufactured | New MH Performance-based Duct Sealing - Heat Pump + HZ23 | 0.0019499 | 0.0039252 | 0.0060986 | 0.008432 | 0.010218 | 0.011867 | 0.01336 | 0.014604 | 0.015624 | 0.016387 | 0.016897 | 0.017358 | 0.017766 | 0.018093 | 0.018345 | 0.018533 | 0.018522 | 0.018524 | 0.01853 | 0.018532 | 0.28357 | 0.28357
LO12Med | New | Duct Sealing | Residential | HVAC | 0.22613 | 647.2877 | 0.00034935 | 94.9188 | 90-100 | Manufactured | New MH Performance-based Duct Sealing - Heat Pump + HZ1 | 0.004276 | 0.0086079 | 0.013374 | 0.018491 | 0.022408 | 0.026025 | 0.029297 | 0.032026 | 0.034263 | 0.035936 | 0.037055 | 0.038066 | 0.038961 | 0.039677 | 0.04023 | 0.040642 | 0.040617 | 0.040622 | 0.040635 | 0.04064 | 0.62185 | 0.62185
Retro12Med | Retro | Duct Sealing | Residential | HVAC | 0.45699 | 1308.145 | 0.00034935 | 26.1254 | 20-30 | Single Family | SF Performance-based Duct Sealing - Heat Pump + HZ23 | 2.09 | 2.1166 | 2.1092 | 2.1017 | 2.095 | 1.8796 | 1.4988 | 1.1956 | 0.95399 | 0.76123 | 0.60758 | 0.48492 | 0.38697 | 0.1577 | 0 | 0 | 0 | 0 | 0 | 0 | 18.439 | 18.439
Retro12Med | Retro | Duct Sealing | Residential | HVAC | 0.2623 | 750.8398 | 0.00034935 | 66.4217 | 60-70 | Single Family | SF Performance-based Duct Sealing - Heat Pump + HZ1 | 6.0828 | 6.1604 | 6.1388 | 6.1171 | 6.0974 | 5.4706 | 4.3623 | 3.4798 | 2.7766 | 2.2155 | 1.7684 | 1.4114 | 1.1263 | 0.45899 | 0 | 0 | 0 | 0 | 0 | 0 | 53.6662 | 53.6662
Retro12Med | Retro | Duct Sealing | Residential | HVAC | 0.81011 | 2318.9364 | 0.00034935 | 12.1967 | 10-20 | Manufactured | MH Performance-based Duct Sealing - Heat Pump + HZ23 | 1.0557 | 1.0478 | 1.0365 | 1.0254 | 1.0144 | 0.90293 | 0.71448 | 0.56542 | 0.44747 | 0.077682 | 0 | 0 | 0 | 0 | 0 | 0 | 0 | 0 | 0 | 0 | 7.8876 | 7.8876
Retro12Med | Retro | Duct Sealing | Residential | HVAC | 0.38459 | 1100.8991 | 0.00034935 | 47.6362 | 40-50 | Manufactured | MH Performance-based Duct Sealing - Heat Pump + HZ1 | 2.1138 | 2.0981 | 2.0754 | 2.0532 | 2.0311 | 1.808 | 1.4307 | 1.1322 | 0.896 | 0.15555 | 0 | 0 | 0 | 0 | 0 | 0 | 0 | 0 | 0 | 0 | 15.7941 | 15.7941
LOMax60 | NR | EV Supply Equip | Residential | Whole Bldg/Meter Level | 0.019721 | 125.4109 | 0.00015725 | 829.0472 | >140 | Single Family | EVSE Level 2 | 0.00089888 | 0.0040941 | 0.011589 | 0.025858 | 0.04963 | 0.084422 | 0.12914 | 0.18421 | 0.25005 | 0.32723 | 0.41613 | 0.51425 | 0.62064 | 0.73416 | 0.85328 | 0.97251 | 1.091 | 1.2073 | 1.3286 | 1.4389 | 22.404 | 10.2438
LO12Med | NR | DHP Ducted | Residential | HVAC | 1.5083 | 4132.8308 | 0.00036495 | 57.2245 | 50-60 | Single Family | Install Ductless Heat Pump in House with Existing FAF - Single Family Home + HZ1 | 0.53523 | 1.068 | 1.5984 | 2.1264 | 2.6519 | 3.1221 | 3.4952 | 3.7907 | 4.0243 | 4.2084 | 4.3532 | 4.4665 | 4.5546 | 4.6227 | 4.6749 | 4.7142 | 4.7039 | 4.6933 | 4.6827 | 2.2132 | 70.2998 | 70.2998
LO12Med | NR | DHP Ducted | Residential | HVAC | 1.2498 | 3924.8281 | 0.00031844 | 52.1402 | 50-60 | Single Family | Install Ductless Heat Pump in House with Existing FAF - Single Family Home + HZ23 | 0.096758 | 0.19308 | 0.28896 | 0.3844 | 0.47941 | 0.56442 | 0.63186 | 0.68528 | 0.72751 | 0.7608 | 0.78697 | 0.80744 | 0.82338 | 0.8357 | 0.84512 | 0.85224 | 0.85036 | 0.84846 | 0.84654 | 0.4001 | 12.7088 | 12.7088
LO12Med | NR | DHP Ducted | Residential | HVAC | 2.2554 | 6179.976 | 0.00036495 | 43.082 | 40-50 | Manufactured | Install Ductless Heat Pump in House with Existing FAF - Manufactured Home + HZ1 | 2.6833 | 5.3092 | 7.8788 | 10.3927 | 12.8521 | 15.0034 | 16.6544 | 17.91 | 18.8532 | 19.5497 | 20.0515 | 20.3997 | 20.6269 | 20.7588 | 20.8158 | 20.8141 | 20.5931 | 20.3736 | 8.5229 | 0 | 300.0435 | 300.0435
LO12Med | NR | DHP Ducted | Residential | HVAC | 1.9442 | 6105.3655 | 0.00031844 | 40.9546 | 40-50 | Manufactured | Install Ductless Heat Pump in House with Existing FAF - Manufactured Home + HZ23 | 0.93317 | 1.8464 | 2.74 | 3.6143 | 4.4696 | 5.2177 | 5.7919 | 6.2286 | 6.5566 | 6.7988 | 6.9733 | 7.0944 | 7.1734 | 7.2193 | 7.2391 | 7.2385 | 7.1617 | 7.0853 | 2.964 | 0 | 104.3459 | 104.3459
LO1Slow | New | WasteWater Heat Recovery | Residential | Water Heating | 0.049681 | 256.7191 | 0.00019352 | 199.0155 | >140 | Single Family | Single Family GFHX DHW & Shower Preheat, Electric Resistance | 0.0015842 | 0.0045444 | 0.009405 | 0.017121 | 0.028511 | 0.043335 | 0.063511 | 0.090794 | 0.12363 | 0.16635 | 0.2133 | 0.25865 | 0.2988 | 0.34347 | 0.38693 | 0.41726 | 0.42657 | 0.44153 | 0.45229 | 0.46002 | 4.2476 | 4.2476
LO1Slow | New | WasteWater Heat Recovery | Residential | Water Heating | 0.049681 | 256.7191 | 0.00019352 | 171.2101 | >140 | Multifamily - Low Rise | Multifamily GFHX DHW & Shower Preheat, Electric Resistance | 0.00056361 | 0.0016711 | 0.0036163 | 0.0065882 | 0.010626 | 0.016343 | 0.024414 | 0.035722 | 0.050342 | 0.068367 | 0.087418 | 0.10741 | 0.12767 | 0.145 | 0.15952 | 0.16923 | 0.17587 | 0.18004 | 0.18042 | 0.18157 | 1.7324 | 1.7324
LO1Slow | New | WasteWater Heat Recovery | Residential | Water Heating | 0.026004 | 123.2639 | 0.00021096 | 367.4817 | >140 | Multifamily - High Rise | Multifamily GFHX DHW & Shower Preheat, Heat Pump | 7.0331e-06 | 2.1147e-05 | 4.6451e-05 | 8.2672e-05 | 0.00013076 | 0.00020412 | 0.00030583 | 0.00045304 | 0.00063396 | 0.00086086 | 0.0010875 | 0.0013336 | 0.0015714 | 0.0017988 | 0.0019883 | 0.0021078 | 0.0021932 | 0.0022217 | 0.0022614 | 0.0022741 | 0.021584 | 0.021584
LO1Slow | New | WasteWater Heat Recovery | Residential | Water Heating | 0.026004 | 123.2639 | 0.00021096 | 425.3914 | >140 | Single Family | Single Family GFHX DHW & Shower Preheat, Heat Pump | 5.3416e-05 | 0.00015323 | 0.00031712 | 0.00057731 | 0.00096134 | 0.0014612 | 0.0021415 | 0.0030614 | 0.0041685 | 0.0056092 | 0.0071922 | 0.0087212 | 0.010075 | 0.011581 | 0.013047 | 0.014069 | 0.014383 | 0.014888 | 0.015251 | 0.015511 | 0.14322 | 0.14322
LO1Slow | New | WasteWater Heat Recovery | Residential | Water Heating | 0.026004 | 123.2639 | 0.00021096 | 367.4817 | >140 | Multifamily - Low Rise | Multifamily GFHX DHW & Shower Preheat, Heat Pump | 1.7405e-05 | 5.1607e-05 | 0.00011168 | 0.00020345 | 0.00032816 | 0.0005047 | 0.00075395 | 0.0011032 | 0.0015546 | 0.0021113 | 0.0026996 | 0.003317 | 0.0039425 | 0.0044779 | 0.0049262 | 0.0052259 | 0.0054311 | 0.0055599 | 0.0055715 | 0.0056072 | 0.053499 | 0.053499
LO1Slow | New | WasteWater Heat Recovery | Residential | Water Heating | 0.026004 | 123.2639 | 0.00021096 | 367.4817 | >140 | Multifamily - High Rise | Multifamily GFHX DHW & Shower Preheat, Heat Pump | 7.0331e-06 | 2.1147e-05 | 4.6451e-05 | 8.2672e-05 | 0.00013076 | 0.00020412 | 0.00030583 | 0.00045304 | 0.00063396 | 0.00086086 | 0.0010875 | 0.0013336 | 0.0015714 | 0.0017988 | 0.0019883 | 0.0021078 | 0.0021932 | 0.0022217 | 0.0022614 | 0.0022741 | 0.021584 | 0.021584
LO1Slow | New | WasteWater Heat Recovery | Residential | Water Heating | 0.049681 | 256.7191 | 0.00019352 | 191.4947 | >140 | Single Family | Single Family GFHX DHW Preheat, Electric Resistance | 0.0015842 | 0.0045444 | 0.009405 | 0.017121 | 0.028511 | 0.043335 | 0.063511 | 0.090794 | 0.12363 | 0.16635 | 0.2133 | 0.25865 | 0.2988 | 0.34347 | 0.38693 | 0.41726 | 0.42657 | 0.44153 | 0.45229 | 0.46002 | 4.2476 | 4.2476
LO1Slow | New | WasteWater Heat Recovery | Residential | Water Heating | 0.049681 | 256.7191 | 0.00019352 | 153.6643 | >140 | Multifamily - Low Rise | Multifamily GFHX DHW Preheat, Electric Resistance | 0.00056361 | 0.0016711 | 0.0036163 | 0.0065882 | 0.010626 | 0.016343 | 0.024414 | 0.035722 | 0.050342 | 0.068367 | 0.087418 | 0.10741 | 0.12767 | 0.145 | 0.15952 | 0.16923 | 0.17587 | 0.18004 | 0.18042 | 0.18157 | 1.7324 | 1.7324
LO1Slow | New | WasteWater Heat Recovery | Residential | Water Heating | 0.049681 | 256.7191 | 0.00019352 | 153.6643 | >140 | Multifamily - High Rise | Multifamily GFHX DHW Preheat, Electric Resistance | 0.00022775 | 0.00068479 | 0.0015042 | 0.0026771 | 0.0042344 | 0.0066099 | 0.0099033 | 0.01467 | 0.020529 | 0.027876 | 0.035215 | 0.043185 | 0.050886 | 0.058249 | 0.064387 | 0.068256 | 0.071021 | 0.071942 | 0.073228 | 0.073639 | 0.69893 | 0.69893
LO1Slow | New | WasteWater Heat Recovery | Residential | Water Heating | 0.026004 | 123.2639 | 0.00021096 | 409.728 | >140 | Single Family | Single Family GFHX DHW Preheat, Heat Pump | 5.3416e-05 | 0.00015323 | 0.00031712 | 0.00057731 | 0.00096134 | 0.0014612 | 0.0021415 | 0.0030614 | 0.0041685 | 0.0056092 | 0.0071922 | 0.0087212 | 0.010075 | 0.011581 | 0.013047 | 0.014069 | 0.014383 | 0.014888 | 0.015251 | 0.015511 | 0.14322 | 0.14322
LO1Slow | New | WasteWater Heat Recovery | Residential | Water Heating | 0.026004 | 123.2639 | 0.00021096 | 330.9394 | >140 | Multifamily - Low Rise | Multifamily GFHX DHW Preheat, Heat Pump | 1.7405e-05 | 5.1607e-05 | 0.00011168 | 0.00020345 | 0.00032816 | 0.0005047 | 0.00075395 | 0.0011032 | 0.0015546 | 0.0021113 | 0.0026996 | 0.003317 | 0.0039425 | 0.0044779 | 0.0049262 | 0.0052259 | 0.0054311 | 0.0055599 | 0.0055715 | 0.0056072 | 0.053499 | 0.053499
LO1Slow | New | WasteWater Heat Recovery | Residential | Water Heating | 0.026004 | 123.2639 | 0.00021096 | 330.9394 | >140 | Multifamily - High Rise | Multifamily GFHX DHW Preheat, Heat Pump | 7.0331e-06 | 2.1147e-05 | 4.6451e-05 | 8.2672e-05 | 0.00013076 | 0.00020412 | 0.00030583 | 0.00045304 | 0.00063396 | 0.00086086 | 0.0010875 | 0.0013336 | 0.0015714 | 0.0017988 | 0.0019883 | 0.0021078 | 0.0021932 | 0.0022217 | 0.0022614 | 0.0022741 | 0.021584 | 0.021584
LO1Slow | New | GSHP | Residential | HVAC | 1.3353 | 3822.4044 | 0.00034935 | 157.3116 | >140 | Single Family | Ground Source Heat Pump Upgrade from Air Source Heat Pump - With Desuperheater - New House 4000 square feet or greater | 4.3135e-05 | 0.00012374 | 0.00025609 | 0.00046619 | 0.00077631 | 0.00118 | 0.0017293 | 0.0024722 | 0.0033662 | 0.0045295 | 0.0058079 | 0.0070426 | 0.008136 | 0.0093522 | 0.010536 | 0.011361 | 0.011615 | 0.012022 | 0.012315 | 0.012526 | 0.11566 | 0.11566
LO1Slow | New | GSHP | Residential | HVAC | 0.81542 | 2334.147 | 0.00034935 | 168.7473 | >140 | Single Family | Ground Source Heat Pump Upgrade from Air Source Heat Pump - With Desuperheater - New House less than 4000 square feet | 0.0015197 | 0.0043594 | 0.0090222 | 0.016425 | 0.02735 | 0.041571 | 0.060926 | 0.087099 | 0.11859 | 0.15958 | 0.20462 | 0.24812 | 0.28664 | 0.32949 | 0.37118 | 0.40028 | 0.40921 | 0.42356 | 0.43388 | 0.44129 | 4.0747 | 4.0747
LO1Slow | NR | GSHP | Residential | HVAC | 1.3512 | 3867.7113 | 0.00034935 | 181.5504 | >140 | Single Family | Ground Source Heat Pump Upgrade from Air Source Heat Pump - With Desuperheater - Existing House 4000 square feet or greater | 0.00038306 | 0.0011462 | 0.002497 | 0.0046878 | 0.0080036 | 0.012739 | 0.019161 | 0.027461 | 0.037696 | 0.049725 | 0.063173 | 0.077423 | 0.091668 | 0.10502 | 0.11668 | 0.14094 | 0.14802 | 0.15234 | 0.15482 | 0.15565 | 2.224 | 1.3692
LO1Slow | NR | GSHP | Residential | HVAC | 0.89251 | 2554.7951 | 0.00034935 | 169.7815 | >140 | Single Family | Ground Source Heat Pump Upgrade from Air Source Heat Pump - With Desuperheater - Existing House less than 4000 square feet | 0.014599 | 0.043681 | 0.09516 | 0.17865 | 0.30502 | 0.48547 | 0.73022 | 1.0466 | 1.4366 | 1.895 | 2.4075 | 2.9506 | 3.4935 | 4.0024 | 4.4468 | 5.3712 | 5.6411 | 5.8055 | 5.9002 | 5.9319 | 84.7549 | 52.1815
LO3Slow | New | HPWH | Residential | Water Heating | 0.30033 | 1182.3091 | 0.00025402 | 61.9514 | 60-70 | Manufactured | Manufactured Tier1_indor2_hp85 | 9.5202e-05 | 0.00024645 | 0.00056731 | 0.0011545 | 0.0019732 | 0.0031188 | 0.0046316 | 0.0064205 | 0.0083646 | 0.01028 | 0.011997 | 0.013535 | 0.014832 | 0.015844 | 0.016583 | 0.017088 | 0.017418 | 0.017638 | 0.017776 | 0.017855 | 0.19742 | 0.19742
LO3Slow | New | HPWH | Residential | Water Heating | 0.29849 | 1178.5827 | 0.00025326 | 62.1401 | 60-70 | Single Family | Single Family Tier1_indor2_hp85 | 0.0021061 | 0.0051814 | 0.010914 | 0.020723 | 0.035552 | 0.054397 | 0.078274 | 0.10738 | 0.1377 | 0.17213 | 0.20339 | 0.22674 | 0.24155 | 0.258 | 0.27309 | 0.28035 | 0.2765 | 0.27948 | 0.28229 | 0.28544 | 3.2312 | 3.2312
LO3Slow | New | HPWH | Residential | Water Heating | 0.24957 | 1121.4904 | 0.00022253 | 62.6719 | 60-70 | Single Family | Single Family Tier1_buffered | 0.011124 | 0.027366 | 0.057645 | 0.10945 | 0.18777 | 0.2873 | 0.41341 | 0.56715 | 0.72727 | 0.9091 | 1.0742 | 1.1975 | 1.2758 | 1.3627 | 1.4424 | 1.4807 | 1.4604 | 1.4761 | 1.4909 | 1.5076 | 17.0658 | 17.0658
LO3Slow | New | HPWH | Residential | Water Heating | 0.29239 | 1367.6145 | 0.0002138 | 68.412 | 60-70 | Manufactured | Manufactured Tier1_indor2_gfac | 2.0254e-05 | 5.2432e-05 | 0.00012069 | 0.00024562 | 0.0004198 | 0.00066351 | 0.00098536 | 0.0013659 | 0.0017795 | 0.002187 | 0.0025524 | 0.0028795 | 0.0031555 | 0.0033707 | 0.003528 | 0.0036354 | 0.0037057 | 0.0037524 | 0.0037817 | 0.0037986 | 0.042 | 0.042
LO3Slow | New | HPWH | Residential | Water Heating | 0.29652 | 1351.2544 | 0.00021944 | 68.882 | 60-70 | Manufactured | Manufactured Tier1_indor2_gfnc | 0.00015063 | 0.00038994 | 0.00089759 | 0.0018267 | 0.0031221 | 0.0049345 | 0.0073281 | 0.010159 | 0.013234 | 0.016265 | 0.018982 | 0.021414 | 0.023467 | 0.025068 | 0.026237 | 0.027037 | 0.027559 | 0.027907 | 0.028125 | 0.02825 | 0.31235 | 0.31235
LO3Slow | New | HPWH | Residential | Water Heating | 0.29048 | 1358.6845 | 0.00021379 | 69.1798 | 60-70 | Single Family | Single Family Tier1_indor2_gfac | 0.0030528 | 0.0075104 | 0.01582 | 0.030038 | 0.051532 | 0.078848 | 0.11346 | 0.15565 | 0.19959 | 0.2495 | 0.29481 | 0.32866 | 0.35012 | 0.37397 | 0.39585 | 0.40636 | 0.40079 | 0.4051 | 0.40918 | 0.41375 | 4.6836 | 4.6836
LO3Slow | New | HPWH | Residential | Water Heating | 0.29448 | 1342.1286 | 0.00021941 | 69.6814 | 60-70 | Single Family | Single Family Tier1_indor2_gfnc | 0.0050496 | 0.012423 | 0.026168 | 0.049685 | 0.085237 | 0.13042 | 0.18767 | 0.25746 | 0.33014 | 0.41269 | 0.48763 | 0.54362 | 0.57912 | 0.61858 | 0.65476 | 0.67215 | 0.66293 | 0.67006 | 0.67681 | 0.68437 | 7.747 | 7.747
LO3Slow | New | HPWH | Residential | Water Heating | 0.22459 | 1009.2424 | 0.00022253 | 71.0474 | 70-80 | Manufactured | Manufactured Tier1_buffered | 0.00048131 | 0.001246 | 0.0028681 | 0.0058369 | 0.009976 | 0.015767 | 0.023416 | 0.03246 | 0.042288 | 0.051971 | 0.060655 | 0.068426 | 0.074985 | 0.080099 | 0.083837 | 0.08639 | 0.08806 | 0.08917 | 0.089867 | 0.090269 | 0.99807 | 0.99807
LO3Slow | New | HPWH | Residential | Water Heating | 0.18208 | 1038.3745 | 0.00017535 | 80.5204 | 80-90 | Manufactured | Manufactured Tier1_indor2_zonl | 1.6465e-05 | 4.2624e-05 | 9.8115e-05 | 0.00019968 | 0.00034127 | 0.00053939 | 0.00080103 | 0.0011104 | 0.0014466 | 0.0017779 | 0.002075 | 0.0023408 | 0.0025652 | 0.0027401 | 0.002868 | 0.0029554 | 0.0030125 | 0.0030505 | 0.0030743 | 0.003088 | 0.034143 | 0.034143
LO3Slow | New | HPWH | Residential | Water Heating | 0.17884 | 1026.0267 | 0.0001743 | 81.814 | 80-90 | Single Family | Single Family Tier1_indor2_zonl | 0.0012857 | 0.0031629 | 0.0066626 | 0.01265 | 0.021702 | 0.033206 | 0.047782 | 0.065551 | 0.084057 | 0.10507 | 0.12416 | 0.13841 | 0.14745 | 0.1575 | 0.16671 | 0.17114 | 0.16879 | 0.1706 | 0.17232 | 0.17425 | 1.9724 | 1.9724
LO3Slow | New | HPWH | Residential | Water Heating | 0.11199 | 998.3629 | 0.00011217 | 88.8947 | 80-90 | Manufactured | Manufactured Tier1_indor2_efaf | 0.00012973 | 0.00033582 | 0.00077303 | 0.0015732 | 0.0026888 | 0.0042497 | 0.0063112 | 0.0087488 | 0.011398 | 0.014008 | 0.016348 | 0.018443 | 0.020211 | 0.021589 | 0.022596 | 0.023285 | 0.023735 | 0.024034 | 0.024222 | 0.02433 | 0.26901 | 0.26901
LO3Slow | New | HPWH | Residential | Water Heating | 0.10814 | 985.7806 | 0.0001097 | 90.4147 | 90-100 | Single Family | Single Family Tier1_indor2_efaf | 0.00028865 | 0.00071013 | 0.0014959 | 0.0028402 | 0.0048725 | 0.0074553 | 0.010728 | 0.014717 | 0.018872 | 0.023591 | 0.027875 | 0.031075 | 0.033105 | 0.03536 | 0.037429 | 0.038423 | 0.037896 | 0.038304 | 0.038689 | 0.039121 | 0.44285 | 0.44285
LO3Slow | New | HPWH | Residential | Water Heating | 0.07056 | 317.0739 | 0.00022253 | 422.4215 | >140 | Manufactured | Manufactured Tier2_buffered | 0.00017183 | 0.00044483 | 0.0010239 | 0.0020838 | 0.0035615 | 0.0056291 | 0.0083597 | 0.011588 | 0.015097 | 0.018554 | 0.021654 | 0.024429 | 0.026771 | 0.028596 | 0.029931 | 0.030842 | 0.031439 | 0.031835 | 0.032084 | 0.032227 | 0.35632 | 0.35632
LO3Slow | New | HPWH | Residential | Water Heating | 0.045379 | 203.9181 | 0.00022253 | 663.8378 | >140 | Single Family | Single Family Tier2_buffered | 0.0022984 | 0.0056544 | 0.011911 | 0.022615 | 0.038797 | 0.059363 | 0.08542 | 0.11719 | 0.15027 | 0.18784 | 0.22196 | 0.24744 | 0.2636 | 0.28156 | 0.29803 | 0.30594 | 0.30175 | 0.30499 | 0.30806 | 0.3115 | 3.5262 | 3.5262
LO3Slow | New | HPWH | Residential | Water Heating | 0.019883 | 87.9318 | 0.00022612 | 1607.3377 | >140 | Manufactured | Manufactured Tier2_indor2_gfac | 1.5651e-06 | 4.0517e-06 | 9.3265e-06 | 1.898e-05 | 3.244e-05 | 5.1272e-05 | 7.6143e-05 | 0.00010555 | 0.00013751 | 0.000169 | 0.00019724 | 0.00022251 | 0.00024384 | 0.00026047 | 0.00027262 | 0.00028093 | 0.00028636 | 0.00028997 | 0.00029223 | 0.00029354 | 0.0032455 | 0.0032455
LO3Slow | New | HPWH | Residential | Water Heating | 0.019634 | 86.7188 | 0.00022641 | 1630.5015 | >140 | Single Family | Single Family Tier2_indor2_gfac | 0.00023449 | 0.00057688 | 0.0012152 | 0.0023072 | 0.0039582 | 0.0060563 | 0.0087147 | 0.011956 | 0.015331 | 0.019164 | 0.022644 | 0.025244 | 0.026893 | 0.028725 | 0.030405 | 0.031213 | 0.030785 | 0.031116 | 0.031429 | 0.03178 | 0.35975 | 0.35975
LO3Slow | New | HPWH | Residential | Water Heating | 0.018631 | 87.0183 | 0.00021411 | 1624.0877 | >140 | Manufactured | Manufactured Tier2_indor2_gfnc | 1.0755e-05 | 2.7842e-05 | 6.4088e-05 | 0.00013043 | 0.00022292 | 0.00035232 | 0.00052323 | 0.00072532 | 0.00094494 | 0.0011613 | 0.0013553 | 0.001529 | 0.0016756 | 0.0017898 | 0.0018734 | 0.0019304 | 0.0019677 | 0.0019925 | 0.0020081 | 0.0020171 | 0.022302 | 0.022302
LO3Slow | New | HPWH | Residential | Water Heating | 0.0185 | 86.4428 | 0.00021402 | 1635.6198 | >140 | Single Family | Single Family Tier2_indor2_gfnc | 0.0003605 | 0.00088688 | 0.0018682 | 0.0035471 | 0.0060852 | 0.0093109 | 0.013398 | 0.01838 | 0.023569 | 0.029462 | 0.034813 | 0.03881 | 0.041344 | 0.044161 | 0.046744 | 0.047986 | 0.047328 | 0.047837 | 0.048318 | 0.048858 | 0.55307 | 0.55307
LO3Slow | New | HPWH | Residential | Water Heating | 0.021282 | 50.0965 | 0.00042483 | 2752.9917 | >140 | Manufactured | Manufactured Tier2_indor2_hp85 | 7.6663e-06 | 1.9846e-05 | 4.5683e-05 | 9.297e-05 | 0.0001589 | 0.00025114 | 0.00037297 | 0.00051702 | 0.00067357 | 0.0008278 | 0.00096611 | 0.0010899 | 0.0011944 | 0.0012758 | 0.0013354 | 0.001376 | 0.0014026 | 0.0014203 | 0.0014314 | 0.0014378 | 0.015897 | 0.015897
LO3Slow | New | HPWH | Residential | Water Heating | 0.021042 | 50.0403 | 0.0004205 | 2755.831 | >140 | Single Family | Single Family Tier2_indor2_hp85 | 0.00016871 | 0.00041506 | 0.00087431 | 0.0016601 | 0.0028479 | 0.0043575 | 0.0062702 | 0.008602 | 0.01103 | 0.013788 | 0.016293 | 0.018163 | 0.019349 | 0.020668 | 0.021876 | 0.022458 | 0.02215 | 0.022388 | 0.022613 | 0.022866 | 0.25884 | 0.25884
LO3Slow | New | HPWH | Residential | Water Heating | -0.0012108 | 32.7646 | -3.6954e-05 | 4262.5492 | >140 | Manufactured | Manufactured Tier2_indor2_zonl | -1.2442e-07 | -3.2208e-07 | -7.414e-07 | -1.5088e-06 | -2.5788e-06 | -4.0758e-06 | -6.0529e-06 | -8.3908e-06 | -1.0931e-05 | -1.3435e-05 | -1.5679e-05 | -1.7688e-05 | -1.9384e-05 | -2.0706e-05 | -2.1672e-05 | -2.2332e-05 | -2.2764e-05 | -2.305e-05 | -2.3231e-05 | -2.3334e-05 | -0.000258 | -0.000258
LO3Slow | New | HPWH | Residential | Water Heating | -0.0015401 | 31.6399 | -4.8677e-05 | 4415.4378 | >140 | Single Family | Single Family Tier2_indor2_zonl | -1.2582e-05 | -3.0954e-05 | -6.5202e-05 | -0.0001238 | -0.00021238 | -0.00032497 | -0.00046761 | -0.0006415 | -0.0008226 | -0.0010283 | -0.001215 | -0.0013545 | -0.001443 | -0.0015413 | -0.0016315 | -0.0016748 | -0.0016518 | -0.0016696 | -0.0016864 | -0.0017052 | -0.019303 | -0.019303
LO3Slow | New | HPWH | Residential | Water Heating | -0.013537 | 25.5016 | -0.00053083 | 5512.2395 | >140 | Manufactured | Manufactured Tier2_indor2_efaf | -1.7819e-05 | -4.6129e-05 | -0.00010618 | -0.00021609 | -0.00036933 | -0.00058374 | -0.0008669 | -0.0012017 | -0.0015656 | -0.0019241 | -0.0022456 | -0.0025333 | -0.0027761 | -0.0029655 | -0.0031038 | -0.0031984 | -0.0032602 | -0.0033013 | -0.0033271 | -0.003342 | -0.036951 | -0.036951
LO3Slow | New | HPWH | Residential | Water Heating | -0.013964 | 24.3597 | -0.00057324 | 5772.7244 | >140 | Single Family | Single Family Tier2_indor2_efaf | -4.2357e-05 | -0.0001042 | -0.0002195 | -0.00041677 | -0.00071499 | -0.001094 | -0.0015742 | -0.0021596 | -0.0027693 | -0.0034617 | -0.0040904 | -0.00456 | -0.0048578 | -0.0051888 | -0.0054923 | -0.0056382 | -0.0055608 | -0.0056207 | -0.0056772 | -0.0057406 | -0.064983 | -0.064983
LO3Slow | NR | HPWH | Residential | Water Heating | 0.30033 | 1182.3091 | 0.00025402 | 61.9514 | 60-70 | Manufactured | Manufactured Tier1_indor2_hp85 | 0.0050003 | 0.012723 | 0.027973 | 0.054312 | 0.094725 | 0.15049 | 0.22037 | 0.30053 | 0.38523 | 0.46809 | 0.54339 | 0.6071 | 0.65725 | 0.72755 | 0.75345 | 0.76963 | 0.77747 | 0.77649 | 0.77167 | 0.76452 | 9.8377 | 8.868
LO3Slow | NR | HPWH | Residential | Water Heating | 0.29849 | 1178.5827 | 0.00025326 | 62.1401 | 60-70 | Single Family | Single Family Tier1_indor2_hp85 | 0.010864 | 0.027878 | 0.061814 | 0.12104 | 0.2129 | 0.34111 | 0.50375 | 0.69284 | 0.89566 | 1.0976 | 1.285 | 1.4478 | 1.5808 | 2.0174 | 2.0892 | 2.1273 | 2.1471 | 2.1491 | 2.1308 | 2.108 | 26.643 | 23.048
LO3Slow | NR | HPWH | Residential | Water Heating | 0.24957 | 1121.4904 | 0.00022253 | 62.6719 | 60-70 | Single Family | Single Family Tier1_buffered | 0.11756 | 0.30166 | 0.66887 | 1.3097 | 2.3037 | 3.6911 | 5.451 | 7.497 | 9.6917 | 11.8764 | 13.9043 | 15.6667 | 17.1051 | 21.8301 | 22.6071 | 23.0192 | 23.2337 | 23.2555 | 23.0567 | 22.8106 | 288.2987 | 249.3977
LO3Slow | NR | HPWH | Residential | Water Heating | 0.29239 | 1367.6145 | 0.0002138 | 68.412 | 60-70 | Manufactured | Manufactured Tier1_indor2_gfac | 0.0010638 | 0.0027068 | 0.0059512 | 0.011555 | 0.020152 | 0.032016 | 0.046883 | 0.063937 | 0.081957 | 0.099584 | 0.1156 | 0.12916 | 0.13983 | 0.15478 | 0.16029 | 0.16374 | 0.1654 | 0.1652 | 0.16417 | 0.16265 | 2.0929 | 1.8866
LO3Slow | NR | HPWH | Residential | Water Heating | 0.29652 | 1351.2544 | 0.00021944 | 68.882 | 60-70 | Manufactured | Manufactured Tier1_indor2_gfnc | 0.0079115 | 0.02013 | 0.044259 | 0.085932 | 0.14987 | 0.2381 | 0.34867 | 0.4755 | 0.60951 | 0.7406 | 0.85975 | 0.96055 | 1.0399 | 1.1511 | 1.1921 | 1.2177 | 1.2301 | 1.2286 | 1.2209 | 1.2096 | 15.5652 | 14.0308
LO3Slow | NR | HPWH | Residential | Water Heating | 0.29048 | 1358.6845 | 0.00021379 | 69.1798 | 60-70 | Single Family | Single Family Tier1_indor2_gfac | 0.015747 | 0.040409 | 0.089599 | 0.17544 | 0.30859 | 0.49443 | 0.73019 | 1.0043 | 1.2982 | 1.5909 | 1.8625 | 2.0986 | 2.2913 | 2.9242 | 3.0283 | 3.0835 | 3.1123 | 3.1152 | 3.0886 | 3.0556 | 38.6189 | 33.408
LO3Slow | NR | HPWH | Residential | Water Heating | 0.29448 | 1342.1286 | 0.00021941 | 69.6814 | 60-70 | Single Family | Single Family Tier1_indor2_gfnc | 0.026047 | 0.066838 | 0.1482 | 0.29019 | 0.51043 | 0.81783 | 1.2078 | 1.6611 | 2.1474 | 2.6314 | 3.0808 | 3.4713 | 3.79 | 4.8369 | 5.009 | 5.1004 | 5.1479 | 5.1527 | 5.1087 | 5.0541 | 63.8781 | 55.2589
LO3Slow | NR | HPWH | Residential | Water Heating | 0.22459 | 1009.2424 | 0.00022253 | 71.0474 | 70-80 | Manufactured | Manufactured Tier1_buffered | 0.0092555 | 0.02355 | 0.051777 | 0.10053 | 0.17533 | 0.27855 | 0.4079 | 0.55627 | 0.71305 | 0.86641 | 1.0058 | 1.1237 | 1.2165 | 1.3467 | 1.3946 | 1.4246 | 1.4391 | 1.4372 | 1.4283 | 1.4151 | 18.2093 | 16.4143
LO3Slow | NR | HPWH | Residential | Water Heating | 0.18208 | 1038.3745 | 0.00017535 | 80.5204 | 80-90 | Manufactured | Manufactured Tier1_indor2_zonl | 0.0008648 | 0.0022004 | 0.0048379 | 0.0093932 | 0.016383 | 0.026027 | 0.038113 | 0.051976 | 0.066625 | 0.080955 | 0.093979 | 0.105 | 0.11367 | 0.12583 | 0.13031 | 0.13311 | 0.13446 | 0.13429 | 0.13346 | 0.13222 | 1.7014 | 1.5337
LO3Slow | NR | HPWH | Residential | Water Heating | 0.17884 | 1026.0267 | 0.0001743 | 81.814 | 80-90 | Single Family | Single Family Tier1_indor2_zonl | 0.0066318 | 0.017018 | 0.037734 | 0.073886 | 0.12996 | 0.20823 | 0.30751 | 0.42293 | 0.54674 | 0.66999 | 0.78439 | 0.88381 | 0.96496 | 1.2315 | 1.2753 | 1.2986 | 1.3107 | 1.3119 | 1.3007 | 1.2868 | 16.2639 | 14.0694
LO3Slow | NR | HPWH | Residential | Water Heating | 0.11199 | 998.3629 | 0.00011217 | 88.8947 | 80-90 | Manufactured | Manufactured Tier1_indor2_efaf | 0.0068136 | 0.017337 | 0.038117 | 0.074007 | 0.12907 | 0.20506 | 0.30028 | 0.40951 | 0.52492 | 0.63783 | 0.74044 | 0.82725 | 0.89558 | 0.99138 | 1.0267 | 1.0487 | 1.0594 | 1.0581 | 1.0515 | 1.0418 | 13.4051 | 12.0837
LO3Slow | NR | HPWH | Residential | Water Heating | 0.10814 | 985.7806 | 0.0001097 | 90.4147 | 90-100 | Single Family | Single Family Tier1_indor2_efaf | 0.001489 | 0.0038208 | 0.0084718 | 0.016589 | 0.029178 | 0.04675 | 0.069042 | 0.094956 | 0.12275 | 0.15042 | 0.17611 | 0.19843 | 0.21665 | 0.27649 | 0.28634 | 0.29156 | 0.29427 | 0.29455 | 0.29203 | 0.28891 | 3.6515 | 3.1588
LO3Slow | NR | HPWH | Residential | Water Heating | 0.07056 | 317.0739 | 0.00022253 | 422.4215 | >140 | Manufactured | Manufactured Tier2_buffered | 0.0033043 | 0.0084075 | 0.018485 | 0.03589 | 0.062596 | 0.099446 | 0.14563 | 0.1986 | 0.25457 | 0.30932 | 0.35908 | 0.40118 | 0.43432 | 0.48078 | 0.49789 | 0.50859 | 0.51376 | 0.51311 | 0.50993 | 0.50521 | 6.5009 | 5.8601
LO3Slow | NR | HPWH | Residential | Water Heating | 0.045379 | 203.9181 | 0.00022253 | 663.8378 | >140 | Single Family | Single Family Tier2_buffered | 0.02429 | 0.06233 | 0.1382 | 0.27062 | 0.476 | 0.76266 | 1.1263 | 1.5491 | 2.0025 | 2.4539 | 2.8729 | 3.2371 | 3.5343 | 4.5106 | 4.6711 | 4.7563 | 4.8006 | 4.8051 | 4.764 | 4.7132 | 59.569 | 51.5312
LO3Slow | NR | HPWH | Residential | Water Heating | 0.019883 | 87.9318 | 0.00022612 | 1607.3377 | >140 | Manufactured | Manufactured Tier2_indor2_gfac | 8.2205e-05 | 0.00020916 | 0.00045987 | 0.00089288 | 0.0015573 | 0.002474 | 0.0036229 | 0.0049407 | 0.0063332 | 0.0076953 | 0.0089333 | 0.0099807 | 0.010805 | 0.011961 | 0.012387 | 0.012653 | 0.012782 | 0.012765 | 0.012686 | 0.012569 | 0.16173 | 0.14579
LO3Slow | NR | HPWH | Residential | Water Heating | 0.019634 | 86.7188 | 0.00022641 | 1630.5015 | >140 | Single Family | Single Family Tier2_indor2_gfac | 0.0012096 | 0.0031038 | 0.0068821 | 0.013476 | 0.023703 | 0.037978 | 0.056086 | 0.077137 | 0.099719 | 0.1222 | 0.14306 | 0.1612 | 0.176 | 0.22461 | 0.23261 | 0.23685 | 0.23905 | 0.23928 | 0.23723 | 0.2347 | 2.9663 | 2.5661
LO3Slow | NR | HPWH | Residential | Water Heating | 0.018631 | 87.0183 | 0.00021411 | 1624.0877 | >140 | Manufactured | Manufactured Tier2_indor2_gfnc | 0.00056489 | 0.0014373 | 0.0031601 | 0.0061356 | 0.010701 | 0.017001 | 0.024895 | 0.033951 | 0.043519 | 0.052879 | 0.061386 | 0.068584 | 0.074249 | 0.082191 | 0.085117 | 0.086945 | 0.08783 | 0.087719 | 0.087175 | 0.086368 | 1.1114 | 1.0018
LO3Slow | NR | HPWH | Residential | Water Heating | 0.0185 | 86.4428 | 0.00021402 | 1635.6198 | >140 | Single Family | Single Family Tier2_indor2_gfnc | 0.0018595 | 0.0047717 | 0.01058 | 0.020717 | 0.03644 | 0.058386 | 0.086225 | 0.11859 | 0.1533 | 0.18786 | 0.21994 | 0.24782 | 0.27057 | 0.34531 | 0.3576 | 0.36412 | 0.36751 | 0.36786 | 0.36471 | 0.36082 | 4.5603 | 3.945
LO3Slow | NR | HPWH | Residential | Water Heating | 0.021282 | 50.0965 | 0.00042483 | 2752.9917 | >140 | Manufactured | Manufactured Tier2_indor2_hp85 | 0.00040266 | 0.0010245 | 0.0022526 | 0.0043735 | 0.0076278 | 0.012118 | 0.017746 | 0.024201 | 0.031021 | 0.037693 | 0.043757 | 0.048887 | 0.052926 | 0.058587 | 0.060672 | 0.061976 | 0.062607 | 0.062527 | 0.06214 | 0.061564 | 0.79219 | 0.7141
LO3Slow | NR | HPWH | Residential | Water Heating | 0.021042 | 50.0403 | 0.0004205 | 2755.831 | >140 | Single Family | Single Family Tier2_indor2_hp85 | 0.00087027 | 0.0022332 | 0.0049517 | 0.0096958 | 0.017054 | 0.027325 | 0.040354 | 0.0555 | 0.071748 | 0.087921 | 0.10293 | 0.11598 | 0.12663 | 0.16161 | 0.16736 | 0.17041 | 0.172 | 0.17216 | 0.17069 | 0.16887 | 2.1343 | 1.8463
LO3Slow | NR | HPWH | Residential | Water Heating | -0.0012108 | 32.7646 | -3.6954e-05 | 4262.5492 | >140 | Manufactured | Manufactured Tier2_indor2_zonl | -6.5348e-06 | -1.6627e-05 | -3.6557e-05 | -7.0978e-05 | -0.00012379 | -0.00019667 | -0.000288 | -0.00039276 | -0.00050345 | -0.00061173 | -0.00071014 | -0.0007934 | -0.00085894 | -0.00095082 | -0.00098466 | -0.0010058 | -0.0010161 | -0.0010148 | -0.0010085 | -0.00099914 | -0.012857 | -0.011589
LO3Slow | NR | HPWH | Residential | Water Heating | -0.0015401 | 31.6399 | -4.8677e-05 | 4415.4378 | >140 | Single Family | Single Family Tier2_indor2_zonl | -6.4901e-05 | -0.00016654 | -0.00036927 | -0.00072307 | -0.0012718 | -0.0020378 | -0.0030094 | -0.004139 | -0.0053506 | -0.0065567 | -0.0076763 | -0.0086493 | -0.0094434 | -0.012052 | -0.012481 | -0.012708 | -0.012827 | -0.012839 | -0.012729 | -0.012593 | -0.15916 | -0.13769
LO3Slow | NR | HPWH | Residential | Water Heating | -0.013537 | 25.5016 | -0.00053083 | 5512.2395 | >140 | Manufactured | Manufactured Tier2_indor2_efaf | -0.00093592 | -0.0023814 | -0.0052357 | -0.010166 | -0.01773 | -0.028167 | -0.041247 | -0.05625 | -0.072104 | -0.087612 | -0.10171 | -0.11363 | -0.12302 | -0.13618 | -0.14102 | -0.14405 | -0.14552 | -0.14534 | -0.14443 | -0.1431 | -1.8413 | -1.6598
LO3Slow | NR | HPWH | Residential | Water Heating | -0.013964 | 24.3597 | -0.00057324 | 5772.7244 | >140 | Single Family | Single Family Tier2_indor2_efaf | -0.00021849 | -0.00056066 | -0.0012432 | -0.0024342 | -0.0042816 | -0.0068601 | -0.010131 | -0.013934 | -0.018013 | -0.022073 | -0.025842 | -0.029118 | -0.031791 | -0.040573 | -0.042017 | -0.042783 | -0.043182 | -0.043222 | -0.042853 | -0.042395 | -0.53582 | -0.46352
LO1Slow | New | Heat Recovery Ventilation | Residential | HVAC | 0.25262 | 708.4622 | 0.00035658 | 140.2272 | >140 | Single Family | SF RNC HRV ACH3 HZ1CZ1 | 0.0083646 | 0.023995 | 0.049659 | 0.090402 | 0.15054 | 0.22881 | 0.33534 | 0.4794 | 0.65276 | 0.87836 | 1.1263 | 1.3657 | 1.5777 | 1.8135 | 2.043 | 2.2032 | 2.2523 | 2.3313 | 2.3881 | 2.4289 | 22.4278 | 22.4278
LO1Slow | New | Heat Recovery Ventilation | Residential | HVAC | 0.25262 | 732.1961 | 0.00034502 | 135.6818 | 130-140 | Single Family | SF RNC HRV ACH3 HZ1CZ2 | 0.0029142 | 0.0083598 | 0.017301 | 0.031496 | 0.052448 | 0.079719 | 0.11683 | 0.16702 | 0.22742 | 0.30602 | 0.39239 | 0.47581 | 0.54967 | 0.63184 | 0.71179 | 0.76759 | 0.78471 | 0.81224 | 0.83203 | 0.84624 | 7.8139 | 7.8139
LO1Slow | New | Heat Recovery Ventilation | Residential | HVAC | 0.25262 | 759.1427 | 0.00033277 | 130.8656 | 130-140 | Single Family | SF RNC HRV ACH3 HZ1CZ3 | 0.0024201 | 0.0069425 | 0.014368 | 0.026156 | 0.043556 | 0.066203 | 0.097026 | 0.13871 | 0.18887 | 0.25414 | 0.32586 | 0.39514 | 0.45648 | 0.52472 | 0.59112 | 0.63745 | 0.65167 | 0.67453 | 0.69097 | 0.70277 | 6.4891 | 6.4891
LO1Slow | New | Heat Recovery Ventilation | Residential | HVAC | 0.36165 | 1020.5995 | 0.00035435 | 91.2752 | 90-100 | Single Family | SF RNC HRV ACH3 HZ2CZ1 | 0.00066908 | 0.0019193 | 0.0039723 | 0.0072313 | 0.012042 | 0.018303 | 0.026824 | 0.038347 | 0.052214 | 0.07026 | 0.090089 | 0.10924 | 0.1262 | 0.14507 | 0.16342 | 0.17623 | 0.18016 | 0.18648 | 0.19103 | 0.19429 | 1.794 | 1.794
LO1Slow | New | Heat Recovery Ventilation | Residential | HVAC | 0.36165 | 1044.4641 | 0.00034625 | 89.1897 | 80-90 | Single Family | SF RNC HRV ACH3 HZ2CZ2 | 0.0016243 | 0.0046594 | 0.0096431 | 0.017555 | 0.029233 | 0.044432 | 0.065119 | 0.093093 | 0.12676 | 0.17056 | 0.2187 | 0.2652 | 0.30637 | 0.35216 | 0.39673 | 0.42782 | 0.43737 | 0.45271 | 0.46374 | 0.47166 | 4.3552 | 4.3552
LO1Slow | New | Heat Recovery Ventilation | Residential | HVAC | 0.36165 | 1071.9186 | 0.00033739 | 86.9053 | 80-90 | Single Family | SF RNC HRV ACH3 HZ2CZ3 | 0.0011923 | 0.0034202 | 0.0070785 | 0.012886 | 0.021458 | 0.032615 | 0.0478 | 0.068335 | 0.093045 | 0.1252 | 0.16054 | 0.19467 | 0.22489 | 0.25851 | 0.29122 | 0.31404 | 0.32105 | 0.33231 | 0.34041 | 0.34622 | 3.1969 | 3.1969
LO1Slow | New | Heat Recovery Ventilation | Residential | HVAC | 0.40385 | 1140.4338 | 0.00035412 | 79.5831 | 70-80 | Single Family | SF RNC HRV ACH3 HZ3CZ1 | 0.00053855 | 0.0015449 | 0.0031973 | 0.0058206 | 0.0096925 | 0.014732 | 0.021591 | 0.030866 | 0.042028 | 0.056553 | 0.072514 | 0.08793 | 0.10158 | 0.11677 | 0.13154 | 0.14185 | 0.14502 | 0.1501 | 0.15376 | 0.15639 | 1.444 | 1.444
LO1Slow | New | Heat Recovery Ventilation | Residential | HVAC | 0.40385 | 1164.3209 | 0.00034686 | 77.9504 | 70-80 | Single Family | SF RNC HRV ACH3 HZ3CZ2 | 0.00080936 | 0.0023217 | 0.004805 | 0.0087473 | 0.014566 | 0.02214 | 0.032448 | 0.046387 | 0.063161 | 0.08499 | 0.10898 | 0.13214 | 0.15266 | 0.17548 | 0.19768 | 0.21318 | 0.21794 | 0.22558 | 0.23108 | 0.23502 | 2.1701 | 2.1701
LO1Slow | New | Heat Recovery Ventilation | Residential | HVAC | 0.40385 | 1191.765 | 0.00033887 | 76.1553 | 70-80 | Single Family | SF RNC HRV ACH3 HZ3CZ3 | 0 | 0 | 0 | 0 | 0 | 0 | 0 | 0 | 0 | 0 | 0 | 0 | 0 | 0 | 0 | 0 | 0 | 0 | 0 | 0 | 0 | 0
LO20Fast | New | Lighting | Residential | Lighting | 0.0050254 | 19.2363 | 0.00026125 | -15.06 | <0 | Single Family | 2016 - LEDDecorative and Mini-Base250 to 664 lumensANY | 0.36979 | 0 | 0 | 0 | 0 | 0 | 0 | 0 | 0 | 0 | 0 | 0 | 0 | 0 | 0 | 0 | 0 | 0 | 0 | 0 | 0.36979 | 0.36979
LO20Fast | New | Lighting | Residential | Lighting | 0.003786 | 14.492 | 0.00026125 | -3.5287 | <0 | Single Family | 2016 - LEDDecorative and Mini-Base665 to 1439 lumensANY | 0.076409 | 0 | 0 | 0 | 0 | 0 | 0 | 0 | 0 | 0 | 0 | 0 | 0 | 0 | 0 | 0 | 0 | 0 | 0 | 0 | 0.076409 | 0.076409
LO20Fast | New | Lighting | Residential | Lighting | 0.001875 | 7.1769 | 0.00026125 | 355.2229 | >140 | Single Family | 2016 - LEDDecorative and Mini-Base1440 to 2600 lumensANY | 0.00074343 | 0 | 0 | 0 | 0 | 0 | 0 | 0 | 0 | 0 | 0 | 0 | 0 | 0 | 0 | 0 | 0 | 0 | 0 | 0 | 0.00074343 | 0.00074343
LO20Fast | New | Lighting | Residential | Lighting | 0.00047955 | 1.8356 | 0.00026125 | 45.3547 | 40-50 | Single Family | 2016 - LEDGeneral Purpose and Dimmable250 to 664 lumensANY | 0.029467 | 0 | 0 | 0 | 0 | 0 | 0 | 0 | 0 | 0 | 0 | 0 | 0 | 0 | 0 | 0 | 0 | 0 | 0 | 0 | 0.029467 | 0.029467
LO20Fast | New | Lighting | Residential | Lighting | 0.0018717 | 7.1646 | 0.00026125 | 56.6118 | 50-60 | Single Family | 2016 - LEDGeneral Purpose and Dimmable665 to 1439 lumensANY | 0.88747 | 0 | 0 | 0 | 0 | 0 | 0 | 0 | 0 | 0 | 0 | 0 | 0 | 0 | 0 | 0 | 0 | 0 | 0 | 0 | 0.88747 | 0.88747
LO20Fast | New | Lighting | Residential | Lighting | 0.0034972 | 13.3867 | 0.00026125 | 91.0637 | 90-100 | Single Family | 2016 - LEDGeneral Purpose and Dimmable1440 to 2600 lumensANY | 0.16533 | 0 | 0 | 0 | 0 | 0 | 0 | 0 | 0 | 0 | 0 | 0 | 0 | 0 | 0 | 0 | 0 | 0 | 0 | 0 | 0.16533 | 0.16533
LO20Fast | New | Lighting | Residential | Lighting | 0.0037449 | 14.3345 | 0.00026125 | -37.3971 | <0 | Single Family | 2016 - LEDGlobe250 to 664 lumensANY | 0.1513 | 0 | 0 | 0 | 0 | 0 | 0 | 0 | 0 | 0 | 0 | 0 | 0 | 0 | 0 | 0 | 0 | 0 | 0 | 0 | 0.1513 | 0.1513
LO20Fast | New | Lighting | Residential | Lighting | 0.0025791 | 9.8724 | 0.00026125 | -94.9967 | <0 | Single Family | 2016 - LEDGlobe665 to 1439 lumensANY | 0.063542 | 0 | 0 | 0 | 0 | 0 | 0 | 0 | 0 | 0 | 0 | 0 | 0 | 0 | 0 | 0 | 0 | 0 | 0 | 0 | 0.063542 | 0.063542
LO20Fast | New | Lighting | Residential | Lighting | 0.0027904 | 10.6812 | 0.00026125 | -99.8783 | <0 | Single Family | 2016 - LEDGlobe1440 to 2600 lumensANY | 0.0051802 | 0 | 0 | 0 | 0 | 0 | 0 | 0 | 0 | 0 | 0 | 0 | 0 | 0 | 0 | 0 | 0 | 0 | 0 | 0 | 0.0051802 | 0.0051802
LO20Fast | New | Lighting | Residential | Lighting | 0.0053229 | 20.3748 | 0.00026125 | -38.378 | <0 | Single Family | 2016 - LEDReflectors and Outdoor250 to 664 lumensANY | 0.068406 | 0 | 0 | 0 | 0 | 0 | 0 | 0 | 0 | 0 | 0 | 0 | 0 | 0 | 0 | 0 | 0 | 0 | 0 | 0 | 0.068406 | 0.068406
LO20Fast | New | Lighting | Residential | Lighting | 0.0040588 | 15.5362 | 0.00026125 | -47.7259 | <0 | Single Family | 2016 - LEDReflectors and Outdoor665 to 1439 lumensANY | 0.52707 | 0 | 0 | 0 | 0 | 0 | 0 | 0 | 0 | 0 | 0 | 0 | 0 | 0 | 0 | 0 | 0 | 0 | 0 | 0 | 0.52707 | 0.52707
LO20Fast | New | Lighting | Residential | Lighting | 0.021729 | 83.1732 | 0.00026125 | -27.3345 | <0 | Single Family | 2016 - LEDReflectors and Outdoor1440 to 2600 lumensANY | 0.23188 | 0 | 0 | 0 | 0 | 0 | 0 | 0 | 0 | 0 | 0 | 0 | 0 | 0 | 0 | 0 | 0 | 0 | 0 | 0 | 0.23188 | 0.23188
LO20Fast | New | Lighting | Residential | Lighting | 0.01265 | 48.4214 | 0.00026125 | -0.28395 | <0 | Single Family | 2016 - LEDThree-Way250 to 664 lumensANY | 0.0021182 | 0 | 0 | 0 | 0 | 0 | 0 | 0 | 0 | 0 | 0 | 0 | 0 | 0 | 0 | 0 | 0 | 0 | 0 | 0 | 0.0021182 | 0.0021182
LO20Fast | New | Lighting | Residential | Lighting | 0.013626 | 52.1577 | 0.00026125 | -8.9398 | <0 | Single Family | 2016 - LEDThree-Way665 to 1439 lumensANY | 0.028164 | 0 | 0 | 0 | 0 | 0 | 0 | 0 | 0 | 0 | 0 | 0 | 0 | 0 | 0 | 0 | 0 | 0 | 0 | 0 | 0.028164 | 0.028164
LO20Fast | New | Lighting | Residential | Lighting | 0.012193 | 46.6733 | 0.00026125 | -22.0119 | <0 | Single Family | 2016 - LEDThree-Way1440 to 2600 lumensANY | 0.097455 | 0 | 0 | 0 | 0 | 0 | 0 | 0 | 0 | 0 | 0 | 0 | 0 | 0 | 0 | 0 | 0 | 0 | 0 | 0 | 0.097455 | 0.097455
LO20Fast | New | Lighting | Residential | Lighting | 0.0050254 | 19.2363 | 0.00026125 | -15.06 | <0 | Multifamily - Low Rise | 2016 - LEDDecorative and Mini-Base250 to 664 lumensANY | 0.041022 | 0 | 0 | 0 | 0 | 0 | 0 | 0 | 0 | 0 | 0 | 0 | 0 | 0 | 0 | 0 | 0 | 0 | 0 | 0 | 0.041022 | 0.041022
LO20Fast | New | Lighting | Residential | Lighting | 0.003786 | 14.492 | 0.00026125 | -3.5287 | <0 | Multifamily - Low Rise | 2016 - LEDDecorative and Mini-Base665 to 1439 lumensANY | 0.0084762 | 0 | 0 | 0 | 0 | 0 | 0 | 0 | 0 | 0 | 0 | 0 | 0 | 0 | 0 | 0 | 0 | 0 | 0 | 0 | 0.0084762 | 0.0084762
LO20Fast | New | Lighting | Residential | Lighting | 0.001875 | 7.1769 | 0.00026125 | 355.2229 | >140 | Multifamily - Low Rise | 2016 - LEDDecorative and Mini-Base1440 to 2600 lumensANY | 8.247e-05 | 0 | 0 | 0 | 0 | 0 | 0 | 0 | 0 | 0 | 0 | 0 | 0 | 0 | 0 | 0 | 0 | 0 | 0 | 0 | 8.247e-05 | 8.247e-05
LO20Fast | New | Lighting | Residential | Lighting | 0.00047955 | 1.8356 | 0.00026125 | 45.3547 | 40-50 | Multifamily - Low Rise | 2016 - LEDGeneral Purpose and Dimmable250 to 664 lumensANY | 0.0032688 | 0 | 0 | 0 | 0 | 0 | 0 | 0 | 0 | 0 | 0 | 0 | 0 | 0 | 0 | 0 | 0 | 0 | 0 | 0 | 0.0032688 | 0.0032688
LO20Fast | New | Lighting | Residential | Lighting | 0.0018717 | 7.1646 | 0.00026125 | 56.6118 | 50-60 | Multifamily - Low Rise | 2016 - LEDGeneral Purpose and Dimmable665 to 1439 lumensANY | 0.098449 | 0 | 0 | 0 | 0 | 0 | 0 | 0 | 0 | 0 | 0 | 0 | 0 | 0 | 0 | 0 | 0 | 0 | 0 | 0 | 0.098449 | 0.098449
LO20Fast | New | Lighting | Residential | Lighting | 0.0034972 | 13.3867 | 0.00026125 | 91.0637 | 90-100 | Multifamily - Low Rise | 2016 - LEDGeneral Purpose and Dimmable1440 to 2600 lumensANY | 0.01834 | 0 | 0 | 0 | 0 | 0 | 0 | 0 | 0 | 0 | 0 | 0 | 0 | 0 | 0 | 0 | 0 | 0 | 0 | 0 | 0.01834 | 0.01834
LO20Fast | New | Lighting | Residential | Lighting | 0.0037449 | 14.3345 | 0.00026125 | -37.3971 | <0 | Multifamily - Low Rise | 2016 - LEDGlobe250 to 664 lumensANY | 0.016784 | 0 | 0 | 0 | 0 | 0 | 0 | 0 | 0 | 0 | 0 | 0 | 0 | 0 | 0 | 0 | 0 | 0 | 0 | 0 | 0.016784 | 0.016784
LO20Fast | New | Lighting | Residential | Lighting | 0.0025791 | 9.8724 | 0.00026125 | -94.9967 | <0 | Multifamily - Low Rise | 2016 - LEDGlobe665 to 1439 lumensANY | 0.0070488 | 0 | 0 | 0 | 0 | 0 | 0 | 0 | 0 | 0 | 0 | 0 | 0 | 0 | 0 | 0 | 0 | 0 | 0 | 0 | 0.0070488 | 0.0070488
LO20Fast | New | Lighting | Residential | Lighting | 0.0027904 | 10.6812 | 0.00026125 | -99.8783 | <0 | Multifamily - Low Rise | 2016 - LEDGlobe1440 to 2600 lumensANY | 0.00057465 | 0 | 0 | 0 | 0 | 0 | 0 | 0 | 0 | 0 | 0 | 0 | 0 | 0 | 0 | 0 | 0 | 0 | 0 | 0 | 0.00057465 | 0.00057465
LO20Fast | New | Lighting | Residential | Lighting | 0.0053229 | 20.3748 | 0.00026125 | -38.378 | <0 | Multifamily - Low Rise | 2016 - LEDReflectors and Outdoor250 to 664 lumensANY | 0.0075885 | 0 | 0 | 0 | 0 | 0 | 0 | 0 | 0 | 0 | 0 | 0 | 0 | 0 | 0 | 0 | 0 | 0 | 0 | 0 | 0.0075885 | 0.0075885
LO20Fast | New | Lighting | Residential | Lighting | 0.0040588 | 15.5362 | 0.00026125 | -47.7259 | <0 | Multifamily - Low Rise | 2016 - LEDReflectors and Outdoor665 to 1439 lumensANY | 0.058469 | 0 | 0 | 0 | 0 | 0 | 0 | 0 | 0 | 0 | 0 | 0 | 0 | 0 | 0 | 0 | 0 | 0 | 0 | 0 | 0.058469 | 0.058469
LO20Fast | New | Lighting | Residential | Lighting | 0.021729 | 83.1732 | 0.00026125 | -27.3345 | <0 | Multifamily - Low Rise | 2016 - LEDReflectors and Outdoor1440 to 2600 lumensANY | 0.025723 | 0 | 0 | 0 | 0 | 0 | 0 | 0 | 0 | 0 | 0 | 0 | 0 | 0 | 0 | 0 | 0 | 0 | 0 | 0 | 0.025723 | 0.025723
LO20Fast | New | Lighting | Residential | Lighting | 0.01265 | 48.4214 | 0.00026125 | -0.28395 | <0 | Multifamily - Low Rise | 2016 - LEDThree-Way250 to 664 lumensANY | 0.00023498 | 0 | 0 | 0 | 0 | 0 | 0 | 0 | 0 | 0 | 0 | 0 | 0 | 0 | 0 | 0 | 0 | 0 | 0 | 0 | 0.00023498 | 0.00023498
LO20Fast | New | Lighting | Residential | Lighting | 0.013626 | 52.1577 | 0.00026125 | -8.9398 | <0 | Multifamily - Low Rise | 2016 - LEDThree-Way665 to 1439 lumensANY | 0.0031243 | 0 | 0 | 0 | 0 | 0 | 0 | 0 | 0 | 0 | 0 | 0 | 0 | 0 | 0 | 0 | 0 | 0 | 0 | 0 | 0.0031243 | 0.0031243
LO20Fast | New | Lighting | Residential | Lighting | 0.012193 | 46.6733 | 0.00026125 | -22.0119 | <0 | Multifamily - High Rise | 2016 - LEDThree-Way1440 to 2600 lumensANY | 0.002427 | 0 | 0 | 0 | 0 | 0 | 0 | 0 | 0 | 0 | 0 | 0 | 0 | 0 | 0 | 0 | 0 | 0 | 0 | 0 | 0.002427 | 0.002427
LO20Fast | New | Lighting | Residential | Lighting | 0.0050254 | 19.2363 | 0.00026125 | -15.06 | <0 | Multifamily - High Rise | 2016 - LEDDecorative and Mini-Base250 to 664 lumensANY | 0.009209 | 0 | 0 | 0 | 0 | 0 | 0 | 0 | 0 | 0 | 0 | 0 | 0 | 0 | 0 | 0 | 0 | 0 | 0 | 0 | 0.009209 | 0.009209
LO20Fast | New | Lighting | Residential | Lighting | 0.003786 | 14.492 | 0.00026125 | -3.5287 | <0 | Multifamily - High Rise | 2016 - LEDDecorative and Mini-Base665 to 1439 lumensANY | 0.0019028 | 0 | 0 | 0 | 0 | 0 | 0 | 0 | 0 | 0 | 0 | 0 | 0 | 0 | 0 | 0 | 0 | 0 | 0 | 0 | 0.0019028 | 0.0019028
LO20Fast | New | Lighting | Residential | Lighting | 0.001875 | 7.1769 | 0.00026125 | 355.2229 | >140 | Multifamily - High Rise | 2016 - LEDDecorative and Mini-Base1440 to 2600 lumensANY | 1.8514e-05 | 0 | 0 | 0 | 0 | 0 | 0 | 0 | 0 | 0 | 0 | 0 | 0 | 0 | 0 | 0 | 0 | 0 | 0 | 0 | 1.8514e-05 | 1.8514e-05
LO20Fast | New | Lighting | Residential | Lighting | 0.00047955 | 1.8356 | 0.00026125 | 45.3547 | 40-50 | Multifamily - High Rise | 2016 - LEDGeneral Purpose and Dimmable250 to 664 lumensANY | 0.00073382 | 0 | 0 | 0 | 0 | 0 | 0 | 0 | 0 | 0 | 0 | 0 | 0 | 0 | 0 | 0 | 0 | 0 | 0 | 0 | 0.00073382 | 0.00073382
LO20Fast | New | Lighting | Residential | Lighting | 0.0018717 | 7.1646 | 0.00026125 | 56.6118 | 50-60 | Multifamily - High Rise | 2016 - LEDGeneral Purpose and Dimmable665 to 1439 lumensANY | 0.022101 | 0 | 0 | 0 | 0 | 0 | 0 | 0 | 0 | 0 | 0 | 0 | 0 | 0 | 0 | 0 | 0 | 0 | 0 | 0 | 0.022101 | 0.022101
LO20Fast | New | Lighting | Residential | Lighting | 0.0034972 | 13.3867 | 0.00026125 | 91.0637 | 90-100 | Multifamily - High Rise | 2016 - LEDGeneral Purpose and Dimmable1440 to 2600 lumensANY | 0.0041171 | 0 | 0 | 0 | 0 | 0 | 0 | 0 | 0 | 0 | 0 | 0 | 0 | 0 | 0 | 0 | 0 | 0 | 0 | 0 | 0.0041171 | 0.0041171
LO20Fast | New | Lighting | Residential | Lighting | 0.0037449 | 14.3345 | 0.00026125 | -37.3971 | <0 | Multifamily - High Rise | 2016 - LEDGlobe250 to 664 lumensANY | 0.003768 | 0 | 0 | 0 | 0 | 0 | 0 | 0 | 0 | 0 | 0 | 0 | 0 | 0 | 0 | 0 | 0 | 0 | 0 | 0 | 0.003768 | 0.003768
LO20Fast | New | Lighting | Residential | Lighting | 0.0025791 | 9.8724 | 0.00026125 | -94.9967 | <0 | Multifamily - High Rise | 2016 - LEDGlobe665 to 1439 lumensANY | 0.0015824 | 0 | 0 | 0 | 0 | 0 | 0 | 0 | 0 | 0 | 0 | 0 | 0 | 0 | 0 | 0 | 0 | 0 | 0 | 0 | 0.0015824 | 0.0015824
LO20Fast | New | Lighting | Residential | Lighting | 0.0027904 | 10.6812 | 0.00026125 | -99.8783 | <0 | Multifamily - High Rise | 2016 - LEDGlobe1440 to 2600 lumensANY | 0.000129 | 0 | 0 | 0 | 0 | 0 | 0 | 0 | 0 | 0 | 0 | 0 | 0 | 0 | 0 | 0 | 0 | 0 | 0 | 0 | 0.000129 | 0.000129
LO20Fast | New | Lighting | Residential | Lighting | 0.0053229 | 20.3748 | 0.00026125 | -38.378 | <0 | Multifamily - High Rise | 2016 - LEDReflectors and Outdoor250 to 664 lumensANY | 0.0017035 | 0 | 0 | 0 | 0 | 0 | 0 | 0 | 0 | 0 | 0 | 0 | 0 | 0 | 0 | 0 | 0 | 0 | 0 | 0 | 0.0017035 | 0.0017035
LO20Fast | New | Lighting | Residential | Lighting | 0.0040588 | 15.5362 | 0.00026125 | -47.7259 | <0 | Multifamily - High Rise | 2016 - LEDReflectors and Outdoor665 to 1439 lumensANY | 0.013126 | 0 | 0 | 0 | 0 | 0 | 0 | 0 | 0 | 0 | 0 | 0 | 0 | 0 | 0 | 0 | 0 | 0 | 0 | 0 | 0.013126 | 0.013126
LO20Fast | New | Lighting | Residential | Lighting | 0.021729 | 83.1732 | 0.00026125 | -27.3345 | <0 | Multifamily - High Rise | 2016 - LEDReflectors and Outdoor1440 to 2600 lumensANY | 0.0057746 | 0 | 0 | 0 | 0 | 0 | 0 | 0 | 0 | 0 | 0 | 0 | 0 | 0 | 0 | 0 | 0 | 0 | 0 | 0 | 0.0057746 | 0.0057746
LO20Fast | New | Lighting | Residential | Lighting | 0.01265 | 48.4214 | 0.00026125 | -0.28395 | <0 | Multifamily - High Rise | 2016 - LEDThree-Way250 to 664 lumensANY | 5.2751e-05 | 0 | 0 | 0 | 0 | 0 | 0 | 0 | 0 | 0 | 0 | 0 | 0 | 0 | 0 | 0 | 0 | 0 | 0 | 0 | 5.2751e-05 | 5.2751e-05
LO20Fast | New | Lighting | Residential | Lighting | 0.013626 | 52.1577 | 0.00026125 | -8.9398 | <0 | Multifamily - High Rise | 2016 - LEDThree-Way665 to 1439 lumensANY | 0.00070137 | 0 | 0 | 0 | 0 | 0 | 0 | 0 | 0 | 0 | 0 | 0 | 0 | 0 | 0 | 0 | 0 | 0 | 0 | 0 | 0.00070137 | 0.00070137
LO20Fast | New | Lighting | Residential | Lighting | 0.012193 | 46.6733 | 0.00026125 | -22.0119 | <0 | Multifamily - High Rise | 2016 - LEDThree-Way1440 to 2600 lumensANY | 0.002427 | 0 | 0 | 0 | 0 | 0 | 0 | 0 | 0 | 0 | 0 | 0 | 0 | 0 | 0 | 0 | 0 | 0 | 0 | 0 | 0.002427 | 0.002427
LO20Fast | New | Lighting | Residential | Lighting | 0.0050254 | 19.2363 | 0.00026125 | -15.06 | <0 | Manufactured | 2016 - LEDDecorative and Mini-Base250 to 664 lumensANY | 0.0049415 | 0 | 0 | 0 | 0 | 0 | 0 | 0 | 0 | 0 | 0 | 0 | 0 | 0 | 0 | 0 | 0 | 0 | 0 | 0 | 0.0049415 | 0.0049415
LO20Fast | New | Lighting | Residential | Lighting | 0.003786 | 14.492 | 0.00026125 | -3.5287 | <0 | Manufactured | 2016 - LEDDecorative and Mini-Base665 to 1439 lumensANY | 0.0010211 | 0 | 0 | 0 | 0 | 0 | 0 | 0 | 0 | 0 | 0 | 0 | 0 | 0 | 0 | 0 | 0 | 0 | 0 | 0 | 0.0010211 | 0.0010211
LO20Fast | New | Lighting | Residential | Lighting | 0.001875 | 7.1769 | 0.00026125 | 355.2229 | >140 | Manufactured | 2016 - LEDDecorative and Mini-Base1440 to 2600 lumensANY | 9.9344e-06 | 0 | 0 | 0 | 0 | 0 | 0 | 0 | 0 | 0 | 0 | 0 | 0 | 0 | 0 | 0 | 0 | 0 | 0 | 0 | 9.9344e-06 | 9.9344e-06
LO20Fast | New | Lighting | Residential | Lighting | 0.00047955 | 1.8356 | 0.00026125 | 45.3547 | 40-50 | Manufactured | 2016 - LEDGeneral Purpose and Dimmable250 to 664 lumensANY | 0.00039376 | 0 | 0 | 0 | 0 | 0 | 0 | 0 | 0 | 0 | 0 | 0 | 0 | 0 | 0 | 0 | 0 | 0 | 0 | 0 | 0.00039376 | 0.00039376
LO20Fast | New | Lighting | Residential | Lighting | 0.0018717 | 7.1646 | 0.00026125 | 56.6118 | 50-60 | Manufactured | 2016 - LEDGeneral Purpose and Dimmable665 to 1439 lumensANY | 0.011859 | 0 | 0 | 0 | 0 | 0 | 0 | 0 | 0 | 0 | 0 | 0 | 0 | 0 | 0 | 0 | 0 | 0 | 0 | 0 | 0.011859 | 0.011859
LO20Fast | New | Lighting | Residential | Lighting | 0.0034972 | 13.3867 | 0.00026125 | 91.0637 | 90-100 | Manufactured | 2016 - LEDGeneral Purpose and Dimmable1440 to 2600 lumensANY | 0.0022092 | 0 | 0 | 0 | 0 | 0 | 0 | 0 | 0 | 0 | 0 | 0 | 0 | 0 | 0 | 0 | 0 | 0 | 0 | 0 | 0.0022092 | 0.0022092
LO20Fast | New | Lighting | Residential | Lighting | 0.0037449 | 14.3345 | 0.00026125 | -37.3971 | <0 | Manufactured | 2016 - LEDGlobe250 to 664 lumensANY | 0.0020219 | 0 | 0 | 0 | 0 | 0 | 0 | 0 | 0 | 0 | 0 | 0 | 0 | 0 | 0 | 0 | 0 | 0 | 0 | 0 | 0.0020219 | 0.0020219
LO20Fast | New | Lighting | Residential | Lighting | 0.0025791 | 9.8724 | 0.00026125 | -94.9967 | <0 | Manufactured | 2016 - LEDGlobe665 to 1439 lumensANY | 0.0008491 | 0 | 0 | 0 | 0 | 0 | 0 | 0 | 0 | 0 | 0 | 0 | 0 | 0 | 0 | 0 | 0 | 0 | 0 | 0 | 0.0008491 | 0.0008491
LO20Fast | New | Lighting | Residential | Lighting | 0.0027904 | 10.6812 | 0.00026125 | -99.8783 | <0 | Manufactured | 2016 - LEDGlobe1440 to 2600 lumensANY | 6.9222e-05 | 0 | 0 | 0 | 0 | 0 | 0 | 0 | 0 | 0 | 0 | 0 | 0 | 0 | 0 | 0 | 0 | 0 | 0 | 0 | 6.9222e-05 | 6.9222e-05
LO20Fast | New | Lighting | Residential | Lighting | 0.0053229 | 20.3748 | 0.00026125 | -38.378 | <0 | Manufactured | 2016 - LEDReflectors and Outdoor250 to 664 lumensANY | 0.00091411 | 0 | 0 | 0 | 0 | 0 | 0 | 0 | 0 | 0 | 0 | 0 | 0 | 0 | 0 | 0 | 0 | 0 | 0 | 0 | 0.00091411 | 0.00091411
LO20Fast | New | Lighting | Residential | Lighting | 0.0040588 | 15.5362 | 0.00026125 | -47.7259 | <0 | Manufactured | 2016 - LEDReflectors and Outdoor665 to 1439 lumensANY | 0.0070433 | 0 | 0 | 0 | 0 | 0 | 0 | 0 | 0 | 0 | 0 | 0 | 0 | 0 | 0 | 0 | 0 | 0 | 0 | 0 | 0.0070433 | 0.0070433
LO20Fast | New | Lighting | Residential | Lighting | 0.021729 | 83.1732 | 0.00026125 | -27.3345 | <0 | Manufactured | 2016 - LEDReflectors and Outdoor1440 to 2600 lumensANY | 0.0030986 | 0 | 0 | 0 | 0 | 0 | 0 | 0 | 0 | 0 | 0 | 0 | 0 | 0 | 0 | 0 | 0 | 0 | 0 | 0 | 0.0030986 | 0.0030986
LO20Fast | New | Lighting | Residential | Lighting | 0.01265 | 48.4214 | 0.00026125 | -0.28395 | <0 | Manufactured | 2016 - LEDThree-Way250 to 664 lumensANY | 2.8306e-05 | 0 | 0 | 0 | 0 | 0 | 0 | 0 | 0 | 0 | 0 | 0 | 0 | 0 | 0 | 0 | 0 | 0 | 0 | 0 | 2.8306e-05 | 2.8306e-05
LO20Fast | New | Lighting | Residential | Lighting | 0.013626 | 52.1577 | 0.00026125 | -8.9398 | <0 | Manufactured | 2016 - LEDThree-Way665 to 1439 lumensANY | 0.00037635 | 0 | 0 | 0 | 0 | 0 | 0 | 0 | 0 | 0 | 0 | 0 | 0 | 0 | 0 | 0 | 0 | 0 | 0 | 0 | 0.00037635 | 0.00037635
LO20Fast | New | Lighting | Residential | Lighting | 0.012193 | 46.6733 | 0.00026125 | -22.0119 | <0 | Manufactured | 2016 - LEDThree-Way1440 to 2600 lumensANY | 0.0013023 | 0 | 0 | 0 | 0 | 0 | 0 | 0 | 0 | 0 | 0 | 0 | 0 | 0 | 0 | 0 | 0 | 0 | 0 | 0 | 0.0013023 | 0.0013023
LO20Fast | New | Lighting | Residential | Lighting | 0.0052592 | 20.131 | 0.00026125 | -21.2628 | <0 | Single Family | 2017 - LEDDecorative and Mini-Base250 to 664 lumensANY | 0 | 0.62964 | 0.76704 | 0.87037 | 0.95634 | 1.0014 | 1.0486 | 1.1071 | 1.1487 | 1.2143 | 1.2608 | 1.2739 | 1.2623 | 1.2809 | 1.3095 | 1.3144 | 1.2789 | 1.2829 | 1.291 | 1.3035 | 21.6015 | 21.6015
LO20Fast | New | Lighting | Residential | Lighting | 0.0039621 | 15.1661 | 0.00026125 | -19.793 | <0 | Single Family | 2017 - LEDDecorative and Mini-Base665 to 1439 lumensANY | 0 | 0.1301 | 0.15849 | 0.17984 | 0.19761 | 0.20691 | 0.21667 | 0.22875 | 0.23735 | 0.25092 | 0.26053 | 0.26322 | 0.26083 | 0.26467 | 0.27057 | 0.2716 | 0.26426 | 0.26508 | 0.26675 | 0.26934 | 4.4635 | 4.4635
LO20Fast | New | Lighting | Residential | Lighting | 0.0019622 | 7.5107 | 0.00026125 | 253.6686 | >140 | Single Family | 2017 - LEDDecorative and Mini-Base1440 to 2600 lumensANY | 0 | 0.0012658 | 0.0015421 | 0.0017498 | 0.0019226 | 0.0020132 | 0.0021081 | 0.0022256 | 0.0023093 | 0.0024413 | 0.0025348 | 0.002561 | 0.0025377 | 0.0025751 | 0.0026325 | 0.0026425 | 0.0025711 | 0.0025791 | 0.0025954 | 0.0026206 | 0.043428 | 0.043428
LO20Fast | New | Lighting | Residential | Lighting | 0.00050186 | 1.921 | 0.00026125 | 19.8793 | 10-20 | Single Family | 2017 - LEDGeneral Purpose and Dimmable250 to 664 lumensANY | 0 | 0.050172 | 0.061121 | 0.069355 | 0.076206 | 0.079795 | 0.083556 | 0.088216 | 0.091531 | 0.096764 | 0.10047 | 0.10151 | 0.10059 | 0.10207 | 0.10434 | 0.10474 | 0.10191 | 0.10223 | 0.10287 | 0.10387 | 1.7213 | 1.7213
LO20Fast | New | Lighting | Residential | Lighting | 0.0019588 | 7.4978 | 0.00026125 | 38.0475 | 30-40 | Single Family | 2017 - LEDGeneral Purpose and Dimmable665 to 1439 lumensANY | 0 | 1.5111 | 1.8408 | 2.0888 | 2.2952 | 2.4032 | 2.5165 | 2.6569 | 2.7567 | 2.9143 | 3.0259 | 3.0573 | 3.0295 | 3.0741 | 3.1426 | 3.1545 | 3.0693 | 3.0788 | 3.0982 | 3.1284 | 51.8421 | 51.8421
LO20Fast | New | Lighting | Residential | Lighting | 0.0036599 | 14.0093 | 0.00026125 | 64.3728 | 60-70 | Single Family | 2017 - LEDGeneral Purpose and Dimmable1440 to 2600 lumensANY | 0 | 0.2815 | 0.34293 | 0.38912 | 0.42756 | 0.44769 | 0.4688 | 0.49494 | 0.51354 | 0.5429 | 0.56369 | 0.56953 | 0.56435 | 0.57266 | 0.58543 | 0.58765 | 0.57176 | 0.57355 | 0.57716 | 0.58277 | 9.6575 | 9.6575
LO20Fast | New | Lighting | Residential | Lighting | 0.003919 | 15.0012 | 0.00026125 | -40.7232 | <0 | Single Family | 2017 - LEDGlobe250 to 664 lumensANY | 0 | 0.25762 | 0.31384 | 0.35612 | 0.3913 | 0.40973 | 0.42904 | 0.45297 | 0.46999 | 0.49686 | 0.51589 | 0.52123 | 0.51649 | 0.52409 | 0.53578 | 0.53781 | 0.52327 | 0.52491 | 0.52821 | 0.53335 | 8.8385 | 8.8385
LO20Fast | New | Lighting | Residential | Lighting | 0.0026991 | 10.3316 | 0.00026125 | -97.4833 | <0 | Single Family | 2017 - LEDGlobe665 to 1439 lumensANY | 0 | 0.10819 | 0.1318 | 0.14956 | 0.16433 | 0.17207 | 0.18018 | 0.19023 | 0.19738 | 0.20866 | 0.21665 | 0.21889 | 0.2169 | 0.2201 | 0.225 | 0.22586 | 0.21975 | 0.22044 | 0.22183 | 0.22399 | 3.7118 | 3.7118
LO20Fast | New | Lighting | Residential | Lighting | 0.0029202 | 11.178 | 0.00026125 | -118.6674 | <0 | Single Family | 2017 - LEDGlobe1440 to 2600 lumensANY | 0 | 0.0088202 | 0.010745 | 0.012192 | 0.013397 | 0.014028 | 0.014689 | 0.015508 | 0.016091 | 0.017011 | 0.017662 | 0.017845 | 0.017683 | 0.017943 | 0.018343 | 0.018413 | 0.017915 | 0.017971 | 0.018084 | 0.01826 | 0.3026 | 0.3026
LO20Fast | New | Lighting | Residential | Lighting | 0.0055705 | 21.3225 | 0.00026125 | -49.2564 | <0 | Single Family | 2017 - LEDReflectors and Outdoor250 to 664 lumensANY | 0 | 0.11647 | 0.14189 | 0.16101 | 0.17691 | 0.18524 | 0.19397 | 0.20479 | 0.21249 | 0.22464 | 0.23324 | 0.23565 | 0.23351 | 0.23695 | 0.24223 | 0.24315 | 0.23658 | 0.23732 | 0.23881 | 0.24113 | 3.996 | 3.996
LO20Fast | New | Lighting | Residential | Lighting | 0.0042476 | 16.2588 | 0.00026125 | -57.5585 | <0 | Single Family | 2017 - LEDReflectors and Outdoor665 to 1439 lumensANY | 0 | 0.89744 | 1.0933 | 1.2406 | 1.3631 | 1.4273 | 1.4946 | 1.5779 | 1.6372 | 1.7308 | 1.7971 | 1.8157 | 1.7992 | 1.8257 | 1.8664 | 1.8735 | 1.8228 | 1.8285 | 1.8401 | 1.8579 | 30.7892 | 30.7892
LO20Fast | New | Lighting | Residential | Lighting | 0.02274 | 87.0418 | 0.00026125 | -31.3422 | <0 | Single Family | 2017 - LEDReflectors and Outdoor1440 to 2600 lumensANY | 0 | 0.39482 | 0.48098 | 0.54577 | 0.59968 | 0.62792 | 0.65752 | 0.69419 | 0.72027 | 0.76145 | 0.79062 | 0.7988 | 0.79154 | 0.80319 | 0.8211 | 0.82422 | 0.80194 | 0.80444 | 0.80951 | 0.81738 | 13.5453 | 13.5453
LO20Fast | New | Lighting | Residential | Lighting | 0.013238 | 50.6736 | 0.00026125 | -6.4267 | <0 | Single Family | 2017 - LEDThree-Way250 to 664 lumensANY | 0 | 0.0036067 | 0.0043938 | 0.0049856 | 0.0054781 | 0.0057361 | 0.0060065 | 0.0063415 | 0.0065798 | 0.006956 | 0.0072224 | 0.0072971 | 0.0072308 | 0.0073372 | 0.0075008 | 0.0075293 | 0.0073258 | 0.0073487 | 0.007395 | 0.0074669 | 0.12374 | 0.12374
LO20Fast | New | Lighting | Residential | Lighting | 0.01426 | 54.5836 | 0.00026125 | -12.3343 | <0 | Single Family | 2017 - LEDThree-Way665 to 1439 lumensANY | 0 | 0.047954 | 0.058419 | 0.066288 | 0.072837 | 0.076267 | 0.079862 | 0.084315 | 0.087484 | 0.092486 | 0.096028 | 0.097021 | 0.096139 | 0.097555 | 0.09973 | 0.10011 | 0.097403 | 0.097707 | 0.098323 | 0.099278 | 1.6452 | 1.6452
LO20Fast | New | Lighting | Residential | Lighting | 0.01276 | 48.8441 | 0.00026125 | -29.9932 | <0 | Single Family | 2017 - LEDThree-Way1440 to 2600 lumensANY | 0 | 0.16594 | 0.20215 | 0.22938 | 0.25204 | 0.2639 | 0.27634 | 0.29176 | 0.30272 | 0.32003 | 0.33228 | 0.33572 | 0.33267 | 0.33757 | 0.34509 | 0.34641 | 0.33704 | 0.33809 | 0.34022 | 0.34353 | 5.6929 | 5.6929
LO20Fast | New | Lighting | Residential | Lighting | 0.0052592 | 20.131 | 0.00026125 | -21.2628 | <0 | Multifamily - Low Rise | 2017 - LEDDecorative and Mini-Base250 to 664 lumensANY | 0 | 0.072195 | 0.091961 | 0.10443 | 0.11114 | 0.11775 | 0.12568 | 0.13581 | 0.14585 | 0.15561 | 0.16112 | 0.16495 | 0.16817 | 0.16861 | 0.16833 | 0.16622 | 0.16441 | 0.16311 | 0.16057 | 0.16043 | 2.7063 | 2.7063
LO20Fast | New | Lighting | Residential | Lighting | 0.0039621 | 15.1661 | 0.00026125 | -19.793 | <0 | Multifamily - Low Rise | 2017 - LEDDecorative and Mini-Base665 to 1439 lumensANY | 0 | 0.014918 | 0.019002 | 0.021577 | 0.022965 | 0.024331 | 0.02597 | 0.028062 | 0.030136 | 0.032153 | 0.033292 | 0.034083 | 0.034748 | 0.034839 | 0.034781 | 0.034345 | 0.033971 | 0.033703 | 0.033178 | 0.033149 | 0.5592 | 0.5592
LO20Fast | New | Lighting | Residential | Lighting | 0.0019622 | 7.5107 | 0.00026125 | 253.6686 | >140 | Multifamily - Low Rise | 2017 - LEDDecorative and Mini-Base1440 to 2600 lumensANY | 0 | 0.00014514 | 0.00018488 | 0.00020994 | 0.00022344 | 0.00023673 | 0.00025267 | 0.00027303 | 0.00029321 | 0.00031284 | 0.00032391 | 0.00033161 | 0.00033808 | 0.00033897 | 0.0003384 | 0.00033416 | 0.00033052 | 0.00032791 | 0.0003228 | 0.00032252 | 0.0054408 | 0.0054408
LO20Fast | New | Lighting | Residential | Lighting | 0.00050186 | 1.921 | 0.00026125 | 19.8793 | 10-20 | Multifamily - Low Rise | 2017 - LEDGeneral Purpose and Dimmable250 to 664 lumensANY | 0 | 0.0057529 | 0.0073279 | 0.0083211 | 0.0088562 | 0.0093831 | 0.010015 | 0.010822 | 0.011622 | 0.0124 | 0.012839 | 0.013144 | 0.0134 | 0.013436 | 0.013413 | 0.013245 | 0.013101 | 0.012997 | 0.012795 | 0.012783 | 0.21565 | 0.21565
LO20Fast | New | Lighting | Residential | Lighting | 0.0019588 | 7.4978 | 0.00026125 | 38.0475 | 30-40 | Multifamily - Low Rise | 2017 - LEDGeneral Purpose and Dimmable665 to 1439 lumensANY | 0 | 0.17326 | 0.2207 | 0.25062 | 0.26673 | 0.2826 | 0.30163 | 0.32594 | 0.35002 | 0.37345 | 0.38667 | 0.39587 | 0.40359 | 0.40465 | 0.40397 | 0.39891 | 0.39456 | 0.39145 | 0.38535 | 0.38501 | 6.495 | 6.495
LO20Fast | New | Lighting | Residential | Lighting | 0.0036599 | 14.0093 | 0.00026125 | 64.3728 | 60-70 | Multifamily - Low Rise | 2017 - LEDGeneral Purpose and Dimmable1440 to 2600 lumensANY | 0 | 0.032277 | 0.041114 | 0.046686 | 0.049688 | 0.052645 | 0.05619 | 0.060718 | 0.065205 | 0.06957 | 0.072033 | 0.073745 | 0.075183 | 0.075381 | 0.075255 | 0.074312 | 0.073502 | 0.072922 | 0.071786 | 0.071723 | 1.2099 | 1.2099
LO20Fast | New | Lighting | Residential | Lighting | 0.003919 | 15.0012 | 0.00026125 | -40.7232 | <0 | Multifamily - Low Rise | 2017 - LEDGlobe250 to 664 lumensANY | 0 | 0.029539 | 0.037627 | 0.042727 | 0.045474 | 0.04818 | 0.051425 | 0.055568 | 0.059675 | 0.063669 | 0.065923 | 0.06749 | 0.068807 | 0.068988 | 0.068873 | 0.06801 | 0.067268 | 0.066737 | 0.065698 | 0.06564 | 1.1073 | 1.1073
LO20Fast | New | Lighting | Residential | Lighting | 0.0026991 | 10.3316 | 0.00026125 | -97.4833 | <0 | Multifamily - Low Rise | 2017 - LEDGlobe665 to 1439 lumensANY | 0 | 0.012405 | 0.015802 | 0.017944 | 0.019097 | 0.020234 | 0.021596 | 0.023336 | 0.025061 | 0.026739 | 0.027685 | 0.028343 | 0.028896 | 0.028972 | 0.028924 | 0.028561 | 0.02825 | 0.028027 | 0.027591 | 0.027566 | 0.46503 | 0.46503
LO20Fast | New | Lighting | Residential | Lighting | 0.0029202 | 11.178 | 0.00026125 | -118.6674 | <0 | Multifamily - Low Rise | 2017 - LEDGlobe1440 to 2600 lumensANY | 0 | 0.0010113 | 0.0012882 | 0.0014628 | 0.0015569 | 0.0016495 | 0.0017606 | 0.0019025 | 0.0020431 | 0.0021798 | 0.002257 | 0.0023107 | 0.0023557 | 0.0023619 | 0.002358 | 0.0023284 | 0.0023031 | 0.0022849 | 0.0022493 | 0.0022473 | 0.037911 | 0.037911
LO20Fast | New | Lighting | Residential | Lighting | 0.0055705 | 21.3225 | 0.00026125 | -49.2564 | <0 | Multifamily - Low Rise | 2017 - LEDReflectors and Outdoor250 to 664 lumensANY | 0 | 0.013355 | 0.017012 | 0.019317 | 0.020559 | 0.021783 | 0.02325 | 0.025123 | 0.02698 | 0.028786 | 0.029805 | 0.030513 | 0.031108 | 0.03119 | 0.031138 | 0.030748 | 0.030413 | 0.030173 | 0.029703 | 0.029677 | 0.50063 | 0.50063
LO20Fast | New | Lighting | Residential | Lighting | 0.0042476 | 16.2588 | 0.00026125 | -57.5585 | <0 | Multifamily - Low Rise | 2017 - LEDReflectors and Outdoor665 to 1439 lumensANY | 0 | 0.1029 | 0.13107 | 0.14884 | 0.15841 | 0.16784 | 0.17914 | 0.19357 | 0.20788 | 0.2218 | 0.22965 | 0.23511 | 0.23969 | 0.24032 | 0.23992 | 0.23691 | 0.23433 | 0.23248 | 0.22886 | 0.22866 | 3.8574 | 3.8574
LO20Fast | New | Lighting | Residential | Lighting | 0.02274 | 87.0418 | 0.00026125 | -31.3422 | <0 | Multifamily - Low Rise | 2017 - LEDReflectors and Outdoor1440 to 2600 lumensANY | 0 | 0.04527 | 0.057665 | 0.065481 | 0.069691 | 0.073838 | 0.078811 | 0.085161 | 0.091454 | 0.097576 | 0.10103 | 0.10343 | 0.10545 | 0.10573 | 0.10555 | 0.10423 | 0.10309 | 0.10228 | 0.10068 | 0.1006 | 1.697 | 1.697
LO20Fast | New | Lighting | Residential | Lighting | 0.013238 | 50.6736 | 0.00026125 | -6.4267 | <0 | Multifamily - Low Rise | 2017 - LEDThree-Way250 to 664 lumensANY | 0 | 0.00041355 | 0.00052677 | 0.00059818 | 0.00063664 | 0.00067452 | 0.00071995 | 0.00077795 | 0.00083544 | 0.00089137 | 0.00092292 | 0.00094486 | 0.00096329 | 0.00096583 | 0.00096421 | 0.00095213 | 0.00094175 | 0.00093432 | 0.00091977 | 0.00091896 | 0.015502 | 0.015502
LO20Fast | New | Lighting | Residential | Lighting | 0.01426 | 54.5836 | 0.00026125 | -12.3343 | <0 | Multifamily - Low Rise | 2017 - LEDThree-Way665 to 1439 lumensANY | 0 | 0.0054985 | 0.0070039 | 0.0079533 | 0.0084646 | 0.0089683 | 0.0095723 | 0.010344 | 0.011108 | 0.011851 | 0.012271 | 0.012563 | 0.012808 | 0.012842 | 0.01282 | 0.012659 | 0.012521 | 0.012423 | 0.012229 | 0.012218 | 0.20612 | 0.20612
LO20Fast | New | Lighting | Residential | Lighting | 0.01276 | 48.8441 | 0.00026125 | -29.9932 | <0 | Multifamily - High Rise | 2017 - LEDThree-Way1440 to 2600 lumensANY | 0 | 0.0043314 | 0.0056003 | 0.0062127 | 0.0064841 | 0.0069728 | 0.0074643 | 0.008166 | 0.0087077 | 0.0092897 | 0.0095028 | 0.0097099 | 0.0098138 | 0.0099168 | 0.0099474 | 0.0098158 | 0.0097204 | 0.0095425 | 0.0095418 | 0.009526 | 0.16027 | 0.16027
LO20Fast | New | Lighting | Residential | Lighting | 0.0052592 | 20.131 | 0.00026125 | -21.2628 | <0 | Multifamily - High Rise | 2017 - LEDDecorative and Mini-Base250 to 664 lumensANY | 0 | 0.016435 | 0.02125 | 0.023574 | 0.024604 | 0.026458 | 0.028323 | 0.030986 | 0.033041 | 0.03525 | 0.036058 | 0.036844 | 0.037238 | 0.037629 | 0.037745 | 0.037246 | 0.036884 | 0.036209 | 0.036206 | 0.036146 | 0.60813 | 0.60813
LO20Fast | New | Lighting | Residential | Lighting | 0.0039621 | 15.1661 | 0.00026125 | -19.793 | <0 | Multifamily - High Rise | 2017 - LEDDecorative and Mini-Base665 to 1439 lumensANY | 0 | 0.003396 | 0.0043909 | 0.0048711 | 0.0050839 | 0.005467 | 0.0058524 | 0.0064025 | 0.0068273 | 0.0072836 | 0.0074506 | 0.007613 | 0.0076945 | 0.0077752 | 0.0077992 | 0.007696 | 0.0076213 | 0.0074818 | 0.0074812 | 0.0074688 | 0.12566 | 0.12566
LO20Fast | New | Lighting | Residential | Lighting | 0.0019622 | 7.5107 | 0.00026125 | 253.6686 | >140 | Multifamily - High Rise | 2017 - LEDDecorative and Mini-Base1440 to 2600 lumensANY | 0 | 3.3042e-05 | 4.2721e-05 | 4.7393e-05 | 4.9464e-05 | 5.3192e-05 | 5.6941e-05 | 6.2293e-05 | 6.6426e-05 | 7.0866e-05 | 7.2491e-05 | 7.4071e-05 | 7.4864e-05 | 7.5649e-05 | 7.5882e-05 | 7.4879e-05 | 7.4151e-05 | 7.2794e-05 | 7.2789e-05 | 7.2668e-05 | 0.0012226 | 0.0012226
LO20Fast | New | Lighting | Residential | Lighting | 0.00050186 | 1.921 | 0.00026125 | 19.8793 | 10-20 | Multifamily - High Rise | 2017 - LEDGeneral Purpose and Dimmable250 to 664 lumensANY | 0 | 0.0013096 | 0.0016933 | 0.0018785 | 0.0019606 | 0.0021083 | 0.0022569 | 0.0024691 | 0.0026329 | 0.0028088 | 0.0028733 | 0.0029359 | 0.0029673 | 0.0029985 | 0.0030077 | 0.0029679 | 0.0029391 | 0.0028853 | 0.0028851 | 0.0028803 | 0.048458 | 0.048458
LO20Fast | New | Lighting | Residential | Lighting | 0.0019588 | 7.4978 | 0.00026125 | 38.0475 | 30-40 | Multifamily - High Rise | 2017 - LEDGeneral Purpose and Dimmable665 to 1439 lumensANY | 0 | 0.039444 | 0.050999 | 0.056576 | 0.059048 | 0.063498 | 0.067974 | 0.074363 | 0.079297 | 0.084597 | 0.086537 | 0.088423 | 0.089369 | 0.090307 | 0.090586 | 0.089387 | 0.088519 | 0.086899 | 0.086892 | 0.086748 | 1.4595 | 1.4595
LO20Fast | New | Lighting | Residential | Lighting | 0.0036599 | 14.0093 | 0.00026125 | 64.3728 | 60-70 | Multifamily - High Rise | 2017 - LEDGeneral Purpose and Dimmable1440 to 2600 lumensANY | 0 | 0.0073479 | 0.0095005 | 0.010539 | 0.011 | 0.011829 | 0.012663 | 0.013853 | 0.014772 | 0.015759 | 0.016121 | 0.016472 | 0.016648 | 0.016823 | 0.016875 | 0.016652 | 0.01649 | 0.016188 | 0.016187 | 0.01616 | 0.27188 | 0.27188
LO20Fast | New | Lighting | Residential | Lighting | 0.003919 | 15.0012 | 0.00026125 | -40.7232 | <0 | Multifamily - High Rise | 2017 - LEDGlobe250 to 664 lumensANY | 0 | 0.0067247 | 0.0086947 | 0.0096456 | 0.010067 | 0.010826 | 0.011589 | 0.012678 | 0.013519 | 0.014423 | 0.014754 | 0.015075 | 0.015236 | 0.015396 | 0.015444 | 0.015239 | 0.015091 | 0.014815 | 0.014814 | 0.01479 | 0.24882 | 0.24882
LO20Fast | New | Lighting | Residential | Lighting | 0.0026991 | 10.3316 | 0.00026125 | -97.4833 | <0 | Multifamily - High Rise | 2017 - LEDGlobe665 to 1439 lumensANY | 0 | 0.0028241 | 0.0036514 | 0.0040508 | 0.0042277 | 0.0045463 | 0.0048668 | 0.0053243 | 0.0056775 | 0.006057 | 0.0061959 | 0.0063309 | 0.0063987 | 0.0064659 | 0.0064858 | 0.0064 | 0.0063378 | 0.0062218 | 0.0062213 | 0.006211 | 0.1045 | 0.1045
LO20Fast | New | Lighting | Residential | Lighting | 0.0029202 | 11.178 | 0.00026125 | -118.6674 | <0 | Multifamily - High Rise | 2017 - LEDGlobe1440 to 2600 lumensANY | 0 | 0.00023023 | 0.00029768 | 0.00033024 | 0.00034466 | 0.00037064 | 0.00039676 | 0.00043406 | 0.00046286 | 0.00049379 | 0.00050512 | 0.00051612 | 0.00052165 | 0.00052712 | 0.00052875 | 0.00052175 | 0.00051669 | 0.00050723 | 0.00050719 | 0.00050635 | 0.0085189 | 0.0085189
LO20Fast | New | Lighting | Residential | Lighting | 0.0055705 | 21.3225 | 0.00026125 | -49.2564 | <0 | Multifamily - High Rise | 2017 - LEDReflectors and Outdoor250 to 664 lumensANY | 0 | 0.0030403 | 0.003931 | 0.0043609 | 0.0045514 | 0.0048944 | 0.0052394 | 0.0057319 | 0.0061122 | 0.0065207 | 0.0066703 | 0.0068156 | 0.0068886 | 0.0069609 | 0.0069823 | 0.00689 | 0.006823 | 0.0066982 | 0.0066976 | 0.0066865 | 0.1125 | 0.1125
LO20Fast | New | Lighting | Residential | Lighting | 0.0042476 | 16.2588 | 0.00026125 | -57.5585 | <0 | Multifamily - High Rise | 2017 - LEDReflectors and Outdoor665 to 1439 lumensANY | 0 | 0.023426 | 0.030288 | 0.033601 | 0.035069 | 0.037712 | 0.04037 | 0.044165 | 0.047095 | 0.050242 | 0.051395 | 0.052515 | 0.053077 | 0.053634 | 0.053799 | 0.053087 | 0.052572 | 0.05161 | 0.051606 | 0.05152 | 0.86678 | 0.86678
LO20Fast | New | Lighting | Residential | Lighting | 0.02274 | 87.0418 | 0.00026125 | -31.3422 | <0 | Multifamily - High Rise | 2017 - LEDReflectors and Outdoor1440 to 2600 lumensANY | 0 | 0.010306 | 0.013325 | 0.014782 | 0.015428 | 0.016591 | 0.01776 | 0.01943 | 0.020719 | 0.022103 | 0.02261 | 0.023103 | 0.02335 | 0.023595 | 0.023668 | 0.023355 | 0.023128 | 0.022705 | 0.022703 | 0.022666 | 0.38133 | 0.38133
LO20Fast | New | Lighting | Residential | Lighting | 0.013238 | 50.6736 | 0.00026125 | -6.4267 | <0 | Multifamily - High Rise | 2017 - LEDThree-Way250 to 664 lumensANY | 0 | 9.4146e-05 | 0.00012173 | 0.00013504 | 0.00014094 | 0.00015156 | 0.00016224 | 0.00017749 | 0.00018927 | 0.00020192 | 0.00020655 | 0.00021105 | 0.00021331 | 0.00021555 | 0.00021621 | 0.00021335 | 0.00021128 | 0.00020741 | 0.0002074 | 0.00020705 | 0.0034835 | 0.0034835
LO20Fast | New | Lighting | Residential | Lighting | 0.01426 | 54.5836 | 0.00026125 | -12.3343 | <0 | Multifamily - High Rise | 2017 - LEDThree-Way665 to 1439 lumensANY | 0 | 0.0012517 | 0.0016184 | 0.0017954 | 0.0018739 | 0.0020151 | 0.0021571 | 0.0023599 | 0.0025165 | 0.0026847 | 0.0027462 | 0.0028061 | 0.0028361 | 0.0028659 | 0.0028747 | 0.0028367 | 0.0028091 | 0.0027577 | 0.0027575 | 0.0027529 | 0.046316 | 0.046316
LO20Fast | New | Lighting | Residential | Lighting | 0.01276 | 48.8441 | 0.00026125 | -29.9932 | <0 | Multifamily - High Rise | 2017 - LEDThree-Way1440 to 2600 lumensANY | 0 | 0.0043314 | 0.0056003 | 0.0062127 | 0.0064841 | 0.0069728 | 0.0074643 | 0.008166 | 0.0087077 | 0.0092897 | 0.0095028 | 0.0097099 | 0.0098138 | 0.0099168 | 0.0099474 | 0.0098158 | 0.0097204 | 0.0095425 | 0.0095418 | 0.009526 | 0.16027 | 0.16027
LO20Fast | New | Lighting | Residential | Lighting | 0.0052592 | 20.131 | 0.00026125 | -21.2628 | <0 | Manufactured | 2017 - LEDDecorative and Mini-Base250 to 664 lumensANY | 0 | 0.0088535 | 0.011786 | 0.014335 | 0.015692 | 0.016973 | 0.018342 | 0.019568 | 0.020628 | 0.02144 | 0.021987 | 0.02248 | 0.022914 | 0.023253 | 0.023506 | 0.023685 | 0.023817 | 0.023935 | 0.024032 | 0.024105 | 0.38133 | 0.38133
LO20Fast | New | Lighting | Residential | Lighting | 0.0039621 | 15.1661 | 0.00026125 | -19.793 | <0 | Manufactured | 2017 - LEDDecorative and Mini-Base665 to 1439 lumensANY | 0 | 0.0018294 | 0.0024354 | 0.002962 | 0.0032424 | 0.003507 | 0.0037901 | 0.0040433 | 0.0042623 | 0.0044301 | 0.0045432 | 0.004645 | 0.0047347 | 0.0048048 | 0.004857 | 0.004894 | 0.0049212 | 0.0049456 | 0.0049657 | 0.0049807 | 0.078794 | 0.078794
LO20Fast | New | Lighting | Residential | Lighting | 0.0019622 | 7.5107 | 0.00026125 | 253.6686 | >140 | Manufactured | 2017 - LEDDecorative and Mini-Base1440 to 2600 lumensANY | 0 | 1.7799e-05 | 2.3695e-05 | 2.8819e-05 | 3.1547e-05 | 3.4122e-05 | 3.6876e-05 | 3.934e-05 | 4.147e-05 | 4.3102e-05 | 4.4203e-05 | 4.5194e-05 | 4.6067e-05 | 4.6748e-05 | 4.7257e-05 | 4.7616e-05 | 4.7881e-05 | 4.8118e-05 | 4.8314e-05 | 4.846e-05 | 0.00076663 | 0.00076663
LO20Fast | New | Lighting | Residential | Lighting | 0.00050186 | 1.921 | 0.00026125 | 19.8793 | 10-20 | Manufactured | 2017 - LEDGeneral Purpose and Dimmable250 to 664 lumensANY | 0 | 0.00070549 | 0.00093919 | 0.0011423 | 0.0012504 | 0.0013525 | 0.0014616 | 0.0015593 | 0.0016437 | 0.0017084 | 0.001752 | 0.0017913 | 0.0018259 | 0.0018529 | 0.0018731 | 0.0018873 | 0.0018978 | 0.0019072 | 0.001915 | 0.0019208 | 0.030386 | 0.030386
LO20Fast | New | Lighting | Residential | Lighting | 0.0019588 | 7.4978 | 0.00026125 | 38.0475 | 30-40 | Manufactured | 2017 - LEDGeneral Purpose and Dimmable665 to 1439 lumensANY | 0 | 0.021248 | 0.028287 | 0.034403 | 0.037659 | 0.040733 | 0.044021 | 0.046962 | 0.049505 | 0.051454 | 0.052768 | 0.05395 | 0.054993 | 0.055806 | 0.056413 | 0.056842 | 0.057159 | 0.057442 | 0.057675 | 0.05785 | 0.91517 | 0.91517
LO20Fast | New | Lighting | Residential | Lighting | 0.0036599 | 14.0093 | 0.00026125 | 64.3728 | 60-70 | Manufactured | 2017 - LEDGeneral Purpose and Dimmable1440 to 2600 lumensANY | 0 | 0.0039582 | 0.0052694 | 0.0064088 | 0.0070155 | 0.007588 | 0.0082005 | 0.0087485 | 0.0092221 | 0.0095852 | 0.0098299 | 0.01005 | 0.010244 | 0.010396 | 0.010509 | 0.010589 | 0.010648 | 0.010701 | 0.010744 | 0.010777 | 0.17048 | 0.17048
LO20Fast | New | Lighting | Residential | Lighting | 0.003919 | 15.0012 | 0.00026125 | -40.7232 | <0 | Manufactured | 2017 - LEDGlobe250 to 664 lumensANY | 0 | 0.0036225 | 0.0048225 | 0.0058653 | 0.0064205 | 0.0069445 | 0.007505 | 0.0080065 | 0.00844 | 0.0087723 | 0.0089963 | 0.0091979 | 0.0093756 | 0.0095144 | 0.0096178 | 0.0096909 | 0.0097449 | 0.0097931 | 0.0098329 | 0.0098627 | 0.15603 | 0.15603
LO20Fast | New | Lighting | Residential | Lighting | 0.0026991 | 10.3316 | 0.00026125 | -97.4833 | <0 | Manufactured | 2017 - LEDGlobe665 to 1439 lumensANY | 0 | 0.0015213 | 0.0020253 | 0.0024632 | 0.0026964 | 0.0029164 | 0.0031518 | 0.0033624 | 0.0035445 | 0.003684 | 0.0037781 | 0.0038628 | 0.0039374 | 0.0039957 | 0.0040391 | 0.0040698 | 0.0040925 | 0.0041127 | 0.0041294 | 0.0041419 | 0.065525 | 0.065525
LO20Fast | New | Lighting | Residential | Lighting | 0.0029202 | 11.178 | 0.00026125 | -118.6674 | <0 | Manufactured | 2017 - LEDGlobe1440 to 2600 lumensANY | 0 | 0.00012402 | 0.00016511 | 0.00020081 | 0.00021982 | 0.00023776 | 0.00025695 | 0.00027412 | 0.00028896 | 0.00030034 | 0.000308 | 0.00031491 | 0.00032099 | 0.00032574 | 0.00032928 | 0.00033179 | 0.00033363 | 0.00033529 | 0.00033665 | 0.00033767 | 0.0053418 | 0.0053418
LO20Fast | New | Lighting | Residential | Lighting | 0.0055705 | 21.3225 | 0.00026125 | -49.2564 | <0 | Manufactured | 2017 - LEDReflectors and Outdoor250 to 664 lumensANY | 0 | 0.0016378 | 0.0021803 | 0.0026517 | 0.0029028 | 0.0031397 | 0.0033931 | 0.0036198 | 0.0038158 | 0.0039661 | 0.0040673 | 0.0041585 | 0.0042388 | 0.0043015 | 0.0043483 | 0.0043814 | 0.0044058 | 0.0044276 | 0.0044456 | 0.004459 | 0.070541 | 0.070541
LO20Fast | New | Lighting | Residential | Lighting | 0.0042476 | 16.2588 | 0.00026125 | -57.5585 | <0 | Manufactured | 2017 - LEDReflectors and Outdoor665 to 1439 lumensANY | 0 | 0.012619 | 0.016799 | 0.020432 | 0.022366 | 0.024191 | 0.026144 | 0.027891 | 0.029401 | 0.030559 | 0.031339 | 0.032041 | 0.03266 | 0.033144 | 0.033504 | 0.033759 | 0.033947 | 0.034115 | 0.034253 | 0.034357 | 0.54352 | 0.54352
LO20Fast | New | Lighting | Residential | Lighting | 0.02274 | 87.0418 | 0.00026125 | -31.3422 | <0 | Manufactured | 2017 - LEDReflectors and Outdoor1440 to 2600 lumensANY | 0 | 0.0055516 | 0.0073907 | 0.0089887 | 0.0098397 | 0.010643 | 0.011502 | 0.01227 | 0.012935 | 0.013444 | 0.013787 | 0.014096 | 0.014368 | 0.014581 | 0.01474 | 0.014852 | 0.014934 | 0.015008 | 0.015069 | 0.015115 | 0.23912 | 0.23912
LO20Fast | New | Lighting | Residential | Lighting | 0.013238 | 50.6736 | 0.00026125 | -6.4267 | <0 | Manufactured | 2017 - LEDThree-Way250 to 664 lumensANY | 0 | 5.0715e-05 | 6.7515e-05 | 8.2113e-05 | 8.9886e-05 | 9.7223e-05 | 0.00010507 | 0.00011209 | 0.00011816 | 0.00012281 | 0.00012595 | 0.00012877 | 0.00013126 | 0.0001332 | 0.00013465 | 0.00013567 | 0.00013643 | 0.0001371 | 0.00013766 | 0.00013808 | 0.0021843 | 0.0021843
LO20Fast | New | Lighting | Residential | Lighting | 0.01426 | 54.5836 | 0.00026125 | -12.3343 | <0 | Manufactured | 2017 - LEDThree-Way665 to 1439 lumensANY | 0 | 0.0006743 | 0.00089767 | 0.0010918 | 0.0011951 | 0.0012927 | 0.001397 | 0.0014903 | 0.001571 | 0.0016329 | 0.0016746 | 0.0017121 | 0.0017452 | 0.001771 | 0.0017903 | 0.0018039 | 0.0018139 | 0.0018229 | 0.0018303 | 0.0018359 | 0.029043 | 0.029043
LO20Fast | New | Lighting | Residential | Lighting | 0.01276 | 48.8441 | 0.00026125 | -29.9932 | <0 | Manufactured | 2017 - LEDThree-Way1440 to 2600 lumensANY | 0 | 0.0023333 | 0.0031062 | 0.0037778 | 0.0041354 | 0.004473 | 0.004834 | 0.005157 | 0.0054362 | 0.0056502 | 0.0057945 | 0.0059244 | 0.0060388 | 0.0061282 | 0.0061948 | 0.0062419 | 0.0062767 | 0.0063078 | 0.0063334 | 0.0063526 | 0.1005 | 0.1005
LO20Fast | NR | Lighting | Residential | Lighting | 0.0050254 | 19.2363 | 0.00026125 | -15.06 | <0 | Single Family | 2016 - LEDDecorative and Mini-Base250 to 664 lumensANY | 2.5361 | 0 | 0 | 0 | 0 | 0 | 0 | 0 | 0 | 0 | 0 | 0 | 0 | 0 | 0 | 0 | 0 | 0 | 0 | 0 | 11.4651 | 2.5361
LO20Fast | NR | Lighting | Residential | Lighting | 0.003786 | 14.492 | 0.00026125 | -3.5287 | <0 | Single Family | 2016 - LEDDecorative and Mini-Base665 to 1439 lumensANY | 0.52402 | 0 | 0 | 0 | 0 | 0 | 0 | 0 | 0 | 0 | 0 | 0 | 0 | 0 | 0 | 0 | 0 | 0 | 0 | 0 | 2.369 | 0.52402
LO20Fast | NR | Lighting | Residential | Lighting | 0.001875 | 7.1769 | 0.00026125 | 355.2229 | >140 | Single Family | 2016 - LEDDecorative and Mini-Base1440 to 2600 lumensANY | 0.0050985 | 0 | 0 | 0 | 0 | 0 | 0 | 0 | 0 | 0 | 0 | 0 | 0 | 0 | 0 | 0 | 0 | 0 | 0 | 0 | 0.023049 | 0.0050985
LO20Fast | NR | Lighting | Residential | Lighting | 0.00047955 | 1.8356 | 0.00026125 | 45.3547 | 40-50 | Single Family | 2016 - LEDGeneral Purpose and Dimmable250 to 664 lumensANY | 0.20209 | 0 | 0 | 0 | 0 | 0 | 0 | 0 | 0 | 0 | 0 | 0 | 0 | 0 | 0 | 0 | 0 | 0 | 0 | 0 | 0.91359 | 0.20209
LO20Fast | NR | Lighting | Residential | Lighting | 0.0018717 | 7.1646 | 0.00026125 | 56.6118 | 50-60 | Single Family | 2016 - LEDGeneral Purpose and Dimmable665 to 1439 lumensANY | 6.0864 | 0 | 0 | 0 | 0 | 0 | 0 | 0 | 0 | 0 | 0 | 0 | 0 | 0 | 0 | 0 | 0 | 0 | 0 | 0 | 27.5155 | 6.0864
LO20Fast | NR | Lighting | Residential | Lighting | 0.0034972 | 13.3867 | 0.00026125 | 91.0637 | 90-100 | Single Family | 2016 - LEDGeneral Purpose and Dimmable1440 to 2600 lumensANY | 1.1338 | 0 | 0 | 0 | 0 | 0 | 0 | 0 | 0 | 0 | 0 | 0 | 0 | 0 | 0 | 0 | 0 | 0 | 0 | 0 | 5.1258 | 1.1338
LO20Fast | NR | Lighting | Residential | Lighting | 0.0037449 | 14.3345 | 0.00026125 | -37.3971 | <0 | Single Family | 2016 - LEDGlobe250 to 664 lumensANY | 1.0377 | 0 | 0 | 0 | 0 | 0 | 0 | 0 | 0 | 0 | 0 | 0 | 0 | 0 | 0 | 0 | 0 | 0 | 0 | 0 | 4.6911 | 1.0377
LO20Fast | NR | Lighting | Residential | Lighting | 0.0025791 | 9.8724 | 0.00026125 | -94.9967 | <0 | Single Family | 2016 - LEDGlobe665 to 1439 lumensANY | 0.43578 | 0 | 0 | 0 | 0 | 0 | 0 | 0 | 0 | 0 | 0 | 0 | 0 | 0 | 0 | 0 | 0 | 0 | 0 | 0 | 1.9701 | 0.43578
LO20Fast | NR | Lighting | Residential | Lighting | 0.0027904 | 10.6812 | 0.00026125 | -99.8783 | <0 | Single Family | 2016 - LEDGlobe1440 to 2600 lumensANY | 0.035526 | 0 | 0 | 0 | 0 | 0 | 0 | 0 | 0 | 0 | 0 | 0 | 0 | 0 | 0 | 0 | 0 | 0 | 0 | 0 | 0.16061 | 0.035526
LO20Fast | NR | Lighting | Residential | Lighting | 0.0053229 | 20.3748 | 0.00026125 | -38.378 | <0 | Single Family | 2016 - LEDReflectors and Outdoor250 to 664 lumensANY | 0.46914 | 0 | 0 | 0 | 0 | 0 | 0 | 0 | 0 | 0 | 0 | 0 | 0 | 0 | 0 | 0 | 0 | 0 | 0 | 0 | 2.1209 | 0.46914
LO20Fast | NR | Lighting | Residential | Lighting | 0.0040588 | 15.5362 | 0.00026125 | -47.7259 | <0 | Single Family | 2016 - LEDReflectors and Outdoor665 to 1439 lumensANY | 3.6147 | 0 | 0 | 0 | 0 | 0 | 0 | 0 | 0 | 0 | 0 | 0 | 0 | 0 | 0 | 0 | 0 | 0 | 0 | 0 | 16.3415 | 3.6147
LO20Fast | NR | Lighting | Residential | Lighting | 0.021729 | 83.1732 | 0.00026125 | -27.3345 | <0 | Single Family | 2016 - LEDReflectors and Outdoor1440 to 2600 lumensANY | 1.5903 | 0 | 0 | 0 | 0 | 0 | 0 | 0 | 0 | 0 | 0 | 0 | 0 | 0 | 0 | 0 | 0 | 0 | 0 | 0 | 7.1892 | 1.5903
LO20Fast | NR | Lighting | Residential | Lighting | 0.01265 | 48.4214 | 0.00026125 | -0.28395 | <0 | Single Family | 2016 - LEDThree-Way250 to 664 lumensANY | 0.014527 | 0 | 0 | 0 | 0 | 0 | 0 | 0 | 0 | 0 | 0 | 0 | 0 | 0 | 0 | 0 | 0 | 0 | 0 | 0 | 0.065675 | 0.014527
LO20Fast | NR | Lighting | Residential | Lighting | 0.013626 | 52.1577 | 0.00026125 | -8.9398 | <0 | Single Family | 2016 - LEDThree-Way665 to 1439 lumensANY | 0.19315 | 0 | 0 | 0 | 0 | 0 | 0 | 0 | 0 | 0 | 0 | 0 | 0 | 0 | 0 | 0 | 0 | 0 | 0 | 0 | 0.8732 | 0.19315
LO20Fast | NR | Lighting | Residential | Lighting | 0.012193 | 46.6733 | 0.00026125 | -22.0119 | <0 | Single Family | 2016 - LEDThree-Way1440 to 2600 lumensANY | 0.66836 | 0 | 0 | 0 | 0 | 0 | 0 | 0 | 0 | 0 | 0 | 0 | 0 | 0 | 0 | 0 | 0 | 0 | 0 | 0 | 3.0215 | 0.66836
LO20Fast | NR | Lighting | Residential | Lighting | 0.0050254 | 19.2363 | 0.00026125 | -15.06 | <0 | Multifamily - Low Rise | 2016 - LEDDecorative and Mini-Base250 to 664 lumensANY | 0.20401 | 0 | 0 | 0 | 0 | 0 | 0 | 0 | 0 | 0 | 0 | 0 | 0 | 0 | 0 | 0 | 0 | 0 | 0 | 0 | 0.92231 | 0.20401
LO20Fast | NR | Lighting | Residential | Lighting | 0.003786 | 14.492 | 0.00026125 | -3.5287 | <0 | Multifamily - Low Rise | 2016 - LEDDecorative and Mini-Base665 to 1439 lumensANY | 0.042155 | 0 | 0 | 0 | 0 | 0 | 0 | 0 | 0 | 0 | 0 | 0 | 0 | 0 | 0 | 0 | 0 | 0 | 0 | 0 | 0.19057 | 0.042155
LO20Fast | NR | Lighting | Residential | Lighting | 0.001875 | 7.1769 | 0.00026125 | 355.2229 | >140 | Multifamily - Low Rise | 2016 - LEDDecorative and Mini-Base1440 to 2600 lumensANY | 0.00041015 | 0 | 0 | 0 | 0 | 0 | 0 | 0 | 0 | 0 | 0 | 0 | 0 | 0 | 0 | 0 | 0 | 0 | 0 | 0 | 0.0018542 | 0.00041015
LO20Fast | NR | Lighting | Residential | Lighting | 0.00047955 | 1.8356 | 0.00026125 | 45.3547 | 40-50 | Multifamily - Low Rise | 2016 - LEDGeneral Purpose and Dimmable250 to 664 lumensANY | 0.016257 | 0 | 0 | 0 | 0 | 0 | 0 | 0 | 0 | 0 | 0 | 0 | 0 | 0 | 0 | 0 | 0 | 0 | 0 | 0 | 0.073494 | 0.016257
LO20Fast | NR | Lighting | Residential | Lighting | 0.0018717 | 7.1646 | 0.00026125 | 56.6118 | 50-60 | Multifamily - Low Rise | 2016 - LEDGeneral Purpose and Dimmable665 to 1439 lumensANY | 0.48962 | 0 | 0 | 0 | 0 | 0 | 0 | 0 | 0 | 0 | 0 | 0 | 0 | 0 | 0 | 0 | 0 | 0 | 0 | 0 | 2.2135 | 0.48962
LO20Fast | NR | Lighting | Residential | Lighting | 0.0034972 | 13.3867 | 0.00026125 | 91.0637 | 90-100 | Multifamily - Low Rise | 2016 - LEDGeneral Purpose and Dimmable1440 to 2600 lumensANY | 0.09121 | 0 | 0 | 0 | 0 | 0 | 0 | 0 | 0 | 0 | 0 | 0 | 0 | 0 | 0 | 0 | 0 | 0 | 0 | 0 | 0.41234 | 0.09121
LO20Fast | NR | Lighting | Residential | Lighting | 0.0037449 | 14.3345 | 0.00026125 | -37.3971 | <0 | Multifamily - Low Rise | 2016 - LEDGlobe250 to 664 lumensANY | 0.083474 | 0 | 0 | 0 | 0 | 0 | 0 | 0 | 0 | 0 | 0 | 0 | 0 | 0 | 0 | 0 | 0 | 0 | 0 | 0 | 0.37737 | 0.083474
LO20Fast | NR | Lighting | Residential | Lighting | 0.0025791 | 9.8724 | 0.00026125 | -94.9967 | <0 | Multifamily - Low Rise | 2016 - LEDGlobe665 to 1439 lumensANY | 0.035056 | 0 | 0 | 0 | 0 | 0 | 0 | 0 | 0 | 0 | 0 | 0 | 0 | 0 | 0 | 0 | 0 | 0 | 0 | 0 | 0.15848 | 0.035056
LO20Fast | NR | Lighting | Residential | Lighting | 0.0027904 | 10.6812 | 0.00026125 | -99.8783 | <0 | Multifamily - Low Rise | 2016 - LEDGlobe1440 to 2600 lumensANY | 0.0028579 | 0 | 0 | 0 | 0 | 0 | 0 | 0 | 0 | 0 | 0 | 0 | 0 | 0 | 0 | 0 | 0 | 0 | 0 | 0 | 0.01292 | 0.0028579
LO20Fast | NR | Lighting | Residential | Lighting | 0.0053229 | 20.3748 | 0.00026125 | -38.378 | <0 | Multifamily - Low Rise | 2016 - LEDReflectors and Outdoor250 to 664 lumensANY | 0.03774 | 0 | 0 | 0 | 0 | 0 | 0 | 0 | 0 | 0 | 0 | 0 | 0 | 0 | 0 | 0 | 0 | 0 | 0 | 0 | 0.17061 | 0.03774
LO20Fast | NR | Lighting | Residential | Lighting | 0.0040588 | 15.5362 | 0.00026125 | -47.7259 | <0 | Multifamily - Low Rise | 2016 - LEDReflectors and Outdoor665 to 1439 lumensANY | 0.29079 | 0 | 0 | 0 | 0 | 0 | 0 | 0 | 0 | 0 | 0 | 0 | 0 | 0 | 0 | 0 | 0 | 0 | 0 | 0 | 1.3146 | 0.29079
LO20Fast | NR | Lighting | Residential | Lighting | 0.021729 | 83.1732 | 0.00026125 | -27.3345 | <0 | Multifamily - Low Rise | 2016 - LEDReflectors and Outdoor1440 to 2600 lumensANY | 0.12793 | 0 | 0 | 0 | 0 | 0 | 0 | 0 | 0 | 0 | 0 | 0 | 0 | 0 | 0 | 0 | 0 | 0 | 0 | 0 | 0.57834 | 0.12793
LO20Fast | NR | Lighting | Residential | Lighting | 0.01265 | 48.4214 | 0.00026125 | -0.28395 | <0 | Multifamily - Low Rise | 2016 - LEDThree-Way250 to 664 lumensANY | 0.0011686 | 0 | 0 | 0 | 0 | 0 | 0 | 0 | 0 | 0 | 0 | 0 | 0 | 0 | 0 | 0 | 0 | 0 | 0 | 0 | 0.0052832 | 0.0011686
LO20Fast | NR | Lighting | Residential | Lighting | 0.013626 | 52.1577 | 0.00026125 | -8.9398 | <0 | Multifamily - Low Rise | 2016 - LEDThree-Way665 to 1439 lumensANY | 0.015538 | 0 | 0 | 0 | 0 | 0 | 0 | 0 | 0 | 0 | 0 | 0 | 0 | 0 | 0 | 0 | 0 | 0 | 0 | 0 | 0.070244 | 0.015538
LO20Fast | NR | Lighting | Residential | Lighting | 0.012193 | 46.6733 | 0.00026125 | -22.0119 | <0 | Multifamily - Low Rise | 2016 - LEDThree-Way1440 to 2600 lumensANY | 0.053766 | 0 | 0 | 0 | 0 | 0 | 0 | 0 | 0 | 0 | 0 | 0 | 0 | 0 | 0 | 0 | 0 | 0 | 0 | 0 | 0.24307 | 0.053766
LO20Fast | NR | Lighting | Residential | Lighting | 0.0050254 | 19.2363 | 0.00026125 | -15.06 | <0 | Multifamily - High Rise | 2016 - LEDDecorative and Mini-Base250 to 664 lumensANY | 0.046514 | 0 | 0 | 0 | 0 | 0 | 0 | 0 | 0 | 0 | 0 | 0 | 0 | 0 | 0 | 0 | 0 | 0 | 0 | 0 | 0.21028 | 0.046514
LO20Fast | NR | Lighting | Residential | Lighting | 0.003786 | 14.492 | 0.00026125 | -3.5287 | <0 | Multifamily - High Rise | 2016 - LEDDecorative and Mini-Base665 to 1439 lumensANY | 0.0096112 | 0 | 0 | 0 | 0 | 0 | 0 | 0 | 0 | 0 | 0 | 0 | 0 | 0 | 0 | 0 | 0 | 0 | 0 | 0 | 0.04345 | 0.0096112
LO20Fast | NR | Lighting | Residential | Lighting | 0.001875 | 7.1769 | 0.00026125 | 355.2229 | >140 | Multifamily - High Rise | 2016 - LEDDecorative and Mini-Base1440 to 2600 lumensANY | 9.3512e-05 | 0 | 0 | 0 | 0 | 0 | 0 | 0 | 0 | 0 | 0 | 0 | 0 | 0 | 0 | 0 | 0 | 0 | 0 | 0 | 0.00042275 | 9.3512e-05
LO20Fast | NR | Lighting | Residential | Lighting | 0.00047955 | 1.8356 | 0.00026125 | 45.3547 | 40-50 | Multifamily - High Rise | 2016 - LEDGeneral Purpose and Dimmable250 to 664 lumensANY | 0.0037065 | 0 | 0 | 0 | 0 | 0 | 0 | 0 | 0 | 0 | 0 | 0 | 0 | 0 | 0 | 0 | 0 | 0 | 0 | 0 | 0.016756 | 0.0037065
LO20Fast | NR | Lighting | Residential | Lighting | 0.0018717 | 7.1646 | 0.00026125 | 56.6118 | 50-60 | Multifamily - High Rise | 2016 - LEDGeneral Purpose and Dimmable665 to 1439 lumensANY | 0.11163 | 0 | 0 | 0 | 0 | 0 | 0 | 0 | 0 | 0 | 0 | 0 | 0 | 0 | 0 | 0 | 0 | 0 | 0 | 0 | 0.50466 | 0.11163
LO20Fast | NR | Lighting | Residential | Lighting | 0.0034972 | 13.3867 | 0.00026125 | 91.0637 | 90-100 | Multifamily - High Rise | 2016 - LEDGeneral Purpose and Dimmable1440 to 2600 lumensANY | 0.020796 | 0 | 0 | 0 | 0 | 0 | 0 | 0 | 0 | 0 | 0 | 0 | 0 | 0 | 0 | 0 | 0 | 0 | 0 | 0 | 0.094013 | 0.020796
LO20Fast | NR | Lighting | Residential | Lighting | 0.0037449 | 14.3345 | 0.00026125 | -37.3971 | <0 | Multifamily - High Rise | 2016 - LEDGlobe250 to 664 lumensANY | 0.019032 | 0 | 0 | 0 | 0 | 0 | 0 | 0 | 0 | 0 | 0 | 0 | 0 | 0 | 0 | 0 | 0 | 0 | 0 | 0 | 0.086039 | 0.019032
LO20Fast | NR | Lighting | Residential | Lighting | 0.0025791 | 9.8724 | 0.00026125 | -94.9967 | <0 | Multifamily - High Rise | 2016 - LEDGlobe665 to 1439 lumensANY | 0.0079926 | 0 | 0 | 0 | 0 | 0 | 0 | 0 | 0 | 0 | 0 | 0 | 0 | 0 | 0 | 0 | 0 | 0 | 0 | 0 | 0.036133 | 0.0079926
LO20Fast | NR | Lighting | Residential | Lighting | 0.0027904 | 10.6812 | 0.00026125 | -99.8783 | <0 | Multifamily - High Rise | 2016 - LEDGlobe1440 to 2600 lumensANY | 0.00065159 | 0 | 0 | 0 | 0 | 0 | 0 | 0 | 0 | 0 | 0 | 0 | 0 | 0 | 0 | 0 | 0 | 0 | 0 | 0 | 0.0029457 | 0.00065159
LO20Fast | NR | Lighting | Residential | Lighting | 0.0053229 | 20.3748 | 0.00026125 | -38.378 | <0 | Multifamily - High Rise | 2016 - LEDReflectors and Outdoor250 to 664 lumensANY | 0.0086045 | 0 | 0 | 0 | 0 | 0 | 0 | 0 | 0 | 0 | 0 | 0 | 0 | 0 | 0 | 0 | 0 | 0 | 0 | 0 | 0.038899 | 0.0086045
LO20Fast | NR | Lighting | Residential | Lighting | 0.0040588 | 15.5362 | 0.00026125 | -47.7259 | <0 | Multifamily - High Rise | 2016 - LEDReflectors and Outdoor665 to 1439 lumensANY | 0.066298 | 0 | 0 | 0 | 0 | 0 | 0 | 0 | 0 | 0 | 0 | 0 | 0 | 0 | 0 | 0 | 0 | 0 | 0 | 0 | 0.29972 | 0.066298
LO20Fast | NR | Lighting | Residential | Lighting | 0.021729 | 83.1732 | 0.00026125 | -27.3345 | <0 | Multifamily - High Rise | 2016 - LEDReflectors and Outdoor1440 to 2600 lumensANY | 0.029167 | 0 | 0 | 0 | 0 | 0 | 0 | 0 | 0 | 0 | 0 | 0 | 0 | 0 | 0 | 0 | 0 | 0 | 0 | 0 | 0.13186 | 0.029167
LO20Fast | NR | Lighting | Residential | Lighting | 0.01265 | 48.4214 | 0.00026125 | -0.28395 | <0 | Multifamily - High Rise | 2016 - LEDThree-Way250 to 664 lumensANY | 0.00026644 | 0 | 0 | 0 | 0 | 0 | 0 | 0 | 0 | 0 | 0 | 0 | 0 | 0 | 0 | 0 | 0 | 0 | 0 | 0 | 0.0012045 | 0.00026644
LO20Fast | NR | Lighting | Residential | Lighting | 0.013626 | 52.1577 | 0.00026125 | -8.9398 | <0 | Multifamily - High Rise | 2016 - LEDThree-Way665 to 1439 lumensANY | 0.0035426 | 0 | 0 | 0 | 0 | 0 | 0 | 0 | 0 | 0 | 0 | 0 | 0 | 0 | 0 | 0 | 0 | 0 | 0 | 0 | 0.016015 | 0.0035426
LO20Fast | NR | Lighting | Residential | Lighting | 0.012193 | 46.6733 | 0.00026125 | -22.0119 | <0 | Multifamily - High Rise | 2016 - LEDThree-Way1440 to 2600 lumensANY | 0.012258 | 0 | 0 | 0 | 0 | 0 | 0 | 0 | 0 | 0 | 0 | 0 | 0 | 0 | 0 | 0 | 0 | 0 | 0 | 0 | 0.055418 | 0.012258
LO20Fast | NR | Lighting | Residential | Lighting | 0.0050254 | 19.2363 | 0.00026125 | -15.06 | <0 | Manufactured | 2016 - LEDDecorative and Mini-Base250 to 664 lumensANY | 0.18898 | 0 | 0 | 0 | 0 | 0 | 0 | 0 | 0 | 0 | 0 | 0 | 0 | 0 | 0 | 0 | 0 | 0 | 0 | 0 | 0.85436 | 0.18898
LO20Fast | NR | Lighting | Residential | Lighting | 0.003786 | 14.492 | 0.00026125 | -3.5287 | <0 | Manufactured | 2016 - LEDDecorative and Mini-Base665 to 1439 lumensANY | 0.03905 | 0 | 0 | 0 | 0 | 0 | 0 | 0 | 0 | 0 | 0 | 0 | 0 | 0 | 0 | 0 | 0 | 0 | 0 | 0 | 0.17654 | 0.03905
LO20Fast | NR | Lighting | Residential | Lighting | 0.001875 | 7.1769 | 0.00026125 | 355.2229 | >140 | Manufactured | 2016 - LEDDecorative and Mini-Base1440 to 2600 lumensANY | 0.00037993 | 0 | 0 | 0 | 0 | 0 | 0 | 0 | 0 | 0 | 0 | 0 | 0 | 0 | 0 | 0 | 0 | 0 | 0 | 0 | 0.0017176 | 0.00037993
LO20Fast | NR | Lighting | Residential | Lighting | 0.00047955 | 1.8356 | 0.00026125 | 45.3547 | 40-50 | Manufactured | 2016 - LEDGeneral Purpose and Dimmable250 to 664 lumensANY | 0.015059 | 0 | 0 | 0 | 0 | 0 | 0 | 0 | 0 | 0 | 0 | 0 | 0 | 0 | 0 | 0 | 0 | 0 | 0 | 0 | 0.06808 | 0.015059
LO20Fast | NR | Lighting | Residential | Lighting | 0.0018717 | 7.1646 | 0.00026125 | 56.6118 | 50-60 | Manufactured | 2016 - LEDGeneral Purpose and Dimmable665 to 1439 lumensANY | 0.45355 | 0 | 0 | 0 | 0 | 0 | 0 | 0 | 0 | 0 | 0 | 0 | 0 | 0 | 0 | 0 | 0 | 0 | 0 | 0 | 2.0504 | 0.45355
LO20Fast | NR | Lighting | Residential | Lighting | 0.0034972 | 13.3867 | 0.00026125 | 91.0637 | 90-100 | Manufactured | 2016 - LEDGeneral Purpose and Dimmable1440 to 2600 lumensANY | 0.084491 | 0 | 0 | 0 | 0 | 0 | 0 | 0 | 0 | 0 | 0 | 0 | 0 | 0 | 0 | 0 | 0 | 0 | 0 | 0 | 0.38197 | 0.084491
LO20Fast | NR | Lighting | Residential | Lighting | 0.0037449 | 14.3345 | 0.00026125 | -37.3971 | <0 | Manufactured | 2016 - LEDGlobe250 to 664 lumensANY | 0.077325 | 0 | 0 | 0 | 0 | 0 | 0 | 0 | 0 | 0 | 0 | 0 | 0 | 0 | 0 | 0 | 0 | 0 | 0 | 0 | 0.34957 | 0.077325
LO20Fast | NR | Lighting | Residential | Lighting | 0.0025791 | 9.8724 | 0.00026125 | -94.9967 | <0 | Manufactured | 2016 - LEDGlobe665 to 1439 lumensANY | 0.032473 | 0 | 0 | 0 | 0 | 0 | 0 | 0 | 0 | 0 | 0 | 0 | 0 | 0 | 0 | 0 | 0 | 0 | 0 | 0 | 0.14681 | 0.032473
LO20Fast | NR | Lighting | Residential | Lighting | 0.0027904 | 10.6812 | 0.00026125 | -99.8783 | <0 | Manufactured | 2016 - LEDGlobe1440 to 2600 lumensANY | 0.0026474 | 0 | 0 | 0 | 0 | 0 | 0 | 0 | 0 | 0 | 0 | 0 | 0 | 0 | 0 | 0 | 0 | 0 | 0 | 0 | 0.011968 | 0.0026474
LO20Fast | NR | Lighting | Residential | Lighting | 0.0053229 | 20.3748 | 0.00026125 | -38.378 | <0 | Manufactured | 2016 - LEDReflectors and Outdoor250 to 664 lumensANY | 0.03496 | 0 | 0 | 0 | 0 | 0 | 0 | 0 | 0 | 0 | 0 | 0 | 0 | 0 | 0 | 0 | 0 | 0 | 0 | 0 | 0.15805 | 0.03496
LO20Fast | NR | Lighting | Residential | Lighting | 0.0040588 | 15.5362 | 0.00026125 | -47.7259 | <0 | Manufactured | 2016 - LEDReflectors and Outdoor665 to 1439 lumensANY | 0.26937 | 0 | 0 | 0 | 0 | 0 | 0 | 0 | 0 | 0 | 0 | 0 | 0 | 0 | 0 | 0 | 0 | 0 | 0 | 0 | 1.2177 | 0.26937
LO20Fast | NR | Lighting | Residential | Lighting | 0.021729 | 83.1732 | 0.00026125 | -27.3345 | <0 | Manufactured | 2016 - LEDReflectors and Outdoor1440 to 2600 lumensANY | 0.1185 | 0 | 0 | 0 | 0 | 0 | 0 | 0 | 0 | 0 | 0 | 0 | 0 | 0 | 0 | 0 | 0 | 0 | 0 | 0 | 0.53573 | 0.1185
LO20Fast | NR | Lighting | Residential | Lighting | 0.01265 | 48.4214 | 0.00026125 | -0.28395 | <0 | Manufactured | 2016 - LEDThree-Way250 to 664 lumensANY | 0.0010825 | 0 | 0 | 0 | 0 | 0 | 0 | 0 | 0 | 0 | 0 | 0 | 0 | 0 | 0 | 0 | 0 | 0 | 0 | 0 | 0.004894 | 0.0010825
LO20Fast | NR | Lighting | Residential | Lighting | 0.013626 | 52.1577 | 0.00026125 | -8.9398 | <0 | Manufactured | 2016 - LEDThree-Way665 to 1439 lumensANY | 0.014393 | 0 | 0 | 0 | 0 | 0 | 0 | 0 | 0 | 0 | 0 | 0 | 0 | 0 | 0 | 0 | 0 | 0 | 0 | 0 | 0.06507 | 0.014393
LO20Fast | NR | Lighting | Residential | Lighting | 0.012193 | 46.6733 | 0.00026125 | -22.0119 | <0 | Manufactured | 2016 - LEDThree-Way1440 to 2600 lumensANY | 0.049805 | 0 | 0 | 0 | 0 | 0 | 0 | 0 | 0 | 0 | 0 | 0 | 0 | 0 | 0 | 0 | 0 | 0 | 0 | 0 | 0.22516 | 0.049805
LO20Fast | NR | Lighting | Residential | Lighting | 0.0052592 | 20.131 | 0.00026125 | -21.2628 | <0 | Single Family | 2017 - LEDDecorative and Mini-Base250 to 664 lumensANY | 0 | 4.504 | 5.7758 | 6.7588 | 7.6142 | 8.3487 | 8.9723 | 9.4967 | 11.1313 | 11.2916 | 11.4344 | 11.5495 | 2.8799 | 0 | 0 | 0 | 0 | 0 | 0 | 0 | 99.7573 | 99.7573
LO20Fast | NR | Lighting | Residential | Lighting | 0.0039621 | 15.1661 | 0.00026125 | -19.793 | <0 | Single Family | 2017 - LEDDecorative and Mini-Base665 to 1439 lumensANY | 0 | 0.93066 | 1.1934 | 1.3966 | 1.5733 | 1.7251 | 1.8539 | 1.9623 | 2.3 | 2.3332 | 2.3627 | 2.3865 | 0.59507 | 0 | 0 | 0 | 0 | 0 | 0 | 0 | 20.6127 | 20.6127
LO20Fast | NR | Lighting | Residential | Lighting | 0.0019622 | 7.5107 | 0.00026125 | 253.6686 | >140 | Single Family | 2017 - LEDDecorative and Mini-Base1440 to 2600 lumensANY | 0 | 0.0090549 | 0.011612 | 0.013588 | 0.015308 | 0.016784 | 0.018038 | 0.019092 | 0.022378 | 0.022701 | 0.022988 | 0.023219 | 0.0057898 | 0 | 0 | 0 | 0 | 0 | 0 | 0 | 0.20055 | 0.20055
LO20Fast | NR | Lighting | Residential | Lighting | 0.00050186 | 1.921 | 0.00026125 | 19.8793 | 10-20 | Single Family | 2017 - LEDGeneral Purpose and Dimmable250 to 664 lumensANY | 0 | 0.3589 | 0.46024 | 0.53857 | 0.60673 | 0.66526 | 0.71496 | 0.75674 | 0.88699 | 0.89977 | 0.91115 | 0.92032 | 0.22949 | 0 | 0 | 0 | 0 | 0 | 0 | 0 | 7.9491 | 7.9491
LO20Fast | NR | Lighting | Residential | Lighting | 0.0019588 | 7.4978 | 0.00026125 | 38.0475 | 30-40 | Single Family | 2017 - LEDGeneral Purpose and Dimmable665 to 1439 lumensANY | 0 | 10.8094 | 13.8615 | 16.2206 | 18.2736 | 20.0363 | 21.533 | 22.7914 | 26.7144 | 27.0991 | 27.4418 | 27.7181 | 6.9116 | 0 | 0 | 0 | 0 | 0 | 0 | 0 | 239.4108 | 239.4108
LO20Fast | NR | Lighting | Residential | Lighting | 0.0036599 | 14.0093 | 0.00026125 | 64.3728 | 60-70 | Single Family | 2017 - LEDGeneral Purpose and Dimmable1440 to 2600 lumensANY | 0 | 2.0137 | 2.5822 | 3.0217 | 3.4041 | 3.7325 | 4.0113 | 4.2457 | 4.9766 | 5.0482 | 5.1121 | 5.1635 | 1.2875 | 0 | 0 | 0 | 0 | 0 | 0 | 0 | 44.5992 | 44.5992
LO20Fast | NR | Lighting | Residential | Lighting | 0.003919 | 15.0012 | 0.00026125 | -40.7232 | <0 | Single Family | 2017 - LEDGlobe250 to 664 lumensANY | 0 | 1.8429 | 2.3632 | 2.7654 | 3.1154 | 3.416 | 3.6711 | 3.8857 | 4.5545 | 4.6201 | 4.6785 | 4.7256 | 1.1784 | 0 | 0 | 0 | 0 | 0 | 0 | 0 | 40.8167 | 40.8167
LO20Fast | NR | Lighting | Residential | Lighting | 0.0026991 | 10.3316 | 0.00026125 | -97.4833 | <0 | Single Family | 2017 - LEDGlobe665 to 1439 lumensANY | 0 | 0.77393 | 0.99246 | 1.1614 | 1.3084 | 1.4346 | 1.5417 | 1.6318 | 1.9127 | 1.9403 | 1.9648 | 1.9846 | 0.49486 | 0 | 0 | 0 | 0 | 0 | 0 | 0 | 17.1414 | 17.1414
LO20Fast | NR | Lighting | Residential | Lighting | 0.0029202 | 11.178 | 0.00026125 | -118.6674 | <0 | Single Family | 2017 - LEDGlobe1440 to 2600 lumensANY | 0 | 0.063094 | 0.080909 | 0.09468 | 0.10666 | 0.11695 | 0.12569 | 0.13303 | 0.15593 | 0.15818 | 0.16018 | 0.16179 | 0.040343 | 0 | 0 | 0 | 0 | 0 | 0 | 0 | 1.3974 | 1.3974
LO20Fast | NR | Lighting | Residential | Lighting | 0.0055705 | 21.3225 | 0.00026125 | -49.2564 | <0 | Single Family | 2017 - LEDReflectors and Outdoor250 to 664 lumensANY | 0 | 0.83319 | 1.0684 | 1.2503 | 1.4085 | 1.5444 | 1.6598 | 1.7568 | 2.0591 | 2.0888 | 2.1152 | 2.1365 | 0.53275 | 0 | 0 | 0 | 0 | 0 | 0 | 0 | 18.4537 | 18.4537
LO20Fast | NR | Lighting | Residential | Lighting | 0.0042476 | 16.2588 | 0.00026125 | -57.5585 | <0 | Single Family | 2017 - LEDReflectors and Outdoor665 to 1439 lumensANY | 0 | 6.4197 | 8.2324 | 9.6335 | 10.8527 | 11.8996 | 12.7885 | 13.5359 | 15.8658 | 16.0943 | 16.2978 | 16.4619 | 4.1048 | 0 | 0 | 0 | 0 | 0 | 0 | 0 | 142.1868 | 142.1868
LO20Fast | NR | Lighting | Residential | Lighting | 0.02274 | 87.0418 | 0.00026125 | -31.3422 | <0 | Single Family | 2017 - LEDReflectors and Outdoor1440 to 2600 lumensANY | 0 | 2.8243 | 3.6217 | 4.2381 | 4.7745 | 5.2351 | 5.6261 | 5.9549 | 6.9799 | 7.0805 | 7.17 | 7.2422 | 1.8059 | 0 | 0 | 0 | 0 | 0 | 0 | 0 | 62.5532 | 62.5532
LO20Fast | NR | Lighting | Residential | Lighting | 0.013238 | 50.6736 | 0.00026125 | -6.4267 | <0 | Single Family | 2017 - LEDThree-Way250 to 664 lumensANY | 0 | 0.0258 | 0.033085 | 0.038716 | 0.043616 | 0.047823 | 0.051396 | 0.054399 | 0.063763 | 0.064681 | 0.065499 | 0.066158 | 0.016497 | 0 | 0 | 0 | 0 | 0 | 0 | 0 | 0.57143 | 0.57143
LO20Fast | NR | Lighting | Residential | Lighting | 0.01426 | 54.5836 | 0.00026125 | -12.3343 | <0 | Single Family | 2017 - LEDThree-Way665 to 1439 lumensANY | 0 | 0.34303 | 0.43989 | 0.51476 | 0.57991 | 0.63585 | 0.68335 | 0.72328 | 0.84778 | 0.85999 | 0.87086 | 0.87963 | 0.21934 | 0 | 0 | 0 | 0 | 0 | 0 | 0 | 7.5977 | 7.5977
LO20Fast | NR | Lighting | Residential | Lighting | 0.01276 | 48.8441 | 0.00026125 | -29.9932 | <0 | Single Family | 2017 - LEDThree-Way1440 to 2600 lumensANY | 0 | 1.187 | 1.5222 | 1.7812 | 2.0067 | 2.2002 | 2.3646 | 2.5028 | 2.9336 | 2.9758 | 3.0134 | 3.0438 | 0.75898 | 0 | 0 | 0 | 0 | 0 | 0 | 0 | 26.2901 | 26.2901
LO20Fast | NR | Lighting | Residential | Lighting | 0.0052592 | 20.131 | 0.00026125 | -21.2628 | <0 | Multifamily - Low Rise | 2017 - LEDDecorative and Mini-Base250 to 664 lumensANY | 0 | 0.36233 | 0.46463 | 0.54371 | 0.61252 | 0.67161 | 0.72178 | 0.76396 | 0.93197 | 0.94246 | 0.95311 | 0.95814 | 0.39735 | 0 | 0 | 0 | 0 | 0 | 0 | 0 | 8.3236 | 8.3236
LO20Fast | NR | Lighting | Residential | Lighting | 0.0039621 | 15.1661 | 0.00026125 | -19.793 | <0 | Multifamily - Low Rise | 2017 - LEDDecorative and Mini-Base665 to 1439 lumensANY | 0 | 0.074867 | 0.096006 | 0.11235 | 0.12656 | 0.13877 | 0.14914 | 0.15786 | 0.19257 | 0.19474 | 0.19694 | 0.19798 | 0.082105 | 0 | 0 | 0 | 0 | 0 | 0 | 0 | 1.7199 | 1.7199
LO20Fast | NR | Lighting | Residential | Lighting | 0.0019622 | 7.5107 | 0.00026125 | 253.6686 | >140 | Multifamily - Low Rise | 2017 - LEDDecorative and Mini-Base1440 to 2600 lumensANY | 0 | 0.00072842 | 0.00093409 | 0.0010931 | 0.0012314 | 0.0013502 | 0.0014511 | 0.0015359 | 0.0018736 | 0.0018947 | 0.0019161 | 0.0019262 | 0.00079884 | 0 | 0 | 0 | 0 | 0 | 0 | 0 | 0.016734 | 0.016734
LO20Fast | NR | Lighting | Residential | Lighting | 0.00050186 | 1.921 | 0.00026125 | 19.8793 | 10-20 | Multifamily - Low Rise | 2017 - LEDGeneral Purpose and Dimmable250 to 664 lumensANY | 0 | 0.028872 | 0.037024 | 0.043325 | 0.048809 | 0.053517 | 0.057515 | 0.060876 | 0.074264 | 0.0751 | 0.075948 | 0.076349 | 0.031663 | 0 | 0 | 0 | 0 | 0 | 0 | 0 | 0.66326 | 0.66326
LO20Fast | NR | Lighting | Residential | Lighting | 0.0019588 | 7.4978 | 0.00026125 | 38.0475 | 30-40 | Multifamily - Low Rise | 2017 - LEDGeneral Purpose and Dimmable665 to 1439 lumensANY | 0 | 0.86956 | 1.1151 | 1.3049 | 1.47 | 1.6118 | 1.7322 | 1.8334 | 2.2367 | 2.2618 | 2.2874 | 2.2995 | 0.95362 | 0 | 0 | 0 | 0 | 0 | 0 | 0 | 19.976 | 19.976
LO20Fast | NR | Lighting | Residential | Lighting | 0.0036599 | 14.0093 | 0.00026125 | 64.3728 | 60-70 | Multifamily - Low Rise | 2017 - LEDGeneral Purpose and Dimmable1440 to 2600 lumensANY | 0 | 0.16199 | 0.20773 | 0.24308 | 0.27385 | 0.30026 | 0.32269 | 0.34155 | 0.41666 | 0.42135 | 0.42612 | 0.42836 | 0.17765 | 0 | 0 | 0 | 0 | 0 | 0 | 0 | 3.7213 | 3.7213
LO20Fast | NR | Lighting | Residential | Lighting | 0.003919 | 15.0012 | 0.00026125 | -40.7232 | <0 | Multifamily - Low Rise | 2017 - LEDGlobe250 to 664 lumensANY | 0 | 0.14825 | 0.19011 | 0.22246 | 0.25062 | 0.2748 | 0.29532 | 0.31258 | 0.38133 | 0.38562 | 0.38998 | 0.39203 | 0.16258 | 0 | 0 | 0 | 0 | 0 | 0 | 0 | 3.4057 | 3.4057
LO20Fast | NR | Lighting | Residential | Lighting | 0.0026991 | 10.3316 | 0.00026125 | -97.4833 | <0 | Multifamily - Low Rise | 2017 - LEDGlobe665 to 1439 lumensANY | 0 | 0.062259 | 0.079838 | 0.093426 | 0.10525 | 0.1154 | 0.12402 | 0.13127 | 0.16014 | 0.16194 | 0.16377 | 0.16464 | 0.068278 | 0 | 0 | 0 | 0 | 0 | 0 | 0 | 1.4303 | 1.4303
LO20Fast | NR | Lighting | Residential | Lighting | 0.0029202 | 11.178 | 0.00026125 | -118.6674 | <0 | Multifamily - Low Rise | 2017 - LEDGlobe1440 to 2600 lumensANY | 0 | 0.0050756 | 0.0065087 | 0.0076165 | 0.0085805 | 0.0094082 | 0.010111 | 0.010702 | 0.013055 | 0.013202 | 0.013352 | 0.013422 | 0.0055663 | 0 | 0 | 0 | 0 | 0 | 0 | 0 | 0.1166 | 0.1166
LO20Fast | NR | Lighting | Residential | Lighting | 0.0055705 | 21.3225 | 0.00026125 | -49.2564 | <0 | Multifamily - Low Rise | 2017 - LEDReflectors and Outdoor250 to 664 lumensANY | 0 | 0.067025 | 0.08595 | 0.10058 | 0.11331 | 0.12424 | 0.13352 | 0.14132 | 0.1724 | 0.17434 | 0.17631 | 0.17724 | 0.073505 | 0 | 0 | 0 | 0 | 0 | 0 | 0 | 1.5397 | 1.5397
LO20Fast | NR | Lighting | Residential | Lighting | 0.0042476 | 16.2588 | 0.00026125 | -57.5585 | <0 | Multifamily - Low Rise | 2017 - LEDReflectors and Outdoor665 to 1439 lumensANY | 0 | 0.51643 | 0.66225 | 0.77496 | 0.87305 | 0.95727 | 1.0288 | 1.0889 | 1.3284 | 1.3433 | 1.3585 | 1.3657 | 0.56636 | 0 | 0 | 0 | 0 | 0 | 0 | 0 | 11.8638 | 11.8638
LO20Fast | NR | Lighting | Residential | Lighting | 0.02274 | 87.0418 | 0.00026125 | -31.3422 | <0 | Multifamily - Low Rise | 2017 - LEDReflectors and Outdoor1440 to 2600 lumensANY | 0 | 0.2272 | 0.29135 | 0.34094 | 0.38409 | 0.42114 | 0.45259 | 0.47904 | 0.5844 | 0.59098 | 0.59765 | 0.60081 | 0.24916 | 0 | 0 | 0 | 0 | 0 | 0 | 0 | 5.2193 | 5.2193
LO20Fast | NR | Lighting | Residential | Lighting | 0.013238 | 50.6736 | 0.00026125 | -6.4267 | <0 | Multifamily - Low Rise | 2017 - LEDThree-Way250 to 664 lumensANY | 0 | 0.0020755 | 0.0026615 | 0.0031145 | 0.0035087 | 0.0038471 | 0.0041345 | 0.0043761 | 0.0053385 | 0.0053986 | 0.0054596 | 0.0054884 | 0.0022761 | 0 | 0 | 0 | 0 | 0 | 0 | 0 | 0.047679 | 0.047679
LO20Fast | NR | Lighting | Residential | Lighting | 0.01426 | 54.5836 | 0.00026125 | -12.3343 | <0 | Multifamily - Low Rise | 2017 - LEDThree-Way665 to 1439 lumensANY | 0 | 0.027595 | 0.035387 | 0.04141 | 0.046651 | 0.051151 | 0.054972 | 0.058184 | 0.07098 | 0.071779 | 0.072591 | 0.072973 | 0.030263 | 0 | 0 | 0 | 0 | 0 | 0 | 0 | 0.63394 | 0.63394
LO20Fast | NR | Lighting | Residential | Lighting | 0.01276 | 48.8441 | 0.00026125 | -29.9932 | <0 | Multifamily - Low Rise | 2017 - LEDThree-Way1440 to 2600 lumensANY | 0 | 0.095488 | 0.12245 | 0.14329 | 0.16142 | 0.177 | 0.19022 | 0.20133 | 0.24561 | 0.24838 | 0.25118 | 0.25251 | 0.10472 | 0 | 0 | 0 | 0 | 0 | 0 | 0 | 2.1936 | 2.1936
LO20Fast | NR | Lighting | Residential | Lighting | 0.0052592 | 20.131 | 0.00026125 | -21.2628 | <0 | Multifamily - High Rise | 2017 - LEDDecorative and Mini-Base250 to 664 lumensANY | 0 | 0.082609 | 0.10593 | 0.12396 | 0.13965 | 0.15312 | 0.16456 | 0.17418 | 0.21202 | 0.21484 | 0.21762 | 0.21825 | 0.089138 | 0 | 0 | 0 | 0 | 0 | 0 | 0 | 1.8959 | 1.8959
LO20Fast | NR | Lighting | Residential | Lighting | 0.0039621 | 15.1661 | 0.00026125 | -19.793 | <0 | Multifamily - High Rise | 2017 - LEDDecorative and Mini-Base665 to 1439 lumensANY | 0 | 0.017069 | 0.021889 | 0.025614 | 0.028856 | 0.03164 | 0.034003 | 0.03599 | 0.043809 | 0.044392 | 0.044966 | 0.045097 | 0.018418 | 0 | 0 | 0 | 0 | 0 | 0 | 0 | 0.39175 | 0.39175
LO20Fast | NR | Lighting | Residential | Lighting | 0.0019622 | 7.5107 | 0.00026125 | 253.6686 | >140 | Multifamily - High Rise | 2017 - LEDDecorative and Mini-Base1440 to 2600 lumensANY | 0 | 0.00016608 | 0.00021297 | 0.00024922 | 0.00028076 | 0.00030784 | 0.00033084 | 0.00035017 | 0.00042625 | 0.00043191 | 0.0004375 | 0.00043878 | 0.0001792 | 0 | 0 | 0 | 0 | 0 | 0 | 0 | 0.0038115 | 0.0038115
LO20Fast | NR | Lighting | Residential | Lighting | 0.00050186 | 1.921 | 0.00026125 | 19.8793 | 10-20 | Multifamily - High Rise | 2017 - LEDGeneral Purpose and Dimmable250 to 664 lumensANY | 0 | 0.0065827 | 0.0084413 | 0.009878 | 0.011128 | 0.012202 | 0.013113 | 0.013879 | 0.016895 | 0.017119 | 0.017341 | 0.017391 | 0.0071029 | 0 | 0 | 0 | 0 | 0 | 0 | 0 | 0.15107 | 0.15107
LO20Fast | NR | Lighting | Residential | Lighting | 0.0019588 | 7.4978 | 0.00026125 | 38.0475 | 30-40 | Multifamily - High Rise | 2017 - LEDGeneral Purpose and Dimmable665 to 1439 lumensANY | 0 | 0.19826 | 0.25423 | 0.2975 | 0.33516 | 0.36749 | 0.39494 | 0.41802 | 0.50884 | 0.5156 | 0.52227 | 0.5238 | 0.21393 | 0 | 0 | 0 | 0 | 0 | 0 | 0 | 4.55 | 4.55
LO20Fast | NR | Lighting | Residential | Lighting | 0.0036599 | 14.0093 | 0.00026125 | 64.3728 | 60-70 | Multifamily - High Rise | 2017 - LEDGeneral Purpose and Dimmable1440 to 2600 lumensANY | 0 | 0.036933 | 0.047361 | 0.055421 | 0.062436 | 0.068459 | 0.073572 | 0.077872 | 0.09479 | 0.096049 | 0.097292 | 0.097576 | 0.039852 | 0 | 0 | 0 | 0 | 0 | 0 | 0 | 0.84761 | 0.84761
LO20Fast | NR | Lighting | Residential | Lighting | 0.003919 | 15.0012 | 0.00026125 | -40.7232 | <0 | Multifamily - High Rise | 2017 - LEDGlobe250 to 664 lumensANY | 0 | 0.0338 | 0.043344 | 0.050721 | 0.057141 | 0.062653 | 0.067333 | 0.071267 | 0.08675 | 0.087903 | 0.089041 | 0.089301 | 0.036472 | 0 | 0 | 0 | 0 | 0 | 0 | 0 | 0.77573 | 0.77573
LO20Fast | NR | Lighting | Residential | Lighting | 0.0026991 | 10.3316 | 0.00026125 | -97.4833 | <0 | Multifamily - High Rise | 2017 - LEDGlobe665 to 1439 lumensANY | 0 | 0.014195 | 0.018203 | 0.021301 | 0.023997 | 0.026312 | 0.028277 | 0.029929 | 0.036432 | 0.036916 | 0.037394 | 0.037503 | 0.015317 | 0 | 0 | 0 | 0 | 0 | 0 | 0 | 0.32577 | 0.32577
LO20Fast | NR | Lighting | Residential | Lighting | 0.0029202 | 11.178 | 0.00026125 | -118.6674 | <0 | Multifamily - High Rise | 2017 - LEDGlobe1440 to 2600 lumensANY | 0 | 0.0011572 | 0.001484 | 0.0017365 | 0.0019563 | 0.002145 | 0.0023053 | 0.00244 | 0.0029701 | 0.0030095 | 0.0030485 | 0.0030574 | 0.0012487 | 0 | 0 | 0 | 0 | 0 | 0 | 0 | 0.026558 | 0.026558
LO20Fast | NR | Lighting | Residential | Lighting | 0.0055705 | 21.3225 | 0.00026125 | -49.2564 | <0 | Multifamily - High Rise | 2017 - LEDReflectors and Outdoor250 to 664 lumensANY | 0 | 0.015282 | 0.019596 | 0.022932 | 0.025834 | 0.028326 | 0.030442 | 0.032221 | 0.039221 | 0.039742 | 0.040256 | 0.040374 | 0.016489 | 0 | 0 | 0 | 0 | 0 | 0 | 0 | 0.35071 | 0.35071
LO20Fast | NR | Lighting | Residential | Lighting | 0.0042476 | 16.2588 | 0.00026125 | -57.5585 | <0 | Multifamily - High Rise | 2017 - LEDReflectors and Outdoor665 to 1439 lumensANY | 0 | 0.11775 | 0.15099 | 0.17669 | 0.19905 | 0.21825 | 0.23456 | 0.24826 | 0.3022 | 0.30622 | 0.31018 | 0.31108 | 0.12705 | 0 | 0 | 0 | 0 | 0 | 0 | 0 | 2.7023 | 2.7023
LO20Fast | NR | Lighting | Residential | Lighting | 0.02274 | 87.0418 | 0.00026125 | -31.3422 | <0 | Multifamily - High Rise | 2017 - LEDReflectors and Outdoor1440 to 2600 lumensANY | 0 | 0.0518 | 0.066426 | 0.077732 | 0.08757 | 0.096018 | 0.10319 | 0.10922 | 0.13295 | 0.13472 | 0.13646 | 0.13686 | 0.055894 | 0 | 0 | 0 | 0 | 0 | 0 | 0 | 1.1888 | 1.1888
LO20Fast | NR | Lighting | Residential | Lighting | 0.013238 | 50.6736 | 0.00026125 | -6.4267 | <0 | Multifamily - High Rise | 2017 - LEDThree-Way250 to 664 lumensANY | 0 | 0.0004732 | 0.00060681 | 0.00071009 | 0.00079996 | 0.00087713 | 0.00094265 | 0.00099774 | 0.0012145 | 0.0012306 | 0.0012466 | 0.0012502 | 0.0005106 | 0 | 0 | 0 | 0 | 0 | 0 | 0 | 0.01086 | 0.01086
LO20Fast | NR | Lighting | Residential | Lighting | 0.01426 | 54.5836 | 0.00026125 | -12.3343 | <0 | Multifamily - High Rise | 2017 - LEDThree-Way665 to 1439 lumensANY | 0 | 0.0062916 | 0.0080681 | 0.0094413 | 0.010636 | 0.011662 | 0.012533 | 0.013266 | 0.016148 | 0.016362 | 0.016574 | 0.016623 | 0.0067889 | 0 | 0 | 0 | 0 | 0 | 0 | 0 | 0.14439 | 0.14439
LO20Fast | NR | Lighting | Residential | Lighting | 0.01276 | 48.8441 | 0.00026125 | -29.9932 | <0 | Multifamily - High Rise | 2017 - LEDThree-Way1440 to 2600 lumensANY | 0 | 0.021771 | 0.027918 | 0.032669 | 0.036804 | 0.040355 | 0.043369 | 0.045903 | 0.055876 | 0.056619 | 0.057351 | 0.057519 | 0.023492 | 0 | 0 | 0 | 0 | 0 | 0 | 0 | 0.49965 | 0.49965
LO20Fast | NR | Lighting | Residential | Lighting | 0.0052592 | 20.131 | 0.00026125 | -21.2628 | <0 | Manufactured | 2017 - LEDDecorative and Mini-Base250 to 664 lumensANY | 0 | 0.3328 | 0.42317 | 0.49102 | 0.5485 | 0.59633 | 0.63547 | 0.66694 | 0.70774 | 0.72486 | 0.73807 | 0.090761 | 0 | 0 | 0 | 0 | 0 | 0 | 0 | 0 | 5.9557 | 5.9557
LO20Fast | NR | Lighting | Residential | Lighting | 0.0039621 | 15.1661 | 0.00026125 | -19.793 | <0 | Manufactured | 2017 - LEDDecorative and Mini-Base665 to 1439 lumensANY | 0 | 0.068767 | 0.087439 | 0.10146 | 0.11333 | 0.12322 | 0.13131 | 0.13781 | 0.14624 | 0.14978 | 0.15251 | 0.018754 | 0 | 0 | 0 | 0 | 0 | 0 | 0 | 0 | 1.2306 | 1.2306
LO20Fast | NR | Lighting | Residential | Lighting | 0.0019622 | 7.5107 | 0.00026125 | 253.6686 | >140 | Manufactured | 2017 - LEDDecorative and Mini-Base1440 to 2600 lumensANY | 0 | 0.00066907 | 0.00085074 | 0.00098714 | 0.0011027 | 0.0011989 | 0.0012776 | 0.0013408 | 0.0014228 | 0.0014572 | 0.0014838 | 0.00018246 | 0 | 0 | 0 | 0 | 0 | 0 | 0 | 0 | 0.011973 | 0.011973
LO20Fast | NR | Lighting | Residential | Lighting | 0.00050186 | 1.921 | 0.00026125 | 19.8793 | 10-20 | Manufactured | 2017 - LEDGeneral Purpose and Dimmable250 to 664 lumensANY | 0 | 0.026519 | 0.03372 | 0.039126 | 0.043707 | 0.047519 | 0.050637 | 0.053144 | 0.056396 | 0.05776 | 0.058813 | 0.0072322 | 0 | 0 | 0 | 0 | 0 | 0 | 0 | 0 | 0.47457 | 0.47457
LO20Fast | NR | Lighting | Residential | Lighting | 0.0019588 | 7.4978 | 0.00026125 | 38.0475 | 30-40 | Manufactured | 2017 - LEDGeneral Purpose and Dimmable665 to 1439 lumensANY | 0 | 0.79871 | 1.0156 | 1.1784 | 1.3164 | 1.4312 | 1.5251 | 1.6006 | 1.6985 | 1.7396 | 1.7713 | 0.21782 | 0 | 0 | 0 | 0 | 0 | 0 | 0 | 0 | 14.2932 | 14.2932
LO20Fast | NR | Lighting | Residential | Lighting | 0.0036599 | 14.0093 | 0.00026125 | 64.3728 | 60-70 | Manufactured | 2017 - LEDGeneral Purpose and Dimmable1440 to 2600 lumensANY | 0 | 0.14879 | 0.18919 | 0.21952 | 0.24522 | 0.26661 | 0.28411 | 0.29817 | 0.31642 | 0.32407 | 0.32998 | 0.040577 | 0 | 0 | 0 | 0 | 0 | 0 | 0 | 0 | 2.6626 | 2.6626
LO20Fast | NR | Lighting | Residential | Lighting | 0.003919 | 15.0012 | 0.00026125 | -40.7232 | <0 | Manufactured | 2017 - LEDGlobe250 to 664 lumensANY | 0 | 0.13617 | 0.17315 | 0.2009 | 0.22442 | 0.244 | 0.26001 | 0.27288 | 0.28958 | 0.29658 | 0.30199 | 0.037136 | 0 | 0 | 0 | 0 | 0 | 0 | 0 | 0 | 2.4368 | 2.4368
LO20Fast | NR | Lighting | Residential | Lighting | 0.0026991 | 10.3316 | 0.00026125 | -97.4833 | <0 | Manufactured | 2017 - LEDGlobe665 to 1439 lumensANY | 0 | 0.057186 | 0.072714 | 0.084372 | 0.094249 | 0.10247 | 0.10919 | 0.1146 | 0.12161 | 0.12455 | 0.12682 | 0.015596 | 0 | 0 | 0 | 0 | 0 | 0 | 0 | 0 | 1.0234 | 1.0234
LO20Fast | NR | Lighting | Residential | Lighting | 0.0029202 | 11.178 | 0.00026125 | -118.6674 | <0 | Manufactured | 2017 - LEDGlobe1440 to 2600 lumensANY | 0 | 0.004662 | 0.005928 | 0.0068784 | 0.0076836 | 0.0083537 | 0.008902 | 0.0093427 | 0.0099143 | 0.010154 | 0.010339 | 0.0012714 | 0 | 0 | 0 | 0 | 0 | 0 | 0 | 0 | 0.083429 | 0.083429
LO20Fast | NR | Lighting | Residential | Lighting | 0.0055705 | 21.3225 | 0.00026125 | -49.2564 | <0 | Manufactured | 2017 - LEDReflectors and Outdoor250 to 664 lumensANY | 0 | 0.061564 | 0.078281 | 0.090831 | 0.10146 | 0.11031 | 0.11755 | 0.12337 | 0.13092 | 0.13409 | 0.13653 | 0.016789 | 0 | 0 | 0 | 0 | 0 | 0 | 0 | 0 | 1.1017 | 1.1017
LO20Fast | NR | Lighting | Residential | Lighting | 0.0042476 | 16.2588 | 0.00026125 | -57.5585 | <0 | Manufactured | 2017 - LEDReflectors and Outdoor665 to 1439 lumensANY | 0 | 0.47435 | 0.60316 | 0.69986 | 0.78179 | 0.84997 | 0.90576 | 0.9506 | 1.0088 | 1.0332 | 1.052 | 0.12936 | 0 | 0 | 0 | 0 | 0 | 0 | 0 | 0 | 8.4888 | 8.4888
LO20Fast | NR | Lighting | Residential | Lighting | 0.02274 | 87.0418 | 0.00026125 | -31.3422 | <0 | Manufactured | 2017 - LEDReflectors and Outdoor1440 to 2600 lumensANY | 0 | 0.20869 | 0.26535 | 0.30789 | 0.34394 | 0.37393 | 0.39848 | 0.4182 | 0.44379 | 0.45452 | 0.46281 | 0.056912 | 0 | 0 | 0 | 0 | 0 | 0 | 0 | 0 | 3.7345 | 3.7345
LO20Fast | NR | Lighting | Residential | Lighting | 0.013238 | 50.6736 | 0.00026125 | -6.4267 | <0 | Manufactured | 2017 - LEDThree-Way250 to 664 lumensANY | 0 | 0.0019064 | 0.002424 | 0.0028127 | 0.0031419 | 0.0034159 | 0.0036401 | 0.0038204 | 0.0040541 | 0.0041521 | 0.0042279 | 0.0005199 | 0 | 0 | 0 | 0 | 0 | 0 | 0 | 0 | 0.034115 | 0.034115
LO20Fast | NR | Lighting | Residential | Lighting | 0.01426 | 54.5836 | 0.00026125 | -12.3343 | <0 | Manufactured | 2017 - LEDThree-Way665 to 1439 lumensANY | 0 | 0.025347 | 0.032229 | 0.037397 | 0.041774 | 0.045418 | 0.048399 | 0.050795 | 0.053903 | 0.055206 | 0.056213 | 0.0069125 | 0 | 0 | 0 | 0 | 0 | 0 | 0 | 0 | 0.45359 | 0.45359
LO20Fast | NR | Lighting | Residential | Lighting | 0.01276 | 48.8441 | 0.00026125 | -29.9932 | <0 | Manufactured | 2017 - LEDThree-Way1440 to 2600 lumensANY | 0 | 0.087707 | 0.11152 | 0.1294 | 0.14455 | 0.15716 | 0.16747 | 0.17576 | 0.18652 | 0.19103 | 0.19451 | 0.023919 | 0 | 0 | 0 | 0 | 0 | 0 | 0 | 0 | 1.5696 | 1.5696
Retro12Med | Retro | ResWx | Residential | HVAC | 0.37525 | 717.6074 | 0.00052292 | 9.7969 | 0-10 | Multifamily - Low Rise | WALL R0 - R11_Electric Zonal | 0.13194 | 0.13164 | 0.13134 | 0.13104 | 0.13074 | 0.1174 | 0.093708 | 0.074796 | 0.059701 | 0.047652 | 0.038035 | 0.030359 | 0.024232 | 0.01271 | 0 | 0 | 0 | 0 | 0 | 0 | 1.1553 | 1.1553
Retro12Med | Retro | ResWx | Residential | HVAC | 0.13055 | 249.6612 | 0.00052292 | 50.8886 | 50-60 | Multifamily - Low Rise | FLOOR R0 - R19_Electric Zonal | 0.012296 | 0.012268 | 0.01224 | 0.012213 | 0.012185 | 0.010942 | 0.0087334 | 0.0069708 | 0.005564 | 0.0044411 | 0.0035448 | 0.0028294 | 0.0022584 | 0.0011845 | 0 | 0 | 0 | 0 | 0 | 0 | 0.10767 | 0.10767
Retro12Med | Retro | ResWx | Residential | HVAC | 0.1701 | 325.299 | 0.00052292 | 36.4945 | 30-40 | Multifamily - Low Rise | FLOOR R0 - R30_Electric Zonal | 0.17739 | 0.17698 | 0.17658 | 0.17618 | 0.17578 | 0.15784 | 0.12599 | 0.10056 | 0.080266 | 0.064067 | 0.051137 | 0.040817 | 0.032579 | 0.017088 | 0 | 0 | 0 | 0 | 0 | 0 | 1.5533 | 1.5533
Retro12Med | Retro | ResWx | Residential | HVAC | 0.097118 | 185.7225 | 0.00052292 | 37.9313 | 30-40 | Multifamily - Low Rise | ATTIC R0 - R19_Electric Zonal | 0.024007 | 0.023953 | 0.023898 | 0.023844 | 0.02379 | 0.021362 | 0.017051 | 0.01361 | 0.010863 | 0.0086708 | 0.0069209 | 0.0055242 | 0.0044093 | 0.0023127 | 0 | 0 | 0 | 0 | 0 | 0 | 0.21022 | 0.21022
Retro12Med | Retro | ResWx | Residential | HVAC | 0.13235 | 253.0974 | 0.00052292 | 36.495 | 30-40 | Multifamily - Low Rise | ATTIC R0 - R38_Electric Zonal | 0.0062116 | 0.0061975 | 0.0061834 | 0.0061693 | 0.0061553 | 0.0055272 | 0.0044117 | 0.0035214 | 0.0028107 | 0.0022435 | 0.0017907 | 0.0014293 | 0.0011408 | 0.00059838 | 0 | 0 | 0 | 0 | 0 | 0 | 0.054391 | 0.054391
Retro12Med | Retro | ResWx | Residential | HVAC | 0.14052 | 268.7298 | 0.00052292 | 41.02 | 40-50 | Multifamily - Low Rise | ATTIC R0 - R49_Electric Zonal | 0.03934 | 0.039251 | 0.039162 | 0.039073 | 0.038984 | 0.035006 | 0.027941 | 0.022302 | 0.017801 | 0.014209 | 0.011341 | 0.0090523 | 0.0072254 | 0.0037898 | 0 | 0 | 0 | 0 | 0 | 0 | 0.34448 | 0.34448
Retro12Med | Retro | ResWx | Residential | HVAC | 0.025529 | 48.8205 | 0.00052292 | 192.3598 | >140 | Multifamily - Low Rise | ATTIC R19 - R30_Electric Zonal | 0.0073327 | 0.007316 | 0.0072994 | 0.0072828 | 0.0072663 | 0.0065248 | 0.005208 | 0.0041569 | 0.003318 | 0.0026484 | 0.0021139 | 0.0016873 | 0.0013467 | 0.00070638 | 0 | 0 | 0 | 0 | 0 | 0 | 0.064208 | 0.064208
Retro12Med | Retro | ResWx | Residential | HVAC | 0.035232 | 67.3749 | 0.00052292 | 157.9635 | >140 | Multifamily - Low Rise | ATTIC R19 - R38_Electric Zonal | 0.0015621 | 0.0015586 | 0.001555 | 0.0015515 | 0.001548 | 0.00139 | 0.0011095 | 0.00088556 | 0.00070684 | 0.00056419 | 0.00045033 | 0.00035944 | 0.0002869 | 0.00015048 | 0 | 0 | 0 | 0 | 0 | 0 | 0.013678 | 0.013678
Retro12Med | Retro | ResWx | Residential | HVAC | 0.043406 | 83.0073 | 0.00052292 | 151.2755 | >140 | Multifamily - Low Rise | ATTIC R19 - R49_Electric Zonal | 0.028269 | 0.028205 | 0.028141 | 0.028077 | 0.028013 | 0.025154 | 0.020078 | 0.016026 | 0.012791 | 0.01021 | 0.0081494 | 0.0065047 | 0.005192 | 0.0027232 | 0 | 0 | 0 | 0 | 0 | 0 | 0.24753 | 0.24753
Retro12Med | Retro | ResWx | Residential | HVAC | 2.46 | 4704.3999 | 0.00052292 | 18.6714 | 10-20 | Multifamily - Low Rise | WINDOW CL22 Prime Window Replacement of Single Pane Base_Electric Zonal | 0.33582 | 0.33506 | 0.3343 | 0.33354 | 0.33278 | 0.29882 | 0.23851 | 0.19038 | 0.15196 | 0.12129 | 0.096811 | 0.077273 | 0.061678 | 0.032351 | 0 | 0 | 0 | 0 | 0 | 0 | 2.9406 | 2.9406
Retro12Med | Retro | ResWx | Residential | HVAC | 1.4559 | 2784.1219 | 0.00052292 | 52.027 | 50-60 | Multifamily - Low Rise | WINDOW CL22 Prime Window Replacement of Double Pane Base_Electric Zonal | 1.0752 | 1.0728 | 1.0703 | 1.0679 | 1.0655 | 0.95676 | 0.76367 | 0.60955 | 0.48653 | 0.38834 | 0.30997 | 0.24741 | 0.19748 | 0.10358 | 0 | 0 | 0 | 0 | 0 | 0 | 9.415 | 9.415
Retro12Med | Retro | ResWx | Residential | HVAC | 2.26 | 4321.9423 | 0.00052292 | 10.6007 | 10-20 | Multifamily - Low Rise | WINDOW CL30 Prime Window Replacement of Single Pane Base_Electric Zonal | 1.2341 | 1.2313 | 1.2285 | 1.2257 | 1.2229 | 1.0981 | 0.8765 | 0.69961 | 0.55841 | 0.44572 | 0.35576 | 0.28396 | 0.22666 | 0.11888 | 0 | 0 | 0 | 0 | 0 | 0 | 10.806 | 10.806
Retro12Med | Retro | ResWx | Residential | HVAC | 1.2559 | 2401.6643 | 0.00052292 | 42.8151 | 40-50 | Multifamily - Low Rise | WINDOW CL30 Prime Window Replacement of Double Pane Base_Electric Zonal | 3.7101 | 3.7016 | 3.6932 | 3.6849 | 3.6765 | 3.3013 | 2.6351 | 2.1033 | 1.6788 | 1.34 | 1.0696 | 0.8537 | 0.68141 | 0.3574 | 0 | 0 | 0 | 0 | 0 | 0 | 32.4868 | 32.4868
Retro12Med | Retro | ResWx | Residential | HVAC | 0.33733 | 645.0842 | 0.00052292 | 14.2361 | 10-20 | Multifamily - Low Rise | WALL R0 - R11_Electric FAF | 0.036501 | 0.036418 | 0.036335 | 0.036253 | 0.03617 | 0.032479 | 0.025924 | 0.020692 | 0.016516 | 0.013183 | 0.010523 | 0.0083989 | 0.0067039 | 0.0035162 | 0 | 0 | 0 | 0 | 0 | 0 | 0.31961 | 0.31961
Retro12Med | Retro | ResWx | Residential | HVAC | 0.11911 | 227.7828 | 0.00052292 | 58.6281 | 50-60 | Multifamily - Low Rise | FLOOR R0 - R19_Electric FAF | 0.0034526 | 0.0034448 | 0.0034369 | 0.0034291 | 0.0034213 | 0.0030722 | 0.0024522 | 0.0019573 | 0.0015623 | 0.001247 | 0.00099532 | 0.00079445 | 0.00063412 | 0.0003326 | 0 | 0 | 0 | 0 | 0 | 0 | 0.030232 | 0.030232
Retro12Med | Retro | ResWx | Residential | HVAC | 0.15511 | 296.6311 | 0.00052292 | 42.8909 | 40-50 | Multifamily - Low Rise | FLOOR R0 - R30_Electric FAF | 0.04978 | 0.049667 | 0.049554 | 0.049442 | 0.049329 | 0.044296 | 0.035356 | 0.028221 | 0.022525 | 0.017979 | 0.014351 | 0.011455 | 0.0091428 | 0.0047955 | 0 | 0 | 0 | 0 | 0 | 0 | 0.43589 | 0.43589
Retro12Med | Retro | ResWx | Residential | HVAC | 0.10043 | 192.0526 | 0.00052292 | 35.7025 | 30-40 | Multifamily - Low Rise | ATTIC R0 - R19_Electric FAF | 0.0076402 | 0.0076228 | 0.0076055 | 0.0075882 | 0.007571 | 0.0067984 | 0.0054264 | 0.0043312 | 0.0034571 | 0.0027594 | 0.0022025 | 0.001758 | 0.0014032 | 0.000736 | 0 | 0 | 0 | 0 | 0 | 0 | 0.0669 | 0.0669
Retro12Med | Retro | ResWx | Residential | HVAC | 0.13678 | 261.5667 | 0.00052292 | 34.352 | 30-40 | Multifamily - Low Rise | ATTIC R0 - R38_Electric FAF | 0.0019756 | 0.0019711 | 0.0019666 | 0.0019622 | 0.0019577 | 0.0017579 | 0.0014032 | 0.00112 | 0.00089395 | 0.00071353 | 0.00056953 | 0.00045459 | 0.00036285 | 0.00019032 | 0 | 0 | 0 | 0 | 0 | 0 | 0.017299 | 0.017299
Retro12Med | Retro | ResWx | Residential | HVAC | 0.14521 | 277.6855 | 0.00052292 | 38.7395 | 30-40 | Multifamily - Low Rise | ATTIC R0 - R49_Electric FAF | 0.012511 | 0.012482 | 0.012454 | 0.012425 | 0.012397 | 0.011132 | 0.0088855 | 0.0070923 | 0.005661 | 0.0045185 | 0.0036066 | 0.0028787 | 0.0022977 | 0.0012052 | 0 | 0 | 0 | 0 | 0 | 0 | 0.10955 | 0.10955
Retro12Med | Retro | ResWx | Residential | HVAC | 0.026344 | 50.3788 | 0.00052292 | 185.4914 | >140 | Multifamily - Low Rise | ATTIC R19 - R30_Electric FAF | 0.0023287 | 0.0023234 | 0.0023181 | 0.0023128 | 0.0023076 | 0.0020721 | 0.0016539 | 0.0013201 | 0.0010537 | 0.00084106 | 0.00067132 | 0.00053583 | 0.00042769 | 0.00022433 | 0 | 0 | 0 | 0 | 0 | 0 | 0.020391 | 0.020391
Retro12Med | Retro | ResWx | Residential | HVAC | 0.03635 | 69.5141 | 0.00052292 | 152.1888 | >140 | Multifamily - Low Rise | ATTIC R19 - R38_Electric FAF | 0.000496 | 0.00049488 | 0.00049375 | 0.00049263 | 0.00049151 | 0.00044136 | 0.00035228 | 0.00028119 | 0.00022444 | 0.00017914 | 0.00014299 | 0.00011413 | 9.1098e-05 | 4.7782e-05 | 0 | 0 | 0 | 0 | 0 | 0 | 0.0043432 | 0.0043432
Retro12Med | Retro | ResWx | Residential | HVAC | 0.044779 | 85.6329 | 0.00052292 | 145.7269 | >140 | Multifamily - Low Rise | ATTIC R19 - R49_Electric FAF | 0.008975 | 0.0089546 | 0.0089343 | 0.008914 | 0.0088937 | 0.0079862 | 0.0063744 | 0.005088 | 0.0040611 | 0.0032415 | 0.0025873 | 0.0020652 | 0.0016484 | 0.00086459 | 0 | 0 | 0 | 0 | 0 | 0 | 0.078588 | 0.078588
Retro12Med | Retro | ResWx | Residential | HVAC | 2.2064 | 4219.4511 | 0.00052292 | 24.2296 | 20-30 | Multifamily - Low Rise | WINDOW CL22 Prime Window Replacement of Single Pane Base_Electric FAF | 0.092696 | 0.092485 | 0.092275 | 0.092066 | 0.091857 | 0.082483 | 0.065837 | 0.05255 | 0.041944 | 0.033479 | 0.026723 | 0.02133 | 0.017025 | 0.0089297 | 0 | 0 | 0 | 0 | 0 | 0 | 0.81168 | 0.81168
Retro12Med | Retro | ResWx | Residential | HVAC | 1.296 | 2478.3525 | 0.00052292 | 62.1089 | 60-70 | Multifamily - Low Rise | WINDOW CL22 Prime Window Replacement of Double Pane Base_Electric FAF | 0.29456 | 0.29389 | 0.29322 | 0.29256 | 0.29189 | 0.26211 | 0.20921 | 0.16699 | 0.13329 | 0.10639 | 0.084917 | 0.067779 | 0.0541 | 0.028376 | 0 | 0 | 0 | 0 | 0 | 0 | 2.5793 | 2.5793
Retro12Med | Retro | ResWx | Residential | HVAC | 2.0287 | 3879.6325 | 0.00052292 | 15.1941 | 10-20 | Multifamily - Low Rise | WINDOW CL30 Prime Window Replacement of Single Pane Base_Electric FAF | 0.34092 | 0.34015 | 0.33938 | 0.3386 | 0.33784 | 0.30336 | 0.24214 | 0.19327 | 0.15427 | 0.12313 | 0.098282 | 0.078447 | 0.062615 | 0.032842 | 0 | 0 | 0 | 0 | 0 | 0 | 2.9852 | 2.9852
Retro12Med | Retro | ResWx | Residential | HVAC | 1.1183 | 2138.5339 | 0.00052292 | 51.7363 | 50-60 | Multifamily - Low Rise | WINDOW CL30 Prime Window Replacement of Double Pane Base_Electric FAF | 1.0167 | 1.0144 | 1.0121 | 1.0098 | 1.0075 | 0.90468 | 0.7221 | 0.57637 | 0.46005 | 0.3672 | 0.29309 | 0.23394 | 0.18673 | 0.097941 | 0 | 0 | 0 | 0 | 0 | 0 | 8.9025 | 8.9025
Retro12Med | Retro | ResWx | Residential | HVAC | 0.15278 | 292.17 | 0.00052292 | 67.294 | 60-70 | Multifamily - Low Rise | WALL R0 - R11_Heat Pump | 0.82227 | 0.8204 | 0.81854 | 0.81668 | 0.81482 | 0.73168 | 0.58401 | 0.46615 | 0.37207 | 0.29698 | 0.23705 | 0.18921 | 0.15102 | 0.079212 | 0 | 0 | 0 | 0 | 0 | 0 | 7.2001 | 7.2001
Retro12Med | Retro | ResWx | Residential | HVAC | 0.032005 | 61.2039 | 0.00052292 | 299.0021 | >140 | Multifamily - Low Rise | FLOOR R0 - R19_Heat Pump | 0.046142 | 0.046037 | 0.045933 | 0.045828 | 0.045724 | 0.041058 | 0.032772 | 0.026158 | 0.020879 | 0.016665 | 0.013302 | 0.010617 | 0.0084746 | 0.004445 | 0 | 0 | 0 | 0 | 0 | 0 | 0.40404 | 0.40404
Retro12Med | Retro | ResWx | Residential | HVAC | 0.041368 | 79.1106 | 0.00052292 | 242.4555 | >140 | Multifamily - Low Rise | FLOOR R0 - R30_Heat Pump | 0.66034 | 0.65884 | 0.65734 | 0.65585 | 0.65436 | 0.58759 | 0.469 | 0.37435 | 0.2988 | 0.2385 | 0.19036 | 0.15195 | 0.12128 | 0.063613 | 0 | 0 | 0 | 0 | 0 | 0 | 5.7822 | 5.7822
Retro12Med | Retro | ResWx | Residential | HVAC | 0.049089 | 93.8741 | 0.00052292 | 104.0929 | 100-110 | Multifamily - Low Rise | ATTIC R0 - R19_Heat Pump | 0.18575 | 0.18532 | 0.1849 | 0.18448 | 0.18407 | 0.16528 | 0.13193 | 0.1053 | 0.084049 | 0.067087 | 0.053548 | 0.042741 | 0.034115 | 0.017894 | 0 | 0 | 0 | 0 | 0 | 0 | 1.6265 | 1.6265
Retro12Med | Retro | ResWx | Residential | HVAC | 0.067027 | 128.1786 | 0.00052292 | 100.9963 | 100-110 | Multifamily - Low Rise | ATTIC R0 - R38_Heat Pump | 0.048153 | 0.048044 | 0.047935 | 0.047826 | 0.047717 | 0.042848 | 0.0342 | 0.027298 | 0.021789 | 0.017392 | 0.013882 | 0.01108 | 0.008844 | 0.0046387 | 0 | 0 | 0 | 0 | 0 | 0 | 0.42165 | 0.42165
Retro12Med | Retro | ResWx | Residential | HVAC | 0.071188 | 136.1362 | 0.00052292 | 109.8893 | 100-110 | Multifamily - Low Rise | ATTIC R0 - R49_Heat Pump | 0.30506 | 0.30437 | 0.30368 | 0.30299 | 0.3023 | 0.27145 | 0.21667 | 0.17294 | 0.13804 | 0.11018 | 0.087944 | 0.070196 | 0.056029 | 0.029388 | 0 | 0 | 0 | 0 | 0 | 0 | 2.6712 | 2.6712
Retro12Med | Retro | ResWx | Residential | HVAC | 0.013016 | 24.8916 | 0.00052292 | 405.8201 | >140 | Multifamily - Low Rise | ATTIC R19 - R30_Heat Pump | 0.057228 | 0.057098 | 0.056968 | 0.056839 | 0.05671 | 0.050923 | 0.040646 | 0.032443 | 0.025895 | 0.020669 | 0.016498 | 0.013168 | 0.010511 | 0.005513 | 0 | 0 | 0 | 0 | 0 | 0 | 0.50111 | 0.50111
Retro12Med | Retro | ResWx | Residential | HVAC | 0.017938 | 34.3045 | 0.00052292 | 338.8653 | >140 | Multifamily - Low Rise | ATTIC R19 - R38_Heat Pump | 0.012175 | 0.012147 | 0.012119 | 0.012092 | 0.012064 | 0.010833 | 0.008647 | 0.0069019 | 0.005509 | 0.0043972 | 0.0035098 | 0.0028014 | 0.0022361 | 0.0011728 | 0 | 0 | 0 | 0 | 0 | 0 | 0.10661 | 0.10661
Retro12Med | Retro | ResWx | Residential | HVAC | 0.0221 | 42.2622 | 0.00052292 | 325.7446 | >140 | Multifamily - Low Rise | ATTIC R19 - R49_Heat Pump | 0.22031 | 0.21981 | 0.21931 | 0.21881 | 0.21832 | 0.19604 | 0.15648 | 0.1249 | 0.09969 | 0.079571 | 0.063512 | 0.050694 | 0.040463 | 0.021223 | 0 | 0 | 0 | 0 | 0 | 0 | 1.9291 | 1.9291
Retro12Med | Retro | ResWx | Residential | HVAC | 1.1986 | 2292.1741 | 0.00052292 | 69.5651 | 60-70 | Multifamily - Low Rise | WINDOW CL22 Prime Window Replacement of Single Pane Base_Heat Pump | 2.5046 | 2.499 | 2.4933 | 2.4876 | 2.482 | 2.2287 | 1.7789 | 1.4199 | 1.1333 | 0.90461 | 0.72205 | 0.57632 | 0.46001 | 0.24128 | 0 | 0 | 0 | 0 | 0 | 0 | 21.9316 | 21.9316
Retro12Med | Retro | ResWx | Residential | HVAC | 0.77019 | 1472.8615 | 0.00052292 | 124.7776 | 120-130 | Multifamily - Low Rise | WINDOW CL22 Prime Window Replacement of Double Pane Base_Heat Pump | 8.707 | 8.6872 | 8.6675 | 8.6478 | 8.6281 | 7.7477 | 6.1841 | 4.936 | 3.9399 | 3.1447 | 2.5101 | 2.0035 | 1.5992 | 0.83877 | 0 | 0 | 0 | 0 | 0 | 0 | 76.2414 | 76.2414
Retro12Med | Retro | ResWx | Residential | HVAC | 1.1115 | 2125.4981 | 0.00052292 | 52.2356 | 50-60 | Multifamily - Low Rise | WINDOW CL30 Prime Window Replacement of Single Pane Base_Heat Pump | 9.2901 | 9.269 | 9.2479 | 9.2269 | 9.206 | 8.2666 | 6.5982 | 5.2666 | 4.2037 | 3.3553 | 2.6782 | 2.1377 | 1.7063 | 0.89494 | 0 | 0 | 0 | 0 | 0 | 0 | 81.3473 | 81.3473
Retro12Med | Retro | ResWx | Residential | HVAC | 0.68303 | 1306.1855 | 0.00052292 | 103.6236 | 100-110 | Multifamily - Low Rise | WINDOW CL30 Prime Window Replacement of Double Pane Base_Heat Pump | 30.8866 | 30.8164 | 30.7464 | 30.6766 | 30.607 | 27.4837 | 21.937 | 17.5098 | 13.976 | 11.1554 | 8.9041 | 7.1071 | 5.6728 | 2.9754 | 0 | 0 | 0 | 0 | 0 | 0 | 270.4543 | 270.4543
LO5Med | New | ASHP | Residential | HVAC | 1.1109 | 3179.9665 | 0.00034935 | 93.4835 | 90-100 | Manufactured | HVAC Conversion - FAF w/CAC to ASHP 8.5 HSPF/14SEER + HZ23 | 0.00093189 | 0.0020897 | 0.0036242 | 0.0055154 | 0.0072902 | 0.0094111 | 0.011903 | 0.014498 | 0.016974 | 0.019045 | 0.020528 | 0.021593 | 0.022276 | 0.022634 | 0.022786 | 0.022825 | 0.022824 | 0.022829 | 0.022837 | 0.022839 | 0.31525 | 0.31525
LO5Med | New | ASHP | Residential | HVAC | 1.0575 | 2509.022 | 0.00042148 | 118.7817 | 110-120 | Manufactured | HVAC Conversion - FAF to ASHP 8.5 HSPF/14SEER + HZ23CZ23 | 0.0016555 | 0.0037124 | 0.0064385 | 0.0097983 | 0.012951 | 0.016719 | 0.021146 | 0.025757 | 0.030154 | 0.033834 | 0.036468 | 0.038362 | 0.039573 | 0.040211 | 0.04048 | 0.040549 | 0.040547 | 0.040557 | 0.04057 | 0.040575 | 0.56006 | 0.56006
LO5Med | New | ASHP | Residential | HVAC | 1.1515 | 3001.648 | 0.00038362 | 117.3345 | 110-120 | Manufactured | HVAC Conversion - FAF to ASHP 8.5 HSPF/14SEER + HZ23CZ1 | 0.00080357 | 0.0018019 | 0.0031252 | 0.004756 | 0.0062864 | 0.0081152 | 0.010264 | 0.012502 | 0.014636 | 0.016422 | 0.017701 | 0.01862 | 0.019208 | 0.019518 | 0.019648 | 0.019682 | 0.019681 | 0.019686 | 0.019692 | 0.019694 | 0.27184 | 0.27184
LO5Med | New | ASHP | Residential | HVAC | 1.0675 | 3055.7546 | 0.00034935 | 106.6446 | 100-110 | Manufactured | HVAC Conversion - FAF w/CAC to ASHP 8.5 HSPF/14SEER + HZ1 | 0.0023755 | 0.0053269 | 0.0092386 | 0.01406 | 0.018584 | 0.02399 | 0.030343 | 0.036959 | 0.043268 | 0.048548 | 0.052328 | 0.055045 | 0.056784 | 0.057698 | 0.058084 | 0.058184 | 0.05818 | 0.058195 | 0.058214 | 0.058221 | 0.80362 | 0.80362
LO5Med | New | ASHP | Residential | HVAC | 1.0675 | 2530.2967 | 0.00042189 | 126.2675 | 120-130 | Manufactured | HVAC Conversion - FAF to ASHP 8.5 HSPF/14SEER + HZ1CZ23 | 0.003076 | 0.0068975 | 0.011963 | 0.018205 | 0.024063 | 0.031064 | 0.03929 | 0.047856 | 0.056026 | 0.062862 | 0.067758 | 0.071275 | 0.073527 | 0.074711 | 0.075211 | 0.07534 | 0.075335 | 0.075354 | 0.075378 | 0.075387 | 1.0406 | 1.0406
LO5Med | New | ASHP | Residential | HVAC | 1.0675 | 2761.2969 | 0.0003866 | 139.109 | 130-140 | Manufactured | HVAC Conversion - FAF to ASHP 8.5 HSPF/14SEER + HZ1CZ1 | 0.0079956 | 0.017929 | 0.031096 | 0.047322 | 0.06255 | 0.080746 | 0.10213 | 0.1244 | 0.14563 | 0.1634 | 0.17613 | 0.18527 | 0.19112 | 0.1942 | 0.1955 | 0.19584 | 0.19582 | 0.19587 | 0.19594 | 0.19596 | 2.7049 | 2.7049
LO5Med | New | ASHP | Residential | HVAC | 0.0044457 | 12.9366 | 0.00034365 | 629.2558 | >140 | Manufactured | HVAC Upgrade - Heat Pump Upgrade to 9.0 HSPF/14 SEER + HZ23CZ1 | 3.9515e-06 | 8.8608e-06 | 1.5368e-05 | 2.3387e-05 | 3.0913e-05 | 3.9906e-05 | 5.0473e-05 | 6.1477e-05 | 7.1973e-05 | 8.0755e-05 | 8.7044e-05 | 9.1563e-05 | 9.4455e-05 | 9.5976e-05 | 9.6618e-05 | 9.6784e-05 | 9.6778e-05 | 9.6802e-05 | 9.6833e-05 | 9.6845e-05 | 0.0013368 | 0.0013368
LO5Med | New | ASHP | Residential | HVAC | 0.0056513 | 17.1295 | 0.00032992 | 468.2561 | >140 | Manufactured | HVAC Upgrade - Heat Pump Upgrade to 9.0 HSPF/14 SEER + HZ23CZ23 | 1.1268e-05 | 2.5268e-05 | 4.3823e-05 | 6.6691e-05 | 8.8151e-05 | 0.0001138 | 0.00014393 | 0.00017531 | 0.00020524 | 0.00023028 | 0.00024822 | 0.0002611 | 0.00026935 | 0.00027369 | 0.00027552 | 0.00027599 | 0.00027598 | 0.00027604 | 0.00027613 | 0.00027617 | 0.003812 | 0.003812
LO5Med | New | ASHP | Residential | HVAC | 0.024528 | 71.1911 | 0.00034453 | 94.5475 | 90-100 | Manufactured | HVAC Upgrade - Heat Pump Upgrade to 9.0 HSPF/14 SEER + HZ1CZ23 | 9.0014e-05 | 0.00020185 | 0.00035007 | 0.00053275 | 0.00070419 | 0.00090904 | 0.0011498 | 0.0014004 | 0.0016395 | 0.0018396 | 0.0019829 | 0.0020858 | 0.0021517 | 0.0021863 | 0.002201 | 0.0022047 | 0.0022046 | 0.0022051 | 0.0022059 | 0.0022061 | 0.030451 | 0.030451
LO5Med | New | ASHP | Residential | HVAC | 0.024528 | 70.4209 | 0.0003483 | 95.5816 | 90-100 | Manufactured | HVAC Upgrade - Heat Pump Upgrade to 9.0 HSPF/14 SEER + HZ1CZ1 | 0.00023398 | 0.00052468 | 0.00090998 | 0.0013848 | 0.0018304 | 0.0023629 | 0.0029887 | 0.0036403 | 0.0042618 | 0.0047818 | 0.0051542 | 0.0054217 | 0.005593 | 0.0056831 | 0.0057211 | 0.0057309 | 0.0057306 | 0.005732 | 0.0057338 | 0.0057345 | 0.079154 | 0.079154
LO5Med | NR | ASHP | Residential | HVAC | 1.1109 | 3179.9665 | 0.00034935 | 93.4835 | 90-100 | Manufactured | HVAC Conversion - FAF w/CAC to ASHP 8.5 HSPF/14SEER + HZ23 | 0.0097682 | 0.021529 | 0.035664 | 0.05178 | 0.069843 | 0.090628 | 0.11303 | 0.13544 | 0.15601 | 0.17306 | 0.18555 | 0.1933 | 0.197 | 0.19781 | 0.19693 | 0.20614 | 0.20379 | 0.20155 | 0.19919 | 0.19031 | 2.8283 | 2.8283
LO5Med | NR | ASHP | Residential | HVAC | 1.0575 | 2509.022 | 0.00042148 | 118.7817 | 110-120 | Manufactured | HVAC Conversion - FAF to ASHP 8.5 HSPF/14SEER + HZ23CZ23 | 0.017353 | 0.038248 | 0.063358 | 0.091989 | 0.12408 | 0.161 | 0.2008 | 0.24061 | 0.27715 | 0.30745 | 0.32964 | 0.3434 | 0.34997 | 0.35141 | 0.34986 | 0.36621 | 0.36204 | 0.35805 | 0.35387 | 0.33809 | 5.0246 | 5.0246
LO5Med | NR | ASHP | Residential | HVAC | 1.1515 | 3001.648 | 0.00038362 | 117.3345 | 110-120 | Manufactured | HVAC Conversion - FAF to ASHP 8.5 HSPF/14SEER + HZ23CZ1 | 0.0084231 | 0.018565 | 0.030753 | 0.04465 | 0.060226 | 0.078149 | 0.097464 | 0.11679 | 0.13453 | 0.14923 | 0.16 | 0.16668 | 0.16987 | 0.17057 | 0.16982 | 0.17775 | 0.17573 | 0.1738 | 0.17176 | 0.1641 | 2.4389 | 2.4389
LO5Med | NR | ASHP | Residential | HVAC | 1.0675 | 3055.7546 | 0.00034935 | 106.6446 | 100-110 | Manufactured | HVAC Conversion - FAF w/CAC to ASHP 8.5 HSPF/14SEER + HZ1 | 0.0249 | 0.054881 | 0.090913 | 0.13199 | 0.17804 | 0.23102 | 0.28812 | 0.34525 | 0.39769 | 0.44117 | 0.47299 | 0.49275 | 0.50217 | 0.50424 | 0.50201 | 0.52547 | 0.51949 | 0.51377 | 0.50776 | 0.48512 | 7.2098 | 7.2098
LO5Med | NR | ASHP | Residential | HVAC | 1.0675 | 2530.2967 | 0.00042189 | 126.2675 | 120-130 | Manufactured | HVAC Conversion - FAF to ASHP 8.5 HSPF/14SEER + HZ1CZ23 | 0.032242 | 0.071063 | 0.11772 | 0.17091 | 0.23053 | 0.29914 | 0.37308 | 0.44704 | 0.51494 | 0.57125 | 0.61246 | 0.63804 | 0.65024 | 0.65292 | 0.65003 | 0.68041 | 0.67266 | 0.66526 | 0.65748 | 0.62816 | 9.3356 | 9.3356
LO5Med | NR | ASHP | Residential | HVAC | 1.0675 | 2761.2969 | 0.0003866 | 139.109 | 130-140 | Manufactured | HVAC Conversion - FAF to ASHP 8.5 HSPF/14SEER + HZ1CZ1 | 0.08381 | 0.18472 | 0.306 | 0.44427 | 0.59924 | 0.77758 | 0.96977 | 1.162 | 1.3385 | 1.4849 | 1.592 | 1.6585 | 1.6902 | 1.6972 | 1.6897 | 1.7686 | 1.7485 | 1.7293 | 1.709 | 1.6328 | 24.2667 | 24.2667
LO5Med | NR | ASHP | Residential | HVAC | 0.0044457 | 12.9366 | 0.00034365 | 629.2558 | >140 | Manufactured | HVAC Upgrade - Heat Pump Upgrade to 9.0 HSPF/14 SEER + HZ23CZ1 | 3.5971e-05 | 7.9282e-05 | 0.00013133 | 0.00019068 | 0.0002572 | 0.00033374 | 0.00041622 | 0.00049875 | 0.0005745 | 0.00063731 | 0.00068329 | 0.00071183 | 0.00072544 | 0.00072843 | 0.00072521 | 0.0007591 | 0.00075046 | 0.0007422 | 0.00073352 | 0.00070081 | 0.010415 | 0.010415
LO5Med | NR | ASHP | Residential | HVAC | 0.0056513 | 17.1295 | 0.00032992 | 468.2561 | >140 | Manufactured | HVAC Upgrade - Heat Pump Upgrade to 9.0 HSPF/14 SEER + HZ23CZ23 | 0.00010816 | 0.00023838 | 0.00039489 | 0.00057333 | 0.00077332 | 0.0010035 | 0.0012515 | 0.0014996 | 0.0017274 | 0.0019162 | 0.0020545 | 0.0021403 | 0.0021812 | 0.0021902 | 0.0021805 | 0.0022824 | 0.0022564 | 0.0022316 | 0.0022055 | 0.0021072 | 0.031316 | 0.031316
LO5Med | NR | ASHP | Residential | HVAC | 0.024528 | 71.1911 | 0.00034453 | 94.5475 | 90-100 | Manufactured | HVAC Upgrade - Heat Pump Upgrade to 9.0 HSPF/14 SEER + HZ1CZ23 | 0.001242 | 0.0027373 | 0.0045345 | 0.0065836 | 0.0088801 | 0.011523 | 0.014371 | 0.01722 | 0.019836 | 0.022004 | 0.023592 | 0.024577 | 0.025047 | 0.02515 | 0.025039 | 0.026209 | 0.025911 | 0.025626 | 0.025326 | 0.024197 | 0.3596 | 0.3596
LO5Med | NR | ASHP | Residential | HVAC | 0.024528 | 70.4209 | 0.0003483 | 95.5816 | 90-100 | Manufactured | HVAC Upgrade - Heat Pump Upgrade to 9.0 HSPF/14 SEER + HZ1CZ1 | 0.0022369 | 0.0049303 | 0.0081671 | 0.011858 | 0.015994 | 0.020754 | 0.025883 | 0.031015 | 0.035726 | 0.039632 | 0.042491 | 0.044266 | 0.045112 | 0.045299 | 0.045098 | 0.047206 | 0.046668 | 0.046155 | 0.045615 | 0.043581 | 0.64769 | 0.64769
Retro12Med | Retro | ResWx | Residential | HVAC | 0.52176 | 997.7842 | 0.00052292 | 175.1439 | >140 | Manufactured | Attic R0 - R22_Electric FAF | 0.37073 | 0.36677 | 0.36285 | 0.35897 | 0.35514 | 0.31621 | 0.25026 | 0.19807 | 0.15676 | 0.027896 | 0 | 0 | 0 | 0 | 0 | 0 | 0 | 0 | 0 | 0 | 2.7637 | 2.7637
Retro12Med | Retro | ResWx | Residential | HVAC | 0.34433 | 658.468 | 0.00052292 | 284.835 | >140 | Manufactured | Attic R0 - R30_Electric FAF | 0.74432 | 0.73636 | 0.72849 | 0.72071 | 0.713 | 0.63485 | 0.50245 | 0.39766 | 0.31473 | 0.056006 | 0 | 0 | 0 | 0 | 0 | 0 | 0 | 0 | 0 | 0 | 5.5486 | 5.5486
Retro12Med | Retro | ResWx | Residential | HVAC | 0.1284 | 367.5474 | 0.00034935 | 555.4483 | >140 | Manufactured | Attic R0 - R22_Heat Pump | 0.025898 | 0.025621 | 0.025347 | 0.025076 | 0.024808 | 0.022089 | 0.017482 | 0.013836 | 0.010951 | 0.0019487 | 0 | 0 | 0 | 0 | 0 | 0 | 0 | 0 | 0 | 0 | 0.19306 | 0.19306
Retro12Med | Retro | ResWx | Residential | HVAC | 0.13126 | 375.7243 | 0.00034935 | 542.6547 | >140 | Manufactured | Attic R0 - R30_Heat Pump | 0.080541 | 0.07968 | 0.078829 | 0.077986 | 0.077153 | 0.068696 | 0.054369 | 0.043031 | 0.034057 | 0.0060603 | 0 | 0 | 0 | 0 | 0 | 0 | 0 | 0 | 0 | 0 | 0.6004 | 0.6004
Retro12Med | Retro | ResWx | Residential | HVAC | 0.19113 | 365.5086 | 0.00052292 | 881.7384 | >140 | Manufactured | Floor R11 - R22_Electric FAF | 0.12488 | 0.12355 | 0.12223 | 0.12092 | 0.11963 | 0.10652 | 0.084302 | 0.066721 | 0.052806 | 0.0093969 | 0 | 0 | 0 | 0 | 0 | 0 | 0 | 0 | 0 | 0 | 0.93095 | 0.93095
Retro12Med | Retro | ResWx | Residential | HVAC | 0.45062 | 861.7398 | 0.00052292 | 350.9052 | >140 | Manufactured | Floor R0 - R22_Electric FAF | 0.19343 | 0.19136 | 0.18932 | 0.18729 | 0.18529 | 0.16498 | 0.13057 | 0.10334 | 0.081791 | 0.014555 | 0 | 0 | 0 | 0 | 0 | 0 | 0 | 0 | 0 | 0 | 1.4419 | 1.4419
Retro12Med | Retro | ResWx | Residential | HVAC | 0.23017 | 440.1622 | 0.00052292 | 678.941 | >140 | Manufactured | CFM50 Infiltration Reduction_Electric FAF | 0.77507 | 0.76678 | 0.75859 | 0.75048 | 0.74246 | 0.66107 | 0.52321 | 0.41409 | 0.32773 | 0.05832 | 0 | 0 | 0 | 0 | 0 | 0 | 0 | 0 | 0 | 0 | 5.7778 | 5.7778
Retro12Med | Retro | ResWx | Residential | HVAC | 0.13845 | 264.7607 | 0.00052292 | 768.9217 | >140 | Manufactured | Attic R11 - R30_Electric FAF | 0.0058694 | 0.0058067 | 0.0057446 | 0.0056832 | 0.0056225 | 0.0050061 | 0.0039621 | 0.0031358 | 0.0024818 | 0.00044164 | 0 | 0 | 0 | 0 | 0 | 0 | 0 | 0 | 0 | 0 | 0.043754 | 0.043754
Retro12Med | Retro | ResWx | Residential | HVAC | 0.93643 | 1790.7789 | 0.00052292 | 106.9955 | 100-110 | Manufactured | WINDOW CL30 Prime Window Replacement of Single Pane Base_Electric FAF | 0.51549 | 0.50998 | 0.50453 | 0.49914 | 0.4938 | 0.43967 | 0.34798 | 0.27541 | 0.21797 | 0.038788 | 0 | 0 | 0 | 0 | 0 | 0 | 0 | 0 | 0 | 0 | 3.8428 | 3.8428
Retro12Med | Retro | ResWx | Residential | HVAC | 0.9703 | 1855.5408 | 0.00052292 | 111.1881 | 110-120 | Manufactured | WINDOW CL22 Prime Window Replacement of Single Pane Base_Electric FAF | 0.13353 | 0.13211 | 0.13069 | 0.1293 | 0.12792 | 0.11389 | 0.090141 | 0.071342 | 0.056464 | 0.010048 | 0 | 0 | 0 | 0 | 0 | 0 | 0 | 0 | 0 | 0 | 0.99543 | 0.99543
Retro12Med | Retro | ResWx | Residential | HVAC | 0.49503 | 946.6629 | 0.00052292 | 255.1526 | >140 | Manufactured | WINDOW CL22 Prime Window Replacement of Double Pane Base_Electric FAF | 0.0034651 | 0.0034281 | 0.0033915 | 0.0033552 | 0.0033194 | 0.0029555 | 0.0023391 | 0.0018513 | 0.0014652 | 0.00026073 | 0 | 0 | 0 | 0 | 0 | 0 | 0 | 0 | 0 | 0 | 0.025831 | 0.025831
Retro12Med | Retro | ResWx | Residential | HVAC | 0.465 | 889.2306 | 0.00052292 | 254.6128 | >140 | Manufactured | WINDOW CL30 Prime Window Replacement of Double Pane Base_Electric FAF | 0.01302 | 0.01288 | 0.012743 | 0.012607 | 0.012472 | 0.011105 | 0.0087889 | 0.006956 | 0.0055053 | 0.00097967 | 0 | 0 | 0 | 0 | 0 | 0 | 0 | 0 | 0 | 0 | 0.097056 | 0.097056
Retro12Med | Retro | ResWx | Residential | HVAC | 0.061723 | 176.6828 | 0.00034935 | 1763.672 | >140 | Manufactured | CFM50 Infiltration Reduction_Heat Pump | 0.058999 | 0.058369 | 0.057745 | 0.057128 | 0.056517 | 0.050322 | 0.039827 | 0.031521 | 0.024948 | 0.0044394 | 0 | 0 | 0 | 0 | 0 | 0 | 0 | 0 | 0 | 0 | 0.43982 | 0.43982
Retro12Med | Retro | ResWx | Residential | HVAC | 0.2427 | 694.7209 | 0.00034935 | 375.6482 | >140 | Manufactured | WINDOW CL22 Prime Window Replacement of Single Pane Base_Heat Pump | 0.009481 | 0.0093797 | 0.0092794 | 0.0091803 | 0.0090822 | 0.0080866 | 0.0064001 | 0.0050654 | 0.004009 | 0.0007134 | 0 | 0 | 0 | 0 | 0 | 0 | 0 | 0 | 0 | 0 | 0.070677 | 0.070677
Retro12Med | Retro | ResWx | Residential | HVAC | 0.22232 | 636.3769 | 0.00034935 | 385.36 | >140 | Manufactured | WINDOW CL30 Prime Window Replacement of Single Pane Base_Heat Pump | 0.034739 | 0.034368 | 0.034001 | 0.033637 | 0.033278 | 0.02963 | 0.023451 | 0.01856 | 0.014689 | 0.002614 | 0 | 0 | 0 | 0 | 0 | 0 | 0 | 0 | 0 | 0 | 0.25897 | 0.25897
Retro12Med | Retro | ResWx | Residential | HVAC | 0.090291 | 258.4584 | 0.00034935 | 1277.4212 | >140 | Manufactured | Floor R0 - R22_Heat Pump | 0.011002 | 0.010884 | 0.010768 | 0.010653 | 0.010539 | 0.0093837 | 0.0074267 | 0.0058779 | 0.0046521 | 0.00082783 | 0 | 0 | 0 | 0 | 0 | 0 | 0 | 0 | 0 | 0 | 0.082014 | 0.082014
Retro12Med | Retro | ResWx | Residential | HVAC | 0.56725 | 1623.7408 | 0.00034935 | 151.2143 | >140 | Manufactured | WINDOW CL22 Prime Window Replacement of Double Pane Base_Heat Pump | 0.0011271 | 0.0011151 | 0.0011031 | 0.0010914 | 0.0010797 | 0.00096134 | 0.00076085 | 0.00060218 | 0.00047659 | 8.481e-05 | 0 | 0 | 0 | 0 | 0 | 0 | 0 | 0 | 0 | 0 | 0.0084022 | 0.0084022
Retro12Med | Retro | ResWx | Residential | HVAC | 0.091362 | 261.5249 | 0.00034935 | 976.9251 | >140 | Manufactured | WINDOW CL30 Prime Window Replacement of Double Pane Base_Heat Pump | 0.00072614 | 0.00071838 | 0.00071071 | 0.00070311 | 0.0006956 | 0.00061935 | 0.00049018 | 0.00038796 | 0.00030705 | 5.4639e-05 | 0 | 0 | 0 | 0 | 0 | 0 | 0 | 0 | 0 | 0 | 0.0054131 | 0.0054131
Retro12Med | Retro | ResWx | Residential | HVAC | 0.047594 | 136.2385 | 0.00034935 | 2446.9852 | >140 | Manufactured | Floor R11 - R22_Heat Pump | 0.0088274 | 0.008733 | 0.0086397 | 0.0085474 | 0.008456 | 0.0075291 | 0.0059589 | 0.0047162 | 0.0037326 | 0.00066422 | 0 | 0 | 0 | 0 | 0 | 0 | 0 | 0 | 0 | 0 | 0.065805 | 0.065805
Retro12Med | Retro | ResWx | Residential | HVAC | 0.04309 | 123.3448 | 0.00034935 | 1711.9156 | >140 | Manufactured | Attic R11 - R30_Heat Pump | 0.00051854 | 0.000513 | 0.00050752 | 0.0005021 | 0.00049673 | 0.00044228 | 0.00035004 | 0.00027704 | 0.00021926 | 3.9018e-05 | 0 | 0 | 0 | 0 | 0 | 0 | 0 | 0 | 0 | 0 | 0.0038655 | 0.0038655
LO12Med | New | Microwave | Residential | Food Preparation | 0.0052941 | 9.156 | 0.00057821 | 31.9278 | 30-40 | Single Family | Microwave Top Tier | 0.029787 | 0.056986 | 0.08102 | 0.10451 | 0.12791 | 0.14423 | 0.15732 | 0.17019 | 0.17922 | 0.19405 | 0.20258 | 0.20565 | 0.20462 | 0.20837 | 0.21341 | 0.21503 | 0.20997 | 0.20961 | 0.21219 | 0.21363 | 3.3403 | 3.3403
LO12Med | New | Microwave | Residential | Food Preparation | 0.0052941 | 9.156 | 0.00057821 | 31.9278 | 30-40 | Multifamily - Low Rise | Microwave Top Tier | 0.011062 | 0.021875 | 0.032519 | 0.04198 | 0.049766 | 0.05678 | 0.06313 | 0.069899 | 0.076184 | 0.083246 | 0.086666 | 0.089147 | 0.09126 | 0.091825 | 0.091844 | 0.091033 | 0.090365 | 0.089222 | 0.088354 | 0.08802 | 1.4042 | 1.4042
LO12Med | New | Microwave | Residential | Food Preparation | 0.0052941 | 9.156 | 0.00057821 | 31.9278 | 30-40 | Multifamily - High Rise | Microwave Top Tier | 0.0024834 | 0.0049799 | 0.0075145 | 0.0094769 | 0.011017 | 0.012758 | 0.014226 | 0.015948 | 0.017259 | 0.018857 | 0.019396 | 0.019912 | 0.020208 | 0.020493 | 0.020595 | 0.020399 | 0.020273 | 0.019807 | 0.019923 | 0.019832 | 0.31536 | 0.31536
LO12Med | New | Microwave | Residential | Food Preparation | 0.0052941 | 9.156 | 0.00057821 | 31.9278 | 30-40 | Manufactured | Microwave Top Tier | 0.00088839 | 0.0017884 | 0.0027786 | 0.0038418 | 0.0046843 | 0.0054561 | 0.0061422 | 0.0067142 | 0.0071833 | 0.0076464 | 0.0078846 | 0.0080996 | 0.00829 | 0.0084425 | 0.0085504 | 0.0086477 | 0.0087272 | 0.0087284 | 0.0088159 | 0.0088169 | 0.13213 | 0.13213
LO12Med | NR | Microwave | Residential | Food Preparation | 0.0052941 | 9.156 | 0.00057821 | 31.9278 | 30-40 | Single Family | Microwave Top Tier | 0.22194 | 0.44287 | 0.6628 | 0.88172 | 1.1064 | 1.3064 | 1.4625 | 1.5861 | 1.6839 | 2.0089 | 2.0456 | 2.0664 | 2.0798 | 2.0628 | 0 | 0 | 0 | 0 | 0 | 0 | 19.6182 | 19.6182
LO12Med | NR | Microwave | Residential | Food Preparation | 0.0052941 | 9.156 | 0.00057821 | 31.9278 | 30-40 | Multifamily - Low Rise | Microwave Top Tier | 0.048904 | 0.097586 | 0.14605 | 0.19429 | 0.2438 | 0.28786 | 0.32226 | 0.3495 | 0.37104 | 0.47615 | 0.48295 | 0.48602 | 0.48468 | 0.47987 | 0.087781 | 0 | 0 | 0 | 0 | 0 | 4.5587 | 4.5587
LO12Med | NR | Microwave | Residential | Food Preparation | 0.0052941 | 9.156 | 0.00057821 | 31.9278 | 30-40 | Multifamily - High Rise | Microwave Top Tier | 0.01115 | 0.022249 | 0.033298 | 0.044297 | 0.055586 | 0.065632 | 0.073474 | 0.079686 | 0.084596 | 0.10827 | 0.11008 | 0.11102 | 0.11037 | 0.1091 | 0.019596 | 0 | 0 | 0 | 0 | 0 | 1.0384 | 1.0384
LO12Med | NR | Microwave | Residential | Food Preparation | 0.0052941 | 9.156 | 0.00057821 | 31.9278 | 30-40 | Manufactured | Microwave Top Tier | 0.030201 | 0.059757 | 0.088677 | 0.11697 | 0.14554 | 0.1704 | 0.18915 | 0.20341 | 0.21412 | 0.23196 | 0.23731 | 0.24096 | 0.23462 | 0 | 0 | 0 | 0 | 0 | 0 | 0 | 2.1631 | 2.1631
LO20Fast | New | Electric Oven | Residential | Food Preparation | 0.031863 | 55.1054 | 0.00057821 | 436.9901 | >140 | Single Family | Self-Cleaning Oven | 0.13216 | 0.21503 | 0.26195 | 0.29724 | 0.3266 | 0.34198 | 0.3581 | 0.37807 | 0.39228 | 0.41471 | 0.43059 | 0.43505 | 0.43109 | 0.43744 | 0.44719 | 0.44889 | 0.43676 | 0.43812 | 0.44088 | 0.44517 | 7.5093 | 7.5093
LO20Fast | New | Electric Oven | Residential | Food Preparation | 0.031863 | 55.1054 | 0.00057821 | 436.9901 | >140 | Multifamily - Low Rise | Self-Cleaning Oven | 0.054555 | 0.091746 | 0.11686 | 0.13271 | 0.14124 | 0.14964 | 0.15972 | 0.17259 | 0.18534 | 0.19775 | 0.20475 | 0.20962 | 0.21371 | 0.21427 | 0.21391 | 0.21123 | 0.20893 | 0.20728 | 0.20405 | 0.20387 | 3.4938 | 3.4938
LO20Fast | New | Electric Oven | Residential | Food Preparation | 0.031863 | 55.1054 | 0.00057821 | 436.9901 | >140 | Multifamily - High Rise | Self-Cleaning Oven | 0.012247 | 0.020886 | 0.027005 | 0.029958 | 0.031267 | 0.033623 | 0.035993 | 0.039377 | 0.041989 | 0.044795 | 0.045823 | 0.046821 | 0.047323 | 0.047819 | 0.047967 | 0.047332 | 0.046872 | 0.046015 | 0.046011 | 0.045935 | 0.78506 | 0.78506
LO20Fast | New | Electric Oven | Residential | Food Preparation | 0.031863 | 55.1054 | 0.00057821 | 436.9901 | >140 | Manufactured | Self-Cleaning Oven | 0.0040789 | 0.0069832 | 0.0092964 | 0.011307 | 0.012377 | 0.013387 | 0.014467 | 0.015434 | 0.01627 | 0.01691 | 0.017342 | 0.017731 | 0.018073 | 0.018341 | 0.01854 | 0.018681 | 0.018785 | 0.018878 | 0.018955 | 0.019012 | 0.30485 | 0.30485
LO20Fast | New | Electric Oven | Residential | Food Preparation | 0.039559 | 68.4169 | 0.00057821 | 369.1084 | >140 | Single Family | Non self-cleaning oven | 0.20055 | 0.3263 | 0.3975 | 0.45105 | 0.49561 | 0.51895 | 0.54341 | 0.57371 | 0.59527 | 0.6293 | 0.65341 | 0.66017 | 0.65417 | 0.6638 | 0.6786 | 0.68118 | 0.66276 | 0.66483 | 0.66902 | 0.67552 | 11.3951 | 11.3951
LO20Fast | New | Electric Oven | Residential | Food Preparation | 0.039559 | 68.4169 | 0.00057821 | 369.1084 | >140 | Multifamily - Low Rise | Non self-cleaning oven | 0.082786 | 0.13922 | 0.17734 | 0.20138 | 0.21432 | 0.22708 | 0.24237 | 0.2619 | 0.28125 | 0.30008 | 0.3107 | 0.31809 | 0.32429 | 0.32515 | 0.3246 | 0.32054 | 0.31704 | 0.31454 | 0.30964 | 0.30937 | 5.3017 | 5.3017
LO20Fast | New | Electric Oven | Residential | Food Preparation | 0.039559 | 68.4169 | 0.00057821 | 369.1084 | >140 | Multifamily - High Rise | Non self-cleaning oven | 0.018585 | 0.031694 | 0.040979 | 0.04546 | 0.047446 | 0.051022 | 0.054618 | 0.059753 | 0.063717 | 0.067975 | 0.069535 | 0.07105 | 0.071811 | 0.072564 | 0.072788 | 0.071825 | 0.071127 | 0.069826 | 0.06982 | 0.069704 | 1.1913 | 1.1913
LO20Fast | New | Electric Oven | Residential | Food Preparation | 0.039559 | 68.4169 | 0.00057821 | 369.1084 | >140 | Manufactured | Non self-cleaning oven | 0.0061895 | 0.010597 | 0.014107 | 0.017157 | 0.018781 | 0.020314 | 0.021954 | 0.023421 | 0.024689 | 0.025661 | 0.026316 | 0.026906 | 0.027426 | 0.027832 | 0.028134 | 0.028348 | 0.028506 | 0.028647 | 0.028764 | 0.028851 | 0.4626 | 0.4626
LO20Fast | NR | Electric Oven | Residential | Food Preparation | 0.031863 | 55.1054 | 0.00057821 | 436.9901 | >140 | Single Family | Self-Cleaning Oven | 0.44312 | 0.752 | 0.96432 | 1.1284 | 1.2713 | 1.3939 | 1.498 | 1.5856 | 1.6585 | 1.7188 | 1.7682 | 1.8057 | 1.8338 | 1.8546 | 1.8699 | 1.8807 | 1.8882 | 1.893 | 1.8958 | 1.897 | 38.3713 | 31.001
LO20Fast | NR | Electric Oven | Residential | Food Preparation | 0.031863 | 55.1054 | 0.00057821 | 436.9901 | >140 | Multifamily - Low Rise | Self-Cleaning Oven | 0.10853 | 0.18418 | 0.23618 | 0.27638 | 0.31136 | 0.34139 | 0.3669 | 0.38834 | 0.4062 | 0.42097 | 0.43308 | 0.44225 | 0.44913 | 0.45424 | 0.45797 | 0.46063 | 0.46246 | 0.46364 | 0.46432 | 0.46462 | 9.3979 | 7.5927
LO20Fast | NR | Electric Oven | Residential | Food Preparation | 0.031863 | 55.1054 | 0.00057821 | 436.9901 | >140 | Multifamily - High Rise | Self-Cleaning Oven | 0.024744 | 0.041992 | 0.053849 | 0.063013 | 0.070989 | 0.077837 | 0.083651 | 0.088539 | 0.092613 | 0.09598 | 0.09874 | 0.10083 | 0.1024 | 0.10356 | 0.10441 | 0.10502 | 0.10544 | 0.10571 | 0.10586 | 0.10593 | 2.1427 | 1.7311
LO20Fast | NR | Electric Oven | Residential | Food Preparation | 0.031863 | 55.1054 | 0.00057821 | 436.9901 | >140 | Manufactured | Self-Cleaning Oven | 0.062397 | 0.105 | 0.13351 | 0.15491 | 0.17305 | 0.18814 | 0.20049 | 0.21042 | 0.21824 | 0.22427 | 0.22877 | 0.23164 | 0.23326 | 0.23393 | 0.23386 | 0.23323 | 0.23218 | 0.23081 | 0.2292 | 0.22742 | 4.6 | 3.9847
LO20Fast | NR | Electric Oven | Residential | Food Preparation | 0.039559 | 68.4169 | 0.00057821 | 369.1084 | >140 | Single Family | Non self-cleaning oven | 0.67242 | 1.1411 | 1.4633 | 1.7124 | 1.9291 | 2.1152 | 2.2732 | 2.406 | 2.5168 | 2.6082 | 2.6833 | 2.7401 | 2.7827 | 2.8143 | 2.8375 | 2.8539 | 2.8653 | 2.8726 | 2.8768 | 2.8787 | 58.2272 | 47.043
LO20Fast | NR | Electric Oven | Residential | Food Preparation | 0.039559 | 68.4169 | 0.00057821 | 369.1084 | >140 | Multifamily - Low Rise | Non self-cleaning oven | 0.16469 | 0.27949 | 0.3584 | 0.4194 | 0.47248 | 0.51805 | 0.55675 | 0.58929 | 0.6164 | 0.63881 | 0.65718 | 0.67109 | 0.68154 | 0.68929 | 0.69495 | 0.69899 | 0.70176 | 0.70356 | 0.70459 | 0.70504 | 14.261 | 11.5217
LO20Fast | NR | Electric Oven | Residential | Food Preparation | 0.039559 | 68.4169 | 0.00057821 | 369.1084 | >140 | Multifamily - High Rise | Non self-cleaning oven | 0.037548 | 0.063722 | 0.081714 | 0.095621 | 0.10772 | 0.11811 | 0.12694 | 0.13436 | 0.14054 | 0.14565 | 0.14984 | 0.15301 | 0.15539 | 0.15716 | 0.15845 | 0.15937 | 0.16 | 0.16041 | 0.16065 | 0.16075 | 3.2515 | 2.6269
LO20Fast | NR | Electric Oven | Residential | Food Preparation | 0.039559 | 68.4169 | 0.00057821 | 369.1084 | >140 | Manufactured | Non self-cleaning oven | 0.094686 | 0.15933 | 0.2026 | 0.23508 | 0.2626 | 0.2855 | 0.30424 | 0.3193 | 0.33117 | 0.34032 | 0.34715 | 0.35151 | 0.35397 | 0.35498 | 0.35487 | 0.35392 | 0.35233 | 0.35025 | 0.34781 | 0.3451 | 6.9803 | 6.0467
LO3Slow | New | Advanced Power Strips | Residential | Electronics | 0.006734 | 42.9101 | 0.00015693 | -8.91 | <0 | Single Family | Occupancy sensing advanced power strip | 0.00063487 | 0.0015469 | 0.0032267 | 0.0060666 | 0.010305 | 0.015625 | 0.022279 | 0.030283 | 0.038473 | 0.047642 | 0.055763 | 0.061573 | 0.064964 | 0.068716 | 0.072021 | 0.073042 | 0.071159 | 0.071035 | 0.070851 | 0.071642 | 0.85685 | 0.85685
LO3Slow | New | Advanced Power Strips | Residential | Electronics | 0.006734 | 42.9101 | 0.00015693 | -8.91 | <0 | Multifamily - Low Rise | Occupancy sensing advanced power strip | 7.9852e-05 | 0.0002011 | 0.00043863 | 0.00082527 | 0.0013578 | 0.0020832 | 0.0030277 | 0.0042122 | 0.0055386 | 0.0069221 | 0.0080795 | 0.0090398 | 0.0098127 | 0.010256 | 0.010497 | 0.010473 | 0.010372 | 0.01024 | 0.0099916 | 0.0099971 | 0.12345 | 0.12345
LO3Slow | New | Advanced Power Strips | Residential | Electronics | 0.006734 | 42.9101 | 0.00015693 | -8.91 | <0 | Multifamily - High Rise | Occupancy sensing advanced power strip | 1.7926e-05 | 4.5781e-05 | 0.00010136 | 0.00018631 | 0.00030059 | 0.00046808 | 0.0006823 | 0.00096102 | 0.0012548 | 0.001568 | 0.0018082 | 0.0020192 | 0.0021729 | 0.0022888 | 0.0023539 | 0.0023467 | 0.0023269 | 0.0022733 | 0.002253 | 0.0022525 | 0.027681 | 0.027681
LO3Slow | New | Advanced Power Strips | Residential | Electronics | 0.006734 | 42.9101 | 0.00015693 | -8.91 | <0 | Manufactured | Occupancy sensing advanced power strip | 1.02e-05 | 2.6151e-05 | 5.9613e-05 | 0.00012013 | 0.00020329 | 0.0003184 | 0.00046856 | 0.00064357 | 0.00083067 | 0.0010113 | 0.0011692 | 0.0013064 | 0.0014179 | 0.0014999 | 0.0015544 | 0.0015824 | 0.0015933 | 0.0015934 | 0.0015858 | 0.0015928 | 0.018587 | 0.018587
LO3Slow | New | Advanced Power Strips | Residential | Electronics | 0.057649 | 268.6655 | 0.00021458 | 46.6589 | 40-50 | Single Family | Infrared sensing advanced power strip | 0.019847 | 0.051941 | 0.11436 | 0.22417 | 0.4424 | 0.68003 | 0.98294 | 1.3548 | 1.7453 | 2.1913 | 2.6002 | 2.9108 | 3.1133 | 3.3383 | 3.5472 | 3.6499 | 3.6082 | 3.6551 | 3.7 | 3.7495 | 41.6796 | 41.6796
LO3Slow | New | Advanced Power Strips | Residential | Electronics | 0.057649 | 268.6655 | 0.00021458 | 46.6589 | 40-50 | Multifamily - Low Rise | Infrared sensing advanced power strip | 0.0031505 | 0.008522 | 0.019619 | 0.038485 | 0.073569 | 0.11442 | 0.16859 | 0.23782 | 0.3171 | 0.40181 | 0.47546 | 0.53933 | 0.59348 | 0.6288 | 0.65248 | 0.66045 | 0.66372 | 0.66497 | 0.65851 | 0.6603 | 7.5806 | 7.5806
LO3Slow | New | Advanced Power Strips | Residential | Electronics | 0.057649 | 268.6655 | 0.00021458 | 46.6589 | 40-50 | Multifamily - High Rise | Infrared sensing advanced power strip | 0.00070726 | 0.0019401 | 0.0045336 | 0.008688 | 0.016286 | 0.02571 | 0.037991 | 0.054259 | 0.071838 | 0.09102 | 0.10641 | 0.12047 | 0.13142 | 0.14033 | 0.14631 | 0.14799 | 0.1489 | 0.14762 | 0.14849 | 0.14878 | 1.6997 | 1.6997
LO3Slow | New | Advanced Power Strips | Residential | Electronics | 0.057649 | 268.6655 | 0.00021458 | 46.6589 | 40-50 | Manufactured | Infrared sensing advanced power strip | 0.0003417 | 0.00094096 | 0.002264 | 0.0047566 | 0.0093522 | 0.01485 | 0.022152 | 0.030852 | 0.04038 | 0.049845 | 0.058419 | 0.066179 | 0.072811 | 0.07808 | 0.082038 | 0.084733 | 0.086571 | 0.087857 | 0.088738 | 0.089329 | 0.97049 | 0.97049
LO3Slow | New | Advanced Power Strips | Residential | Electronics | 0.0050505 | 32.1826 | 0.00015693 | 236.6374 | >140 | Single Family | Load sensing advanced power strip | 0.0020725 | 0.0052646 | 0.011343 | 0.021875 | 0.040856 | 0.062503 | 0.089919 | 0.12335 | 0.15815 | 0.19765 | 0.23346 | 0.26017 | 0.27703 | 0.29574 | 0.31287 | 0.32045 | 0.31533 | 0.31798 | 0.32041 | 0.32448 | 3.6909 | 3.6909
LO3Slow | New | Advanced Power Strips | Residential | Electronics | 0.0050505 | 32.1826 | 0.00015693 | 236.6374 | >140 | Multifamily - Low Rise | Load sensing advanced power strip | 0.00031053 | 0.00081533 | 0.0018368 | 0.0035449 | 0.006413 | 0.0099271 | 0.014557 | 0.020438 | 0.027123 | 0.034209 | 0.040296 | 0.045502 | 0.049848 | 0.052581 | 0.054322 | 0.054733 | 0.054752 | 0.054604 | 0.053827 | 0.053938 | 0.63358 | 0.63358
LO3Slow | New | Advanced Power Strips | Residential | Electronics | 0.0050505 | 32.1826 | 0.00015693 | 236.6374 | >140 | Multifamily - High Rise | Load sensing advanced power strip | 6.971e-05 | 0.00018561 | 0.00042444 | 0.00080026 | 0.0014197 | 0.0022305 | 0.0032805 | 0.004663 | 0.0061446 | 0.0077493 | 0.0090181 | 0.010164 | 0.011038 | 0.011735 | 0.012181 | 0.012264 | 0.012283 | 0.012122 | 0.012137 | 0.012153 | 0.14206 | 0.14206
LO3Slow | New | Advanced Power Strips | Residential | Electronics | 0.0050505 | 32.1826 | 0.00015693 | 236.6374 | >140 | Manufactured | Load sensing advanced power strip | 3.5037e-05 | 9.3653e-05 | 0.00022051 | 0.0004558 | 0.0008481 | 0.0013402 | 0.0019899 | 0.0027583 | 0.0035931 | 0.0044148 | 0.0051506 | 0.0058084 | 0.0063621 | 0.0067923 | 0.0071053 | 0.007305 | 0.0074292 | 0.0075052 | 0.0075459 | 0.0075911 | 0.084345 | 0.084345
Retro3Slow | Retro | Advanced Power Strips | Residential | Electronics | 0.006734 | 42.9101 | 0.00015693 | -8.91 | <0 | Single Family | Occupancy sensing advanced power strip | 0.042572 | 0.067113 | 0.13451 | 0.23569 | 0.36686 | 0.51413 | 0.65449 | 0.76329 | 0.82139 | 0.82042 | 0.7647 | 0.66805 | 0.54909 | 0.42605 | 0.31314 | 0.21823 | 0.14482 | 0.058127 | 0 | 0 | 7.5627 | 7.5627
Retro3Slow | Retro | Advanced Power Strips | Residential | Electronics | 0.006734 | 42.9101 | 0.00015693 | -8.91 | <0 | Multifamily - Low Rise | Occupancy sensing advanced power strip | 0.003177 | 0.005059 | 0.010243 | 0.018134 | 0.028506 | 0.040298 | 0.051727 | 0.060824 | 0.066006 | 0.066503 | 0.062532 | 0.0551 | 0.045674 | 0.035745 | 0.02649 | 0.018611 | 0.012447 | 0.0079429 | 0.0048469 | 0.0028589 | 0.66367 | 0.62272
Retro3Slow | Retro | Advanced Power Strips | Residential | Electronics | 0.006734 | 42.9101 | 0.00015693 | -8.91 | <0 | Multifamily - High Rise | Occupancy sensing advanced power strip | 0.00072435 | 0.001153 | 0.0023343 | 0.0041342 | 0.0064973 | 0.0091796 | 0.01178 | 0.013849 | 0.015029 | 0.015141 | 0.014236 | 0.01254 | 0.010392 | 0.0081291 | 0.0060225 | 0.0042302 | 0.0028285 | 0.0018046 | 0.0011008 | 0.00064925 | 0.15072 | 0.14175
Retro3Slow | Retro | Advanced Power Strips | Residential | Electronics | 0.006734 | 42.9101 | 0.00015693 | -8.91 | <0 | Manufactured | Occupancy sensing advanced power strip | 0.0031208 | 0.0048224 | 0.0094813 | 0.016313 | 0.024951 | 0.034375 | 0.04305 | 0.049421 | 0.052368 | 0.051525 | 0.047313 | 0.040728 | 0.032995 | 0.0025338 | 0 | 0 | 0 | 0 | 0 | 0 | 0.413 | 0.413
Retro3Slow | Retro | Advanced Power Strips | Residential | Electronics | 0.057649 | 268.6655 | 0.00021458 | 46.6589 | 40-50 | Single Family | Infrared sensing advanced power strip | 1.1701 | 1.9852 | 4.2041 | 7.6836 | 13.8327 | 19.6698 | 25.3989 | 30.0456 | 32.7905 | 33.2051 | 31.3707 | 27.7748 | 23.1302 | 18.1811 | 13.5357 | 9.5604 | 6.4301 | 4.1263 | 2.5326 | 1.4896 | 345.8 | 308.1174
Retro3Slow | Retro | Advanced Power Strips | Residential | Electronics | 0.057649 | 268.6655 | 0.00021458 | 46.6589 | 40-50 | Multifamily - Low Rise | Infrared sensing advanced power strip | 0.12535 | 0.21438 | 0.45756 | 0.843 | 1.5254 | 2.184 | 2.8385 | 3.3794 | 3.7125 | 3.7855 | 3.6013 | 3.21 | 2.691 | 2.1295 | 1.5956 | 1.1338 | 0.76687 | 0.49488 | 0.30536 | 0.18049 | 41.8996 | 35.1743
Retro3Slow | Retro | Advanced Power Strips | Residential | Electronics | 0.057649 | 268.6655 | 0.00021458 | 46.6589 | 40-50 | Multifamily - High Rise | Infrared sensing advanced power strip | 0.028579 | 0.04886 | 0.10428 | 0.19219 | 0.3477 | 0.49752 | 0.64645 | 0.76951 | 0.84539 | 0.86193 | 0.81991 | 0.73062 | 0.61231 | 0.48434 | 0.36279 | 0.25775 | 0.1743 | 0.11246 | 0.069368 | 0.040998 | 9.5175 | 8.0072
Retro3Slow | Retro | Advanced Power Strips | Residential | Electronics | 0.057649 | 268.6655 | 0.00021458 | 46.6589 | 40-50 | Manufactured | Infrared sensing advanced power strip | 0.10454 | 0.17351 | 0.36002 | 0.64561 | 1.1457 | 1.5999 | 2.0307 | 2.363 | 2.5381 | 2.5309 | 2.355 | 2.0542 | 1.6861 | 1.3069 | 0.9597 | 0.66853 | 0.40776 | 0 | 0 | 0 | 22.9303 | 22.9303
Retro3Slow | Retro | Advanced Power Strips | Residential | Electronics | 0.0050505 | 32.1826 | 0.00015693 | 236.6374 | >140 | Single Family | Load sensing advanced power strip | 0.12672 | 0.20857 | 0.43211 | 0.77701 | 1.3261 | 1.8764 | 2.4111 | 2.8386 | 3.0833 | 3.108 | 2.9233 | 2.5769 | 2.1368 | 1.6726 | 1.2401 | 0.87221 | 0.58416 | 0.37332 | 0.22819 | 0.1341 | 31.1298 | 28.9296
Retro3Slow | Retro | Advanced Power Strips | Residential | Electronics | 0.0050505 | 32.1826 | 0.00015693 | 236.6374 | >140 | Multifamily - Low Rise | Load sensing advanced power strip | 0.012355 | 0.020511 | 0.042859 | 0.077745 | 0.13356 | 0.19036 | 0.24634 | 0.29203 | 0.31947 | 0.32442 | 0.30742 | 0.27296 | 0.22798 | 0.17975 | 0.13419 | 0.095006 | 0.064027 | 0.04117 | 0.025314 | 0.014952 | 3.4711 | 3.0224
Retro3Slow | Retro | Advanced Power Strips | Residential | Electronics | 0.0050505 | 32.1826 | 0.00015693 | 236.6374 | >140 | Multifamily - High Rise | Load sensing advanced power strip | 0.0028168 | 0.0046746 | 0.0097678 | 0.017724 | 0.030442 | 0.043365 | 0.056102 | 0.066494 | 0.072745 | 0.073867 | 0.069989 | 0.062126 | 0.051872 | 0.040881 | 0.030511 | 0.021597 | 0.014551 | 0.009355 | 0.0057501 | 0.0033962 | 0.78841 | 0.68803
Retro3Slow | Retro | Advanced Power Strips | Residential | Electronics | 0.0050505 | 32.1826 | 0.00015693 | 236.6374 | >140 | Manufactured | Load sensing advanced power strip | 0.01072 | 0.01727 | 0.035067 | 0.061876 | 0.10397 | 0.1445 | 0.18256 | 0.21145 | 0.22607 | 0.22442 | 0.2079 | 0.18055 | 0.14756 | 0.1139 | 0.083286 | 0.0035262 | 0 | 0 | 0 | 0 | 1.9546 | 1.9546
LO1Slow | New | Refrigerator | Residential | Refrigeration | 0.0011479 | 10.2023 | 0.00011251 | 311.2914 | >140 | Single Family | Std Size Refrig and Refrig-Freezer - CEE Tier 1 | 0.00020125 | 0.00057731 | 0.0011948 | 0.0021751 | 0.003622 | 0.0055052 | 0.0080683 | 0.011534 | 0.015705 | 0.021133 | 0.027098 | 0.032858 | 0.03796 | 0.043634 | 0.049155 | 0.053008 | 0.054191 | 0.056092 | 0.057459 | 0.05844 | 0.53961 | 0.53961
LO1Slow | New | Refrigerator | Residential | Refrigeration | 0.0039195 | 34.8372 | 0.00011251 | 315.4695 | >140 | Single Family | Std Size Refrig and Refrig-Freezer - CEE Tier 2 | 0.0006872 | 0.0019713 | 0.0040798 | 0.0074271 | 0.012368 | 0.018798 | 0.02755 | 0.039386 | 0.053628 | 0.072162 | 0.092529 | 0.1122 | 0.12962 | 0.14899 | 0.16785 | 0.181 | 0.18504 | 0.19153 | 0.1962 | 0.19955 | 1.8426 | 1.8426
LO1Slow | New | Refrigerator | Residential | Refrigeration | 0.0068345 | 60.7453 | 0.00011251 | 170.8722 | >140 | Single Family | Std Size Refrig and Refrig-Freezer - CEE Tier 3 | 0.0011983 | 0.0034374 | 0.0071139 | 0.012951 | 0.021565 | 0.032779 | 0.048039 | 0.068676 | 0.093511 | 0.12583 | 0.16134 | 0.19564 | 0.22601 | 0.2598 | 0.29267 | 0.31561 | 0.32266 | 0.33397 | 0.34211 | 0.34796 | 3.2129 | 3.2129
LO1Slow | New | Refrigerator | Residential | Refrigeration | 0.0011479 | 10.2023 | 0.00011251 | 311.2914 | >140 | Multifamily - Low Rise | Std Size Refrig and Refrig-Freezer - CEE Tier 1 | 5.9624e-05 | 0.00017679 | 0.00038257 | 0.00069696 | 0.0011242 | 0.0017289 | 0.0025828 | 0.0037791 | 0.0053257 | 0.0072326 | 0.009248 | 0.011363 | 0.013506 | 0.01534 | 0.016876 | 0.017902 | 0.018605 | 0.019046 | 0.019086 | 0.019209 | 0.18327 | 0.18327
LO1Slow | New | Refrigerator | Residential | Refrigeration | 0.0039195 | 34.8372 | 0.00011251 | 315.4695 | >140 | Multifamily - Low Rise | Std Size Refrig and Refrig-Freezer - CEE Tier 2 | 0.0002036 | 0.00060367 | 0.0013063 | 0.0023799 | 0.0038386 | 0.0059037 | 0.0088193 | 0.012904 | 0.018185 | 0.024697 | 0.031578 | 0.0388 | 0.046117 | 0.05238 | 0.057624 | 0.06113 | 0.06353 | 0.065036 | 0.065173 | 0.06559 | 0.6258 | 0.6258
LO1Slow | New | Refrigerator | Residential | Refrigeration | 0.0068345 | 60.7453 | 0.00011251 | 170.8722 | >140 | Multifamily - Low Rise | Std Size Refrig and Refrig-Freezer - CEE Tier 3 | 0.00035501 | 0.0010526 | 0.0022778 | 0.0041498 | 0.0066934 | 0.010294 | 0.015378 | 0.022501 | 0.03171 | 0.043063 | 0.055063 | 0.067656 | 0.080414 | 0.091334 | 0.10048 | 0.10659 | 0.11078 | 0.1134 | 0.11364 | 0.11437 | 1.0912 | 1.0912
LO1Slow | New | Refrigerator | Residential | Refrigeration | 0.0011479 | 10.2023 | 0.00011251 | 311.2914 | >140 | Multifamily - High Rise | Std Size Refrig and Refrig-Freezer - CEE Tier 1 | 1.3385e-05 | 4.0247e-05 | 8.8403e-05 | 0.00015734 | 0.00024886 | 0.00038848 | 0.00058204 | 0.0008622 | 0.0012065 | 0.0016384 | 0.0020697 | 0.0025381 | 0.0029907 | 0.0034234 | 0.0037841 | 0.0040115 | 0.004174 | 0.0042282 | 0.0043038 | 0.0043279 | 0.041077 | 0.041077
LO1Slow | New | Refrigerator | Residential | Refrigeration | 0.0039195 | 34.8372 | 0.00011251 | 315.4695 | >140 | Multifamily - High Rise | Std Size Refrig and Refrig-Freezer - CEE Tier 2 | 4.5705e-05 | 0.00013743 | 0.00030186 | 0.00053725 | 0.00084978 | 0.0013265 | 0.0019874 | 0.0029441 | 0.0041199 | 0.0055944 | 0.0070672 | 0.0086666 | 0.010212 | 0.01169 | 0.012921 | 0.013698 | 0.014253 | 0.014438 | 0.014696 | 0.014778 | 0.14026 | 0.14026
LO1Slow | New | Refrigerator | Residential | Refrigeration | 0.0068345 | 60.7453 | 0.00011251 | 170.8722 | >140 | Multifamily - High Rise | Std Size Refrig and Refrig-Freezer - CEE Tier 3 | 7.9696e-05 | 0.00023963 | 0.00052636 | 0.00093681 | 0.0014818 | 0.002313 | 0.0034655 | 0.0051336 | 0.0071838 | 0.0097549 | 0.012323 | 0.015112 | 0.017807 | 0.020383 | 0.022531 | 0.023885 | 0.024853 | 0.025175 | 0.025625 | 0.025769 | 0.24458 | 0.24458
LO1Slow | New | Refrigerator | Residential | Refrigeration | 0.0011479 | 10.2023 | 0.00011251 | 311.2914 | >140 | Manufactured | Std Size Refrig and Refrig-Freezer - CEE Tier 1 | 5.5964e-06 | 1.6893e-05 | 3.8205e-05 | 7.4547e-05 | 0.00012367 | 0.00019417 | 0.0002937 | 0.00042426 | 0.00058691 | 0.00077645 | 0.00098334 | 0.0012066 | 0.0014339 | 0.0016484 | 0.0018362 | 0.0019877 | 0.0021001 | 0.0021777 | 0.0022258 | 0.0022488 | 0.020383 | 0.020383
LO1Slow | New | Refrigerator | Residential | Refrigeration | 0.0039195 | 34.8372 | 0.00011251 | 315.4695 | >140 | Manufactured | Std Size Refrig and Refrig-Freezer - CEE Tier 2 | 1.9109e-05 | 5.7683e-05 | 0.00013046 | 0.00025455 | 0.00042229 | 0.00066303 | 0.0010029 | 0.0014487 | 0.0020041 | 0.0026513 | 0.0033577 | 0.0041202 | 0.0048963 | 0.0056286 | 0.00627 | 0.0067871 | 0.0071711 | 0.0074361 | 0.0076003 | 0.007679 | 0.069601 | 0.069601
LO1Slow | New | Refrigerator | Residential | Refrigeration | 0.0068345 | 60.7453 | 0.00011251 | 170.8722 | >140 | Manufactured | Std Size Refrig and Refrig-Freezer - CEE Tier 3 | 3.3321e-05 | 0.00010058 | 0.00022748 | 0.00044386 | 0.00073635 | 0.0011561 | 0.0017487 | 0.0025261 | 0.0034945 | 0.004623 | 0.0058549 | 0.0071843 | 0.0085377 | 0.0098146 | 0.010933 | 0.011835 | 0.012504 | 0.012966 | 0.013253 | 0.01339 | 0.12136 | 0.12136
LO1Slow | New | Freezer | Residential | Refrigeration | 0.0022928 | 24.9354 | 9.1949e-05 | 152.5472 | >140 | Single Family | Std Size Freezer - ENERGY STAR | 0.00016531 | 0.0004742 | 0.00098141 | 0.0017866 | 0.0029751 | 0.004522 | 0.0066273 | 0.0094743 | 0.0129 | 0.017359 | 0.022258 | 0.02699 | 0.03118 | 0.035841 | 0.040376 | 0.043541 | 0.044512 | 0.046074 | 0.047196 | 0.048003 | 0.44324 | 0.44324
LO1Slow | New | Freezer | Residential | Refrigeration | 0.0022928 | 24.9354 | 9.1949e-05 | 152.5472 | >140 | Multifamily - Low Rise | Std Size Freezer - ENERGY STAR | 5.4782e-06 | 1.6243e-05 | 3.515e-05 | 6.4036e-05 | 0.00010329 | 0.00015885 | 0.00023731 | 0.00034722 | 0.00048932 | 0.00066452 | 0.0008497 | 0.001044 | 0.0012409 | 0.0014094 | 0.0015505 | 0.0016449 | 0.0017094 | 0.00175 | 0.0017536 | 0.0017649 | 0.016839 | 0.016839
LO1Slow | New | Freezer | Residential | Refrigeration | 0.0022928 | 24.9354 | 9.1949e-05 | 152.5472 | >140 | Multifamily - High Rise | Std Size Freezer - ENERGY STAR | 1.2298e-06 | 3.6978e-06 | 8.1224e-06 | 1.4456e-05 | 2.2866e-05 | 3.5693e-05 | 5.3477e-05 | 7.9219e-05 | 0.00011086 | 0.00015053 | 0.00019016 | 0.0002332 | 0.00027478 | 0.00031454 | 0.00034768 | 0.00036858 | 0.00038351 | 0.00038848 | 0.00039543 | 0.00039765 | 0.0037742 | 0.0037742
LO1Slow | New | Freezer | Residential | Refrigeration | 0.0022928 | 24.9354 | 9.1949e-05 | 152.5472 | >140 | Manufactured | Std Size Freezer - ENERGY STAR | 4.1249e-06 | 1.2451e-05 | 2.816e-05 | 5.4947e-05 | 9.1155e-05 | 0.00014312 | 0.00021648 | 0.00031271 | 0.0004326 | 0.0005723 | 0.0007248 | 0.00088938 | 0.0010569 | 0.001215 | 0.0013534 | 0.0014651 | 0.0015479 | 0.0016051 | 0.0016406 | 0.0016576 | 0.015024 | 0.015024
LO1Slow | NR | Refrigerator | Residential | Refrigeration | 0.0011479 | 10.2023 | 0.00011251 | 311.2914 | >140 | Single Family | Std Size Refrig and Refrig-Freezer - CEE Tier 1 | 0.00088785 | 0.0026566 | 0.0057874 | 0.010865 | 0.01855 | 0.029525 | 0.04441 | 0.063649 | 0.087369 | 0.11525 | 0.14642 | 0.17945 | 0.21246 | 0.24342 | 0.27044 | 0.36061 | 0.37712 | 0.38604 | 0.39063 | 0.39083 | 5.394 | 3.3364
LO1Slow | NR | Refrigerator | Residential | Refrigeration | 0.0039195 | 34.8372 | 0.00011251 | 315.4695 | >140 | Single Family | Std Size Refrig and Refrig-Freezer - CEE Tier 2 | 0.0030317 | 0.0090712 | 0.019762 | 0.037101 | 0.063343 | 0.10082 | 0.15164 | 0.21734 | 0.29833 | 0.39354 | 0.49997 | 0.61275 | 0.72549 | 0.83118 | 0.92346 | 1.2314 | 1.2877 | 1.3182 | 1.3339 | 1.3346 | 18.4186 | 11.3925
LO1Slow | NR | Refrigerator | Residential | Refrigeration | 0.0068345 | 60.7453 | 0.00011251 | 170.8722 | >140 | Single Family | Std Size Refrig and Refrig-Freezer - CEE Tier 3 | 0.0052863 | 0.015817 | 0.034458 | 0.064692 | 0.11045 | 0.17579 | 0.26442 | 0.37897 | 0.5202 | 0.6862 | 0.87179 | 1.0684 | 1.265 | 1.4493 | 1.6102 | 2.1471 | 2.2454 | 2.2985 | 2.3258 | 2.3271 | 32.1163 | 19.865
LO1Slow | NR | Refrigerator | Residential | Refrigeration | 0.0011479 | 10.2023 | 0.00011251 | 311.2914 | >140 | Multifamily - Low Rise | Std Size Refrig and Refrig-Freezer - CEE Tier 1 | 0.00015607 | 0.00046698 | 0.0010173 | 0.0019099 | 0.0032608 | 0.00519 | 0.0078066 | 0.011188 | 0.015358 | 0.020259 | 0.025738 | 0.031544 | 0.037347 | 0.042789 | 0.047539 | 0.071629 | 0.075275 | 0.077557 | 0.078145 | 0.077202 | 0.99576 | 0.63138
LO1Slow | NR | Refrigerator | Residential | Refrigeration | 0.0039195 | 34.8372 | 0.00011251 | 315.4695 | >140 | Multifamily - Low Rise | Std Size Refrig and Refrig-Freezer - CEE Tier 2 | 0.00053292 | 0.0015946 | 0.0034738 | 0.0065216 | 0.011135 | 0.017722 | 0.026657 | 0.038204 | 0.052442 | 0.069177 | 0.087885 | 0.10771 | 0.12753 | 0.14611 | 0.16233 | 0.24459 | 0.25704 | 0.26483 | 0.26684 | 0.26362 | 3.4001 | 2.1559
LO1Slow | NR | Refrigerator | Residential | Refrigeration | 0.0068345 | 60.7453 | 0.00011251 | 170.8722 | >140 | Multifamily - Low Rise | Std Size Refrig and Refrig-Freezer - CEE Tier 3 | 0.00092924 | 0.0027804 | 0.0060572 | 0.011372 | 0.019415 | 0.030902 | 0.046481 | 0.066616 | 0.091443 | 0.12062 | 0.15325 | 0.18781 | 0.22237 | 0.25477 | 0.28305 | 0.42648 | 0.44819 | 0.46178 | 0.46528 | 0.45967 | 5.9288 | 3.7593
LO1Slow | NR | Refrigerator | Residential | Refrigeration | 0.0011479 | 10.2023 | 0.00011251 | 311.2914 | >140 | Multifamily - High Rise | Std Size Refrig and Refrig-Freezer - CEE Tier 1 | 3.5583e-05 | 0.00010647 | 0.00023195 | 0.00043545 | 0.00074346 | 0.0011833 | 0.0017799 | 0.0025509 | 0.0035016 | 0.004619 | 0.0058682 | 0.0071918 | 0.0085151 | 0.0097556 | 0.010839 | 0.01626 | 0.017155 | 0.017749 | 0.01777 | 0.017472 | 0.22683 | 0.14376
LO1Slow | NR | Refrigerator | Residential | Refrigeration | 0.0039195 | 34.8372 | 0.00011251 | 315.4695 | >140 | Multifamily - High Rise | Std Size Refrig and Refrig-Freezer - CEE Tier 2 | 0.0001215 | 0.00036355 | 0.00079201 | 0.0014869 | 0.0025386 | 0.0040406 | 0.0060776 | 0.0087104 | 0.011957 | 0.015772 | 0.020038 | 0.024558 | 0.029076 | 0.033312 | 0.03701 | 0.055522 | 0.058578 | 0.060606 | 0.060677 | 0.059661 | 0.77454 | 0.4909
LO1Slow | NR | Refrigerator | Residential | Refrigeration | 0.0068345 | 60.7453 | 0.00011251 | 170.8722 | >140 | Multifamily - High Rise | Std Size Refrig and Refrig-Freezer - CEE Tier 3 | 0.00021186 | 0.00063392 | 0.001381 | 0.0025927 | 0.0044266 | 0.0070455 | 0.010597 | 0.015188 | 0.020849 | 0.027502 | 0.034939 | 0.042821 | 0.050699 | 0.058086 | 0.064534 | 0.096814 | 0.10214 | 0.10568 | 0.1058 | 0.10403 | 1.3506 | 0.85597
LO1Slow | NR | Refrigerator | Residential | Refrigeration | 0.0011479 | 10.2023 | 0.00011251 | 311.2914 | >140 | Manufactured | Std Size Refrig and Refrig-Freezer - CEE Tier 1 | 0.00011265 | 0.00033421 | 0.00072195 | 0.0013439 | 0.0022752 | 0.0035907 | 0.0053554 | 0.0076106 | 0.010359 | 0.013549 | 0.017068 | 0.020742 | 0.024351 | 0.027663 | 0.030475 | 0.034554 | 0.036169 | 0.037181 | 0.03766 | 0.03755 | 0.55548 | 0.34867
LO1Slow | NR | Refrigerator | Residential | Refrigeration | 0.0039195 | 34.8372 | 0.00011251 | 315.4695 | >140 | Manufactured | Std Size Refrig and Refrig-Freezer - CEE Tier 2 | 0.00038465 | 0.0011412 | 0.0024652 | 0.0045891 | 0.0077689 | 0.012261 | 0.018287 | 0.025987 | 0.035371 | 0.046265 | 0.058282 | 0.070826 | 0.08315 | 0.09446 | 0.10406 | 0.11799 | 0.1235 | 0.12696 | 0.1286 | 0.12822 | 1.8968 | 1.1906
LO1Slow | NR | Refrigerator | Residential | Refrigeration | 0.0068345 | 60.7453 | 0.00011251 | 170.8722 | >140 | Manufactured | Std Size Refrig and Refrig-Freezer - CEE Tier 3 | 0.00067071 | 0.0019899 | 0.0042985 | 0.0080019 | 0.013547 | 0.021379 | 0.031886 | 0.045314 | 0.061677 | 0.080672 | 0.10163 | 0.1235 | 0.14499 | 0.16471 | 0.18145 | 0.20574 | 0.21535 | 0.22138 | 0.22423 | 0.22358 | 3.3074 | 2.076
LO1Slow | NR | Freezer | Residential | Refrigeration | 0.0022928 | 24.9354 | 9.1949e-05 | 152.5472 | >140 | Single Family | Std Size Freezer - ENERGY STAR | 0.00051083 | 0.0015285 | 0.0033298 | 0.0062514 | 0.010673 | 0.016988 | 0.025552 | 0.036621 | 0.050269 | 0.06631 | 0.084243 | 0.10325 | 0.12224 | 0.14005 | 0.1556 | 0.16813 | 0.17736 | 0.18348 | 0.18705 | 0.18853 | 4.1399 | 1.728
LO1Slow | NR | Freezer | Residential | Refrigeration | 0.0022928 | 24.9354 | 9.1949e-05 | 152.5472 | >140 | Multifamily - Low Rise | Std Size Freezer - ENERGY STAR | 1.0044e-05 | 3.0054e-05 | 6.5473e-05 | 0.00012292 | 0.00020986 | 0.00033402 | 0.00050241 | 0.00072006 | 0.00098841 | 0.0013038 | 0.0016564 | 0.0020301 | 0.0024036 | 0.0027538 | 0.0030595 | 0.0033059 | 0.0034874 | 0.0036077 | 0.0036779 | 0.003707 | 0.081402 | 0.033976
LO1Slow | NR | Freezer | Residential | Refrigeration | 0.0022928 | 24.9354 | 9.1949e-05 | 152.5472 | >140 | Multifamily - High Rise | Std Size Freezer - ENERGY STAR | 2.2901e-06 | 6.8521e-06 | 1.4928e-05 | 2.8025e-05 | 4.7847e-05 | 7.6155e-05 | 0.00011455 | 0.00016417 | 0.00022535 | 0.00029727 | 0.00037766 | 0.00046285 | 0.00054801 | 0.00062785 | 0.00069755 | 0.00075374 | 0.00079511 | 0.00082254 | 0.00083854 | 0.00084519 | 0.018559 | 0.0077465
LO1Slow | NR | Freezer | Residential | Refrigeration | 0.0022928 | 24.9354 | 9.1949e-05 | 152.5472 | >140 | Manufactured | Std Size Freezer - ENERGY STAR | 5.8159e-05 | 0.00017255 | 0.00037274 | 0.00069387 | 0.0011747 | 0.0018538 | 0.0027649 | 0.0039293 | 0.0053482 | 0.0069953 | 0.0088122 | 0.010709 | 0.012572 | 0.014282 | 0.015734 | 0.016858 | 0.017633 | 0.018088 | 0.018284 | 0.018274 | 0.40126 | 0.17461
LO5Med | New | ASHP | Residential | HVAC | 0.16547 | 604.0813 | 0.00027392 | 931.0303 | >140 | Single Family | New SF HVAC Upgrade - Central Heat Pump Upgrade to Variable Capacity Central Heat Pump | 0.037163 | 0.079195 | 0.12569 | 0.17846 | 0.23677 | 0.2959 | 0.36262 | 0.43711 | 0.50369 | 0.57483 | 0.62731 | 0.65209 | 0.65394 | 0.66442 | 0.67643 | 0.67503 | 0.6531 | 0.65207 | 0.65374 | 0.65818 | 9.3977 | 9.3977
LO5Med | New | ASHP | Residential | HVAC | 0.04905 | 169.0298 | 0.00029018 | 22.458 | 20-30 | Single Family | New SF HVAC Upgrade - Heat Pump Upgrade to 9.0 HSPF/14 SEER | 0.011016 | 0.023476 | 0.037258 | 0.0529 | 0.070185 | 0.087712 | 0.10749 | 0.12957 | 0.14931 | 0.1704 | 0.18595 | 0.1933 | 0.19385 | 0.19695 | 0.20051 | 0.2001 | 0.1936 | 0.19329 | 0.19379 | 0.1951 | 2.7858 | 2.7858
LO5Med | New | DHP | Residential | HVAC | 1.0689 | 2940.9032 | 0.00036347 | 94.4809 | 90-100 | Single Family | New SF Zonal to DHP | 0.097843 | 0.20851 | 0.33092 | 0.46984 | 0.62337 | 0.77903 | 0.95472 | 1.1508 | 1.3261 | 1.5134 | 1.6516 | 1.7168 | 1.7217 | 1.7493 | 1.7809 | 1.7772 | 1.7195 | 1.7168 | 1.7212 | 1.7329 | 24.7425 | 24.7425
LO5Med | NR | ASHP | Residential | HVAC | 0.98227 | 2811.7504 | 0.00034935 | 74.0842 | 70-80 | Single Family | Existing Single Family Home HVAC Conversion - Convert FAF w/CAC to Heat Pump - House with Good Insulation" + HZ1" | 0.052874 | 0.11753 | 0.19634 | 0.28749 | 0.39108 | 0.51178 | 0.6437 | 0.77789 | 0.90366 | 1.011 | 1.0932 | 1.1485 | 1.1804 | 1.1954 | 1.2002 | 1.4689 | 1.4449 | 1.4173 | 1.3937 | 1.3704 | 18.7715 | 17.8062
LO5Med | NR | ASHP | Residential | HVAC | 0.96482 | 2761.8075 | 0.00034935 | 81.2332 | 80-90 | Single Family | Existing Single Family Home HVAC Conversion - Convert FAF w/CAC to Heat Pump - House with Good Insulation" + HZ23" | 0 | 0 | 0 | 0 | 0 | 0 | 0 | 0 | 0 | 0 | 0 | 0 | 0 | 0 | 0 | 0 | 0 | 0 | 0 | 0 | 0 | 0
LO5Med | NR | ASHP | Residential | HVAC | 0.98227 | 2743.939 | 0.00035798 | 87.6798 | 80-90 | Single Family | Existing Single Family Home HVAC Conversion - Convert FAF w/o CAC to Heat Pump - House with Good Insulation" + HZ1CZ23" | 0.12054 | 0.26793 | 0.44762 | 0.65542 | 0.89157 | 1.1667 | 1.4675 | 1.7734 | 2.0601 | 2.3048 | 2.4921 | 2.6183 | 2.691 | 2.7251 | 2.7362 | 3.3488 | 3.294 | 3.2311 | 3.1773 | 3.1241 | 42.7943 | 40.5938
LO5Med | NR | ASHP | Residential | HVAC | 0.99095 | 2721.7748 | 0.00036408 | 101.9228 | 100-110 | Single Family | Existing Single Family Home HVAC Conversion - Convert FAF w/o CAC to Heat Pump - House with Good Insulation" + HZ23CZ23" | 0.056319 | 0.12518 | 0.20914 | 0.30622 | 0.41656 | 0.54512 | 0.68564 | 0.82857 | 0.96254 | 1.0769 | 1.1644 | 1.2233 | 1.2573 | 1.2732 | 1.2784 | 1.5646 | 1.539 | 1.5096 | 1.4845 | 1.4597 | 19.9944 | 18.9662
LO5Med | NR | ASHP | Residential | HVAC | 0.98227 | 2664.0366 | 0.00036872 | 134.8541 | 130-140 | Single Family | Existing Single Family Home HVAC Conversion - Convert FAF w/o CAC to Heat Pump - House with Good Insulation" + HZ1CZ1" | 0.23354 | 0.51912 | 0.86725 | 1.2699 | 1.7274 | 2.2605 | 2.8432 | 3.4359 | 3.9915 | 4.4655 | 4.8284 | 5.0729 | 5.2138 | 5.2799 | 5.3013 | 6.4883 | 6.3821 | 6.2602 | 6.1559 | 6.0529 | 82.913 | 78.6495
LO5Med | NR | ASHP | Residential | HVAC | 0.93249 | 2521.5432 | 0.00036981 | 151.4874 | >140 | Single Family | Existing Single Family Home HVAC Conversion - Convert FAF w/o CAC to Heat Pump - House with Good Insulation" + HZ23CZ1" | 0.031287 | 0.069544 | 0.11618 | 0.17012 | 0.23141 | 0.30283 | 0.3809 | 0.4603 | 0.53472 | 0.59823 | 0.64684 | 0.67959 | 0.69848 | 0.70733 | 0.71019 | 0.86921 | 0.85499 | 0.83865 | 0.82468 | 0.81088 | 11.1075 | 10.5364
LO5Med | NR | ASHP | Residential | HVAC | 0.043347 | 124.0806 | 0.00034935 | 43.1767 | 40-50 | Single Family | Existing Single Family Home HVAC Upgrade + HZ1 | 0.045099 | 0.10025 | 0.16747 | 0.24522 | 0.33357 | 0.43653 | 0.54905 | 0.6635 | 0.77078 | 0.86233 | 0.9324 | 0.97961 | 1.0068 | 1.0196 | 1.0237 | 1.2529 | 1.2324 | 1.2089 | 1.1888 | 1.1689 | 16.0111 | 15.1878
LO5Med | NR | ASHP | Residential | HVAC | 0.030338 | 86.8425 | 0.00034935 | 78.6064 | 70-80 | Single Family | Existing Single Family Home HVAC Upgrade + HZ23 | 0.0062247 | 0.013836 | 0.023115 | 0.033846 | 0.046041 | 0.060251 | 0.075782 | 0.091579 | 0.10639 | 0.11902 | 0.12869 | 0.13521 | 0.13897 | 0.14073 | 0.1413 | 0.17293 | 0.17011 | 0.16686 | 0.16408 | 0.16133 | 2.2099 | 2.0963
LO5Med | NR | ASHP | Residential | HVAC | 0.26492 | 826.5586 | 0.00032051 | 659.7199 | >140 | Single Family | Existing Single Family Home HVAC Upgrade - Central Heat Pump Upgrade to Variable Capacity Central Heat Pump + HZ23CZ1 | 0.016684 | 0.037084 | 0.061954 | 0.090715 | 0.1234 | 0.16149 | 0.20311 | 0.24545 | 0.28514 | 0.319 | 0.34493 | 0.36239 | 0.37246 | 0.37718 | 0.37871 | 0.4635 | 0.45592 | 0.44721 | 0.43976 | 0.4324 | 5.9231 | 5.6185
LO5Med | NR | ASHP | Residential | HVAC | 0.23474 | 836.5766 | 0.0002806 | 655.0449 | >140 | Single Family | Existing Single Family Home HVAC Upgrade - Central Heat Pump Upgrade to Variable Capacity Central Heat Pump + HZ23CZ23 | 0.054598 | 0.12136 | 0.20275 | 0.29687 | 0.40383 | 0.52847 | 0.6647 | 0.80326 | 0.93313 | 1.044 | 1.1288 | 1.1859 | 1.2189 | 1.2344 | 1.2393 | 1.5168 | 1.492 | 1.4635 | 1.4391 | 1.4151 | 19.3836 | 18.3869
LO5Med | NR | ASHP | Residential | HVAC | 0.17301 | 701.4141 | 0.00024666 | 787.6129 | >140 | Single Family | Existing Single Family Home HVAC Upgrade - Central Heat Pump Upgrade to Variable Capacity Central Heat Pump + HZ1CZ23 | 0.11075 | 0.24618 | 0.41128 | 0.6022 | 0.81918 | 1.072 | 1.3483 | 1.6294 | 1.8929 | 2.1177 | 2.2898 | 2.4057 | 2.4726 | 2.5039 | 2.514 | 3.0769 | 3.0266 | 2.9688 | 2.9193 | 2.8705 | 39.3199 | 37.298
LO5Med | NR | ASHP | Residential | HVAC | 0.17301 | 563.4624 | 0.00030705 | 980.443 | >140 | Single Family | Existing Single Family Home HVAC Upgrade - Central Heat Pump Upgrade to Variable Capacity Central Heat Pump + HZ1CZ1 | 0.12231 | 0.27186 | 0.45417 | 0.66502 | 0.90463 | 1.1838 | 1.489 | 1.7994 | 2.0903 | 2.3386 | 2.5286 | 2.6566 | 2.7305 | 2.7651 | 2.7763 | 3.3979 | 3.3423 | 3.2784 | 3.2238 | 3.1699 | 43.4213 | 41.1885
LO5Med | NR | DHP | Residential | HVAC | 0.9037 | 2646.6539 | 0.00034145 | 109.5745 | 100-110 | Single Family | Zonal to DHP No Screen + HZ23CZ23 | 0.26976 | 0.59962 | 1.0017 | 1.4668 | 1.9953 | 2.6111 | 3.2841 | 3.9687 | 4.6104 | 5.158 | 5.5772 | 5.8595 | 6.0224 | 6.0987 | 6.1234 | 7.4899 | 7.3621 | 7.2155 | 7.0886 | 6.9624 | 95.6907 | 90.7651
LO5Med | NR | DHP | Residential | HVAC | 0.88246 | 2719.2632 | 0.00032452 | 112.07 | 110-120 | Single Family | Zonal to DHP No Screen + HZ1CZ23 | 0.2531 | 0.56259 | 0.93987 | 1.3762 | 1.872 | 2.4498 | 3.0813 | 3.7236 | 4.3257 | 4.8395 | 5.2327 | 5.4977 | 5.6504 | 5.722 | 5.7452 | 7.0273 | 6.9074 | 6.7699 | 6.6508 | 6.5324 | 89.781 | 85.1596
LO5Med | NR | DHP | Residential | HVAC | 0.77722 | 2095.6932 | 0.00037086 | 141.1446 | >140 | Single Family | Zonal to DHP No Screen + HZ23CZ1 | 0.064524 | 0.14342 | 0.23961 | 0.35084 | 0.47725 | 0.62455 | 0.78554 | 0.94929 | 1.1028 | 1.2338 | 1.334 | 1.4016 | 1.4405 | 1.4588 | 1.4647 | 1.7915 | 1.7609 | 1.7259 | 1.6955 | 1.6654 | 22.8884 | 21.7102
LO5Med | NR | DHP | Residential | HVAC | 0.88067 | 2379.1718 | 0.00037016 | 140.8929 | >140 | Single Family | Zonal to DHP No Screen + HZ1CZ1 | 0.66176 | 1.4709 | 2.4574 | 3.5982 | 4.8946 | 6.4053 | 8.0564 | 9.7358 | 11.31 | 12.6533 | 13.6815 | 14.3742 | 14.7737 | 14.9609 | 15.0214 | 18.3736 | 18.0602 | 17.7006 | 17.3892 | 17.0798 | 234.7418 | 222.6588
Retro12Med | Retro | ResWx | Residential | HVAC | 0.9207 | 1989.296 | 0.00046283 | -10.4288 | <0 | Single Family | ATTIC R0 - R38_Electric FAF | 0.53173 | 0.53052 | 0.52932 | 0.52811 | 0.52692 | 0.47315 | 0.37766 | 0.30144 | 0.2406 | 0.19205 | 0.15329 | 0.12235 | 0.09766 | 0.051226 | 0 | 0 | 0 | 0 | 0 | 0 | 4.656 | 4.656
Retro12Med | Retro | ResWx | Residential | HVAC | 0.93411 | 2017.4634 | 0.00046301 | -8.1179 | <0 | Single Family | ATTIC R0 - R49_Electric FAF | 0.28744 | 0.28679 | 0.28614 | 0.28549 | 0.28484 | 0.25578 | 0.20416 | 0.16295 | 0.13007 | 0.10382 | 0.082866 | 0.066142 | 0.052793 | 0.027692 | 0 | 0 | 0 | 0 | 0 | 0 | 2.517 | 2.517
Retro12Med | Retro | ResWx | Residential | HVAC | 0.68928 | 1472.3208 | 0.00046816 | -4.2775 | <0 | Single Family | ATTIC R0 - R38_Electric Zonal | 1.4195 | 1.4163 | 1.4131 | 1.4099 | 1.4067 | 1.2631 | 1.0082 | 0.80473 | 0.64232 | 0.51269 | 0.40922 | 0.32663 | 0.26071 | 0.13675 | 0 | 0 | 0 | 0 | 0 | 0 | 12.4297 | 12.4297
Retro12Med | Retro | ResWx | Residential | HVAC | 0.6617 | 1410.4445 | 0.00046914 | -2.2724 | <0 | Single Family | ATTIC R0 - R38_DHP | 0.11893 | 0.11866 | 0.11839 | 0.11812 | 0.11785 | 0.10582 | 0.084466 | 0.067419 | 0.053813 | 0.042953 | 0.034284 | 0.027365 | 0.021842 | 0.011457 | 0 | 0 | 0 | 0 | 0 | 0 | 1.0414 | 1.0414
Retro12Med | Retro | ResWx | Residential | HVAC | 0.69916 | 1493.0432 | 0.00046828 | -1.1654 | <0 | Single Family | ATTIC R0 - R49_Electric Zonal | 0.76719 | 0.76545 | 0.76371 | 0.76197 | 0.76024 | 0.68267 | 0.54489 | 0.43492 | 0.34715 | 0.27709 | 0.22117 | 0.17653 | 0.14091 | 0.073909 | 0 | 0 | 0 | 0 | 0 | 0 | 6.7178 | 6.7178
Retro12Med | Retro | ResWx | Residential | HVAC | 0.67112 | 1430.1806 | 0.00046926 | 1.0991 | 0-10 | Single Family | ATTIC R0 - R49_DHP | 0.064268 | 0.064122 | 0.063976 | 0.063831 | 0.063686 | 0.057187 | 0.045646 | 0.036434 | 0.029081 | 0.023212 | 0.018527 | 0.014788 | 0.011804 | 0.0061914 | 0 | 0 | 0 | 0 | 0 | 0 | 0.56275 | 0.56275
Retro12Med | Retro | ResWx | Residential | HVAC | 1.1354 | 2203.2727 | 0.00051534 | -3.9919 | <0 | Single Family | WALL R0 - R11_Electric FAF | 1.8171 | 1.8129 | 1.8088 | 1.8047 | 1.8006 | 1.6169 | 1.2906 | 1.0301 | 0.82221 | 0.65628 | 0.52383 | 0.41811 | 0.33373 | 0.17505 | 0 | 0 | 0 | 0 | 0 | 0 | 15.9109 | 15.9109
Retro12Med | Retro | ResWx | Residential | HVAC | 0.38415 | 810.8511 | 0.00047377 | 16.4474 | 10-20 | Single Family | ATTIC R0 - R38_Heat Pump | 0.56924 | 0.56794 | 0.56665 | 0.56537 | 0.56408 | 0.50652 | 0.4043 | 0.3227 | 0.25758 | 0.20559 | 0.1641 | 0.13098 | 0.10455 | 0.054839 | 0 | 0 | 0 | 0 | 0 | 0 | 4.9845 | 4.9845
Retro12Med | Retro | ResWx | Residential | HVAC | 0.38934 | 821.6843 | 0.00047384 | 22.3182 | 20-30 | Single Family | ATTIC R0 - R49_Heat Pump | 0.3074 | 0.3067 | 0.306 | 0.30531 | 0.30462 | 0.27353 | 0.21833 | 0.17427 | 0.1391 | 0.11102 | 0.088618 | 0.070733 | 0.056458 | 0.029614 | 0 | 0 | 0 | 0 | 0 | 0 | 2.6917 | 2.6917
Retro12Med | Retro | ResWx | Residential | HVAC | 0.42786 | 778.8023 | 0.00054939 | 29.2569 | 20-30 | Single Family | FLOOR R0 - R30_Electric FAF | 0.92193 | 0.91983 | 0.91774 | 0.91566 | 0.91358 | 0.82036 | 0.65479 | 0.52265 | 0.41717 | 0.33298 | 0.26578 | 0.21214 | 0.16932 | 0.088817 | 0 | 0 | 0 | 0 | 0 | 0 | 8.0727 | 8.0727
Retro12Med | Retro | ResWx | Residential | HVAC | 0.40991 | 747.0341 | 0.00054871 | 30.2586 | 30-40 | Single Family | FLOOR R0 - R25_Electric FAF | 0.38271 | 0.38184 | 0.38097 | 0.38011 | 0.37924 | 0.34054 | 0.27182 | 0.21696 | 0.17317 | 0.13822 | 0.11033 | 0.088062 | 0.07029 | 0.036869 | 0 | 0 | 0 | 0 | 0 | 0 | 3.3511 | 3.3511
Retro12Med | Retro | ResWx | Residential | HVAC | 0.38127 | 696.1807 | 0.00054766 | 32.8716 | 30-40 | Single Family | FLOOR R0 - R19_Electric FAF | 0.61566 | 0.61427 | 0.61287 | 0.61148 | 0.61009 | 0.54783 | 0.43727 | 0.34902 | 0.27858 | 0.22236 | 0.17749 | 0.14167 | 0.11308 | 0.059312 | 0 | 0 | 0 | 0 | 0 | 0 | 5.391 | 5.391
Retro12Med | Retro | ResWx | Residential | HVAC | 0.6585 | 1286.2684 | 0.00051195 | 17.914 | 10-20 | Single Family | WALL R0 - R11_Electric Zonal | 3.7578 | 3.7493 | 3.7408 | 3.7323 | 3.7238 | 3.3438 | 2.669 | 2.1303 | 1.7004 | 1.3572 | 1.0833 | 0.86468 | 0.69017 | 0.36202 | 0 | 0 | 0 | 0 | 0 | 0 | 32.9048 | 32.9048
Retro12Med | Retro | ResWx | Residential | HVAC | 0.22039 | 452.4667 | 0.00048709 | 36.8531 | 30-40 | Single Family | ATTIC R11 - R38_Electric FAF | 0.10912 | 0.10887 | 0.10862 | 0.10838 | 0.10813 | 0.097098 | 0.077502 | 0.061861 | 0.049376 | 0.039411 | 0.031457 | 0.025109 | 0.020041 | 0.010512 | 0 | 0 | 0 | 0 | 0 | 0 | 0.95549 | 0.95549
Retro12Med | Retro | ResWx | Residential | HVAC | 0.64478 | 1259.0494 | 0.00051211 | 20.5638 | 20-30 | Single Family | WALL R0 - R11_DHP | 0.32111 | 0.32038 | 0.31966 | 0.31893 | 0.31821 | 0.28573 | 0.22807 | 0.18204 | 0.1453 | 0.11598 | 0.092571 | 0.073889 | 0.058977 | 0.030935 | 0 | 0 | 0 | 0 | 0 | 0 | 2.8118 | 2.8118
Retro12Med | Retro | ResWx | Residential | HVAC | 0.72399 | 1451.4464 | 0.00049881 | 24.8267 | 20-30 | Single Family | WINDOW CL30 Prime Window Replacement of Single Pane Base_Electric FAF | 0.30166 | 0.30098 | 0.30029 | 0.29961 | 0.29893 | 0.26843 | 0.21425 | 0.17101 | 0.1365 | 0.10895 | 0.086964 | 0.069413 | 0.055404 | 0.029061 | 0 | 0 | 0 | 0 | 0 | 0 | 2.6415 | 2.6415
Retro12Med | Retro | ResWx | Residential | HVAC | 0.34761 | 639.1395 | 0.00054387 | 42.2147 | 40-50 | Single Family | FLOOR R0 - R30_Electric Zonal | 2.6709 | 2.6648 | 2.6587 | 2.6527 | 2.6467 | 2.3766 | 1.897 | 1.5141 | 1.2086 | 0.96465 | 0.76996 | 0.61457 | 0.49054 | 0.25731 | 0 | 0 | 0 | 0 | 0 | 0 | 23.3871 | 23.3871
Retro12Med | Retro | ResWx | Residential | HVAC | 0.33377 | 614.241 | 0.00054339 | 43.1738 | 40-50 | Single Family | FLOOR R0 - R25_Electric Zonal | 1.1112 | 1.1087 | 1.1062 | 1.1037 | 1.1012 | 0.98879 | 0.78924 | 0.62996 | 0.50282 | 0.40134 | 0.32035 | 0.25569 | 0.20409 | 0.10705 | 0 | 0 | 0 | 0 | 0 | 0 | 9.7302 | 9.7302
Retro12Med | Retro | ResWx | Residential | HVAC | 0.34697 | 639.943 | 0.00054218 | 44.6264 | 40-50 | Single Family | FLOOR R0 - R30_DHP | 0.23266 | 0.23213 | 0.2316 | 0.23108 | 0.23055 | 0.20702 | 0.16524 | 0.13189 | 0.10528 | 0.08403 | 0.067071 | 0.053535 | 0.042731 | 0.022414 | 0 | 0 | 0 | 0 | 0 | 0 | 2.0372 | 2.0372
Retro12Med | Retro | ResWx | Residential | HVAC | 0.23924 | 491.0268 | 0.00048723 | 42.041 | 40-50 | Single Family | ATTIC R11 - R49_Electric FAF | 0.092955 | 0.092744 | 0.092534 | 0.092323 | 0.092114 | 0.082714 | 0.066021 | 0.052697 | 0.042062 | 0.033573 | 0.026797 | 0.021389 | 0.017073 | 0.0089551 | 0 | 0 | 0 | 0 | 0 | 0 | 0.81395 | 0.81395
Retro12Med | Retro | ResWx | Residential | HVAC | 0.33324 | 615.1384 | 0.00054173 | 45.6065 | 40-50 | Single Family | FLOOR R0 - R25_DHP | 0.096823 | 0.096603 | 0.096383 | 0.096165 | 0.095946 | 0.086156 | 0.068768 | 0.054889 | 0.043812 | 0.03497 | 0.027912 | 0.022279 | 0.017783 | 0.0093277 | 0 | 0 | 0 | 0 | 0 | 0 | 0.84782 | 0.84782
Retro12Med | Retro | ResWx | Residential | HVAC | 0.31155 | 574.1534 | 0.00054263 | 45.9067 | 40-50 | Single Family | FLOOR R0 - R19_Electric Zonal | 1.7939 | 1.7899 | 1.7858 | 1.7818 | 1.7777 | 1.5963 | 1.2741 | 1.017 | 0.81175 | 0.64793 | 0.51716 | 0.41279 | 0.32948 | 0.17283 | 0 | 0 | 0 | 0 | 0 | 0 | 15.7085 | 15.7085
Retro12Med | Retro | ResWx | Residential | HVAC | 0.79007 | 1582.7573 | 0.00049917 | 29.5134 | 20-30 | Single Family | WINDOW CL22 Prime Window Replacement of Single Pane Base_Electric FAF | 0.082298 | 0.082111 | 0.081925 | 0.081739 | 0.081553 | 0.073231 | 0.058452 | 0.046655 | 0.037239 | 0.029724 | 0.023725 | 0.018937 | 0.015115 | 0.0079284 | 0 | 0 | 0 | 0 | 0 | 0 | 0.72063 | 0.72063
Retro12Med | Retro | ResWx | Residential | HVAC | 0.31119 | 575.187 | 0.00054103 | 48.4142 | 40-50 | Single Family | FLOOR R0 - R19_DHP | 0.15638 | 0.15602 | 0.15567 | 0.15531 | 0.15496 | 0.13915 | 0.11107 | 0.088651 | 0.07076 | 0.056479 | 0.045081 | 0.035983 | 0.028721 | 0.015065 | 0 | 0 | 0 | 0 | 0 | 0 | 1.3693 | 1.3693
Retro12Med | Retro | ResWx | Residential | HVAC | 0.4494 | 873.3508 | 0.00051457 | 42.5943 | 40-50 | Single Family | WALL R0 - R11_Heat Pump | 1.8453 | 1.8411 | 1.8369 | 1.8327 | 1.8286 | 1.642 | 1.3106 | 1.0461 | 0.83498 | 0.66647 | 0.53196 | 0.4246 | 0.33891 | 0.17777 | 0 | 0 | 0 | 0 | 0 | 0 | 16.1579 | 16.1579
Retro12Med | Retro | ResWx | Residential | HVAC | 0.28204 | 541.3168 | 0.00052103 | 70.9949 | 70-80 | Single Family | CFM50 Infiltration Reduction_Electric FAF | 2.109 | 2.1042 | 2.0994 | 2.0946 | 2.0899 | 1.8766 | 1.4979 | 1.1956 | 0.9543 | 0.76171 | 0.60798 | 0.48528 | 0.38734 | 0.20317 | 0 | 0 | 0 | 0 | 0 | 0 | 18.467 | 18.467
Retro12Med | Retro | ResWx | Residential | HVAC | 0.11959 | 250.8712 | 0.0004767 | 93.1007 | 90-100 | Single Family | ATTIC R11 - R38_Electric Zonal | 0.21114 | 0.21066 | 0.21018 | 0.2097 | 0.20923 | 0.18788 | 0.14996 | 0.1197 | 0.09554 | 0.076258 | 0.060868 | 0.048584 | 0.038779 | 0.020341 | 0 | 0 | 0 | 0 | 0 | 0 | 1.8488 | 1.8488
Retro12Med | Retro | ResWx | Residential | HVAC | 0.12234 | 254.8916 | 0.00047997 | 95.091 | 90-100 | Single Family | ATTIC R11 - R38_DHP | 0.01885 | 0.018807 | 0.018764 | 0.018722 | 0.018679 | 0.016773 | 0.013388 | 0.010686 | 0.0085295 | 0.0068081 | 0.0054341 | 0.0043374 | 0.003462 | 0.001816 | 0 | 0 | 0 | 0 | 0 | 0 | 0.16506 | 0.16506
Retro12Med | Retro | ResWx | Residential | HVAC | 0.22595 | 436.3223 | 0.00051785 | 95.9021 | 90-100 | Single Family | CFM50 Infiltration Reduction_Electric Zonal | 6.0247 | 6.011 | 5.9973 | 5.9837 | 5.9701 | 5.3609 | 4.279 | 3.4154 | 2.7261 | 2.176 | 1.7368 | 1.3863 | 1.1065 | 0.58041 | 0 | 0 | 0 | 0 | 0 | 0 | 52.7543 | 52.7543
Retro12Med | Retro | ResWx | Residential | HVAC | 0.2269 | 438.2364 | 0.00051776 | 99.7147 | 90-100 | Single Family | CFM50 Infiltration Reduction_DHP | 0.528 | 0.5268 | 0.52561 | 0.52441 | 0.52322 | 0.46983 | 0.37501 | 0.29933 | 0.23892 | 0.1907 | 0.15221 | 0.12149 | 0.096975 | 0.050867 | 0 | 0 | 0 | 0 | 0 | 0 | 4.6234 | 4.6234
Retro12Med | Retro | ResWx | Residential | HVAC | 0.12978 | 272.1761 | 0.00047682 | 102.4236 | 100-110 | Single Family | ATTIC R11 - R49_Electric Zonal | 0.17981 | 0.1794 | 0.17899 | 0.17858 | 0.17818 | 0.16 | 0.12771 | 0.10193 | 0.081361 | 0.064941 | 0.051835 | 0.041374 | 0.033024 | 0.017322 | 0 | 0 | 0 | 0 | 0 | 0 | 1.5744 | 1.5744
Retro12Med | Retro | ResWx | Residential | HVAC | 0.13275 | 276.5312 | 0.00048007 | 104.62 | 100-110 | Single Family | ATTIC R11 - R49_DHP | 0.016052 | 0.016015 | 0.015979 | 0.015942 | 0.015906 | 0.014283 | 0.011401 | 0.0090998 | 0.0072633 | 0.0057974 | 0.0046274 | 0.0036935 | 0.0029481 | 0.0015464 | 0 | 0 | 0 | 0 | 0 | 0 | 0.14055 | 0.14055
Retro12Med | Retro | ResWx | Residential | HVAC | 0.36991 | 755.4178 | 0.00048968 | 81.0911 | 80-90 | Single Family | WINDOW CL30 Prime Window Replacement of Single Pane Base_Electric Zonal | 0.54961 | 0.54836 | 0.54711 | 0.54587 | 0.54463 | 0.48906 | 0.39036 | 0.31158 | 0.24869 | 0.1985 | 0.15844 | 0.12647 | 0.10094 | 0.052948 | 0 | 0 | 0 | 0 | 0 | 0 | 4.8126 | 4.8126
Retro12Med | Retro | ResWx | Residential | HVAC | 0.10927 | 224.0146 | 0.0004878 | 115.3013 | 110-120 | Single Family | ATTIC R19 - R49_Electric FAF | 0.039018 | 0.038929 | 0.038841 | 0.038753 | 0.038665 | 0.034719 | 0.027712 | 0.022119 | 0.017655 | 0.014092 | 0.011248 | 0.0089781 | 0.0071662 | 0.0037589 | 0 | 0 | 0 | 0 | 0 | 0 | 0.34166 | 0.34166
Retro12Med | Retro | ResWx | Residential | HVAC | 0.090615 | 185.8205 | 0.00048765 | 117.5834 | 110-120 | Single Family | ATTIC R19 - R38_Electric FAF | 0.015027 | 0.014993 | 0.014959 | 0.014925 | 0.014891 | 0.013372 | 0.010673 | 0.008519 | 0.0067997 | 0.0054274 | 0.0043321 | 0.0034578 | 0.00276 | 0.0014477 | 0 | 0 | 0 | 0 | 0 | 0 | 0.13158 | 0.13158
Retro12Med | Retro | ResWx | Residential | HVAC | 0.36198 | 737.5616 | 0.00049078 | 87.6527 | 80-90 | Single Family | WINDOW CL30 Prime Window Replacement of Single Pane Base_DHP | 0.046937 | 0.04683 | 0.046724 | 0.046618 | 0.046512 | 0.041765 | 0.033336 | 0.026609 | 0.021239 | 0.016952 | 0.013531 | 0.0108 | 0.0086206 | 0.0045218 | 0 | 0 | 0 | 0 | 0 | 0 | 0.41099 | 0.41099
Retro12Med | Retro | ResWx | Residential | HVAC | 0.40364 | 823.6336 | 0.00049007 | 90.1813 | 90-100 | Single Family | WINDOW CL22 Prime Window Replacement of Single Pane Base_Electric Zonal | 0.14993 | 0.14959 | 0.14925 | 0.14891 | 0.14857 | 0.13341 | 0.10649 | 0.084996 | 0.067842 | 0.05415 | 0.043222 | 0.034499 | 0.027537 | 0.014444 | 0 | 0 | 0 | 0 | 0 | 0 | 1.3128 | 1.3128
Retro12Med | Retro | ResWx | Residential | HVAC | 0.29212 | 582.5731 | 0.00050144 | 115.7515 | 110-120 | Single Family | WINDOW CL30 Prime Window Replacement of Single Pane Base_Heat Pump | 0.3123 | 0.31159 | 0.31088 | 0.31017 | 0.30947 | 0.27789 | 0.22181 | 0.17704 | 0.14131 | 0.11279 | 0.090029 | 0.07186 | 0.057357 | 0.030086 | 0 | 0 | 0 | 0 | 0 | 0 | 2.7346 | 2.7346
Retro12Med | Retro | ResWx | Residential | HVAC | 0.39492 | 804.072 | 0.00049115 | 97.3361 | 90-100 | Single Family | WINDOW CL22 Prime Window Replacement of Single Pane Base_DHP | 0.012802 | 0.012773 | 0.012744 | 0.012715 | 0.012686 | 0.011391 | 0.0090924 | 0.0072574 | 0.0057928 | 0.0046237 | 0.0036906 | 0.0029457 | 0.0023512 | 0.0012333 | 0 | 0 | 0 | 0 | 0 | 0 | 0.1121 | 0.1121
Retro12Med | Retro | ResWx | Residential | HVAC | 0.32052 | 638.7536 | 0.0005018 | 126.9304 | 120-130 | Single Family | WINDOW CL22 Prime Window Replacement of Single Pane Base_Heat Pump | 0.085664 | 0.08547 | 0.085276 | 0.085082 | 0.084889 | 0.076227 | 0.060843 | 0.048564 | 0.038763 | 0.03094 | 0.024696 | 0.019712 | 0.015734 | 0.0082527 | 0 | 0 | 0 | 0 | 0 | 0 | 0.75011 | 0.75011
Retro12Med | Retro | ResWx | Residential | HVAC | 0.073813 | 152.2088 | 0.00048494 | 178.9566 | >140 | Single Family | ATTIC R11 - R38_Heat Pump | 0.093767 | 0.093554 | 0.093341 | 0.093129 | 0.092918 | 0.083436 | 0.066597 | 0.053157 | 0.042429 | 0.033866 | 0.027031 | 0.021576 | 0.017222 | 0.0090333 | 0 | 0 | 0 | 0 | 0 | 0 | 0.82106 | 0.82106
Retro12Med | Retro | ResWx | Residential | HVAC | 0.26343 | 590.3206 | 0.00044625 | 118.1827 | 110-120 | Single Family | WINDOW CL30 Prime Window Replacement of Double Pane Base_Electric FAF | 4.0557 | 4.0465 | 4.0373 | 4.0282 | 4.019 | 3.6089 | 2.8806 | 2.2992 | 1.8352 | 1.4648 | 1.1692 | 0.93324 | 0.7449 | 0.39072 | 0 | 0 | 0 | 0 | 0 | 0 | 35.5137 | 35.5137
Retro12Med | Retro | ResWx | Residential | HVAC | 0.080046 | 165.0392 | 0.00048501 | 194.899 | >140 | Single Family | ATTIC R11 - R49_Heat Pump | 0.079796 | 0.079615 | 0.079434 | 0.079254 | 0.079074 | 0.071005 | 0.056675 | 0.045237 | 0.036108 | 0.02882 | 0.023004 | 0.018361 | 0.014656 | 0.0076874 | 0 | 0 | 0 | 0 | 0 | 0 | 0.69873 | 0.69873
Retro12Med | Retro | ResWx | Residential | HVAC | 0.30855 | 681.5634 | 0.00045271 | 120.5011 | 120-130 | Single Family | WINDOW CL22 Prime Window Replacement of Double Pane Base_Electric FAF | 1.1876 | 1.1849 | 1.1822 | 1.1795 | 1.1769 | 1.0568 | 0.84349 | 0.67326 | 0.53739 | 0.42893 | 0.34237 | 0.27327 | 0.21812 | 0.11441 | 0 | 0 | 0 | 0 | 0 | 0 | 10.3992 | 10.3992
Retro12Med | Retro | ResWx | Residential | HVAC | 0.12608 | 243.5139 | 0.00051774 | 205.5031 | >140 | Single Family | CFM50 Infiltration Reduction_Heat Pump | 2.4188 | 2.4133 | 2.4079 | 2.4024 | 2.3969 | 2.1523 | 1.718 | 1.3713 | 1.0945 | 0.87362 | 0.69731 | 0.55658 | 0.44425 | 0.23303 | 0 | 0 | 0 | 0 | 0 | 0 | 21.1802 | 21.1802
Retro12Med | Retro | ResWx | Residential | HVAC | 0.078342 | 160.0763 | 0.0004894 | 180.2035 | >140 | Single Family | ATTIC R19 - R49_DHP | 0.0087052 | 0.0086855 | 0.0086657 | 0.0086461 | 0.0086264 | 0.0077462 | 0.0061829 | 0.004935 | 0.0039391 | 0.0031441 | 0.0025096 | 0.0020031 | 0.0015988 | 0.00083864 | 0 | 0 | 0 | 0 | 0 | 0 | 0.076226 | 0.076226
Retro12Med | Retro | ResWx | Residential | HVAC | 0.075268 | 154.7974 | 0.00048624 | 180.0605 | >140 | Single Family | ATTIC R19 - R49_Electric Zonal | 0.095836 | 0.095619 | 0.095401 | 0.095185 | 0.094969 | 0.085278 | 0.068067 | 0.05433 | 0.043365 | 0.034614 | 0.027628 | 0.022052 | 0.017602 | 0.0092327 | 0 | 0 | 0 | 0 | 0 | 0 | 0.83918 | 0.83918
Retro12Med | Retro | ResWx | Residential | HVAC | 0.06501 | 132.8576 | 0.00048932 | 183.3337 | >140 | Single Family | ATTIC R19 - R38_DHP | 0.003355 | 0.0033474 | 0.0033398 | 0.0033322 | 0.0033247 | 0.0029854 | 0.0023829 | 0.001902 | 0.0015181 | 0.0012118 | 0.0009672 | 0.00077201 | 0.0006162 | 0.00032322 | 0 | 0 | 0 | 0 | 0 | 0 | 0.029378 | 0.029378
Retro12Med | Retro | ResWx | Residential | HVAC | 0.062456 | 128.4729 | 0.00048614 | 183.178 | >140 | Single Family | ATTIC R19 - R38_Electric Zonal | 0.036934 | 0.03685 | 0.036766 | 0.036683 | 0.0366 | 0.032865 | 0.026232 | 0.020938 | 0.016712 | 0.01334 | 0.010647 | 0.0084986 | 0.0067834 | 0.0035581 | 0 | 0 | 0 | 0 | 0 | 0 | 0.32341 | 0.32341
Retro12Med | Retro | ResWx | Residential | HVAC | 0.19853 | 439.0603 | 0.00045217 | 167.0455 | >140 | Single Family | WINDOW CL30 Prime Window Replacement of Double Pane Base_Electric Zonal | 10.8993 | 10.8746 | 10.8499 | 10.8252 | 10.8007 | 9.6985 | 7.7412 | 6.1789 | 4.9319 | 3.9366 | 3.1421 | 2.508 | 2.0018 | 1.05 | 0 | 0 | 0 | 0 | 0 | 0 | 95.4386 | 95.4386
Retro12Med | Retro | ResWx | Residential | HVAC | 0.23242 | 507.5828 | 0.00045789 | 170.092 | >140 | Single Family | WINDOW CL22 Prime Window Replacement of Double Pane Base_Electric Zonal | 3.1899 | 3.1827 | 3.1754 | 3.1682 | 3.161 | 2.8385 | 2.2656 | 1.8084 | 1.4434 | 1.1521 | 0.9196 | 0.73401 | 0.58587 | 0.30731 | 0 | 0 | 0 | 0 | 0 | 0 | 27.932 | 27.932
Retro12Med | Retro | ResWx | Residential | HVAC | 0.19965 | 437.5984 | 0.00045624 | 174.5459 | >140 | Single Family | WINDOW CL30 Prime Window Replacement of Double Pane Base_DHP | 0.95656 | 0.95439 | 0.95222 | 0.95006 | 0.9479 | 0.85117 | 0.67939 | 0.54228 | 0.43284 | 0.34548 | 0.27576 | 0.22011 | 0.17569 | 0.092153 | 0 | 0 | 0 | 0 | 0 | 0 | 8.376 | 8.376
Retro12Med | Retro | ResWx | Residential | HVAC | 0.23388 | 506.5712 | 0.00046168 | 177.4556 | >140 | Single Family | WINDOW CL22 Prime Window Replacement of Double Pane Base_DHP | 0.28013 | 0.2795 | 0.27886 | 0.27823 | 0.2776 | 0.24927 | 0.19896 | 0.15881 | 0.12676 | 0.10118 | 0.080758 | 0.06446 | 0.051451 | 0.026988 | 0 | 0 | 0 | 0 | 0 | 0 | 2.453 | 2.453
Retro12Med | Retro | ResWx | Residential | HVAC | 0.088302 | 156.5771 | 0.00056395 | 292.0684 | >140 | Single Family | FLOOR R0 - R30_Heat Pump | 0.48817 | 0.48707 | 0.48596 | 0.48486 | 0.48376 | 0.43439 | 0.34672 | 0.27675 | 0.2209 | 0.17632 | 0.14073 | 0.11233 | 0.08966 | 0.04703 | 0 | 0 | 0 | 0 | 0 | 0 | 4.2746 | 4.2746
Retro12Med | Retro | ResWx | Residential | HVAC | 0.084568 | 150.1869 | 0.00056308 | 296.2435 | >140 | Single Family | FLOOR R0 - R25_Heat Pump | 0.20258 | 0.20212 | 0.20166 | 0.20121 | 0.20075 | 0.18026 | 0.14388 | 0.11485 | 0.091668 | 0.073168 | 0.058401 | 0.046615 | 0.037207 | 0.019516 | 0 | 0 | 0 | 0 | 0 | 0 | 1.7739 | 1.7739
Retro12Med | Retro | ResWx | Residential | HVAC | 0.045479 | 92.3914 | 0.00049224 | 332.3178 | >140 | Single Family | ATTIC R19 - R49_Heat Pump | 0.041665 | 0.04157 | 0.041476 | 0.041382 | 0.041288 | 0.037074 | 0.029592 | 0.02362 | 0.018853 | 0.015048 | 0.012011 | 0.0095872 | 0.0076523 | 0.0040139 | 0 | 0 | 0 | 0 | 0 | 0 | 0.36483 | 0.36483
Retro12Med | Retro | ResWx | Residential | HVAC | 0.03776 | 76.7203 | 0.00049218 | 337.4149 | >140 | Single Family | ATTIC R19 - R38_Heat Pump | 0.016067 | 0.01603 | 0.015994 | 0.015958 | 0.015921 | 0.014297 | 0.011411 | 0.0091084 | 0.0072702 | 0.0058029 | 0.0046318 | 0.003697 | 0.0029509 | 0.0015478 | 0 | 0 | 0 | 0 | 0 | 0 | 0.14069 | 0.14069
Retro12Med | Retro | ResWx | Residential | HVAC | 0.078621 | 139.9611 | 0.00056173 | 308.0044 | >140 | Single Family | FLOOR R0 - R19_Heat Pump | 0.32573 | 0.32499 | 0.32425 | 0.32352 | 0.32278 | 0.28984 | 0.23135 | 0.18466 | 0.14739 | 0.11764 | 0.093902 | 0.074951 | 0.059825 | 0.03138 | 0 | 0 | 0 | 0 | 0 | 0 | 2.8522 | 2.8522
Retro12Med | Retro | ResWx | Residential | HVAC | 0.13173 | 281.2557 | 0.00046837 | 283.4656 | >140 | Single Family | WINDOW CL30 Prime Window Replacement of Double Pane Base_Heat Pump | 5.2036 | 5.1918 | 5.18 | 5.1682 | 5.1565 | 4.6303 | 3.6958 | 2.9499 | 2.3546 | 1.8794 | 1.5001 | 1.1974 | 0.95571 | 0.5013 | 0 | 0 | 0 | 0 | 0 | 0 | 45.5645 | 45.5645
Retro12Med | Retro | ResWx | Residential | HVAC | 0.1546 | 326.8656 | 0.00047299 | 287.0617 | >140 | Single Family | WINDOW CL22 Prime Window Replacement of Double Pane Base_Heat Pump | 1.5268 | 1.5233 | 1.5199 | 1.5164 | 1.513 | 1.3586 | 1.0844 | 0.86554 | 0.69086 | 0.55143 | 0.44015 | 0.35132 | 0.28042 | 0.14709 | 0 | 0 | 0 | 0 | 0 | 0 | 13.3691 | 13.3691
LO12MEd | New | Showerheads | Residential | Water Heating | 0.018372 | 94.9365 | 0.00019352 | -212.7877 | <0 | Single Family | SF Showerhead Replace_2_00gpm_Any Shower_ AnyWH | 0.086419 | 0.16533 | 0.23506 | 0.30321 | 0.36883 | 0.41468 | 0.45232 | 0.48932 | 0.51529 | 0.54969 | 0.57387 | 0.58257 | 0.57964 | 0.59026 | 0.60526 | 0.60913 | 0.58902 | 0.58803 | 0.58953 | 0.59353 | 9.481 | 9.481
LO12MEd | New | Showerheads | Residential | Water Heating | 0.022249 | 114.9679 | 0.00019352 | -109.9733 | <0 | Multifamily - Low Rise | MF Showerhead Replace_2_00gpm_Any Shower_ AnyWH | 0.03504 | 0.069288 | 0.103 | 0.13297 | 0.15667 | 0.17823 | 0.19816 | 0.21941 | 0.23914 | 0.25746 | 0.26804 | 0.27571 | 0.28225 | 0.28399 | 0.28438 | 0.28155 | 0.27677 | 0.27326 | 0.268 | 0.26699 | 4.3503 | 4.3503
LO12MEd | New | Showerheads | Residential | Water Heating | 0.022249 | 114.9679 | 0.00019352 | -109.9733 | <0 | Multifamily - High Rise | MF Showerhead Replace_2_00gpm_Any Shower_ AnyWH | 0.0078661 | 0.015774 | 0.023802 | 0.030018 | 0.034683 | 0.040047 | 0.044656 | 0.050059 | 0.054176 | 0.058322 | 0.059986 | 0.061585 | 0.0625 | 0.06338 | 0.063768 | 0.063088 | 0.062091 | 0.060663 | 0.060432 | 0.060157 | 0.97705 | 0.97705
LO12MEd | New | Showerheads | Residential | Water Heating | 0.029787 | 141.1977 | 0.00021096 | -126.6958 | <0 | Manufactured | MH Showerhead Replace_2_00gpm_Any Shower_ AnyWH | 0.0029009 | 0.0058397 | 0.009073 | 0.012545 | 0.015202 | 0.017655 | 0.019875 | 0.021727 | 0.023245 | 0.024379 | 0.025139 | 0.025824 | 0.026431 | 0.026917 | 0.027293 | 0.027572 | 0.027555 | 0.027559 | 0.027567 | 0.027571 | 0.42187 | 0.42187
LO12MEd | New | Showerheads | Residential | Water Heating | 0.010957 | 56.6162 | 0.00019352 | -238.3831 | <0 | Single Family | SF Showerhead Replace_1_75gpm_Any Shower_ AnyWH | 0.051537 | 0.098594 | 0.14018 | 0.18082 | 0.21995 | 0.2473 | 0.26974 | 0.29181 | 0.30729 | 0.32781 | 0.34223 | 0.34742 | 0.34567 | 0.35201 | 0.36095 | 0.36326 | 0.35127 | 0.35068 | 0.35157 | 0.35396 | 5.6541 | 5.6541
LO12MEd | New | Showerheads | Residential | Water Heating | 0.013268 | 68.5621 | 0.00019352 | -134.167 | <0 | Multifamily - Low Rise | MF Showerhead Replace_1_75gpm_Any Shower_ AnyWH | 0.020896 | 0.041321 | 0.061427 | 0.079297 | 0.09343 | 0.10629 | 0.11817 | 0.13085 | 0.14261 | 0.15354 | 0.15985 | 0.16442 | 0.16832 | 0.16936 | 0.16959 | 0.1679 | 0.16505 | 0.16296 | 0.15983 | 0.15922 | 2.5943 | 2.5943
LO12MEd | New | Showerheads | Residential | Water Heating | 0.013268 | 68.5621 | 0.00019352 | -134.167 | <0 | Multifamily - High Rise | MF Showerhead Replace_1_75gpm_Any Shower_ AnyWH | 0.004691 | 0.0094067 | 0.014194 | 0.017901 | 0.020683 | 0.023882 | 0.026631 | 0.029853 | 0.032308 | 0.034781 | 0.035773 | 0.036727 | 0.037272 | 0.037797 | 0.038029 | 0.037623 | 0.037029 | 0.036177 | 0.036039 | 0.035875 | 0.58267 | 0.58267
LO12MEd | New | Showerheads | Residential | Water Heating | 0.016283 | 84.1411 | 0.00019352 | -143.6688 | <0 | Manufactured | MH Showerhead Replace_1_75gpm_Any Shower_ AnyWH | 0.0015858 | 0.0031923 | 0.0049598 | 0.0068576 | 0.0083104 | 0.0096515 | 0.010865 | 0.011877 | 0.012707 | 0.013327 | 0.013742 | 0.014117 | 0.014449 | 0.014715 | 0.01492 | 0.015072 | 0.015063 | 0.015065 | 0.01507 | 0.015072 | 0.23062 | 0.23062
LO12MEd | New | Showerheads | Residential | Water Heating | 0.011404 | 58.9306 | 0.00019352 | -230.1685 | <0 | Single Family | SF Showerhead Replace_1_50gpm_Any Shower_ AnyWH | 0.053643 | 0.10262 | 0.14591 | 0.18821 | 0.22895 | 0.2574 | 0.28077 | 0.30374 | 0.31986 | 0.34121 | 0.35622 | 0.36162 | 0.3598 | 0.3664 | 0.3757 | 0.37811 | 0.36563 | 0.36501 | 0.36594 | 0.36843 | 5.8852 | 5.8852
LO12MEd | New | Showerheads | Residential | Water Heating | 0.013811 | 71.3648 | 0.00019352 | -129.3788 | <0 | Multifamily - Low Rise | MF Showerhead Replace_1_50gpm_Any Shower_ AnyWH | 0.021751 | 0.04301 | 0.063938 | 0.082538 | 0.097249 | 0.11063 | 0.12301 | 0.13619 | 0.14844 | 0.15982 | 0.16638 | 0.17114 | 0.1752 | 0.17628 | 0.17652 | 0.17477 | 0.1718 | 0.16962 | 0.16636 | 0.16573 | 2.7004 | 2.7004
LO12MEd | New | Showerheads | Residential | Water Heating | 0.013811 | 71.3648 | 0.00019352 | -129.3788 | <0 | Multifamily - High Rise | MF Showerhead Replace_1_50gpm_Any Shower_ AnyWH | 0.0048828 | 0.0097912 | 0.014775 | 0.018633 | 0.021529 | 0.024858 | 0.02772 | 0.031073 | 0.033629 | 0.036202 | 0.037236 | 0.038228 | 0.038796 | 0.039342 | 0.039583 | 0.039161 | 0.038542 | 0.037656 | 0.037512 | 0.037341 | 0.60649 | 0.60649
LO12MEd | New | Showerheads | Residential | Water Heating | 0.016949 | 87.5806 | 0.00019352 | -138.5681 | <0 | Manufactured | MH Showerhead Replace_1_50gpm_Any Shower_ AnyWH | 0.0016506 | 0.0033228 | 0.0051626 | 0.007138 | 0.0086501 | 0.010046 | 0.011309 | 0.012363 | 0.013226 | 0.013872 | 0.014304 | 0.014694 | 0.01504 | 0.015316 | 0.01553 | 0.015689 | 0.015679 | 0.015681 | 0.015686 | 0.015688 | 0.24005 | 0.24005
LO12MEd | New | Showerheads | Residential | Water Heating | 0.039445 | 186.9827 | 0.00021096 | -231.8496 | <0 | Single Family | SF Showerhead Replace_1_50GPM_any shower_HPWH | 0.025301 | 0.048403 | 0.068817 | 0.088772 | 0.10798 | 0.12141 | 0.13243 | 0.14326 | 0.15086 | 0.16093 | 0.16801 | 0.17056 | 0.1697 | 0.17281 | 0.1772 | 0.17834 | 0.17245 | 0.17216 | 0.1726 | 0.17377 | 2.7758 | 2.7758
LO12MEd | New | Showerheads | Residential | Water Heating | 0.033367 | 172.4167 | 0.00019352 | -229.4019 | <0 | Manufactured | MH Showerhead Replace_1_50GPM_any shower_HPWH | 0.00038994 | 0.00078498 | 0.0012196 | 0.0016863 | 0.0020435 | 0.0023733 | 0.0026717 | 0.0029205 | 0.0031246 | 0.0032771 | 0.0033792 | 0.0034713 | 0.003553 | 0.0036183 | 0.0036688 | 0.0037062 | 0.003704 | 0.0037045 | 0.0037057 | 0.0037061 | 0.056709 | 0.056709
Retro12Med | Retro | Showerheads | Residential | Water Heating | 0.018372 | 94.9365 | 0.00019352 | -212.7877 | <0 | Single Family | SF Showerhead Replace_2_00gpm_Any Shower_ AnyWH | 4.9693 | 5.0403 | 5.1037 | 5.1596 | 5.2096 | 4.7291 | 3.8115 | 3.0696 | 2.4711 | 1.9885 | 1.6 | 1.2871 | 1.0352 | 0.83233 | 0.66913 | 0.53793 | 0.0036867 | 0.0013227 | 0.00045296 | 0.00014837 | 51.8378 | 47.5196
Retro12Med | Retro | Showerheads | Residential | Water Heating | 0.022249 | 114.9679 | 0.00019352 | -109.9733 | <0 | Multifamily - Low Rise | MF Showerhead Replace_2_00gpm_Any Shower_ AnyWH | 1.3941 | 1.4241 | 1.4518 | 1.4775 | 1.5004 | 1.3681 | 1.1071 | 0.89496 | 0.72313 | 0.58412 | 0.47175 | 0.38086 | 0.30738 | 0.24801 | 0.20005 | 0.16131 | 0.0011086 | 0.00039883 | 0.00013695 | 4.4968e-05 | 15.7108 | 13.6964
Retro12Med | Retro | Showerheads | Residential | Water Heating | 0.022249 | 114.9679 | 0.00019352 | -109.9733 | <0 | Multifamily - High Rise | MF Showerhead Replace_2_00gpm_Any Shower_ AnyWH | 0.31785 | 0.32457 | 0.33089 | 0.33682 | 0.34199 | 0.31171 | 0.25218 | 0.20384 | 0.1647 | 0.13303 | 0.10743 | 0.086718 | 0.069973 | 0.056443 | 0.045517 | 0.036697 | 0.00025217 | 9.0711e-05 | 3.114e-05 | 1.0224e-05 | 3.5722 | 3.1208
Retro12Med | Retro | Showerheads | Residential | Water Heating | 0.029787 | 141.1977 | 0.00021096 | -126.6958 | <0 | Manufactured | MH Showerhead Replace_2_00gpm_Any Shower_ AnyWH | 0.78103 | 0.77516 | 0.76931 | 0.76355 | 0.75788 | 0.67692 | 0.53738 | 0.4266 | 0.33866 | 0.26885 | 0.087861 | 0 | 0 | 0 | 0 | 0 | 0 | 0 | 0 | 0 | 6.1832 | 6.1832
Retro12Med | Retro | Showerheads | Residential | Water Heating | 0.010957 | 56.6162 | 0.00019352 | -238.3831 | <0 | Single Family | SF Showerhead Replace_1_75gpm_Any Shower_ AnyWH | 2.9635 | 3.0058 | 3.0437 | 3.077 | 3.1068 | 2.8202 | 2.273 | 1.8306 | 1.4737 | 1.1859 | 0.95415 | 0.7676 | 0.61736 | 0.49636 | 0.39904 | 0.3208 | 0.0021986 | 0.00078879 | 0.00027012 | 8.8483e-05 | 30.9139 | 28.3387
Retro12Med | Retro | Showerheads | Residential | Water Heating | 0.013268 | 68.5621 | 0.00019352 | -134.167 | <0 | Multifamily - Low Rise | MF Showerhead Replace_1_75gpm_Any Shower_ AnyWH | 0.83139 | 0.84927 | 0.86582 | 0.8811 | 0.89478 | 0.8159 | 0.66022 | 0.53372 | 0.43124 | 0.34834 | 0.28133 | 0.22713 | 0.18331 | 0.1479 | 0.1193 | 0.096196 | 0.00066111 | 0.00023785 | 8.1669e-05 | 2.6817e-05 | 9.3692 | 8.168
Retro12Med | Retro | Showerheads | Residential | Water Heating | 0.013268 | 68.5621 | 0.00019352 | -134.167 | <0 | Multifamily - High Rise | MF Showerhead Replace_1_75gpm_Any Shower_ AnyWH | 0.18955 | 0.19356 | 0.19733 | 0.20087 | 0.20395 | 0.18589 | 0.15039 | 0.12156 | 0.098222 | 0.079335 | 0.064069 | 0.051715 | 0.041729 | 0.03366 | 0.027145 | 0.021885 | 0.00015038 | 5.4096e-05 | 1.8571e-05 | 6.0974e-06 | 2.1303 | 1.8611
Retro12Med | Retro | Showerheads | Residential | Water Heating | 0.016283 | 84.1411 | 0.00019352 | -143.6688 | <0 | Manufactured | MH Showerhead Replace_1_75gpm_Any Shower_ AnyWH | 0.42696 | 0.42375 | 0.42055 | 0.4174 | 0.4143 | 0.37005 | 0.29377 | 0.23321 | 0.18513 | 0.14697 | 0.04803 | 0 | 0 | 0 | 0 | 0 | 0 | 0 | 0 | 0 | 3.3801 | 3.3801
Retro12Med | Retro | Showerheads | Residential | Water Heating | 0.011404 | 58.9306 | 0.00019352 | -230.1685 | <0 | Single Family | SF Showerhead Replace_1_50gpm_Any Shower_ AnyWH | 3.0846 | 3.1287 | 3.1681 | 3.2027 | 3.2338 | 2.9355 | 2.3659 | 1.9054 | 1.5339 | 1.2343 | 0.99316 | 0.79898 | 0.6426 | 0.51665 | 0.41535 | 0.33391 | 0.0022885 | 0.00082104 | 0.00028117 | 9.21e-05 | 32.1776 | 29.4972
Retro12Med | Retro | Showerheads | Residential | Water Heating | 0.013811 | 71.3648 | 0.00019352 | -129.3788 | <0 | Multifamily - Low Rise | MF Showerhead Replace_1_50gpm_Any Shower_ AnyWH | 0.86538 | 0.88399 | 0.90121 | 0.91712 | 0.93135 | 0.84925 | 0.68721 | 0.55553 | 0.44887 | 0.36258 | 0.29283 | 0.23641 | 0.1908 | 0.15395 | 0.12418 | 0.10013 | 0.00068813 | 0.00024757 | 8.5007e-05 | 2.7913e-05 | 9.7522 | 8.5019
Retro12Med | Retro | Showerheads | Residential | Water Heating | 0.013811 | 71.3648 | 0.00019352 | -129.3788 | <0 | Multifamily - High Rise | MF Showerhead Replace_1_50gpm_Any Shower_ AnyWH | 0.1973 | 0.20147 | 0.20539 | 0.20908 | 0.21229 | 0.19349 | 0.15654 | 0.12653 | 0.10224 | 0.082578 | 0.066688 | 0.053829 | 0.043435 | 0.035036 | 0.028254 | 0.022779 | 0.00015653 | 5.6308e-05 | 1.933e-05 | 6.3467e-06 | 2.2174 | 1.9372
Retro12Med | Retro | Showerheads | Residential | Water Heating | 0.016949 | 87.5806 | 0.00019352 | -138.5681 | <0 | Manufactured | MH Showerhead Replace_1_50gpm_Any Shower_ AnyWH | 0.44442 | 0.44107 | 0.43774 | 0.43447 | 0.43124 | 0.38517 | 0.30578 | 0.24274 | 0.1927 | 0.15298 | 0.049993 | 0 | 0 | 0 | 0 | 0 | 0 | 0 | 0 | 0 | 3.5183 | 3.5183
Retro12Med | Retro | Showerheads | Residential | Water Heating | 0.039445 | 186.9827 | 0.00021096 | -231.8496 | <0 | Single Family | SF Showerhead Replace_1_50GPM_any shower_HPWH | 1.4549 | 1.4756 | 1.4942 | 1.5106 | 1.5252 | 1.3845 | 1.1159 | 0.8987 | 0.72347 | 0.58218 | 0.46842 | 0.37684 | 0.30308 | 0.24368 | 0.1959 | 0.15749 | 0.0010794 | 0.00038724 | 0.00013261 | 4.3439e-05 | 15.1766 | 13.9124
Retro12Med | Retro | Showerheads | Residential | Water Heating | 0.033367 | 172.4167 | 0.00019352 | -229.4019 | <0 | Manufactured | MH Showerhead Replace_1_50GPM_any shower_HPWH | 0.11931 | 0.11841 | 0.11751 | 0.11663 | 0.11577 | 0.1034 | 0.082087 | 0.065165 | 0.051731 | 0.041068 | 0.013421 | 0 | 0 | 0 | 0 | 0 | 0 | 0 | 0 | 0 | 0.9445 | 0.9445
RetroMax60 | Retro | Solar Water Heater | Residential | Water Heating | 0.19109 | 1143.7736 | 0.00016707 | 706.8734 | >140 | Single Family | SHW Solar Zone 1 | 0.27596 | 0.54487 | 0.79828 | 1.0282 | 1.2274 | 1.313 | 1.2292 | 1.1498 | 1.0749 | 1.0048 | 0.93969 | 0.87948 | 0.82391 | 0.76375 | 0.71692 | 0.67374 | 0.63357 | 0.59616 | 0.56137 | 0.52869 | 24.6001 | 16.7636
RetroMax60 | Retro | Solar Water Heater | Residential | Water Heating | 0.20114 | 1203.9722 | 0.00016707 | 671.0554 | >140 | Single Family | SHW Solar Zone 2 | 0.36002 | 0.71084 | 1.0414 | 1.3413 | 1.6012 | 1.7129 | 1.6037 | 1.5 | 1.4023 | 1.3109 | 1.2259 | 1.1474 | 1.0749 | 0.99638 | 0.93529 | 0.87896 | 0.82655 | 0.77775 | 0.73237 | 0.68973 | 32.0932 | 21.8697
RetroMax60 | Retro | Solar Water Heater | Residential | Water Heating | 0.21623 | 1294.2701 | 0.00016707 | 623.5758 | >140 | Single Family | SHW Solar Zone 3 | 0.24926 | 0.49215 | 0.72103 | 0.92866 | 1.1086 | 1.1859 | 1.1103 | 1.0385 | 0.97085 | 0.90757 | 0.84876 | 0.79437 | 0.74418 | 0.68984 | 0.64754 | 0.60854 | 0.57226 | 0.53847 | 0.50705 | 0.47753 | 22.2195 | 15.1413
RetroMax60 | Retro | Solar Water Heater | Residential | Water Heating | 0.25143 | 1504.9652 | 0.00016707 | 534.9473 | >140 | Single Family | SHW Solar Zone 4 | 0.080194 | 0.15834 | 0.23198 | 0.29878 | 0.35666 | 0.38155 | 0.35721 | 0.33412 | 0.31235 | 0.29199 | 0.27307 | 0.25557 | 0.23943 | 0.22194 | 0.20833 | 0.19579 | 0.18411 | 0.17324 | 0.16313 | 0.15364 | 7.1487 | 4.8714
RetroMax60 | Retro | Solar Water Heater | Residential | Water Heating | 0.19109 | 1143.7736 | 0.00016707 | 706.8734 | >140 | Multifamily - Low Rise | SHW Solar Zone 1 | 0.10541 | 0.20824 | 0.30542 | 0.39411 | 0.47186 | 0.50688 | 0.47707 | 0.44902 | 0.42261 | 0.39776 | 0.37437 | 0.35235 | 0.33163 | 0.31213 | 0.29377 | 0.27649 | 0.26023 | 0.24493 | 0.23053 | 0.21697 | 10.0955 | 6.6318
RetroMax60 | Retro | Solar Water Heater | Residential | Water Heating | 0.20114 | 1203.9722 | 0.00016707 | 671.0554 | >140 | Multifamily - Low Rise | SHW Solar Zone 2 | 0.13752 | 0.27167 | 0.39845 | 0.51416 | 0.61559 | 0.66128 | 0.62239 | 0.58579 | 0.55134 | 0.51892 | 0.4884 | 0.45968 | 0.43264 | 0.4072 | 0.38325 | 0.36071 | 0.3395 | 0.31954 | 0.30074 | 0.28306 | 13.1706 | 8.6518
RetroMax60 | Retro | Solar Water Heater | Residential | Water Heating | 0.21623 | 1294.2701 | 0.00016707 | 623.5758 | >140 | Multifamily - Low Rise | SHW Solar Zone 3 | 0.095211 | 0.18809 | 0.27586 | 0.35597 | 0.4262 | 0.45783 | 0.43091 | 0.40557 | 0.38171 | 0.35927 | 0.33814 | 0.31825 | 0.29954 | 0.28192 | 0.26534 | 0.24974 | 0.23505 | 0.22123 | 0.20822 | 0.19597 | 9.1186 | 5.99
RetroMax60 | Retro | Solar Water Heater | Residential | Water Heating | 0.25143 | 1504.9652 | 0.00016707 | 534.9473 | >140 | Multifamily - Low Rise | SHW Solar Zone 4 | 0.030632 | 0.060514 | 0.088754 | 0.11453 | 0.13712 | 0.1473 | 0.13864 | 0.13048 | 0.12281 | 0.11559 | 0.10879 | 0.10239 | 0.09637 | 0.090703 | 0.085369 | 0.080348 | 0.075623 | 0.071176 | 0.06699 | 0.06305 | 2.9337 | 1.9272
LO5Med | New | WIFI enabled tstats | Residential | HVAC | 0.19477 | 557.5326 | 0.00034935 | 42.9966 | 40-50 | Single Family | WIFI Enabled Thermostat HZ3 | 0.00038315 | 0.00081649 | 0.0012958 | 0.0018399 | 0.0024411 | 0.0030506 | 0.0037386 | 0.0045065 | 0.005193 | 0.0059265 | 0.0064675 | 0.006723 | 0.006742 | 0.0068501 | 0.0069739 | 0.0069595 | 0.0067334 | 0.0067228 | 0.00674 | 0.0067858 | 0.09689 | 0.09689
LO5Med | New | WIFI enabled tstats | Residential | HVAC | 0.20455 | 585.5331 | 0.00034935 | 39.992 | 30-40 | Single Family | WIFI Enabled Thermostat HZ2 | 0.0014882 | 0.0031713 | 0.0050331 | 0.0071462 | 0.0094813 | 0.011849 | 0.014521 | 0.017504 | 0.02017 | 0.023019 | 0.02512 | 0.026112 | 0.026187 | 0.026606 | 0.027087 | 0.027031 | 0.026153 | 0.026112 | 0.026179 | 0.026356 | 0.37633 | 0.37633
LO5Med | New | WIFI enabled tstats | Residential | HVAC | 0.20502 | 586.8808 | 0.00034935 | 39.8546 | 30-40 | Single Family | WIFI Enabled Thermostat HZ1 | 0.0085465 | 0.018213 | 0.028905 | 0.041041 | 0.054451 | 0.068048 | 0.083394 | 0.10052 | 0.11584 | 0.1322 | 0.14427 | 0.14996 | 0.15039 | 0.1528 | 0.15556 | 0.15524 | 0.1502 | 0.14996 | 0.15034 | 0.15137 | 2.1612 | 2.1612
Retro5Med | Retro | WIFI enabled tstats | Residential | HVAC | 0.19477 | 557.5326 | 0.00034935 | 42.9966 | 40-50 | Single Family | WIFI Enabled Thermostat HZ3 | 0.049936 | 0.061641 | 0.075801 | 0.088382 | 0.10122 | 0.11879 | 0.13076 | 0.134 | 0.12665 | 0.10916 | 0.084707 | 0.058289 | 0.03497 | 0.017948 | 0.0077189 | 0.0027184 | 0.00076446 | 0.00016699 | 2.7511e-05 | 3.3098e-06 | 1.232 | 1.2037
Retro5Med | Retro | WIFI enabled tstats | Residential | HVAC | 0.20455 | 585.5331 | 0.00034935 | 39.992 | 30-40 | Single Family | WIFI Enabled Thermostat HZ2 | 0.19396 | 0.23942 | 0.29441 | 0.34328 | 0.39316 | 0.4614 | 0.50788 | 0.52045 | 0.4919 | 0.424 | 0.32901 | 0.2264 | 0.13583 | 0.069713 | 0.029981 | 0.010559 | 0.0029692 | 0.00064862 | 0.00010686 | 1.2855e-05 | 4.7853 | 4.6751
Retro5Med | Retro | WIFI enabled tstats | Residential | HVAC | 0.20502 | 586.8808 | 0.00034935 | 39.8546 | 30-40 | Single Family | WIFI Enabled Thermostat HZ1 | 1.1139 | 1.375 | 1.6908 | 1.9715 | 2.2579 | 2.6498 | 2.9168 | 2.9889 | 2.825 | 2.435 | 1.8895 | 1.3002 | 0.78005 | 0.40036 | 0.17218 | 0.060638 | 0.017052 | 0.003725 | 0.00061367 | 7.3829e-05 | 27.4821 | 26.849
LightingPPA | PPA | Lighting PPA | Residential | Lighting | 0.0028596 | 10.9459 | 0.00026125 | -72.3373 | <0 | Single Family | all45lm/WGeneral Purpose and Dimmable250 to 664 lumensANY | 7.3241 | 5.8317 | 4.3514 | 2.8896 | 0 | 0 | 0 | 0 | 0 | 0 | 0 | 0 | 0 | 0 | 0 | 0 | 0 | 0 | 0 | 0 | 43.9828 | 20.3968
LightingPPA | PPA | Lighting PPA | Residential | Lighting | 0.0011226 | 4.2972 | 0.00026125 | -53.2688 | <0 | Single Family | all45lm/WGeneral Purpose and Dimmable665 to 1439 lumensANY | 22.1877 | 17.6665 | 13.1821 | 8.7537 | 0 | 0 | 0 | 0 | 0 | 0 | 0 | 0 | 0 | 0 | 0 | 0 | 0 | 0 | 0 | 0 | 133.2414 | 61.7899
LightingPPA | PPA | Lighting PPA | Residential | Lighting | -0.00031675 | -1.2124 | 0.00026125 | 9999 | >140 | Single Family | all45lm/WGeneral Purpose and Dimmable1440 to 2600 lumensANY | 0 | 0 | 0 | 0 | 0 | 0 | 0 | 0 | 0 | 0 | 0 | 0 | 0 | 0 | 0 | 0 | 0 | 0 | 0 | 0 | 0 | 0
LightingPPA | PPA | Lighting PPA | Residential | Lighting | 0.0028596 | 10.9459 | 0.00026125 | -72.3373 | <0 | Multifamily - Low Rise | all45lm/WGeneral Purpose and Dimmable250 to 664 lumensANY | 0.60243 | 0.4805 | 0.35937 | 0.23848 | 0 | 0 | 0 | 0 | 0 | 0 | 0 | 0 | 0 | 0 | 0 | 0 | 0 | 0 | 0 | 0 | 3.5657 | 1.6808
LightingPPA | PPA | Lighting PPA | Residential | Lighting | 0.0011226 | 4.2972 | 0.00026125 | -53.2688 | <0 | Multifamily - Low Rise | all45lm/WGeneral Purpose and Dimmable665 to 1439 lumensANY | 1.825 | 1.4556 | 1.0887 | 0.72244 | 0 | 0 | 0 | 0 | 0 | 0 | 0 | 0 | 0 | 0 | 0 | 0 | 0 | 0 | 0 | 0 | 10.802 | 5.0918
LightingPPA | PPA | Lighting PPA | Residential | Lighting | -0.00031675 | -1.2124 | 0.00026125 | 9999 | >140 | Multifamily - Low Rise | all45lm/WGeneral Purpose and Dimmable1440 to 2600 lumensANY | 0 | 0 | 0 | 0 | 0 | 0 | 0 | 0 | 0 | 0 | 0 | 0 | 0 | 0 | 0 | 0 | 0 | 0 | 0 | 0 | 0 | 0
LightingPPA | PPA | Lighting PPA | Residential | Lighting | 0.0028596 | 10.9459 | 0.00026125 | -72.3373 | <0 | Multifamily - High Rise | all45lm/WGeneral Purpose and Dimmable250 to 664 lumensANY | 0.13718 | 0.10954 | 0.082022 | 0.054331 | 0 | 0 | 0 | 0 | 0 | 0 | 0 | 0 | 0 | 0 | 0 | 0 | 0 | 0 | 0 | 0 | 0.81279 | 0.38308
LightingPPA | PPA | Lighting PPA | Residential | Lighting | 0.0011226 | 4.2972 | 0.00026125 | -53.2688 | <0 | Multifamily - High Rise | all45lm/WGeneral Purpose and Dimmable665 to 1439 lumensANY | 0.41558 | 0.33184 | 0.24848 | 0.16459 | 0 | 0 | 0 | 0 | 0 | 0 | 0 | 0 | 0 | 0 | 0 | 0 | 0 | 0 | 0 | 0 | 2.4623 | 1.1605
LightingPPA | PPA | Lighting PPA | Residential | Lighting | -0.00031675 | -1.2124 | 0.00026125 | 9999 | >140 | Multifamily - High Rise | all45lm/WGeneral Purpose and Dimmable1440 to 2600 lumensANY | 0 | 0 | 0 | 0 | 0 | 0 | 0 | 0 | 0 | 0 | 0 | 0 | 0 | 0 | 0 | 0 | 0 | 0 | 0 | 0 | 0 | 0
LightingPPA | PPA | Lighting PPA | Residential | Lighting | 0.0028596 | 10.9459 | 0.00026125 | -72.3373 | <0 | Manufactured | all45lm/WGeneral Purpose and Dimmable250 to 664 lumensANY | 0.51922 | 0.41102 | 0.30513 | 0.20136 | 0 | 0 | 0 | 0 | 0 | 0 | 0 | 0 | 0 | 0 | 0 | 0 | 0 | 0 | 0 | 0 | 3.1562 | 1.4367
LightingPPA | PPA | Lighting PPA | Residential | Lighting | 0.0011226 | 4.2972 | 0.00026125 | -53.2688 | <0 | Manufactured | all45lm/WGeneral Purpose and Dimmable665 to 1439 lumensANY | 1.5729 | 1.2451 | 0.92436 | 0.61 | 0 | 0 | 0 | 0 | 0 | 0 | 0 | 0 | 0 | 0 | 0 | 0 | 0 | 0 | 0 | 0 | 9.5612 | 4.3524
LightingPPA | PPA | Lighting PPA | Residential | Lighting | -0.00031675 | -1.2124 | 0.00026125 | 9999 | >140 | Manufactured | all45lm/WGeneral Purpose and Dimmable1440 to 2600 lumensANY | 0 | 0 | 0 | 0 | 0 | 0 | 0 | 0 | 0 | 0 | 0 | 0 | 0 | 0 | 0 | 0 | 0 | 0 | 0 | 0 | 0 | 0

## shape
Ramp Rate | Resource Type | Measure Category | Sector | End Use | kW per unit | kWh per unit | TRC Net Levelized Cost (Net of All Benefits) | Lev Cost Bins | segment | measure | MAX | Jan_heavy | Feb_heavy | Mar_heavy | Apr_heavy | May_heavy | Jun_heavy | Jul_heavy | Aug_heavy | Sep_heavy | Oct_heavy | Nov_heavy | Dec_heavy | NULL | Jan_light | Feb_light | Mar_light | Apr_light | May_light | Jun_light | Jul_light | Aug_light | Sep_light | Oct_light | Nov_light | Dec_light
Retro20Fast | Retro | Lighting | Agriculture | Lighting | 0.061476 | 263.3767 | -28.5003 | <0 | 35-44W LED fixture & NEW Photocell_Replacing_100W HID fixture | Idaho | 0.14805 | 0.0058321 | 0.0043114 | 0.0040163 | 0.0023056 | 0.0018521 | 0.0014367 | 0.0014992 | 0.0021821 | 0.0027569 | 0.0044976 | 0.0052083 | 0.0061353 | 0 | 0.0096657 | 0.0083842 | 0.0084522 | 0.0080486 | 0.0074132 | 0.0067356 | 0.0073551 | 0.007942 | 0.0085607 | 0.0088351 | 0.0092616 | 0.0097057
Retro20Fast | Retro | Lighting | Agriculture | Lighting | 0.061823 | 264.8648 | -27.9926 | <0 | 35-44W LED fixture & NEW Photocell_Replacing_150W HID fixture | Idaho | 0.14889 | 0.005865 | 0.0043358 | 0.004039 | 0.0023187 | 0.0018626 | 0.0014448 | 0.0015076 | 0.0021944 | 0.0027725 | 0.004523 | 0.0052378 | 0.00617 | 0 | 0.0097203 | 0.0084316 | 0.0085 | 0.0080941 | 0.0074551 | 0.0067736 | 0.0073966 | 0.0079869 | 0.008609 | 0.008885 | 0.009314 | 0.0097605
Retro20Fast | Retro | Lighting | Agriculture | Lighting | 0.06222 | 266.5623 | -27.6513 | <0 | 35-44W LED fixture & NEW Photocell_Replacing_175W MH fixture | Idaho | 0.14984 | 0.0059026 | 0.0043636 | 0.0040649 | 0.0023335 | 0.0018745 | 0.0014541 | 0.0015173 | 0.0022085 | 0.0027903 | 0.004552 | 0.0052713 | 0.0062095 | 0 | 0.0097826 | 0.0084856 | 0.0085544 | 0.008146 | 0.0075028 | 0.006817 | 0.007444 | 0.0080381 | 0.0086642 | 0.008942 | 0.0093737 | 0.0098231
Retro20Fast | Retro | Lighting | Agriculture | Lighting | 0.061476 | 263.3767 | -28.5003 | <0 | 35-44W LED fixture & NEW Photocell_Replacing_175W MV fixture | Idaho | 0.14805 | 0.0058321 | 0.0043114 | 0.0040163 | 0.0023056 | 0.0018521 | 0.0014367 | 0.0014992 | 0.0021821 | 0.0027569 | 0.0044976 | 0.0052083 | 0.0061353 | 0 | 0.0096657 | 0.0083842 | 0.0084522 | 0.0080486 | 0.0074132 | 0.0067356 | 0.0073551 | 0.007942 | 0.0085607 | 0.0088351 | 0.0092616 | 0.0097057
Retro20Fast | Retro | Lighting | Agriculture | Lighting | 0.061859 | 265.0185 | -27.7871 | <0 | 35-44W LED fixture & NEW Photocell_Replacing_200W HID fixture | Idaho | 0.14898 | 0.0058684 | 0.0043383 | 0.0040413 | 0.00232 | 0.0018636 | 0.0014456 | 0.0015085 | 0.0021957 | 0.0027741 | 0.0045256 | 0.0052408 | 0.0061735 | 0 | 0.009726 | 0.0084365 | 0.0085049 | 0.0080988 | 0.0074594 | 0.0067775 | 0.0074009 | 0.0079915 | 0.008614 | 0.0088902 | 0.0093194 | 0.0097662
Retro20Fast | Retro | Lighting | Agriculture | Lighting | 0.061476 | 263.3767 | -28.5003 | <0 | 35-44W LED fixture & NEW Photocell_Replacing_100W HID fixture | Montana | 0.039681 | 0.0014097 | 0.0010421 | 0.00097077 | 0.00055729 | 0.00044767 | 0.00034726 | 0.00036236 | 0.00052743 | 0.00066637 | 0.0010871 | 0.0012589 | 0.001483 | 0 | 0.0023363 | 0.0020265 | 0.002043 | 0.0019454 | 0.0017918 | 0.001628 | 0.0017778 | 0.0019196 | 0.0020692 | 0.0021355 | 0.0022386 | 0.0023459
Retro20Fast | Retro | Lighting | Agriculture | Lighting | 0.061823 | 264.8648 | -27.9926 | <0 | 35-44W LED fixture & NEW Photocell_Replacing_150W HID fixture | Montana | 0.039905 | 0.0014176 | 0.001048 | 0.00097626 | 0.00056044 | 0.0004502 | 0.00034922 | 0.00036441 | 0.00053041 | 0.00067013 | 0.0010932 | 0.001266 | 0.0014913 | 0 | 0.0023495 | 0.002038 | 0.0020545 | 0.0019564 | 0.0018019 | 0.0016372 | 0.0017878 | 0.0019305 | 0.0020809 | 0.0021476 | 0.0022513 | 0.0023592
Retro20Fast | Retro | Lighting | Agriculture | Lighting | 0.06222 | 266.5623 | -27.6513 | <0 | 35-44W LED fixture & NEW Photocell_Replacing_175W MH fixture | Montana | 0.040161 | 0.0014267 | 0.0010547 | 0.00098251 | 0.00056403 | 0.00045308 | 0.00035146 | 0.00036675 | 0.00053381 | 0.00067443 | 0.0011003 | 0.0012741 | 0.0015009 | 0 | 0.0023645 | 0.002051 | 0.0020677 | 0.0019689 | 0.0018135 | 0.0016477 | 0.0017993 | 0.0019429 | 0.0020942 | 0.0021613 | 0.0022657 | 0.0023743
Retro20Fast | Retro | Lighting | Agriculture | Lighting | 0.061476 | 263.3767 | -28.5003 | <0 | 35-44W LED fixture & NEW Photocell_Replacing_175W MV fixture | Montana | 0.039681 | 0.0014097 | 0.0010421 | 0.00097077 | 0.00055729 | 0.00044767 | 0.00034726 | 0.00036236 | 0.00052743 | 0.00066637 | 0.0010871 | 0.0012589 | 0.001483 | 0 | 0.0023363 | 0.0020265 | 0.002043 | 0.0019454 | 0.0017918 | 0.001628 | 0.0017778 | 0.0019196 | 0.0020692 | 0.0021355 | 0.0022386 | 0.0023459
Retro20Fast | Retro | Lighting | Agriculture | Lighting | 0.061859 | 265.0185 | -27.7871 | <0 | 35-44W LED fixture & NEW Photocell_Replacing_200W HID fixture | Montana | 0.039928 | 0.0014184 | 0.0010486 | 0.00097682 | 0.00056077 | 0.00045046 | 0.00034942 | 0.00036462 | 0.00053072 | 0.00067052 | 0.0010939 | 0.0012667 | 0.0014922 | 0 | 0.0023509 | 0.0020392 | 0.0020557 | 0.0019575 | 0.001803 | 0.0016382 | 0.0017889 | 0.0019316 | 0.0020821 | 0.0021488 | 0.0022526 | 0.0023606
Retro20Fast | Retro | Lighting | Agriculture | Lighting | 0.061476 | 263.3767 | -28.5003 | <0 | 35-44W LED fixture & NEW Photocell_Replacing_100W HID fixture | Washington | 0.28305 | 0.0094235 | 0.0069665 | 0.0064896 | 0.0037255 | 0.0029927 | 0.0023214 | 0.0024224 | 0.0035259 | 0.0044547 | 0.0072673 | 0.0084157 | 0.0099135 | 0 | 0.015618 | 0.013547 | 0.013657 | 0.013005 | 0.011978 | 0.010883 | 0.011884 | 0.012833 | 0.013832 | 0.014276 | 0.014965 | 0.015683
Retro20Fast | Retro | Lighting | Agriculture | Lighting | 0.061823 | 264.8648 | -27.9926 | <0 | 35-44W LED fixture & NEW Photocell_Replacing_150W HID fixture | Washington | 0.28465 | 0.0094768 | 0.0070058 | 0.0065263 | 0.0037466 | 0.0030096 | 0.0023345 | 0.0024361 | 0.0035458 | 0.0044798 | 0.0073083 | 0.0084632 | 0.0099695 | 0 | 0.015706 | 0.013624 | 0.013734 | 0.013079 | 0.012046 | 0.010945 | 0.011952 | 0.012905 | 0.013911 | 0.014357 | 0.01505 | 0.015771
Retro20Fast | Retro | Lighting | Agriculture | Lighting | 0.06222 | 266.5623 | -27.6513 | <0 | 35-44W LED fixture & NEW Photocell_Replacing_175W MH fixture | Washington | 0.28647 | 0.0095375 | 0.0070507 | 0.0065681 | 0.0037706 | 0.0030289 | 0.0023495 | 0.0024517 | 0.0035685 | 0.0045085 | 0.0073552 | 0.0085175 | 0.010033 | 0 | 0.015807 | 0.013711 | 0.013822 | 0.013162 | 0.012123 | 0.011015 | 0.012028 | 0.012988 | 0.014 | 0.014449 | 0.015146 | 0.015872
Retro20Fast | Retro | Lighting | Agriculture | Lighting | 0.061476 | 263.3767 | -28.5003 | <0 | 35-44W LED fixture & NEW Photocell_Replacing_175W MV fixture | Washington | 0.28305 | 0.0094235 | 0.0069665 | 0.0064896 | 0.0037255 | 0.0029927 | 0.0023214 | 0.0024224 | 0.0035259 | 0.0044547 | 0.0072673 | 0.0084157 | 0.0099135 | 0 | 0.015618 | 0.013547 | 0.013657 | 0.013005 | 0.011978 | 0.010883 | 0.011884 | 0.012833 | 0.013832 | 0.014276 | 0.014965 | 0.015683
Retro20Fast | Retro | Lighting | Agriculture | Lighting | 0.061859 | 265.0185 | -27.7871 | <0 | 35-44W LED fixture & NEW Photocell_Replacing_200W HID fixture | Washington | 0.28481 | 0.0094823 | 0.0070099 | 0.00653 | 0.0037487 | 0.0030113 | 0.0023359 | 0.0024375 | 0.0035478 | 0.0044824 | 0.0073126 | 0.0084682 | 0.0099753 | 0 | 0.015715 | 0.013632 | 0.013742 | 0.013086 | 0.012053 | 0.010951 | 0.011958 | 0.012913 | 0.013919 | 0.014365 | 0.015058 | 0.01578
Retro20Fast | Retro | Lighting | Agriculture | Lighting | 0.061476 | 263.3767 | -28.5003 | <0 | 35-44W LED fixture & NEW Photocell_Replacing_100W HID fixture | Oregon | 0.27026 | 0.0089173 | 0.0065923 | 0.006141 | 0.0035254 | 0.0028319 | 0.0021967 | 0.0022923 | 0.0033365 | 0.0042154 | 0.0068769 | 0.0079636 | 0.009381 | 0 | 0.014779 | 0.01282 | 0.012924 | 0.012306 | 0.011335 | 0.010299 | 0.011246 | 0.012143 | 0.013089 | 0.013509 | 0.014161 | 0.01484
Retro20Fast | Retro | Lighting | Agriculture | Lighting | 0.061823 | 264.8648 | -27.9926 | <0 | 35-44W LED fixture & NEW Photocell_Replacing_150W HID fixture | Oregon | 0.27179 | 0.0089677 | 0.0066295 | 0.0061757 | 0.0035453 | 0.0028479 | 0.0022091 | 0.0023052 | 0.0033553 | 0.0042392 | 0.0069158 | 0.0080086 | 0.009434 | 0 | 0.014863 | 0.012892 | 0.012997 | 0.012376 | 0.011399 | 0.010357 | 0.01131 | 0.012212 | 0.013163 | 0.013585 | 0.014241 | 0.014924
Retro20Fast | Retro | Lighting | Agriculture | Lighting | 0.06222 | 266.5623 | -27.6513 | <0 | 35-44W LED fixture & NEW Photocell_Replacing_175W MH fixture | Oregon | 0.27353 | 0.0090252 | 0.006672 | 0.0062153 | 0.003568 | 0.0028662 | 0.0022233 | 0.00232 | 0.0033768 | 0.0042664 | 0.0069601 | 0.00806 | 0.0094945 | 0 | 0.014958 | 0.012975 | 0.01308 | 0.012455 | 0.011472 | 0.010423 | 0.011382 | 0.01229 | 0.013248 | 0.013672 | 0.014333 | 0.01502
Retro20Fast | Retro | Lighting | Agriculture | Lighting | 0.061476 | 263.3767 | -28.5003 | <0 | 35-44W LED fixture & NEW Photocell_Replacing_175W MV fixture | Oregon | 0.27026 | 0.0089173 | 0.0065923 | 0.006141 | 0.0035254 | 0.0028319 | 0.0021967 | 0.0022923 | 0.0033365 | 0.0042154 | 0.0068769 | 0.0079636 | 0.009381 | 0 | 0.014779 | 0.01282 | 0.012924 | 0.012306 | 0.011335 | 0.010299 | 0.011246 | 0.012143 | 0.013089 | 0.013509 | 0.014161 | 0.01484
Retro20Fast | Retro | Lighting | Agriculture | Lighting | 0.061859 | 265.0185 | -27.7871 | <0 | 35-44W LED fixture & NEW Photocell_Replacing_200W HID fixture | Oregon | 0.27195 | 0.0089729 | 0.0066334 | 0.0061793 | 0.0035474 | 0.0028496 | 0.0022104 | 0.0023066 | 0.0033573 | 0.0042416 | 0.0069198 | 0.0080133 | 0.0094395 | 0 | 0.014871 | 0.0129 | 0.013004 | 0.012383 | 0.011406 | 0.010363 | 0.011316 | 0.012219 | 0.013171 | 0.013593 | 0.01425 | 0.014933
Retro1Slow | Retro | Irrigation Pressure | Agriculture | Irrigation | 0.00076553 | 287.8114 | 14.0378 | 10-20 | Convert Medium Pressure Center Pivot to Low pressure system | Idaho | 7.2221 | 0 | 0.00024562 | 0.013524 | 0.1629 | 0.64525 | 0.85517 | 0.82791 | 0.83975 | 0.39478 | 0.22701 | 0.06416 | 0.00043965 | 0 | 0 | 0.00016798 | 0.0049866 | 0.10736 | 0.4184 | 0.62861 | 0.71303 | 0.61069 | 0.31598 | 0.14912 | 0.031658 | 0.0003249
Retro1Slow | Retro | Irrigation Pressure | Agriculture | Irrigation | 0.0013336 | 501.396 | 19.2309 | 10-20 | Convert High Pressure Center Pivot to Low pressure system | Idaho | 2.9525 | 0 | 0.00010042 | 0.0055288 | 0.066598 | 0.26379 | 0.34961 | 0.33847 | 0.34331 | 0.16139 | 0.092806 | 0.02623 | 0.00017974 | 0 | 0 | 6.8672e-05 | 0.0020386 | 0.043891 | 0.17105 | 0.25699 | 0.2915 | 0.24966 | 0.12918 | 0.060965 | 0.012942 | 0.00013283
Retro1Slow | Retro | Irrigation Pressure | Agriculture | Irrigation | 0.00072489 | 272.534 | 110.2137 | 110-120 | Convert wheel line systems to low pressure systems on alfalfa acreage | Idaho | 1.569 | 0 | 5.3361e-05 | 0.002938 | 0.03539 | 0.14018 | 0.18578 | 0.17986 | 0.18243 | 0.085765 | 0.049317 | 0.013939 | 9.5514e-05 | 0 | 0 | 3.6493e-05 | 0.0010833 | 0.023324 | 0.090896 | 0.13656 | 0.1549 | 0.13267 | 0.068646 | 0.032397 | 0.0068776 | 7.0584e-05
Retro1Slow | Retro | Irrigation Pressure | Agriculture | Irrigation | 0.00072489 | 272.534 | 77.7359 | 70-80 | Convert hand line systems to low pressure systems on alfalfa acreage | Idaho | 0.53147 | 0 | 1.8076e-05 | 0.00099522 | 0.011988 | 0.047484 | 0.062932 | 0.060926 | 0.061798 | 0.029052 | 0.016706 | 0.0047216 | 3.2354e-05 | 0 | 0 | 1.2361e-05 | 0.00036697 | 0.0079006 | 0.03079 | 0.04626 | 0.052472 | 0.044941 | 0.023253 | 0.010974 | 0.0023297 | 2.391e-05
Retro1Slow | Retro | Irrigation Pressure | Agriculture | Irrigation | 0.00044313 | 166.6007 | 24.3184 | 20-30 | Convert Medium Pressure Center Pivot to Low pressure system | Montana | 0.20916 | 0 | 6.7523e-06 | 0.00037178 | 0.0044782 | 0.017738 | 0.023509 | 0.022759 | 0.023085 | 0.010853 | 0.0062406 | 0.0017638 | 1.2086e-05 | 0 | 0 | 4.6178e-06 | 0.00013708 | 0.0029514 | 0.011502 | 0.017281 | 0.019601 | 0.016788 | 0.0086865 | 0.0040995 | 0.00087028 | 8.9317e-06
Retro1Slow | Retro | Irrigation Pressure | Agriculture | Irrigation | 0.00076289 | 286.82 | 33.731 | 30-40 | Convert High Pressure Center Pivot to Low pressure system | Montana | 0.088479 | 0 | 2.8564e-06 | 0.00015727 | 0.0018944 | 0.0075036 | 0.0099447 | 0.0096277 | 0.0097655 | 0.0045909 | 0.0026399 | 0.00074612 | 5.1127e-06 | 0 | 0 | 1.9534e-06 | 5.799e-05 | 0.0012485 | 0.0048655 | 0.0073101 | 0.0082918 | 0.0071017 | 0.0036745 | 0.0017342 | 0.00036815 | 3.7783e-06
Retro1Slow | Retro | Irrigation Pressure | Agriculture | Irrigation | 0.0005395 | 202.8343 | 148.1382 | >140 | Convert wheel line systems to low pressure systems on alfalfa acreage | Montana | 0.11965 | 0 | 3.8627e-06 | 0.00021267 | 0.0025618 | 0.010147 | 0.013448 | 0.01302 | 0.013206 | 0.0062082 | 0.0035699 | 0.001009 | 6.9139e-06 | 0 | 0 | 2.6416e-06 | 7.8419e-05 | 0.0016883 | 0.0065796 | 0.0098855 | 0.011213 | 0.0096036 | 0.0049691 | 0.0023451 | 0.00049784 | 5.1094e-06
Retro1Slow | Retro | Irrigation Pressure | Agriculture | Irrigation | 0.0005395 | 202.8343 | 123.6645 | 120-130 | Convert hand line systems to low pressure systems on alfalfa acreage | Montana | 0.028663 | 0 | 9.2531e-07 | 5.0947e-05 | 0.00061368 | 0.0024308 | 0.0032216 | 0.0031189 | 0.0031635 | 0.0014872 | 0.00085518 | 0.0002417 | 1.6563e-06 | 0 | 0 | 6.328e-07 | 1.8786e-05 | 0.00040444 | 0.0015762 | 0.0023681 | 0.0026861 | 0.0023006 | 0.0011904 | 0.00056178 | 0.00011926 | 1.224e-06
Retro1Slow | Retro | Irrigation Pressure | Agriculture | Irrigation | 0.0012657 | 475.8558 | 8.9276 | 0-10 | Convert Medium Pressure Center Pivot to Low pressure system | Washington | 4.9138 | 0 | 0.00015304 | 0.0084263 | 0.1015 | 0.40204 | 0.53283 | 0.51585 | 0.52323 | 0.24598 | 0.14144 | 0.039976 | 0.00027394 | 0 | 0 | 0.00010466 | 0.003107 | 0.066893 | 0.26069 | 0.39167 | 0.44427 | 0.3805 | 0.19688 | 0.092915 | 0.019725 | 0.00020244
Retro1Slow | Retro | Irrigation Pressure | Agriculture | Irrigation | 0.0019275 | 724.6748 | 13.2592 | 10-20 | Convert High Pressure Center Pivot to Low pressure system | Washington | 2.6363 | 0 | 8.2108e-05 | 0.0045208 | 0.054456 | 0.2157 | 0.28587 | 0.27676 | 0.28072 | 0.13197 | 0.075885 | 0.021448 | 0.00014697 | 0 | 0 | 5.6152e-05 | 0.001667 | 0.035889 | 0.13986 | 0.21013 | 0.23835 | 0.20414 | 0.10563 | 0.04985 | 0.010583 | 0.00010861
Retro1Slow | Retro | Irrigation Pressure | Agriculture | Irrigation | 0.0011468 | 431.174 | 28.191 | 20-30 | Convert wheel line systems to low pressure systems on alfalfa acreage | Washington | 1.1355 | 0 | 3.5366e-05 | 0.0019472 | 0.023455 | 0.092906 | 0.12313 | 0.11921 | 0.12091 | 0.056842 | 0.032686 | 0.0092381 | 6.3303e-05 | 0 | 0 | 2.4186e-05 | 0.000718 | 0.015458 | 0.060242 | 0.09051 | 0.10267 | 0.08793 | 0.045496 | 0.021472 | 0.0045582 | 4.6781e-05
Retro1Slow | Retro | Irrigation Pressure | Agriculture | Irrigation | 0.0011468 | 431.174 | 42 | 40-50 | Convert hand line systems to low pressure systems on alfalfa acreage | Washington | 0.31049 | 0 | 9.6704e-06 | 0.00053244 | 0.0064136 | 0.025404 | 0.033669 | 0.032595 | 0.033062 | 0.015543 | 0.0089375 | 0.002526 | 1.7309e-05 | 0 | 0 | 6.6134e-06 | 0.00019633 | 0.0042268 | 0.016473 | 0.024749 | 0.028073 | 0.024043 | 0.01244 | 0.0058711 | 0.0012464 | 1.2792e-05
Retro1Slow | Retro | Irrigation Pressure | Agriculture | Irrigation | 0.00068549 | 257.7203 | 204.3016 | >140 | Convert Medium Pressure Center Pivot to Low pressure system | Oregon | 1.6856 | 0 | 5.2179e-05 | 0.0028729 | 0.034606 | 0.13707 | 0.18167 | 0.17588 | 0.17839 | 0.083864 | 0.048224 | 0.01363 | 9.3398e-05 | 0 | 0 | 3.5684e-05 | 0.0010593 | 0.022807 | 0.088882 | 0.13354 | 0.15147 | 0.12973 | 0.067125 | 0.031679 | 0.0067252 | 6.902e-05
Retro1Slow | Retro | Irrigation Pressure | Agriculture | Irrigation | 0.0011414 | 429.1074 | 17.2616 | 10-20 | Convert High Pressure Center Pivot to Low pressure system | Oregon | 1.0102 | 0 | 3.1271e-05 | 0.0017217 | 0.020739 | 0.082148 | 0.10887 | 0.1054 | 0.10691 | 0.05026 | 0.028901 | 0.0081684 | 5.5973e-05 | 0 | 0 | 2.1385e-05 | 0.00063486 | 0.013668 | 0.053267 | 0.08003 | 0.090777 | 0.077748 | 0.040228 | 0.018985 | 0.0040304 | 4.1364e-05
Retro1Slow | Retro | Irrigation Pressure | Agriculture | Irrigation | 0.0011151 | 419.2514 | 39.84 | 30-40 | Convert wheel line systems to low pressure systems on alfalfa acreage | Oregon | 1.0623 | 0 | 3.2886e-05 | 0.0018107 | 0.021811 | 0.086392 | 0.1145 | 0.11085 | 0.11243 | 0.052857 | 0.030394 | 0.0085904 | 5.8865e-05 | 0 | 0 | 2.249e-05 | 0.00066766 | 0.014374 | 0.056019 | 0.084164 | 0.095467 | 0.081765 | 0.042307 | 0.019966 | 0.0042386 | 4.3501e-05
Retro1Slow | Retro | Irrigation Pressure | Agriculture | Irrigation | 0.0011151 | 419.2514 | 50.4793 | 50-60 | Convert hand line systems to low pressure systems on alfalfa acreage | Oregon | 0.34568 | 0 | 1.0701e-05 | 0.00058919 | 0.0070971 | 0.028111 | 0.037257 | 0.036069 | 0.036585 | 0.017199 | 0.0098901 | 0.0027953 | 1.9154e-05 | 0 | 0 | 7.3182e-06 | 0.00021725 | 0.0046773 | 0.018228 | 0.027387 | 0.031064 | 0.026606 | 0.013766 | 0.0064969 | 0.0013792 | 1.4155e-05
Retro5Med | Retro | Dairy | Agriculture | Motors/Drives | 0.0025652 | 7.4915 | -5.474 | <0 | VSD - Vacuum Pump | Idaho FreeStall | 0.034846 | 0.0015566 | 0.0014221 | 0.0016559 | 0.0015255 | 0.0015864 | 0.0015875 | 0.0015338 | 0.0016515 | 0.0014645 | 0.0016456 | 0.0014756 | 0.0015513 | 0 | 0.00080906 | 0.00070249 | 0.0006808 | 0.00072306 | 0.0007369 | 0.00066201 | 0.00079843 | 0.0006778 | 0.0007812 | 0.00067683 | 0.00079003 | 0.000806
Retro5Med | Retro | Dairy | Agriculture | Refrigeration | 0.0014192 | 4.1447 | -5.4748 | <0 | Plate Milk Pre-cooler | Idaho FreeStall | 0.3663 | 0.016362 | 0.014949 | 0.017407 | 0.016036 | 0.016676 | 0.016687 | 0.016123 | 0.01736 | 0.015395 | 0.017298 | 0.015512 | 0.016307 | 0 | 0.0085048 | 0.0073845 | 0.0071565 | 0.0076007 | 0.0077462 | 0.006959 | 0.008393 | 0.007125 | 0.0082118 | 0.0071148 | 0.0083047 | 0.0084726
Retro5Med | Retro | Dairy | Agriculture | Lighting | 9.9437e-05 | 0.56446 | 4.7413 | 0-10 | Energy Efficient Lighting | Idaho FreeStall | 0.23731 | 0.011277 | 0.010206 | 0.011882 | 0.01105 | 0.011302 | 0.011035 | 0.010496 | 0.011268 | 0.010373 | 0.01177 | 0.010508 | 0.011131 | 0 | 0.00507 | 0.0044003 | 0.0043157 | 0.0044821 | 0.0045233 | 0.0041273 | 0.0048454 | 0.0041672 | 0.0048587 | 0.0042172 | 0.004927 | 0.0050544
Retro5Med | Retro | Dairy | Agriculture | Motors/Drives | 0.0017982 | 5.2517 | -6.6854 | <0 | VSD - Vacuum Pump | Idaho TieStall | 0.020244 | 0.0011458 | 0.0010468 | 0.001219 | 0.001123 | 0.0011678 | 0.0011686 | 0.0011291 | 0.0012157 | 0.0010781 | 0.0012114 | 0.0010863 | 0.001142 | 0 | 0.00059558 | 0.00051713 | 0.00050116 | 0.00053226 | 0.00054245 | 0.00048733 | 0.00058775 | 0.00049895 | 0.00057506 | 0.00049824 | 0.00058157 | 0.00059332
Retro5Med | Retro | Dairy | Agriculture | Refrigeration | 0.001903 | 5.5575 | -6.6357 | <0 | Heat Recovery Refrigeration | Idaho TieStall | 0.11237 | 0.0063603 | 0.0058108 | 0.0067662 | 0.0062335 | 0.0064823 | 0.0064866 | 0.0062674 | 0.006748 | 0.0059843 | 0.006724 | 0.0060296 | 0.0063389 | 0 | 0.0033059 | 0.0028705 | 0.0027818 | 0.0029545 | 0.0030111 | 0.0027051 | 0.0032625 | 0.0027696 | 0.0031921 | 0.0027656 | 0.0032282 | 0.0032934
Retro5Med | Retro | Dairy | Agriculture | Refrigeration | 0.0014714 | 4.2971 | -7.6191 | <0 | Plate Milk Pre-Cooler | Idaho TieStall | 0.055733 | 0.0031545 | 0.0028819 | 0.0033558 | 0.0030916 | 0.003215 | 0.0032171 | 0.0031084 | 0.0033468 | 0.002968 | 0.0033349 | 0.0029905 | 0.0031439 | 0 | 0.0016396 | 0.0014237 | 0.0013797 | 0.0014653 | 0.0014934 | 0.0013416 | 0.0016181 | 0.0013736 | 0.0015832 | 0.0013716 | 0.0016011 | 0.0016334
Retro5Med | Retro | Dairy | Agriculture | Lighting | 0.0005364 | 3.0449 | 3.9512 | 0-10 | Energy Efficient Lighting | Idaho TieStall | 0.0052594 | 0.00031667 | 0.00028659 | 0.00033368 | 0.0003103 | 0.00031739 | 0.00030989 | 0.00029475 | 0.00031644 | 0.0002913 | 0.00033053 | 0.0002951 | 0.00031258 | 0 | 0.00014238 | 0.00012357 | 0.00012119 | 0.00012587 | 0.00012702 | 0.0001159 | 0.00013607 | 0.00011702 | 0.00013644 | 0.00011843 | 0.00013836 | 0.00014194
Retro5Med | Retro | Dairy | Agriculture | Motors/Drives | 0.0025652 | 7.4915 | -5.474 | <0 | VSD - Vacuum Pump | Montana FreeStall | 0.00013665 | 7.7342e-06 | 7.0659e-06 | 8.2278e-06 | 7.58e-06 | 7.8826e-06 | 7.8878e-06 | 7.6212e-06 | 8.2057e-06 | 7.277e-06 | 8.1765e-06 | 7.3321e-06 | 7.7081e-06 | 0 | 4.0201e-06 | 3.4905e-06 | 3.3827e-06 | 3.5927e-06 | 3.6615e-06 | 3.2894e-06 | 3.9672e-06 | 3.3678e-06 | 3.8816e-06 | 3.363e-06 | 3.9255e-06 | 4.0048e-06
Retro5Med | Retro | Dairy | Agriculture | Refrigeration | 0.0014192 | 4.1447 | -5.4748 | <0 | Plate Milk Pre-cooler | Montana FreeStall | 0.0014364 | 8.1301e-05 | 7.4276e-05 | 8.649e-05 | 7.968e-05 | 8.2861e-05 | 8.2916e-05 | 8.0113e-05 | 8.6257e-05 | 7.6495e-05 | 8.595e-05 | 7.7074e-05 | 8.1027e-05 | 0 | 4.2258e-05 | 3.6692e-05 | 3.5559e-05 | 3.7766e-05 | 3.8489e-05 | 3.4578e-05 | 4.1703e-05 | 3.5402e-05 | 4.0803e-05 | 3.5352e-05 | 4.1264e-05 | 4.2098e-05
Retro5Med | Retro | Dairy | Agriculture | Lighting | 9.9437e-05 | 0.56446 | 4.7413 | 0-10 | Energy Efficient Lighting | Montana FreeStall | 0.00093059 | 5.6032e-05 | 5.0709e-05 | 5.9041e-05 | 5.4904e-05 | 5.6158e-05 | 5.4831e-05 | 5.2152e-05 | 5.5989e-05 | 5.1542e-05 | 5.8483e-05 | 5.2214e-05 | 5.5307e-05 | 0 | 2.5192e-05 | 2.1864e-05 | 2.1444e-05 | 2.227e-05 | 2.2475e-05 | 2.0508e-05 | 2.4076e-05 | 2.0706e-05 | 2.4142e-05 | 2.0954e-05 | 2.4481e-05 | 2.5114e-05
Retro5Med | Retro | Dairy | Agriculture | Motors/Drives | 0.0017982 | 5.2517 | -6.6854 | <0 | VSD - Vacuum Pump | Montana TieStall | 0.0011557 | 6.5411e-05 | 5.9759e-05 | 6.9585e-05 | 6.4107e-05 | 6.6666e-05 | 6.671e-05 | 6.4455e-05 | 6.9398e-05 | 6.1544e-05 | 6.9151e-05 | 6.201e-05 | 6.519e-05 | 0 | 3.3999e-05 | 2.9521e-05 | 2.8609e-05 | 3.0385e-05 | 3.0966e-05 | 2.7819e-05 | 3.3552e-05 | 2.8483e-05 | 3.2828e-05 | 2.8442e-05 | 3.3199e-05 | 3.387e-05
Retro5Med | Retro | Dairy | Agriculture | Refrigeration | 0.001903 | 5.5575 | -6.6357 | <0 | Heat Recovery Refrigeration | Montana TieStall | 0.0064148 | 0.00036308 | 0.00033171 | 0.00038625 | 0.00035584 | 0.00037005 | 0.00037029 | 0.00035778 | 0.00038522 | 0.00034162 | 0.00038384 | 0.0003442 | 0.00036186 | 0 | 0.00018872 | 0.00016386 | 0.0001588 | 0.00016866 | 0.00017189 | 0.00015442 | 0.00018624 | 0.0001581 | 0.00018222 | 0.00015788 | 0.00018428 | 0.00018801
Retro5Med | Retro | Dairy | Agriculture | Refrigeration | 0.0014714 | 4.2971 | -7.6191 | <0 | Plate Milk Pre-Cooler | Montana TieStall | 0.0031815 | 0.00018008 | 0.00016452 | 0.00019157 | 0.00017649 | 0.00018353 | 0.00018365 | 0.00017744 | 0.00019105 | 0.00016943 | 0.00019037 | 0.00017071 | 0.00017947 | 0 | 9.3599e-05 | 8.127e-05 | 7.876e-05 | 8.3649e-05 | 8.525e-05 | 7.6587e-05 | 9.2369e-05 | 7.8414e-05 | 9.0375e-05 | 7.8301e-05 | 9.1397e-05 | 9.3245e-05
Retro5Med | Retro | Dairy | Agriculture | Lighting | 0.0005364 | 3.0449 | 3.9512 | 0-10 | Energy Efficient Lighting | Montana TieStall | 0.00030024 | 1.8077e-05 | 1.636e-05 | 1.9048e-05 | 1.7714e-05 | 1.8118e-05 | 1.769e-05 | 1.6826e-05 | 1.8064e-05 | 1.6629e-05 | 1.8868e-05 | 1.6846e-05 | 1.7844e-05 | 0 | 8.1277e-06 | 7.054e-06 | 6.9184e-06 | 7.1851e-06 | 7.2512e-06 | 6.6164e-06 | 7.7675e-06 | 6.6804e-06 | 7.7889e-06 | 6.7605e-06 | 7.8983e-06 | 8.1026e-06
Retro5Med | Retro | Dairy | Agriculture | Motors/Drives | 0.0025652 | 7.4915 | -5.474 | <0 | VSD - Vacuum Pump | Oregon FreeStall | 0.0064047 | 0.00030143 | 0.00027539 | 0.00032067 | 0.00029542 | 0.00030722 | 0.00030742 | 0.00029703 | 0.00031981 | 0.00028361 | 0.00031867 | 0.00028576 | 0.00030042 | 0 | 0.00015668 | 0.00013604 | 0.00013184 | 0.00014002 | 0.0001427 | 0.0001282 | 0.00015462 | 0.00013126 | 0.00015128 | 0.00013107 | 0.00015299 | 0.00015608
Retro5Med | Retro | Dairy | Agriculture | Refrigeration | 0.0014192 | 4.1447 | -5.4748 | <0 | Plate Milk Pre-cooler | Oregon FreeStall | 0.067326 | 0.0031686 | 0.0028949 | 0.0033709 | 0.0031055 | 0.0032294 | 0.0032316 | 0.0031223 | 0.0033618 | 0.0029813 | 0.0033498 | 0.0030039 | 0.0031579 | 0 | 0.001647 | 0.00143 | 0.0013859 | 0.0014719 | 0.0015001 | 0.0013476 | 0.0016253 | 0.0013798 | 0.0015902 | 0.0013778 | 0.0016082 | 0.0016407
Retro5Med | Retro | Dairy | Agriculture | Lighting | 9.9437e-05 | 0.56446 | 4.7413 | 0-10 | Energy Efficient Lighting | Oregon FreeStall | 0.043617 | 0.0021838 | 0.0019764 | 0.0023011 | 0.0021398 | 0.0021887 | 0.002137 | 0.0020326 | 0.0021821 | 0.0020088 | 0.0022793 | 0.002035 | 0.0021555 | 0 | 0.00098183 | 0.00085213 | 0.00083575 | 0.00086797 | 0.00087595 | 0.00079926 | 0.00093833 | 0.000807 | 0.00094091 | 0.00081668 | 0.00095413 | 0.0009788
Retro5Med | Retro | Dairy | Agriculture | Motors/Drives | 0.0017982 | 5.2517 | -6.6854 | <0 | VSD - Vacuum Pump | Oregon TieStall | 0.0070349 | 0.00039818 | 0.00036377 | 0.00042359 | 0.00039024 | 0.00040582 | 0.00040609 | 0.00039236 | 0.00042245 | 0.00037464 | 0.00042095 | 0.00037747 | 0.00039683 | 0 | 0.00020696 | 0.0001797 | 0.00017415 | 0.00018496 | 0.0001885 | 0.00016935 | 0.00020424 | 0.00017339 | 0.00019983 | 0.00017314 | 0.00020209 | 0.00020618
Retro5Med | Retro | Dairy | Agriculture | Refrigeration | 0.001903 | 5.5575 | -6.6357 | <0 | Heat Recovery Refrigeration | Oregon TieStall | 0.039049 | 0.0022102 | 0.0020192 | 0.0023513 | 0.0021661 | 0.0022526 | 0.0022541 | 0.0021779 | 0.0023449 | 0.0020795 | 0.0023366 | 0.0020953 | 0.0022027 | 0 | 0.0011488 | 0.00099749 | 0.00096668 | 0.0010267 | 0.0010463 | 0.00094 | 0.0011337 | 0.00096243 | 0.0011092 | 0.00096104 | 0.0011218 | 0.0011445
Retro5Med | Retro | Dairy | Agriculture | Refrigeration | 0.0014714 | 4.2971 | -7.6191 | <0 | Plate Milk Pre-Cooler | Oregon TieStall | 0.019367 | 0.0010962 | 0.0010015 | 0.0011661 | 0.0010743 | 0.0011172 | 0.001118 | 0.0010802 | 0.001163 | 0.0010314 | 0.0011589 | 0.0010392 | 0.0010925 | 0 | 0.00056977 | 0.00049472 | 0.00047944 | 0.0005092 | 0.00051895 | 0.00046621 | 0.00056228 | 0.00047733 | 0.00055014 | 0.00047664 | 0.00055636 | 0.00056761
Retro5Med | Retro | Dairy | Agriculture | Lighting | 0.0005364 | 3.0449 | 3.9512 | 0-10 | Energy Efficient Lighting | Oregon TieStall | 0.0018276 | 0.00011004 | 9.9591e-05 | 0.00011595 | 0.00010783 | 0.00011029 | 0.00010769 | 0.00010242 | 0.00010996 | 0.00010123 | 0.00011486 | 0.00010255 | 0.00010862 | 0 | 4.9476e-05 | 4.294e-05 | 4.2114e-05 | 4.3738e-05 | 4.414e-05 | 4.0276e-05 | 4.7283e-05 | 4.0666e-05 | 4.7414e-05 | 4.1154e-05 | 4.808e-05 | 4.9323e-05
Retro5Med | Retro | Dairy | Agriculture | Motors/Drives | 0.0025652 | 7.4915 | -5.474 | <0 | VSD - Vacuum Pump | Washington FreeStall | 0.015737 | 0.00072613 | 0.00066339 | 0.00077247 | 0.00071165 | 0.00074006 | 0.00074055 | 0.00071552 | 0.00077039 | 0.0006832 | 0.00076765 | 0.00068837 | 0.00072368 | 0 | 0.00037742 | 0.00032771 | 0.00031759 | 0.0003373 | 0.00034376 | 0.00030882 | 0.00037246 | 0.00031619 | 0.00036442 | 0.00031574 | 0.00036854 | 0.00037599
Retro5Med | Retro | Dairy | Agriculture | Refrigeration | 0.0014192 | 4.1447 | -5.4748 | <0 | Plate Milk Pre-cooler | Washington FreeStall | 0.16542 | 0.007633 | 0.0069734 | 0.0081201 | 0.0074808 | 0.0077794 | 0.0077846 | 0.0075214 | 0.0080983 | 0.0071818 | 0.0080694 | 0.0072361 | 0.0076072 | 0 | 0.0039674 | 0.0034448 | 0.0033385 | 0.0035457 | 0.0036135 | 0.0032463 | 0.0039153 | 0.0033238 | 0.0038308 | 0.003319 | 0.0038741 | 0.0039524
Retro5Med | Retro | Dairy | Agriculture | Lighting | 9.9437e-05 | 0.56446 | 4.7413 | 0-10 | Energy Efficient Lighting | Washington FreeStall | 0.10717 | 0.0052605 | 0.0047609 | 0.0055431 | 0.0051546 | 0.0052724 | 0.0051479 | 0.0048963 | 0.0052566 | 0.004839 | 0.0054907 | 0.0049021 | 0.0051925 | 0 | 0.0023651 | 0.0020527 | 0.0020132 | 0.0020909 | 0.0021101 | 0.0019254 | 0.0022603 | 0.001944 | 0.0022666 | 0.0019673 | 0.0022984 | 0.0023578
Retro5Med | Retro | Dairy | Agriculture | Motors/Drives | 0.0017982 | 5.2517 | -6.6854 | <0 | VSD - Vacuum Pump | Washington TieStall | 0.0087768 | 0.00049677 | 0.00045385 | 0.00052848 | 0.00048687 | 0.0005063 | 0.00050664 | 0.00048951 | 0.00052706 | 0.00046741 | 0.00052518 | 0.00047094 | 0.0004951 | 0 | 0.00025821 | 0.0002242 | 0.00021728 | 0.00023076 | 0.00023518 | 0.00021128 | 0.00025482 | 0.00021632 | 0.00024932 | 0.00021601 | 0.00025214 | 0.00025723
Retro5Med | Retro | Dairy | Agriculture | Refrigeration | 0.001903 | 5.5575 | -6.6357 | <0 | Heat Recovery Refrigeration | Washington TieStall | 0.048718 | 0.0027575 | 0.0025192 | 0.0029335 | 0.0027025 | 0.0028104 | 0.0028123 | 0.0027172 | 0.0029256 | 0.0025945 | 0.0029152 | 0.0026141 | 0.0027482 | 0 | 0.0014333 | 0.0012445 | 0.0012061 | 0.0012809 | 0.0013054 | 0.0011728 | 0.0014144 | 0.0012007 | 0.0013839 | 0.001199 | 0.0013996 | 0.0014278
Retro5Med | Retro | Dairy | Agriculture | Refrigeration | 0.0014714 | 4.2971 | -7.6191 | <0 | Plate Milk Pre-Cooler | Washington TieStall | 0.024163 | 0.0013676 | 0.0012494 | 0.0014549 | 0.0013404 | 0.0013939 | 0.0013948 | 0.0013476 | 0.001451 | 0.0012868 | 0.0014458 | 0.0012965 | 0.001363 | 0 | 0.00071085 | 0.00061722 | 0.00059816 | 0.00063529 | 0.00064745 | 0.00058165 | 0.00070151 | 0.00059552 | 0.00068637 | 0.00059467 | 0.00069413 | 0.00070816
Retro5Med | Retro | Dairy | Agriculture | Lighting | 0.0005364 | 3.0449 | 3.9512 | 0-10 | Energy Efficient Lighting | Washington TieStall | 0.0022802 | 0.00013729 | 0.00012425 | 0.00014467 | 0.00013453 | 0.0001376 | 0.00013435 | 0.00012779 | 0.00013719 | 0.00012629 | 0.0001433 | 0.00012794 | 0.00013552 | 0 | 6.1727e-05 | 5.3573e-05 | 5.2543e-05 | 5.4568e-05 | 5.507e-05 | 5.0249e-05 | 5.8992e-05 | 5.0735e-05 | 5.9154e-05 | 5.1344e-05 | 5.9985e-05 | 6.1536e-05
Retro1Slow | Retro | Irrigation Efficiency | Agriculture | Irrigation | 0.00043522 | 163.626 | 19.088 | 10-20 | LESA | Idaho | 10.8454 | 0 | 0.00036886 | 0.020309 | 0.24463 | 0.96897 | 1.2842 | 1.2433 | 1.2611 | 0.59284 | 0.3409 | 0.09635 | 0.00066023 | 0 | 0 | 0.00025225 | 0.0074885 | 0.16122 | 0.62831 | 0.94399 | 1.0708 | 0.91707 | 0.47451 | 0.22394 | 0.04754 | 0.00048791
Retro1Slow | Retro | Irrigation Efficiency | Agriculture | Irrigation | 0.00043522 | 163.626 | 19.088 | 10-20 | LESA | Montana | 0.60121 | 0 | 1.9409e-05 | 0.0010686 | 0.012872 | 0.050986 | 0.067574 | 0.06542 | 0.066356 | 0.031195 | 0.017938 | 0.0050698 | 3.4741e-05 | 0 | 0 | 1.3273e-05 | 0.00039404 | 0.0084834 | 0.033061 | 0.049672 | 0.056342 | 0.048255 | 0.024968 | 0.011784 | 0.0025015 | 2.5673e-05
Retro1Slow | Retro | Irrigation Efficiency | Agriculture | Irrigation | 0.00043522 | 163.626 | 19.088 | 10-20 | LESA | Washington | 5.9723 | 0 | 0.00018601 | 0.010242 | 0.12336 | 0.48864 | 0.64761 | 0.62697 | 0.63594 | 0.29896 | 0.17191 | 0.048588 | 0.00033295 | 0 | 0 | 0.00012721 | 0.0037764 | 0.081303 | 0.31685 | 0.47604 | 0.53997 | 0.46247 | 0.23929 | 0.11293 | 0.023974 | 0.00024605
Retro1Slow | Retro | Irrigation Efficiency | Agriculture | Irrigation | 0.00043522 | 163.626 | 19.088 | 10-20 | LESA | Oregon | 3.3071 | 0 | 0.00010238 | 0.0056368 | 0.067898 | 0.26894 | 0.35643 | 0.34507 | 0.35001 | 0.16454 | 0.094617 | 0.026742 | 0.00018325 | 0 | 0 | 7.0013e-05 | 0.0020784 | 0.044748 | 0.17439 | 0.26201 | 0.29719 | 0.25454 | 0.1317 | 0.062155 | 0.013195 | 0.00013542
Retro12Med | Retro | Irrigation Hardware | Agriculture | Irrigation | 0.00018161 | 68.278 | 43.5851 | 40-50 | Wheel/hand line systems: Replace worn nozzle with new flow controlling type nozzle for impact sprinklers | Idaho | 0.60424 | 0 | 2.0534e-05 | 0.0011306 | 0.013618 | 0.053941 | 0.07149 | 0.069211 | 0.070202 | 0.033003 | 0.018977 | 0.0053637 | 3.6754e-05 | 0 | 0 | 1.4043e-05 | 0.00041687 | 0.0089751 | 0.034977 | 0.052551 | 0.059608 | 0.051052 | 0.026415 | 0.012467 | 0.0026465 | 2.7161e-05
Retro12Med | Retro | Irrigation Hardware | Agriculture | Irrigation | 0.00018161 | 68.278 | 16.1857 | 10-20 | Wheel/hand line systems: Replace worn nozzle with new nozzle | Idaho | 0.60424 | 0 | 2.0534e-05 | 0.0011306 | 0.013618 | 0.053941 | 0.07149 | 0.069211 | 0.070202 | 0.033003 | 0.018977 | 0.0053637 | 3.6754e-05 | 0 | 0 | 1.4043e-05 | 0.00041687 | 0.0089751 | 0.034977 | 0.052551 | 0.059608 | 0.051052 | 0.026415 | 0.012467 | 0.0026465 | 2.7161e-05
Retro12Med | Retro | Irrigation Hardware | Agriculture | Irrigation | 0.00012901 | 48.5031 | 109.6648 | 100-110 | Wheel/hand line systems: Rebuild or replace leaking impact sprinkler with new or rebuilt impact sprinkler | Idaho | 0.85847 | 0 | 2.9173e-05 | 0.0016063 | 0.019348 | 0.076637 | 0.10157 | 0.098332 | 0.099739 | 0.046889 | 0.026962 | 0.0076204 | 5.2219e-05 | 0 | 0 | 1.9951e-05 | 0.00059227 | 0.012751 | 0.049694 | 0.074662 | 0.084688 | 0.072533 | 0.03753 | 0.017712 | 0.00376 | 3.8589e-05
Retro12Med | Retro | Irrigation Hardware | Agriculture | Irrigation | 0.00077193 | 290.22 | 5.6773 | 0-10 | Wheel/hand line systems: Replace leaking gasket with new gasket | Idaho | 5.1367 | 0 | 0.00017456 | 0.0096111 | 0.11577 | 0.45856 | 0.60775 | 0.58837 | 0.59679 | 0.28056 | 0.16133 | 0.045597 | 0.00031245 | 0 | 0 | 0.00011938 | 0.0035439 | 0.076298 | 0.29734 | 0.44674 | 0.50673 | 0.434 | 0.22456 | 0.10598 | 0.022498 | 0.0002309
Retro12Med | Retro | Irrigation Hardware | Agriculture | Irrigation | 0.00080006 | 300.7925 | 19.4713 | 10-20 | Wheel/hand line systems: Replace leaking drain with new drain | Idaho | 5.3238 | 0 | 0.00018092 | 0.0099612 | 0.11999 | 0.47527 | 0.62989 | 0.60981 | 0.61854 | 0.29078 | 0.16721 | 0.047258 | 0.00032383 | 0 | 0 | 0.00012373 | 0.003673 | 0.079078 | 0.30818 | 0.46301 | 0.52519 | 0.44981 | 0.23274 | 0.10984 | 0.023318 | 0.00023931
Retro12Med | Retro | Irrigation Hardware | Agriculture | Irrigation | 0.00038409 | 144.4058 | 35.9439 | 30-40 | Wheel/hand line systems: Cut and pipe press repair of leaking hand-lines, wheel-lines, and portable main-lines | Idaho | 2.5559 | 0 | 8.6856e-05 | 0.0047822 | 0.057605 | 0.22817 | 0.3024 | 0.29276 | 0.29695 | 0.1396 | 0.080273 | 0.022688 | 0.00015547 | 0 | 0 | 5.9399e-05 | 0.0017633 | 0.037964 | 0.14795 | 0.22229 | 0.25214 | 0.21595 | 0.11174 | 0.052733 | 0.011195 | 0.00011489
Retro12Med | Retro | Irrigation Hardware | Agriculture | Irrigation | 0.00066476 | 249.9279 | 96.8301 | 90-100 | Thunderbird wheel line systems: Replace leaking hub with new hub | Idaho | 0.93656 | 0 | 3.1827e-05 | 0.0017524 | 0.021108 | 0.083609 | 0.11081 | 0.10728 | 0.10881 | 0.051154 | 0.029415 | 0.0083136 | 5.6969e-05 | 0 | 0 | 2.1766e-05 | 0.00064615 | 0.013911 | 0.054214 | 0.081453 | 0.092391 | 0.07913 | 0.040944 | 0.019323 | 0.0041021 | 4.21e-05
Retro12Med | Retro | Irrigation Hardware | Agriculture | Irrigation | 0.00019142 | 71.9671 | 19.3521 | 10-20 | Wheel line systems: Rebuild or replace leaking or malfunctioning leveler with new or rebuilt leveler. | Idaho | 0.26968 | 0 | 9.1646e-06 | 0.0005046 | 0.0060781 | 0.024075 | 0.031908 | 0.03089 | 0.031333 | 0.01473 | 0.00847 | 0.0023939 | 1.6404e-05 | 0 | 0 | 6.2675e-06 | 0.00018606 | 0.0040058 | 0.015611 | 0.023454 | 0.026604 | 0.022786 | 0.01179 | 0.0055641 | 0.0011812 | 1.2123e-05
Retro12Med | Retro | Irrigation Hardware | Agriculture | Irrigation | 0.00026858 | 100.9774 | 64.6802 | 60-70 | Center pivot/linear move systems: Install new sprinkler package on an existing system. | Idaho | 6.7606 | 0 | 0.00022974 | 0.012649 | 0.15237 | 0.60353 | 0.79988 | 0.77438 | 0.78546 | 0.36925 | 0.21233 | 0.060012 | 0.00041123 | 0 | 0 | 0.00015712 | 0.0046642 | 0.10042 | 0.39134 | 0.58797 | 0.66693 | 0.5712 | 0.29555 | 0.13948 | 0.029611 | 0.0003039
Retro12Med | Retro | Irrigation Hardware | Agriculture | Irrigation | 2.0502e-05 | 7.7081 | 57.6279 | 50-60 | Center pivot/linear move systems: New gooseneck elbows | Idaho | 0.51607 | 0 | 1.7537e-05 | 0.0009656 | 0.011631 | 0.04607 | 0.061059 | 0.059112 | 0.059958 | 0.028187 | 0.016208 | 0.004581 | 3.1391e-05 | 0 | 0 | 1.1994e-05 | 0.00035604 | 0.0076655 | 0.029873 | 0.044883 | 0.05091 | 0.043603 | 0.022561 | 0.010647 | 0.0022603 | 2.3198e-05
Retro12Med | Retro | Irrigation Hardware | Agriculture | Irrigation | 2.0502e-05 | 7.7081 | 121.2075 | 120-130 | Center pivot/linear move systems: New drop tubes (3 feet minimum) | Idaho | 0.51607 | 0 | 1.7537e-05 | 0.0009656 | 0.011631 | 0.04607 | 0.061059 | 0.059112 | 0.059958 | 0.028187 | 0.016208 | 0.004581 | 3.1391e-05 | 0 | 0 | 1.1994e-05 | 0.00035604 | 0.0076655 | 0.029873 | 0.044883 | 0.05091 | 0.043603 | 0.022561 | 0.010647 | 0.0022603 | 2.3198e-05
Retro12Med | Retro | Irrigation Hardware | Agriculture | Irrigation | 3.4119e-05 | 12.8275 | 29.125 | 20-30 | Center pivot/linear move systems: Replace leaking pivot boot gasket with new pivot boot gasket | Idaho | 0.85882 | 0 | 2.9185e-05 | 0.0016069 | 0.019356 | 0.076669 | 0.10161 | 0.098372 | 0.09978 | 0.046908 | 0.026973 | 0.0076235 | 5.224e-05 | 0 | 0 | 1.9959e-05 | 0.00059252 | 0.012757 | 0.049714 | 0.074692 | 0.084723 | 0.072562 | 0.037545 | 0.017719 | 0.0037616 | 3.8605e-05
Retro12Med | Retro | Irrigation Hardware | Agriculture | Irrigation | 8.5298e-06 | 3.2069 | 280.8992 | >140 | Center pivot/linear move systems: Replace leaking tower gasket with new tower gasket | Idaho | 0.2147 | 0 | 7.2963e-06 | 0.00040173 | 0.004839 | 0.019167 | 0.025403 | 0.024593 | 0.024945 | 0.011727 | 0.0067433 | 0.0019059 | 1.306e-05 | 0 | 0 | 4.9898e-06 | 0.00014813 | 0.0031891 | 0.012428 | 0.018673 | 0.021181 | 0.018141 | 0.0093863 | 0.0044298 | 0.00094039 | 9.6513e-06
Retro12Med | Retro | Irrigation Hardware | Agriculture | Irrigation | 2.7419e-05 | 10.3086 | 289.5303 | >140 | Wheel/hand line systems: Replace worn nozzle with new flow controlling type nozzle for impact sprinklers | Montana | 0.0060022 | 0 | 1.8519e-07 | 1.0197e-05 | 0.00012282 | 0.0004865 | 0.00064477 | 0.00062422 | 0.00063315 | 0.00029765 | 0.00017116 | 4.8375e-05 | 3.3149e-07 | 0 | 0 | 1.2665e-07 | 3.7598e-06 | 8.0947e-05 | 0.00031546 | 0.00047396 | 0.00053761 | 0.00046044 | 0.00023824 | 0.00011244 | 2.3869e-05 | 2.4497e-07
Retro12Med | Retro | Irrigation Hardware | Agriculture | Irrigation | 2.7419e-05 | 10.3086 | 108.0535 | 100-110 | Wheel/hand line systems: Replace worn nozzle with new nozzle | Montana | 0.0060022 | 0 | 1.8519e-07 | 1.0197e-05 | 0.00012282 | 0.0004865 | 0.00064477 | 0.00062422 | 0.00063315 | 0.00029765 | 0.00017116 | 4.8375e-05 | 3.3149e-07 | 0 | 0 | 1.2665e-07 | 3.7598e-06 | 8.0947e-05 | 0.00031546 | 0.00047396 | 0.00053761 | 0.00046044 | 0.00023824 | 0.00011244 | 2.3869e-05 | 2.4497e-07
Retro12Med | Retro | Irrigation Hardware | Agriculture | Irrigation | 2.4104e-05 | 9.0622 | 587.6077 | >140 | Wheel/hand line systems: Rebuild or replace leaking impact sprinkler with new or rebuilt impact sprinkler | Montana | 0.010553 | 0 | 3.2561e-07 | 1.7928e-05 | 0.00021595 | 0.00085536 | 0.0011336 | 0.0010975 | 0.0011132 | 0.00052333 | 0.00030093 | 8.5053e-05 | 5.8282e-07 | 0 | 0 | 2.2267e-07 | 6.6104e-06 | 0.00014232 | 0.00055464 | 0.0008333 | 0.00094521 | 0.00080954 | 0.00041887 | 0.00019768 | 4.1966e-05 | 4.307e-07
Retro12Med | Retro | Irrigation Hardware | Agriculture | Irrigation | 0.00014423 | 54.2242 | 31.0434 | 30-40 | Wheel/hand line systems: Replace leaking gasket with new gasket | Montana | 0.063144 | 0 | 1.9483e-06 | 0.00010727 | 0.0012921 | 0.0051181 | 0.0067831 | 0.0065669 | 0.0066609 | 0.0031314 | 0.0018006 | 0.00050891 | 3.4873e-06 | 0 | 0 | 1.3324e-06 | 3.9554e-05 | 0.00085157 | 0.0033187 | 0.0049861 | 0.0056557 | 0.0048439 | 0.0025063 | 0.0011828 | 0.00025111 | 2.5771e-06
Retro12Med | Retro | Irrigation Hardware | Agriculture | Irrigation | 0.00014948 | 56.1996 | 104.8718 | 100-110 | Wheel/hand line systems: Replace leaking drain with new drain | Montana | 0.065444 | 0 | 2.0192e-06 | 0.00011118 | 0.0013392 | 0.0053045 | 0.0070302 | 0.0068061 | 0.0069035 | 0.0032454 | 0.0018662 | 0.00052745 | 3.6143e-06 | 0 | 0 | 1.3809e-06 | 4.0995e-05 | 0.00088259 | 0.0034396 | 0.0051677 | 0.0058617 | 0.0050204 | 0.0025976 | 0.0012259 | 0.00026025 | 2.671e-06
Retro12Med | Retro | Irrigation Hardware | Agriculture | Irrigation | 7.1764e-05 | 26.9805 | 193.037 | >140 | Wheel/hand line systems: Cut and pipe press repair of leaking hand-lines, wheel-lines, and portable main-lines | Montana | 0.031419 | 0 | 9.6941e-07 | 5.3375e-05 | 0.00064293 | 0.0025466 | 0.0033751 | 0.0032675 | 0.0033143 | 0.0015581 | 0.00089594 | 0.00025322 | 1.7352e-06 | 0 | 0 | 6.6296e-07 | 1.9681e-05 | 0.00042372 | 0.0016513 | 0.002481 | 0.0028141 | 0.0024102 | 0.0012471 | 0.00058855 | 0.00012494 | 1.2823e-06
Retro12Med | Retro | Irrigation Hardware | Agriculture | Irrigation | 0.0001242 | 46.6961 | 518.9132 | >140 | Thunderbird wheel line systems: Replace leaking hub with new hub | Montana | 0.0040933 | 0 | 1.263e-07 | 6.9538e-06 | 8.3762e-05 | 0.00033178 | 0.00043972 | 0.0004257 | 0.00043179 | 0.00020299 | 0.00011672 | 3.299e-05 | 2.2606e-07 | 0 | 0 | 8.6372e-08 | 2.5641e-06 | 5.5203e-05 | 0.00021513 | 0.00032322 | 0.00036663 | 0.00031401 | 0.00016247 | 7.6678e-05 | 1.6278e-05 | 1.6706e-07
Retro12Med | Retro | Irrigation Hardware | Agriculture | Irrigation | 3.5765e-05 | 13.4462 | 104.2338 | 100-110 | Wheel line systems: Rebuild or replace leaking or malfunctioning leveler with new or rebuilt leveler. | Montana | 0.0011787 | 0 | 3.6367e-08 | 2.0024e-06 | 2.4119e-05 | 9.5536e-05 | 0.00012662 | 0.00012258 | 0.00012433 | 5.8451e-05 | 3.3611e-05 | 9.4996e-06 | 6.5096e-08 | 0 | 0 | 2.4871e-08 | 7.3833e-07 | 1.5896e-05 | 6.1948e-05 | 9.3073e-05 | 0.00010557 | 9.0419e-05 | 4.6785e-05 | 2.208e-05 | 4.6873e-06 | 4.8105e-08
Retro12Med | Retro | Irrigation Hardware | Agriculture | Irrigation | 5.9297e-05 | 22.2934 | 293.5004 | >140 | Center pivot/linear move systems: Install new sprinkler package on an existing system. | Montana | 0.08274 | 0 | 2.5529e-06 | 0.00014056 | 0.0016931 | 0.0067064 | 0.0088882 | 0.0086049 | 0.008728 | 0.0041031 | 0.0023594 | 0.00066685 | 4.5696e-06 | 0 | 0 | 1.7459e-06 | 5.1829e-05 | 0.0011158 | 0.0043486 | 0.0065335 | 0.0074109 | 0.0063472 | 0.0032842 | 0.0015499 | 0.00032903 | 3.3769e-06
Retro12Med | Retro | Irrigation Hardware | Agriculture | Irrigation | 4.5264e-06 | 1.7018 | 261.5573 | >140 | Center pivot/linear move systems: New gooseneck elbows | Montana | 0.006316 | 0 | 1.9488e-07 | 1.073e-05 | 0.00012925 | 0.00051193 | 0.00067848 | 0.00065685 | 0.00066625 | 0.00031321 | 0.00018011 | 5.0904e-05 | 3.4882e-07 | 0 | 0 | 1.3327e-07 | 3.9564e-06 | 8.5178e-05 | 0.00033195 | 0.00049873 | 0.00056571 | 0.00048451 | 0.0002507 | 0.00011831 | 2.5117e-05 | 2.5777e-07
Retro12Med | Retro | Irrigation Hardware | Agriculture | Irrigation | 4.5264e-06 | 1.7018 | 549.5394 | >140 | Center pivot/linear move systems: New drop tubes (3 feet minimum) | Montana | 0.006316 | 0 | 1.9488e-07 | 1.073e-05 | 0.00012925 | 0.00051193 | 0.00067848 | 0.00065685 | 0.00066625 | 0.00031321 | 0.00018011 | 5.0904e-05 | 3.4882e-07 | 0 | 0 | 1.3327e-07 | 3.9564e-06 | 8.5178e-05 | 0.00033195 | 0.00049873 | 0.00056571 | 0.00048451 | 0.0002507 | 0.00011831 | 2.5117e-05 | 2.5777e-07
Retro12Med | Retro | Irrigation Hardware | Agriculture | Irrigation | 7.5327e-06 | 2.832 | 132.4542 | 130-140 | Center pivot/linear move systems: Replace leaking pivot boot gasket with new pivot boot gasket | Montana | 0.010511 | 0 | 3.2431e-07 | 1.7856e-05 | 0.00021508 | 0.00085194 | 0.0011291 | 0.0010931 | 0.0011088 | 0.00052124 | 0.00029973 | 8.4713e-05 | 5.8049e-07 | 0 | 0 | 2.2179e-07 | 6.584e-06 | 0.00014175 | 0.00055242 | 0.00082997 | 0.00094143 | 0.00080631 | 0.0004172 | 0.00019689 | 4.1799e-05 | 4.2898e-07
Retro12Med | Retro | Irrigation Hardware | Agriculture | Irrigation | 1.8832e-06 | 0.708 | 1272.859 | >140 | Center pivot/linear move systems: Replace leaking tower gasket with new tower gasket | Montana | 0.0026277 | 0 | 8.1076e-08 | 4.464e-06 | 5.3771e-05 | 0.00021299 | 0.00028228 | 0.00027328 | 0.00027719 | 0.00013031 | 7.4931e-05 | 2.1178e-05 | 1.4512e-07 | 0 | 0 | 5.5446e-08 | 1.646e-06 | 3.5438e-05 | 0.00013811 | 0.00020749 | 0.00023536 | 0.00020158 | 0.0001043 | 4.9223e-05 | 1.045e-05 | 1.0724e-07
Retro12Med | Retro | Irrigation Hardware | Agriculture | Irrigation | 0.00020164 | 75.8076 | 39.241 | 30-40 | Wheel/hand line systems: Replace worn nozzle with new flow controlling type nozzle for impact sprinklers | Washington | 0.23705 | 0 | 6.8669e-06 | 0.00037809 | 0.0045543 | 0.018039 | 0.023908 | 0.023146 | 0.023477 | 0.011037 | 0.0063465 | 0.0017937 | 1.2291e-05 | 0 | 0 | 4.6961e-06 | 0.00013941 | 0.0030015 | 0.011697 | 0.017574 | 0.019934 | 0.017073 | 0.0088339 | 0.0041691 | 0.00088505 | 9.0833e-06
Retro12Med | Retro | Irrigation Hardware | Agriculture | Irrigation | 0.00020164 | 75.8076 | 14.5631 | 10-20 | Wheel/hand line systems: Replace worn nozzle with new nozzle | Washington | 0.23705 | 0 | 6.8669e-06 | 0.00037809 | 0.0045543 | 0.018039 | 0.023908 | 0.023146 | 0.023477 | 0.011037 | 0.0063465 | 0.0017937 | 1.2291e-05 | 0 | 0 | 4.6961e-06 | 0.00013941 | 0.0030015 | 0.011697 | 0.017574 | 0.019934 | 0.017073 | 0.0088339 | 0.0041691 | 0.00088505 | 9.0833e-06
Retro12Med | Retro | Irrigation Hardware | Agriculture | Irrigation | 0.00017726 | 66.6419 | 79.7748 | 70-80 | Wheel/hand line systems: Rebuild or replace leaking impact sprinkler with new or rebuilt impact sprinkler | Washington | 0.41678 | 0 | 1.2073e-05 | 0.00066475 | 0.0080072 | 0.031716 | 0.042035 | 0.040695 | 0.041277 | 0.019405 | 0.011158 | 0.0031537 | 2.1611e-05 | 0 | 0 | 8.2567e-06 | 0.00024511 | 0.0052771 | 0.020566 | 0.030899 | 0.035048 | 0.030018 | 0.015532 | 0.00733 | 0.0015561 | 1.597e-05
Retro12Med | Retro | Irrigation Hardware | Agriculture | Irrigation | 0.0010606 | 398.7544 | 4.0909 | 0-10 | Wheel/hand line systems: Replace leaking gasket with new gasket | Washington | 2.4938 | 0 | 7.2241e-05 | 0.0039775 | 0.047912 | 0.18978 | 0.25152 | 0.2435 | 0.24698 | 0.11611 | 0.066766 | 0.01887 | 0.00012931 | 0 | 0 | 4.9404e-05 | 0.0014666 | 0.031576 | 0.12306 | 0.18488 | 0.20971 | 0.17961 | 0.092934 | 0.043859 | 0.0093109 | 9.5558e-05
Retro12Med | Retro | Irrigation Hardware | Agriculture | Irrigation | 0.0010993 | 413.2807 | 14.1304 | 10-20 | Wheel/hand line systems: Replace leaking drain with new drain | Washington | 2.5847 | 0 | 7.4873e-05 | 0.0041224 | 0.049657 | 0.19669 | 0.26068 | 0.25237 | 0.25598 | 0.12034 | 0.069198 | 0.019558 | 0.00013402 | 0 | 0 | 5.1204e-05 | 0.0015201 | 0.032726 | 0.12754 | 0.19162 | 0.21735 | 0.18615 | 0.09632 | 0.045457 | 0.0096501 | 9.9039e-05
Retro12Med | Retro | Irrigation Hardware | Agriculture | Irrigation | 0.00052774 | 198.4097 | 26.1195 | 20-30 | Wheel/hand line systems: Cut and pipe press repair of leaking hand-lines, wheel-lines, and portable main-lines | Washington | 1.2409 | 0 | 3.5945e-05 | 0.0019791 | 0.02384 | 0.094427 | 0.12515 | 0.12116 | 0.12289 | 0.057773 | 0.033221 | 0.0093894 | 6.434e-05 | 0 | 0 | 2.4582e-05 | 0.00072976 | 0.015711 | 0.061229 | 0.091993 | 0.10435 | 0.08937 | 0.046242 | 0.021823 | 0.0046329 | 4.7547e-05
Retro12Med | Retro | Irrigation Hardware | Agriculture | Irrigation | 0.00091337 | 343.3941 | 70.4334 | 70-80 | Thunderbird wheel line systems: Replace leaking hub with new hub | Washington | 0.25089 | 0 | 7.2677e-06 | 0.00040016 | 0.0048201 | 0.019092 | 0.025303 | 0.024497 | 0.024847 | 0.011681 | 0.0067169 | 0.0018984 | 1.3009e-05 | 0 | 0 | 4.9703e-06 | 0.00014755 | 0.0031767 | 0.01238 | 0.0186 | 0.021098 | 0.01807 | 0.0093495 | 0.0044124 | 0.00093671 | 9.6135e-06
Retro12Med | Retro | Irrigation Hardware | Agriculture | Irrigation | 0.00026301 | 98.8809 | 14.0436 | 10-20 | Wheel line systems: Rebuild or replace leaking or malfunctioning leveler with new or rebuilt leveler. | Washington | 0.072244 | 0 | 2.0928e-06 | 0.00011523 | 0.001388 | 0.0054976 | 0.0072862 | 0.0070539 | 0.0071548 | 0.0033636 | 0.0019341 | 0.00054666 | 3.7459e-06 | 0 | 0 | 1.4312e-06 | 4.2487e-05 | 0.00091472 | 0.0035648 | 0.0053559 | 0.0060751 | 0.0052032 | 0.0026922 | 0.0012706 | 0.00026973 | 2.7682e-06
Retro12Med | Retro | Irrigation Hardware | Agriculture | Irrigation | 0.00034858 | 131.0532 | 49.8019 | 40-50 | Center pivot/linear move systems: Install new sprinkler package on an existing system. | Washington | 4.8318 | 0 | 0.00013997 | 0.0077064 | 0.092828 | 0.36769 | 0.48731 | 0.47177 | 0.47852 | 0.22496 | 0.12936 | 0.036561 | 0.00025053 | 0 | 0 | 9.572e-05 | 0.0028416 | 0.061178 | 0.23842 | 0.35821 | 0.40631 | 0.34799 | 0.18006 | 0.084977 | 0.01804 | 0.00018514
Retro12Med | Retro | Irrigation Hardware | Agriculture | Irrigation | 2.6609e-05 | 10.004 | 44.3681 | 40-50 | Center pivot/linear move systems: New gooseneck elbows | Washington | 0.36883 | 0 | 1.0684e-05 | 0.00058827 | 0.007086 | 0.028067 | 0.037199 | 0.036013 | 0.036528 | 0.017172 | 0.0098746 | 0.0027909 | 1.9124e-05 | 0 | 0 | 7.3068e-06 | 0.00021691 | 0.00467 | 0.0182 | 0.027344 | 0.031016 | 0.026564 | 0.013745 | 0.0064867 | 0.0013771 | 1.4133e-05
Retro12Med | Retro | Irrigation Hardware | Agriculture | Irrigation | 2.6609e-05 | 10.004 | 93.3565 | 90-100 | Center pivot/linear move systems: New drop tubes (3 feet minimum) | Washington | 0.36883 | 0 | 1.0684e-05 | 0.00058827 | 0.007086 | 0.028067 | 0.037199 | 0.036013 | 0.036528 | 0.017172 | 0.0098746 | 0.0027909 | 1.9124e-05 | 0 | 0 | 7.3068e-06 | 0.00021691 | 0.00467 | 0.0182 | 0.027344 | 0.031016 | 0.026564 | 0.013745 | 0.0064867 | 0.0013771 | 1.4133e-05
Retro12Med | Retro | Irrigation Hardware | Agriculture | Irrigation | 4.4281e-05 | 16.6482 | 22.4064 | 20-30 | Center pivot/linear move systems: Replace leaking pivot boot gasket with new pivot boot gasket | Washington | 0.6138 | 0 | 1.778e-05 | 0.00097898 | 0.011792 | 0.046709 | 0.061904 | 0.059931 | 0.060789 | 0.028578 | 0.016433 | 0.0046445 | 3.1826e-05 | 0 | 0 | 1.216e-05 | 0.00036098 | 0.0077716 | 0.030287 | 0.045504 | 0.051615 | 0.044207 | 0.022873 | 0.010795 | 0.0022917 | 2.3519e-05
Retro12Med | Retro | Irrigation Hardware | Agriculture | Irrigation | 1.107e-05 | 4.162 | 216.4001 | >140 | Center pivot/linear move systems: Replace leaking tower gasket with new tower gasket | Washington | 0.15345 | 0 | 4.4451e-06 | 0.00024474 | 0.0029481 | 0.011677 | 0.015476 | 0.014983 | 0.015197 | 0.0071444 | 0.0041082 | 0.0011611 | 7.9565e-06 | 0 | 0 | 3.0399e-06 | 9.0244e-05 | 0.0019429 | 0.0075718 | 0.011376 | 0.012904 | 0.011052 | 0.0057184 | 0.0026987 | 0.00057291 | 5.8798e-06
Retro12Med | Retro | Irrigation Hardware | Agriculture | Irrigation | 0.00020164 | 75.8076 | 39.241 | 30-40 | Wheel/hand line systems: Replace worn nozzle with new flow controlling type nozzle for impact sprinklers | Oregon | 0.532 | 0 | 1.5273e-05 | 0.0008409 | 0.010129 | 0.040121 | 0.053174 | 0.051479 | 0.052215 | 0.024547 | 0.014115 | 0.0039894 | 2.7337e-05 | 0 | 0 | 1.0445e-05 | 0.00031007 | 0.0066756 | 0.026015 | 0.039087 | 0.044336 | 0.037972 | 0.019647 | 0.0092725 | 0.0019684 | 2.0202e-05
Retro12Med | Retro | Irrigation Hardware | Agriculture | Irrigation | 0.00020164 | 75.8076 | 14.5631 | 10-20 | Wheel/hand line systems: Replace worn nozzle with new nozzle | Oregon | 0.532 | 0 | 1.5273e-05 | 0.0008409 | 0.010129 | 0.040121 | 0.053174 | 0.051479 | 0.052215 | 0.024547 | 0.014115 | 0.0039894 | 2.7337e-05 | 0 | 0 | 1.0445e-05 | 0.00031007 | 0.0066756 | 0.026015 | 0.039087 | 0.044336 | 0.037972 | 0.019647 | 0.0092725 | 0.0019684 | 2.0202e-05
Retro12Med | Retro | Irrigation Hardware | Agriculture | Irrigation | 0.00017726 | 66.6419 | 79.7748 | 70-80 | Wheel/hand line systems: Rebuild or replace leaking impact sprinkler with new or rebuilt impact sprinkler | Oregon | 0.93535 | 0 | 2.6852e-05 | 0.0014785 | 0.017809 | 0.07054 | 0.093489 | 0.090509 | 0.091804 | 0.043158 | 0.024817 | 0.0070142 | 4.8064e-05 | 0 | 0 | 1.8364e-05 | 0.00054515 | 0.011737 | 0.04574 | 0.068721 | 0.07795 | 0.066762 | 0.034544 | 0.016303 | 0.0034609 | 3.5519e-05
Retro12Med | Retro | Irrigation Hardware | Agriculture | Irrigation | 0.0010606 | 398.7544 | 4.0909 | 0-10 | Wheel/hand line systems: Replace leaking gasket with new gasket | Oregon | 5.5967 | 0 | 0.00016067 | 0.0088464 | 0.10656 | 0.42208 | 0.55939 | 0.54156 | 0.54931 | 0.25824 | 0.14849 | 0.04197 | 0.00028759 | 0 | 0 | 0.00010988 | 0.0032619 | 0.070228 | 0.27369 | 0.4112 | 0.46642 | 0.39947 | 0.20669 | 0.097548 | 0.020708 | 0.00021253
Retro12Med | Retro | Irrigation Hardware | Agriculture | Irrigation | 0.0010993 | 413.2807 | 14.1304 | 10-20 | Wheel/hand line systems: Replace leaking drain with new drain | Oregon | 5.8006 | 0 | 0.00016652 | 0.0091687 | 0.11044 | 0.43746 | 0.57977 | 0.56129 | 0.56932 | 0.26765 | 0.1539 | 0.043498 | 0.00029807 | 0 | 0 | 0.00011388 | 0.0033808 | 0.072786 | 0.28366 | 0.42618 | 0.48341 | 0.41403 | 0.21422 | 0.1011 | 0.021463 | 0.00022027
Retro12Med | Retro | Irrigation Hardware | Agriculture | Irrigation | 0.00052774 | 198.4097 | 26.1195 | 20-30 | Wheel/hand line systems: Cut and pipe press repair of leaking hand-lines, wheel-lines, and portable main-lines | Oregon | 2.7848 | 0 | 7.9946e-05 | 0.0044018 | 0.053022 | 0.21002 | 0.27834 | 0.26947 | 0.27332 | 0.12849 | 0.073887 | 0.020883 | 0.0001431 | 0 | 0 | 5.4673e-05 | 0.0016231 | 0.034944 | 0.13618 | 0.2046 | 0.23208 | 0.19877 | 0.10285 | 0.048537 | 0.010304 | 0.00010575
Retro12Med | Retro | Irrigation Hardware | Agriculture | Irrigation | 0.00091337 | 343.3941 | 70.4334 | 70-80 | Thunderbird wheel line systems: Replace leaking hub with new hub | Oregon | 0.77708 | 0 | 2.2309e-05 | 0.0012283 | 0.014795 | 0.058604 | 0.07767 | 0.075194 | 0.07627 | 0.035855 | 0.020618 | 0.0058273 | 3.9931e-05 | 0 | 0 | 1.5256e-05 | 0.00045291 | 0.0097508 | 0.038 | 0.057093 | 0.06476 | 0.055465 | 0.028699 | 0.013544 | 0.0028753 | 2.9509e-05
Retro12Med | Retro | Irrigation Hardware | Agriculture | Irrigation | 0.00026301 | 98.8809 | 14.0436 | 10-20 | Wheel line systems: Rebuild or replace leaking or malfunctioning leveler with new or rebuilt leveler. | Oregon | 0.22376 | 0 | 6.4238e-06 | 0.00035369 | 0.0042604 | 0.016875 | 0.022365 | 0.021652 | 0.021962 | 0.010325 | 0.0059369 | 0.001678 | 1.1498e-05 | 0 | 0 | 4.3931e-06 | 0.00013042 | 0.0028078 | 0.010942 | 0.01644 | 0.018648 | 0.015971 | 0.0082638 | 0.0039 | 0.00082794 | 8.4971e-06
Retro12Med | Retro | Irrigation Hardware | Agriculture | Irrigation | 0.00034858 | 131.0532 | 49.8019 | 40-50 | Center pivot/linear move systems: Install new sprinkler package on an existing system. | Oregon | 2.6755 | 0 | 7.6809e-05 | 0.0042291 | 0.050941 | 0.20178 | 0.26742 | 0.2589 | 0.2626 | 0.12345 | 0.070988 | 0.020064 | 0.00013748 | 0 | 0 | 5.2528e-05 | 0.0015594 | 0.033573 | 0.13084 | 0.19657 | 0.22297 | 0.19097 | 0.098811 | 0.046633 | 0.0098997 | 0.0001016
Retro12Med | Retro | Irrigation Hardware | Agriculture | Irrigation | 2.6609e-05 | 10.004 | 44.3681 | 40-50 | Center pivot/linear move systems: New gooseneck elbows | Oregon | 0.20424 | 0 | 5.8633e-06 | 0.00032283 | 0.0038886 | 0.015403 | 0.020414 | 0.019763 | 0.020046 | 0.0094237 | 0.0054189 | 0.0015316 | 1.0495e-05 | 0 | 0 | 4.0098e-06 | 0.00011904 | 0.0025628 | 0.0099874 | 0.015005 | 0.017021 | 0.014578 | 0.0075427 | 0.0035597 | 0.00075569 | 7.7557e-06
Retro12Med | Retro | Irrigation Hardware | Agriculture | Irrigation | 2.6609e-05 | 10.004 | 93.3565 | 90-100 | Center pivot/linear move systems: New drop tubes (3 feet minimum) | Oregon | 0.20424 | 0 | 5.8633e-06 | 0.00032283 | 0.0038886 | 0.015403 | 0.020414 | 0.019763 | 0.020046 | 0.0094237 | 0.0054189 | 0.0015316 | 1.0495e-05 | 0 | 0 | 4.0098e-06 | 0.00011904 | 0.0025628 | 0.0099874 | 0.015005 | 0.017021 | 0.014578 | 0.0075427 | 0.0035597 | 0.00075569 | 7.7557e-06
Retro12Med | Retro | Irrigation Hardware | Agriculture | Irrigation | 4.4281e-05 | 16.6482 | 22.4064 | 20-30 | Center pivot/linear move systems: Replace leaking pivot boot gasket with new pivot boot gasket | Oregon | 0.33988 | 0 | 9.7574e-06 | 0.00053723 | 0.0064713 | 0.025632 | 0.033971 | 0.032889 | 0.033359 | 0.015683 | 0.0090179 | 0.0025488 | 1.7465e-05 | 0 | 0 | 6.6729e-06 | 0.00019809 | 0.0042649 | 0.016621 | 0.024972 | 0.028325 | 0.02426 | 0.012552 | 0.005924 | 0.0012576 | 1.2907e-05
Retro12Med | Retro | Irrigation Hardware | Agriculture | Irrigation | 1.107e-05 | 4.162 | 216.4001 | >140 | Center pivot/linear move systems: Replace leaking tower gasket with new tower gasket | Oregon | 0.084971 | 0 | 2.4394e-06 | 0.00013431 | 0.0016178 | 0.0064081 | 0.0084928 | 0.0082221 | 0.0083398 | 0.0039206 | 0.0022545 | 0.00063719 | 4.3663e-06 | 0 | 0 | 1.6682e-06 | 4.9523e-05 | 0.0010662 | 0.0041552 | 0.0062429 | 0.0070813 | 0.0060649 | 0.0031381 | 0.001481 | 0.0003144 | 3.2267e-06
Retro12Med | Retro | Irrigation Motor | Agriculture | Motors/Drives | 0.0022804 | 857.3538 | 25.0436 | 20-30 | Montana Wells Green Motors Program Rewind vs. Standard Practice: Motor size 50HP | Montana | 0.083179 | 0 | 2.5664e-06 | 0.00014131 | 0.0017021 | 0.006742 | 0.0089353 | 0.0086505 | 0.0087743 | 0.0041249 | 0.0023719 | 0.00067039 | 4.5938e-06 | 0 | 0 | 1.7551e-06 | 5.2104e-05 | 0.0011218 | 0.0043717 | 0.0065681 | 0.0074502 | 0.0063809 | 0.0033016 | 0.0015582 | 0.00033078 | 3.3948e-06
Retro12Med | Retro | Irrigation Motor | Agriculture | Motors/Drives | 0.0022804 | 857.3538 | 25.0436 | 20-30 | Oregon River Green Motors Program Rewind vs. Standard Practice: Motor size 50HP | Oregon | 0.50052 | 0 | 1.4369e-05 | 0.00079114 | 0.0095297 | 0.037747 | 0.050027 | 0.048432 | 0.049125 | 0.023094 | 0.01328 | 0.0037533 | 2.572e-05 | 0 | 0 | 9.8266e-06 | 0.00029172 | 0.0062805 | 0.024476 | 0.036773 | 0.041712 | 0.035725 | 0.018485 | 0.0087237 | 0.001852 | 1.9007e-05
Retro12Med | Retro | Irrigation Motor | Agriculture | Motors/Drives | 0.0021764 | 818.26 | 28.9687 | 20-30 | Oregon Wells Green Motors Program Rewind vs. Standard Practice: Motor size 60HP | Oregon | 0.45677 | 0 | 1.3113e-05 | 0.00072199 | 0.0086968 | 0.034447 | 0.045654 | 0.044199 | 0.044831 | 0.021076 | 0.012119 | 0.0034253 | 2.3472e-05 | 0 | 0 | 8.9677e-06 | 0.00026622 | 0.0057316 | 0.022337 | 0.033559 | 0.038066 | 0.032602 | 0.016869 | 0.0079612 | 0.0016901 | 1.7345e-05
Retro12Med | Retro | Irrigation Motor | Agriculture | Motors/Drives | 0.0021764 | 818.26 | 28.9687 | 20-30 | Idaho River Green Motors Program Rewind vs. Standard Practice: Motor size 60HP | Idaho | 0.49303 | 0 | 1.6755e-05 | 0.0009225 | 0.011112 | 0.044014 | 0.058333 | 0.056474 | 0.057282 | 0.026929 | 0.015485 | 0.0043766 | 2.999e-05 | 0 | 0 | 1.1458e-05 | 0.00034015 | 0.0073233 | 0.02854 | 0.042879 | 0.048638 | 0.041657 | 0.021554 | 0.010172 | 0.0021595 | 2.2163e-05
Retro12Med | Retro | Irrigation Motor | Agriculture | Motors/Drives | 0.0029564 | 1111.4974 | 27.8383 | 20-30 | Washington Wells Green Motors Program Rewind vs. Standard Practice: Motor size 100HP | Washington | 0.4839 | 0 | 1.4018e-05 | 0.0007718 | 0.0092968 | 0.036824 | 0.048804 | 0.047248 | 0.047925 | 0.02253 | 0.012955 | 0.0036616 | 2.5091e-05 | 0 | 0 | 9.5864e-06 | 0.00028459 | 0.006127 | 0.023878 | 0.035875 | 0.040692 | 0.034852 | 0.018033 | 0.0085105 | 0.0018067 | 1.8542e-05
Retro12Med | Retro | Irrigation Motor | Agriculture | Motors/Drives | 0.0039125 | 1470.962 | 28.2079 | 20-30 | Idaho Wells Green Motors Program Rewind vs. Standard Practice: Motor size 150HP | Idaho | 0.69717 | 0 | 2.3692e-05 | 0.0013044 | 0.015713 | 0.062238 | 0.082485 | 0.079856 | 0.080999 | 0.038078 | 0.021896 | 0.0061886 | 4.2407e-05 | 0 | 0 | 1.6202e-05 | 0.00048099 | 0.010355 | 0.040356 | 0.060633 | 0.068776 | 0.058904 | 0.030478 | 0.014384 | 0.0030535 | 3.1339e-05
Retro12Med | Retro | Irrigation Motor | Agriculture | Motors/Drives | 0.0021209 | 797.3899 | 24.5137 | 20-30 | Montana River Green Motors Program Rewind vs. Standard Practice: Motor size 40HP | Montana | 0.26058 | 0 | 8.04e-06 | 0.00044268 | 0.0053323 | 0.021121 | 0.027992 | 0.0271 | 0.027488 | 0.012922 | 0.0074306 | 0.0021002 | 1.4391e-05 | 0 | 0 | 5.4984e-06 | 0.00016323 | 0.0035142 | 0.013695 | 0.020576 | 0.02334 | 0.01999 | 0.010343 | 0.0048813 | 0.0010362 | 1.0635e-05
Retro12Med | Retro | Irrigation Motor | Agriculture | Motors/Drives | 0.0022398 | 842.0744 | 31.1741 | 30-40 | Washington River Green Motors Program Rewind vs. Standard Practice: Motor size 75HP | Washington | 0.43862 | 0 | 1.2706e-05 | 0.00069958 | 0.0084268 | 0.033378 | 0.044237 | 0.042827 | 0.04344 | 0.020421 | 0.011743 | 0.0033189 | 2.2743e-05 | 0 | 0 | 8.6893e-06 | 0.00025795 | 0.0055536 | 0.021643 | 0.032517 | 0.036884 | 0.03159 | 0.016345 | 0.0077141 | 0.0016376 | 1.6807e-05
LO12Med | NR | Irrigation Water Mgmt | Agriculture | Irrigation | 0.00073937 | 277.9769 | 24.2835 | 20-30 | Mattawa (PRD) _ Alfalfa | SIS | 0.88849 | 0 | 3.1125e-05 | 0.0017137 | 0.020643 | 0.081765 | 0.10837 | 0.10491 | 0.10641 | 0.050026 | 0.028766 | 0.0081304 | 5.5713e-05 | 0 | 0 | 2.1286e-05 | 0.0006319 | 0.013605 | 0.053019 | 0.079657 | 0.090355 | 0.077386 | 0.040041 | 0.018897 | 0.0040116 | 4.1171e-05
LO12Med | NR | Irrigation Water Mgmt | Agriculture | Irrigation | 0.00072115 | 271.1286 | 24.9007 | 20-30 | Pasco (Richland) _ Alfalfa | SIS | 0.57337 | 0 | 2.0086e-05 | 0.0011059 | 0.013322 | 0.052766 | 0.069933 | 0.067703 | 0.068672 | 0.032284 | 0.018564 | 0.0052468 | 3.5953e-05 | 0 | 0 | 1.3737e-05 | 0.00040779 | 0.0087795 | 0.034215 | 0.051406 | 0.058309 | 0.04994 | 0.02584 | 0.012195 | 0.0025889 | 2.6569e-05
LO12Med | NR | Irrigation Water Mgmt | Agriculture | Irrigation | 0.0007104 | 267.0848 | 25.28 | 20-30 | Moses Lake (Ephrata) _ Alfalfa | SIS | 2.1046 | 0 | 7.3728e-05 | 0.0040594 | 0.048898 | 0.19368 | 0.25669 | 0.24851 | 0.25207 | 0.1185 | 0.06814 | 0.019259 | 0.00013197 | 0 | 0 | 5.0421e-05 | 0.0014968 | 0.032226 | 0.12559 | 0.18869 | 0.21403 | 0.18331 | 0.094847 | 0.044762 | 0.0095025 | 9.7525e-05
LO12Med | NR | Irrigation Water Mgmt | Agriculture | Irrigation | 0.00068368 | 257.0406 | 26.2737 | 20-30 | Royal City (Smyrna) _ Alfalfa | SIS | 0.96851 | 0 | 3.3929e-05 | 0.0018681 | 0.022502 | 0.08913 | 0.11813 | 0.11436 | 0.116 | 0.054532 | 0.031357 | 0.0088627 | 6.0731e-05 | 0 | 0 | 2.3203e-05 | 0.00068882 | 0.01483 | 0.057794 | 0.086832 | 0.098493 | 0.084356 | 0.043647 | 0.020599 | 0.004373 | 4.488e-05
LO12Med | NR | Irrigation Water Mgmt | Agriculture | Irrigation | 0.0006672 | 250.8445 | 26.9265 | 20-30 | Quincy _ Alfalfa | SIS | 1.2754 | 0 | 4.4679e-05 | 0.00246 | 0.029632 | 0.11737 | 0.15556 | 0.1506 | 0.15275 | 0.071811 | 0.041293 | 0.011671 | 7.9974e-05 | 0 | 0 | 3.0555e-05 | 0.00090708 | 0.019529 | 0.076107 | 0.11435 | 0.1297 | 0.11108 | 0.057477 | 0.027126 | 0.0057586 | 5.91e-05
LO12Med | NR | Irrigation Water Mgmt | Agriculture | Irrigation | 0.000662 | 248.8878 | 27.1393 | 20-30 | Connell _ Alfalfa | SIS | 0.12827 | 0 | 4.4934e-06 | 0.00024741 | 0.0029801 | 0.011804 | 0.015644 | 0.015146 | 0.015362 | 0.0072221 | 0.0041529 | 0.0011737 | 8.043e-06 | 0 | 0 | 3.073e-06 | 9.1226e-05 | 0.001964 | 0.0076541 | 0.0115 | 0.013044 | 0.011172 | 0.0057806 | 0.0027281 | 0.00057914 | 5.9438e-06
LO12Med | NR | Irrigation Water Mgmt | Agriculture | Irrigation | 0.0006561 | 246.6703 | 27.3847 | 20-30 | Othello _ Alfalfa | SIS | 0.7079 | 0 | 2.4799e-05 | 0.0013654 | 0.016447 | 0.065146 | 0.08634 | 0.083588 | 0.084784 | 0.039858 | 0.022919 | 0.0064778 | 4.4389e-05 | 0 | 0 | 1.6959e-05 | 0.00050347 | 0.010839 | 0.042242 | 0.063466 | 0.071989 | 0.061657 | 0.031902 | 0.015056 | 0.0031962 | 3.2803e-05
LO12Med | NR | Irrigation Water Mgmt | Agriculture | Irrigation | 0.0006417 | 241.2568 | 28.0025 | 20-30 | Lind _ Alfalfa | SIS | 0.17704 | 0 | 6.2019e-06 | 0.00034147 | 0.0041132 | 0.016292 | 0.021593 | 0.020904 | 0.021203 | 0.009968 | 0.0057319 | 0.00162 | 1.1101e-05 | 0 | 0 | 4.2414e-06 | 0.00012591 | 0.0027108 | 0.010564 | 0.015872 | 0.018004 | 0.01542 | 0.0079784 | 0.0037653 | 0.00079934 | 8.2037e-06
LO12Med | NR | Irrigation Water Mgmt | Agriculture | Irrigation | 0.00063893 | 240.2133 | 28.1248 | 20-30 | Eltopia _ Alfalfa | SIS | 0.77167 | 0 | 2.7033e-05 | 0.0014884 | 0.017929 | 0.071015 | 0.094118 | 0.091118 | 0.092422 | 0.043448 | 0.024984 | 0.0070613 | 4.8387e-05 | 0 | 0 | 1.8487e-05 | 0.00054882 | 0.011816 | 0.046048 | 0.069184 | 0.078475 | 0.067211 | 0.034776 | 0.016412 | 0.0034842 | 3.5758e-05
LO12Med | NR | Irrigation Water Mgmt | Agriculture | Irrigation | 0.00063893 | 240.2133 | 28.1248 | 20-30 | Odessa _ Alfalfa | SIS | 0.089563 | 0 | 3.1376e-06 | 0.00017275 | 0.0020809 | 0.0082423 | 0.010924 | 0.010576 | 0.010727 | 0.0050428 | 0.0028998 | 0.00081957 | 5.6161e-06 | 0 | 0 | 2.1457e-06 | 6.3698e-05 | 0.0013714 | 0.0053445 | 0.0080298 | 0.0091081 | 0.0078008 | 0.0040363 | 0.0019049 | 0.00040439 | 4.1502e-06
LO12Med | NR | Irrigation Water Mgmt | Agriculture | Irrigation | 0.00048696 | 183.0787 | 36.9491 | 30-40 | Ritzville _ Alfalfa | SIS | 0.052289 | 0 | 1.8318e-06 | 0.00010086 | 0.0012149 | 0.004812 | 0.0063775 | 0.0061742 | 0.0062625 | 0.0029441 | 0.0016929 | 0.00047848 | 3.2788e-06 | 0 | 0 | 1.2527e-06 | 3.7188e-05 | 0.00080065 | 0.0031202 | 0.0046879 | 0.0053175 | 0.0045543 | 0.0023565 | 0.0011121 | 0.00023609 | 2.423e-06
LO12Med | NR | Irrigation Water Mgmt | Agriculture | Irrigation | 0.00045903 | 172.5779 | 39.2065 | 30-40 | Wilbur _ Alfalfa | SIS | 0.059307 | 0 | 2.0776e-06 | 0.00011439 | 0.0013779 | 0.0054579 | 0.0072335 | 0.0070029 | 0.0071031 | 0.0033393 | 0.0019202 | 0.0005427 | 3.7188e-06 | 0 | 0 | 1.4208e-06 | 4.218e-05 | 0.00090811 | 0.003539 | 0.0053171 | 0.0060312 | 0.0051655 | 0.0026727 | 0.0012614 | 0.00026778 | 2.7482e-06
LO12Med | NR | Irrigation Water Mgmt | Agriculture | Irrigation | 0.00073729 | 277.1943 | 24.3525 | 20-30 | Mattawa (PRD) _ Mint | SIS | 0.0054379 | 0 | 1.905e-07 | 1.0489e-05 | 0.00012634 | 0.00050043 | 0.00066324 | 0.0006421 | 0.00065129 | 0.00030618 | 0.00017606 | 4.9761e-05 | 3.4098e-07 | 0 | 0 | 1.3028e-07 | 3.8675e-06 | 8.3265e-05 | 0.00032449 | 0.00048753 | 0.000553 | 0.00047363 | 0.00024506 | 0.00011566 | 2.4553e-05 | 2.5198e-07
LO12Med | NR | Irrigation Water Mgmt | Agriculture | Irrigation | 0.00071664 | 269.4328 | 25.0584 | 20-30 | Pasco (Richland) _ Mint | SIS | 0 | 0 | 0 | 0 | 0 | 0 | 0 | 0 | 0 | 0 | 0 | 0 | 0 | 0 | 0 | 0 | 0 | 0 | 0 | 0 | 0 | 0 | 0 | 0 | 0 | 0
LO12Med | NR | Irrigation Water Mgmt | Agriculture | Irrigation | 0.00070728 | 265.9108 | 25.3923 | 20-30 | Moses Lake (Ephrata) _ Mint | SIS | 0.086287 | 0 | 3.0228e-06 | 0.00016643 | 0.0020048 | 0.0079408 | 0.010524 | 0.010189 | 0.010335 | 0.0048584 | 0.0027937 | 0.00078959 | 5.4106e-06 | 0 | 0 | 2.0672e-06 | 6.1369e-05 | 0.0013212 | 0.005149 | 0.0077361 | 0.008775 | 0.0075155 | 0.0038886 | 0.0018352 | 0.0003896 | 3.9984e-06
LO12Med | NR | Irrigation Water Mgmt | Agriculture | Irrigation | 0.00067987 | 255.6057 | 26.4221 | 20-30 | Royal City (Smyrna) _ Mint | SIS | 0.062738 | 0 | 2.1978e-06 | 0.00012101 | 0.0014576 | 0.0057737 | 0.007652 | 0.0074081 | 0.0075141 | 0.0035325 | 0.0020313 | 0.0005741 | 3.934e-06 | 0 | 0 | 1.5031e-06 | 4.462e-05 | 0.00096065 | 0.0037438 | 0.0056248 | 0.0063802 | 0.0054644 | 0.0028274 | 0.0013344 | 0.00028327 | 2.9072e-06
LO12Med | NR | Irrigation Water Mgmt | Agriculture | Irrigation | 0.00066252 | 249.0835 | 27.1179 | 20-30 | Quincy _ Mint | SIS | 0.035383 | 0 | 1.2395e-06 | 6.8248e-05 | 0.00082208 | 0.0032562 | 0.0043156 | 0.004178 | 0.0042378 | 0.0019922 | 0.0011456 | 0.00032378 | 2.2187e-06 | 0 | 0 | 8.4769e-07 | 2.5165e-05 | 0.00054179 | 0.0021114 | 0.0031723 | 0.0035983 | 0.0030818 | 0.0015946 | 0.00075256 | 0.00015976 | 1.6396e-06
LO12Med | NR | Irrigation Water Mgmt | Agriculture | Irrigation | 0.00066096 | 248.4965 | 27.1823 | 20-30 | Connell _ Mint | SIS | 0 | 0 | 0 | 0 | 0 | 0 | 0 | 0 | 0 | 0 | 0 | 0 | 0 | 0 | 0 | 0 | 0 | 0 | 0 | 0 | 0 | 0 | 0 | 0 | 0 | 0
LO12Med | NR | Irrigation Water Mgmt | Agriculture | Irrigation | 0.00065263 | 245.3658 | 27.5311 | 20-30 | Othello _ Mint | SIS | 0.0047002 | 0 | 1.6466e-07 | 9.0659e-06 | 0.0001092 | 0.00043255 | 0.00057327 | 0.000555 | 0.00056294 | 0.00026464 | 0.00015218 | 4.301e-05 | 2.9473e-07 | 0 | 0 | 1.1261e-07 | 3.3428e-06 | 7.197e-05 | 0.00028048 | 0.0004214 | 0.00047799 | 0.00040938 | 0.00021182 | 9.9967e-05 | 2.1222e-05 | 2.178e-07
LO12Med | NR | Irrigation Water Mgmt | Agriculture | Irrigation | 0.00063979 | 240.5394 | 28.0865 | 20-30 | Lind _ Mint | SIS | 0 | 0 | 0 | 0 | 0 | 0 | 0 | 0 | 0 | 0 | 0 | 0 | 0 | 0 | 0 | 0 | 0 | 0 | 0 | 0 | 0 | 0 | 0 | 0 | 0 | 0
LO12Med | NR | Irrigation Water Mgmt | Agriculture | Irrigation | 0.0006306 | 237.0826 | 28.4982 | 20-30 | Eltopia _ Mint | SIS | 0 | 0 | 0 | 0 | 0 | 0 | 0 | 0 | 0 | 0 | 0 | 0 | 0 | 0 | 0 | 0 | 0 | 0 | 0 | 0 | 0 | 0 | 0 | 0 | 0 | 0
LO12Med | NR | Irrigation Water Mgmt | Agriculture | Irrigation | 0.0006358 | 239.0393 | 28.2637 | 20-30 | Odessa _ Mint | SIS | 0.0027309 | 0 | 9.5667e-08 | 5.2673e-06 | 6.3448e-05 | 0.00025131 | 0.00033307 | 0.00032246 | 0.00032707 | 0.00015376 | 8.8416e-05 | 2.4989e-05 | 1.7124e-07 | 0 | 0 | 6.5425e-08 | 1.9422e-06 | 4.1815e-05 | 0.00016296 | 0.00024483 | 0.00027771 | 0.00023785 | 0.00012307 | 5.8082e-05 | 1.233e-05 | 1.2654e-07
LO12Med | NR | Irrigation Water Mgmt | Agriculture | Irrigation | 0.00050743 | 190.7749 | 35.4524 | 30-40 | Ritzville _ Mint | SIS | 0 | 0 | 0 | 0 | 0 | 0 | 0 | 0 | 0 | 0 | 0 | 0 | 0 | 0 | 0 | 0 | 0 | 0 | 0 | 0 | 0 | 0 | 0 | 0 | 0 | 0
LO12Med | NR | Irrigation Water Mgmt | Agriculture | Irrigation | 0.00047759 | 179.5567 | 37.6768 | 30-40 | Wilbur _ Mint | SIS | 0 | 0 | 0 | 0 | 0 | 0 | 0 | 0 | 0 | 0 | 0 | 0 | 0 | 0 | 0 | 0 | 0 | 0 | 0 | 0 | 0 | 0 | 0 | 0 | 0 | 0
LO12Med | NR | Irrigation Water Mgmt | Agriculture | Irrigation | 0.00066894 | 251.4967 | 26.8562 | 20-30 | Mattawa (PRD) _ Onions | SIS | 0.049976 | 0 | 1.7507e-06 | 9.6395e-05 | 0.0011611 | 0.0045992 | 0.0060954 | 0.0059011 | 0.0059855 | 0.0028139 | 0.0016181 | 0.00045732 | 3.1337e-06 | 0 | 0 | 1.1973e-06 | 3.5543e-05 | 0.00076523 | 0.0029822 | 0.0044806 | 0.0050823 | 0.0043528 | 0.0022522 | 0.0010629 | 0.00022565 | 2.3158e-06
LO12Med | NR | Irrigation Water Mgmt | Agriculture | Irrigation | 0.00064985 | 244.3223 | 27.6493 | 20-30 | Pasco (Richland) _ Onions | SIS | 0.068596 | 0 | 2.403e-06 | 0.00013231 | 0.0015937 | 0.0063127 | 0.0083665 | 0.0080998 | 0.0082157 | 0.0038623 | 0.0022209 | 0.00062771 | 4.3013e-06 | 0 | 0 | 1.6434e-06 | 4.8787e-05 | 0.0010503 | 0.0040933 | 0.00615 | 0.0069759 | 0.0059746 | 0.0030914 | 0.001459 | 0.00030972 | 3.1787e-06
LO12Med | NR | Irrigation Water Mgmt | Agriculture | Irrigation | 0.00064205 | 241.3873 | 27.9873 | 20-30 | Moses Lake (Ephrata) _ Onions | SIS | 0.11607 | 0 | 4.0663e-06 | 0.00022388 | 0.0026968 | 0.010682 | 0.014157 | 0.013706 | 0.013902 | 0.0065355 | 0.0037581 | 0.0010622 | 7.2784e-06 | 0 | 0 | 2.7808e-06 | 8.2553e-05 | 0.0017773 | 0.0069265 | 0.010407 | 0.011804 | 0.01011 | 0.005231 | 0.0024687 | 0.00052409 | 5.3787e-06
LO12Med | NR | Irrigation Water Mgmt | Agriculture | Irrigation | 0.00062244 | 234.0172 | 28.8735 | 20-30 | Royal City (Smyrna) _ Onions | SIS | 0.059303 | 0 | 2.0775e-06 | 0.00011438 | 0.0013778 | 0.0054575 | 0.007233 | 0.0070024 | 0.0071026 | 0.003339 | 0.00192 | 0.00054267 | 3.7186e-06 | 0 | 0 | 1.4207e-06 | 4.2177e-05 | 0.00090805 | 0.0035388 | 0.0053168 | 0.0060308 | 0.0051652 | 0.0026726 | 0.0012613 | 0.00026776 | 2.748e-06
LO12Med | NR | Irrigation Water Mgmt | Agriculture | Irrigation | 0.00060423 | 227.1688 | 29.7485 | 20-30 | Quincy _ Onions | SIS | 0.043123 | 0 | 1.5107e-06 | 8.3177e-05 | 0.0010019 | 0.0039685 | 0.0052596 | 0.0050919 | 0.0051648 | 0.002428 | 0.0013962 | 0.00039461 | 2.704e-06 | 0 | 0 | 1.0331e-06 | 3.067e-05 | 0.0006603 | 0.0025733 | 0.0038662 | 0.0043854 | 0.003756 | 0.0019434 | 0.00091717 | 0.00019471 | 1.9983e-06
LO12Med | NR | Irrigation Water Mgmt | Agriculture | Irrigation | 0.00060388 | 227.0384 | 29.7657 | 20-30 | Connell _ Onions | SIS | 0.032514 | 0 | 1.139e-06 | 6.2713e-05 | 0.00075541 | 0.0029922 | 0.0039656 | 0.0038392 | 0.0038941 | 0.0018307 | 0.0010527 | 0.00029752 | 2.0388e-06 | 0 | 0 | 7.7895e-07 | 2.3124e-05 | 0.00049785 | 0.0019402 | 0.002915 | 0.0033065 | 0.0028319 | 0.0014653 | 0.00069152 | 0.0001468 | 1.5066e-06
LO12Med | NR | Irrigation Water Mgmt | Agriculture | Irrigation | 0.00059712 | 224.4947 | 30.1046 | 30-40 | Othello _ Onions | SIS | 0.036657 | 0 | 1.2842e-06 | 7.0705e-05 | 0.00085168 | 0.0033735 | 0.0044709 | 0.0043284 | 0.0043904 | 0.002064 | 0.0011868 | 0.00033544 | 2.2986e-06 | 0 | 0 | 8.7821e-07 | 2.6071e-05 | 0.00056129 | 0.0021874 | 0.0032865 | 0.0037278 | 0.0031928 | 0.001652 | 0.00077965 | 0.00016551 | 1.6986e-06
LO12Med | NR | Irrigation Water Mgmt | Agriculture | Irrigation | 0.00058341 | 219.3422 | 30.8154 | 30-40 | Lind _ Onions | SIS | 0.016756 | 0 | 5.87e-07 | 3.232e-05 | 0.00038931 | 0.001542 | 0.0020437 | 0.0019786 | 0.0020069 | 0.00094345 | 0.00054251 | 0.00015333 | 1.0507e-06 | 0 | 0 | 4.0144e-07 | 1.1917e-05 | 0.00025657 | 0.00099989 | 0.0015023 | 0.001704 | 0.0014594 | 0.00075514 | 0.00035638 | 7.5656e-05 | 7.7646e-07
LO12Med | NR | Irrigation Water Mgmt | Agriculture | Irrigation | 0.00057855 | 217.516 | 31.0754 | 30-40 | Eltopia _ Onions | SIS | 0.025804 | 0 | 9.0394e-07 | 4.977e-05 | 0.00059951 | 0.0023746 | 0.0031472 | 0.0030469 | 0.0030905 | 0.0014529 | 0.00083543 | 0.00023612 | 1.618e-06 | 0 | 0 | 6.1819e-07 | 1.8352e-05 | 0.0003951 | 0.0015398 | 0.0023134 | 0.0026241 | 0.0022474 | 0.0011629 | 0.00054881 | 0.00011651 | 1.1957e-06
LO12Med | NR | Irrigation Water Mgmt | Agriculture | Irrigation | 0.00058324 | 219.277 | 30.8246 | 30-40 | Odessa _ Onions | SIS | 0 | 0 | 0 | 0 | 0 | 0 | 0 | 0 | 0 | 0 | 0 | 0 | 0 | 0 | 0 | 0 | 0 | 0 | 0 | 0 | 0 | 0 | 0 | 0 | 0 | 0
LO12Med | NR | Irrigation Water Mgmt | Agriculture | Irrigation | 0.0005083 | 191.101 | 35.3916 | 30-40 | Ritzville _ Onions | SIS | 0 | 0 | 0 | 0 | 0 | 0 | 0 | 0 | 0 | 0 | 0 | 0 | 0 | 0 | 0 | 0 | 0 | 0 | 0 | 0 | 0 | 0 | 0 | 0 | 0 | 0
LO12Med | NR | Irrigation Water Mgmt | Agriculture | Irrigation | 0.00047967 | 180.3393 | 37.5126 | 30-40 | Wilbur _ Onions | SIS | 0 | 0 | 0 | 0 | 0 | 0 | 0 | 0 | 0 | 0 | 0 | 0 | 0 | 0 | 0 | 0 | 0 | 0 | 0 | 0 | 0 | 0 | 0 | 0 | 0 | 0
LO12Med | NR | Irrigation Water Mgmt | Agriculture | Irrigation | 0.00065072 | 244.6484 | 27.6122 | 20-30 | Mattawa (PRD) _ Orchard* | SIS | 0.68939 | 0 | 2.4151e-05 | 0.0013297 | 0.016017 | 0.063443 | 0.084083 | 0.081403 | 0.082567 | 0.038816 | 0.02232 | 0.0063084 | 4.3228e-05 | 0 | 0 | 1.6516e-05 | 0.0004903 | 0.010556 | 0.041138 | 0.061807 | 0.070107 | 0.060045 | 0.031068 | 0.014662 | 0.0031127 | 3.1946e-05
LO12Med | NR | Irrigation Water Mgmt | Agriculture | Irrigation | 0.00063337 | 238.1262 | 28.3727 | 20-30 | Pasco (Richland) _ Orchard* | SIS | 0.12857 | 0 | 4.5042e-06 | 0.000248 | 0.0029873 | 0.011832 | 0.015682 | 0.015182 | 0.015399 | 0.0072393 | 0.0041628 | 0.0011766 | 8.0623e-06 | 0 | 0 | 3.0803e-06 | 9.1444e-05 | 0.0019687 | 0.0076724 | 0.011527 | 0.013075 | 0.011199 | 0.0057944 | 0.0027346 | 0.00058053 | 5.958e-06
LO12Med | NR | Irrigation Water Mgmt | Agriculture | Irrigation | 0.00062248 | 234.0302 | 28.8719 | 20-30 | Moses Lake (Ephrata) _ Orchard* | SIS | 0.38376 | 0 | 1.3444e-05 | 0.00074021 | 0.0089162 | 0.035317 | 0.046806 | 0.045314 | 0.045963 | 0.021608 | 0.012425 | 0.0035117 | 2.4064e-05 | 0 | 0 | 9.194e-06 | 0.00027294 | 0.0058762 | 0.0229 | 0.034406 | 0.039027 | 0.033425 | 0.017295 | 0.0081621 | 0.0017327 | 1.7783e-05
LO12Med | NR | Irrigation Water Mgmt | Agriculture | Irrigation | 0.00060003 | 225.5905 | 29.9577 | 20-30 | Royal City (Smyrna) _ Orchard* | SIS | 0.53918 | 0 | 1.8889e-05 | 0.00104 | 0.012527 | 0.04962 | 0.065763 | 0.063666 | 0.064577 | 0.030359 | 0.017457 | 0.004934 | 3.381e-05 | 0 | 0 | 1.2918e-05 | 0.00038348 | 0.008256 | 0.032175 | 0.048341 | 0.054832 | 0.046962 | 0.024299 | 0.011468 | 0.0024345 | 2.4985e-05
LO12Med | NR | Irrigation Water Mgmt | Agriculture | Irrigation | 0.00058362 | 219.4205 | 30.8043 | 30-40 | Quincy _ Orchard* | SIS | 0.36568 | 0 | 1.281e-05 | 0.00070533 | 0.0084961 | 0.033652 | 0.044601 | 0.043179 | 0.043797 | 0.020589 | 0.011839 | 0.0033462 | 2.293e-05 | 0 | 0 | 8.7607e-06 | 0.00026008 | 0.0055993 | 0.021821 | 0.032785 | 0.037188 | 0.03185 | 0.01648 | 0.0077775 | 0.0016511 | 1.6945e-05
LO12Med | NR | Irrigation Water Mgmt | Agriculture | Irrigation | 0.00057984 | 217.9986 | 31.0062 | 30-40 | Connell _ Orchard* | SIS | 0.062463 | 0 | 2.1882e-06 | 0.00012048 | 0.0014513 | 0.0057483 | 0.0076185 | 0.0073756 | 0.0074812 | 0.003517 | 0.0020224 | 0.00057159 | 3.9168e-06 | 0 | 0 | 1.4965e-06 | 4.4425e-05 | 0.00095644 | 0.0037274 | 0.0056001 | 0.0063522 | 0.0054405 | 0.002815 | 0.0013285 | 0.00028203 | 2.8945e-06
LO12Med | NR | Irrigation Water Mgmt | Agriculture | Irrigation | 0.00057446 | 215.9767 | 31.2979 | 30-40 | Othello _ Orchard* | SIS | 0.13092 | 0 | 4.5864e-06 | 0.00025252 | 0.0030418 | 0.012048 | 0.015968 | 0.015459 | 0.01568 | 0.0073715 | 0.0042388 | 0.001198 | 8.2094e-06 | 0 | 0 | 3.1365e-06 | 9.3113e-05 | 0.0020047 | 0.0078125 | 0.011738 | 0.013314 | 0.011403 | 0.0059001 | 0.0027845 | 0.00059112 | 6.0667e-06
LO12Med | NR | Irrigation Water Mgmt | Agriculture | Irrigation | 0.00056065 | 210.785 | 32.0725 | 30-40 | Lind _ Orchard* | SIS | 0.021575 | 0 | 7.5582e-07 | 4.1615e-05 | 0.00050128 | 0.0019855 | 0.0026315 | 0.0025476 | 0.0025841 | 0.0012148 | 0.00069854 | 0.00019743 | 1.3529e-06 | 0 | 0 | 5.1689e-07 | 1.5345e-05 | 0.00033036 | 0.0012875 | 0.0019343 | 0.0021941 | 0.0018792 | 0.00097232 | 0.00045888 | 9.7415e-05 | 9.9978e-07
LO12Med | NR | Irrigation Water Mgmt | Agriculture | Irrigation | 0.00055756 | 209.6241 | 32.251 | 30-40 | Eltopia _ Orchard* | SIS | 0.18989 | 0 | 6.6522e-06 | 0.00036627 | 0.0044119 | 0.017475 | 0.02316 | 0.022422 | 0.022743 | 0.010692 | 0.0061481 | 0.0017377 | 1.1907e-05 | 0 | 0 | 4.5493e-06 | 0.00013505 | 0.0029076 | 0.011331 | 0.017025 | 0.019311 | 0.016539 | 0.0085577 | 0.0040387 | 0.00085738 | 8.7993e-06
LO12Med | NR | Irrigation Water Mgmt | Agriculture | Irrigation | 0.00055912 | 210.2111 | 32.1605 | 30-40 | Odessa _ Orchard* | SIS | 0.013123 | 0 | 4.5974e-07 | 2.5313e-05 | 0.00030491 | 0.0012077 | 0.0016006 | 0.0015496 | 0.0015718 | 0.00073891 | 0.00042489 | 0.00012009 | 8.2291e-07 | 0 | 0 | 3.144e-07 | 9.3336e-06 | 0.00020095 | 0.00078312 | 0.0011766 | 0.0013346 | 0.001143 | 0.00059143 | 0.00027912 | 5.9254e-05 | 6.0812e-07
LO12Med | NR | Irrigation Water Mgmt | Agriculture | Irrigation | 0.00044671 | 167.9471 | 40.2917 | 40-50 | Ritzville _ Orchard* | SIS | 0.017985 | 0 | 6.3005e-07 | 3.469e-05 | 0.00041786 | 0.0016551 | 0.0021936 | 0.0021237 | 0.0021541 | 0.0010127 | 0.0005823 | 0.00016458 | 1.1278e-06 | 0 | 0 | 4.3088e-07 | 1.2791e-05 | 0.00027539 | 0.0010732 | 0.0016125 | 0.001829 | 0.0015665 | 0.00081053 | 0.00038252 | 8.1205e-05 | 8.3341e-07
LO12Med | NR | Irrigation Water Mgmt | Agriculture | Irrigation | 0.00041892 | 157.4985 | 42.9747 | 40-50 | Wilbur _ Orchard* | SIS | 0.0066156 | 0 | 2.3176e-07 | 1.276e-05 | 0.00015371 | 0.00060882 | 0.00080689 | 0.00078117 | 0.00079235 | 0.00037249 | 0.00021419 | 6.0538e-05 | 4.1483e-07 | 0 | 0 | 1.5849e-07 | 4.7051e-06 | 0.0001013 | 0.00039478 | 0.00059313 | 0.00067278 | 0.00057621 | 0.00029814 | 0.00014071 | 2.987e-05 | 3.0656e-07
LO12Med | NR | Irrigation Water Mgmt | Agriculture | Irrigation | 0.00057977 | 217.9725 | 31.01 | 30-40 | Mattawa (PRD) _ Late Potatoes | SIS | 0.18412 | 0 | 6.4502e-06 | 0.00035514 | 0.0042779 | 0.016944 | 0.022457 | 0.021741 | 0.022052 | 0.010367 | 0.0059613 | 0.0016849 | 1.1545e-05 | 0 | 0 | 4.4111e-06 | 0.00013095 | 0.0028193 | 0.010987 | 0.016508 | 0.018724 | 0.016037 | 0.0082977 | 0.0039161 | 0.00083134 | 8.532e-06
LO12Med | NR | Irrigation Water Mgmt | Agriculture | Irrigation | 0.00056398 | 212.0373 | 31.8822 | 30-40 | Pasco (Richland) _ Late Potatoes | SIS | 0.34131 | 0 | 1.1957e-05 | 0.00065833 | 0.0079299 | 0.03141 | 0.041629 | 0.040302 | 0.040878 | 0.019217 | 0.011051 | 0.0031233 | 2.1402e-05 | 0 | 0 | 8.177e-06 | 0.00024274 | 0.0052262 | 0.020367 | 0.0306 | 0.03471 | 0.029728 | 0.015382 | 0.0072592 | 0.0015411 | 1.5816e-05
LO12Med | NR | Irrigation Water Mgmt | Agriculture | Irrigation | 0.00056173 | 211.1894 | 32.0108 | 30-40 | Moses Lake (Ephrata) _ Late Potatoes | SIS | 0.73972 | 0 | 2.5914e-05 | 0.0014268 | 0.017186 | 0.068075 | 0.090222 | 0.087346 | 0.088596 | 0.04165 | 0.02395 | 0.006769 | 4.6384e-05 | 0 | 0 | 1.7722e-05 | 0.0005261 | 0.011327 | 0.044141 | 0.06632 | 0.075226 | 0.064429 | 0.033337 | 0.015733 | 0.0033399 | 3.4278e-05
LO12Med | NR | Irrigation Water Mgmt | Agriculture | Irrigation | 0.00053831 | 202.3844 | 33.4101 | 30-40 | Royal City (Smyrna) _ Late Potatoes | SIS | 0.16453 | 0 | 5.7639e-06 | 0.00031735 | 0.0038227 | 0.015142 | 0.020068 | 0.019428 | 0.019706 | 0.009264 | 0.005327 | 0.0015056 | 1.0317e-05 | 0 | 0 | 3.9418e-06 | 0.00011702 | 0.0025193 | 0.0098182 | 0.014751 | 0.016732 | 0.014331 | 0.0074149 | 0.0034994 | 0.00074289 | 7.6243e-06
LO12Med | NR | Irrigation Water Mgmt | Agriculture | Irrigation | 0.00052651 | 197.9493 | 34.162 | 30-40 | Quincy _ Late Potatoes | SIS | 0.1414 | 0 | 4.9534e-06 | 0.00027273 | 0.0032852 | 0.013012 | 0.017246 | 0.016696 | 0.016935 | 0.0079613 | 0.004578 | 0.0012939 | 8.8663e-06 | 0 | 0 | 3.3875e-06 | 0.00010056 | 0.0021651 | 0.0084376 | 0.012677 | 0.014379 | 0.012315 | 0.0063722 | 0.0030073 | 0.00063842 | 6.5522e-06
LO12Med | NR | Irrigation Water Mgmt | Agriculture | Irrigation | 0.00053067 | 199.5146 | 33.8928 | 30-40 | Connell _ Late Potatoes | SIS | 0.097665 | 0 | 3.4214e-06 | 0.00018838 | 0.0022691 | 0.0089879 | 0.011912 | 0.011532 | 0.011697 | 0.005499 | 0.0031621 | 0.00089371 | 6.1241e-06 | 0 | 0 | 2.3398e-06 | 6.9461e-05 | 0.0014955 | 0.005828 | 0.0087562 | 0.0099321 | 0.0085065 | 0.0044014 | 0.0020772 | 0.00044097 | 4.5257e-06
LO12Med | NR | Irrigation Water Mgmt | Agriculture | Irrigation | 0.00052131 | 195.9926 | 34.5046 | 30-40 | Othello _ Late Potatoes | SIS | 0.16504 | 0 | 5.7815e-06 | 0.00031833 | 0.0038344 | 0.015188 | 0.020129 | 0.019487 | 0.019766 | 0.0092923 | 0.0053433 | 0.0015102 | 1.0349e-05 | 0 | 0 | 3.9539e-06 | 0.00011738 | 0.002527 | 0.0098482 | 0.014796 | 0.016783 | 0.014374 | 0.0074376 | 0.0035101 | 0.00074516 | 7.6476e-06
LO12Med | NR | Irrigation Water Mgmt | Agriculture | Irrigation | 0.00051333 | 192.9924 | 35.0433 | 30-40 | Lind _ Late Potatoes | SIS | 0.25244 | 0 | 8.8434e-06 | 0.00048691 | 0.0058651 | 0.023231 | 0.030789 | 0.029808 | 0.030234 | 0.014214 | 0.0081732 | 0.00231 | 1.5829e-05 | 0 | 0 | 6.0478e-06 | 0.00017954 | 0.0038654 | 0.015064 | 0.022632 | 0.025672 | 0.021987 | 0.011377 | 0.005369 | 0.0011398 | 1.1698e-05
LO12Med | NR | Irrigation Water Mgmt | Agriculture | Irrigation | 0.00050396 | 189.4704 | 35.6975 | 30-40 | Eltopia _ Late Potatoes | SIS | 0.15014 | 0 | 5.2598e-06 | 0.0002896 | 0.0034884 | 0.013817 | 0.018312 | 0.017729 | 0.017982 | 0.0084537 | 0.0048611 | 0.0013739 | 9.4147e-06 | 0 | 0 | 3.597e-06 | 0.00010678 | 0.002299 | 0.0089595 | 0.013461 | 0.015269 | 0.013077 | 0.0067664 | 0.0031933 | 0.00067791 | 6.9574e-06
LO12Med | NR | Irrigation Water Mgmt | Agriculture | Irrigation | 0.00051107 | 192.1445 | 35.1986 | 30-40 | Odessa _ Late Potatoes | SIS | 0.07286 | 0 | 2.5524e-06 | 0.00014053 | 0.0016928 | 0.0067051 | 0.0088865 | 0.0086033 | 0.0087264 | 0.0041024 | 0.002359 | 0.00066673 | 4.5687e-06 | 0 | 0 | 1.7455e-06 | 5.1819e-05 | 0.0011156 | 0.0043478 | 0.0065323 | 0.0074095 | 0.006346 | 0.0032835 | 0.0015496 | 0.00032897 | 3.3763e-06
LO12Med | NR | Irrigation Water Mgmt | Agriculture | Irrigation | 0.00040525 | 152.359 | 44.4295 | 40-50 | Ritzville _ Late Potatoes | SIS | 0.018373 | 0 | 6.4364e-07 | 3.5438e-05 | 0.00042687 | 0.0016908 | 0.0022409 | 0.0021695 | 0.0022005 | 0.0010345 | 0.00059486 | 0.00016813 | 1.1521e-06 | 0 | 0 | 4.4017e-07 | 1.3067e-05 | 0.00028133 | 0.0010964 | 0.0016472 | 0.0018684 | 0.0016003 | 0.000828 | 0.00039077 | 8.2956e-05 | 8.5138e-07
LO12Med | NR | Irrigation Water Mgmt | Agriculture | Irrigation | 0.00038096 | 143.2279 | 47.2716 | 40-50 | Wilbur _ Late Potatoes | SIS | 0.024379 | 0 | 8.5404e-07 | 4.7023e-05 | 0.00056641 | 0.0022435 | 0.0029734 | 0.0028786 | 0.0029198 | 0.0013726 | 0.00078931 | 0.00022309 | 1.5287e-06 | 0 | 0 | 5.8406e-07 | 1.7339e-05 | 0.00037329 | 0.0014548 | 0.0021857 | 0.0024792 | 0.0021234 | 0.0010987 | 0.00051851 | 0.00011007 | 1.1297e-06
LO12Med | NR | Irrigation Water Mgmt | Agriculture | Irrigation | 0.00058046 | 218.2334 | 30.9727 | 30-40 | Mattawa (PRD) _ Field Corn | SIS | 0.06651 | 0 | 2.33e-06 | 0.00012829 | 0.0015453 | 0.0061207 | 0.008112 | 0.0078534 | 0.0079658 | 0.0037448 | 0.0021534 | 0.00060861 | 4.1705e-06 | 0 | 0 | 1.5934e-06 | 4.7303e-05 | 0.0010184 | 0.0039688 | 0.0059629 | 0.0067637 | 0.0057929 | 0.0029973 | 0.0014146 | 0.0003003 | 3.082e-06
LO12Med | NR | Irrigation Water Mgmt | Agriculture | Irrigation | 0.0005645 | 212.233 | 31.8527 | 30-40 | Pasco (Richland) _ Field Corn | SIS | 0.13874 | 0 | 4.8604e-06 | 0.00026761 | 0.0032235 | 0.012768 | 0.016922 | 0.016383 | 0.016617 | 0.0078118 | 0.004492 | 0.0012696 | 8.6998e-06 | 0 | 0 | 3.3239e-06 | 9.8675e-05 | 0.0021244 | 0.0082792 | 0.012439 | 0.014109 | 0.012084 | 0.0062526 | 0.0029509 | 0.00062644 | 6.4291e-06
LO12Med | NR | Irrigation Water Mgmt | Agriculture | Irrigation | 0.00056138 | 211.059 | 32.0307 | 30-40 | Moses Lake (Ephrata) _ Field Corn | SIS | 0.35924 | 0 | 1.2585e-05 | 0.00069292 | 0.0083466 | 0.03306 | 0.043816 | 0.042419 | 0.043026 | 0.020227 | 0.011631 | 0.0032874 | 2.2526e-05 | 0 | 0 | 8.6066e-06 | 0.0002555 | 0.0055008 | 0.021437 | 0.032208 | 0.036533 | 0.03129 | 0.01619 | 0.0076407 | 0.001622 | 1.6647e-05
LO12Med | NR | Irrigation Water Mgmt | Agriculture | Irrigation | 0.00053848 | 202.4496 | 33.3992 | 30-40 | Royal City (Smyrna) _ Field Corn | SIS | 0.056396 | 0 | 1.9757e-06 | 0.00010878 | 0.0013103 | 0.00519 | 0.0068785 | 0.0066592 | 0.0067545 | 0.0031754 | 0.0018259 | 0.00051607 | 3.5363e-06 | 0 | 0 | 1.3511e-06 | 4.011e-05 | 0.00086354 | 0.0033653 | 0.0050562 | 0.0057352 | 0.004912 | 0.0025416 | 0.0011995 | 0.00025464 | 2.6133e-06
LO12Med | NR | Irrigation Water Mgmt | Agriculture | Irrigation | 0.00052651 | 197.9493 | 34.162 | 30-40 | Quincy _ Field Corn | SIS | 0.19816 | 0 | 6.9419e-06 | 0.00038222 | 0.004604 | 0.018236 | 0.024169 | 0.023399 | 0.023733 | 0.011157 | 0.0064158 | 0.0018133 | 1.2426e-05 | 0 | 0 | 4.7474e-06 | 0.00014093 | 0.0030343 | 0.011825 | 0.017766 | 0.020152 | 0.01726 | 0.0089304 | 0.0042146 | 0.00089472 | 9.1825e-06
LO12Med | NR | Irrigation Water Mgmt | Agriculture | Irrigation | 0.00052946 | 199.0581 | 33.9709 | 30-40 | Connell _ Field Corn | SIS | 0.056347 | 0 | 1.9739e-06 | 0.00010868 | 0.0013092 | 0.0051855 | 0.0068725 | 0.0066534 | 0.0067486 | 0.0031726 | 0.0018243 | 0.00051562 | 3.5333e-06 | 0 | 0 | 1.3499e-06 | 4.0075e-05 | 0.00086279 | 0.0033624 | 0.0050518 | 0.0057302 | 0.0049078 | 0.0025394 | 0.0011984 | 0.00025441 | 2.6111e-06
LO12Med | NR | Irrigation Water Mgmt | Agriculture | Irrigation | 0.00052096 | 195.8622 | 34.5276 | 30-40 | Othello _ Field Corn | SIS | 0.083785 | 0 | 2.9352e-06 | 0.00016161 | 0.0019466 | 0.0077106 | 0.010219 | 0.0098933 | 0.010035 | 0.0047175 | 0.0027127 | 0.0007667 | 5.2538e-06 | 0 | 0 | 2.0073e-06 | 5.9589e-05 | 0.0012829 | 0.0049997 | 0.0075118 | 0.0085205 | 0.0072976 | 0.0037759 | 0.001782 | 0.0003783 | 3.8825e-06
LO12Med | NR | Irrigation Water Mgmt | Agriculture | Irrigation | 0.00051281 | 192.7968 | 35.079 | 30-40 | Lind _ Field Corn | SIS | 0.038623 | 0 | 1.353e-06 | 7.4497e-05 | 0.00089735 | 0.0035544 | 0.0047107 | 0.0045605 | 0.0046258 | 0.0021746 | 0.0012505 | 0.00035343 | 2.4218e-06 | 0 | 0 | 9.2531e-07 | 2.7469e-05 | 0.00059139 | 0.0023047 | 0.0034627 | 0.0039277 | 0.003364 | 0.0017406 | 0.00082146 | 0.00017439 | 1.7897e-06
LO12Med | NR | Irrigation Water Mgmt | Agriculture | Irrigation | 0.00050448 | 189.6661 | 35.6605 | 30-40 | Eltopia _ Field Corn | SIS | 0.081003 | 0 | 2.8377e-06 | 0.00015624 | 0.001882 | 0.0074546 | 0.0098797 | 0.0095648 | 0.0097017 | 0.0045609 | 0.0026226 | 0.00074124 | 5.0793e-06 | 0 | 0 | 1.9406e-06 | 5.7611e-05 | 0.0012403 | 0.0048337 | 0.0072624 | 0.0082376 | 0.0070553 | 0.0036505 | 0.0017228 | 0.00036574 | 3.7536e-06
LO12Med | NR | Irrigation Water Mgmt | Agriculture | Irrigation | 0.00051055 | 191.9489 | 35.2346 | 30-40 | Odessa _ Field Corn | SIS | 0.0046294 | 0 | 1.6218e-07 | 8.9293e-06 | 0.00010756 | 0.00042603 | 0.00056464 | 0.00054664 | 0.00055446 | 0.00026066 | 0.00014989 | 4.2363e-05 | 2.9029e-07 | 0 | 0 | 1.1091e-07 | 3.2925e-06 | 7.0886e-05 | 0.00027625 | 0.00041505 | 0.00047079 | 0.00040322 | 0.00020863 | 9.8462e-05 | 2.0902e-05 | 2.1452e-07
LO12Med | NR | Irrigation Water Mgmt | Agriculture | Irrigation | 0.00038911 | 146.2933 | 46.2779 | 40-50 | Ritzville _ Field Corn | SIS | 0 | 0 | 0 | 0 | 0 | 0 | 0 | 0 | 0 | 0 | 0 | 0 | 0 | 0 | 0 | 0 | 0 | 0 | 0 | 0 | 0 | 0 | 0 | 0 | 0 | 0
LO12Med | NR | Irrigation Water Mgmt | Agriculture | Irrigation | 0.00036535 | 137.3579 | 49.2982 | 40-50 | Wilbur _ Field Corn | SIS | 0 | 0 | 0 | 0 | 0 | 0 | 0 | 0 | 0 | 0 | 0 | 0 | 0 | 0 | 0 | 0 | 0 | 0 | 0 | 0 | 0 | 0 | 0 | 0 | 0 | 0
LO12Med | NR | Irrigation Water Mgmt | Agriculture | Irrigation | 0.00055375 | 208.1892 | 32.4743 | 30-40 | Mattawa (PRD) _ Vineyard | SIS | 0.043124 | 0 | 1.5107e-06 | 8.3178e-05 | 0.0010019 | 0.0039686 | 0.0052597 | 0.005092 | 0.0051649 | 0.0024281 | 0.0013962 | 0.00039462 | 2.7041e-06 | 0 | 0 | 1.0331e-06 | 3.067e-05 | 0.00066031 | 0.0025733 | 0.0038663 | 0.0043855 | 0.003756 | 0.0019434 | 0.00091719 | 0.00019471 | 1.9983e-06
LO12Med | NR | Irrigation Water Mgmt | Agriculture | Irrigation | 0.00053987 | 202.9714 | 33.313 | 30-40 | Pasco (Richland) _ Vineyard | SIS | 0.077973 | 0 | 2.7315e-06 | 0.0001504 | 0.0018116 | 0.0071757 | 0.0095101 | 0.009207 | 0.0093387 | 0.0043902 | 0.0025245 | 0.00071351 | 4.8893e-06 | 0 | 0 | 1.868e-06 | 5.5455e-05 | 0.0011939 | 0.0046529 | 0.0069906 | 0.0079294 | 0.0067913 | 0.003514 | 0.0016584 | 0.00035206 | 3.6132e-06
LO12Med | NR | Irrigation Water Mgmt | Agriculture | Irrigation | 0.00053293 | 200.3625 | 33.7487 | 30-40 | Moses Lake (Ephrata) _ Vineyard | SIS | 0 | 0 | 0 | 0 | 0 | 0 | 0 | 0 | 0 | 0 | 0 | 0 | 0 | 0 | 0 | 0 | 0 | 0 | 0 | 0 | 0 | 0 | 0 | 0 | 0 | 0
LO12Med | NR | Irrigation Water Mgmt | Agriculture | Irrigation | 0.0005102 | 191.8184 | 35.2587 | 30-40 | Royal City (Smyrna) _ Vineyard | SIS | 0 | 0 | 0 | 0 | 0 | 0 | 0 | 0 | 0 | 0 | 0 | 0 | 0 | 0 | 0 | 0 | 0 | 0 | 0 | 0 | 0 | 0 | 0 | 0 | 0 | 0
LO12Med | NR | Irrigation Water Mgmt | Agriculture | Irrigation | 0.00049858 | 187.4485 | 36.0842 | 30-40 | Quincy _ Vineyard | SIS | 0 | 0 | 0 | 0 | 0 | 0 | 0 | 0 | 0 | 0 | 0 | 0 | 0 | 0 | 0 | 0 | 0 | 0 | 0 | 0 | 0 | 0 | 0 | 0 | 0 | 0
LO12Med | NR | Irrigation Water Mgmt | Agriculture | Irrigation | 0.00049633 | 186.6007 | 36.2488 | 30-40 | Connell _ Vineyard | SIS | 0.080749 | 0 | 2.8288e-06 | 0.00015575 | 0.0018761 | 0.0074312 | 0.0098488 | 0.0095348 | 0.0096713 | 0.0045466 | 0.0026144 | 0.00073892 | 5.0634e-06 | 0 | 0 | 1.9346e-06 | 5.743e-05 | 0.0012364 | 0.0048186 | 0.0072396 | 0.0082118 | 0.0070331 | 0.0036391 | 0.0017174 | 0.00036459 | 3.7418e-06
LO12Med | NR | Irrigation Water Mgmt | Agriculture | Irrigation | 0.00049095 | 184.5788 | 36.6476 | 30-40 | Othello _ Vineyard | SIS | 0 | 0 | 0 | 0 | 0 | 0 | 0 | 0 | 0 | 0 | 0 | 0 | 0 | 0 | 0 | 0 | 0 | 0 | 0 | 0 | 0 | 0 | 0 | 0 | 0 | 0
LO12Med | NR | Irrigation Water Mgmt | Agriculture | Irrigation | 0.00048089 | 180.7959 | 37.4175 | 30-40 | Lind _ Vineyard | SIS | 0 | 0 | 0 | 0 | 0 | 0 | 0 | 0 | 0 | 0 | 0 | 0 | 0 | 0 | 0 | 0 | 0 | 0 | 0 | 0 | 0 | 0 | 0 | 0 | 0 | 0
LO12Med | NR | Irrigation Water Mgmt | Agriculture | Irrigation | 0.00047585 | 178.9044 | 37.8147 | 30-40 | Eltopia _ Vineyard | SIS | 0.13097 | 0 | 4.5882e-06 | 0.00025262 | 0.003043 | 0.012053 | 0.015974 | 0.015465 | 0.015686 | 0.0073743 | 0.0042405 | 0.0011985 | 8.2126e-06 | 0 | 0 | 3.1378e-06 | 9.3149e-05 | 0.0020055 | 0.0078155 | 0.011742 | 0.013319 | 0.011407 | 0.0059024 | 0.0027856 | 0.00059136 | 6.0691e-06
LO12Med | NR | Irrigation Water Mgmt | Agriculture | Irrigation | 0.0004795 | 180.2741 | 37.5263 | 30-40 | Odessa _ Vineyard | SIS | 0 | 0 | 0 | 0 | 0 | 0 | 0 | 0 | 0 | 0 | 0 | 0 | 0 | 0 | 0 | 0 | 0 | 0 | 0 | 0 | 0 | 0 | 0 | 0 | 0 | 0
LO12Med | NR | Irrigation Water Mgmt | Agriculture | Irrigation | 0.00038148 | 143.4236 | 47.2069 | 40-50 | Ritzville _ Vineyard | SIS | 0 | 0 | 0 | 0 | 0 | 0 | 0 | 0 | 0 | 0 | 0 | 0 | 0 | 0 | 0 | 0 | 0 | 0 | 0 | 0 | 0 | 0 | 0 | 0 | 0 | 0
LO12Med | NR | Irrigation Water Mgmt | Agriculture | Irrigation | 0.00035824 | 134.6838 | 50.28 | 50-60 | Wilbur _ Vineyard | SIS | 0 | 0 | 0 | 0 | 0 | 0 | 0 | 0 | 0 | 0 | 0 | 0 | 0 | 0 | 0 | 0 | 0 | 0 | 0 | 0 | 0 | 0 | 0 | 0 | 0 | 0
LO12Med | NR | Irrigation Water Mgmt | Agriculture | Irrigation | 0.00054307 | 204.1744 | 33.1158 | 30-40 | Mattawa (PRD) _ Other | SIS | 0.17555 | 0 | 6.15e-06 | 0.00033861 | 0.0040788 | 0.016156 | 0.021412 | 0.020729 | 0.021026 | 0.0098845 | 0.0056839 | 0.0016065 | 1.1008e-05 | 0 | 0 | 4.2058e-06 | 0.00012486 | 0.0026881 | 0.010476 | 0.015739 | 0.017853 | 0.01529 | 0.0079116 | 0.0037338 | 0.00079265 | 8.135e-06
LO12Med | NR | Irrigation Water Mgmt | Agriculture | Irrigation | 0.00052839 | 198.6557 | 34.04 | 30-40 | Pasco (Richland) _ Other | SIS | 0.41571 | 0 | 1.4563e-05 | 0.00080183 | 0.0096585 | 0.038257 | 0.050703 | 0.049087 | 0.049789 | 0.023406 | 0.013459 | 0.0038041 | 2.6067e-05 | 0 | 0 | 9.9593e-06 | 0.00029566 | 0.0063654 | 0.024807 | 0.03727 | 0.042275 | 0.036208 | 0.018735 | 0.0088416 | 0.001877 | 1.9263e-05
LO12Med | NR | Irrigation Water Mgmt | Agriculture | Irrigation | 0.00052195 | 196.2349 | 34.4618 | 30-40 | Moses Lake (Ephrata) _ Other | SIS | 0.33197 | 0 | 1.163e-05 | 0.00064032 | 0.007713 | 0.030551 | 0.04049 | 0.039199 | 0.03976 | 0.018692 | 0.010748 | 0.0030378 | 2.0816e-05 | 0 | 0 | 7.9533e-06 | 0.0002361 | 0.0050832 | 0.01981 | 0.029763 | 0.03376 | 0.028914 | 0.014961 | 0.0070607 | 0.0014989 | 1.5383e-05
LO12Med | NR | Irrigation Water Mgmt | Agriculture | Irrigation | 0.00050278 | 189.0264 | 35.7817 | 30-40 | Royal City (Smyrna) _ Other | SIS | 0.11738 | 0 | 4.1119e-06 | 0.0002264 | 0.0027271 | 0.010802 | 0.014316 | 0.01386 | 0.014058 | 0.0066088 | 0.0038003 | 0.0010741 | 7.3601e-06 | 0 | 0 | 2.812e-06 | 8.348e-05 | 0.0017973 | 0.0070042 | 0.010523 | 0.011937 | 0.010223 | 0.0052897 | 0.0024964 | 0.00052997 | 5.4391e-06
LO12Med | NR | Irrigation Water Mgmt | Agriculture | Irrigation | 0.00049027 | 184.3242 | 36.6984 | 30-40 | Quincy _ Other | SIS | 0.16527 | 0 | 5.7898e-06 | 0.00031878 | 0.0038399 | 0.01521 | 0.020158 | 0.019515 | 0.019794 | 0.0093056 | 0.005351 | 0.0015124 | 1.0363e-05 | 0 | 0 | 3.9595e-06 | 0.00011754 | 0.0025306 | 0.0098623 | 0.014817 | 0.016807 | 0.014395 | 0.0074482 | 0.0035151 | 0.00074622 | 7.6585e-06
LO12Med | NR | Irrigation Water Mgmt | Agriculture | Irrigation | 0.00048926 | 183.9461 | 36.7741 | 30-40 | Connell _ Other | SIS | 0.18801 | 0 | 6.5862e-06 | 0.00036263 | 0.0043681 | 0.017302 | 0.022931 | 0.0222 | 0.022517 | 0.010586 | 0.006087 | 0.0017204 | 1.1789e-05 | 0 | 0 | 4.5042e-06 | 0.00013371 | 0.0028788 | 0.011219 | 0.016856 | 0.019119 | 0.016375 | 0.0084728 | 0.0039986 | 0.00084887 | 8.712e-06
LO12Med | NR | Irrigation Water Mgmt | Agriculture | Irrigation | 0.00048349 | 181.776 | 37.215 | 30-40 | Othello _ Other | SIS | 0.16896 | 0 | 5.9192e-06 | 0.0003259 | 0.0039257 | 0.015549 | 0.020608 | 0.019951 | 0.020237 | 0.0095135 | 0.0054705 | 0.0015462 | 1.0595e-05 | 0 | 0 | 4.048e-06 | 0.00012017 | 0.0025872 | 0.010083 | 0.015149 | 0.017183 | 0.014717 | 0.0076146 | 0.0035937 | 0.0007629 | 7.8296e-06
LO12Med | NR | Irrigation Water Mgmt | Agriculture | Irrigation | 0.00047683 | 179.2707 | 37.7371 | 30-40 | Lind _ Other | SIS | 0.28743 | 0 | 1.0069e-05 | 0.0005544 | 0.0066781 | 0.026451 | 0.035057 | 0.033939 | 0.034425 | 0.016184 | 0.009306 | 0.0026302 | 1.8023e-05 | 0 | 0 | 6.8861e-06 | 0.00020442 | 0.0044011 | 0.017152 | 0.025769 | 0.02923 | 0.025035 | 0.012953 | 0.0061132 | 0.0012978 | 1.3319e-05
LO12Med | NR | Irrigation Water Mgmt | Agriculture | Irrigation | 0.0004687 | 176.216 | 38.3939 | 30-40 | Eltopia _ Other | SIS | 0.40025 | 0 | 1.4021e-05 | 0.00077201 | 0.0092993 | 0.036834 | 0.048817 | 0.047261 | 0.047937 | 0.022536 | 0.012959 | 0.0036626 | 2.5098e-05 | 0 | 0 | 9.589e-06 | 0.00028466 | 0.0061286 | 0.023884 | 0.035884 | 0.040703 | 0.034861 | 0.018038 | 0.0085128 | 0.0018072 | 1.8547e-05
LO12Med | NR | Irrigation Water Mgmt | Agriculture | Irrigation | 0.00047221 | 177.5345 | 38.1077 | 30-40 | Odessa _ Other | SIS | 0.06353 | 0 | 2.2256e-06 | 0.00012254 | 0.001476 | 0.0058465 | 0.0077486 | 0.0075016 | 0.0076089 | 0.003577 | 0.0020569 | 0.00058135 | 3.9837e-06 | 0 | 0 | 1.522e-06 | 4.5183e-05 | 0.00097278 | 0.003791 | 0.0056958 | 0.0064607 | 0.0055334 | 0.0028631 | 0.0013512 | 0.00028685 | 2.9439e-06
LO12Med | NR | Irrigation Water Mgmt | Agriculture | Irrigation | 0.0003884 | 146.0247 | 46.3633 | 40-50 | Ritzville _ Other | SIS | 0.010346 | 0 | 3.6245e-07 | 1.9956e-05 | 0.00024039 | 0.00095215 | 0.0012619 | 0.0012217 | 0.0012392 | 0.00058255 | 0.00033498 | 9.4678e-05 | 6.4877e-07 | 0 | 0 | 2.4787e-07 | 7.3585e-06 | 0.00015842 | 0.0006174 | 0.00092761 | 0.0010522 | 0.00090116 | 0.00046627 | 0.00022005 | 4.6715e-05 | 4.7944e-07
LO12Med | NR | Irrigation Water Mgmt | Agriculture | Irrigation | 0.00036546 | 137.3987 | 49.2835 | 40-50 | Wilbur _ Other | SIS | 0.028064 | 0 | 9.8314e-07 | 5.4131e-05 | 0.00065203 | 0.0025827 | 0.0034229 | 0.0033138 | 0.0033612 | 0.0015801 | 0.00090862 | 0.00025681 | 1.7598e-06 | 0 | 0 | 6.7234e-07 | 1.996e-05 | 0.00042972 | 0.0016747 | 0.0025161 | 0.002854 | 0.0024443 | 0.0012647 | 0.00059689 | 0.00012671 | 1.3005e-06
LO12Med | NR | Irrigation Water Mgmt | Agriculture | Irrigation | 0.00052096 | 195.8622 | 34.5276 | 30-40 | Mattawa (PRD) _ Grain** | SIS | 0.10047 | 0 | 3.5195e-06 | 0.00019378 | 0.0023342 | 0.0092456 | 0.012253 | 0.011863 | 0.012033 | 0.0056567 | 0.0032527 | 0.00091934 | 6.2997e-06 | 0 | 0 | 2.4069e-06 | 7.1452e-05 | 0.0015383 | 0.0059951 | 0.0090072 | 0.010217 | 0.0087504 | 0.0045276 | 0.0021368 | 0.00045361 | 4.6555e-06
LO12Med | NR | Irrigation Water Mgmt | Agriculture | Irrigation | 0.00051124 | 192.2098 | 35.1866 | 30-40 | Pasco (Richland) _ Grain** | SIS | 0.17709 | 0 | 6.2037e-06 | 0.00034157 | 0.0041144 | 0.016297 | 0.021599 | 0.02091 | 0.02121 | 0.0099709 | 0.0057336 | 0.0016205 | 1.1104e-05 | 0 | 0 | 4.2426e-06 | 0.00012595 | 0.0027116 | 0.010567 | 0.015877 | 0.018009 | 0.015424 | 0.0079807 | 0.0037664 | 0.00079958 | 8.2061e-06
LO12Med | NR | Irrigation Water Mgmt | Agriculture | Irrigation | 0.00049372 | 185.6223 | 36.4407 | 30-40 | Moses Lake (Ephrata) _ Grain** | SIS | 0.77254 | 0 | 2.7064e-05 | 0.0014901 | 0.017949 | 0.071095 | 0.094225 | 0.091221 | 0.092527 | 0.043498 | 0.025012 | 0.0070694 | 4.8442e-05 | 0 | 0 | 1.8508e-05 | 0.00054944 | 0.011829 | 0.0461 | 0.069262 | 0.078564 | 0.067287 | 0.034816 | 0.016431 | 0.0034881 | 3.5799e-05
LO12Med | NR | Irrigation Water Mgmt | Agriculture | Irrigation | 0.0004795 | 180.2741 | 37.5263 | 30-40 | Royal City (Smyrna) _ Grain** | SIS | 0.2631 | 0 | 9.2168e-06 | 0.00050747 | 0.0061127 | 0.024212 | 0.032089 | 0.031066 | 0.031511 | 0.014814 | 0.0085182 | 0.0024075 | 1.6497e-05 | 0 | 0 | 6.3031e-06 | 0.00018712 | 0.0040286 | 0.0157 | 0.023588 | 0.026756 | 0.022915 | 0.011857 | 0.0055957 | 0.0011879 | 1.2192e-05
LO12Med | NR | Irrigation Water Mgmt | Agriculture | Irrigation | 0.0004677 | 175.839 | 38.4766 | 30-40 | Quincy _ Grain** | SIS | 0.3347 | 0 | 1.1725e-05 | 0.00064559 | 0.0077764 | 0.030802 | 0.040823 | 0.039522 | 0.040087 | 0.018845 | 0.010837 | 0.0030628 | 2.0988e-05 | 0 | 0 | 8.0187e-06 | 0.00023805 | 0.005125 | 0.019973 | 0.030008 | 0.034038 | 0.029152 | 0.015084 | 0.0071187 | 0.0015112 | 1.551e-05
LO12Med | NR | Irrigation Water Mgmt | Agriculture | Irrigation | 0.00045712 | 171.8604 | 39.3708 | 30-40 | Connell _ Grain** | SIS | 0.16959 | 0 | 5.9409e-06 | 0.0003271 | 0.0039401 | 0.015607 | 0.020684 | 0.020024 | 0.020311 | 0.0095484 | 0.0054906 | 0.0015518 | 1.0634e-05 | 0 | 0 | 4.0628e-06 | 0.00012061 | 0.0025967 | 0.01012 | 0.015204 | 0.017246 | 0.014771 | 0.0076426 | 0.0036069 | 0.0007657 | 7.8584e-06
LO12Med | NR | Irrigation Water Mgmt | Agriculture | Irrigation | 0.00045833 | 172.317 | 39.2661 | 30-40 | Othello _ Grain** | SIS | 0.23412 | 0 | 8.2018e-06 | 0.00045158 | 0.0054396 | 0.021546 | 0.028555 | 0.027645 | 0.028041 | 0.013182 | 0.0075802 | 0.0021424 | 1.4681e-05 | 0 | 0 | 5.609e-06 | 0.00016651 | 0.0035849 | 0.013971 | 0.02099 | 0.023809 | 0.020392 | 0.010551 | 0.0049795 | 0.0010571 | 1.0849e-05
LO12Med | NR | Irrigation Water Mgmt | Agriculture | Irrigation | 0.00044289 | 166.5122 | 40.6402 | 40-50 | Lind _ Grain** | SIS | 0.5817 | 0 | 2.0378e-05 | 0.001122 | 0.013515 | 0.053532 | 0.070948 | 0.068686 | 0.069669 | 0.032752 | 0.018833 | 0.005323 | 3.6475e-05 | 0 | 0 | 1.3936e-05 | 0.00041371 | 0.008907 | 0.034712 | 0.052152 | 0.059156 | 0.050665 | 0.026215 | 0.012372 | 0.0026264 | 2.6955e-05
LO12Med | NR | Irrigation Water Mgmt | Agriculture | Irrigation | 0.00044411 | 166.9688 | 40.5287 | 40-50 | Eltopia _ Grain** | SIS | 0.16863 | 0 | 5.9074e-06 | 0.00032526 | 0.0039179 | 0.015519 | 0.020567 | 0.019912 | 0.020197 | 0.0094947 | 0.0054597 | 0.0015431 | 1.0574e-05 | 0 | 0 | 4.04e-06 | 0.00011993 | 0.0025821 | 0.010063 | 0.015119 | 0.017149 | 0.014688 | 0.0075996 | 0.0035866 | 0.00076139 | 7.8142e-06
LO12Med | NR | Irrigation Water Mgmt | Agriculture | Irrigation | 0.00044272 | 166.447 | 40.6562 | 40-50 | Odessa _ Grain** | SIS | 0.25075 | 0 | 8.7844e-06 | 0.00048366 | 0.0058259 | 0.023076 | 0.030584 | 0.029609 | 0.030032 | 0.014119 | 0.0081186 | 0.0022946 | 1.5724e-05 | 0 | 0 | 6.0074e-06 | 0.00017834 | 0.0038396 | 0.014963 | 0.022481 | 0.0255 | 0.02184 | 0.011301 | 0.0053332 | 0.0011322 | 1.162e-05
LO12Med | NR | Irrigation Water Mgmt | Agriculture | Irrigation | 0.00042017 | 157.9681 | 42.8465 | 40-50 | Ritzville _ Grain** | SIS | 0.074903 | 0 | 2.624e-06 | 0.00014447 | 0.0017403 | 0.0068932 | 0.0091357 | 0.0088445 | 0.0089711 | 0.0042174 | 0.0024251 | 0.00068542 | 4.6968e-06 | 0 | 0 | 1.7945e-06 | 5.3272e-05 | 0.0011469 | 0.0044697 | 0.0067154 | 0.0076173 | 0.006524 | 0.0033756 | 0.0015931 | 0.0003382 | 3.4709e-06
LO12Med | NR | Irrigation Water Mgmt | Agriculture | Irrigation | 0.00039241 | 147.5326 | 45.8879 | 40-50 | Wilbur _ Grain** | SIS | 0.059195 | 0 | 2.0737e-06 | 0.00011418 | 0.0013753 | 0.0054476 | 0.0072199 | 0.0069897 | 0.0070897 | 0.003333 | 0.0019166 | 0.00054168 | 3.7118e-06 | 0 | 0 | 1.4182e-06 | 4.21e-05 | 0.0009064 | 0.0035324 | 0.0053071 | 0.0060199 | 0.0051558 | 0.0026677 | 0.001259 | 0.00026727 | 2.743e-06
LO12Med | NR | Irrigation Water Mgmt | Agriculture | Irrigation | 0.00046382 | 174.378 | 38.8002 | 30-40 | Mattawa (PRD) _ Early Potatoes | SIS | 0 | 0 | 0 | 0 | 0 | 0 | 0 | 0 | 0 | 0 | 0 | 0 | 0 | 0 | 0 | 0 | 0 | 0 | 0 | 0 | 0 | 0 | 0 | 0 | 0 | 0
LO12Med | NR | Irrigation Water Mgmt | Agriculture | Irrigation | 0.00045119 | 169.6298 | 39.8905 | 30-40 | Pasco (Richland) _ Early Potatoes | SIS | 0.13448 | 0 | 4.711e-06 | 0.00025939 | 0.0031244 | 0.012376 | 0.016402 | 0.015879 | 0.016106 | 0.0075718 | 0.004354 | 0.0012306 | 8.4325e-06 | 0 | 0 | 3.2218e-06 | 9.5643e-05 | 0.0020591 | 0.0080248 | 0.012057 | 0.013676 | 0.011713 | 0.0060605 | 0.0028602 | 0.00060719 | 6.2316e-06
LO12Med | NR | Irrigation Water Mgmt | Agriculture | Irrigation | 0.00044938 | 168.9515 | 40.0513 | 40-50 | Moses Lake (Ephrata) _ Early Potatoes | SIS | 0 | 0 | 0 | 0 | 0 | 0 | 0 | 0 | 0 | 0 | 0 | 0 | 0 | 0 | 0 | 0 | 0 | 0 | 0 | 0 | 0 | 0 | 0 | 0 | 0 | 0
LO12Med | NR | Irrigation Water Mgmt | Agriculture | Irrigation | 0.00043065 | 161.9075 | 41.8003 | 40-50 | Royal City (Smyrna) _ Early Potatoes | SIS | 0 | 0 | 0 | 0 | 0 | 0 | 0 | 0 | 0 | 0 | 0 | 0 | 0 | 0 | 0 | 0 | 0 | 0 | 0 | 0 | 0 | 0 | 0 | 0 | 0 | 0
LO12Med | NR | Irrigation Water Mgmt | Agriculture | Irrigation | 0.00042121 | 158.3594 | 42.7403 | 40-50 | Quincy _ Early Potatoes | SIS | 0 | 0 | 0 | 0 | 0 | 0 | 0 | 0 | 0 | 0 | 0 | 0 | 0 | 0 | 0 | 0 | 0 | 0 | 0 | 0 | 0 | 0 | 0 | 0 | 0 | 0
LO12Med | NR | Irrigation Water Mgmt | Agriculture | Irrigation | 0.00042454 | 159.6117 | 42.4037 | 40-50 | Connell _ Early Potatoes | SIS | 0 | 0 | 0 | 0 | 0 | 0 | 0 | 0 | 0 | 0 | 0 | 0 | 0 | 0 | 0 | 0 | 0 | 0 | 0 | 0 | 0 | 0 | 0 | 0 | 0 | 0
LO12Med | NR | Irrigation Water Mgmt | Agriculture | Irrigation | 0.00041705 | 156.7941 | 43.1684 | 40-50 | Othello _ Early Potatoes | SIS | 0 | 0 | 0 | 0 | 0 | 0 | 0 | 0 | 0 | 0 | 0 | 0 | 0 | 0 | 0 | 0 | 0 | 0 | 0 | 0 | 0 | 0 | 0 | 0 | 0 | 0
LO12Med | NR | Irrigation Water Mgmt | Agriculture | Irrigation | 0.00041066 | 154.3939 | 43.8419 | 40-50 | Lind _ Early Potatoes | SIS | 0 | 0 | 0 | 0 | 0 | 0 | 0 | 0 | 0 | 0 | 0 | 0 | 0 | 0 | 0 | 0 | 0 | 0 | 0 | 0 | 0 | 0 | 0 | 0 | 0 | 0
LO12Med | NR | Irrigation Water Mgmt | Agriculture | Irrigation | 0.00040317 | 151.5763 | 44.6597 | 40-50 | Eltopia _ Early Potatoes | SIS | 0.040038 | 0 | 1.4026e-06 | 7.7226e-05 | 0.00093023 | 0.0036846 | 0.0048833 | 0.0047276 | 0.0047953 | 0.0022543 | 0.0012963 | 0.00036638 | 2.5106e-06 | 0 | 0 | 9.5921e-07 | 2.8476e-05 | 0.00061306 | 0.0023892 | 0.0035896 | 0.0040717 | 0.0034872 | 0.0018044 | 0.00085156 | 0.00018078 | 1.8553e-06
LO12Med | NR | Irrigation Water Mgmt | Agriculture | Irrigation | 0.00040886 | 153.7156 | 44.036 | 40-50 | Odessa _ Early Potatoes | SIS | 0 | 0 | 0 | 0 | 0 | 0 | 0 | 0 | 0 | 0 | 0 | 0 | 0 | 0 | 0 | 0 | 0 | 0 | 0 | 0 | 0 | 0 | 0 | 0 | 0 | 0
LO12Med | NR | Irrigation Water Mgmt | Agriculture | Irrigation | 0.0003242 | 121.8872 | 55.5746 | 50-60 | Ritzville _ Early Potatoes | SIS | 0 | 0 | 0 | 0 | 0 | 0 | 0 | 0 | 0 | 0 | 0 | 0 | 0 | 0 | 0 | 0 | 0 | 0 | 0 | 0 | 0 | 0 | 0 | 0 | 0 | 0
LO12Med | NR | Irrigation Water Mgmt | Agriculture | Irrigation | 0.00030477 | 114.5823 | 59.1272 | 50-60 | Wilbur _ Early Potatoes | SIS | 0 | 0 | 0 | 0 | 0 | 0 | 0 | 0 | 0 | 0 | 0 | 0 | 0 | 0 | 0 | 0 | 0 | 0 | 0 | 0 | 0 | 0 | 0 | 0 | 0 | 0
LO12Med | NR | Irrigation Water Mgmt | Agriculture | Irrigation | 0.00045885 | 172.5127 | 39.2214 | 30-40 | Mattawa (PRD) _ Beans | SIS | 0 | 0 | 0 | 0 | 0 | 0 | 0 | 0 | 0 | 0 | 0 | 0 | 0 | 0 | 0 | 0 | 0 | 0 | 0 | 0 | 0 | 0 | 0 | 0 | 0 | 0
LO12Med | NR | Irrigation Water Mgmt | Agriculture | Irrigation | 0.00044567 | 167.5558 | 40.3862 | 40-50 | Pasco (Richland) _ Beans | SIS | 0 | 0 | 0 | 0 | 0 | 0 | 0 | 0 | 0 | 0 | 0 | 0 | 0 | 0 | 0 | 0 | 0 | 0 | 0 | 0 | 0 | 0 | 0 | 0 | 0 | 0
LO12Med | NR | Irrigation Water Mgmt | Agriculture | Irrigation | 0.0004455 | 167.4906 | 40.4019 | 40-50 | Moses Lake (Ephrata) _ Beans | SIS | 0 | 0 | 0 | 0 | 0 | 0 | 0 | 0 | 0 | 0 | 0 | 0 | 0 | 0 | 0 | 0 | 0 | 0 | 0 | 0 | 0 | 0 | 0 | 0 | 0 | 0
LO12Med | NR | Irrigation Water Mgmt | Agriculture | Irrigation | 0.00042711 | 160.577 | 42.1479 | 40-50 | Royal City (Smyrna) _ Beans | SIS | 0 | 0 | 0 | 0 | 0 | 0 | 0 | 0 | 0 | 0 | 0 | 0 | 0 | 0 | 0 | 0 | 0 | 0 | 0 | 0 | 0 | 0 | 0 | 0 | 0 | 0
LO12Med | NR | Irrigation Water Mgmt | Agriculture | Irrigation | 0.00041687 | 156.7289 | 43.1865 | 40-50 | Quincy _ Beans | SIS | 0 | 0 | 0 | 0 | 0 | 0 | 0 | 0 | 0 | 0 | 0 | 0 | 0 | 0 | 0 | 0 | 0 | 0 | 0 | 0 | 0 | 0 | 0 | 0 | 0 | 0
LO12Med | NR | Irrigation Water Mgmt | Agriculture | Irrigation | 0.00042416 | 159.4682 | 42.442 | 40-50 | Connell _ Beans | SIS | 0 | 0 | 0 | 0 | 0 | 0 | 0 | 0 | 0 | 0 | 0 | 0 | 0 | 0 | 0 | 0 | 0 | 0 | 0 | 0 | 0 | 0 | 0 | 0 | 0 | 0
LO12Med | NR | Irrigation Water Mgmt | Agriculture | Irrigation | 0.00041444 | 155.8158 | 43.4404 | 40-50 | Othello _ Beans | SIS | 0 | 0 | 0 | 0 | 0 | 0 | 0 | 0 | 0 | 0 | 0 | 0 | 0 | 0 | 0 | 0 | 0 | 0 | 0 | 0 | 0 | 0 | 0 | 0 | 0 | 0
LO12Med | NR | Irrigation Water Mgmt | Agriculture | Irrigation | 0.00040802 | 153.4026 | 44.1262 | 40-50 | Lind _ Beans | SIS | 0 | 0 | 0 | 0 | 0 | 0 | 0 | 0 | 0 | 0 | 0 | 0 | 0 | 0 | 0 | 0 | 0 | 0 | 0 | 0 | 0 | 0 | 0 | 0 | 0 | 0
LO12Med | NR | Irrigation Water Mgmt | Agriculture | Irrigation | 0.00039935 | 150.1415 | 45.0879 | 40-50 | Eltopia _ Beans | SIS | 0 | 0 | 0 | 0 | 0 | 0 | 0 | 0 | 0 | 0 | 0 | 0 | 0 | 0 | 0 | 0 | 0 | 0 | 0 | 0 | 0 | 0 | 0 | 0 | 0 | 0
LO12Med | NR | Irrigation Water Mgmt | Agriculture | Irrigation | 0.00040785 | 153.3373 | 44.145 | 40-50 | Odessa _ Beans | SIS | 0 | 0 | 0 | 0 | 0 | 0 | 0 | 0 | 0 | 0 | 0 | 0 | 0 | 0 | 0 | 0 | 0 | 0 | 0 | 0 | 0 | 0 | 0 | 0 | 0 | 0
LO12Med | NR | Irrigation Water Mgmt | Agriculture | Irrigation | 0.00032597 | 122.5525 | 55.2721 | 50-60 | Ritzville _ Beans | SIS | 0 | 0 | 0 | 0 | 0 | 0 | 0 | 0 | 0 | 0 | 0 | 0 | 0 | 0 | 0 | 0 | 0 | 0 | 0 | 0 | 0 | 0 | 0 | 0 | 0 | 0
LO12Med | NR | Irrigation Water Mgmt | Agriculture | Irrigation | 0.00030602 | 115.0519 | 58.8853 | 50-60 | Wilbur _ Beans | SIS | 0 | 0 | 0 | 0 | 0 | 0 | 0 | 0 | 0 | 0 | 0 | 0 | 0 | 0 | 0 | 0 | 0 | 0 | 0 | 0 | 0 | 0 | 0 | 0 | 0 | 0
LO12Med | NR | Irrigation Water Mgmt | Agriculture | Irrigation | 0.00043162 | 162.2728 | 41.7059 | 40-50 | Mattawa (PRD) _ Sweet Corn | SIS | 0.032976 | 0 | 1.1552e-06 | 6.3605e-05 | 0.00076616 | 0.0030347 | 0.004022 | 0.0038938 | 0.0039495 | 0.0018567 | 0.0010677 | 0.00030176 | 2.0678e-06 | 0 | 0 | 7.9003e-07 | 2.3453e-05 | 0.00050493 | 0.0019678 | 0.0029565 | 0.0033535 | 0.0028722 | 0.0014861 | 0.00070136 | 0.00014889 | 1.5281e-06
LO12Med | NR | Irrigation Water Mgmt | Agriculture | Irrigation | 0.00041635 | 156.5332 | 43.2406 | 40-50 | Pasco (Richland) _ Sweet Corn | SIS | 0.068226 | 0 | 2.3901e-06 | 0.0001316 | 0.0015851 | 0.0062786 | 0.0083213 | 0.008056 | 0.0081713 | 0.0038414 | 0.0022089 | 0.00062432 | 4.2781e-06 | 0 | 0 | 1.6345e-06 | 4.8523e-05 | 0.0010447 | 0.0040712 | 0.0061168 | 0.0069382 | 0.0059424 | 0.0030747 | 0.0014511 | 0.00030805 | 3.1615e-06
LO12Med | NR | Irrigation Water Mgmt | Agriculture | Irrigation | 0.00041652 | 156.5985 | 43.2226 | 40-50 | Moses Lake (Ephrata) _ Sweet Corn | SIS | 0.17769 | 0 | 6.2249e-06 | 0.00034274 | 0.0041284 | 0.016353 | 0.021673 | 0.020982 | 0.021282 | 0.010005 | 0.0057531 | 0.001626 | 1.1142e-05 | 0 | 0 | 4.2571e-06 | 0.00012638 | 0.0027208 | 0.010603 | 0.015931 | 0.01807 | 0.015477 | 0.0080079 | 0.0037793 | 0.0008023 | 8.234e-06
LO12Med | NR | Irrigation Water Mgmt | Agriculture | Irrigation | 0.00040056 | 150.598 | 44.9508 | 40-50 | Royal City (Smyrna) _ Sweet Corn | SIS | 0.027979 | 0 | 9.8017e-07 | 5.3967e-05 | 0.00065007 | 0.0025749 | 0.0034126 | 0.0033038 | 0.0033511 | 0.0015754 | 0.00090589 | 0.00025603 | 1.7545e-06 | 0 | 0 | 6.7032e-07 | 1.9899e-05 | 0.00042842 | 0.0016696 | 0.0025085 | 0.0028454 | 0.002437 | 0.0012609 | 0.00059509 | 0.00012633 | 1.2965e-06
LO12Med | NR | Irrigation Water Mgmt | Agriculture | Irrigation | 0.00039102 | 147.0108 | 46.0513 | 40-50 | Quincy _ Sweet Corn | SIS | 0.098106 | 0 | 3.4368e-06 | 0.00018923 | 0.0022794 | 0.0090285 | 0.011966 | 0.011584 | 0.01175 | 0.0055238 | 0.0031764 | 0.00089775 | 6.1518e-06 | 0 | 0 | 2.3504e-06 | 6.9775e-05 | 0.0015022 | 0.0058543 | 0.0087957 | 0.0099769 | 0.0085449 | 0.0044213 | 0.0020866 | 0.00044296 | 4.5461e-06
LO12Med | NR | Irrigation Water Mgmt | Agriculture | Irrigation | 0.00039467 | 148.3805 | 45.6248 | 40-50 | Connell _ Sweet Corn | SIS | 0.027996 | 0 | 9.8074e-07 | 5.3998e-05 | 0.00065044 | 0.0025764 | 0.0034145 | 0.0033057 | 0.003353 | 0.0015763 | 0.00090641 | 0.00025618 | 1.7555e-06 | 0 | 0 | 6.707e-07 | 1.9911e-05 | 0.00042867 | 0.0016706 | 0.0025099 | 0.002847 | 0.0024384 | 0.0012617 | 0.00059543 | 0.0001264 | 1.2973e-06
LO12Med | NR | Irrigation Water Mgmt | Agriculture | Irrigation | 0.00038721 | 145.5759 | 46.5067 | 40-50 | Othello _ Sweet Corn | SIS | 0.04151 | 0 | 1.4542e-06 | 8.0066e-05 | 0.00096444 | 0.0038201 | 0.0050629 | 0.0049015 | 0.0049716 | 0.0023372 | 0.001344 | 0.00037985 | 2.6029e-06 | 0 | 0 | 9.9449e-07 | 2.9523e-05 | 0.00063561 | 0.0024771 | 0.0037216 | 0.0042214 | 0.0036155 | 0.0018707 | 0.00088287 | 0.00018742 | 1.9235e-06
LO12Med | NR | Irrigation Water Mgmt | Agriculture | Irrigation | 0.00038148 | 143.4236 | 47.2069 | 40-50 | Lind _ Sweet Corn | SIS | 0.019149 | 0 | 6.7083e-07 | 3.6935e-05 | 0.0004449 | 0.0017622 | 0.0023356 | 0.0022611 | 0.0022935 | 0.0010782 | 0.00061999 | 0.00017523 | 1.2007e-06 | 0 | 0 | 4.5876e-07 | 1.3619e-05 | 0.00029321 | 0.0011427 | 0.0017168 | 0.0019474 | 0.0016679 | 0.00086298 | 0.00040728 | 8.6461e-05 | 8.8735e-07
LO12Med | NR | Irrigation Water Mgmt | Agriculture | Irrigation | 0.00037506 | 141.0104 | 48.0173 | 40-50 | Eltopia _ Sweet Corn | SIS | 0.040143 | 0 | 1.4063e-06 | 7.743e-05 | 0.00093268 | 0.0036943 | 0.0048962 | 0.0047401 | 0.0048079 | 0.0022603 | 0.0012997 | 0.00036734 | 2.5172e-06 | 0 | 0 | 9.6174e-07 | 2.8551e-05 | 0.00061468 | 0.0023955 | 0.0035991 | 0.0040824 | 0.0034964 | 0.0018091 | 0.0008538 | 0.00018125 | 1.8602e-06
LO12Med | NR | Irrigation Water Mgmt | Agriculture | Irrigation | 0.00038113 | 143.2931 | 47.25 | 40-50 | Odessa _ Sweet Corn | SIS | 0.0022984 | 0 | 8.0519e-08 | 4.4333e-06 | 5.3401e-05 | 0.00021152 | 0.00028033 | 0.0002714 | 0.00027528 | 0.00012941 | 7.4416e-05 | 2.1033e-05 | 1.4412e-07 | 0 | 0 | 5.5065e-08 | 1.6347e-06 | 3.5194e-05 | 0.00013716 | 0.00020607 | 0.00023374 | 0.00020019 | 0.00010358 | 4.8885e-05 | 1.0378e-05 | 1.0651e-07
LO12Med | NR | Irrigation Water Mgmt | Agriculture | Irrigation | 0.00033135 | 124.5744 | 54.3725 | 50-60 | Ritzville _ Sweet Corn | SIS | 0 | 0 | 0 | 0 | 0 | 0 | 0 | 0 | 0 | 0 | 0 | 0 | 0 | 0 | 0 | 0 | 0 | 0 | 0 | 0 | 0 | 0 | 0 | 0 | 0 | 0
LO12Med | NR | Irrigation Water Mgmt | Agriculture | Irrigation | 0.00031209 | 117.3347 | 57.7367 | 50-60 | Wilbur _ Sweet Corn | SIS | 0 | 0 | 0 | 0 | 0 | 0 | 0 | 0 | 0 | 0 | 0 | 0 | 0 | 0 | 0 | 0 | 0 | 0 | 0 | 0 | 0 | 0 | 0 | 0 | 0 | 0
LO12Med | NR | Irrigation Water Mgmt | Agriculture | Irrigation | 0.00038443 | 144.5323 | 46.8436 | 40-50 | Mattawa (PRD) _ Peas-Dry | SIS | 0.055657 | 0 | 1.9497e-06 | 0.00010735 | 0.0012931 | 0.0051219 | 0.0067883 | 0.0065719 | 0.0066659 | 0.0031337 | 0.001802 | 0.0005093 | 3.4899e-06 | 0 | 0 | 1.3334e-06 | 3.9584e-05 | 0.00085222 | 0.0033212 | 0.0049899 | 0.00566 | 0.0048476 | 0.0025082 | 0.0011837 | 0.0002513 | 2.5791e-06
LO12Med | NR | Irrigation Water Mgmt | Agriculture | Irrigation | 0.00037246 | 140.032 | 48.3539 | 40-50 | Pasco (Richland) _ Peas-Dry | SIS | 0 | 0 | 0 | 0 | 0 | 0 | 0 | 0 | 0 | 0 | 0 | 0 | 0 | 0 | 0 | 0 | 0 | 0 | 0 | 0 | 0 | 0 | 0 | 0 | 0 | 0
LO12Med | NR | Irrigation Water Mgmt | Agriculture | Irrigation | 0.00036344 | 136.6405 | 49.5578 | 40-50 | Moses Lake (Ephrata) _ Peas-Dry | SIS | 0.18778 | 0 | 6.5783e-06 | 0.00036219 | 0.0043628 | 0.017281 | 0.022903 | 0.022173 | 0.02249 | 0.010573 | 0.0060797 | 0.0017183 | 1.1775e-05 | 0 | 0 | 4.4987e-06 | 0.00013355 | 0.0028753 | 0.011205 | 0.016835 | 0.019096 | 0.016355 | 0.0084626 | 0.0039938 | 0.00084785 | 8.7015e-06
LO12Med | NR | Irrigation Water Mgmt | Agriculture | Irrigation | 0.00035719 | 134.2925 | 50.4269 | 50-60 | Royal City (Smyrna) _ Peas-Dry | SIS | 0.15038 | 0 | 5.2682e-06 | 0.00029006 | 0.0034939 | 0.013839 | 0.018342 | 0.017757 | 0.018011 | 0.0084672 | 0.0048689 | 0.0013761 | 9.4297e-06 | 0 | 0 | 3.6028e-06 | 0.00010695 | 0.0023027 | 0.0089738 | 0.013483 | 0.015293 | 0.013098 | 0.0067772 | 0.0031984 | 0.000679 | 6.9685e-06
LO12Med | NR | Irrigation Water Mgmt | Agriculture | Irrigation | 0.00034592 | 130.053 | 52.0757 | 50-60 | Quincy _ Peas-Dry | SIS | 0.12713 | 0 | 4.4536e-06 | 0.00024521 | 0.0029537 | 0.0117 | 0.015506 | 0.015011 | 0.015226 | 0.007158 | 0.0041161 | 0.0011633 | 7.9717e-06 | 0 | 0 | 3.0457e-06 | 9.0417e-05 | 0.0019466 | 0.0075863 | 0.011398 | 0.012929 | 0.011073 | 0.0057293 | 0.0027039 | 0.00057401 | 5.8911e-06
LO12Med | NR | Irrigation Water Mgmt | Agriculture | Irrigation | 0.00033724 | 126.7919 | 53.4189 | 50-60 | Connell _ Peas-Dry | SIS | 0.010461 | 0 | 3.6648e-07 | 2.0178e-05 | 0.00024306 | 0.00096274 | 0.001276 | 0.0012353 | 0.001253 | 0.00058903 | 0.00033871 | 9.573e-05 | 6.5599e-07 | 0 | 0 | 2.5063e-07 | 7.4403e-06 | 0.00016019 | 0.00062427 | 0.00093792 | 0.0010639 | 0.00091118 | 0.00047146 | 0.0002225 | 4.7235e-05 | 4.8477e-07
LO12Med | NR | Irrigation Water Mgmt | Agriculture | Irrigation | 0.00033759 | 126.9224 | 53.3639 | 50-60 | Othello _ Peas-Dry | SIS | 0.043749 | 0 | 1.5326e-06 | 8.4384e-05 | 0.0010165 | 0.0040261 | 0.0053359 | 0.0051658 | 0.0052398 | 0.0024633 | 0.0014165 | 0.00040034 | 2.7433e-06 | 0 | 0 | 1.0481e-06 | 3.1115e-05 | 0.00066989 | 0.0026106 | 0.0039223 | 0.004449 | 0.0038105 | 0.0019716 | 0.00093048 | 0.00019753 | 2.0273e-06
LO12Med | NR | Irrigation Water Mgmt | Agriculture | Irrigation | 0.00032822 | 123.4004 | 54.8913 | 50-60 | Lind _ Peas-Dry | SIS | 0.076896 | 0 | 2.6938e-06 | 0.00014832 | 0.0017866 | 0.0070766 | 0.0093788 | 0.0090798 | 0.0092098 | 0.0043296 | 0.0024896 | 0.00070366 | 4.8218e-06 | 0 | 0 | 1.8422e-06 | 5.469e-05 | 0.0011774 | 0.0045886 | 0.0068941 | 0.0078199 | 0.0066975 | 0.0034654 | 0.0016355 | 0.0003472 | 3.5633e-06
LO12Med | NR | Irrigation Water Mgmt | Agriculture | Irrigation | 0.000331 | 124.4439 | 54.4297 | 50-60 | Eltopia _ Peas-Dry | SIS | 0 | 0 | 0 | 0 | 0 | 0 | 0 | 0 | 0 | 0 | 0 | 0 | 0 | 0 | 0 | 0 | 0 | 0 | 0 | 0 | 0 | 0 | 0 | 0 | 0 | 0
LO12Med | NR | Irrigation Water Mgmt | Agriculture | Irrigation | 0.00032944 | 123.8569 | 54.6884 | 50-60 | Odessa _ Peas-Dry | SIS | 0.048995 | 0 | 1.7164e-06 | 9.4504e-05 | 0.0011383 | 0.0045089 | 0.0059758 | 0.0057853 | 0.0058681 | 0.0027587 | 0.0015863 | 0.00044835 | 3.0723e-06 | 0 | 0 | 1.1738e-06 | 3.4846e-05 | 0.00075022 | 0.0029237 | 0.0043927 | 0.0049826 | 0.0042674 | 0.002208 | 0.0010421 | 0.00022122 | 2.2704e-06
LO12Med | NR | Irrigation Water Mgmt | Agriculture | Irrigation | 0.00033135 | 124.5744 | 54.3725 | 50-60 | Ritzville _ Peas-Dry | SIS | 0.02083 | 0 | 7.2972e-07 | 4.0178e-05 | 0.00048396 | 0.0019169 | 0.0025406 | 0.0024596 | 0.0024948 | 0.0011728 | 0.00067441 | 0.00019061 | 1.3062e-06 | 0 | 0 | 4.9904e-07 | 1.4815e-05 | 0.00031895 | 0.001243 | 0.0018675 | 0.0021183 | 0.0018143 | 0.00093874 | 0.00044303 | 9.4051e-05 | 9.6524e-07
LO12Med | NR | Irrigation Water Mgmt | Agriculture | Irrigation | 0.00031591 | 118.7696 | 57.0373 | 50-60 | Wilbur _ Peas-Dry | SIS | 0.027658 | 0 | 9.6891e-07 | 5.3347e-05 | 0.0006426 | 0.0025453 | 0.0033734 | 0.0032658 | 0.0033126 | 0.0015573 | 0.00089548 | 0.00025309 | 1.7343e-06 | 0 | 0 | 6.6262e-07 | 1.9671e-05 | 0.0004235 | 0.0016504 | 0.0024797 | 0.0028127 | 0.002409 | 0.0012464 | 0.00058825 | 0.00012488 | 1.2816e-06
LO12Med | NR | Irrigation Water Mgmt | Agriculture | Irrigation | 0.00028991 | 108.9974 | 62.1645 | 60-70 | Mattawa (PRD) _ 14Grass Seed*** | SIS | 0.038262 | 0 | 1.3404e-06 | 7.3801e-05 | 0.00088897 | 0.0035212 | 0.0046667 | 0.004518 | 0.0045826 | 0.0021543 | 0.0012388 | 0.00035013 | 2.3992e-06 | 0 | 0 | 9.1667e-07 | 2.7213e-05 | 0.00058587 | 0.0022832 | 0.0034304 | 0.0038911 | 0.0033326 | 0.0017243 | 0.00081379 | 0.00017276 | 1.773e-06
LO12Med | NR | Irrigation Water Mgmt | Agriculture | Irrigation | 0.00028277 | 106.3122 | 63.7386 | 60-70 | Pasco (Richland) _ 14Grass Seed*** | SIS | 0.013887 | 0 | 4.865e-07 | 2.6787e-05 | 0.00032266 | 0.001278 | 0.0016938 | 0.0016398 | 0.0016633 | 0.00078193 | 0.00044963 | 0.00012708 | 8.7082e-07 | 0 | 0 | 3.3271e-07 | 9.877e-06 | 0.00021265 | 0.00082871 | 0.0012451 | 0.0014123 | 0.0012096 | 0.00062586 | 0.00029537 | 6.2704e-05 | 6.4353e-07
LO12Med | NR | Irrigation Water Mgmt | Agriculture | Irrigation | 0.00027855 | 104.7265 | 64.7059 | 60-70 | Moses Lake (Ephrata) _ 14Grass Seed*** | SIS | 0.047446 | 0 | 1.6621e-06 | 9.1515e-05 | 0.0011024 | 0.0043664 | 0.0057869 | 0.0056024 | 0.0056826 | 0.0026714 | 0.0015362 | 0.00043417 | 2.9751e-06 | 0 | 0 | 1.1367e-06 | 3.3744e-05 | 0.0007265 | 0.0028313 | 0.0042538 | 0.004825 | 0.0041325 | 0.0021382 | 0.0010091 | 0.00021423 | 2.1986e-06
LO12Med | NR | Irrigation Water Mgmt | Agriculture | Irrigation | 0.00026808 | 100.7881 | 67.2402 | 60-70 | Royal City (Smyrna) _ 14Grass Seed*** | SIS | 0.053617 | 0 | 1.8783e-06 | 0.00010342 | 0.0012457 | 0.0049343 | 0.0065395 | 0.0063311 | 0.0064217 | 0.0030189 | 0.001736 | 0.00049064 | 3.3621e-06 | 0 | 0 | 1.2845e-06 | 3.8133e-05 | 0.00082099 | 0.0031995 | 0.0048071 | 0.0054526 | 0.00467 | 0.0024163 | 0.0011404 | 0.00024209 | 2.4846e-06
LO12Med | NR | Irrigation Water Mgmt | Agriculture | Irrigation | 0.00026162 | 98.3586 | 68.9049 | 60-70 | Quincy _ 14Grass Seed*** | SIS | 0.031713 | 0 | 1.111e-06 | 6.1168e-05 | 0.0007368 | 0.0029184 | 0.0038679 | 0.0037446 | 0.0037982 | 0.0017856 | 0.0010268 | 0.0002902 | 1.9885e-06 | 0 | 0 | 7.5976e-07 | 2.2554e-05 | 0.00048559 | 0.0018924 | 0.0028432 | 0.003225 | 0.0027621 | 0.0014292 | 0.00067449 | 0.00014319 | 1.4695e-06
LO12Med | NR | Irrigation Water Mgmt | Agriculture | Irrigation | 0.00025958 | 97.5913 | 69.4478 | 60-70 | Connell _ 14Grass Seed*** | SIS | 0.059687 | 0 | 2.091e-06 | 0.00011513 | 0.0013868 | 0.0054929 | 0.0072799 | 0.0070478 | 0.0071487 | 0.0033607 | 0.0019325 | 0.00054618 | 3.7427e-06 | 0 | 0 | 1.43e-06 | 4.245e-05 | 0.00091393 | 0.0035617 | 0.0053513 | 0.0060699 | 0.0051987 | 0.0026899 | 0.0012695 | 0.0002695 | 2.7658e-06
LO12Med | NR | Irrigation Water Mgmt | Agriculture | Irrigation | 0.00025726 | 96.7218 | 70.0734 | 70-80 | Othello _ 14Grass Seed*** | SIS | 0.0051566 | 0 | 1.8064e-07 | 9.9461e-06 | 0.00011981 | 0.00047455 | 0.00062893 | 0.00060888 | 0.0006176 | 0.00029034 | 0.00016695 | 4.7187e-05 | 3.2334e-07 | 0 | 0 | 1.2354e-07 | 3.6674e-06 | 7.8958e-05 | 0.00030771 | 0.00046231 | 0.0005244 | 0.00044913 | 0.00023239 | 0.00010967 | 2.3283e-05 | 2.3895e-07
LO12Med | NR | Irrigation Water Mgmt | Agriculture | Irrigation | 0.00029492 | 110.8777 | 61.1078 | 60-70 | Lind _ 14Grass Seed*** | SIS | 0.010466 | 0 | 3.6665e-07 | 2.0188e-05 | 0.00024317 | 0.00096319 | 0.0012765 | 0.0012358 | 0.0012535 | 0.0005893 | 0.00033886 | 9.5774e-05 | 6.5629e-07 | 0 | 0 | 2.5075e-07 | 7.4438e-06 | 0.00016026 | 0.00062455 | 0.00093835 | 0.0010644 | 0.0009116 | 0.00047168 | 0.0002226 | 4.7257e-05 | 4.8499e-07
LO12Med | NR | Irrigation Water Mgmt | Agriculture | Irrigation | 0.00025053 | 94.19 | 71.9611 | 70-80 | Eltopia _ 14Grass Seed*** | SIS | 0.02388 | 0 | 8.3655e-07 | 4.606e-05 | 0.00055481 | 0.0021976 | 0.0029125 | 0.0028197 | 0.00286 | 0.0013445 | 0.00077315 | 0.00021852 | 1.4974e-06 | 0 | 0 | 5.721e-07 | 1.6984e-05 | 0.00036565 | 0.001425 | 0.0021409 | 0.0024284 | 0.0020799 | 0.0010762 | 0.00050789 | 0.00010782 | 1.1066e-06
LO12Med | NR | Irrigation Water Mgmt | Agriculture | Irrigation | 0.00025053 | 94.19 | 71.9611 | 70-80 | Odessa _ 14Grass Seed*** | SIS | 0.012739 | 0 | 4.4626e-07 | 2.4571e-05 | 0.00029597 | 0.0011723 | 0.0015537 | 0.0015042 | 0.0015257 | 0.00071725 | 0.00041244 | 0.00011657 | 7.9878e-07 | 0 | 0 | 3.0519e-07 | 9.06e-06 | 0.00019506 | 0.00076016 | 0.0011421 | 0.0012955 | 0.0011095 | 0.00057409 | 0.00027094 | 5.7517e-05 | 5.903e-07
LO12Med | NR | Irrigation Water Mgmt | Agriculture | Irrigation | 0.00019094 | 71.7869 | 94.4656 | 90-100 | Ritzville _ 14Grass Seed*** | SIS | 0.0031728 | 0 | 1.1115e-07 | 6.1197e-06 | 7.3715e-05 | 0.00029198 | 0.00038697 | 0.00037464 | 0.00038 | 0.00017864 | 0.00010272 | 2.9033e-05 | 1.9895e-07 | 0 | 0 | 7.6012e-08 | 2.2565e-06 | 4.8582e-05 | 0.00018933 | 0.00028445 | 0.00032265 | 0.00027634 | 0.00014299 | 6.7481e-05 | 1.4325e-05 | 1.4702e-07
LO12Med | NR | Irrigation Water Mgmt | Agriculture | Irrigation | 0.00017999 | 67.6695 | 100.2227 | 100-110 | Wilbur _ 14Grass Seed*** | SIS | 0.011237 | 0 | 3.9365e-07 | 2.1674e-05 | 0.00026108 | 0.0010341 | 0.0013705 | 0.0013268 | 0.0013458 | 0.00063269 | 0.00036382 | 0.00010283 | 7.0461e-07 | 0 | 0 | 2.6921e-07 | 7.9919e-06 | 0.00017206 | 0.00067054 | 0.0010074 | 0.0011427 | 0.00097872 | 0.00050641 | 0.000239 | 5.0736e-05 | 5.2071e-07
LO12Med | NR | Bi-Level Stairwell Lighting | Commercial | Lighting | 0.60781 | 3450.3236 | 69.0511 | 60-70 | Bi-Level Stiarwell Lighting-NR | NR_LFStairwell8760_Fix_Repl_from LF_2018 to LF_Bi-Level_Fix | 10.5061 | 0.59831 | 0.54148 | 0.63045 | 0.58627 | 0.59966 | 0.5855 | 0.55689 | 0.59786 | 0.55037 | 0.62449 | 0.55755 | 0.59057 | 0 | 0.269 | 0.23347 | 0.22898 | 0.23781 | 0.23999 | 0.21898 | 0.25708 | 0.2211 | 0.25779 | 0.22375 | 0.26141 | 0.26817
LO12Med | NR | Bi-Level Stairwell Lighting | Commercial | Lighting | 0.24979 | 1417.9412 | 155.5371 | >140 | Bi-Level Stiarwell Lighting-NR | NR_LFStairwell3600_Fix_Repl_from LF_2019 to LF_Bi-Level_Fix | 1.3523 | 0.077012 | 0.069697 | 0.081148 | 0.075462 | 0.077185 | 0.075362 | 0.07168 | 0.076954 | 0.070841 | 0.080381 | 0.071765 | 0.076015 | 0 | 0.034625 | 0.030051 | 0.029473 | 0.030609 | 0.030891 | 0.028186 | 0.03309 | 0.028459 | 0.033181 | 0.028801 | 0.033648 | 0.034518
LOEven20 | NR | Compressed Air | Commercial | Compressed Air | 306.6633 | 1752414.9098 | 10.0505 | 10-20 | NA | Compressed Air-NR-Large Off | 0.17004 | 0.010693 | 0.0093143 | 0.010519 | 0.0094487 | 0.0096987 | 0.0094642 | 0.0091084 | 0.0095767 | 0.0090268 | 0.010078 | 0.0093882 | 0.010484 | 0 | 0.0050801 | 0.0042756 | 0.0040935 | 0.0042952 | 0.0043255 | 0.0040196 | 0.0046979 | 0.0040393 | 0.0046714 | 0.0040237 | 0.0046904 | 0.0050271
LOEven20 | NR | Compressed Air | Commercial | Compressed Air | 0 | 0 | 9999 | >140 | NA | Compressed Air-NR-Medium Off | 0 | 0 | 0 | 0 | 0 | 0 | 0 | 0 | 0 | 0 | 0 | 0 | 0 | 0 | 0 | 0 | 0 | 0 | 0 | 0 | 0 | 0 | 0 | 0 | 0 | 0
LOEven20 | NR | Compressed Air | Commercial | Compressed Air | 0 | 0 | 9999 | >140 | NA | Compressed Air-NR-Small Off | 0 | 0 | 0 | 0 | 0 | 0 | 0 | 0 | 0 | 0 | 0 | 0 | 0 | 0 | 0 | 0 | 0 | 0 | 0 | 0 | 0 | 0 | 0 | 0 | 0 | 0
LOEven20 | NR | Compressed Air | Commercial | Compressed Air | 654.1335 | 3738018.4419 | 10.0505 | 10-20 | NA | Compressed Air-NR-XLarge Ret | 0.36271 | 0.02281 | 0.019868 | 0.022438 | 0.020155 | 0.020688 | 0.020188 | 0.019429 | 0.020428 | 0.019255 | 0.021498 | 0.020026 | 0.022363 | 0 | 0.010836 | 0.0091201 | 0.0087316 | 0.009162 | 0.0092265 | 0.008574 | 0.010021 | 0.0086161 | 0.0099644 | 0.0085828 | 0.010005 | 0.010723
LOEven20 | NR | Compressed Air | Commercial | Compressed Air | 0 | 0 | 9999 | >140 | NA | Compressed Air-NR-Large Ret | 0 | 0 | 0 | 0 | 0 | 0 | 0 | 0 | 0 | 0 | 0 | 0 | 0 | 0 | 0 | 0 | 0 | 0 | 0 | 0 | 0 | 0 | 0 | 0 | 0 | 0
LOEven20 | NR | Compressed Air | Commercial | Compressed Air | 0 | 0 | 9999 | >140 | NA | Compressed Air-NR-Medium Ret | 0 | 0 | 0 | 0 | 0 | 0 | 0 | 0 | 0 | 0 | 0 | 0 | 0 | 0 | 0 | 0 | 0 | 0 | 0 | 0 | 0 | 0 | 0 | 0 | 0 | 0
LOEven20 | NR | Compressed Air | Commercial | Compressed Air | 0 | 0 | 9999 | >140 | NA | Compressed Air-NR-Small Ret | 0 | 0 | 0 | 0 | 0 | 0 | 0 | 0 | 0 | 0 | 0 | 0 | 0 | 0 | 0 | 0 | 0 | 0 | 0 | 0 | 0 | 0 | 0 | 0 | 0 | 0
LOEven20 | NR | Compressed Air | Commercial | Compressed Air | 4.8761 | 27864.0057 | 10.0505 | 10-20 | NA | Compressed Air-NR-School K-12 | 0.0027037 | 0.00017003 | 0.0001481 | 0.00016726 | 0.00015024 | 0.00015421 | 0.00015048 | 0.00014483 | 0.00015227 | 0.00014353 | 0.00016025 | 0.00014928 | 0.0001667 | 0 | 8.0776e-05 | 6.7983e-05 | 6.5087e-05 | 6.8296e-05 | 6.8776e-05 | 6.3913e-05 | 7.4699e-05 | 6.4226e-05 | 7.4277e-05 | 6.3978e-05 | 7.4579e-05 | 7.9932e-05
LOEven20 | NR | Compressed Air | Commercial | Compressed Air | 4.8761 | 27864.0057 | 10.0505 | 10-20 | NA | Compressed Air-NR-University | 0.0027037 | 0.00017003 | 0.0001481 | 0.00016726 | 0.00015024 | 0.00015421 | 0.00015048 | 0.00014483 | 0.00015227 | 0.00014353 | 0.00016025 | 0.00014928 | 0.0001667 | 0 | 8.0776e-05 | 6.7983e-05 | 6.5087e-05 | 6.8296e-05 | 6.8776e-05 | 6.3913e-05 | 7.4699e-05 | 6.4226e-05 | 7.4277e-05 | 6.3978e-05 | 7.4579e-05 | 7.9932e-05
LOEven20 | NR | Compressed Air | Commercial | Compressed Air | 680.6259 | 3889408.275 | 10.0505 | 10-20 | NA | Compressed Air-NR-Warehouse | 0.3774 | 0.023734 | 0.020673 | 0.023347 | 0.020971 | 0.021526 | 0.021005 | 0.020216 | 0.021255 | 0.020035 | 0.022368 | 0.020837 | 0.023269 | 0 | 0.011275 | 0.0094895 | 0.0090852 | 0.0095331 | 0.0096002 | 0.0089213 | 0.010427 | 0.008965 | 0.010368 | 0.0089304 | 0.01041 | 0.011157
LOEven20 | NR | Compressed Air | Commercial | Compressed Air | 21.3428 | 121962.5003 | 10.0505 | 10-20 | NA | Compressed Air-NR-Supermarket | 0.011834 | 0.00074423 | 0.00064825 | 0.00073209 | 0.0006576 | 0.000675 | 0.00065868 | 0.00063391 | 0.00066651 | 0.00062824 | 0.00070142 | 0.00065339 | 0.00072967 | 0 | 0.00035356 | 0.00029757 | 0.00028489 | 0.00029893 | 0.00030104 | 0.00027975 | 0.00032696 | 0.00028112 | 0.00032511 | 0.00028004 | 0.00032643 | 0.00034987
LOEven20 | NR | Compressed Air | Commercial | Compressed Air | 0 | 0 | 9999 | >140 | NA | Compressed Air-NR-MiniMart | 0 | 0 | 0 | 0 | 0 | 0 | 0 | 0 | 0 | 0 | 0 | 0 | 0 | 0 | 0 | 0 | 0 | 0 | 0 | 0 | 0 | 0 | 0 | 0 | 0 | 0
LOEven20 | NR | Compressed Air | Commercial | Compressed Air | 3.0868 | 17639.1571 | 10.0505 | 10-20 | NA | Compressed Air-NR-Restaurant | 0.0017116 | 0.00010764 | 9.3754e-05 | 0.00010588 | 9.5107e-05 | 9.7623e-05 | 9.5264e-05 | 9.1682e-05 | 9.6396e-05 | 9.086e-05 | 0.00010144 | 9.4498e-05 | 0.00010553 | 0 | 5.1135e-05 | 4.3036e-05 | 4.1203e-05 | 4.3234e-05 | 4.3538e-05 | 4.046e-05 | 4.7288e-05 | 4.0658e-05 | 4.702e-05 | 4.0501e-05 | 4.7212e-05 | 5.0601e-05
LOEven20 | NR | Compressed Air | Commercial | Compressed Air | 7.8451 | 44830.7023 | 10.0505 | 10-20 | NA | Compressed Air-NR-Lodging | 0.00435 | 0.00027356 | 0.00023828 | 0.0002691 | 0.00024172 | 0.00024811 | 0.00024212 | 0.00023301 | 0.00024499 | 0.00023093 | 0.00025783 | 0.00024017 | 0.00026821 | 0 | 0.00012996 | 0.00010938 | 0.00010472 | 0.00010988 | 0.00011065 | 0.00010283 | 0.00012018 | 0.00010333 | 0.0001195 | 0.00010294 | 0.00011999 | 0.0001286
LOEven20 | NR | Compressed Air | Commercial | Compressed Air | 1.4363 | 8207.467 | 10.0505 | 10-20 | NA | Compressed Air-NR-Hospital | 0.00079639 | 5.0083e-05 | 4.3624e-05 | 4.9266e-05 | 4.4253e-05 | 4.5424e-05 | 4.4326e-05 | 4.2659e-05 | 4.4853e-05 | 4.2277e-05 | 4.7202e-05 | 4.397e-05 | 4.9103e-05 | 0 | 2.3793e-05 | 2.0025e-05 | 1.9172e-05 | 2.0117e-05 | 2.0258e-05 | 1.8826e-05 | 2.2003e-05 | 1.8918e-05 | 2.1879e-05 | 1.8845e-05 | 2.1967e-05 | 2.3544e-05
LOEven20 | NR | Compressed Air | Commercial | Compressed Air | 1.4363 | 8207.467 | 10.0505 | 10-20 | NA | Compressed Air-NR-Residential Care | 0.00079639 | 5.0083e-05 | 4.3624e-05 | 4.9266e-05 | 4.4253e-05 | 4.5424e-05 | 4.4326e-05 | 4.2659e-05 | 4.4853e-05 | 4.2277e-05 | 4.7202e-05 | 4.397e-05 | 4.9103e-05 | 0 | 2.3793e-05 | 2.0025e-05 | 1.9172e-05 | 2.0117e-05 | 2.0258e-05 | 1.8826e-05 | 2.2003e-05 | 1.8918e-05 | 2.1879e-05 | 1.8845e-05 | 2.1967e-05 | 2.3544e-05
LOEven20 | NR | Compressed Air | Commercial | Compressed Air | 23.7429 | 135677.5341 | 10.0505 | 10-20 | NA | Compressed Air-NR-Assembly | 0.013165 | 0.00082792 | 0.00072114 | 0.00081442 | 0.00073155 | 0.0007509 | 0.00073275 | 0.0007052 | 0.00074146 | 0.00069888 | 0.0007803 | 0.00072686 | 0.00081172 | 0 | 0.00039332 | 0.00033103 | 0.00031693 | 0.00033255 | 0.00033489 | 0.00031121 | 0.00036373 | 0.00031273 | 0.00036167 | 0.00031153 | 0.00036314 | 0.00038921
LOEven20 | NR | Compressed Air | Commercial | Compressed Air | 128.6783 | 735326.973 | 10.0505 | 10-20 | NA | Compressed Air-NR-Other | 0.07135 | 0.0044871 | 0.0039084 | 0.0044139 | 0.0039648 | 0.0040696 | 0.0039713 | 0.003822 | 0.0040185 | 0.0037877 | 0.0042289 | 0.0039394 | 0.0043992 | 0 | 0.0021317 | 0.0017941 | 0.0017176 | 0.0018023 | 0.001815 | 0.0016866 | 0.0019713 | 0.0016949 | 0.0019602 | 0.0016884 | 0.0019681 | 0.0021094
RetroEven20 | Retro | Compressed Air | Commercial | Compressed Air | 919.99 | 5257244.7295 | 55.3379 | 50-60 | NA | Compressed Air-Retro-Large Off | 0.51012 | 0.031989 | 0.027863 | 0.031467 | 0.028265 | 0.029013 | 0.028312 | 0.027247 | 0.028648 | 0.027003 | 0.030149 | 0.028084 | 0.031363 | 0 | 0.015197 | 0.01279 | 0.012245 | 0.012849 | 0.012939 | 0.012024 | 0.014054 | 0.012083 | 0.013974 | 0.012037 | 0.014031 | 0.015038
RetroEven20 | Retro | Compressed Air | Commercial | Compressed Air | 0 | 0 | 9999 | >140 | NA | Compressed Air-Retro-Medium Off | 0 | 0 | 0 | 0 | 0 | 0 | 0 | 0 | 0 | 0 | 0 | 0 | 0 | 0 | 0 | 0 | 0 | 0 | 0 | 0 | 0 | 0 | 0 | 0 | 0 | 0
RetroEven20 | Retro | Compressed Air | Commercial | Compressed Air | 0 | 0 | 9999 | >140 | NA | Compressed Air-Retro-Small Off | 0 | 0 | 0 | 0 | 0 | 0 | 0 | 0 | 0 | 0 | 0 | 0 | 0 | 0 | 0 | 0 | 0 | 0 | 0 | 0 | 0 | 0 | 0 | 0 | 0 | 0
RetroEven20 | Retro | Compressed Air | Commercial | Compressed Air | 1962.4004 | 11214055.3256 | 55.3379 | 50-60 | NA | Compressed Air-Retro-XLarge Ret | 1.0881 | 0.068131 | 0.059344 | 0.067019 | 0.0602 | 0.061792 | 0.060299 | 0.058032 | 0.061016 | 0.057512 | 0.064211 | 0.059814 | 0.066797 | 0 | 0.032367 | 0.027241 | 0.02608 | 0.027366 | 0.027558 | 0.02561 | 0.029932 | 0.025735 | 0.029763 | 0.025636 | 0.029883 | 0.032029
RetroEven20 | Retro | Compressed Air | Commercial | Compressed Air | 0 | 0 | 9999 | >140 | NA | Compressed Air-Retro-Large Ret | 0 | 0 | 0 | 0 | 0 | 0 | 0 | 0 | 0 | 0 | 0 | 0 | 0 | 0 | 0 | 0 | 0 | 0 | 0 | 0 | 0 | 0 | 0 | 0 | 0 | 0
RetroEven20 | Retro | Compressed Air | Commercial | Compressed Air | 0 | 0 | 9999 | >140 | NA | Compressed Air-Retro-Medium Ret | 0 | 0 | 0 | 0 | 0 | 0 | 0 | 0 | 0 | 0 | 0 | 0 | 0 | 0 | 0 | 0 | 0 | 0 | 0 | 0 | 0 | 0 | 0 | 0 | 0 | 0
RetroEven20 | Retro | Compressed Air | Commercial | Compressed Air | 0 | 0 | 9999 | >140 | NA | Compressed Air-Retro-Small Ret | 0 | 0 | 0 | 0 | 0 | 0 | 0 | 0 | 0 | 0 | 0 | 0 | 0 | 0 | 0 | 0 | 0 | 0 | 0 | 0 | 0 | 0 | 0 | 0 | 0 | 0
RetroEven20 | Retro | Compressed Air | Commercial | Compressed Air | 14.6282 | 83592.0172 | 55.3379 | 50-60 | NA | Compressed Air-Retro-School K-12 | 0.0081111 | 0.0005081 | 0.00044257 | 0.00049982 | 0.00044896 | 0.00046083 | 0.0004497 | 0.00043279 | 0.00045504 | 0.00042891 | 0.00047887 | 0.00044608 | 0.00049816 | 0 | 0.00024138 | 0.00020316 | 0.0001945 | 0.00020409 | 0.00020552 | 0.00019099 | 0.00022322 | 0.00019193 | 0.00022196 | 0.00019119 | 0.00022286 | 0.00023886
RetroEven20 | Retro | Compressed Air | Commercial | Compressed Air | 14.6282 | 83592.0172 | 55.3379 | 50-60 | NA | Compressed Air-Retro-University | 0.0081111 | 0.0005081 | 0.00044257 | 0.00049982 | 0.00044896 | 0.00046083 | 0.0004497 | 0.00043279 | 0.00045504 | 0.00042891 | 0.00047887 | 0.00044608 | 0.00049816 | 0 | 0.00024138 | 0.00020316 | 0.0001945 | 0.00020409 | 0.00020552 | 0.00019099 | 0.00022322 | 0.00019193 | 0.00022196 | 0.00019119 | 0.00022286 | 0.00023886
RetroEven20 | Retro | Compressed Air | Commercial | Compressed Air | 2041.8776 | 11668224.8249 | 55.3379 | 50-60 | NA | Compressed Air-Retro-Warehouse | 1.1322 | 0.070951 | 0.0618 | 0.069794 | 0.062692 | 0.06435 | 0.062795 | 0.060434 | 0.063541 | 0.059893 | 0.066869 | 0.06229 | 0.069562 | 0 | 0.033707 | 0.028368 | 0.02716 | 0.028499 | 0.028699 | 0.02667 | 0.031171 | 0.0268 | 0.030995 | 0.026697 | 0.03112 | 0.033354
RetroEven20 | Retro | Compressed Air | Commercial | Compressed Air | 64.0284 | 365887.501 | 55.3379 | 50-60 | NA | Compressed Air-Retro-Supermarket | 0.035503 | 0 | 0 | 0 | 0 | 0 | 0 | 0 | 0 | 0 | 0 | 0 | 0 | 0 | 0 | 0 | 0 | 0 | 0 | 0 | 0 | 0 | 0 | 0 | 0 | 0
RetroEven20 | Retro | Compressed Air | Commercial | Compressed Air | 0 | 0 | 9999 | >140 | NA | Compressed Air-Retro-MiniMart | 0 | 0 | 0 | 0 | 0 | 0 | 0 | 0 | 0 | 0 | 0 | 0 | 0 | 0 | 0 | 0 | 0 | 0 | 0 | 0 | 0 | 0 | 0 | 0 | 0 | 0
RetroEven20 | Retro | Compressed Air | Commercial | Compressed Air | 9.2603 | 52917.4713 | 55.3379 | 50-60 | NA | Compressed Air-Retro-Restaurant | 0.0051347 | 0 | 0 | 0 | 0 | 0 | 0 | 0 | 0 | 0 | 0 | 0 | 0 | 0 | 0 | 0 | 0 | 0 | 0 | 0 | 0 | 0 | 0 | 0 | 0 | 0
RetroEven20 | Retro | Compressed Air | Commercial | Compressed Air | 23.5354 | 134492.1069 | 55.3379 | 50-60 | NA | Compressed Air-Retro-Lodging | 0.01305 | 0 | 0 | 0 | 0 | 0 | 0 | 0 | 0 | 0 | 0 | 0 | 0 | 0 | 0 | 0 | 0 | 0 | 0 | 0 | 0 | 0 | 0 | 0 | 0 | 0
RetroEven20 | Retro | Compressed Air | Commercial | Compressed Air | 4.3088 | 24622.4011 | 55.3379 | 50-60 | NA | Compressed Air-Retro-Hospital | 0.0023892 | 0.00014995 | 0.00013061 | 0.0001475 | 0.0001325 | 0.000136 | 0.00013271 | 0.00012772 | 0.00013429 | 0.00012658 | 0.00014132 | 0.00013165 | 0.00014701 | 0 | 7.1236e-05 | 5.9954e-05 | 5.7401e-05 | 6.023e-05 | 6.0654e-05 | 5.6365e-05 | 6.5877e-05 | 5.6641e-05 | 6.5505e-05 | 5.6422e-05 | 6.5771e-05 | 7.0492e-05
RetroEven20 | Retro | Compressed Air | Commercial | Compressed Air | 4.3088 | 24622.4011 | 55.3379 | 50-60 | NA | Compressed Air-Retro-Residential Care | 0.0023892 | 0 | 0 | 0 | 0 | 0 | 0 | 0 | 0 | 0 | 0 | 0 | 0 | 0 | 0 | 0 | 0 | 0 | 0 | 0 | 0 | 0 | 0 | 0 | 0 | 0
RetroEven20 | Retro | Compressed Air | Commercial | Compressed Air | 369.0934 | 2109168.939 | 2.6611 | 0-10 | NA | Compressed Air-Retro-Assembly | 0.20466 | 0.012816 | 0.011163 | 0.012607 | 0.011324 | 0.011623 | 0.011342 | 0.010916 | 0.011477 | 0.010818 | 0.012078 | 0.011251 | 0.012565 | 0 | 0.0060883 | 0.0051241 | 0.0049058 | 0.0051476 | 0.0051838 | 0.0048173 | 0.0056302 | 0.0048409 | 0.0055984 | 0.0048222 | 0.0056212 | 0.0060247
RetroEven20 | Retro | Compressed Air | Commercial | Compressed Air | 386.035 | 2205980.9189 | 55.3379 | 50-60 | NA | Compressed Air-Retro-Other | 0.21405 | 0.013346 | 0.011625 | 0.013128 | 0.011793 | 0.012105 | 0.011812 | 0.011368 | 0.011952 | 0.011266 | 0.012578 | 0.011717 | 0.013085 | 0 | 0.0063403 | 0.0053362 | 0.0051089 | 0.0053607 | 0.0053984 | 0.0050167 | 0.0058633 | 0.0050413 | 0.0058302 | 0.0050218 | 0.0058539 | 0.0062741
LO50Fast | NR | Monitor | Commercial | Electronics | 0.0047255 | 32.9444 | -8.1439 | <0 | All | ENERGY STAR Display | 25.8615 | 1.5192 | 1.4017 | 1.6052 | 1.4732 | 1.5054 | 1.4954 | 1.4574 | 1.5647 | 1.3962 | 1.5688 | 1.4223 | 1.4788 | 0 | 0.56409 | 0.4962 | 0.4882 | 0.53642 | 0.54831 | 0.50841 | 0.58859 | 0.51711 | 0.5834 | 0.50843 | 0.54749 | 0.56218
LO50Fast | NR | Desktop | Commercial | Electronics | 0.019041 | 132.7464 | -8.1439 | <0 | All | ENERGY STAR Desktop | 59.316 | 3.4844 | 3.2149 | 3.6816 | 3.379 | 3.4528 | 3.4298 | 3.3427 | 3.5888 | 3.2022 | 3.5981 | 3.2623 | 3.3917 | 0 | 1.2938 | 1.1381 | 1.1197 | 1.2303 | 1.2576 | 1.1661 | 1.35 | 1.1861 | 1.3381 | 1.1661 | 1.2557 | 1.2894
LO5Med | NR | Laptop | Commercial | Electronics | 0.005682 | 39.6128 | -8.1439 | <0 | All | ENERGY STAR Laptop | 5.5949 | 0.24932 | 0.23004 | 0.26344 | 0.24178 | 0.24706 | 0.24542 | 0.23919 | 0.2568 | 0.22914 | 0.25746 | 0.23343 | 0.2427 | 0 | 0.092577 | 0.081436 | 0.080122 | 0.088036 | 0.089987 | 0.083439 | 0.096599 | 0.084868 | 0.095747 | 0.083442 | 0.089852 | 0.092264
LO5Med | NR | Cooking Equipment | Commercial | Food Preparation | 0.45305 | 2632.1776 | 42.6133 | 40-50 | NA | Fryers | 2.5187 | 0.15866 | 0.14624 | 0.16833 | 0.15371 | 0.15883 | 0.1581 | 0.15147 | 0.16441 | 0.14671 | 0.16551 | 0.14896 | 0.15486 | 0 | 0.057996 | 0.050401 | 0.046875 | 0.053411 | 0.054627 | 0.048617 | 0.059606 | 0.049415 | 0.059475 | 0.048972 | 0.056411 | 0.057055
LO5Med | NR | Cooking Equipment | Commercial | Food Preparation | 0.11889 | 690.7095 | 80.4527 | 80-90 | NA | HFHC (Wt Average Size) | 2.3444 | 0.14768 | 0.13612 | 0.15669 | 0.14308 | 0.14784 | 0.14716 | 0.14099 | 0.15304 | 0.13656 | 0.15407 | 0.13866 | 0.14415 | 0 | 0.053985 | 0.046914 | 0.043633 | 0.049717 | 0.050849 | 0.045255 | 0.055483 | 0.045997 | 0.055361 | 0.045584 | 0.052509 | 0.053108
LO5Med | NR | Cooking Equipment | Commercial | Food Preparation | 7.7035 | 44756.6231 | -43.9512 | <0 | NA | Steamer (Wt Average Size) | 38.4527 | 2.4222 | 2.2326 | 2.57 | 2.3467 | 2.4249 | 2.4137 | 2.3125 | 2.5101 | 2.2398 | 2.5269 | 2.2742 | 2.3642 | 0 | 0.88544 | 0.76947 | 0.71565 | 0.81544 | 0.834 | 0.74225 | 0.91002 | 0.75442 | 0.90802 | 0.74766 | 0.86124 | 0.87107
LO5Med | NR | Cooking Equipment | Commercial | Food Preparation | 2.8269 | 16424.1926 | -20.8973 | <0 | NA | Combi Oven (Wt Average) | 15.2284 | 0.95927 | 0.88419 | 1.0178 | 0.92937 | 0.96034 | 0.9559 | 0.91584 | 0.99409 | 0.88703 | 1.0007 | 0.90066 | 0.93631 | 0 | 0.35066 | 0.30474 | 0.28342 | 0.32294 | 0.33029 | 0.29395 | 0.36039 | 0.29877 | 0.3596 | 0.2961 | 0.34108 | 0.34497
LO5Med | NR | Cooking Equipment | Commercial | Food Preparation | 0.30868 | 1793.3771 | 68.2756 | 60-70 | NA | Convection Oven (Wt Average) | 4.0531 | 0.25532 | 0.23533 | 0.27089 | 0.24736 | 0.2556 | 0.25442 | 0.24376 | 0.26458 | 0.23609 | 0.26635 | 0.23972 | 0.2492 | 0 | 0.09333 | 0.081107 | 0.075434 | 0.085952 | 0.087909 | 0.078238 | 0.095921 | 0.07952 | 0.095711 | 0.078808 | 0.09078 | 0.091816
LO5Med | NR | Data Centers | Commercial | Electronics | 0.060302 | 480.1237 | 10.2802 | 10-20 | NA | Best Practice | 166.3435 | 8.0336 | 7.5484 | 8.5617 | 7.801 | 8.0012 | 7.9757 | 7.6367 | 8.7115 | 7.5033 | 8.5246 | 7.3669 | 7.5008 | 0 | 6.4677 | 5.8177 | 5.7863 | 5.8144 | 5.8895 | 5.4598 | 6.1385 | 5.85 | 6.1182 | 5.7395 | 6.0364 | 6.0601
LO5Med | NR | Data Centers | Commercial | Electronics | 0.027848 | 221.7239 | 27.1572 | 20-30 | NA | Commercial Technology | 76.8184 | 3.71 | 3.4859 | 3.9538 | 3.6025 | 3.695 | 3.6832 | 3.5267 | 4.023 | 3.4651 | 3.9367 | 3.4021 | 3.4639 | 0 | 2.9868 | 2.6866 | 2.6722 | 2.6851 | 2.7198 | 2.5214 | 2.8348 | 2.7016 | 2.8254 | 2.6505 | 2.7876 | 2.7986
LO5Med | NR | Data Centers | Commercial | Electronics | 0.006582 | 52.4058 | 20.9801 | 20-30 | NA | Cutting Edge | 18.1565 | 0.87688 | 0.82392 | 0.93451 | 0.85148 | 0.87333 | 0.87055 | 0.83355 | 0.95087 | 0.81899 | 0.93046 | 0.8041 | 0.81872 | 0 | 0.70595 | 0.635 | 0.63158 | 0.63465 | 0.64285 | 0.59594 | 0.67002 | 0.63853 | 0.66781 | 0.62647 | 0.65887 | 0.66146
Retro12Med | Retro | Demand Control Ventilation | Commercial | HVAC | 0.027267 | 145.0487 | 55.4085 | 50-60 | NA | Demand Control Ventilation-Retro-Large Off | 0.52336 | 0.032817 | 0.029508 | 0.033956 | 0.03159 | 0.032252 | 0.031925 | 0.030329 | 0.031602 | 0.029526 | 0.033665 | 0.029792 | 0.032436 | 0 | 0.013933 | 0.011971 | 0.011482 | 0.01199 | 0.011763 | 0.010322 | 0.012119 | 0.0099391 | 0.012236 | 0.01099 | 0.013186 | 0.014029
Retro12Med | Retro | Demand Control Ventilation | Commercial | HVAC | 0.021934 | 116.6762 | 101.9515 | 100-110 | NA | Demand Control Ventilation-Retro-Medium Off | 1.2726 | 0.079798 | 0.071751 | 0.082567 | 0.076814 | 0.078422 | 0.077627 | 0.073747 | 0.076842 | 0.071795 | 0.08186 | 0.072442 | 0.07887 | 0 | 0.033879 | 0.029108 | 0.02792 | 0.029154 | 0.028604 | 0.025099 | 0.029469 | 0.024168 | 0.029753 | 0.026723 | 0.032062 | 0.034112
Retro12Med | Retro | Demand Control Ventilation | Commercial | HVAC | 0.028141 | 149.6987 | 71.2066 | 70-80 | NA | Demand Control Ventilation-Retro-Small Off | 1.818 | 0.114 | 0.1025 | 0.11795 | 0.10973 | 0.11203 | 0.1109 | 0.10535 | 0.10977 | 0.10256 | 0.11694 | 0.10349 | 0.11267 | 0 | 0.048398 | 0.041582 | 0.039886 | 0.041648 | 0.040862 | 0.035855 | 0.042099 | 0.034525 | 0.042504 | 0.038175 | 0.045803 | 0.048731
Retro12Med | Retro | Demand Control Ventilation | Commercial | HVAC | 0.14317 | 761.6154 | 67.5051 | 60-70 | NA | Demand Control Ventilation-Retro-Xlarge Ret | 6.1108 | 0.38318 | 0.34454 | 0.39648 | 0.36885 | 0.37658 | 0.37276 | 0.35413 | 0.36899 | 0.34475 | 0.39308 | 0.34786 | 0.37873 | 0 | 0.16268 | 0.13977 | 0.13407 | 0.13999 | 0.13735 | 0.12052 | 0.14151 | 0.11605 | 0.14287 | 0.12832 | 0.15396 | 0.1638
Retro12Med | Retro | Demand Control Ventilation | Commercial | HVAC | 0.065837 | 350.2211 | 107.5231 | 100-110 | NA | Demand Control Ventilation-Retro-Large Ret | 2.4539 | 0.15387 | 0.13836 | 0.15921 | 0.14812 | 0.15122 | 0.14969 | 0.14221 | 0.14817 | 0.13844 | 0.15785 | 0.13969 | 0.15208 | 0 | 0.065328 | 0.056128 | 0.053839 | 0.056216 | 0.055156 | 0.048398 | 0.056825 | 0.046602 | 0.057373 | 0.051529 | 0.061825 | 0.065778
Retro12Med | Retro | Demand Control Ventilation | Commercial | HVAC | 0.070869 | 376.9905 | 69.9468 | 60-70 | NA | Demand Control Ventilation-Retro-Medium Ret | 1.6957 | 0.10633 | 0.095605 | 0.11002 | 0.10235 | 0.10449 | 0.10343 | 0.098265 | 0.10239 | 0.095663 | 0.10907 | 0.096525 | 0.10509 | 0 | 0.045142 | 0.038785 | 0.037203 | 0.038846 | 0.038113 | 0.033443 | 0.039266 | 0.032202 | 0.039645 | 0.035607 | 0.042721 | 0.045452
Retro12Med | Retro | Demand Control Ventilation | Commercial | HVAC | 0.070973 | 377.5429 | 36.9818 | 30-40 | NA | Demand Control Ventilation-Retro-Small Ret | 1.5595 | 0.097788 | 0.087927 | 0.10118 | 0.094131 | 0.096102 | 0.095128 | 0.090374 | 0.094166 | 0.087981 | 0.10032 | 0.088773 | 0.096651 | 0 | 0.041517 | 0.03567 | 0.034215 | 0.035726 | 0.035052 | 0.030757 | 0.036113 | 0.029616 | 0.036461 | 0.032748 | 0.03929 | 0.041802
Retro12Med | Retro | Demand Control Ventilation | Commercial | HVAC | 0 | 0 | 9999 | >140 | NA | Demand Control Ventilation-Retro-School K-12 | - | 0 | 0 | 0 | 0 | 0 | 0 | 0 | 0 | 0 | 0 | 0 | 0 | 0 | 0 | 0 | 0 | 0 | 0 | 0 | 0 | 0 | 0 | 0 | 0 | 0
Retro12Med | Retro | Demand Control Ventilation | Commercial | HVAC | 0 | 0 | 9999 | >140 | NA | Demand Control Ventilation-Retro-University | - | 0 | 0 | 0 | 0 | 0 | 0 | 0 | 0 | 0 | 0 | 0 | 0 | 0 | 0 | 0 | 0 | 0 | 0 | 0 | 0 | 0 | 0 | 0 | 0 | 0
Retro12Med | Retro | Demand Control Ventilation | Commercial | HVAC | 0.00020858 | 1.1095 | 2159.5021 | >140 | NA | Demand Control Ventilation-Retro-Warehouse | 0.0095551 | 0.00059916 | 0.00053874 | 0.00061995 | 0.00057675 | 0.00058883 | 0.00058286 | 0.00055373 | 0.00057696 | 0.00053907 | 0.00061464 | 0.00054392 | 0.00059219 | 0 | 0.00025438 | 0.00021855 | 0.00020964 | 0.0002189 | 0.00021477 | 0.00018845 | 0.00022127 | 0.00018146 | 0.0002234 | 0.00020065 | 0.00024074 | 0.00025613
Retro12Med | Retro | Demand Control Ventilation | Commercial | HVAC | 0.096319 | 512.373 | 51.3851 | 50-60 | NA | Demand Control Ventilation-Retro-Supermarket | 0.98484 | 0.061755 | 0.055527 | 0.063898 | 0.059445 | 0.06069 | 0.060075 | 0.057072 | 0.059467 | 0.055561 | 0.063351 | 0.056062 | 0.061037 | 0 | 0.026218 | 0.022526 | 0.021607 | 0.022562 | 0.022136 | 0.019424 | 0.022806 | 0.018703 | 0.023026 | 0.020681 | 0.024812 | 0.026399
Retro12Med | Retro | Demand Control Ventilation | Commercial | HVAC | 0.034878 | 185.5366 | 124.7039 | 120-130 | NA | Demand Control Ventilation-Retro-MiniMart | 0.21381 | 0.013407 | 0.012055 | 0.013873 | 0.012906 | 0.013176 | 0.013043 | 0.012391 | 0.012911 | 0.012063 | 0.013754 | 0.012171 | 0.013251 | 0 | 0.0056922 | 0.0048905 | 0.0046911 | 0.0048982 | 0.0048058 | 0.004217 | 0.0049513 | 0.0040605 | 0.004999 | 0.0044899 | 0.0053869 | 0.0057313
Retro12Med | Retro | Demand Control Ventilation | Commercial | HVAC | 0.091107 | 484.6483 | 58.4984 | 50-60 | NA | Demand Control Ventilation-Retro-Restaurant | 1.0023 | 0.062847 | 0.05651 | 0.065028 | 0.060497 | 0.061764 | 0.061138 | 0.058082 | 0.060519 | 0.056544 | 0.064471 | 0.057054 | 0.062116 | 0 | 0.026682 | 0.022925 | 0.02199 | 0.022961 | 0.022528 | 0.019767 | 0.023209 | 0.019034 | 0.023433 | 0.021046 | 0.025251 | 0.026866
Retro12Med | Retro | Demand Control Ventilation | Commercial | HVAC | 0.035765 | 190.2531 | 56.1062 | 50-60 | NA | Demand Control Ventilation-Retro-Lodging | 0.72822 | 0.045663 | 0.041059 | 0.047248 | 0.043956 | 0.044876 | 0.044421 | 0.042201 | 0.043972 | 0.041084 | 0.046843 | 0.041454 | 0.045132 | 0 | 0.019387 | 0.016657 | 0.015977 | 0.016683 | 0.016368 | 0.014363 | 0.016863 | 0.01383 | 0.017026 | 0.015292 | 0.018347 | 0.01952
Retro12Med | Retro | Demand Control Ventilation | Commercial | HVAC | 0.0056008 | 29.7935 | 418.3039 | >140 | NA | Demand Control Ventilation-Retro-Hospital | 0.037022 | 0.0023214 | 0.0020874 | 0.002402 | 0.0022346 | 0.0022814 | 0.0022583 | 0.0021454 | 0.0022355 | 0.0020886 | 0.0023814 | 0.0021074 | 0.0022945 | 0 | 0.00098559 | 0.00084679 | 0.00081225 | 0.00084813 | 0.00083213 | 0.00073017 | 0.00085731 | 0.00070308 | 0.00086557 | 0.00077742 | 0.00093274 | 0.00099237
Retro12Med | Retro | Demand Control Ventilation | Commercial | HVAC | 0.02497 | 132.8297 | 74.604 | 70-80 | NA | Demand Control Ventilation-Retro-Residential Care | 0.5127 | 0.032149 | 0.028907 | 0.033265 | 0.030947 | 0.031595 | 0.031275 | 0.029711 | 0.030958 | 0.028925 | 0.03298 | 0.029185 | 0.031775 | 0 | 0.013649 | 0.011727 | 0.011249 | 0.011745 | 0.011524 | 0.010112 | 0.011873 | 0.0097367 | 0.011987 | 0.010766 | 0.012917 | 0.013743
Retro12Med | Retro | Demand Control Ventilation | Commercial | HVAC | 0.019567 | 104.0887 | 0 | 0-10 | NA | Demand Control Ventilation-Retro-Assembly | 1.6483 | 0.10335 | 0.092933 | 0.10694 | 0.09949 | 0.10157 | 0.10054 | 0.095518 | 0.099527 | 0.09299 | 0.10603 | 0.093827 | 0.10215 | 0 | 0.04388 | 0.037701 | 0.036163 | 0.03776 | 0.037048 | 0.032508 | 0.038169 | 0.031302 | 0.038537 | 0.034612 | 0.041527 | 0.044182
Retro12Med | Retro | Demand Control Ventilation | Commercial | HVAC | 0.012621 | 67.1389 | 165.0468 | >140 | NA | Demand Control Ventilation-Retro-Other | 0.65772 | 0.041242 | 0.037084 | 0.042674 | 0.0397 | 0.040532 | 0.040121 | 0.038115 | 0.039715 | 0.037106 | 0.042308 | 0.037441 | 0.040763 | 0 | 0.01751 | 0.015044 | 0.01443 | 0.015068 | 0.014783 | 0.012972 | 0.015231 | 0.012491 | 0.015378 | 0.013811 | 0.016571 | 0.01763
Retro12Med | Retro | DCV Parking Garage | Commercial | HVAC | 0.00018689 | 0.99419 | 40.1042 | 40-50 | NA | DCV Parking Garage-Retro | 7.1178 | 0.44632 | 0.40132 | 0.46181 | 0.42963 | 0.43863 | 0.43418 | 0.41248 | 0.42979 | 0.40156 | 0.45786 | 0.40518 | 0.44113 | 0 | 0.18949 | 0.1628 | 0.15616 | 0.16306 | 0.15998 | 0.14038 | 0.16483 | 0.13517 | 0.16641 | 0.14947 | 0.17933 | 0.19079
Retro12Med | Retro | DCV Parking Garage | Commercial | HVAC | 0.00018689 | 0.99419 | 40.1042 | 40-50 | NA | DCV Parking Garage-Retro | - | 0 | 0 | 0 | 0 | 0 | 0 | 0 | 0 | 0 | 0 | 0 | 0 | 0 | 0 | 0 | 0 | 0 | 0 | 0 | 0 | 0 | 0 | 0 | 0 | 0
Retro12Med | Retro | DCV Parking Garage | Commercial | HVAC | 0.00018689 | 0.99419 | 40.1042 | 40-50 | NA | DCV Parking Garage-Retro | - | 0 | 0 | 0 | 0 | 0 | 0 | 0 | 0 | 0 | 0 | 0 | 0 | 0 | 0 | 0 | 0 | 0 | 0 | 0 | 0 | 0 | 0 | 0 | 0 | 0
Retro12Med | Retro | DCV Parking Garage | Commercial | HVAC | 0.00018689 | 0.99419 | 40.1042 | 40-50 | NA | DCV Parking Garage-Retro | 0.44885 | 0.028145 | 0.025307 | 0.029122 | 0.027093 | 0.02766 | 0.02738 | 0.026011 | 0.027103 | 0.025323 | 0.028873 | 0.025551 | 0.027818 | 0 | 0.011949 | 0.010267 | 0.0098478 | 0.010283 | 0.010089 | 0.0088526 | 0.010394 | 0.0085242 | 0.010494 | 0.0094254 | 0.011309 | 0.012032
Retro12Med | Retro | DCV Parking Garage | Commercial | HVAC | 0.00018689 | 0.99419 | 40.1042 | 40-50 | NA | DCV Parking Garage-Retro | - | 0 | 0 | 0 | 0 | 0 | 0 | 0 | 0 | 0 | 0 | 0 | 0 | 0 | 0 | 0 | 0 | 0 | 0 | 0 | 0 | 0 | 0 | 0 | 0 | 0
Retro12Med | Retro | DCV Parking Garage | Commercial | HVAC | 0.00018689 | 0.99419 | 40.1042 | 40-50 | NA | DCV Parking Garage-Retro | - | 0 | 0 | 0 | 0 | 0 | 0 | 0 | 0 | 0 | 0 | 0 | 0 | 0 | 0 | 0 | 0 | 0 | 0 | 0 | 0 | 0 | 0 | 0 | 0 | 0
Retro12Med | Retro | DCV Parking Garage | Commercial | HVAC | 0.00018689 | 0.99419 | 40.1042 | 40-50 | NA | DCV Parking Garage-Retro | - | 0 | 0 | 0 | 0 | 0 | 0 | 0 | 0 | 0 | 0 | 0 | 0 | 0 | 0 | 0 | 0 | 0 | 0 | 0 | 0 | 0 | 0 | 0 | 0 | 0
Retro12Med | Retro | DCV Parking Garage | Commercial | HVAC | 0.00018689 | 0.99419 | 40.1042 | 40-50 | NA | DCV Parking Garage-Retro | 0.23046 | 0.014451 | 0.012994 | 0.014953 | 0.013911 | 0.014202 | 0.014058 | 0.013356 | 0.013916 | 0.013002 | 0.014825 | 0.013119 | 0.014283 | 0 | 0.0061354 | 0.0052713 | 0.0050563 | 0.0052797 | 0.00518 | 0.0045453 | 0.0053368 | 0.0043767 | 0.0053882 | 0.0048395 | 0.0058064 | 0.0061776
Retro12Med | Retro | DCV Parking Garage | Commercial | HVAC | 0.00018689 | 0.99419 | 40.1042 | 40-50 | NA | DCV Parking Garage-Retro | 0.64283 | 0.040309 | 0.036244 | 0.041708 | 0.038802 | 0.039614 | 0.039213 | 0.037253 | 0.038816 | 0.036266 | 0.041351 | 0.036593 | 0.03984 | 0 | 0.017114 | 0.014703 | 0.014104 | 0.014727 | 0.014449 | 0.012678 | 0.014886 | 0.012208 | 0.015029 | 0.013499 | 0.016196 | 0.017231
Retro12Med | Retro | DCV Parking Garage | Commercial | HVAC | 0.00018689 | 0.99419 | 40.1042 | 40-50 | NA | DCV Parking Garage-Retro | - | 0 | 0 | 0 | 0 | 0 | 0 | 0 | 0 | 0 | 0 | 0 | 0 | 0 | 0 | 0 | 0 | 0 | 0 | 0 | 0 | 0 | 0 | 0 | 0 | 0
Retro12Med | Retro | DCV Parking Garage | Commercial | HVAC | 0.00018689 | 0.99419 | 40.1042 | 40-50 | NA | DCV Parking Garage-Retro | - | 0 | 0 | 0 | 0 | 0 | 0 | 0 | 0 | 0 | 0 | 0 | 0 | 0 | 0 | 0 | 0 | 0 | 0 | 0 | 0 | 0 | 0 | 0 | 0 | 0
Retro12Med | Retro | DCV Parking Garage | Commercial | HVAC | 0.00018689 | 0.99419 | 40.1042 | 40-50 | NA | DCV Parking Garage-Retro | - | 0 | 0 | 0 | 0 | 0 | 0 | 0 | 0 | 0 | 0 | 0 | 0 | 0 | 0 | 0 | 0 | 0 | 0 | 0 | 0 | 0 | 0 | 0 | 0 | 0
Retro12Med | Retro | DCV Parking Garage | Commercial | HVAC | 0.00018689 | 0.99419 | 40.1042 | 40-50 | NA | DCV Parking Garage-Retro | - | 0 | 0 | 0 | 0 | 0 | 0 | 0 | 0 | 0 | 0 | 0 | 0 | 0 | 0 | 0 | 0 | 0 | 0 | 0 | 0 | 0 | 0 | 0 | 0 | 0
Retro12Med | Retro | DCV Parking Garage | Commercial | HVAC | 0.00018689 | 0.99419 | 40.1042 | 40-50 | NA | DCV Parking Garage-Retro | 0.63959 | 0.040105 | 0.036061 | 0.041497 | 0.038606 | 0.039414 | 0.039015 | 0.037065 | 0.03862 | 0.036083 | 0.041142 | 0.036408 | 0.039639 | 0 | 0.017027 | 0.014629 | 0.014033 | 0.014652 | 0.014376 | 0.012614 | 0.014811 | 0.012146 | 0.014954 | 0.013431 | 0.016114 | 0.017144
Retro12Med | Retro | DCV Parking Garage | Commercial | HVAC | 0.00018689 | 0.99419 | 40.1042 | 40-50 | NA | DCV Parking Garage-Retro | 0.5579 | 0.034983 | 0.031456 | 0.036197 | 0.033675 | 0.03438 | 0.034032 | 0.032331 | 0.033688 | 0.031475 | 0.035887 | 0.031758 | 0.034577 | 0 | 0.014853 | 0.012761 | 0.01224 | 0.012781 | 0.01254 | 0.011003 | 0.012919 | 0.010595 | 0.013044 | 0.011715 | 0.014056 | 0.014955
Retro12Med | Retro | DCV Parking Garage | Commercial | HVAC | 0.00018689 | 0.99419 | 40.1042 | 40-50 | NA | DCV Parking Garage-Retro | 0.18589 | 0.011656 | 0.010481 | 0.012061 | 0.01122 | 0.011455 | 0.011339 | 0.010772 | 0.011224 | 0.010487 | 0.011957 | 0.010582 | 0.011521 | 0 | 0.0049487 | 0.0042518 | 0.0040783 | 0.0042585 | 0.0041781 | 0.0036662 | 0.0043046 | 0.0035302 | 0.004346 | 0.0039034 | 0.0046833 | 0.0049827
Retro12Med | Retro | DCV Parking Garage | Commercial | HVAC | 0.00018689 | 0.99419 | 40.1042 | 40-50 | NA | DCV Parking Garage-Retro | 0.97659 | 0.061237 | 0.055062 | 0.063362 | 0.058947 | 0.060182 | 0.059572 | 0.056594 | 0.058969 | 0.055096 | 0.06282 | 0.055592 | 0.060525 | 0 | 0.025999 | 0.022337 | 0.021426 | 0.022373 | 0.021951 | 0.019261 | 0.022615 | 0.018547 | 0.022833 | 0.020507 | 0.024605 | 0.026178
Retro12Med | Retro | DCV Parking Garage | Commercial | HVAC | 0.00018689 | 0.99419 | 40.1042 | 40-50 | NA | DCV Parking Garage-Retro | 2.0884 | 0.13095 | 0.11775 | 0.1355 | 0.12606 | 0.1287 | 0.12739 | 0.12102 | 0.1261 | 0.11782 | 0.13434 | 0.11888 | 0.12943 | 0 | 0.055597 | 0.047767 | 0.045819 | 0.047843 | 0.04694 | 0.041189 | 0.048361 | 0.039661 | 0.048826 | 0.043854 | 0.052616 | 0.055979
Retro20Fast | Retro | DCV Restaurant Hood | Commercial | HVAC | 2.6335 | 18022.8981 | 37.6618 | 30-40 | NA | DCV Hood w/ MUA 5 hp | 6.1184 | 0.2718 | 0.25259 | 0.29834 | 0.2809 | 0.30328 | 0.31499 | 0.31096 | 0.33749 | 0.29322 | 0.31389 | 0.26408 | 0.26748 | 0 | 0.14975 | 0.13189 | 0.13178 | 0.14224 | 0.15421 | 0.14944 | 0.18408 | 0.16377 | 0.17818 | 0.14625 | 0.15137 | 0.14727
Retro20Fast | Retro | DCV Restaurant Hood | Commercial | HVAC | 1.4631 | 10012.7212 | 74.4282 | 70-80 | NA | DCV Hood 5 hp | 3.3991 | 0.151 | 0.14033 | 0.16575 | 0.15606 | 0.16849 | 0.17499 | 0.17276 | 0.18749 | 0.1629 | 0.17439 | 0.14671 | 0.1486 | 0 | 0.083196 | 0.073274 | 0.073212 | 0.079022 | 0.085674 | 0.083022 | 0.10226 | 0.090985 | 0.09899 | 0.081248 | 0.084094 | 0.081819
Retro3Slow | Retro | DHP | Commercial | HVAC | 0.0015404 | 4.3123 | 62.5305 | 60-70 | Large Off | DHP-Retro-Large Off | - | 0 | 0 | 0 | 0 | 0 | 0 | 0 | 0 | 0 | 0 | 0 | 0 | 0 | 0 | 0 | 0 | 0 | 0 | 0 | 0 | 0 | 0 | 0 | 0 | 0
Retro3Slow | Retro | DHP | Commercial | HVAC | 0.0015404 | 4.3123 | 62.5305 | 60-70 | Medium Off | DHP-Retro-Medium Off | 7.0607 | 0.86711 | 0.56966 | 0.422 | 0.2919 | 0.14349 | 0.095941 | 0.077443 | 0.079547 | 0.076541 | 0.13685 | 0.30676 | 0.79169 | 0 | 0.67934 | 0.42953 | 0.37166 | 0.34494 | 0.17973 | 0.080042 | 0.065829 | 0.054964 | 0.066466 | 0.097081 | 0.2371 | 0.59514
Retro3Slow | Retro | DHP | Commercial | HVAC | 0.0015404 | 4.3123 | 62.5305 | 60-70 | Small Off | DHP-Retro-Small Off | 13.1638 | 1.6166 | 1.0621 | 0.78676 | 0.54421 | 0.26751 | 0.17887 | 0.14438 | 0.1483 | 0.1427 | 0.25514 | 0.57191 | 1.476 | 0 | 1.2665 | 0.80079 | 0.69291 | 0.64309 | 0.33508 | 0.14923 | 0.12273 | 0.10247 | 0.12392 | 0.181 | 0.44205 | 1.1096
Retro3Slow | Retro | DHP | Commercial | HVAC | 0.0015404 | 4.3123 | 62.5305 | 60-70 | XLarge Ret | DHP-Retro-XLarge Ret | - | 0 | 0 | 0 | 0 | 0 | 0 | 0 | 0 | 0 | 0 | 0 | 0 | 0 | 0 | 0 | 0 | 0 | 0 | 0 | 0 | 0 | 0 | 0 | 0 | 0
Retro3Slow | Retro | DHP | Commercial | HVAC | 0.0015404 | 4.3123 | 62.5305 | 60-70 | Large Ret | DHP-Retro-Large Ret | - | 0 | 0 | 0 | 0 | 0 | 0 | 0 | 0 | 0 | 0 | 0 | 0 | 0 | 0 | 0 | 0 | 0 | 0 | 0 | 0 | 0 | 0 | 0 | 0 | 0
Retro3Slow | Retro | DHP | Commercial | HVAC | 0.0015404 | 4.3123 | 62.5305 | 60-70 | Medium Ret | DHP-Retro-Medium Ret | 6.8712 | 0.84383 | 0.55437 | 0.41067 | 0.28407 | 0.13964 | 0.093366 | 0.075364 | 0.077411 | 0.074486 | 0.13318 | 0.29852 | 0.77044 | 0 | 0.66111 | 0.418 | 0.36169 | 0.33568 | 0.1749 | 0.077894 | 0.064062 | 0.053489 | 0.064682 | 0.094476 | 0.23074 | 0.57916
Retro3Slow | Retro | DHP | Commercial | HVAC | 0.0015404 | 4.3123 | 62.5305 | 60-70 | Small Ret | DHP-Retro-Small Ret | 9.7692 | 1.1997 | 0.78818 | 0.58387 | 0.40387 | 0.19853 | 0.13274 | 0.10715 | 0.11006 | 0.1059 | 0.18934 | 0.42443 | 1.0954 | 0 | 0.93994 | 0.59429 | 0.51423 | 0.47726 | 0.24867 | 0.11075 | 0.091081 | 0.076048 | 0.091961 | 0.13432 | 0.32806 | 0.82343
Retro3Slow | Retro | DHP | Commercial | HVAC | 0.0015404 | 4.3123 | 62.5305 | 60-70 | School K-12 | DHP-Retro-School K-12 | 0.035012 | 0.0042997 | 0.0028247 | 0.0020925 | 0.0014474 | 0.0007115 | 0.00047574 | 0.00038401 | 0.00039444 | 0.00037954 | 0.00067858 | 0.0015211 | 0.0039257 | 0 | 0.0033686 | 0.0021299 | 0.0018429 | 0.0017104 | 0.0008912 | 0.0003969 | 0.00032642 | 0.00027255 | 0.00032958 | 0.00048139 | 0.0011757 | 0.0029511
Retro3Slow | Retro | DHP | Commercial | HVAC | 0.0015404 | 4.3123 | 62.5305 | 60-70 | University | DHP-Retro-University | - | 0 | 0 | 0 | 0 | 0 | 0 | 0 | 0 | 0 | 0 | 0 | 0 | 0 | 0 | 0 | 0 | 0 | 0 | 0 | 0 | 0 | 0 | 0 | 0 | 0
Retro3Slow | Retro | DHP | Commercial | HVAC | 0.0015404 | 4.3123 | 62.5305 | 60-70 | Warehouse | DHP-Retro-Warehouse | 0.71475 | 0.087776 | 0.057666 | 0.042718 | 0.029549 | 0.014525 | 0.009712 | 0.0078394 | 0.0080524 | 0.0077481 | 0.013853 | 0.031053 | 0.080141 | 0 | 0.068769 | 0.04348 | 0.037623 | 0.034918 | 0.018194 | 0.0081025 | 0.0066638 | 0.0055639 | 0.0067282 | 0.0098274 | 0.024002 | 0.060245
Retro3Slow | Retro | DHP | Commercial | HVAC | 0.0015404 | 4.3123 | 62.5305 | 60-70 | Supermarket | DHP-Retro-Supermarket | - | 0 | 0 | 0 | 0 | 0 | 0 | 0 | 0 | 0 | 0 | 0 | 0 | 0 | 0 | 0 | 0 | 0 | 0 | 0 | 0 | 0 | 0 | 0 | 0 | 0
Retro3Slow | Retro | DHP | Commercial | HVAC | 0.0015404 | 4.3123 | 62.5305 | 60-70 | MiniMart | DHP-Retro-MiniMart | 0.47092 | 0.057833 | 0.037994 | 0.028145 | 0.019469 | 0.0095701 | 0.0063989 | 0.0051651 | 0.0053054 | 0.005105 | 0.0091272 | 0.020459 | 0.052802 | 0 | 0.045309 | 0.028648 | 0.024788 | 0.023006 | 0.011987 | 0.0053385 | 0.0043905 | 0.0036659 | 0.004433 | 0.0064749 | 0.015814 | 0.039693
Retro3Slow | Retro | DHP | Commercial | HVAC | 0.0015404 | 4.3123 | 62.5305 | 60-70 | Restaurant | DHP-Retro-Restaurant | 0.57862 | 0.071058 | 0.046683 | 0.034582 | 0.023921 | 0.011759 | 0.0078622 | 0.0063463 | 0.0065187 | 0.0062724 | 0.011215 | 0.025138 | 0.064877 | 0 | 0.055671 | 0.035199 | 0.030457 | 0.028267 | 0.014728 | 0.0065593 | 0.0053946 | 0.0045042 | 0.0054468 | 0.0079557 | 0.01943 | 0.048771
Retro3Slow | Retro | DHP | Commercial | HVAC | 0.0015404 | 4.3123 | 62.5305 | 60-70 | Lodging | DHP-Retro-Lodging | 2.9595 | 0.36345 | 0.23878 | 0.17688 | 0.12235 | 0.060143 | 0.040214 | 0.03246 | 0.033342 | 0.032082 | 0.05736 | 0.12858 | 0.33184 | 0 | 0.28475 | 0.18004 | 0.15578 | 0.14458 | 0.075334 | 0.03355 | 0.027592 | 0.023038 | 0.027859 | 0.040692 | 0.099383 | 0.24945
Retro3Slow | Retro | DHP | Commercial | HVAC | 0.0015404 | 4.3123 | 62.5305 | 60-70 | Hospital | DHP-Retro-Hospital | - | 0 | 0 | 0 | 0 | 0 | 0 | 0 | 0 | 0 | 0 | 0 | 0 | 0 | 0 | 0 | 0 | 0 | 0 | 0 | 0 | 0 | 0 | 0 | 0 | 0
Retro3Slow | Retro | DHP | Commercial | HVAC | 0.0015404 | 4.3123 | 62.5305 | 60-70 | Residential Care | DHP-Retro-Residential Care | 3.5595 | 0.43713 | 0.28718 | 0.21274 | 0.14715 | 0.072336 | 0.048366 | 0.039041 | 0.040101 | 0.038586 | 0.068989 | 0.15464 | 0.39911 | 0 | 0.34247 | 0.21653 | 0.18736 | 0.17389 | 0.090605 | 0.040351 | 0.033186 | 0.027709 | 0.033507 | 0.048941 | 0.11953 | 0.30002
Retro3Slow | Retro | DHP | Commercial | HVAC | 0.0015404 | 4.3123 | 62.5305 | 60-70 | Assembly | DHP-Retro-Assembly | 9.5862 | 1.1772 | 0.77341 | 0.57293 | 0.39631 | 0.19481 | 0.13026 | 0.10514 | 0.108 | 0.10392 | 0.1858 | 0.41648 | 1.0748 | 0 | 0.92232 | 0.58315 | 0.50459 | 0.46831 | 0.24401 | 0.10867 | 0.089374 | 0.074623 | 0.090238 | 0.1318 | 0.32191 | 0.808
Retro3Slow | Retro | DHP | Commercial | HVAC | 0.0015404 | 4.3123 | 62.5305 | 60-70 | Other | DHP-Retro-Other | 4.521 | 0.5552 | 0.36475 | 0.2702 | 0.1869 | 0.091875 | 0.061431 | 0.049586 | 0.050933 | 0.049009 | 0.087623 | 0.19642 | 0.50691 | 0 | 0.43498 | 0.27502 | 0.23797 | 0.22086 | 0.11508 | 0.051251 | 0.04215 | 0.035193 | 0.042558 | 0.062161 | 0.15182 | 0.38106
LOEven20 | New | DHP | Commercial | HVAC | 0.0015404 | 4.3123 | 62.5305 | 60-70 | Large Off | DHP-New-Large Off | - | 0 | 0 | 0 | 0 | 0 | 0 | 0 | 0 | 0 | 0 | 0 | 0 | 0 | 0 | 0 | 0 | 0 | 0 | 0 | 0 | 0 | 0 | 0 | 0 | 0
LOEven20 | New | DHP | Commercial | HVAC | 0.0015404 | 4.3123 | 62.5305 | 60-70 | Medium Off | DHP-New-Medium Off | 0.2345 | 0.028799 | 0.01892 | 0.014016 | 0.0096948 | 0.0047656 | 0.0031864 | 0.0025721 | 0.0026419 | 0.0025421 | 0.0045451 | 0.010188 | 0.026294 | 0 | 0.022563 | 0.014266 | 0.012344 | 0.011456 | 0.0059692 | 0.0026584 | 0.0021863 | 0.0018255 | 0.0022075 | 0.0032243 | 0.0078748 | 0.019766
LOEven20 | New | DHP | Commercial | HVAC | 0.0015404 | 4.3123 | 62.5305 | 60-70 | Small Off | DHP-New-Small Off | 0.11847 | 0.014549 | 0.0095584 | 0.0070807 | 0.0048978 | 0.0024076 | 0.0016098 | 0.0012994 | 0.0013347 | 0.0012843 | 0.0022962 | 0.0051471 | 0.013284 | 0 | 0.011399 | 0.007207 | 0.0062361 | 0.0057877 | 0.0030157 | 0.001343 | 0.0011045 | 0.00092224 | 0.0011152 | 0.0016289 | 0.0039784 | 0.0099858
LOEven20 | New | DHP | Commercial | HVAC | 0.0015404 | 4.3123 | 62.5305 | 60-70 | XLarge Ret | DHP-New-XLarge Ret | - | 0 | 0 | 0 | 0 | 0 | 0 | 0 | 0 | 0 | 0 | 0 | 0 | 0 | 0 | 0 | 0 | 0 | 0 | 0 | 0 | 0 | 0 | 0 | 0 | 0
LOEven20 | New | DHP | Commercial | HVAC | 0.0015404 | 4.3123 | 62.5305 | 60-70 | Large Ret | DHP-New-Large Ret | - | 0 | 0 | 0 | 0 | 0 | 0 | 0 | 0 | 0 | 0 | 0 | 0 | 0 | 0 | 0 | 0 | 0 | 0 | 0 | 0 | 0 | 0 | 0 | 0 | 0
LOEven20 | New | DHP | Commercial | HVAC | 0.0015404 | 4.3123 | 62.5305 | 60-70 | Medium Ret | DHP-New-Medium Ret | 0.15936 | 0.01957 | 0.012857 | 0.0095242 | 0.006588 | 0.0032384 | 0.0021653 | 0.0017478 | 0.0017953 | 0.0017275 | 0.0030886 | 0.0069233 | 0.017868 | 0 | 0.015332 | 0.0096941 | 0.0083882 | 0.007785 | 0.0040564 | 0.0018065 | 0.0014857 | 0.0012405 | 0.0015001 | 0.0021911 | 0.0053513 | 0.013432
LOEven20 | New | DHP | Commercial | HVAC | 0.0015404 | 4.3123 | 62.5305 | 60-70 | Small Ret | DHP-New-Small Ret | 0.064522 | 0.0079237 | 0.0052056 | 0.0038563 | 0.0026674 | 0.0013112 | 0.00087672 | 0.00070768 | 0.00072691 | 0.00069944 | 0.0012505 | 0.0028032 | 0.0072345 | 0 | 0.0062079 | 0.0039251 | 0.0033963 | 0.0031521 | 0.0016424 | 0.00073144 | 0.00060155 | 0.00050227 | 0.00060737 | 0.00088714 | 0.0021667 | 0.0054384
LOEven20 | New | DHP | Commercial | HVAC | 0.0015404 | 4.3123 | 62.5305 | 60-70 | School K-12 | DHP-New-School K-12 | 0.00026518 | 3.2566e-05 | 2.1395e-05 | 1.5849e-05 | 1.0963e-05 | 5.389e-06 | 3.6032e-06 | 2.9085e-06 | 2.9875e-06 | 2.8746e-06 | 5.1396e-06 | 1.1521e-05 | 2.9733e-05 | 0 | 2.5514e-05 | 1.6132e-05 | 1.3958e-05 | 1.2955e-05 | 6.75e-06 | 3.0061e-06 | 2.4723e-06 | 2.0643e-06 | 2.4962e-06 | 3.6461e-06 | 8.9049e-06 | 2.2351e-05
LOEven20 | New | DHP | Commercial | HVAC | 0.0015404 | 4.3123 | 62.5305 | 60-70 | University | DHP-New-University | - | 0 | 0 | 0 | 0 | 0 | 0 | 0 | 0 | 0 | 0 | 0 | 0 | 0 | 0 | 0 | 0 | 0 | 0 | 0 | 0 | 0 | 0 | 0 | 0 | 0
LOEven20 | New | DHP | Commercial | HVAC | 0.0015404 | 4.3123 | 62.5305 | 60-70 | Warehouse | DHP-New-Warehouse | 0.0063106 | 0.00077498 | 0.00050914 | 0.00037716 | 0.00026089 | 0.00012824 | 8.5748e-05 | 6.9215e-05 | 7.1096e-05 | 6.8409e-05 | 0.00012231 | 0.00027417 | 0.00070758 | 0 | 0.00060717 | 0.00038389 | 0.00033218 | 0.00030829 | 0.00016063 | 7.1539e-05 | 5.8835e-05 | 4.9125e-05 | 5.9404e-05 | 8.6767e-05 | 0.00021191 | 0.00053191
LOEven20 | New | DHP | Commercial | HVAC | 0.0015404 | 4.3123 | 62.5305 | 60-70 | Supermarket | DHP-New-Supermarket | - | 0 | 0 | 0 | 0 | 0 | 0 | 0 | 0 | 0 | 0 | 0 | 0 | 0 | 0 | 0 | 0 | 0 | 0 | 0 | 0 | 0 | 0 | 0 | 0 | 0
LOEven20 | New | DHP | Commercial | HVAC | 0.0015404 | 4.3123 | 62.5305 | 60-70 | MiniMart | DHP-New-MiniMart | 0.0027759 | 0.0003409 | 0.00022396 | 0.0001659 | 0.00011476 | 5.6411e-05 | 3.7719e-05 | 3.0446e-05 | 3.1273e-05 | 3.0091e-05 | 5.3801e-05 | 0.0001206 | 0.00031125 | 0 | 0.00026708 | 0.00016886 | 0.00014612 | 0.00013561 | 7.0659e-05 | 3.1468e-05 | 2.588e-05 | 2.1609e-05 | 2.613e-05 | 3.8167e-05 | 9.3215e-05 | 0.00023397
LOEven20 | New | DHP | Commercial | HVAC | 0.0015404 | 4.3123 | 62.5305 | 60-70 | Restaurant | DHP-New-Restaurant | 0.0078503 | 0.00096407 | 0.00063337 | 0.00046919 | 0.00032454 | 0.00015953 | 0.00010667 | 8.6103e-05 | 8.8442e-05 | 8.51e-05 | 0.00015215 | 0.00034106 | 0.00088022 | 0 | 0.00075531 | 0.00047756 | 0.00041322 | 0.00038351 | 0.00019983 | 8.8993e-05 | 7.319e-05 | 6.1111e-05 | 7.3898e-05 | 0.00010794 | 0.00026362 | 0.00066169
LOEven20 | New | DHP | Commercial | HVAC | 0.0015404 | 4.3123 | 62.5305 | 60-70 | Lodging | DHP-New-Lodging | 0.026375 | 0.003239 | 0.0021279 | 0.0015763 | 0.0010904 | 0.00053599 | 0.00035838 | 0.00028928 | 0.00029714 | 0.00028591 | 0.00051119 | 0.0011459 | 0.0029573 | 0 | 0.0025377 | 0.0016045 | 0.0013883 | 0.0012885 | 0.00067137 | 0.00029899 | 0.0002459 | 0.00020532 | 0.00024828 | 0.00036264 | 0.00088569 | 0.0022231
LOEven20 | New | DHP | Commercial | HVAC | 0.0015404 | 4.3123 | 62.5305 | 60-70 | Hospital | DHP-New-Hospital | - | 0 | 0 | 0 | 0 | 0 | 0 | 0 | 0 | 0 | 0 | 0 | 0 | 0 | 0 | 0 | 0 | 0 | 0 | 0 | 0 | 0 | 0 | 0 | 0 | 0
LOEven20 | New | DHP | Commercial | HVAC | 0.0015404 | 4.3123 | 62.5305 | 60-70 | Residential Care | DHP-New-Residential Care | 0.066859 | 0.0082107 | 0.0053942 | 0.0039959 | 0.0027641 | 0.0013587 | 0.00090848 | 0.00073332 | 0.00075324 | 0.00072477 | 0.0012958 | 0.0029047 | 0.0074966 | 0 | 0.0064328 | 0.0040672 | 0.0035193 | 0.0032663 | 0.0017019 | 0.00075793 | 0.00062334 | 0.00052046 | 0.00062937 | 0.00091928 | 0.0022452 | 0.0056354
LOEven20 | New | DHP | Commercial | HVAC | 0.0015404 | 4.3123 | 62.5305 | 60-70 | Assembly | DHP-New-Assembly | 0.16773 | 0.020599 | 0.013533 | 0.010025 | 0.0069343 | 0.0034086 | 0.0022791 | 0.0018397 | 0.0018897 | 0.0018183 | 0.0032509 | 0.0072872 | 0.018807 | 0 | 0.016138 | 0.010204 | 0.008829 | 0.0081942 | 0.0042695 | 0.0019014 | 0.0015638 | 0.0013057 | 0.0015789 | 0.0023062 | 0.0056325 | 0.014138
LOEven20 | New | DHP | Commercial | HVAC | 0.0015404 | 4.3123 | 62.5305 | 60-70 | Other | DHP-New-Other | 0.14156 | 0.017384 | 0.011421 | 0.0084605 | 0.0058523 | 0.0028768 | 0.0019235 | 0.0015526 | 0.0015948 | 0.0015345 | 0.0027436 | 0.0061501 | 0.015872 | 0 | 0.01362 | 0.0086114 | 0.0074513 | 0.0069156 | 0.0036033 | 0.0016047 | 0.0013198 | 0.001102 | 0.0013325 | 0.0019464 | 0.0047536 | 0.011932
LO12Med | New | ECM-VAV | Commercial | Motors/Drives | 9.335e-05 | 0.49658 | 27.1554 | 20-30 | Large Off | ECM-VAV-NEW-Large Off | 3.091 | 0.19382 | 0.17428 | 0.20055 | 0.18657 | 0.19048 | 0.18855 | 0.17913 | 0.18664 | 0.17438 | 0.19883 | 0.17595 | 0.19157 | 0 | 0.082289 | 0.0707 | 0.067816 | 0.070812 | 0.069476 | 0.060963 | 0.071578 | 0.058702 | 0.072268 | 0.064908 | 0.077876 | 0.082855
LO12Med | New | ECM-VAV | Commercial | Motors/Drives | 8.5168e-06 | 0.045305 | 27.0091 | 20-30 | Medium Off | ECM-VAV-NEW-Medium Off | 0.2622 | 0.016441 | 0.014783 | 0.017012 | 0.015826 | 0.016158 | 0.015994 | 0.015195 | 0.015832 | 0.014792 | 0.016866 | 0.014925 | 0.01625 | 0 | 0.0069802 | 0.0059972 | 0.0057526 | 0.0060066 | 0.0058933 | 0.0051712 | 0.0060717 | 0.0049794 | 0.0061302 | 0.0055059 | 0.0066059 | 0.0070282
LO12Med | New | ECM-VAV | Commercial | Motors/Drives | 0 | 0 | 9999 | >140 | Small Off | ECM-VAV-NEW-Small Off | 0 | 0 | 0 | 0 | 0 | 0 | 0 | 0 | 0 | 0 | 0 | 0 | 0 | 0 | 0 | 0 | 0 | 0 | 0 | 0 | 0 | 0 | 0 | 0 | 0 | 0
LO12Med | New | ECM-VAV | Commercial | Motors/Drives | 1.5958e-06 | 0.0084891 | 26.1238 | 20-30 | XLarge Ret | ECM-VAV-NEW-XLarge Ret | 0.014121 | 0.00088547 | 0.00079618 | 0.0009162 | 0.00085236 | 0.00087021 | 0.00086139 | 0.00081834 | 0.00085267 | 0.00079667 | 0.00090836 | 0.00080385 | 0.00087518 | 0 | 0.00037594 | 0.00032299 | 0.00030982 | 0.0003235 | 0.0003174 | 0.00027851 | 0.000327 | 0.00026818 | 0.00033015 | 0.00029653 | 0.00035578 | 0.00037852
LO12Med | New | ECM-VAV | Commercial | Motors/Drives | 0 | 0 | 9999 | >140 | Large Ret | ECM-VAV-NEW-Large Ret | 0 | 0 | 0 | 0 | 0 | 0 | 0 | 0 | 0 | 0 | 0 | 0 | 0 | 0 | 0 | 0 | 0 | 0 | 0 | 0 | 0 | 0 | 0 | 0 | 0 | 0
LO12Med | New | ECM-VAV | Commercial | Motors/Drives | 0 | 0 | 9999 | >140 | Medium Ret | ECM-VAV-NEW-Medium Ret | 0 | 0 | 0 | 0 | 0 | 0 | 0 | 0 | 0 | 0 | 0 | 0 | 0 | 0 | 0 | 0 | 0 | 0 | 0 | 0 | 0 | 0 | 0 | 0 | 0 | 0
LO12Med | New | ECM-VAV | Commercial | Motors/Drives | 0 | 0 | 9999 | >140 | Small Ret | ECM-VAV-NEW-Small Ret | 0 | 0 | 0 | 0 | 0 | 0 | 0 | 0 | 0 | 0 | 0 | 0 | 0 | 0 | 0 | 0 | 0 | 0 | 0 | 0 | 0 | 0 | 0 | 0 | 0 | 0
LO12Med | New | ECM-VAV | Commercial | Motors/Drives | 1.1456e-05 | 0.060938 | 26.1655 | 20-30 | School K-12 | ECM-VAV-NEW-School K-12 | 0.12648 | 0.0079308 | 0.0071311 | 0.008206 | 0.0076343 | 0.0077941 | 0.0077151 | 0.0073295 | 0.0076371 | 0.0071355 | 0.0081358 | 0.0071997 | 0.0078386 | 0 | 0.0033671 | 0.0028929 | 0.0027749 | 0.0028975 | 0.0028428 | 0.0024945 | 0.0029288 | 0.0024019 | 0.0029571 | 0.0026559 | 0.0031865 | 0.0033903
LO12Med | New | ECM-VAV | Commercial | Motors/Drives | 4.7043e-05 | 0.25025 | 26.1133 | 20-30 | University | ECM-VAV-NEW-University | 0.25476 | 0.015975 | 0.014364 | 0.016529 | 0.015378 | 0.0157 | 0.01554 | 0.014764 | 0.015383 | 0.014373 | 0.016388 | 0.014502 | 0.015789 | 0 | 0.0067823 | 0.0058272 | 0.0055895 | 0.0058363 | 0.0057262 | 0.0050246 | 0.0058995 | 0.0048382 | 0.0059564 | 0.0053497 | 0.0064186 | 0.006829
LO12Med | New | ECM-VAV | Commercial | Motors/Drives | 0 | 0 | 9999 | >140 | Warehouse | ECM-VAV-NEW-Warehouse | 0 | 0 | 0 | 0 | 0 | 0 | 0 | 0 | 0 | 0 | 0 | 0 | 0 | 0 | 0 | 0 | 0 | 0 | 0 | 0 | 0 | 0 | 0 | 0 | 0 | 0
LO12Med | New | ECM-VAV | Commercial | Motors/Drives | 0 | 0 | 9999 | >140 | Supermarket | ECM-VAV-NEW-Supermarket | 0 | 0 | 0 | 0 | 0 | 0 | 0 | 0 | 0 | 0 | 0 | 0 | 0 | 0 | 0 | 0 | 0 | 0 | 0 | 0 | 0 | 0 | 0 | 0 | 0 | 0
LO12Med | New | ECM-VAV | Commercial | Motors/Drives | 0 | 0 | 9999 | >140 | MiniMart | ECM-VAV-NEW-MiniMart | 0 | 0 | 0 | 0 | 0 | 0 | 0 | 0 | 0 | 0 | 0 | 0 | 0 | 0 | 0 | 0 | 0 | 0 | 0 | 0 | 0 | 0 | 0 | 0 | 0 | 0
LO12Med | New | ECM-VAV | Commercial | Motors/Drives | 0 | 0 | 9999 | >140 | Restaurant | ECM-VAV-NEW-Restaurant | 0 | 0 | 0 | 0 | 0 | 0 | 0 | 0 | 0 | 0 | 0 | 0 | 0 | 0 | 0 | 0 | 0 | 0 | 0 | 0 | 0 | 0 | 0 | 0 | 0 | 0
LO12Med | New | ECM-VAV | Commercial | Motors/Drives | 5.3149e-06 | 0.028273 | 29.0089 | 20-30 | Lodging | ECM-VAV-NEW-Lodging | 0.044388 | 0.0027834 | 0.0025027 | 0.00288 | 0.0026793 | 0.0027354 | 0.0027077 | 0.0025723 | 0.0026803 | 0.0025042 | 0.0028553 | 0.0025268 | 0.002751 | 0 | 0.0011817 | 0.0010153 | 0.00097388 | 0.0010169 | 0.0009977 | 0.00087546 | 0.0010279 | 0.00084298 | 0.0010378 | 0.00093211 | 0.0011183 | 0.0011898
LO12Med | New | ECM-VAV | Commercial | Motors/Drives | 4.3984e-05 | 0.23398 | 25.4368 | 20-30 | Hospital | ECM-VAV-NEW-Hospital | 0.38233 | 0.023974 | 0.021556 | 0.024806 | 0.023077 | 0.023561 | 0.023322 | 0.022156 | 0.023086 | 0.02157 | 0.024594 | 0.021764 | 0.023695 | 0 | 0.010178 | 0.0087449 | 0.0083882 | 0.0087587 | 0.0085935 | 0.0075405 | 0.0088536 | 0.0072608 | 0.0089388 | 0.0080285 | 0.0096325 | 0.010248
LO12Med | New | ECM-VAV | Commercial | Motors/Drives | 5.6792e-06 | 0.030211 | 27.2601 | 20-30 | Residential Care | ECM-VAV-NEW-Residential Care | 0.10053 | 0.0063038 | 0.0056682 | 0.0065226 | 0.0060681 | 0.0061952 | 0.0061324 | 0.0058259 | 0.0060704 | 0.0056717 | 0.0064668 | 0.0057227 | 0.0062306 | 0 | 0.0026764 | 0.0022994 | 0.0022057 | 0.0023031 | 0.0022596 | 0.0019828 | 0.002328 | 0.0019092 | 0.0023504 | 0.0021111 | 0.0025328 | 0.0026948
LO12Med | New | ECM-VAV | Commercial | Motors/Drives | 2.883e-05 | 0.15336 | 25.9089 | 20-30 | Assembly | ECM-VAV-NEW-Assembly | 0.944 | 0.059193 | 0.053224 | 0.061248 | 0.05698 | 0.058173 | 0.057584 | 0.054705 | 0.057001 | 0.053257 | 0.060723 | 0.053737 | 0.058505 | 0 | 0.025131 | 0.021592 | 0.020711 | 0.021626 | 0.021218 | 0.018618 | 0.02186 | 0.017927 | 0.022071 | 0.019823 | 0.023783 | 0.025304
LO12Med | New | ECM-VAV | Commercial | Motors/Drives | 2.5563e-05 | 0.13598 | 26.612 | 20-30 | Other | ECM-VAV-NEW-Other | 1.171 | 0.073425 | 0.066021 | 0.075973 | 0.070679 | 0.07216 | 0.071428 | 0.067858 | 0.070705 | 0.066061 | 0.075323 | 0.066656 | 0.072571 | 0 | 0.031173 | 0.026783 | 0.025691 | 0.026825 | 0.026319 | 0.023094 | 0.027116 | 0.022238 | 0.027377 | 0.024589 | 0.029502 | 0.031388
LO12Med | NR | ECM-VAV | Commercial | Motors/Drives | 0.00010368 | 0.55152 | 23.1016 | 20-30 | Large Off | ECM-VAV-NR-Large Off | 15.3694 | 0.83587 | 0.75158 | 0.86488 | 0.80462 | 0.82147 | 0.81314 | 0.7725 | 0.80491 | 0.75205 | 0.85747 | 0.75882 | 0.82616 | 0 | 0.35488 | 0.3049 | 0.29246 | 0.30538 | 0.29962 | 0.26291 | 0.30869 | 0.25315 | 0.31166 | 0.27992 | 0.33585 | 0.35732
LO12Med | NR | ECM-VAV | Commercial | Motors/Drives | 9.4469e-06 | 0.050253 | 23.0071 | 20-30 | Medium Off | ECM-VAV-NR-Medium Off | 0.70276 | 0.03822 | 0.034366 | 0.039547 | 0.036791 | 0.037561 | 0.037181 | 0.035322 | 0.036805 | 0.034387 | 0.039208 | 0.034697 | 0.037776 | 0 | 0.016227 | 0.013942 | 0.013373 | 0.013963 | 0.0137 | 0.012021 | 0.014115 | 0.011575 | 0.014251 | 0.012799 | 0.015357 | 0.016338
LO12Med | NR | ECM-VAV | Commercial | Motors/Drives | 0 | 0 | 9999 | >140 | Small Off | ECM-VAV-NR-Small Off | - | 0 | 0 | 0 | 0 | 0 | 0 | 0 | 0 | 0 | 0 | 0 | 0 | 0 | 0 | 0 | 0 | 0 | 0 | 0 | 0 | 0 | 0 | 0 | 0 | 0
LO12Med | NR | ECM-VAV | Commercial | Motors/Drives | 1.7563e-06 | 0.0093427 | 22.4301 | 20-30 | XLarge Ret | ECM-VAV-NR-XLarge Ret | 0.10342 | 0.0056941 | 0.00512 | 0.0058918 | 0.0054812 | 0.005596 | 0.0055393 | 0.0052624 | 0.0054832 | 0.0051231 | 0.0058413 | 0.0051692 | 0.005628 | 0 | 0.0024175 | 0.002077 | 0.0019923 | 0.0020803 | 0.0020411 | 0.001791 | 0.0021028 | 0.0017245 | 0.0021231 | 0.0019069 | 0.0022879 | 0.0024341
LO12Med | NR | ECM-VAV | Commercial | Motors/Drives | 0 | 0 | 9999 | >140 | Large Ret | ECM-VAV-NR-Large Ret | - | 0 | 0 | 0 | 0 | 0 | 0 | 0 | 0 | 0 | 0 | 0 | 0 | 0 | 0 | 0 | 0 | 0 | 0 | 0 | 0 | 0 | 0 | 0 | 0 | 0
LO12Med | NR | ECM-VAV | Commercial | Motors/Drives | 0 | 0 | 9999 | >140 | Medium Ret | ECM-VAV-NR-Medium Ret | - | 0 | 0 | 0 | 0 | 0 | 0 | 0 | 0 | 0 | 0 | 0 | 0 | 0 | 0 | 0 | 0 | 0 | 0 | 0 | 0 | 0 | 0 | 0 | 0 | 0
LO12Med | NR | ECM-VAV | Commercial | Motors/Drives | 0 | 0 | 9999 | >140 | Small Ret | ECM-VAV-NR-Small Ret | - | 0 | 0 | 0 | 0 | 0 | 0 | 0 | 0 | 0 | 0 | 0 | 0 | 0 | 0 | 0 | 0 | 0 | 0 | 0 | 0 | 0 | 0 | 0 | 0 | 0
LO12Med | NR | ECM-VAV | Commercial | Motors/Drives | 1.2612e-05 | 0.06709 | 22.4575 | 20-30 | School K-12 | ECM-VAV-NR-School K-12 | 1.3066 | 0.071665 | 0.064439 | 0.074152 | 0.068986 | 0.07043 | 0.069716 | 0.066232 | 0.069011 | 0.064478 | 0.073517 | 0.065059 | 0.070832 | 0 | 0.030426 | 0.026141 | 0.025075 | 0.026182 | 0.025689 | 0.022541 | 0.026466 | 0.021705 | 0.026721 | 0.024 | 0.028795 | 0.030635
LO12Med | NR | ECM-VAV | Commercial | Motors/Drives | 5.1769e-05 | 0.27538 | 22.4232 | 20-30 | University | ECM-VAV-NR-University | 2.4152 | 0.13247 | 0.11911 | 0.13707 | 0.12752 | 0.13019 | 0.12887 | 0.12243 | 0.12756 | 0.11918 | 0.13589 | 0.12026 | 0.13093 | 0 | 0.056241 | 0.048321 | 0.04635 | 0.048397 | 0.047484 | 0.041666 | 0.048921 | 0.04012 | 0.049392 | 0.044362 | 0.053225 | 0.056628
LO12Med | NR | ECM-VAV | Commercial | Motors/Drives | 0 | 0 | 9999 | >140 | Warehouse | ECM-VAV-NR-Warehouse | - | 0 | 0 | 0 | 0 | 0 | 0 | 0 | 0 | 0 | 0 | 0 | 0 | 0 | 0 | 0 | 0 | 0 | 0 | 0 | 0 | 0 | 0 | 0 | 0 | 0
LO12Med | NR | ECM-VAV | Commercial | Motors/Drives | 0 | 0 | 9999 | >140 | Supermarket | ECM-VAV-NR-Supermarket | - | 0 | 0 | 0 | 0 | 0 | 0 | 0 | 0 | 0 | 0 | 0 | 0 | 0 | 0 | 0 | 0 | 0 | 0 | 0 | 0 | 0 | 0 | 0 | 0 | 0
LO12Med | NR | ECM-VAV | Commercial | Motors/Drives | 0 | 0 | 9999 | >140 | MiniMart | ECM-VAV-NR-MiniMart | - | 0 | 0 | 0 | 0 | 0 | 0 | 0 | 0 | 0 | 0 | 0 | 0 | 0 | 0 | 0 | 0 | 0 | 0 | 0 | 0 | 0 | 0 | 0 | 0 | 0
LO12Med | NR | ECM-VAV | Commercial | Motors/Drives | 0 | 0 | 9999 | >140 | Restaurant | ECM-VAV-NR-Restaurant | - | 0 | 0 | 0 | 0 | 0 | 0 | 0 | 0 | 0 | 0 | 0 | 0 | 0 | 0 | 0 | 0 | 0 | 0 | 0 | 0 | 0 | 0 | 0 | 0 | 0
LO12Med | NR | ECM-VAV | Commercial | Motors/Drives | 5.9994e-06 | 0.031914 | 24.2778 | 20-30 | Lodging | ECM-VAV-NR-Lodging | 0.45305 | 0.024526 | 0.022053 | 0.025377 | 0.023609 | 0.024103 | 0.023859 | 0.022667 | 0.023618 | 0.022066 | 0.02516 | 0.022265 | 0.024241 | 0 | 0.010413 | 0.0089464 | 0.0085814 | 0.0089605 | 0.0087914 | 0.0077142 | 0.0090575 | 0.007428 | 0.0091447 | 0.0082134 | 0.0098544 | 0.010484
LO12Med | NR | ECM-VAV | Commercial | Motors/Drives | 4.8111e-05 | 0.25593 | 21.9761 | 20-30 | Hospital | ECM-VAV-NR-Hospital | 2.0049 | 0.10829 | 0.097366 | 0.11204 | 0.10424 | 0.10642 | 0.10534 | 0.10008 | 0.10427 | 0.097426 | 0.11108 | 0.098303 | 0.10703 | 0 | 0.045974 | 0.039499 | 0.037888 | 0.039561 | 0.038815 | 0.034059 | 0.03999 | 0.032796 | 0.040375 | 0.036263 | 0.043508 | 0.04629
LO12Med | NR | ECM-VAV | Commercial | Motors/Drives | 6.3134e-06 | 0.033584 | 23.169 | 20-30 | Residential Care | ECM-VAV-NR-Residential Care | 0.36075 | 0.019529 | 0.01756 | 0.020207 | 0.018799 | 0.019193 | 0.018998 | 0.018049 | 0.018806 | 0.017571 | 0.020034 | 0.017729 | 0.019302 | 0 | 0.0082914 | 0.0071237 | 0.0068332 | 0.007135 | 0.0070004 | 0.0061426 | 0.0072122 | 0.0059147 | 0.0072817 | 0.0065401 | 0.0078468 | 0.0083484
LO12Med | NR | ECM-VAV | Commercial | Motors/Drives | 3.1669e-05 | 0.16846 | 22.2887 | 20-30 | Assembly | ECM-VAV-NR-Assembly | 5.0773 | 0.27931 | 0.25115 | 0.28901 | 0.26887 | 0.2745 | 0.27172 | 0.25814 | 0.26897 | 0.2513 | 0.28653 | 0.25357 | 0.27607 | 0 | 0.11859 | 0.10188 | 0.097729 | 0.10205 | 0.10012 | 0.087853 | 0.10315 | 0.084594 | 0.10414 | 0.093537 | 0.11223 | 0.1194
LO12Med | NR | ECM-VAV | Commercial | Motors/Drives | 2.8255e-05 | 0.1503 | 22.7494 | 20-30 | Other | ECM-VAV-NR-Other | 3.3669 | 0.19187 | 0.17252 | 0.19853 | 0.18469 | 0.18856 | 0.18665 | 0.17732 | 0.18476 | 0.17263 | 0.19683 | 0.17418 | 0.18964 | 0 | 0.081459 | 0.069987 | 0.067132 | 0.070097 | 0.068775 | 0.060348 | 0.070856 | 0.058109 | 0.071539 | 0.064253 | 0.077091 | 0.082019
Retro12Med | Retro | Economizer | Commercial | HVAC | 8.6766e-05 | 0.43096 | 36.3871 | 30-40 | Large Off | Economizer-Retro-Large Off | 5.6707 | 0.32407 | 0.24892 | 0.25272 | 0.24142 | 0.29051 | 0.40191 | 0.47417 | 0.53753 | 0.40224 | 0.2943 | 0.20575 | 0.3026 | 0 | 0.22106 | 0.14884 | 0.13614 | 0.14263 | 0.11755 | 0.10738 | 0.15939 | 0.13591 | 0.14081 | 0.084855 | 0.10366 | 0.19633
Retro12Med | Retro | Economizer | Commercial | HVAC | 8.9964e-05 | 0.43991 | 29.2394 | 20-30 | Medium Off | Economizer-Retro-Medium Off | 1.8323 | 0.10716 | 0.081801 | 0.082224 | 0.077961 | 0.092714 | 0.12772 | 0.1505 | 0.17057 | 0.12773 | 0.09388 | 0.066747 | 0.099965 | 0 | 0.073561 | 0.049383 | 0.045055 | 0.046968 | 0.038158 | 0.034411 | 0.050799 | 0.043312 | 0.044923 | 0.027372 | 0.034063 | 0.065289
Retro12Med | Retro | Economizer | Commercial | HVAC | 0.00011287 | 0.50405 | 16.8321 | 10-20 | Small Off | Economizer-Retro-Small Off | 0.47214 | 0.031477 | 0.023243 | 0.022082 | 0.020016 | 0.022071 | 0.029541 | 0.034505 | 0.039036 | 0.029376 | 0.022277 | 0.017621 | 0.029217 | 0 | 0.022323 | 0.01476 | 0.013295 | 0.013498 | 0.010111 | 0.0084199 | 0.011984 | 0.010208 | 0.010668 | 0.0069819 | 0.0096779 | 0.019747
Retro12Med | Retro | Economizer | Commercial | HVAC | 5.1361e-05 | 0.429 | 61.8051 | 60-70 | XLarge Ret | Economizer-Retro-XLarge Ret | 1.863 | 0.042429 | 0.045901 | 0.068202 | 0.080519 | 0.12559 | 0.18792 | 0.22664 | 0.25807 | 0.19077 | 0.12841 | 0.060609 | 0.042099 | 0 | 0.016804 | 0.015167 | 0.0168 | 0.02374 | 0.034011 | 0.04269 | 0.070685 | 0.060438 | 0.061301 | 0.029063 | 0.01913 | 0.016059
Retro12Med | Retro | Economizer | Commercial | HVAC | 4.7138e-05 | 0.41718 | 69.2233 | 60-70 | Large Ret | Economizer-Retro-Large Ret | 1.5427 | 0.030759 | 0.035557 | 0.055461 | 0.066754 | 0.10605 | 0.15942 | 0.19251 | 0.21925 | 0.16196 | 0.10849 | 0.04971 | 0.030945 | 0 | 0.010103 | 0.010255 | 0.012004 | 0.018079 | 0.027848 | 0.035855 | 0.059781 | 0.051123 | 0.051786 | 0.024146 | 0.014822 | 0.0099899
Retro12Med | Retro | Economizer | Commercial | HVAC | 8.5079e-05 | 0.69759 | 21.4734 | 20-30 | Medium Ret | Economizer-Retro-Medium Ret | 0.93427 | 0.022158 | 0.023512 | 0.034406 | 0.040362 | 0.062565 | 0.093467 | 0.11268 | 0.12829 | 0.094858 | 0.063956 | 0.03049 | 0.0219 | 0 | 0.0091951 | 0.0080702 | 0.0088093 | 0.012223 | 0.017119 | 0.021306 | 0.035195 | 0.030091 | 0.030534 | 0.014558 | 0.0097989 | 0.0087202
Retro12Med | Retro | Economizer | Commercial | HVAC | 9.8928e-05 | 0.73636 | 16.3113 | 10-20 | Small Ret | Economizer-Retro-Small Ret | 0.073081 | 0.0021146 | 0.0020528 | 0.0027795 | 0.00315 | 0.0047145 | 0.0069786 | 0.0083923 | 0.0095503 | 0.007071 | 0.0048139 | 0.0024266 | 0.0020543 | 0 | 0.0010516 | 0.00083211 | 0.00085535 | 0.0010938 | 0.0013665 | 0.0016225 | 0.0026439 | 0.0022598 | 0.0022989 | 0.0011317 | 0.00085534 | 0.00097052
Retro12Med | Retro | Economizer | Commercial | HVAC | 4.807e-05 | 0.32263 | 39.6258 | 30-40 | School K-12 | Economizer-Retro-School K-12 | 1.961 | 0.068837 | 0.06186 | 0.077385 | 0.084299 | 0.12081 | 0.1767 | 0.21181 | 0.24088 | 0.17867 | 0.12318 | 0.066434 | 0.065951 | 0 | 0.038762 | 0.0287 | 0.028227 | 0.033716 | 0.037539 | 0.042136 | 0.067485 | 0.057657 | 0.058847 | 0.030144 | 0.025771 | 0.035193
Retro12Med | Retro | Economizer | Commercial | HVAC | 5.5716e-05 | 0.34404 | 39.9366 | 30-40 | University | Economizer-Retro-University | 1.0594 | 0.042968 | 0.036656 | 0.043144 | 0.045432 | 0.062544 | 0.090416 | 0.10803 | 0.12278 | 0.09123 | 0.063684 | 0.03652 | 0.040802 | 0 | 0.025979 | 0.018549 | 0.017769 | 0.020301 | 0.020696 | 0.022094 | 0.034803 | 0.029723 | 0.030433 | 0.016177 | 0.015269 | 0.023384
Retro12Med | Retro | Economizer | Commercial | HVAC | 3.2022e-05 | 0.27771 | -0.25924 | <0 | Warehouse | Economizer-Retro-Warehouse | 1.2536 | 0.026219 | 0.02958 | 0.045353 | 0.054224 | 0.085605 | 0.12848 | 0.15508 | 0.17661 | 0.1305 | 0.087557 | 0.040529 | 0.026242 | 0 | 0.0092758 | 0.0089782 | 0.010289 | 0.015133 | 0.022718 | 0.028995 | 0.04823 | 0.041243 | 0.041796 | 0.019599 | 0.01233 | 0.0090434
Retro12Med | Retro | Economizer | Commercial | HVAC | 2.9171e-05 | 0.18907 | 81.0905 | 80-90 | Supermarket | Economizer-Retro-Supermarket | 0.26029 | 0.0097179 | 0.0085363 | 0.010406 | 0.011178 | 0.015763 | 0.022948 | 0.027472 | 0.031234 | 0.023184 | 0.016063 | 0.0088814 | 0.0092738 | 0 | 0.0056514 | 0.0041154 | 0.0039999 | 0.004685 | 0.0050246 | 0.0055257 | 0.0087915 | 0.0075099 | 0.0076746 | 0.0039904 | 0.003556 | 0.0051106
Retro12Med | Retro | Economizer | Commercial | HVAC | 3.0079e-05 | 0.2519 | 98.2492 | 90-100 | MiniMart | Economizer-Retro-MiniMart | 0.0767 | 0.0017366 | 0.001884 | 0.0028055 | 0.0033151 | 0.0051752 | 0.0077453 | 0.009342 | 0.010637 | 0.0078629 | 0.0052914 | 0.0024941 | 0.0017241 | 0 | 0.00068296 | 0.00061907 | 0.00068723 | 0.00097371 | 0.0013995 | 0.0017587 | 0.002913 | 0.0024907 | 0.0025261 | 0.0011967 | 0.00078522 | 0.00065348
Retro12Med | Retro | Economizer | Commercial | HVAC | 5.4967e-05 | 0.4391 | 52.4264 | 50-60 | Restaurant | Economizer-Retro-Restaurant | 0.49491 | 0.012409 | 0.012831 | 0.018381 | 0.021368 | 0.032827 | 0.048927 | 0.058948 | 0.067107 | 0.049635 | 0.033547 | 0.016225 | 0.012202 | 0 | 0.005456 | 0.0046287 | 0.0049593 | 0.0067175 | 0.0091169 | 0.011209 | 0.018452 | 0.015775 | 0.016017 | 0.0076994 | 0.0053472 | 0.0051271
Retro12Med | Retro | Economizer | Commercial | HVAC | 0.00013187 | 0.55724 | 13.6515 | 10-20 | Lodging | Economizer-Retro-Lodging | 0.68713 | 0.049493 | 0.03589 | 0.03299 | 0.029062 | 0.030389 | 0.03978 | 0.046144 | 0.052127 | 0.039383 | 0.030598 | 0.026046 | 0.045817 | 0 | 0.035698 | 0.023421 | 0.020954 | 0.020973 | 0.01498 | 0.011828 | 0.016388 | 0.013949 | 0.014662 | 0.010093 | 0.014943 | 0.031524
Retro12Med | Retro | Economizer | Commercial | HVAC | 4.493e-05 | 0.31384 | 68.8431 | 60-70 | Hospital | Economizer-Retro-Hospital | 1.0487 | 0.034237 | 0.031638 | 0.040788 | 0.04513 | 0.06582 | 0.096745 | 0.11612 | 0.13209 | 0.097906 | 0.067152 | 0.035246 | 0.032964 | 0 | 0.018484 | 0.013991 | 0.013972 | 0.017101 | 0.01989 | 0.022832 | 0.036827 | 0.031469 | 0.032075 | 0.016168 | 0.013181 | 0.016872
Retro12Med | Retro | Economizer | Commercial | HVAC | 0.0001095 | 0.49462 | 19.9477 | 10-20 | Residential Care | Economizer-Retro-Residential Care | 0.34858 | 0.022867 | 0.016951 | 0.016217 | 0.014785 | 0.016471 | 0.022136 | 0.025888 | 0.029295 | 0.02203 | 0.016632 | 0.012969 | 0.021237 | 0 | 0.016156 | 0.010701 | 0.0096528 | 0.0098307 | 0.0074379 | 0.0062596 | 0.0089549 | 0.0076288 | 0.0079642 | 0.0051617 | 0.0070583 | 0.014297
Retro12Med | Retro | Economizer | Commercial | HVAC | 5.8076e-05 | 0.35064 | 39.8699 | 30-40 | Assembly | Economizer-Retro-Assembly | 3.5103 | 0.14782 | 0.12451 | 0.14422 | 0.15044 | 0.20468 | 0.29486 | 0.35194 | 0.39991 | 0.29732 | 0.20833 | 0.1216 | 0.14007 | 0 | 0.090826 | 0.064331 | 0.061253 | 0.069234 | 0.068968 | 0.07258 | 0.11377 | 0.097148 | 0.099565 | 0.053505 | 0.051864 | 0.081602
Retro12Med | Retro | Economizer | Commercial | HVAC | 6.8023e-05 | 0.37849 | 31.5898 | 30-40 | Other | Economizer-Retro-Other | 3.3374 | 0.16035 | 0.12948 | 0.1417 | 0.14266 | 0.18527 | 0.26304 | 0.31268 | 0.355 | 0.26454 | 0.18825 | 0.11778 | 0.1509 | 0 | 0.10362 | 0.071598 | 0.066875 | 0.072975 | 0.066996 | 0.066711 | 0.10249 | 0.087478 | 0.090007 | 0.050502 | 0.053926 | 0.092569
Retro12Med | Retro | Commercial EM | Commercial | HVAC | 0.13639 | 725.5086 | 39.1624 | 30-40 | Large Off | Commercial EM-Retro-Large Off | 27.2482 | 1.4141 | 1.2715 | 1.4632 | 1.3613 | 1.3898 | 1.3757 | 1.3069 | 1.3618 | 1.2723 | 1.4507 | 1.2838 | 1.3977 | 0 | 0.60039 | 0.51583 | 0.49479 | 0.51665 | 0.5069 | 0.44479 | 0.52224 | 0.42829 | 0.52727 | 0.47357 | 0.56819 | 0.60452
Retro12Med | Retro | Commercial EM | Commercial | HVAC | 0.016958 | 90.2112 | 49.6197 | 40-50 | Medium Off | Commercial EM-Retro-Medium Off | 1.9467 | 0.090859 | 0.081697 | 0.094012 | 0.087462 | 0.089293 | 0.088388 | 0.08397 | 0.087494 | 0.081747 | 0.093207 | 0.082483 | 0.089803 | 0 | 0.038575 | 0.033143 | 0.031791 | 0.033195 | 0.032569 | 0.028578 | 0.033554 | 0.027518 | 0.033878 | 0.030427 | 0.036506 | 0.038841
Retro12Med | Retro | Commercial EM | Commercial | HVAC | 0.0046434 | 24.7007 | 158.7645 | >140 | Small Off | Commercial EM-Retro-Small Off | 0.38695 | 0.022653 | 0.020368 | 0.023439 | 0.021806 | 0.022262 | 0.022037 | 0.020935 | 0.021814 | 0.020381 | 0.023238 | 0.020564 | 0.022389 | 0 | 0.0096174 | 0.008263 | 0.007926 | 0.008276 | 0.0081199 | 0.007125 | 0.0083656 | 0.0068607 | 0.0084462 | 0.007586 | 0.0091017 | 0.0096836
Retro12Med | Retro | Commercial EM | Commercial | HVAC | 0.0062942 | 33.4823 | 46.489 | 40-50 | XLarge Ret | Commercial EM-Retro-XLarge Ret | 0.38991 | 0.022987 | 0.020669 | 0.023784 | 0.022127 | 0.02259 | 0.022361 | 0.021244 | 0.022135 | 0.020681 | 0.023581 | 0.020868 | 0.022719 | 0 | 0.0097592 | 0.0083848 | 0.0080428 | 0.008398 | 0.0082396 | 0.00723 | 0.0084889 | 0.0069618 | 0.0085707 | 0.0076979 | 0.0092358 | 0.0098263
Retro12Med | Retro | Commercial EM | Commercial | HVAC | 0.044502 | 236.7305 | 131.2056 | 130-140 | Large Ret | Commercial EM-Retro-Large Ret | 3.7363 | 0.23429 | 0.21066 | 0.24242 | 0.22553 | 0.23025 | 0.22792 | 0.21652 | 0.22561 | 0.21079 | 0.24034 | 0.21269 | 0.23156 | 0 | 0.099469 | 0.085461 | 0.081975 | 0.085596 | 0.083981 | 0.073691 | 0.086523 | 0.070957 | 0.087356 | 0.078459 | 0.094135 | 0.10015
Retro12Med | Retro | Commercial EM | Commercial | HVAC | 0.0070418 | 37.4593 | 87.8753 | 80-90 | Medium Ret | Commercial EM-Retro-Medium Ret | 0.35642 | 0.018597 | 0.016722 | 0.019243 | 0.017902 | 0.018277 | 0.018092 | 0.017187 | 0.017909 | 0.016732 | 0.019078 | 0.016883 | 0.018381 | 0 | 0.0078957 | 0.0067837 | 0.006507 | 0.0067944 | 0.0066662 | 0.0058494 | 0.006868 | 0.0056324 | 0.0069342 | 0.0062279 | 0.0074723 | 0.00795
Retro12Med | Retro | Commercial EM | Commercial | HVAC | 0.029203 | 155.3447 | 25.9451 | 20-30 | Small Ret | Commercial EM-Retro-Small Ret | 1.3537 | 0.083534 | 0.07511 | 0.086433 | 0.08041 | 0.082094 | 0.081262 | 0.0772 | 0.08044 | 0.075156 | 0.085693 | 0.075833 | 0.082563 | 0 | 0.035465 | 0.030471 | 0.029228 | 0.030519 | 0.029943 | 0.026274 | 0.030849 | 0.025299 | 0.031146 | 0.027974 | 0.033563 | 0.035709
Retro12Med | Retro | Commercial EM | Commercial | HVAC | 0.03744 | 199.1614 | 74.9938 | 70-80 | School K-12 | Commercial EM-Retro-School K-12 | 3.8738 | 0.23535 | 0.21162 | 0.24352 | 0.22655 | 0.2313 | 0.22895 | 0.21751 | 0.22664 | 0.21175 | 0.24143 | 0.21366 | 0.23262 | 0 | 0.099921 | 0.085849 | 0.082347 | 0.085984 | 0.084362 | 0.074026 | 0.086915 | 0.071279 | 0.087753 | 0.078816 | 0.094563 | 0.10061
Retro12Med | Retro | Commercial EM | Commercial | HVAC | 0.16474 | 876.3554 | 41.4905 | 40-50 | University | Commercial EM-Retro-University | 8.9763 | 0.52617 | 0.47311 | 0.54443 | 0.50649 | 0.5171 | 0.51186 | 0.48627 | 0.50668 | 0.4734 | 0.53976 | 0.47766 | 0.52005 | 0 | 0.22339 | 0.19193 | 0.1841 | 0.19223 | 0.1886 | 0.1655 | 0.19431 | 0.15936 | 0.19618 | 0.1762 | 0.21141 | 0.22493
Retro12Med | Retro | Commercial EM | Commercial | HVAC | 0.0054564 | 29.0253 | 71.2908 | 70-80 | Warehouse | Commercial EM-Retro-Warehouse | 1.1435 | 0.065726 | 0.059098 | 0.068007 | 0.063268 | 0.064593 | 0.063938 | 0.060743 | 0.063291 | 0.059134 | 0.067424 | 0.059667 | 0.064962 | 0 | 0.027905 | 0.023975 | 0.022997 | 0.024013 | 0.02356 | 0.020673 | 0.024273 | 0.019906 | 0.024506 | 0.022011 | 0.026408 | 0.028096
Retro12Med | Retro | Commercial EM | Commercial | HVAC | 0.012478 | 66.3759 | 26.895 | 20-30 | Supermarket | Commercial EM-Retro-Supermarket | 0.26282 | 0.01648 | 0.014818 | 0.017052 | 0.015864 | 0.016196 | 0.016032 | 0.015231 | 0.01587 | 0.014827 | 0.016906 | 0.014961 | 0.016289 | 0 | 0.0069968 | 0.0060115 | 0.0057663 | 0.0060209 | 0.0059073 | 0.0051835 | 0.0060861 | 0.0049912 | 0.0061448 | 0.0055189 | 0.0066216 | 0.0070449
Retro12Med | Retro | Commercial EM | Commercial | HVAC | 0 | 0 | 9999 | >140 | MiniMart | Commercial EM-Retro-MiniMart | 0 | 0 | 0 | 0 | 0 | 0 | 0 | 0 | 0 | 0 | 0 | 0 | 0 | 0 | 0 | 0 | 0 | 0 | 0 | 0 | 0 | 0 | 0 | 0 | 0 | 0
Retro12Med | Retro | Commercial EM | Commercial | HVAC | 0.0092599 | 49.2585 | 47.7652 | 40-50 | Restaurant | Commercial EM-Retro-Restaurant | 0.21782 | 0.012604 | 0.011333 | 0.013042 | 0.012133 | 0.012387 | 0.012261 | 0.011649 | 0.012137 | 0.01134 | 0.01293 | 0.011442 | 0.012458 | 0 | 0.0053512 | 0.0045976 | 0.0044101 | 0.0046048 | 0.004518 | 0.0039644 | 0.0046547 | 0.0038173 | 0.0046995 | 0.0042209 | 0.0050642 | 0.005388
Retro12Med | Retro | Commercial EM | Commercial | HVAC | 0.02196 | 116.818 | 31.737 | 30-40 | Lodging | Commercial EM-Retro-Lodging | 1.6637 | 0.098524 | 0.088589 | 0.10194 | 0.09484 | 0.096826 | 0.095844 | 0.091054 | 0.094875 | 0.088643 | 0.10107 | 0.089441 | 0.097378 | 0 | 0.041829 | 0.035938 | 0.034473 | 0.035995 | 0.035316 | 0.030989 | 0.036385 | 0.029839 | 0.036735 | 0.032994 | 0.039586 | 0.042117
Retro12Med | Retro | Commercial EM | Commercial | HVAC | 0.30852 | 1641.1873 | 11.6522 | 10-20 | Hospital | Commercial EM-Retro-Hospital | 17.8068 | 0.91391 | 0.82175 | 0.94562 | 0.87973 | 0.89815 | 0.88905 | 0.84461 | 0.88006 | 0.82225 | 0.93753 | 0.82966 | 0.90328 | 0 | 0.38801 | 0.33336 | 0.31977 | 0.33389 | 0.32759 | 0.28745 | 0.3375 | 0.27679 | 0.34076 | 0.30605 | 0.3672 | 0.39068
Retro12Med | Retro | Commercial EM | Commercial | HVAC | 0.028651 | 152.4085 | 19.7706 | 10-20 | Residential Care | Commercial EM-Retro-Residential Care | 2.0385 | 0.10342 | 0.092993 | 0.10701 | 0.099554 | 0.10164 | 0.10061 | 0.09558 | 0.099591 | 0.09305 | 0.10609 | 0.093888 | 0.10222 | 0 | 0.043909 | 0.037725 | 0.036186 | 0.037784 | 0.037072 | 0.032529 | 0.038194 | 0.031323 | 0.038562 | 0.034634 | 0.041554 | 0.044211
Retro12Med | Retro | Commercial EM | Commercial | HVAC | 0.032907 | 175.0492 | 33.2569 | 30-40 | Assembly | Commercial EM-Retro-Assembly | 5.6686 | 0.3252 | 0.29241 | 0.33649 | 0.31304 | 0.3196 | 0.31636 | 0.30055 | 0.31316 | 0.29259 | 0.33361 | 0.29522 | 0.32142 | 0 | 0.13807 | 0.11862 | 0.11379 | 0.11881 | 0.11657 | 0.10229 | 0.1201 | 0.098492 | 0.12125 | 0.10891 | 0.13066 | 0.13902
Retro12Med | Retro | Commercial EM | Commercial | HVAC | 0.040837 | 217.2361 | 23.2921 | 20-30 | Other | Commercial EM-Retro-Other | 7.8225 | 0.38551 | 0.34664 | 0.39889 | 0.3711 | 0.37887 | 0.37503 | 0.35628 | 0.37123 | 0.34685 | 0.39547 | 0.34997 | 0.38103 | 0 | 0.16367 | 0.14062 | 0.13489 | 0.14084 | 0.13819 | 0.12126 | 0.14237 | 0.11676 | 0.14374 | 0.1291 | 0.15489 | 0.1648
LO20Fast | New | LEC Exit Sign | Commercial | Lighting | 0.0080422 | 64.0323 | 9.8774 | 0-10 | NA | LEC Exit Sign-Double-New | 2.8062 | 0.13553 | 0.12734 | 0.14443 | 0.1316 | 0.13498 | 0.13455 | 0.12883 | 0.14696 | 0.12658 | 0.14381 | 0.12428 | 0.12654 | 0 | 0.10911 | 0.098143 | 0.097614 | 0.098088 | 0.099355 | 0.092105 | 0.10356 | 0.098688 | 0.10321 | 0.096824 | 0.10183 | 0.10223
LO20Fast | New | LEC Exit Sign | Commercial | Lighting | 0.0040081 | 31.9127 | 26.996 | 20-30 | NA | LEC Exit Sign-Single-New | 0.5761 | 0.027823 | 0.026143 | 0.029652 | 0.027017 | 0.027711 | 0.027622 | 0.026448 | 0.030171 | 0.025987 | 0.029523 | 0.025514 | 0.025978 | 0 | 0.0224 | 0.020149 | 0.02004 | 0.020137 | 0.020397 | 0.018909 | 0.02126 | 0.020261 | 0.021189 | 0.019878 | 0.020906 | 0.020988
LO20Fast | NR | LEC Exit Sign | Commercial | Lighting | 0.0080422 | 64.0323 | 9.8774 | 0-10 | NA | LEC Exit Sign-Double-NR | 16.7511 | 0.63907 | 0.60048 | 0.68108 | 0.62056 | 0.63649 | 0.63446 | 0.6075 | 0.693 | 0.59689 | 0.67813 | 0.58604 | 0.59669 | 0 | 0.5145 | 0.4628 | 0.4603 | 0.46254 | 0.46851 | 0.43432 | 0.48832 | 0.46537 | 0.4867 | 0.45657 | 0.48019 | 0.48208
LO20Fast | NR | LEC Exit Sign | Commercial | Lighting | 0.0040081 | 31.9127 | 26.996 | 20-30 | NA | LEC Exit Sign-Single-NR | 3.439 | 0.1312 | 0.12328 | 0.13982 | 0.1274 | 0.13067 | 0.13025 | 0.12472 | 0.14227 | 0.12254 | 0.13922 | 0.12031 | 0.1225 | 0 | 0.10563 | 0.095011 | 0.094499 | 0.094958 | 0.096185 | 0.089166 | 0.10025 | 0.095539 | 0.099919 | 0.093734 | 0.098583 | 0.09897
LO20Fast | New | Exterior Building Lighting | Commercial | Lighting | 0.032581 | 139.5834 | -2.1286 | <0 | Exterior Lighting: Parking Lot - HPS 250W - New | NA | 7.4098 | 0.30349 | 0.22436 | 0.209 | 0.11998 | 0.096379 | 0.074762 | 0.078013 | 0.11355 | 0.14346 | 0.23404 | 0.27103 | 0.31926 | 0 | 0.50298 | 0.43629 | 0.43983 | 0.41883 | 0.38576 | 0.3505 | 0.38274 | 0.41328 | 0.44547 | 0.45976 | 0.48195 | 0.50506
LO20Fast | New | Exterior Building Lighting | Commercial | Lighting | 0.016712 | 71.5968 | -17.9987 | <0 | Exterior Lighting: Walkway - HID 150W - New | NA | 3.2433 | 0.13284 | 0.098201 | 0.091479 | 0.052515 | 0.042185 | 0.032723 | 0.034146 | 0.049701 | 0.062794 | 0.10244 | 0.11863 | 0.13974 | 0 | 0.22016 | 0.19097 | 0.19251 | 0.18332 | 0.16885 | 0.15341 | 0.16753 | 0.18089 | 0.19499 | 0.20124 | 0.21095 | 0.22106
LO20Fast | New | Exterior Building Lighting | Commercial | Lighting | 0.01675 | 71.7617 | -18.2571 | <0 | Exterior Lighting: FaÃ§ade - HID 150W - New | NA | 3.2507 | 0.13314 | 0.098427 | 0.091689 | 0.052636 | 0.042282 | 0.032799 | 0.034225 | 0.049816 | 0.062938 | 0.10268 | 0.1189 | 0.14006 | 0 | 0.22066 | 0.19141 | 0.19296 | 0.18374 | 0.16924 | 0.15377 | 0.16791 | 0.18131 | 0.19543 | 0.2017 | 0.21144 | 0.22157
LO20Fast | New | Exterior Building Lighting | Commercial | Lighting | 0.00042933 | 1.8393 | -127.8572 | <0 | Exterior Lighting: Walkway - INC 75W - New | NA | 0.08332 | 0.0034126 | 0.0025228 | 0.0023501 | 0.0013491 | 0.0010837 | 0.00084066 | 0.00087722 | 0.0012768 | 0.0016132 | 0.0026317 | 0.0030476 | 0.00359 | 0 | 0.0056558 | 0.0049059 | 0.0049457 | 0.0047095 | 0.0043377 | 0.0039412 | 0.0043037 | 0.0046472 | 0.0050092 | 0.0051698 | 0.0054193 | 0.0056792
LO20Fast | New | Exterior Building Lighting | Commercial | Lighting | 0.0072273 | 30.9632 | -14.5936 | <0 | Exterior Lighting: FaÃ§ade - HID 400W - New | NA | 1.4026 | 0.057447 | 0.042469 | 0.039561 | 0.022711 | 0.018244 | 0.014152 | 0.014767 | 0.021494 | 0.027156 | 0.044302 | 0.051303 | 0.060434 | 0 | 0.09521 | 0.082586 | 0.083256 | 0.079281 | 0.073022 | 0.066347 | 0.072449 | 0.078231 | 0.084325 | 0.087028 | 0.091229 | 0.095603
LO20Fast | New | Exterior Building Lighting | Commercial | Lighting | 0.00057837 | 2.4779 | -40.7584 | <0 | Exterior Lighting: Walkway - CFL 26W - New | NA | 0.11225 | 0.0045973 | 0.0033986 | 0.0031659 | 0.0018175 | 0.00146 | 0.0011325 | 0.0011818 | 0.0017201 | 0.0021732 | 0.0035453 | 0.0041056 | 0.0048363 | 0 | 0.0076193 | 0.0066091 | 0.0066627 | 0.0063445 | 0.0058436 | 0.0053095 | 0.0057978 | 0.0062605 | 0.0067482 | 0.0069645 | 0.0073007 | 0.0076507
LO20Fast | New | Exterior Building Lighting | Commercial | Lighting | 0.012863 | 55.1091 | -3.3937 | <0 | Exterior Lighting: Parking Lot - MH 400W - New | NA | 2.8475 | 0.11662 | 0.086216 | 0.080314 | 0.046106 | 0.037037 | 0.02873 | 0.029979 | 0.043636 | 0.05513 | 0.089939 | 0.10415 | 0.12269 | 0 | 0.19329 | 0.16766 | 0.16902 | 0.16095 | 0.14824 | 0.13469 | 0.14708 | 0.15882 | 0.17119 | 0.17668 | 0.18521 | 0.19409
LO20Fast | New | Exterior Building Lighting | Commercial | Lighting | 0.0015645 | 6.7026 | 6.5791 | 0-10 | Exterior Lighting: Parking Lot - MH 1000W - New | NA | 0.34632 | 0.014184 | 0.010486 | 0.0097682 | 0.0056076 | 0.0045046 | 0.0034942 | 0.0036462 | 0.0053071 | 0.0067052 | 0.010939 | 0.012667 | 0.014922 | 0 | 0.023508 | 0.020392 | 0.020557 | 0.019575 | 0.01803 | 0.016382 | 0.017888 | 0.019316 | 0.020821 | 0.021488 | 0.022526 | 0.023605
LO20Fast | NR | Exterior Building Lighting | Commercial | Lighting | 0.032581 | 139.5834 | 27.8765 | 20-30 | Exterior Lighting: Parking Lot - HPS 250W - NR | NA | 45.5451 | 1.8654 | 1.379 | 1.2846 | 0.73747 | 0.5924 | 0.45953 | 0.47952 | 0.69795 | 0.88181 | 1.4386 | 1.6659 | 1.9624 | 0 | 3.0916 | 2.6817 | 2.7035 | 2.5744 | 2.3711 | 2.1544 | 2.3525 | 2.5403 | 2.7382 | 2.8259 | 2.9624 | 3.1044
LO20Fast | NR | Exterior Building Lighting | Commercial | Lighting | 0.016513 | 70.745 | 7.507 | 0-10 | Exterior Lighting: Walkway - HID 150W - NR | NA | 23.0836 | 0.94545 | 0.69893 | 0.65109 | 0.37377 | 0.30025 | 0.2329 | 0.24303 | 0.35374 | 0.44693 | 0.72911 | 0.84433 | 0.9946 | 0 | 1.5669 | 1.3592 | 1.3702 | 1.3048 | 1.2018 | 1.0919 | 1.1923 | 1.2875 | 1.3878 | 1.4323 | 1.5014 | 1.5734
LO20Fast | NR | Exterior Building Lighting | Commercial | Lighting | 0.01675 | 71.7617 | 9.2205 | 0-10 | Exterior Lighting: FaÃ§ade - HID 150W - NR | NA | 23.4153 | 0.95903 | 0.70898 | 0.66044 | 0.37914 | 0.30456 | 0.23625 | 0.24653 | 0.35883 | 0.45335 | 0.73959 | 0.85646 | 1.0089 | 0 | 1.5894 | 1.3787 | 1.3899 | 1.3235 | 1.219 | 1.1076 | 1.2095 | 1.306 | 1.4077 | 1.4529 | 1.523 | 1.596
LO20Fast | NR | Exterior Building Lighting | Commercial | Lighting | 0.00042933 | 1.8393 | -127.8572 | <0 | Exterior Lighting: Walkway - INC 75W - NR | NA | 0.60016 | 0.024581 | 0.018172 | 0.016928 | 0.0097178 | 0.0078062 | 0.0060553 | 0.0063187 | 0.0091971 | 0.01162 | 0.018956 | 0.021952 | 0.025859 | 0 | 0.040739 | 0.035338 | 0.035624 | 0.033923 | 0.031245 | 0.028389 | 0.031 | 0.033474 | 0.036081 | 0.037238 | 0.039036 | 0.040907
LO20Fast | NR | Exterior Building Lighting | Commercial | Lighting | 0.0072273 | 30.9632 | 2.7381 | 0-10 | Exterior Lighting: FaÃ§ade - HID 400W - NR | NA | 10.1031 | 0.4138 | 0.3059 | 0.28496 | 0.16359 | 0.13141 | 0.10194 | 0.10637 | 0.15482 | 0.19561 | 0.31911 | 0.36954 | 0.43531 | 0 | 0.6858 | 0.59488 | 0.5997 | 0.57106 | 0.52598 | 0.4779 | 0.52186 | 0.5635 | 0.6074 | 0.62687 | 0.65713 | 0.68864
LO20Fast | NR | Exterior Building Lighting | Commercial | Lighting | 0.00057837 | 2.4779 | -40.7584 | <0 | Exterior Lighting: Walkway - CFL 26W - NR | NA | 0.80851 | 0.033114 | 0.02448 | 0.022805 | 0.013091 | 0.010516 | 0.0081575 | 0.0085123 | 0.01239 | 0.015654 | 0.025537 | 0.029573 | 0.034836 | 0 | 0.054882 | 0.047606 | 0.047992 | 0.0457 | 0.042092 | 0.038245 | 0.041762 | 0.045095 | 0.048608 | 0.050166 | 0.052588 | 0.055109
LO20Fast | NR | Exterior Building Lighting | Commercial | Lighting | 0.012863 | 55.1091 | 16.4132 | 10-20 | Exterior Lighting: Parking Lot - MH 400W - NR | NA | 17.9817 | 0.73649 | 0.54446 | 0.50719 | 0.29116 | 0.23389 | 0.18143 | 0.18932 | 0.27556 | 0.34815 | 0.56796 | 0.65772 | 0.77478 | 0 | 1.2206 | 1.0588 | 1.0674 | 1.0164 | 0.93615 | 0.85058 | 0.92881 | 1.0029 | 1.0811 | 1.1157 | 1.1696 | 1.2257
LO20Fast | NR | Exterior Building Lighting | Commercial | Lighting | 0.0015645 | 6.7026 | 24.6043 | 20-30 | Exterior Lighting: Parking Lot - MH 1000W - NR | NA | 2.187 | 0.089575 | 0.066219 | 0.061686 | 0.035412 | 0.028446 | 0.022066 | 0.023026 | 0.033515 | 0.042343 | 0.069078 | 0.079994 | 0.094232 | 0 | 0.14846 | 0.12877 | 0.12982 | 0.12362 | 0.11386 | 0.10345 | 0.11297 | 0.12198 | 0.13148 | 0.1357 | 0.14225 | 0.14907
LOEven20 | NR | Premium Fume Hood | Commercial | HVAC | 2.9297 | 15584.532 | 40.3494 | 40-50 | NA | Premium Fume Hood-NR | 6.48 | 0.24379 | 0.21921 | 0.25225 | 0.23467 | 0.23959 | 0.23716 | 0.22531 | 0.23476 | 0.21934 | 0.25009 | 0.22132 | 0.24096 | 0 | 0.1035 | 0.088927 | 0.0853 | 0.089067 | 0.087387 | 0.07668 | 0.090032 | 0.073835 | 0.090899 | 0.081642 | 0.097953 | 0.10422
Retro12Med | Retro | Grocery Refrigeration Bundle | Commercial | Refrigeration | 2.9938 | 24683.1099 | 25.193 | 20-30 | Grocery Refrigeration Bundle | Replace Shaded Pole with ECM in Walk-in Cooler | 9.5049 | 0.40368 | 0.41177 | 0.44588 | 0.44461 | 0.45633 | 0.48389 | 0.46678 | 0.51757 | 0.45629 | 0.47977 | 0.43181 | 0.41101 | 0 | 0.32504 | 0.31937 | 0.30257 | 0.33444 | 0.3381 | 0.33153 | 0.37641 | 0.35036 | 0.37534 | 0.32547 | 0.35624 | 0.33106
Retro12Med | Retro | Grocery Refrigeration Bundle | Commercial | Refrigeration | 0.03822 | 315.107 | 48.1174 | 40-50 | Grocery Refrigeration Bundle | ECM Controllers on Walk-In Evaporator Motors | 3.1855 | 0.13529 | 0.13801 | 0.14943 | 0.14901 | 0.15294 | 0.16217 | 0.15644 | 0.17346 | 0.15293 | 0.1608 | 0.14472 | 0.13775 | 0 | 0.10894 | 0.10704 | 0.1014 | 0.11209 | 0.11332 | 0.11111 | 0.12615 | 0.11742 | 0.12579 | 0.10908 | 0.11939 | 0.11095
Retro12Med | Retro | Grocery Refrigeration Bundle | Commercial | Refrigeration | 0.019169 | 158.0388 | 33.3467 | 30-40 | Grocery Refrigeration Bundle | Strip Curtains: Walk-In Coolers/ Freezers | 0.35611 | 0.015124 | 0.015428 | 0.016705 | 0.016658 | 0.017097 | 0.01813 | 0.017489 | 0.019392 | 0.017096 | 0.017975 | 0.016178 | 0.015399 | 0 | 0.012178 | 0.011966 | 0.011336 | 0.01253 | 0.012668 | 0.012421 | 0.014103 | 0.013127 | 0.014062 | 0.012194 | 0.013347 | 0.012404
Retro12Med | Retro | Grocery Refrigeration Bundle | Commercial | Refrigeration | 0.039745 | 327.6855 | 26.7871 | 20-30 | Grocery Refrigeration Bundle | Anti Sweat Heater Controls | 8.277 | 0.35153 | 0.35858 | 0.38827 | 0.38717 | 0.39738 | 0.42138 | 0.40648 | 0.45071 | 0.39734 | 0.41779 | 0.37602 | 0.35791 | 0 | 0.28305 | 0.27811 | 0.26348 | 0.29124 | 0.29443 | 0.2887 | 0.32778 | 0.3051 | 0.32685 | 0.28342 | 0.31022 | 0.28829
Retro12Med | Retro | Grocery Refrigeration Bundle | Commercial | Refrigeration | 0.0092245 | 76.0522 | 114.2666 | 110-120 | Grocery Refrigeration Bundle | LED Case Lighting | 5.8134 | 0.2469 | 0.25185 | 0.27271 | 0.27193 | 0.2791 | 0.29596 | 0.28549 | 0.31656 | 0.27908 | 0.29344 | 0.26411 | 0.25138 | 0 | 0.19881 | 0.19534 | 0.18506 | 0.20456 | 0.20679 | 0.20277 | 0.23022 | 0.21429 | 0.22957 | 0.19906 | 0.21788 | 0.20248
Retro12Med | Retro | Grocery Refrigeration Bundle | Commercial | Refrigeration | 0.00013016 | 1.0731 | 20.1427 | 20-30 | Grocery Refrigeration Bundle | Grocery Retrocommisioning | 25.6143 | 1.0879 | 1.1097 | 1.2016 | 1.1982 | 1.2297 | 1.304 | 1.2579 | 1.3948 | 1.2296 | 1.2929 | 1.1637 | 1.1076 | 0 | 0.87595 | 0.86066 | 0.81537 | 0.90128 | 0.91114 | 0.89342 | 1.0144 | 0.94418 | 1.0115 | 0.87709 | 0.96001 | 0.89215
Retro12Med | Retro | Grocery Refrigeration Bundle | Commercial | Refrigeration | 0.095184 | 784.7548 | 40.0222 | 40-50 | Grocery Refrigeration Bundle | Floating Head Pressure Control | 8.8855 | 0.37737 | 0.38494 | 0.41682 | 0.41563 | 0.42659 | 0.45235 | 0.43636 | 0.48384 | 0.42655 | 0.44851 | 0.40367 | 0.38422 | 0 | 0.30386 | 0.29856 | 0.28285 | 0.31265 | 0.31607 | 0.30992 | 0.35188 | 0.32753 | 0.35088 | 0.30426 | 0.33302 | 0.30948
Retro12Med | Retro | Grocery Refrigeration Bundle | Commercial | Refrigeration | 0.0016517 | 13.618 | 41.2634 | 40-50 | Grocery Refrigeration Bundle | LED Motion Sensors on Display Case | 1.5296 | 0.064963 | 0.066266 | 0.071754 | 0.07155 | 0.073435 | 0.077871 | 0.075118 | 0.083292 | 0.07343 | 0.077209 | 0.06949 | 0.066142 | 0 | 0.052308 | 0.051396 | 0.048691 | 0.053821 | 0.05441 | 0.053352 | 0.060575 | 0.056383 | 0.060402 | 0.052377 | 0.057328 | 0.053276
LO12Med | NR | Low Power LF Lamps | Commercial | Lighting | 0.0011612 | 6.5919 | 24.3306 | 20-30 | Large Off | Market Average HP Low Power T8 Shift | 4.6761 | 0.28155 | 0.25481 | 0.29668 | 0.27589 | 0.28219 | 0.27552 | 0.26206 | 0.28134 | 0.25899 | 0.29387 | 0.26237 | 0.27791 | 0 | 0.12659 | 0.10986 | 0.10775 | 0.11191 | 0.11294 | 0.10305 | 0.12098 | 0.10405 | 0.12131 | 0.10529 | 0.12302 | 0.1262
LO12Med | NR | Low Power LF Lamps | Commercial | Lighting | 0.0011612 | 6.5919 | 24.3306 | 20-30 | Medium Off | Market Average HP Low Power T8 Shift | 2.3466 | 0.14129 | 0.12787 | 0.14888 | 0.13845 | 0.14161 | 0.13826 | 0.13151 | 0.14118 | 0.12997 | 0.14747 | 0.13166 | 0.13946 | 0 | 0.063524 | 0.055133 | 0.054073 | 0.056157 | 0.056674 | 0.051712 | 0.060709 | 0.052212 | 0.060877 | 0.052839 | 0.061732 | 0.063328
LO12Med | NR | Low Power LF Lamps | Commercial | Lighting | 0.0011612 | 6.5919 | 24.3306 | 20-30 | Small Off | Market Average HP Low Power T8 Shift | 2.2648 | 0.13637 | 0.12341 | 0.14369 | 0.13362 | 0.13667 | 0.13345 | 0.12693 | 0.13626 | 0.12544 | 0.14233 | 0.12708 | 0.1346 | 0 | 0.061311 | 0.053212 | 0.052189 | 0.054201 | 0.054699 | 0.04991 | 0.058594 | 0.050393 | 0.058756 | 0.050998 | 0.059581 | 0.061121
LO12Med | NR | Low Power LF Lamps | Commercial | Lighting | 0.0011612 | 6.5919 | 24.3306 | 20-30 | XLarge Ret | Market Average HP Low Power T8 Shift | 1.651 | 0.099409 | 0.089967 | 0.10475 | 0.097408 | 0.099633 | 0.09728 | 0.092526 | 0.099334 | 0.091443 | 0.10376 | 0.092636 | 0.098123 | 0 | 0.044694 | 0.03879 | 0.038044 | 0.039511 | 0.039875 | 0.036384 | 0.042714 | 0.036736 | 0.042832 | 0.037177 | 0.043433 | 0.044556
LO12Med | NR | Low Power LF Lamps | Commercial | Lighting | 0.0011612 | 6.5919 | 24.3306 | 20-30 | Large Ret | Market Average HP Low Power T8 Shift | 2.4935 | 0.15013 | 0.13587 | 0.1582 | 0.14711 | 0.15047 | 0.14692 | 0.13974 | 0.15002 | 0.1381 | 0.1567 | 0.13991 | 0.14819 | 0 | 0.067501 | 0.058584 | 0.057458 | 0.059673 | 0.060222 | 0.054949 | 0.06451 | 0.055481 | 0.064687 | 0.056147 | 0.065596 | 0.067292
LO12Med | NR | Low Power LF Lamps | Commercial | Lighting | 0.0011612 | 6.5919 | 24.3306 | 20-30 | Medium Ret | Market Average HP Low Power T8 Shift | 1.1589 | 0.069777 | 0.063149 | 0.073525 | 0.068373 | 0.069934 | 0.068283 | 0.064946 | 0.069725 | 0.064186 | 0.07283 | 0.065023 | 0.068874 | 0 | 0.031372 | 0.027228 | 0.026704 | 0.027734 | 0.027989 | 0.025538 | 0.029982 | 0.025785 | 0.030064 | 0.026095 | 0.030487 | 0.031275
LO12Med | NR | Low Power LF Lamps | Commercial | Lighting | 0.0011612 | 6.5919 | 24.3306 | 20-30 | Small Ret | Market Average HP Low Power T8 Shift | 1.3064 | 0.078661 | 0.071189 | 0.082885 | 0.077077 | 0.078838 | 0.076976 | 0.073214 | 0.078601 | 0.072358 | 0.082102 | 0.073301 | 0.077643 | 0 | 0.035366 | 0.030694 | 0.030104 | 0.031264 | 0.031552 | 0.02879 | 0.033799 | 0.029068 | 0.033892 | 0.029417 | 0.034368 | 0.035257
LO12Med | NR | Low Power LF Lamps | Commercial | Lighting | 0.0011612 | 6.5919 | 24.3306 | 20-30 | School K-12 | Market Average HP Low Power T8 Shift | 2.9048 | 0.1749 | 0.15829 | 0.1843 | 0.17138 | 0.1753 | 0.17116 | 0.16279 | 0.17477 | 0.16089 | 0.18255 | 0.16299 | 0.17264 | 0 | 0.078637 | 0.068248 | 0.066936 | 0.069517 | 0.070156 | 0.064014 | 0.075152 | 0.064634 | 0.075359 | 0.065409 | 0.076418 | 0.078394
LO12Med | NR | Low Power LF Lamps | Commercial | Lighting | 0.0011612 | 6.5919 | 24.3306 | 20-30 | University | Market Average HP Low Power T8 Shift | 1.4716 | 0.088608 | 0.080192 | 0.093367 | 0.086824 | 0.088808 | 0.08671 | 0.082473 | 0.088541 | 0.081508 | 0.092484 | 0.082571 | 0.087462 | 0 | 0.039838 | 0.034576 | 0.033911 | 0.035218 | 0.035542 | 0.03243 | 0.038073 | 0.032744 | 0.038178 | 0.033137 | 0.038714 | 0.039715
LO12Med | NR | Low Power LF Lamps | Commercial | Lighting | 0.0011612 | 6.5919 | 24.3306 | 20-30 | Warehouse | Market Average HP Low Power T8 Shift | 5.447 | 0.32797 | 0.29682 | 0.34559 | 0.32137 | 0.32871 | 0.32095 | 0.30526 | 0.32772 | 0.30169 | 0.34232 | 0.30563 | 0.32373 | 0 | 0.14746 | 0.12798 | 0.12552 | 0.13036 | 0.13155 | 0.12004 | 0.14092 | 0.1212 | 0.14131 | 0.12265 | 0.1433 | 0.147
LO12Med | NR | Low Power LF Lamps | Commercial | Lighting | 0.0011612 | 6.5919 | 24.3306 | 20-30 | Supermarket | Market Average HP Low Power T8 Shift | 0.5893 | 0.035482 | 0.032112 | 0.037388 | 0.034768 | 0.035562 | 0.034722 | 0.033026 | 0.035456 | 0.032639 | 0.037035 | 0.033065 | 0.035023 | 0 | 0.015953 | 0.013845 | 0.013579 | 0.014103 | 0.014233 | 0.012986 | 0.015246 | 0.013112 | 0.015288 | 0.013269 | 0.015503 | 0.015904
LO12Med | NR | Low Power LF Lamps | Commercial | Lighting | 0.0011612 | 6.5919 | 24.3306 | 20-30 | MiniMart | Market Average HP Low Power T8 Shift | 0.26777 | 0.016123 | 0.014591 | 0.016989 | 0.015798 | 0.016159 | 0.015777 | 0.015006 | 0.016111 | 0.014831 | 0.016828 | 0.015024 | 0.015914 | 0 | 0.0072488 | 0.0062912 | 0.0061703 | 0.0064081 | 0.0064671 | 0.0059009 | 0.0069276 | 0.005958 | 0.0069467 | 0.0060295 | 0.0070443 | 0.0072264
LO12Med | NR | Low Power LF Lamps | Commercial | Lighting | 0.0011612 | 6.5919 | 24.3306 | 20-30 | Restaurant | Market Average HP Low Power T8 Shift | 0.61375 | 0.036954 | 0.033444 | 0.038939 | 0.03621 | 0.037037 | 0.036163 | 0.034396 | 0.036926 | 0.033993 | 0.038571 | 0.034437 | 0.036476 | 0 | 0.016615 | 0.01442 | 0.014143 | 0.014688 | 0.014823 | 0.013525 | 0.015878 | 0.013656 | 0.015922 | 0.01382 | 0.016146 | 0.016563
LO12Med | NR | Low Power LF Lamps | Commercial | Lighting | 0.0011612 | 6.5919 | 24.3306 | 20-30 | Lodging | Market Average HP Low Power T8 Shift | 2.1174 | 0.12749 | 0.11538 | 0.13434 | 0.12492 | 0.12778 | 0.12476 | 0.11866 | 0.12739 | 0.11727 | 0.13307 | 0.1188 | 0.12584 | 0 | 0.05732 | 0.049748 | 0.048791 | 0.050672 | 0.051138 | 0.046661 | 0.05478 | 0.047113 | 0.054931 | 0.047678 | 0.055703 | 0.057143
LO12Med | NR | Low Power LF Lamps | Commercial | Lighting | 0.0011612 | 6.5919 | 24.3306 | 20-30 | Hospital | Market Average HP Low Power T8 Shift | 1.3145 | 0.079147 | 0.071629 | 0.083398 | 0.077554 | 0.079325 | 0.077451 | 0.073667 | 0.079087 | 0.072805 | 0.082609 | 0.073754 | 0.078123 | 0 | 0.035585 | 0.030884 | 0.03029 | 0.031458 | 0.031747 | 0.028968 | 0.034008 | 0.029248 | 0.034101 | 0.029599 | 0.03458 | 0.035475
LO12Med | NR | Low Power LF Lamps | Commercial | Lighting | 0.0011612 | 6.5919 | 24.3306 | 20-30 | Residential Care | Market Average HP Low Power T8 Shift | 1.6022 | 0.096468 | 0.087305 | 0.10165 | 0.094526 | 0.096685 | 0.094401 | 0.089789 | 0.096395 | 0.088738 | 0.10069 | 0.089895 | 0.09522 | 0 | 0.043372 | 0.037643 | 0.036919 | 0.038342 | 0.038695 | 0.035307 | 0.04145 | 0.035649 | 0.041564 | 0.036077 | 0.042148 | 0.043238
LO12Med | NR | Low Power LF Lamps | Commercial | Lighting | 0.0011612 | 6.5919 | 24.3306 | 20-30 | Assembly | Market Average HP Low Power T8 Shift | 4.4953 | 0.27067 | 0.24496 | 0.28521 | 0.26522 | 0.27128 | 0.26487 | 0.25193 | 0.27046 | 0.24898 | 0.28251 | 0.25223 | 0.26717 | 0 | 0.12169 | 0.10562 | 0.10359 | 0.10758 | 0.10857 | 0.099065 | 0.1163 | 0.10002 | 0.11662 | 0.10122 | 0.11826 | 0.12132
LO12Med | NR | Low Power LF Lamps | Commercial | Lighting | 0.0011612 | 6.5919 | 24.3306 | 20-30 | Other | Market Average HP Low Power T8 Shift | 3.7587 | 0.22632 | 0.20482 | 0.23847 | 0.22176 | 0.22683 | 0.22147 | 0.21065 | 0.22615 | 0.20818 | 0.23622 | 0.2109 | 0.22339 | 0 | 0.10175 | 0.088311 | 0.086613 | 0.089952 | 0.09078 | 0.082832 | 0.097244 | 0.083634 | 0.097512 | 0.084637 | 0.098882 | 0.10144
LO20Fast | New | Lighting Controls Interior | Commercial | Lighting | 0.077435 | 458.1751 | 84.0061 | 80-90 | Large Off | Lighting Controls Interior-New-Large Off-Unitary | 1.3178 | 0.080275 | 0.074111 | 0.084968 | 0.078646 | 0.079686 | 0.079704 | 0.078013 | 0.083374 | 0.074177 | 0.082975 | 0.074804 | 0.07846 | 0 | 0.031954 | 0.028327 | 0.028709 | 0.03085 | 0.031236 | 0.029477 | 0.033149 | 0.0299 | 0.032825 | 0.029469 | 0.030784 | 0.031963
LO20Fast | New | Lighting Controls Interior | Commercial | Lighting | 0.06868 | 406.3771 | 95.9369 | 90-100 | Medium Off | Lighting Controls Interior-New-Medium Off-Unitary | 1.1689 | 0.0712 | 0.065732 | 0.075362 | 0.069755 | 0.070678 | 0.070693 | 0.069194 | 0.073948 | 0.065791 | 0.073595 | 0.066347 | 0.06959 | 0 | 0.028342 | 0.025124 | 0.025464 | 0.027363 | 0.027705 | 0.026145 | 0.029401 | 0.02652 | 0.029114 | 0.026137 | 0.027304 | 0.028349
LO20Fast | New | Lighting Controls Interior | Commercial | Lighting | 0.074097 | 396.6989 | 117.9857 | 110-120 | Small Off | Lighting Controls Interior-New-Small Off-Unitary | 1.141 | 0.080537 | 0.075036 | 0.085315 | 0.079751 | 0.079481 | 0.080277 | 0.07868 | 0.083992 | 0.075326 | 0.082748 | 0.074049 | 0.077948 | 0 | 0.016168 | 0.014396 | 0.014491 | 0.015849 | 0.015765 | 0.015125 | 0.017106 | 0.015179 | 0.017289 | 0.014729 | 0.01551 | 0.016267
LO20Fast | New | Lighting Controls Interior | Commercial | Lighting | 0 | 0 | 9999 | >140 | XLarge Ret | Lighting Controls Interior-New-Xlarge Ret-Unitary | - | 0 | 0 | 0 | 0 | 0 | 0 | 0 | 0 | 0 | 0 | 0 | 0 | 0 | 0 | 0 | 0 | 0 | 0 | 0 | 0 | 0 | 0 | 0 | 0 | 0
LO20Fast | New | Lighting Controls Interior | Commercial | Lighting | 0 | 0 | 9999 | >140 | Large Ret | Lighting Controls Interior-New-Large Ret-Unitary | - | 0 | 0 | 0 | 0 | 0 | 0 | 0 | 0 | 0 | 0 | 0 | 0 | 0 | 0 | 0 | 0 | 0 | 0 | 0 | 0 | 0 | 0 | 0 | 0 | 0
LO20Fast | New | Lighting Controls Interior | Commercial | Lighting | 0 | 0 | 9999 | >140 | Medium Ret | Lighting Controls Interior-New-Medium Ret-Unitary | - | 0 | 0 | 0 | 0 | 0 | 0 | 0 | 0 | 0 | 0 | 0 | 0 | 0 | 0 | 0 | 0 | 0 | 0 | 0 | 0 | 0 | 0 | 0 | 0 | 0
LO20Fast | New | Lighting Controls Interior | Commercial | Lighting | 0 | 0 | 9999 | >140 | Small Ret | Lighting Controls Interior-New-Small Ret-Unitary | - | 0 | 0 | 0 | 0 | 0 | 0 | 0 | 0 | 0 | 0 | 0 | 0 | 0 | 0 | 0 | 0 | 0 | 0 | 0 | 0 | 0 | 0 | 0 | 0 | 0
LO20Fast | New | Lighting Controls Interior | Commercial | Lighting | 0.038525 | 292.6591 | 167.3507 | >140 | School K-12 | Lighting Controls Interior-New-School K-12-Unitary | 1.2251 | 0.086211 | 0.081878 | 0.094109 | 0.086285 | 0.087032 | 0.075633 | 0.059994 | 0.071492 | 0.081639 | 0.092606 | 0.081832 | 0.080001 | 0 | 0.021241 | 0.019204 | 0.019666 | 0.021632 | 0.021918 | 0.019117 | 0.018259 | 0.018157 | 0.02414 | 0.021309 | 0.020986 | 0.020722
LO20Fast | New | Lighting Controls Interior | Commercial | Lighting | 0.070191 | 327.372 | 140.9831 | >140 | University | Lighting Controls Interior-New-University-Unitary | 0.87313 | 0.058129 | 0.054391 | 0.06199 | 0.055863 | 0.056514 | 0.05199 | 0.047457 | 0.051279 | 0.05149 | 0.062186 | 0.055014 | 0.05649 | 0 | 0.019155 | 0.01695 | 0.017279 | 0.017789 | 0.017374 | 0.015587 | 0.016978 | 0.015245 | 0.018452 | 0.017311 | 0.01871 | 0.01951
LO20Fast | New | Lighting Controls Interior | Commercial | Lighting | 0.025435 | 145.4042 | 186.3509 | >140 | Warehouse | Lighting Controls Interior-New-Warehouse-Unitary | 0.57264 | 0.037088 | 0.034178 | 0.038607 | 0.035252 | 0.035244 | 0.035276 | 0.03459 | 0.037065 | 0.033458 | 0.037359 | 0.034484 | 0.036117 | 0 | 0.011924 | 0.01064 | 0.010963 | 0.012224 | 0.012466 | 0.01194 | 0.013018 | 0.012265 | 0.013017 | 0.012032 | 0.01147 | 0.011967
LO20Fast | New | Lighting Controls Interior | Commercial | Lighting | 0 | 0 | 9999 | >140 | Supermarket | Lighting Controls Interior-New-Supermarket-Unitary | - | 0 | 0 | 0 | 0 | 0 | 0 | 0 | 0 | 0 | 0 | 0 | 0 | 0 | 0 | 0 | 0 | 0 | 0 | 0 | 0 | 0 | 0 | 0 | 0 | 0
LO20Fast | New | Lighting Controls Interior | Commercial | Lighting | 0 | 0 | 9999 | >140 | MiniMart | Lighting Controls Interior-New-MiniMart-Unitary | - | 0 | 0 | 0 | 0 | 0 | 0 | 0 | 0 | 0 | 0 | 0 | 0 | 0 | 0 | 0 | 0 | 0 | 0 | 0 | 0 | 0 | 0 | 0 | 0 | 0
LO20Fast | New | Lighting Controls Interior | Commercial | Lighting | 0 | 0 | 9999 | >140 | Restaurant | Lighting Controls Interior-New-Restaurant-Unitary | - | 0 | 0 | 0 | 0 | 0 | 0 | 0 | 0 | 0 | 0 | 0 | 0 | 0 | 0 | 0 | 0 | 0 | 0 | 0 | 0 | 0 | 0 | 0 | 0 | 0
LO20Fast | New | Lighting Controls Interior | Commercial | Lighting | 0 | 0 | 9999 | >140 | Lodging | Lighting Controls Interior-New-Lodging-Unitary | - | 0 | 0 | 0 | 0 | 0 | 0 | 0 | 0 | 0 | 0 | 0 | 0 | 0 | 0 | 0 | 0 | 0 | 0 | 0 | 0 | 0 | 0 | 0 | 0 | 0
LO20Fast | New | Lighting Controls Interior | Commercial | Lighting | 0 | 0 | 9999 | >140 | Hospital | Lighting Controls Interior-New-Hospital-Unitary | - | 0 | 0 | 0 | 0 | 0 | 0 | 0 | 0 | 0 | 0 | 0 | 0 | 0 | 0 | 0 | 0 | 0 | 0 | 0 | 0 | 0 | 0 | 0 | 0 | 0
LO20Fast | New | Lighting Controls Interior | Commercial | Lighting | 0 | 0 | 9999 | >140 | Residential Care | Lighting Controls Interior-New-Residential Care-Unitary | - | 0 | 0 | 0 | 0 | 0 | 0 | 0 | 0 | 0 | 0 | 0 | 0 | 0 | 0 | 0 | 0 | 0 | 0 | 0 | 0 | 0 | 0 | 0 | 0 | 0
LO20Fast | New | Lighting Controls Interior | Commercial | Lighting | 0 | 0 | 9999 | >140 | Assembly | Lighting Controls Interior-New-Assembly-Unitary | - | 0 | 0 | 0 | 0 | 0 | 0 | 0 | 0 | 0 | 0 | 0 | 0 | 0 | 0 | 0 | 0 | 0 | 0 | 0 | 0 | 0 | 0 | 0 | 0 | 0
LO20Fast | New | Lighting Controls Interior | Commercial | Lighting | 0.063815 | 400.9493 | 98.5475 | 90-100 | Other | Lighting Controls Interior-New-Other-Unitary | 0.53931 | 0.033466 | 0.03098 | 0.035708 | 0.032394 | 0.033164 | 0.033103 | 0.032105 | 0.034722 | 0.030769 | 0.034739 | 0.031483 | 0.032591 | 0 | 0.012721 | 0.011199 | 0.010844 | 0.011994 | 0.01224 | 0.011176 | 0.013173 | 0.011389 | 0.013065 | 0.011275 | 0.012381 | 0.01263
LO20Fast | New | Lighting Controls Interior | Commercial | Lighting | 0.10989 | 650.2033 | 94.7321 | 90-100 | Large Off | Lighting Controls Interior-New-Large Off-Integrated | 0.8015 | 0.048823 | 0.045074 | 0.051677 | 0.047832 | 0.048465 | 0.048475 | 0.047447 | 0.050707 | 0.045114 | 0.050465 | 0.045495 | 0.047719 | 0 | 0.019434 | 0.017228 | 0.017461 | 0.018763 | 0.018998 | 0.017928 | 0.020161 | 0.018185 | 0.019964 | 0.017923 | 0.018723 | 0.019439
LO20Fast | New | Lighting Controls Interior | Commercial | Lighting | 0.093779 | 554.8824 | 125.7318 | 120-130 | Medium Off | Lighting Controls Interior-New-Medium Off-Integrated | 0.684 | 0.041665 | 0.038466 | 0.044101 | 0.04082 | 0.04136 | 0.041369 | 0.040491 | 0.043274 | 0.0385 | 0.043067 | 0.038826 | 0.040723 | 0 | 0.016585 | 0.014702 | 0.014901 | 0.016012 | 0.016213 | 0.0153 | 0.017205 | 0.015519 | 0.017037 | 0.015295 | 0.015978 | 0.01659
LO20Fast | New | Lighting Controls Interior | Commercial | Lighting | 0.096233 | 515.2077 | 129.5286 | 120-130 | Small Off | Lighting Controls Interior-New-Small Off-Integrated | 0.63509 | 0.044827 | 0.041765 | 0.047487 | 0.044389 | 0.044239 | 0.044683 | 0.043793 | 0.04675 | 0.041927 | 0.046058 | 0.041216 | 0.043386 | 0 | 0.008999 | 0.0080127 | 0.0080657 | 0.0088216 | 0.0087751 | 0.0084184 | 0.0095212 | 0.0084487 | 0.0096232 | 0.0081983 | 0.0086331 | 0.0090543
LO20Fast | New | Lighting Controls Interior | Commercial | Lighting | 0 | 0 | 9999 | >140 | XLarge Ret | Lighting Controls Interior-New-Xlarge Ret-Integrated | - | 0 | 0 | 0 | 0 | 0 | 0 | 0 | 0 | 0 | 0 | 0 | 0 | 0 | 0 | 0 | 0 | 0 | 0 | 0 | 0 | 0 | 0 | 0 | 0 | 0
LO20Fast | New | Lighting Controls Interior | Commercial | Lighting | 0 | 0 | 9999 | >140 | Large Ret | Lighting Controls Interior-New-Large Ret-Integrated | - | 0 | 0 | 0 | 0 | 0 | 0 | 0 | 0 | 0 | 0 | 0 | 0 | 0 | 0 | 0 | 0 | 0 | 0 | 0 | 0 | 0 | 0 | 0 | 0 | 0
LO20Fast | New | Lighting Controls Interior | Commercial | Lighting | 0 | 0 | 9999 | >140 | Medium Ret | Lighting Controls Interior-New-Medium Ret-Integrated | - | 0 | 0 | 0 | 0 | 0 | 0 | 0 | 0 | 0 | 0 | 0 | 0 | 0 | 0 | 0 | 0 | 0 | 0 | 0 | 0 | 0 | 0 | 0 | 0 | 0
LO20Fast | New | Lighting Controls Interior | Commercial | Lighting | 0 | 0 | 9999 | >140 | Small Ret | Lighting Controls Interior-New-Small Ret-Integrated | - | 0 | 0 | 0 | 0 | 0 | 0 | 0 | 0 | 0 | 0 | 0 | 0 | 0 | 0 | 0 | 0 | 0 | 0 | 0 | 0 | 0 | 0 | 0 | 0 | 0
LO20Fast | New | Lighting Controls Interior | Commercial | Lighting | 0.060344 | 458.4091 | 157.9808 | >140 | School K-12 | Lighting Controls Interior-New-School K-12-Integrated | 0.82238 | 0.057873 | 0.054964 | 0.063175 | 0.057923 | 0.058425 | 0.050772 | 0.040274 | 0.047993 | 0.054804 | 0.062166 | 0.054933 | 0.053704 | 0 | 0.014259 | 0.012892 | 0.013202 | 0.014522 | 0.014714 | 0.012833 | 0.012257 | 0.012189 | 0.016205 | 0.014305 | 0.014088 | 0.013911
LO20Fast | New | Lighting Controls Interior | Commercial | Lighting | 0.072758 | 339.3432 | 203.2018 | >140 | University | Lighting Controls Interior-New-University-Integrated | 0.38788 | 0.025824 | 0.024163 | 0.027539 | 0.024817 | 0.025106 | 0.023096 | 0.021083 | 0.02278 | 0.022874 | 0.027626 | 0.02444 | 0.025095 | 0 | 0.0085095 | 0.0075301 | 0.0076761 | 0.0079026 | 0.0077184 | 0.0069243 | 0.0075423 | 0.0067725 | 0.0081971 | 0.0076904 | 0.0083119 | 0.0086673
LO20Fast | New | Lighting Controls Interior | Commercial | Lighting | 0.047012 | 268.75 | 166.7444 | >140 | Warehouse | Lighting Controls Interior-New-Warehouse-Integrated | 0.45361 | 0.029379 | 0.027073 | 0.030582 | 0.027924 | 0.027918 | 0.027943 | 0.0274 | 0.02936 | 0.026503 | 0.029593 | 0.027316 | 0.028609 | 0 | 0.0094456 | 0.0084284 | 0.0086838 | 0.0096826 | 0.0098745 | 0.0094576 | 0.010312 | 0.0097158 | 0.010311 | 0.0095309 | 0.0090854 | 0.0094795
LO20Fast | New | Lighting Controls Interior | Commercial | Lighting | 0 | 0 | 9999 | >140 | Supermarket | Lighting Controls Interior-New-Supermarket-Integrated | - | 0 | 0 | 0 | 0 | 0 | 0 | 0 | 0 | 0 | 0 | 0 | 0 | 0 | 0 | 0 | 0 | 0 | 0 | 0 | 0 | 0 | 0 | 0 | 0 | 0
LO20Fast | New | Lighting Controls Interior | Commercial | Lighting | 0 | 0 | 9999 | >140 | MiniMart | Lighting Controls Interior-New-MiniMart-Integrated | - | 0 | 0 | 0 | 0 | 0 | 0 | 0 | 0 | 0 | 0 | 0 | 0 | 0 | 0 | 0 | 0 | 0 | 0 | 0 | 0 | 0 | 0 | 0 | 0 | 0
LO20Fast | New | Lighting Controls Interior | Commercial | Lighting | 0 | 0 | 9999 | >140 | Restaurant | Lighting Controls Interior-New-Restaurant-Integrated | - | 0 | 0 | 0 | 0 | 0 | 0 | 0 | 0 | 0 | 0 | 0 | 0 | 0 | 0 | 0 | 0 | 0 | 0 | 0 | 0 | 0 | 0 | 0 | 0 | 0
LO20Fast | New | Lighting Controls Interior | Commercial | Lighting | 0 | 0 | 9999 | >140 | Lodging | Lighting Controls Interior-New-Lodging-Integrated | - | 0 | 0 | 0 | 0 | 0 | 0 | 0 | 0 | 0 | 0 | 0 | 0 | 0 | 0 | 0 | 0 | 0 | 0 | 0 | 0 | 0 | 0 | 0 | 0 | 0
LO20Fast | New | Lighting Controls Interior | Commercial | Lighting | 0 | 0 | 9999 | >140 | Hospital | Lighting Controls Interior-New-Hospital-Integrated | - | 0 | 0 | 0 | 0 | 0 | 0 | 0 | 0 | 0 | 0 | 0 | 0 | 0 | 0 | 0 | 0 | 0 | 0 | 0 | 0 | 0 | 0 | 0 | 0 | 0
LO20Fast | New | Lighting Controls Interior | Commercial | Lighting | 0 | 0 | 9999 | >140 | Residential Care | Lighting Controls Interior-New-Residential Care-Integrated | - | 0 | 0 | 0 | 0 | 0 | 0 | 0 | 0 | 0 | 0 | 0 | 0 | 0 | 0 | 0 | 0 | 0 | 0 | 0 | 0 | 0 | 0 | 0 | 0 | 0
LO20Fast | New | Lighting Controls Interior | Commercial | Lighting | 0 | 0 | 9999 | >140 | Assembly | Lighting Controls Interior-New-Assembly-Integrated | - | 0 | 0 | 0 | 0 | 0 | 0 | 0 | 0 | 0 | 0 | 0 | 0 | 0 | 0 | 0 | 0 | 0 | 0 | 0 | 0 | 0 | 0 | 0 | 0 | 0
LO20Fast | New | Lighting Controls Interior | Commercial | Lighting | 0.09056 | 568.9932 | 110.6203 | 110-120 | Other | Lighting Controls Interior-New-Other-Integrated | 0.328 | 0.020354 | 0.018842 | 0.021717 | 0.019702 | 0.02017 | 0.020133 | 0.019526 | 0.021118 | 0.018713 | 0.021128 | 0.019148 | 0.019822 | 0 | 0.0077367 | 0.0068114 | 0.0065951 | 0.0072944 | 0.0074444 | 0.006797 | 0.0080119 | 0.0069266 | 0.0079461 | 0.0068572 | 0.0075301 | 0.0076812
LO20Fast | NR | Lighting Controls Interior | Commercial | Lighting | 0.077435 | 458.1751 | 84.0061 | 80-90 | Large Off | Lighting Controls Interior-NR-Large Off-Unitary | 5.2002 | 0.2756 | 0.25444 | 0.29172 | 0.27001 | 0.27358 | 0.27364 | 0.26784 | 0.28624 | 0.25467 | 0.28488 | 0.25682 | 0.26937 | 0 | 0.10971 | 0.097253 | 0.098566 | 0.10592 | 0.10724 | 0.1012 | 0.11381 | 0.10266 | 0.1127 | 0.10117 | 0.10569 | 0.10974
LO20Fast | NR | Lighting Controls Interior | Commercial | Lighting | 0.06868 | 406.3771 | 95.9369 | 90-100 | Medium Off | Lighting Controls Interior-NR-Medium Off-Unitary | 2.3901 | 0.13223 | 0.12208 | 0.13996 | 0.12955 | 0.13126 | 0.13129 | 0.12851 | 0.13734 | 0.12219 | 0.13668 | 0.12322 | 0.12924 | 0 | 0.052636 | 0.046661 | 0.047291 | 0.050818 | 0.051453 | 0.048556 | 0.054604 | 0.049253 | 0.05407 | 0.048542 | 0.050709 | 0.05265
LO20Fast | NR | Lighting Controls Interior | Commercial | Lighting | 0.074097 | 396.6989 | 117.9857 | 110-120 | Small Off | Lighting Controls Interior-NR-Small Off-Unitary | 2.2571 | 0.14512 | 0.13521 | 0.15373 | 0.1437 | 0.14321 | 0.14465 | 0.14177 | 0.15134 | 0.13573 | 0.1491 | 0.13343 | 0.14045 | 0 | 0.029132 | 0.025939 | 0.026111 | 0.028558 | 0.028408 | 0.027253 | 0.030823 | 0.027351 | 0.031153 | 0.02654 | 0.027948 | 0.029311
LO20Fast | NR | Lighting Controls Interior | Commercial | Lighting | 0 | 0 | 9999 | >140 | XLarge Ret | Lighting Controls Interior-NR-Xlarge Ret-Unitary | - | 0 | 0 | 0 | 0 | 0 | 0 | 0 | 0 | 0 | 0 | 0 | 0 | 0 | 0 | 0 | 0 | 0 | 0 | 0 | 0 | 0 | 0 | 0 | 0 | 0
LO20Fast | NR | Lighting Controls Interior | Commercial | Lighting | 0 | 0 | 9999 | >140 | Large Ret | Lighting Controls Interior-NR-Large Ret-Unitary | - | 0 | 0 | 0 | 0 | 0 | 0 | 0 | 0 | 0 | 0 | 0 | 0 | 0 | 0 | 0 | 0 | 0 | 0 | 0 | 0 | 0 | 0 | 0 | 0 | 0
LO20Fast | NR | Lighting Controls Interior | Commercial | Lighting | 0 | 0 | 9999 | >140 | Medium Ret | Lighting Controls Interior-NR-Medium Ret-Unitary | - | 0 | 0 | 0 | 0 | 0 | 0 | 0 | 0 | 0 | 0 | 0 | 0 | 0 | 0 | 0 | 0 | 0 | 0 | 0 | 0 | 0 | 0 | 0 | 0 | 0
LO20Fast | NR | Lighting Controls Interior | Commercial | Lighting | 0 | 0 | 9999 | >140 | Small Ret | Lighting Controls Interior-NR-Small Ret-Unitary | - | 0 | 0 | 0 | 0 | 0 | 0 | 0 | 0 | 0 | 0 | 0 | 0 | 0 | 0 | 0 | 0 | 0 | 0 | 0 | 0 | 0 | 0 | 0 | 0 | 0
LO20Fast | NR | Lighting Controls Interior | Commercial | Lighting | 0.038525 | 292.6591 | 167.3507 | >140 | School K-12 | Lighting Controls Interior-NR-School K-12-Unitary | 3.1356 | 0.1942 | 0.18444 | 0.21199 | 0.19437 | 0.19605 | 0.17037 | 0.13514 | 0.16105 | 0.1839 | 0.20861 | 0.18434 | 0.18021 | 0 | 0.047849 | 0.043259 | 0.044301 | 0.048729 | 0.049374 | 0.043064 | 0.041131 | 0.040902 | 0.054379 | 0.048001 | 0.047275 | 0.04668
LO20Fast | NR | Lighting Controls Interior | Commercial | Lighting | 0.070191 | 327.372 | 140.9831 | >140 | University | Lighting Controls Interior-NR-University-Unitary | 1.1537 | 0.07407 | 0.069307 | 0.07899 | 0.071183 | 0.072011 | 0.066247 | 0.060472 | 0.065341 | 0.06561 | 0.079239 | 0.070101 | 0.071981 | 0 | 0.024408 | 0.021599 | 0.022018 | 0.022667 | 0.022139 | 0.019861 | 0.021634 | 0.019426 | 0.023512 | 0.022058 | 0.023841 | 0.024861
LO20Fast | NR | Lighting Controls Interior | Commercial | Lighting | 0.025435 | 145.4042 | 186.3509 | >140 | Warehouse | Lighting Controls Interior-NR-Warehouse-Unitary | 2.6474 | 0.14746 | 0.13589 | 0.1535 | 0.14016 | 0.14013 | 0.14026 | 0.13753 | 0.14737 | 0.13303 | 0.14854 | 0.13711 | 0.1436 | 0 | 0.047411 | 0.042305 | 0.043587 | 0.0486 | 0.049564 | 0.047471 | 0.05176 | 0.048767 | 0.051756 | 0.047839 | 0.045603 | 0.047581
LO20Fast | NR | Lighting Controls Interior | Commercial | Lighting | 0 | 0 | 9999 | >140 | Supermarket | Lighting Controls Interior-NR-Supermarket-Unitary | - | 0 | 0 | 0 | 0 | 0 | 0 | 0 | 0 | 0 | 0 | 0 | 0 | 0 | 0 | 0 | 0 | 0 | 0 | 0 | 0 | 0 | 0 | 0 | 0 | 0
LO20Fast | NR | Lighting Controls Interior | Commercial | Lighting | 0 | 0 | 9999 | >140 | MiniMart | Lighting Controls Interior-NR-MiniMart-Unitary | - | 0 | 0 | 0 | 0 | 0 | 0 | 0 | 0 | 0 | 0 | 0 | 0 | 0 | 0 | 0 | 0 | 0 | 0 | 0 | 0 | 0 | 0 | 0 | 0 | 0
LO20Fast | NR | Lighting Controls Interior | Commercial | Lighting | 0 | 0 | 9999 | >140 | Restaurant | Lighting Controls Interior-NR-Restaurant-Unitary | - | 0 | 0 | 0 | 0 | 0 | 0 | 0 | 0 | 0 | 0 | 0 | 0 | 0 | 0 | 0 | 0 | 0 | 0 | 0 | 0 | 0 | 0 | 0 | 0 | 0
LO20Fast | NR | Lighting Controls Interior | Commercial | Lighting | 0 | 0 | 9999 | >140 | Lodging | Lighting Controls Interior-NR-Lodging-Unitary | - | 0 | 0 | 0 | 0 | 0 | 0 | 0 | 0 | 0 | 0 | 0 | 0 | 0 | 0 | 0 | 0 | 0 | 0 | 0 | 0 | 0 | 0 | 0 | 0 | 0
LO20Fast | NR | Lighting Controls Interior | Commercial | Lighting | 0 | 0 | 9999 | >140 | Hospital | Lighting Controls Interior-NR-Hospital-Unitary | - | 0 | 0 | 0 | 0 | 0 | 0 | 0 | 0 | 0 | 0 | 0 | 0 | 0 | 0 | 0 | 0 | 0 | 0 | 0 | 0 | 0 | 0 | 0 | 0 | 0
LO20Fast | NR | Lighting Controls Interior | Commercial | Lighting | 0 | 0 | 9999 | >140 | Residential Care | Lighting Controls Interior-NR-Residential Care-Unitary | - | 0 | 0 | 0 | 0 | 0 | 0 | 0 | 0 | 0 | 0 | 0 | 0 | 0 | 0 | 0 | 0 | 0 | 0 | 0 | 0 | 0 | 0 | 0 | 0 | 0
LO20Fast | NR | Lighting Controls Interior | Commercial | Lighting | 0 | 0 | 9999 | >140 | Assembly | Lighting Controls Interior-NR-Assembly-Unitary | - | 0 | 0 | 0 | 0 | 0 | 0 | 0 | 0 | 0 | 0 | 0 | 0 | 0 | 0 | 0 | 0 | 0 | 0 | 0 | 0 | 0 | 0 | 0 | 0 | 0
LO20Fast | NR | Lighting Controls Interior | Commercial | Lighting | 0.063815 | 400.9493 | 98.5475 | 90-100 | Other | Lighting Controls Interior-NR-Other-Unitary | 1.6871 | 0.098455 | 0.09114 | 0.10505 | 0.095299 | 0.097566 | 0.097386 | 0.094449 | 0.10215 | 0.090519 | 0.1022 | 0.092621 | 0.09588 | 0 | 0.037424 | 0.032947 | 0.031901 | 0.035284 | 0.03601 | 0.032878 | 0.038755 | 0.033505 | 0.038437 | 0.033169 | 0.036424 | 0.037155
LO20Fast | NR | Lighting Controls Interior | Commercial | Lighting | 0.10841 | 641.4452 | 96.1565 | 90-100 | Large Off | Lighting Controls Interior-NR-Large Off-Integrated | 3.1201 | 0.16536 | 0.15266 | 0.17503 | 0.16201 | 0.16415 | 0.16419 | 0.1607 | 0.17175 | 0.1528 | 0.17093 | 0.15409 | 0.16162 | 0 | 0.065824 | 0.058352 | 0.05914 | 0.063551 | 0.064345 | 0.060722 | 0.068285 | 0.061594 | 0.067618 | 0.060704 | 0.063414 | 0.065841
LO20Fast | NR | Lighting Controls Interior | Commercial | Lighting | 0.096153 | 568.9279 | 109.636 | 100-110 | Medium Off | Lighting Controls Interior-NR-Medium Off-Integrated | 1.4341 | 0.079339 | 0.073247 | 0.083977 | 0.077729 | 0.078757 | 0.078774 | 0.077104 | 0.082402 | 0.073312 | 0.082008 | 0.073932 | 0.077545 | 0 | 0.031582 | 0.027996 | 0.028375 | 0.030491 | 0.030872 | 0.029133 | 0.032762 | 0.029552 | 0.032442 | 0.029125 | 0.030425 | 0.03159
LO20Fast | NR | Lighting Controls Interior | Commercial | Lighting | 0.10374 | 555.3784 | 126.1666 | 120-130 | Small Off | Lighting Controls Interior-NR-Small Off-Integrated | 1.3542 | 0.087071 | 0.081123 | 0.092237 | 0.086221 | 0.085929 | 0.08679 | 0.085063 | 0.090806 | 0.081437 | 0.089462 | 0.080056 | 0.084272 | 0 | 0.017479 | 0.015564 | 0.015667 | 0.017135 | 0.017045 | 0.016352 | 0.018494 | 0.016411 | 0.018692 | 0.015924 | 0.016769 | 0.017587
LO20Fast | NR | Lighting Controls Interior | Commercial | Lighting | 0 | 0 | 9999 | >140 | XLarge Ret | Lighting Controls Interior-NR-Xlarge Ret-Integrated | - | 0 | 0 | 0 | 0 | 0 | 0 | 0 | 0 | 0 | 0 | 0 | 0 | 0 | 0 | 0 | 0 | 0 | 0 | 0 | 0 | 0 | 0 | 0 | 0 | 0
LO20Fast | NR | Lighting Controls Interior | Commercial | Lighting | 0 | 0 | 9999 | >140 | Large Ret | Lighting Controls Interior-NR-Large Ret-Integrated | - | 0 | 0 | 0 | 0 | 0 | 0 | 0 | 0 | 0 | 0 | 0 | 0 | 0 | 0 | 0 | 0 | 0 | 0 | 0 | 0 | 0 | 0 | 0 | 0 | 0
LO20Fast | NR | Lighting Controls Interior | Commercial | Lighting | 0 | 0 | 9999 | >140 | Medium Ret | Lighting Controls Interior-NR-Medium Ret-Integrated | - | 0 | 0 | 0 | 0 | 0 | 0 | 0 | 0 | 0 | 0 | 0 | 0 | 0 | 0 | 0 | 0 | 0 | 0 | 0 | 0 | 0 | 0 | 0 | 0 | 0
LO20Fast | NR | Lighting Controls Interior | Commercial | Lighting | 0 | 0 | 9999 | >140 | Small Ret | Lighting Controls Interior-NR-Small Ret-Integrated | - | 0 | 0 | 0 | 0 | 0 | 0 | 0 | 0 | 0 | 0 | 0 | 0 | 0 | 0 | 0 | 0 | 0 | 0 | 0 | 0 | 0 | 0 | 0 | 0 | 0
LO20Fast | NR | Lighting Controls Interior | Commercial | Lighting | 0.053935 | 409.7227 | 178.2913 | >140 | School K-12 | Lighting Controls Interior-NR-School K-12-Integrated | 1.8813 | 0.11652 | 0.11066 | 0.1272 | 0.11662 | 0.11763 | 0.10222 | 0.081087 | 0.096628 | 0.11034 | 0.12516 | 0.1106 | 0.10813 | 0 | 0.028709 | 0.025956 | 0.026581 | 0.029238 | 0.029625 | 0.025838 | 0.024678 | 0.024541 | 0.032628 | 0.028801 | 0.028365 | 0.028008
LO20Fast | NR | Lighting Controls Interior | Commercial | Lighting | 0.098268 | 458.3207 | 151.6581 | >140 | University | Lighting Controls Interior-NR-University-Integrated | 0.69222 | 0.044442 | 0.041584 | 0.047394 | 0.04271 | 0.043207 | 0.039748 | 0.036283 | 0.039204 | 0.039366 | 0.047543 | 0.04206 | 0.043188 | 0 | 0.014645 | 0.012959 | 0.013211 | 0.0136 | 0.013283 | 0.011917 | 0.01298 | 0.011655 | 0.014107 | 0.013235 | 0.014305 | 0.014916
LO20Fast | NR | Lighting Controls Interior | Commercial | Lighting | 0.033914 | 193.8722 | 258.9268 | >140 | Warehouse | Lighting Controls Interior-NR-Warehouse-Integrated | 1.5128 | 0.084264 | 0.077651 | 0.087714 | 0.080091 | 0.080074 | 0.080147 | 0.078588 | 0.084211 | 0.076015 | 0.084878 | 0.078347 | 0.082057 | 0 | 0.027092 | 0.024174 | 0.024907 | 0.027772 | 0.028322 | 0.027126 | 0.029577 | 0.027867 | 0.029575 | 0.027337 | 0.026059 | 0.027189
LO20Fast | NR | Lighting Controls Interior | Commercial | Lighting | 0 | 0 | 9999 | >140 | Supermarket | Lighting Controls Interior-NR-Supermarket-Integrated | - | 0 | 0 | 0 | 0 | 0 | 0 | 0 | 0 | 0 | 0 | 0 | 0 | 0 | 0 | 0 | 0 | 0 | 0 | 0 | 0 | 0 | 0 | 0 | 0 | 0
LO20Fast | NR | Lighting Controls Interior | Commercial | Lighting | 0 | 0 | 9999 | >140 | MiniMart | Lighting Controls Interior-NR-MiniMart-Integrated | - | 0 | 0 | 0 | 0 | 0 | 0 | 0 | 0 | 0 | 0 | 0 | 0 | 0 | 0 | 0 | 0 | 0 | 0 | 0 | 0 | 0 | 0 | 0 | 0 | 0
LO20Fast | NR | Lighting Controls Interior | Commercial | Lighting | 0 | 0 | 9999 | >140 | Restaurant | Lighting Controls Interior-NR-Restaurant-Integrated | - | 0 | 0 | 0 | 0 | 0 | 0 | 0 | 0 | 0 | 0 | 0 | 0 | 0 | 0 | 0 | 0 | 0 | 0 | 0 | 0 | 0 | 0 | 0 | 0 | 0
LO20Fast | NR | Lighting Controls Interior | Commercial | Lighting | 0 | 0 | 9999 | >140 | Lodging | Lighting Controls Interior-NR-Lodging-Integrated | - | 0 | 0 | 0 | 0 | 0 | 0 | 0 | 0 | 0 | 0 | 0 | 0 | 0 | 0 | 0 | 0 | 0 | 0 | 0 | 0 | 0 | 0 | 0 | 0 | 0
LO20Fast | NR | Lighting Controls Interior | Commercial | Lighting | 0 | 0 | 9999 | >140 | Hospital | Lighting Controls Interior-NR-Hospital-Integrated | - | 0 | 0 | 0 | 0 | 0 | 0 | 0 | 0 | 0 | 0 | 0 | 0 | 0 | 0 | 0 | 0 | 0 | 0 | 0 | 0 | 0 | 0 | 0 | 0 | 0
LO20Fast | NR | Lighting Controls Interior | Commercial | Lighting | 0 | 0 | 9999 | >140 | Residential Care | Lighting Controls Interior-NR-Residential Care-Integrated | - | 0 | 0 | 0 | 0 | 0 | 0 | 0 | 0 | 0 | 0 | 0 | 0 | 0 | 0 | 0 | 0 | 0 | 0 | 0 | 0 | 0 | 0 | 0 | 0 | 0
LO20Fast | NR | Lighting Controls Interior | Commercial | Lighting | 0 | 0 | 9999 | >140 | Assembly | Lighting Controls Interior-NR-Assembly-Integrated | - | 0 | 0 | 0 | 0 | 0 | 0 | 0 | 0 | 0 | 0 | 0 | 0 | 0 | 0 | 0 | 0 | 0 | 0 | 0 | 0 | 0 | 0 | 0 | 0 | 0
LO20Fast | NR | Lighting Controls Interior | Commercial | Lighting | 0.08934 | 561.329 | 112.2541 | 110-120 | Other | Lighting Controls Interior-NR-Other-Integrated | 1.0123 | 0.059073 | 0.054684 | 0.063029 | 0.05718 | 0.058539 | 0.058432 | 0.056669 | 0.06129 | 0.054311 | 0.061319 | 0.055573 | 0.057528 | 0 | 0.022454 | 0.019768 | 0.019141 | 0.02117 | 0.021606 | 0.019727 | 0.023253 | 0.020103 | 0.023062 | 0.019901 | 0.021854 | 0.022293
LO20Fast | New | LPD Package | Commercial | Lighting | 0.11362 | 703.0482 | 47.8169 | 40-50 | All Btype | New_LF_FIX_REPL_from LF2018 to LED_FIX_KIT | 46.776 | 2.8577 | 2.6405 | 3.0357 | 2.782 | 2.8408 | 2.827 | 2.7327 | 2.9478 | 2.6403 | 2.9723 | 2.6835 | 2.792 | 0 | 1.1472 | 1.0104 | 0.99662 | 1.0845 | 1.1032 | 1.0164 | 1.1762 | 1.0339 | 1.1702 | 1.0281 | 1.114 | 1.1429
LO20Fast | New | LPD Package | Commercial | Lighting | 0.019975 | 123.8272 | -13.8066 | <0 | All Btype | New_CAN_FIX_REPL_from CFL to LED_FIX_KIT | 8.5892 | 0.51974 | 0.47988 | 0.55203 | 0.50683 | 0.51757 | 0.51606 | 0.50027 | 0.53853 | 0.48079 | 0.54057 | 0.48762 | 0.50847 | 0 | 0.21498 | 0.18939 | 0.18766 | 0.203 | 0.20645 | 0.19085 | 0.22031 | 0.19417 | 0.21843 | 0.19263 | 0.20858 | 0.21437
LO20Fast | New | LPD Package | Commercial | Lighting | 0.015156 | 94.9926 | -75.2308 | <0 | All Btype | New_CAN_FIX_REPL_from INC_HAL to LED_FIX_KIT | 6.5891 | 0.39536 | 0.36473 | 0.42003 | 0.38491 | 0.39412 | 0.39379 | 0.38221 | 0.41152 | 0.36574 | 0.41165 | 0.37154 | 0.38738 | 0 | 0.16856 | 0.14825 | 0.14613 | 0.15815 | 0.16105 | 0.14829 | 0.17255 | 0.15114 | 0.17045 | 0.14982 | 0.16376 | 0.16798
LO20Fast | New | LPD Package | Commercial | Lighting | 0.0054369 | 33.7043 | 155.838 | >140 | All Btype | New_DISP_FIX_REPL_from CFL to LED_FIX_KIT | 2.2663 | 0.13714 | 0.12662 | 0.14566 | 0.13373 | 0.13656 | 0.13617 | 0.132 | 0.14209 | 0.12686 | 0.14263 | 0.12866 | 0.13416 | 0 | 0.056722 | 0.049973 | 0.049515 | 0.053562 | 0.054474 | 0.050357 | 0.05813 | 0.051234 | 0.057635 | 0.050827 | 0.055035 | 0.056562
LO20Fast | New | LPD Package | Commercial | Lighting | 0.0042363 | 26.6583 | -31.6595 | <0 | All Btype | New_DISP_FIX_REPL_from INC_HAL to LED_FIX_KIT | 1.7925 | 0.10681 | 0.098472 | 0.1136 | 0.10398 | 0.10712 | 0.1069 | 0.10322 | 0.11156 | 0.09917 | 0.11194 | 0.10079 | 0.10476 | 0 | 0.046949 | 0.041127 | 0.039948 | 0.04334 | 0.044157 | 0.040097 | 0.047531 | 0.040935 | 0.046951 | 0.040777 | 0.045754 | 0.04664
LO20Fast | New | LPD Package | Commercial | Lighting | 0.0091655 | 56.2815 | 26.6868 | 20-30 | All Btype | New_HIGHBAY_FIX_REPL_from HID to LED_FIX_KIT | 3.7446 | 0.23064 | 0.21305 | 0.24463 | 0.22344 | 0.22842 | 0.22753 | 0.21991 | 0.23754 | 0.21245 | 0.23971 | 0.21701 | 0.22544 | 0 | 0.090377 | 0.079472 | 0.077648 | 0.085358 | 0.086926 | 0.079634 | 0.092997 | 0.081177 | 0.09251 | 0.080786 | 0.087929 | 0.089996
LO20Fast | New | LPD Package | Commercial | Lighting | 0.0012743 | 7.8248 | 14.3759 | 10-20 | All Btype | New_HIGHBAY_FIX_REPL_from HID to LF2018 | 0.47076 | 0.028996 | 0.026784 | 0.030755 | 0.028091 | 0.028716 | 0.028605 | 0.027647 | 0.029863 | 0.026709 | 0.030135 | 0.027282 | 0.028342 | 0 | 0.011362 | 0.0099911 | 0.0097618 | 0.010731 | 0.010928 | 0.010011 | 0.011692 | 0.010205 | 0.01163 | 0.010156 | 0.011054 | 0.011314
LO20Fast | New | LPD Package | Commercial | Lighting | 0.016937 | 104.5035 | 22.002 | 20-30 | All Btype | New_HIGHBAY_FIX_REPL_from LF2018 to LED_FIX_KIT | 6.9529 | 0.42728 | 0.39454 | 0.45284 | 0.4139 | 0.4234 | 0.42102 | 0.40557 | 0.43874 | 0.39401 | 0.44462 | 0.40244 | 0.4178 | 0 | 0.1693 | 0.14874 | 0.14518 | 0.15962 | 0.16259 | 0.14859 | 0.17362 | 0.15152 | 0.17308 | 0.15118 | 0.16484 | 0.16853
LO20Fast | NR | LPD Package | Commercial | Lighting | 0.043038 | 264.8394 | 49.5894 | 40-50 | All Btype | NR_LF_FIX_REPL_from LF2018 to LED_FIX_KIT | 79.4866 | 4.0148 | 3.7126 | 4.264 | 3.9141 | 3.9972 | 3.9512 | 3.7847 | 4.098 | 3.717 | 4.1905 | 3.7756 | 3.9181 | 0 | 1.587 | 1.3969 | 1.3762 | 1.4981 | 1.5222 | 1.396 | 1.6122 | 1.4176 | 1.6185 | 1.421 | 1.543 | 1.5806
LO20Fast | NR | LPD Package | Commercial | Lighting | 0.01436 | 88.3639 | 11.4521 | 10-20 | All Btype | NR_LF_FIX_REPL_from LF2018 to LED_FIX_KIT_RDX | 26.5208 | 1.3395 | 1.2387 | 1.4227 | 1.3059 | 1.3337 | 1.3183 | 1.2628 | 1.3673 | 1.2402 | 1.3982 | 1.2597 | 1.3073 | 0 | 0.52949 | 0.46609 | 0.45916 | 0.49984 | 0.50787 | 0.46578 | 0.5379 | 0.47297 | 0.54001 | 0.47413 | 0.51483 | 0.52738
LO20Fast | NR | LPD Package | Commercial | Lighting | 0.0095262 | 58.6207 | 7.1555 | 0-10 | All Btype | NR_LF_FIX_REPL_from LF2018 to LF_FIX_KIT_RDX | 15.9094 | 0.80356 | 0.74307 | 0.85345 | 0.78341 | 0.80005 | 0.79084 | 0.75751 | 0.82021 | 0.74395 | 0.83873 | 0.75569 | 0.78422 | 0 | 0.31763 | 0.2796 | 0.27544 | 0.29984 | 0.30466 | 0.27942 | 0.32268 | 0.28373 | 0.32394 | 0.28442 | 0.30884 | 0.31637
LO20Fast | NR | LPD Package | Commercial | Lighting | 0.019592 | 120.5636 | 29.838 | 20-30 | All Btype | NR_LF_FIX_REPL_from LF2018 to TLED_PIN | 36.1849 | 1.8276 | 1.6901 | 1.9411 | 1.7818 | 1.8197 | 1.7987 | 1.7229 | 1.8655 | 1.6921 | 1.9076 | 1.7188 | 1.7837 | 0 | 0.72244 | 0.63593 | 0.62648 | 0.68198 | 0.69293 | 0.63551 | 0.73391 | 0.64532 | 0.73679 | 0.64691 | 0.70243 | 0.71956
LO20Fast | NR | LPD Package | Commercial | Lighting | 0.010977 | 67.5463 | 1.4965 | 0-10 | All Btype | NR_LF_FIX_REPL_from LF2018 to TLED_PIN_RDX | 20.2728 | 1.0239 | 0.94687 | 1.0875 | 0.99827 | 1.0195 | 1.0077 | 0.96527 | 1.0452 | 0.948 | 1.0688 | 0.96294 | 0.99931 | 0 | 0.40475 | 0.35628 | 0.35099 | 0.38208 | 0.38822 | 0.35605 | 0.41118 | 0.36154 | 0.41279 | 0.36243 | 0.39354 | 0.40314
LO20Fast | NR | LPD Package | Commercial | Lighting | 0.01039 | 64.5133 | -13.9804 | <0 | All Btype | NR_CAN_FIX_REPL_from CFL to LED_FIX_KIT | 17.9435 | 0.89576 | 0.82776 | 0.95233 | 0.87354 | 0.89307 | 0.88616 | 0.8534 | 0.92169 | 0.82929 | 0.93464 | 0.842 | 0.8755 | 0 | 0.36757 | 0.32356 | 0.31939 | 0.34572 | 0.35151 | 0.32314 | 0.37385 | 0.32849 | 0.37275 | 0.32788 | 0.35722 | 0.3663
LO20Fast | NR | LPD Package | Commercial | Lighting | 0.0095042 | 59.1344 | -78.5229 | <0 | All Btype | NR_CAN_FIX_REPL_from INC_HAL to LED_FIX_KIT | 16.4474 | 0.80341 | 0.74058 | 0.8539 | 0.78329 | 0.80594 | 0.80433 | 0.77752 | 0.83914 | 0.74656 | 0.84183 | 0.75721 | 0.78851 | 0 | 0.35491 | 0.31124 | 0.30445 | 0.32824 | 0.33418 | 0.30494 | 0.35893 | 0.31118 | 0.35448 | 0.3098 | 0.34558 | 0.35318
LO20Fast | NR | LPD Package | Commercial | Lighting | 0.0030165 | 18.7304 | 156.8815 | >140 | All Btype | NR_DISP_FIX_REPL_from CFL to LED_FIX_KIT | 1.2625 | 0.063027 | 0.058243 | 0.067007 | 0.061464 | 0.062838 | 0.062352 | 0.060047 | 0.064852 | 0.05835 | 0.065763 | 0.059244 | 0.061602 | 0 | 0.025863 | 0.022766 | 0.022473 | 0.024325 | 0.024733 | 0.022737 | 0.026305 | 0.023113 | 0.026227 | 0.02307 | 0.025134 | 0.025773
LO20Fast | NR | LPD Package | Commercial | Lighting | 0.007461 | 46.1846 | -31.7184 | <0 | All Btype | NR_DISP_FIX_REPL_from INC_HAL to LED_FIX_KIT | 3.1131 | 0.15434 | 0.14235 | 0.16384 | 0.15004 | 0.15422 | 0.15392 | 0.14866 | 0.16059 | 0.143 | 0.1615 | 0.14563 | 0.1514 | 0 | 0.06503 | 0.056969 | 0.055251 | 0.06034 | 0.061428 | 0.055829 | 0.066116 | 0.056966 | 0.065453 | 0.056799 | 0.063384 | 0.064693
LO20Fast | NR | LPD Package | Commercial | Lighting | 0.01258 | 76.7398 | 27.2499 | 20-30 | All Btype | NR_HIGHBAY_FIX_REPL_from HID to LED_FIX_KIT | 17.9138 | 0.91385 | 0.84495 | 0.96917 | 0.88652 | 0.90553 | 0.89681 | 0.86039 | 0.93217 | 0.84292 | 0.95176 | 0.86038 | 0.89192 | 0 | 0.34947 | 0.30736 | 0.30044 | 0.3306 | 0.33631 | 0.30739 | 0.35744 | 0.31275 | 0.35858 | 0.31326 | 0.34022 | 0.34796
LO20Fast | NR | LPD Package | Commercial | Lighting | 0 | 0 | 9999 | >140 | All Btype | NR_HIGHBAY_FIX_REPL_from HID to LF2018 | 0 | 0 | 0 | 0 | 0 | 0 | 0 | 0 | 0 | 0 | 0 | 0 | 0 | 0 | 0 | 0 | 0 | 0 | 0 | 0 | 0 | 0 | 0 | 0 | 0 | 0
LO20Fast | NR | LPD Package | Commercial | Lighting | 0.014122 | 86.0328 | 23.6112 | 20-30 | All Btype | NR_HIGHBAY_FIX_REPL_from LF2018 to LED_FIX_KIT | 20.0831 | 1.023 | 0.94535 | 1.0834 | 0.99258 | 1.0146 | 1.0038 | 0.96013 | 1.0415 | 0.94513 | 1.0671 | 0.96426 | 0.99936 | 0 | 0.39425 | 0.34629 | 0.33776 | 0.3721 | 0.3785 | 0.34496 | 0.40194 | 0.35116 | 0.40398 | 0.35262 | 0.38414 | 0.39248
Retro12Med | Retro | LPD Package | Commercial | Lighting | 0.064557 | 397.2591 | 188.2874 | >140 | All Btype | Retro_LF_FIX_REPL_from LF2018 to LED_FIX_KIT | 0 | 0 | 0 | 0 | 0 | 0 | 0 | 0 | 0 | 0 | 0 | 0 | 0 | 0 | 0 | 0 | 0 | 0 | 0 | 0 | 0 | 0 | 0 | 0 | 0 | 0
Retro12Med | Retro | LPD Package | Commercial | Lighting | 0.043079 | 265.0918 | 115.3766 | 110-120 | All Btype | Retro_LF_FIX_REPL_from LF2018 to LED_FIX_KIT_RDX | 0 | 0 | 0 | 0 | 0 | 0 | 0 | 0 | 0 | 0 | 0 | 0 | 0 | 0 | 0 | 0 | 0 | 0 | 0 | 0 | 0 | 0 | 0 | 0 | 0 | 0
Retro12Med | Retro | LPD Package | Commercial | Lighting | 0.0095262 | 58.6207 | 82.3252 | 80-90 | All Btype | Retro_LF_FIX_REPL_from LF2018 to LF_FIX_KIT_RDX | 0 | 0 | 0 | 0 | 0 | 0 | 0 | 0 | 0 | 0 | 0 | 0 | 0 | 0 | 0 | 0 | 0 | 0 | 0 | 0 | 0 | 0 | 0 | 0 | 0 | 0
Retro12Med | Retro | LPD Package | Commercial | Lighting | 0.01039 | 64.5133 | 80.2654 | 80-90 | All Btype | Retro_CAN_FIX_REPL_from CFL to LED_FIX_KIT | 4.3025 | 0.12793 | 0.11822 | 0.13601 | 0.12476 | 0.12754 | 0.12656 | 0.12188 | 0.13163 | 0.11844 | 0.13348 | 0.12025 | 0.12504 | 0 | 0.052496 | 0.046209 | 0.045615 | 0.049374 | 0.050202 | 0.04615 | 0.053392 | 0.046913 | 0.053234 | 0.046827 | 0.051017 | 0.052313
Retro12Med | Retro | LPD Package | Commercial | Lighting | 0.0095042 | 59.1344 | -55.9308 | <0 | All Btype | Retro_CAN_FIX_REPL_from INC_HAL to LED_FIX_KIT | 3.9437 | 0.11474 | 0.10577 | 0.12195 | 0.11187 | 0.1151 | 0.11487 | 0.11104 | 0.11984 | 0.10662 | 0.12023 | 0.10814 | 0.11261 | 0 | 0.050687 | 0.04445 | 0.043481 | 0.046878 | 0.047727 | 0.04355 | 0.051261 | 0.044442 | 0.050625 | 0.044244 | 0.049355 | 0.05044
Retro12Med | Retro | LPD Package | Commercial | Lighting | 0.0030165 | 18.7304 | 663.8321 | >140 | All Btype | Retro_DISP_FIX_REPL_from CFL to LED_FIX_KIT | 0 | 0 | 0 | 0 | 0 | 0 | 0 | 0 | 0 | 0 | 0 | 0 | 0 | 0 | 0 | 0 | 0 | 0 | 0 | 0 | 0 | 0 | 0 | 0 | 0 | 0
Retro12Med | Retro | LPD Package | Commercial | Lighting | 0.007461 | 46.1846 | 15.5239 | 10-20 | All Btype | Retro_DISP_FIX_REPL_from INC_HAL to LED_FIX_KIT | 0 | 0 | 0 | 0 | 0 | 0 | 0 | 0 | 0 | 0 | 0 | 0 | 0 | 0 | 0 | 0 | 0 | 0 | 0 | 0 | 0 | 0 | 0 | 0 | 0 | 0
Retro12Med | Retro | LPD Package | Commercial | Lighting | 0.01258 | 76.7398 | 40.026 | 40-50 | All Btype | Retro_HIGHBAY_FIX_REPL_from HID to LED_FIX_KIT | 14.3922 | 0.44674 | 0.41305 | 0.47378 | 0.43337 | 0.44267 | 0.4384 | 0.4206 | 0.45569 | 0.41206 | 0.46527 | 0.4206 | 0.43602 | 0 | 0.17084 | 0.15025 | 0.14687 | 0.16161 | 0.1644 | 0.15027 | 0.17473 | 0.15289 | 0.17529 | 0.15314 | 0.16632 | 0.1701
Retro12Med | Retro | LPD Package | Commercial | Lighting | 0 | 0 | 9999 | >140 | All Btype | Retro_HIGHBAY_FIX_REPL_from HID to LF2018 | 0 | 0 | 0 | 0 | 0 | 0 | 0 | 0 | 0 | 0 | 0 | 0 | 0 | 0 | 0 | 0 | 0 | 0 | 0 | 0 | 0 | 0 | 0 | 0 | 0 | 0
Retro12Med | Retro | LPD Package | Commercial | Lighting | 0.014122 | 86.0328 | 87.4055 | 80-90 | All Btype | Retro_HIGHBAY_FIX_REPL_from LF2018 to LED_FIX_KIT | 16.135 | 0.50011 | 0.46214 | 0.52962 | 0.48523 | 0.496 | 0.4907 | 0.46936 | 0.50916 | 0.46203 | 0.52165 | 0.47138 | 0.48854 | 0 | 0.19273 | 0.16928 | 0.16511 | 0.1819 | 0.18503 | 0.16863 | 0.19649 | 0.17166 | 0.19748 | 0.17238 | 0.18779 | 0.19186
Retro12Med | Retro | LPD Package | Commercial | Lighting | 0 | 0 | 9999 | >140 | All Btype | Retro_LF_LAMP_REPL_from LF2018 to TLED_PIN | 0 | 0 | 0 | 0 | 0 | 0 | 0 | 0 | 0 | 0 | 0 | 0 | 0 | 0 | 0 | 0 | 0 | 0 | 0 | 0 | 0 | 0 | 0 | 0 | 0 | 0
Retro12Med | Retro | LPD Package | Commercial | Lighting | 0.091099 | 560.5879 | 64.6912 | 60-70 | All Btype | Retro_LF_LAMP_REPL_from LF2018 to TLED_PIN_RDX | 15.8903 | 0.97686 | 0.90333 | 1.0375 | 0.95236 | 0.97259 | 0.96139 | 0.92087 | 0.9971 | 0.9044 | 1.0196 | 0.91866 | 0.95335 | 0 | 0.38613 | 0.3399 | 0.33485 | 0.36451 | 0.37037 | 0.33967 | 0.39227 | 0.34492 | 0.39381 | 0.34576 | 0.37544 | 0.3846
Retro12Med | Retro | LPD Package | Commercial | Lighting | 0.0098284 | 61.0274 | 3.4924 | 0-10 | All Btype | Retro_CAN_LAMP_REPL_from CFL to LED_CAN_LAMP | 1.7299 | 0.10511 | 0.097128 | 0.11174 | 0.1025 | 0.10479 | 0.10398 | 0.10014 | 0.10815 | 0.097308 | 0.10967 | 0.098799 | 0.10273 | 0 | 0.043131 | 0.037966 | 0.037477 | 0.040566 | 0.041246 | 0.037917 | 0.043867 | 0.038544 | 0.043738 | 0.038473 | 0.041916 | 0.042981
Retro12Med | Retro | LPD Package | Commercial | Lighting | 0.0094073 | 58.5315 | -71.2782 | <0 | All Btype | Retro_CAN_LAMP_REPL_from INC_HAL to LED_CAN_LAMP | 1.6591 | 0.098639 | 0.090925 | 0.10484 | 0.09617 | 0.098951 | 0.098753 | 0.095461 | 0.10303 | 0.09166 | 0.10336 | 0.092967 | 0.096811 | 0 | 0.043575 | 0.038213 | 0.03738 | 0.0403 | 0.04103 | 0.037439 | 0.044068 | 0.038206 | 0.043521 | 0.038036 | 0.042429 | 0.043362
Retro12Med | Retro | LPD Package | Commercial | Lighting | 0.0035674 | 22.1514 | 95.8743 | 90-100 | All Btype | Retro_DISP_LAMP_REPL_from CFL to LED_PAR_MR | 3.7407 | 0.22728 | 0.21003 | 0.24164 | 0.22165 | 0.2266 | 0.22485 | 0.21654 | 0.23386 | 0.21042 | 0.23715 | 0.21364 | 0.22214 | 0 | 0.093266 | 0.082097 | 0.081041 | 0.08772 | 0.08919 | 0.081992 | 0.094858 | 0.083348 | 0.094578 | 0.083195 | 0.090638 | 0.092941
Retro12Med | Retro | LPD Package | Commercial | Lighting | 0.0060811 | 37.6429 | -39.5004 | <0 | All Btype | Retro_DISP_LAMP_REPL_from INC_HAL to LED_PAR_MR | 6.3567 | 0.38358 | 0.35378 | 0.40718 | 0.37289 | 0.38328 | 0.38253 | 0.36946 | 0.3991 | 0.35539 | 0.40138 | 0.36192 | 0.37628 | 0 | 0.16162 | 0.14158 | 0.13731 | 0.14996 | 0.15267 | 0.13875 | 0.16432 | 0.14157 | 0.16267 | 0.14116 | 0.15753 | 0.16078
Retro12Med | Retro | LPD Package | Commercial | Lighting | 0.001377 | 8.524 | -2.4691 | <0 | All Btype | Retro_DISP_LAMP_REPL_from INC_HAL to HID_CMH | 1.6451 | 0.099268 | 0.091556 | 0.10538 | 0.096501 | 0.099192 | 0.098996 | 0.095613 | 0.10328 | 0.091973 | 0.10388 | 0.093663 | 0.097378 | 0 | 0.041826 | 0.036641 | 0.035536 | 0.038809 | 0.039509 | 0.035908 | 0.042524 | 0.036639 | 0.042097 | 0.036532 | 0.040767 | 0.041609
Retro12Med | Retro | LPD Package | Commercial | Lighting | 0 | 0 | 9999 | >140 | All Btype | Retro_DISP_LAMP_REPL_from HID_CMH to LED_PAR_MR | 0 | 0 | 0 | 0 | 0 | 0 | 0 | 0 | 0 | 0 | 0 | 0 | 0 | 0 | 0 | 0 | 0 | 0 | 0 | 0 | 0 | 0 | 0 | 0 | 0 | 0
Retro12Med | Retro | LPD Package | Commercial | Lighting | 0.01089 | 70.6367 | -6.0233 | <0 | All Btype | Retro_OTHER_LAMP_REPL_from CFL to LED_OMNI | 18.7445 | 1.1079 | 1.0215 | 1.1778 | 1.078 | 1.1062 | 1.0993 | 1.059 | 1.1439 | 1.0263 | 1.1574 | 1.0439 | 1.0864 | 0 | 0.5002 | 0.43947 | 0.43418 | 0.46673 | 0.47592 | 0.43659 | 0.50682 | 0.44527 | 0.50247 | 0.44405 | 0.48678 | 0.49844
Retro12Med | Retro | LPD Package | Commercial | Lighting | 0.017221 | 111.4287 | -95.0587 | <0 | All Btype | Retro_OTHER_LAMP_REPL_from INC_HAL to LED_OMNI | 29.5692 | 1.7345 | 1.5972 | 1.8413 | 1.686 | 1.7318 | 1.7265 | 1.6682 | 1.7991 | 1.6064 | 1.8107 | 1.6345 | 1.7045 | 0 | 0.80138 | 0.70351 | 0.69456 | 0.7468 | 0.7619 | 0.69931 | 0.81404 | 0.71411 | 0.80384 | 0.71027 | 0.77988 | 0.79885
Retro12Med | Retro | LPD Package | Commercial | Lighting | 0.003834 | 24.8081 | -87.5938 | <0 | All Btype | Retro_OTHER_LAMP_REPL_from INC_HAL to CFL_OMNI | 5.2366 | 0.30717 | 0.28286 | 0.3261 | 0.29858 | 0.3067 | 0.30575 | 0.29544 | 0.31862 | 0.2845 | 0.32066 | 0.28947 | 0.30186 | 0 | 0.14192 | 0.12459 | 0.123 | 0.13226 | 0.13493 | 0.12385 | 0.14416 | 0.12647 | 0.14236 | 0.12579 | 0.13812 | 0.14147
Retro12Med | Retro | LPD Package | Commercial | Lighting | 0 | 0 | 9999 | >140 | All Btype | Retro_OTHER_LAMP_REPL_from HID to LED_OMNI | 0 | 0 | 0 | 0 | 0 | 0 | 0 | 0 | 0 | 0 | 0 | 0 | 0 | 0 | 0 | 0 | 0 | 0 | 0 | 0 | 0 | 0 | 0 | 0 | 0 | 0
LO12Med | NR | MotorsRewind | Commercial | Motors/Drives | 0.0013697 | 10.1586 | 38.7073 | 30-40 | Large Off | MotorsRewind-NR-Large Off | 0.35387 | 0.020903 | 0.019271 | 0.022224 | 0.020439 | 0.021312 | 0.021694 | 0.021063 | 0.022635 | 0.01991 | 0.021939 | 0.019722 | 0.020459 | 0 | 0.0085842 | 0.007552 | 0.0074267 | 0.0083666 | 0.0089764 | 0.0084695 | 0.0098432 | 0.0086044 | 0.0095328 | 0.008007 | 0.008372 | 0.0085632
LO12Med | NR | MotorsRewind | Commercial | Motors/Drives | 0.0013697 | 10.1586 | 38.7073 | 30-40 | Medium Off | MotorsRewind-NR-Medium Off | 0.17758 | 0.01049 | 0.0096706 | 0.011152 | 0.010257 | 0.010695 | 0.010887 | 0.01057 | 0.011359 | 0.0099915 | 0.011009 | 0.0098972 | 0.010267 | 0 | 0.0043077 | 0.0037898 | 0.0037269 | 0.0041985 | 0.0045046 | 0.0042502 | 0.0049395 | 0.0043179 | 0.0047838 | 0.0040181 | 0.0042013 | 0.0042972
LO12Med | NR | MotorsRewind | Commercial | Motors/Drives | 0.0013697 | 10.1586 | 38.7073 | 30-40 | Small Off | MotorsRewind-NR-Small Off | 0.17139 | 0.010124 | 0.0093336 | 0.010764 | 0.0098992 | 0.010322 | 0.010507 | 0.010201 | 0.010963 | 0.0096434 | 0.010626 | 0.0095523 | 0.009909 | 0 | 0.0041576 | 0.0036577 | 0.0035971 | 0.0040522 | 0.0043476 | 0.0041021 | 0.0047674 | 0.0041674 | 0.0046171 | 0.0038781 | 0.0040549 | 0.0041475
LO12Med | NR | MotorsRewind | Commercial | Motors/Drives | 0.0010964 | 8.1319 | 23.2532 | 20-30 | XLarge Ret | MotorsRewind-NR-XLarge Ret | 0.10001 | 0.0059079 | 0.0054466 | 0.0062811 | 0.0057766 | 0.0060235 | 0.0061315 | 0.005953 | 0.0063973 | 0.0056273 | 0.0062006 | 0.0055742 | 0.0057823 | 0 | 0.0024262 | 0.0021344 | 0.002099 | 0.0023647 | 0.002537 | 0.0023937 | 0.002782 | 0.0024319 | 0.0026943 | 0.002263 | 0.0023662 | 0.0024202
LO12Med | NR | MotorsRewind | Commercial | Motors/Drives | 0.0010964 | 8.1319 | 23.2532 | 20-30 | Large Ret | MotorsRewind-NR-Large Ret | 0.15105 | 0.0089226 | 0.0082258 | 0.0094862 | 0.0087242 | 0.0090971 | 0.0092602 | 0.0089906 | 0.0096616 | 0.0084988 | 0.0093647 | 0.0084185 | 0.0087329 | 0 | 0.0036642 | 0.0032236 | 0.0031701 | 0.0035713 | 0.0038316 | 0.0036152 | 0.0042016 | 0.0036728 | 0.0040691 | 0.0034178 | 0.0035736 | 0.0036552
LO12Med | NR | MotorsRewind | Commercial | Motors/Drives | 0.0010964 | 8.1319 | 23.2532 | 20-30 | Medium Ret | MotorsRewind-NR-Medium Ret | 0.070202 | 0.0041469 | 0.003823 | 0.0044088 | 0.0040547 | 0.004228 | 0.0043038 | 0.0041785 | 0.0044904 | 0.0039499 | 0.0043524 | 0.0039126 | 0.0040587 | 0 | 0.001703 | 0.0014982 | 0.0014733 | 0.0016598 | 0.0017808 | 0.0016802 | 0.0019527 | 0.001707 | 0.0018912 | 0.0015885 | 0.0016609 | 0.0016988
LO12Med | NR | MotorsRewind | Commercial | Motors/Drives | 0.0010964 | 8.1319 | 23.2532 | 20-30 | Small Ret | MotorsRewind-NR-Small Ret | 0.07914 | 0.0046748 | 0.0043098 | 0.0049701 | 0.0045709 | 0.0047663 | 0.0048517 | 0.0047105 | 0.005062 | 0.0044528 | 0.0049065 | 0.0044107 | 0.0045754 | 0 | 0.0019198 | 0.0016889 | 0.0016609 | 0.0018711 | 0.0020075 | 0.0018941 | 0.0022013 | 0.0019243 | 0.0021319 | 0.0017907 | 0.0018723 | 0.0019151
LO12Med | NR | MotorsRewind | Commercial | Motors/Drives | 0.00054427 | 4.0367 | 38.7073 | 30-40 | School K-12 | MotorsRewind-NR-School K-12 | 0.087352 | 0.0051599 | 0.004757 | 0.0054859 | 0.0050452 | 0.0052608 | 0.0053552 | 0.0051993 | 0.0055873 | 0.0049149 | 0.0054156 | 0.0048684 | 0.0050502 | 0 | 0.002119 | 0.0018642 | 0.0018333 | 0.0020653 | 0.0022158 | 0.0020907 | 0.0024298 | 0.002124 | 0.0023531 | 0.0019765 | 0.0020666 | 0.0021138
LO12Med | NR | MotorsRewind | Commercial | Motors/Drives | 0.00054427 | 4.0367 | 38.7073 | 30-40 | University | MotorsRewind-NR-University | 0.044254 | 0.0026141 | 0.00241 | 0.0027792 | 0.002556 | 0.0026652 | 0.002713 | 0.002634 | 0.0028306 | 0.0024899 | 0.0027436 | 0.0024664 | 0.0025585 | 0 | 0.0010735 | 0.00094443 | 0.00092876 | 0.0010463 | 0.0011226 | 0.0010592 | 0.001231 | 0.001076 | 0.0011921 | 0.0010013 | 0.001047 | 0.0010709
LO12Med | NR | MotorsRewind | Commercial | Motors/Drives | 0.0005179 | 3.8412 | 38.7073 | 30-40 | Warehouse | MotorsRewind-NR-Warehouse | 0.15586 | 0.0092069 | 0.008488 | 0.0097886 | 0.0090023 | 0.009387 | 0.0095553 | 0.0092772 | 0.0099695 | 0.0087697 | 0.0096631 | 0.0086869 | 0.0090112 | 0 | 0.0037809 | 0.0033263 | 0.0032711 | 0.0036851 | 0.0039537 | 0.0037304 | 0.0043355 | 0.0037899 | 0.0041988 | 0.0035267 | 0.0036875 | 0.0037717
LO12Med | NR | MotorsRewind | Commercial | Motors/Drives | 0.0048742 | 36.151 | 10.8899 | 10-20 | Supermarket | MotorsRewind-NR-Supermarket | 0.1587 | 0.0093745 | 0.0086425 | 0.0099667 | 0.0091662 | 0.0095579 | 0.0097293 | 0.0094461 | 0.010151 | 0.0089293 | 0.009839 | 0.008845 | 0.0091752 | 0 | 0.0038498 | 0.0033869 | 0.0033307 | 0.0037522 | 0.0040257 | 0.0037983 | 0.0044144 | 0.0038588 | 0.0042752 | 0.0035909 | 0.0037546 | 0.0038404
LO12Med | NR | MotorsRewind | Commercial | Motors/Drives | 0.0048742 | 36.151 | 10.8899 | 10-20 | MiniMart | MotorsRewind-NR-MiniMart | 0.072112 | 0.0042597 | 0.003927 | 0.0045288 | 0.004165 | 0.004343 | 0.0044209 | 0.0042922 | 0.0046125 | 0.0040574 | 0.0044707 | 0.0040191 | 0.0041691 | 0 | 0.0017493 | 0.001539 | 0.0015134 | 0.0017049 | 0.0018292 | 0.0017259 | 0.0020058 | 0.0017534 | 0.0019426 | 0.0016317 | 0.0017061 | 0.001745
LO12Med | NR | MotorsRewind | Commercial | Motors/Drives | 0.0039199 | 29.0731 | 20.1623 | 20-30 | Restaurant | MotorsRewind-NR-Restaurant | 0.13292 | 0.0078519 | 0.0072387 | 0.0083479 | 0.0076773 | 0.0080054 | 0.008149 | 0.0079118 | 0.0085022 | 0.007479 | 0.0082409 | 0.0074083 | 0.0076849 | 0 | 0.0032245 | 0.0028368 | 0.0027897 | 0.0031427 | 0.0033718 | 0.0031814 | 0.0036974 | 0.0032321 | 0.0035808 | 0.0030077 | 0.0031448 | 0.0032166
LO12Med | NR | MotorsRewind | Commercial | Motors/Drives | 0.0012245 | 9.0815 | 5.5913 | 0-10 | Lodging | MotorsRewind-NR-Lodging | 0.14325 | 0.0084616 | 0.0078009 | 0.0089962 | 0.0082735 | 0.0086271 | 0.0087818 | 0.0085262 | 0.0091625 | 0.0080598 | 0.0088809 | 0.0079837 | 0.0082817 | 0 | 0.0034749 | 0.0030571 | 0.0030063 | 0.0033868 | 0.0036337 | 0.0034284 | 0.0039845 | 0.0034831 | 0.0038589 | 0.0032412 | 0.003389 | 0.0034664
LO12Med | NR | MotorsRewind | Commercial | Motors/Drives | 0.0013087 | 9.7065 | 7.2955 | 0-10 | Hospital | MotorsRewind-NR-Hospital | 0.095047 | 0.0056145 | 0.0051761 | 0.0059692 | 0.0054897 | 0.0057243 | 0.005827 | 0.0056573 | 0.0060795 | 0.0053479 | 0.0058927 | 0.0052973 | 0.0054951 | 0 | 0.0023057 | 0.0020284 | 0.0019948 | 0.0022472 | 0.002411 | 0.0022749 | 0.0026438 | 0.0023111 | 0.0025605 | 0.0021506 | 0.0022487 | 0.0023
LO12Med | NR | MotorsRewind | Commercial | Motors/Drives | 0.0013087 | 9.7065 | 5.5913 | 0-10 | Residential Care | MotorsRewind-NR-Residential Care | 0.11585 | 0.0068432 | 0.0063088 | 0.0072755 | 0.0066911 | 0.0069771 | 0.0071022 | 0.0068954 | 0.00741 | 0.0065182 | 0.0071823 | 0.0064567 | 0.0066977 | 0 | 0.0028102 | 0.0024724 | 0.0024313 | 0.002739 | 0.0029387 | 0.0027727 | 0.0032224 | 0.0028169 | 0.0031208 | 0.0026213 | 0.0027408 | 0.0028034
LO12Med | NR | MotorsRewind | Commercial | Motors/Drives | 0.0010881 | 8.0701 | 36.8528 | 30-40 | Assembly | MotorsRewind-NR-Assembly | 0.27025 | 0.015964 | 0.014717 | 0.016972 | 0.015609 | 0.016276 | 0.016568 | 0.016086 | 0.017286 | 0.015206 | 0.016755 | 0.015062 | 0.015624 | 0 | 0.0065557 | 0.0057675 | 0.0056718 | 0.0063895 | 0.0068553 | 0.0064681 | 0.0075172 | 0.0065712 | 0.0072802 | 0.0061149 | 0.0063937 | 0.0065397
LO12Med | NR | MotorsRewind | Commercial | Motors/Drives | 0.0011034 | 8.1837 | 29.4348 | 20-30 | Other | MotorsRewind-NR-Other | 0.22915 | 0.013536 | 0.012479 | 0.014391 | 0.013235 | 0.013801 | 0.014048 | 0.013639 | 0.014657 | 0.012893 | 0.014207 | 0.012771 | 0.013248 | 0 | 0.0055587 | 0.0048903 | 0.0048092 | 0.0054178 | 0.0058127 | 0.0054844 | 0.0063739 | 0.0055718 | 0.0061729 | 0.0051849 | 0.0054213 | 0.0055451
LO12Med | New | MotorsRewind | Commercial | Motors/Drives | 0.0013697 | 10.1586 | 38.7073 | 30-40 | Large Off | MotorsRewind-New-Large Off | 0.35387 | 0.020903 | 0.019271 | 0.022224 | 0.020439 | 0.021312 | 0.021694 | 0.021063 | 0.022635 | 0.01991 | 0.021939 | 0.019722 | 0.020459 | 0 | 0.0085842 | 0.007552 | 0.0074267 | 0.0083666 | 0.0089764 | 0.0084695 | 0.0098432 | 0.0086044 | 0.0095328 | 0.008007 | 0.008372 | 0.0085632
LO12Med | New | MotorsRewind | Commercial | Motors/Drives | 0.0013697 | 10.1586 | 38.7073 | 30-40 | Medium Off | MotorsRewind-New-Medium Off | 0.17758 | 0.01049 | 0.0096706 | 0.011152 | 0.010257 | 0.010695 | 0.010887 | 0.01057 | 0.011359 | 0.0099915 | 0.011009 | 0.0098972 | 0.010267 | 0 | 0.0043077 | 0.0037898 | 0.0037269 | 0.0041985 | 0.0045046 | 0.0042502 | 0.0049395 | 0.0043179 | 0.0047838 | 0.0040181 | 0.0042013 | 0.0042972
LO12Med | New | MotorsRewind | Commercial | Motors/Drives | 0.0013697 | 10.1586 | 38.7073 | 30-40 | Small Off | MotorsRewind-New-Small Off | 0.17139 | 0.010124 | 0.0093336 | 0.010764 | 0.0098992 | 0.010322 | 0.010507 | 0.010201 | 0.010963 | 0.0096434 | 0.010626 | 0.0095523 | 0.009909 | 0 | 0.0041576 | 0.0036577 | 0.0035971 | 0.0040522 | 0.0043476 | 0.0041021 | 0.0047674 | 0.0041674 | 0.0046171 | 0.0038781 | 0.0040549 | 0.0041475
LO12Med | New | MotorsRewind | Commercial | Motors/Drives | 0.0010964 | 8.1319 | 23.2532 | 20-30 | XLarge Ret | MotorsRewind-New-XLarge Ret | 0.10001 | 0.0059079 | 0.0054466 | 0.0062811 | 0.0057766 | 0.0060235 | 0.0061315 | 0.005953 | 0.0063973 | 0.0056273 | 0.0062006 | 0.0055742 | 0.0057823 | 0 | 0.0024262 | 0.0021344 | 0.002099 | 0.0023647 | 0.002537 | 0.0023937 | 0.002782 | 0.0024319 | 0.0026943 | 0.002263 | 0.0023662 | 0.0024202
LO12Med | New | MotorsRewind | Commercial | Motors/Drives | 0.0010964 | 8.1319 | 23.2532 | 20-30 | Large Ret | MotorsRewind-New-Large Ret | 0.15105 | 0.0089226 | 0.0082258 | 0.0094862 | 0.0087242 | 0.0090971 | 0.0092602 | 0.0089906 | 0.0096616 | 0.0084988 | 0.0093647 | 0.0084185 | 0.0087329 | 0 | 0.0036642 | 0.0032236 | 0.0031701 | 0.0035713 | 0.0038316 | 0.0036152 | 0.0042016 | 0.0036728 | 0.0040691 | 0.0034178 | 0.0035736 | 0.0036552
LO12Med | New | MotorsRewind | Commercial | Motors/Drives | 0.0010964 | 8.1319 | 23.2532 | 20-30 | Medium Ret | MotorsRewind-New-Medium Ret | 0.070202 | 0.0041469 | 0.003823 | 0.0044088 | 0.0040547 | 0.004228 | 0.0043038 | 0.0041785 | 0.0044904 | 0.0039499 | 0.0043524 | 0.0039126 | 0.0040587 | 0 | 0.001703 | 0.0014982 | 0.0014733 | 0.0016598 | 0.0017808 | 0.0016802 | 0.0019527 | 0.001707 | 0.0018912 | 0.0015885 | 0.0016609 | 0.0016988
LO12Med | New | MotorsRewind | Commercial | Motors/Drives | 0.0010964 | 8.1319 | 23.2532 | 20-30 | Small Ret | MotorsRewind-New-Small Ret | 0.07914 | 0.0046748 | 0.0043098 | 0.0049701 | 0.0045709 | 0.0047663 | 0.0048517 | 0.0047105 | 0.005062 | 0.0044528 | 0.0049065 | 0.0044107 | 0.0045754 | 0 | 0.0019198 | 0.0016889 | 0.0016609 | 0.0018711 | 0.0020075 | 0.0018941 | 0.0022013 | 0.0019243 | 0.0021319 | 0.0017907 | 0.0018723 | 0.0019151
LO12Med | New | MotorsRewind | Commercial | Motors/Drives | 0.00054427 | 4.0367 | 38.7073 | 30-40 | School K-12 | MotorsRewind-New-School K-12 | 0.087352 | 0.0051599 | 0.004757 | 0.0054859 | 0.0050452 | 0.0052608 | 0.0053552 | 0.0051993 | 0.0055873 | 0.0049149 | 0.0054156 | 0.0048684 | 0.0050502 | 0 | 0.002119 | 0.0018642 | 0.0018333 | 0.0020653 | 0.0022158 | 0.0020907 | 0.0024298 | 0.002124 | 0.0023531 | 0.0019765 | 0.0020666 | 0.0021138
LO12Med | New | MotorsRewind | Commercial | Motors/Drives | 0.00054427 | 4.0367 | 38.7073 | 30-40 | University | MotorsRewind-New-University | 0.044254 | 0.0026141 | 0.00241 | 0.0027792 | 0.002556 | 0.0026652 | 0.002713 | 0.002634 | 0.0028306 | 0.0024899 | 0.0027436 | 0.0024664 | 0.0025585 | 0 | 0.0010735 | 0.00094443 | 0.00092876 | 0.0010463 | 0.0011226 | 0.0010592 | 0.001231 | 0.001076 | 0.0011921 | 0.0010013 | 0.001047 | 0.0010709
LO12Med | New | MotorsRewind | Commercial | Motors/Drives | 0.0005179 | 3.8412 | 38.7073 | 30-40 | Warehouse | MotorsRewind-New-Warehouse | 0.15586 | 0.0092069 | 0.008488 | 0.0097886 | 0.0090023 | 0.009387 | 0.0095553 | 0.0092772 | 0.0099695 | 0.0087697 | 0.0096631 | 0.0086869 | 0.0090112 | 0 | 0.0037809 | 0.0033263 | 0.0032711 | 0.0036851 | 0.0039537 | 0.0037304 | 0.0043355 | 0.0037899 | 0.0041988 | 0.0035267 | 0.0036875 | 0.0037717
LO12Med | New | MotorsRewind | Commercial | Motors/Drives | 0.0048742 | 36.151 | 10.8899 | 10-20 | Supermarket | MotorsRewind-New-Supermarket | 0.1587 | 0.0093745 | 0.0086425 | 0.0099667 | 0.0091662 | 0.0095579 | 0.0097293 | 0.0094461 | 0.010151 | 0.0089293 | 0.009839 | 0.008845 | 0.0091752 | 0 | 0.0038498 | 0.0033869 | 0.0033307 | 0.0037522 | 0.0040257 | 0.0037983 | 0.0044144 | 0.0038588 | 0.0042752 | 0.0035909 | 0.0037546 | 0.0038404
LO12Med | New | MotorsRewind | Commercial | Motors/Drives | 0.0048742 | 36.151 | 10.8899 | 10-20 | MiniMart | MotorsRewind-New-MiniMart | 0.072112 | 0.0042597 | 0.003927 | 0.0045288 | 0.004165 | 0.004343 | 0.0044209 | 0.0042922 | 0.0046125 | 0.0040574 | 0.0044707 | 0.0040191 | 0.0041691 | 0 | 0.0017493 | 0.001539 | 0.0015134 | 0.0017049 | 0.0018292 | 0.0017259 | 0.0020058 | 0.0017534 | 0.0019426 | 0.0016317 | 0.0017061 | 0.001745
LO12Med | New | MotorsRewind | Commercial | Motors/Drives | 0.0039199 | 29.0731 | 20.1623 | 20-30 | Restaurant | MotorsRewind-New-Restaurant | 0.13292 | 0.0078519 | 0.0072387 | 0.0083479 | 0.0076773 | 0.0080054 | 0.008149 | 0.0079118 | 0.0085022 | 0.007479 | 0.0082409 | 0.0074083 | 0.0076849 | 0 | 0.0032245 | 0.0028368 | 0.0027897 | 0.0031427 | 0.0033718 | 0.0031814 | 0.0036974 | 0.0032321 | 0.0035808 | 0.0030077 | 0.0031448 | 0.0032166
LO12Med | New | MotorsRewind | Commercial | Motors/Drives | 0.0012245 | 9.0815 | 5.5913 | 0-10 | Lodging | MotorsRewind-New-Lodging | 0.14325 | 0.0084616 | 0.0078009 | 0.0089962 | 0.0082735 | 0.0086271 | 0.0087818 | 0.0085262 | 0.0091625 | 0.0080598 | 0.0088809 | 0.0079837 | 0.0082817 | 0 | 0.0034749 | 0.0030571 | 0.0030063 | 0.0033868 | 0.0036337 | 0.0034284 | 0.0039845 | 0.0034831 | 0.0038589 | 0.0032412 | 0.003389 | 0.0034664
LO12Med | New | MotorsRewind | Commercial | Motors/Drives | 0.0013087 | 9.7065 | 7.2955 | 0-10 | Hospital | MotorsRewind-New-Hospital | 0.095047 | 0.0056145 | 0.0051761 | 0.0059692 | 0.0054897 | 0.0057243 | 0.005827 | 0.0056573 | 0.0060795 | 0.0053479 | 0.0058927 | 0.0052973 | 0.0054951 | 0 | 0.0023057 | 0.0020284 | 0.0019948 | 0.0022472 | 0.002411 | 0.0022749 | 0.0026438 | 0.0023111 | 0.0025605 | 0.0021506 | 0.0022487 | 0.0023
LO12Med | New | MotorsRewind | Commercial | Motors/Drives | 0.0013087 | 9.7065 | 5.5913 | 0-10 | Residential Care | MotorsRewind-New-Residential Care | 0.11585 | 0.0068432 | 0.0063088 | 0.0072755 | 0.0066911 | 0.0069771 | 0.0071022 | 0.0068954 | 0.00741 | 0.0065182 | 0.0071823 | 0.0064567 | 0.0066977 | 0 | 0.0028102 | 0.0024724 | 0.0024313 | 0.002739 | 0.0029387 | 0.0027727 | 0.0032224 | 0.0028169 | 0.0031208 | 0.0026213 | 0.0027408 | 0.0028034
LO12Med | New | MotorsRewind | Commercial | Motors/Drives | 0.0010881 | 8.0701 | 36.8528 | 30-40 | Assembly | MotorsRewind-New-Assembly | 0.27025 | 0.015964 | 0.014717 | 0.016972 | 0.015609 | 0.016276 | 0.016568 | 0.016086 | 0.017286 | 0.015206 | 0.016755 | 0.015062 | 0.015624 | 0 | 0.0065557 | 0.0057675 | 0.0056718 | 0.0063895 | 0.0068553 | 0.0064681 | 0.0075172 | 0.0065712 | 0.0072802 | 0.0061149 | 0.0063937 | 0.0065397
LO12Med | New | MotorsRewind | Commercial | Motors/Drives | 0.0011034 | 8.1837 | 29.4348 | 20-30 | Other | MotorsRewind-New-Other | 0.22915 | 0.013536 | 0.012479 | 0.014391 | 0.013235 | 0.013801 | 0.014048 | 0.013639 | 0.014657 | 0.012893 | 0.014207 | 0.012771 | 0.013248 | 0 | 0.0055587 | 0.0048903 | 0.0048092 | 0.0054178 | 0.0058127 | 0.0054844 | 0.0063739 | 0.0055718 | 0.0061729 | 0.0051849 | 0.0054213 | 0.0055451
LO12Med | NR | Parking Lighting | Commercial | Lighting | 0.20557 | 1636.7553 | 25.0041 | 20-30 | NA | NR_PARKING_GARAGE_FIX_REPL_from MH to BI-LEVEL_LED_FIX | 8.4134 | 0.40633 | 0.38179 | 0.43303 | 0.39456 | 0.40469 | 0.4034 | 0.38625 | 0.44061 | 0.37951 | 0.43116 | 0.37261 | 0.37938 | 0 | 0.32712 | 0.29425 | 0.29266 | 0.29408 | 0.29788 | 0.27615 | 0.31048 | 0.29588 | 0.30945 | 0.29029 | 0.30531 | 0.30651
Retro12Med | Retro | Smart Plug Power Strips | Commercial | Electronics | 0.018263 | 127.3193 | 96.7866 | 90-100 | NA | Smart Plug Power Strips-Retro | 52.6592 | 2.9134 | 2.688 | 3.0783 | 2.8253 | 2.887 | 2.8677 | 2.7949 | 3.0007 | 2.6775 | 3.0085 | 2.7277 | 2.8359 | 0 | 1.0818 | 0.95159 | 0.93624 | 1.0287 | 1.0515 | 0.975 | 1.1288 | 0.99169 | 1.1188 | 0.97504 | 1.0499 | 1.0781
Retro12Med | Retro | Pre-Rinse Spray Valve | Commercial | Food Preparation | 0.023961 | 142.3338 | -312.6766 | <0 | NA | Pre-Rinse Spray Valve_0.81_to_1.0gpm | 0.67799 | 0.038967 | 0.036568 | 0.042249 | 0.036559 | 0.03717 | 0.033927 | 0.031179 | 0.032772 | 0.029234 | 0.033102 | 0.032447 | 0.036557 | 0 | 0.017614 | 0.015754 | 0.01561 | 0.015724 | 0.015832 | 0.013368 | 0.014781 | 0.012651 | 0.014227 | 0.012624 | 0.015175 | 0.016813
Retro12Med | Retro | Pre-Rinse Spray Valve | Commercial | Food Preparation | 0.014985 | 89.0172 | -118.1663 | <0 | NA | Pre-Rinse Spray Valve_0.61_to_0.8gpm | 0.42402 | 0.024371 | 0.02287 | 0.026423 | 0.022864 | 0.023247 | 0.021218 | 0.019499 | 0.020496 | 0.018283 | 0.020703 | 0.020293 | 0.022863 | 0 | 0.011016 | 0.0098525 | 0.0097624 | 0.0098341 | 0.0099016 | 0.0083607 | 0.0092444 | 0.0079119 | 0.0088975 | 0.007895 | 0.0094908 | 0.010515
Retro3Slow | Retro | Advanced Rooftop Controller | Commercial | HVAC | 2.3249e-05 | 0.12368 | 68.4502 | 60-70 | NA | Advanced Rooftop Controller-Retro-Large Off | 4.3082 | 0.27014 | 0.2429 | 0.27952 | 0.26004 | 0.26549 | 0.2628 | 0.24966 | 0.26014 | 0.24305 | 0.27713 | 0.24524 | 0.267 | 0 | 0.11469 | 0.09854 | 0.094521 | 0.098695 | 0.096834 | 0.084969 | 0.099764 | 0.081817 | 0.10073 | 0.090467 | 0.10854 | 0.11548
Retro3Slow | Retro | Advanced Rooftop Controller | Commercial | HVAC | 7.8037e-05 | 0.41512 | 75.0059 | 70-80 | NA | Advanced Rooftop Controller-Retro-Medium Off | 7.2566 | 0.45503 | 0.40914 | 0.47082 | 0.43801 | 0.44718 | 0.44265 | 0.42053 | 0.43817 | 0.40939 | 0.46679 | 0.41308 | 0.44974 | 0 | 0.19319 | 0.16598 | 0.15921 | 0.16624 | 0.1631 | 0.14312 | 0.16804 | 0.13781 | 0.16966 | 0.15238 | 0.18283 | 0.19451
Retro3Slow | Retro | Advanced Rooftop Controller | Commercial | HVAC | 5.3556e-05 | 0.28489 | 68.3235 | 60-70 | NA | Advanced Rooftop Controller-Retro-Small Off | 4.8066 | 0.3014 | 0.271 | 0.31186 | 0.29013 | 0.2962 | 0.2932 | 0.27855 | 0.29023 | 0.27117 | 0.30919 | 0.27361 | 0.29789 | 0 | 0.12796 | 0.10994 | 0.10546 | 0.11011 | 0.10804 | 0.094799 | 0.11131 | 0.091282 | 0.11238 | 0.10093 | 0.1211 | 0.12884
Retro3Slow | Retro | Advanced Rooftop Controller | Commercial | HVAC | 0.00018921 | 1.0065 | 9.5834 | 0-10 | NA | Advanced Rooftop Controller-Retro-XLarge Ret | 12.3791 | 0.77624 | 0.69796 | 0.80317 | 0.74721 | 0.76286 | 0.75513 | 0.71738 | 0.74748 | 0.69839 | 0.7963 | 0.70468 | 0.76721 | 0 | 0.32956 | 0.28315 | 0.2716 | 0.28359 | 0.27824 | 0.24415 | 0.28666 | 0.23509 | 0.28942 | 0.25995 | 0.31189 | 0.33183
Retro3Slow | Retro | Advanced Rooftop Controller | Commercial | HVAC | 0.0002323 | 1.2357 | 6.0459 | 0-10 | NA | Advanced Rooftop Controller-Retro-Large Ret | 22.9535 | 1.4393 | 1.2942 | 1.4893 | 1.3855 | 1.4145 | 1.4002 | 1.3302 | 1.386 | 1.295 | 1.4765 | 1.3066 | 1.4226 | 0 | 0.61107 | 0.52501 | 0.5036 | 0.52584 | 0.51592 | 0.45271 | 0.53153 | 0.43591 | 0.53666 | 0.482 | 0.5783 | 0.61527
Retro3Slow | Retro | Advanced Rooftop Controller | Commercial | HVAC | 7.9781e-05 | 0.4244 | 20.1031 | 20-30 | NA | Advanced Rooftop Controller-Retro-Medium Ret | 3.6638 | 0.22974 | 0.20657 | 0.23771 | 0.22115 | 0.22578 | 0.22349 | 0.21232 | 0.22123 | 0.2067 | 0.23568 | 0.20856 | 0.22707 | 0 | 0.097538 | 0.083801 | 0.080383 | 0.083933 | 0.08235 | 0.07226 | 0.084842 | 0.069579 | 0.08566 | 0.076936 | 0.092307 | 0.098209
Retro3Slow | Retro | Advanced Rooftop Controller | Commercial | HVAC | 5.3572e-06 | 0.028498 | 72.6003 | 70-80 | NA | Advanced Rooftop Controller-Retro-Small Ret | 0.27734 | 0.017391 | 0.015637 | 0.017994 | 0.01674 | 0.017091 | 0.016918 | 0.016072 | 0.016747 | 0.015647 | 0.01784 | 0.015788 | 0.017189 | 0 | 0.0073834 | 0.0063436 | 0.0060848 | 0.0063536 | 0.0062337 | 0.0054699 | 0.0064224 | 0.005267 | 0.0064842 | 0.0058239 | 0.0069874 | 0.0074342
Retro3Slow | Retro | Advanced Rooftop Controller | Commercial | HVAC | 1.0515e-05 | 0.11418 | 87.9603 | 80-90 | NA | Advanced Rooftop Controller-Retro-School K-12 | 2.4708 | 0.18524 | 0.16992 | 0.18701 | 0.17777 | 0.1819 | 0.17413 | 0.15407 | 0.18131 | 0.18701 | 0.19092 | 0.15988 | 0.16455 | 0 | 0.053031 | 0.039167 | 0.032133 | 0.025951 | 0.022359 | 0.019555 | 0.019168 | 0.020052 | 0.0258 | 0.019764 | 0.032146 | 0.047926
Retro3Slow | Retro | Advanced Rooftop Controller | Commercial | HVAC | 2.1441e-05 | 0.11406 | 82.6168 | 80-90 | NA | Advanced Rooftop Controller-Retro-University | 1.2504 | 0.078404 | 0.070498 | 0.081125 | 0.075472 | 0.077053 | 0.076272 | 0.07246 | 0.0755 | 0.070541 | 0.080431 | 0.071177 | 0.077493 | 0 | 0.033287 | 0.028599 | 0.027433 | 0.028645 | 0.028104 | 0.024661 | 0.028955 | 0.023746 | 0.029234 | 0.026256 | 0.031502 | 0.033516
Retro3Slow | Retro | Advanced Rooftop Controller | Commercial | HVAC | 9.3906e-06 | 0.049954 | 74.4447 | 70-80 | NA | Advanced Rooftop Controller-Retro-Warehouse | 2.027 | 0.1271 | 0.11429 | 0.13151 | 0.12235 | 0.12491 | 0.12365 | 0.11747 | 0.12239 | 0.11436 | 0.13039 | 0.11539 | 0.12562 | 0 | 0.053962 | 0.046363 | 0.044472 | 0.046436 | 0.04556 | 0.039977 | 0.046939 | 0.038494 | 0.047391 | 0.042564 | 0.051069 | 0.054334
Retro3Slow | Retro | Advanced Rooftop Controller | Commercial | HVAC | 0.00018575 | 0.9881 | 22.6142 | 20-30 | NA | Advanced Rooftop Controller-Retro-Supermarket | 4.3377 | 0.27199 | 0.24457 | 0.28143 | 0.26182 | 0.26731 | 0.2646 | 0.25137 | 0.26192 | 0.24472 | 0.27902 | 0.24692 | 0.26883 | 0 | 0.11548 | 0.099215 | 0.095168 | 0.099372 | 0.097497 | 0.085551 | 0.10045 | 0.082377 | 0.10142 | 0.091087 | 0.10929 | 0.11627
Retro3Slow | Retro | Advanced Rooftop Controller | Commercial | HVAC | 0.00018575 | 0.9881 | 22.6142 | 20-30 | NA | Advanced Rooftop Controller-Retro-MiniMart | 1.971 | 0.12359 | 0.11113 | 0.12788 | 0.11897 | 0.12146 | 0.12023 | 0.11422 | 0.11901 | 0.1112 | 0.12679 | 0.1122 | 0.12215 | 0 | 0.052472 | 0.045082 | 0.043243 | 0.045153 | 0.044301 | 0.038873 | 0.045642 | 0.037431 | 0.046082 | 0.041389 | 0.049658 | 0.052833
Retro3Slow | Retro | Advanced Rooftop Controller | Commercial | HVAC | 0.00040538 | 2.1564 | 27.5409 | 20-30 | NA | Advanced Rooftop Controller-Retro-Restaurant | 9.8594 | 0.61823 | 0.55589 | 0.63969 | 0.59512 | 0.60758 | 0.60142 | 0.57136 | 0.59533 | 0.55623 | 0.63421 | 0.56124 | 0.61105 | 0 | 0.26248 | 0.22551 | 0.21631 | 0.22587 | 0.22161 | 0.19445 | 0.22831 | 0.18724 | 0.23051 | 0.20704 | 0.2484 | 0.26428
Retro3Slow | Retro | Advanced Rooftop Controller | Commercial | HVAC | 2.3001e-05 | 0.12236 | 46.2291 | 40-50 | NA | Advanced Rooftop Controller-Retro-Lodging | 1.93 | 0.12102 | 0.10882 | 0.12522 | 0.11649 | 0.11893 | 0.11773 | 0.11184 | 0.11654 | 0.10888 | 0.12415 | 0.10986 | 0.11961 | 0 | 0.05138 | 0.044144 | 0.042343 | 0.044213 | 0.043379 | 0.038064 | 0.044692 | 0.036652 | 0.045123 | 0.040527 | 0.048624 | 0.051733
Retro3Slow | Retro | Advanced Rooftop Controller | Commercial | HVAC | 1.4818e-05 | 0.1222 | 50.0924 | 50-60 | NA | Advanced Rooftop Controller-Retro-Hospital | 1.1966 | 0.056711 | 0.052093 | 0.060808 | 0.056341 | 0.059212 | 0.0601 | 0.058736 | 0.063563 | 0.055726 | 0.061523 | 0.054088 | 0.056486 | 0 | 0.044364 | 0.039049 | 0.039759 | 0.040791 | 0.041918 | 0.039146 | 0.04484 | 0.040675 | 0.043601 | 0.039854 | 0.04295 | 0.04422
Retro3Slow | Retro | Advanced Rooftop Controller | Commercial | HVAC | 9.1873e-05 | 0.75764 | 25.05 | 20-30 | NA | Advanced Rooftop Controller-Retro-Residential Care | 9.0425 | 0.42857 | 0.39368 | 0.45953 | 0.42577 | 0.44747 | 0.45418 | 0.44388 | 0.48036 | 0.42113 | 0.46494 | 0.40875 | 0.42687 | 0 | 0.33527 | 0.2951 | 0.30046 | 0.30826 | 0.31678 | 0.29583 | 0.33886 | 0.30738 | 0.3295 | 0.30118 | 0.32458 | 0.33418
Retro3Slow | Retro | Advanced Rooftop Controller | Commercial | HVAC | 0.00014254 | 0.75826 | 16.0153 | 10-20 | NA | Advanced Rooftop Controller-Retro-Assembly | 25.3924 | 1.5922 | 1.4317 | 1.6475 | 1.5327 | 1.5648 | 1.5489 | 1.4715 | 1.5333 | 1.4326 | 1.6334 | 1.4455 | 1.5737 | 0 | 0.676 | 0.5808 | 0.55711 | 0.58171 | 0.57074 | 0.50081 | 0.58801 | 0.48223 | 0.59368 | 0.53321 | 0.63975 | 0.68065
Retro3Slow | Retro | Advanced Rooftop Controller | Commercial | HVAC | 2.8534e-05 | 0.15179 | 38.787 | 30-40 | NA | Advanced Rooftop Controller-Retro-Other | 4.2501 | 0.2665 | 0.23963 | 0.27575 | 0.25654 | 0.26191 | 0.25926 | 0.2463 | 0.25663 | 0.23978 | 0.27339 | 0.24194 | 0.26341 | 0 | 0.11315 | 0.097213 | 0.093247 | 0.097366 | 0.095529 | 0.083824 | 0.09842 | 0.080714 | 0.099368 | 0.089248 | 0.10708 | 0.11393
Retro20Fast | Retro | Showerheads | Commercial | Water Heating | 0.015056 | 87.3671 | -231.5878 | <0 | NA | Showerheads-Retro-Large Off | 0.20694 | 0.013194 | 0.012343 | 0.014279 | 0.012423 | 0.01266 | 0.011414 | 0.010538 | 0.011066 | 0.0097531 | 0.011193 | 0.01083 | 0.012319 | 0 | 0.0064743 | 0.0057614 | 0.005636 | 0.0057084 | 0.0057384 | 0.0047016 | 0.0053017 | 0.0044593 | 0.0050275 | 0.0045113 | 0.005498 | 0.0061128
Retro20Fast | Retro | Showerheads | Commercial | Water Heating | 0.015056 | 87.3671 | -231.5878 | <0 | NA | Showerheads-Retro-Medium Off | 0.1774 | 0.011311 | 0.010581 | 0.012241 | 0.010649 | 0.010853 | 0.0097844 | 0.0090338 | 0.009486 | 0.0083608 | 0.0095954 | 0.0092839 | 0.010561 | 0 | 0.0055501 | 0.0049389 | 0.0048314 | 0.0048935 | 0.0049192 | 0.0040304 | 0.0045448 | 0.0038227 | 0.0043098 | 0.0038673 | 0.0047131 | 0.0052402
Retro20Fast | Retro | Showerheads | Commercial | Water Heating | 0.015056 | 87.3671 | -231.5878 | <0 | NA | Showerheads-Retro-Small Off | 0.032018 | 0.0020414 | 0.0019098 | 0.0022093 | 0.0019221 | 0.0019588 | 0.0017659 | 0.0016305 | 0.0017121 | 0.001509 | 0.0017318 | 0.0016756 | 0.001906 | 0 | 0.0010017 | 0.0008914 | 0.000872 | 0.0008832 | 0.00088784 | 0.00072743 | 0.00082028 | 0.00068994 | 0.00077785 | 0.00069799 | 0.00085065 | 0.00094578
Retro20Fast | Retro | Showerheads | Commercial | Water Heating | 0 | 0 | 9999 | >140 | NA | Showerheads-Retro-XLarge Ret | - | 0 | 0 | 0 | 0 | 0 | 0 | 0 | 0 | 0 | 0 | 0 | 0 | 0 | 0 | 0 | 0 | 0 | 0 | 0 | 0 | 0 | 0 | 0 | 0 | 0
Retro20Fast | Retro | Showerheads | Commercial | Water Heating | 0 | 0 | 9999 | >140 | NA | Showerheads-Retro-Large Ret | - | 0 | 0 | 0 | 0 | 0 | 0 | 0 | 0 | 0 | 0 | 0 | 0 | 0 | 0 | 0 | 0 | 0 | 0 | 0 | 0 | 0 | 0 | 0 | 0 | 0
Retro20Fast | Retro | Showerheads | Commercial | Water Heating | 0 | 0 | 9999 | >140 | NA | Showerheads-Retro-Medium Ret | - | 0 | 0 | 0 | 0 | 0 | 0 | 0 | 0 | 0 | 0 | 0 | 0 | 0 | 0 | 0 | 0 | 0 | 0 | 0 | 0 | 0 | 0 | 0 | 0 | 0
Retro20Fast | Retro | Showerheads | Commercial | Water Heating | 0 | 0 | 9999 | >140 | NA | Showerheads-Retro-Small Ret | - | 0 | 0 | 0 | 0 | 0 | 0 | 0 | 0 | 0 | 0 | 0 | 0 | 0 | 0 | 0 | 0 | 0 | 0 | 0 | 0 | 0 | 0 | 0 | 0 | 0
Retro20Fast | Retro | Showerheads | Commercial | Water Heating | 0.0053757 | 31.1938 | -689.3403 | <0 | NA | Showerheads-Retro-School K-12 | 0.011367 | 0.00072471 | 0.00067798 | 0.00078431 | 0.00068234 | 0.00069539 | 0.00062692 | 0.00057882 | 0.00060779 | 0.0005357 | 0.00061481 | 0.00059485 | 0.00067665 | 0 | 0.00035561 | 0.00031645 | 0.00030956 | 0.00031354 | 0.00031519 | 0.00025824 | 0.0002912 | 0.00024493 | 0.00027614 | 0.00024779 | 0.00030198 | 0.00033575
Retro20Fast | Retro | Showerheads | Commercial | Water Heating | 0.0091683 | 53.2012 | -712.1195 | <0 | NA | Showerheads-Retro-University | 0.08529 | 0.0054379 | 0.0050872 | 0.005885 | 0.0051199 | 0.0052179 | 0.0047041 | 0.0043432 | 0.0045606 | 0.0040196 | 0.0046132 | 0.0044634 | 0.0050772 | 0 | 0.0026683 | 0.0023745 | 0.0023228 | 0.0023526 | 0.002365 | 0.0019377 | 0.002185 | 0.0018378 | 0.002072 | 0.0018593 | 0.0022659 | 0.0025193
Retro20Fast | Retro | Showerheads | Commercial | Water Heating | 0 | 0 | 9999 | >140 | NA | Showerheads-Retro-Warehouse | - | 0 | 0 | 0 | 0 | 0 | 0 | 0 | 0 | 0 | 0 | 0 | 0 | 0 | 0 | 0 | 0 | 0 | 0 | 0 | 0 | 0 | 0 | 0 | 0 | 0
Retro20Fast | Retro | Showerheads | Commercial | Water Heating | 0 | 0 | 9999 | >140 | NA | Showerheads-Retro-Supermarket | - | 0 | 0 | 0 | 0 | 0 | 0 | 0 | 0 | 0 | 0 | 0 | 0 | 0 | 0 | 0 | 0 | 0 | 0 | 0 | 0 | 0 | 0 | 0 | 0 | 0
Retro20Fast | Retro | Showerheads | Commercial | Water Heating | 0 | 0 | 9999 | >140 | NA | Showerheads-Retro-MiniMart | - | 0 | 0 | 0 | 0 | 0 | 0 | 0 | 0 | 0 | 0 | 0 | 0 | 0 | 0 | 0 | 0 | 0 | 0 | 0 | 0 | 0 | 0 | 0 | 0 | 0
Retro20Fast | Retro | Showerheads | Commercial | Water Heating | 0 | 0 | 9999 | >140 | NA | Showerheads-Retro-Restaurant | - | 0 | 0 | 0 | 0 | 0 | 0 | 0 | 0 | 0 | 0 | 0 | 0 | 0 | 0 | 0 | 0 | 0 | 0 | 0 | 0 | 0 | 0 | 0 | 0 | 0
Retro20Fast | Retro | Showerheads | Commercial | Water Heating | 0.0091683 | 53.2012 | -712.1195 | <0 | NA | Showerheads-Retro-Lodging | 1.0681 | 0.068098 | 0.063707 | 0.073698 | 0.064116 | 0.065343 | 0.058909 | 0.054389 | 0.057112 | 0.050337 | 0.057771 | 0.055895 | 0.063582 | 0 | 0.033415 | 0.029735 | 0.029088 | 0.029462 | 0.029617 | 0.024266 | 0.027363 | 0.023015 | 0.025948 | 0.023284 | 0.028376 | 0.031549
Retro20Fast | Retro | Showerheads | Commercial | Water Heating | 0.01277 | 74.1015 | -366.5979 | <0 | NA | Showerheads-Retro-Hospital | 0.20039 | 0.012776 | 0.011952 | 0.013827 | 0.012029 | 0.012259 | 0.011052 | 0.010204 | 0.010715 | 0.0094441 | 0.010839 | 0.010487 | 0.011929 | 0 | 0.0062692 | 0.0055788 | 0.0054574 | 0.0055275 | 0.0055566 | 0.0045527 | 0.0051337 | 0.004318 | 0.0048682 | 0.0043684 | 0.0053238 | 0.0059192
Retro20Fast | Retro | Showerheads | Commercial | Water Heating | 0.0091683 | 53.2012 | -712.1195 | <0 | NA | Showerheads-Retro-Residential Care | 0.58619 | 0.037374 | 0.034964 | 0.040448 | 0.035189 | 0.035862 | 0.032331 | 0.02985 | 0.031345 | 0.027627 | 0.031706 | 0.030677 | 0.034896 | 0 | 0.018339 | 0.01632 | 0.015964 | 0.01617 | 0.016254 | 0.013318 | 0.015018 | 0.012631 | 0.014241 | 0.012779 | 0.015574 | 0.017315
Retro20Fast | Retro | Showerheads | Commercial | Water Heating | 0.0091683 | 53.2012 | -712.1195 | <0 | NA | Showerheads-Retro-Assembly | 0.013083 | 0.00083417 | 0.00078038 | 0.00090276 | 0.00078539 | 0.00080042 | 0.0007216 | 0.00066624 | 0.00069959 | 0.00061661 | 0.00070766 | 0.00068468 | 0.00077884 | 0 | 0.00040932 | 0.00036424 | 0.00035632 | 0.00036089 | 0.00036279 | 0.00029724 | 0.00033518 | 0.00028192 | 0.00031784 | 0.00028521 | 0.00034759 | 0.00038646
Retro20Fast | Retro | Showerheads | Commercial | Water Heating | 0.28738 | 1667.5933 | -388.7489 | <0 | NA | Showerheads-Retro-Other | 1.3409 | 0.085494 | 0.079981 | 0.092524 | 0.080495 | 0.082035 | 0.073957 | 0.068283 | 0.071701 | 0.063196 | 0.072528 | 0.070174 | 0.079824 | 0 | 0.041951 | 0.037331 | 0.036519 | 0.036988 | 0.037182 | 0.030465 | 0.034353 | 0.028895 | 0.032576 | 0.029232 | 0.035625 | 0.039609
LO50Fast | New | Street and Roadway Lighting | Commercial | Lighting | 0.076399 | 327.3115 | -119.0783 | <0 | NA | Streetlight - HPS 100W - New | 1.9748 | 0.080883 | 0.059793 | 0.0557 | 0.031976 | 0.025686 | 0.019925 | 0.020791 | 0.030263 | 0.038234 | 0.062375 | 0.072232 | 0.085088 | 0 | 0.13405 | 0.11628 | 0.11722 | 0.11162 | 0.10281 | 0.093413 | 0.102 | 0.11014 | 0.11872 | 0.12253 | 0.12845 | 0.1346
LO50Fast | New | Street and Roadway Lighting | Commercial | Lighting | 0.16679 | 714.5532 | -60.0217 | <0 | NA | Streetlight - HPS 250W - New | 1.1177 | 0.045779 | 0.033842 | 0.031526 | 0.018098 | 0.014538 | 0.011277 | 0.011768 | 0.017128 | 0.02164 | 0.035304 | 0.040883 | 0.048159 | 0 | 0.075871 | 0.065812 | 0.066345 | 0.063177 | 0.058189 | 0.052871 | 0.057733 | 0.062341 | 0.067197 | 0.069351 | 0.072699 | 0.076184
LO50Fast | New | Street and Roadway Lighting | Commercial | Lighting | 0.098996 | 424.1219 | -92.0486 | <0 | NA | Streetlight - MH 200W - New | 0.62077 | 0.025425 | 0.018796 | 0.017509 | 0.010052 | 0.0080743 | 0.0062633 | 0.0065357 | 0.0095129 | 0.012019 | 0.019607 | 0.022706 | 0.026747 | 0 | 0.042138 | 0.036551 | 0.036848 | 0.035088 | 0.032318 | 0.029364 | 0.032065 | 0.034623 | 0.037321 | 0.038517 | 0.040376 | 0.042312
LO50Fast | New | Street and Roadway Lighting | Commercial | Lighting | 0.28838 | 1235.4855 | -26.2997 | <0 | NA | Streetlight - MH 400W - New | 2.4157 | 0.098941 | 0.073143 | 0.068136 | 0.039115 | 0.031421 | 0.024373 | 0.025433 | 0.037019 | 0.046771 | 0.076301 | 0.088359 | 0.10409 | 0 | 0.16398 | 0.14224 | 0.14339 | 0.13654 | 0.12576 | 0.11427 | 0.12478 | 0.13474 | 0.14523 | 0.14989 | 0.15712 | 0.16466
LO50Fast | New | Street and Roadway Lighting | Commercial | Lighting | 0.73064 | 3130.2039 | -1.2734 | <0 | NA | Streetlight - MH 1000W - New | 0.48963 | 0.020054 | 0.014825 | 0.01381 | 0.0079281 | 0.0063686 | 0.0049402 | 0.005155 | 0.0075033 | 0.0094798 | 0.015465 | 0.017909 | 0.021097 | 0 | 0.033236 | 0.02883 | 0.029063 | 0.027676 | 0.025491 | 0.023161 | 0.025291 | 0.027309 | 0.029437 | 0.03038 | 0.031847 | 0.033374
LO50Fast | NR | Street and Roadway Lighting | Commercial | Lighting | 0.076399 | 327.3115 | -68.7311 | <0 | NA | Streetlight - HPS 100W - NR | 16.1761 | 0.66253 | 0.48978 | 0.45626 | 0.26192 | 0.2104 | 0.16321 | 0.17031 | 0.24789 | 0.31319 | 0.51093 | 0.59167 | 0.69698 | 0 | 1.098 | 0.95246 | 0.96018 | 0.91433 | 0.84215 | 0.76517 | 0.83554 | 0.90222 | 0.9725 | 1.0037 | 1.0521 | 1.1026
LO50Fast | NR | Street and Roadway Lighting | Commercial | Lighting | 0.098996 | 424.1219 | -41.0913 | <0 | NA | Streetlight - MH 200W - NR | 5.0849 | 0.20826 | 0.15396 | 0.14342 | 0.082335 | 0.066139 | 0.051304 | 0.053536 | 0.077923 | 0.098449 | 0.16061 | 0.18599 | 0.21909 | 0 | 0.34516 | 0.2994 | 0.30183 | 0.28742 | 0.26472 | 0.24053 | 0.26265 | 0.28361 | 0.3057 | 0.3155 | 0.33073 | 0.34659
LO50Fast | NR | Street and Roadway Lighting | Commercial | Lighting | 0.16679 | 714.5532 | -29.7761 | <0 | NA | Streetlight - HPS 250W - NR | 9.1555 | 0.37498 | 0.27721 | 0.25824 | 0.14825 | 0.11908 | 0.092375 | 0.096392 | 0.1403 | 0.17726 | 0.28918 | 0.33488 | 0.39448 | 0 | 0.62148 | 0.53908 | 0.54345 | 0.5175 | 0.47665 | 0.43308 | 0.47291 | 0.51065 | 0.55043 | 0.56807 | 0.5955 | 0.62405
LO50Fast | NR | Street and Roadway Lighting | Commercial | Lighting | 0.28838 | 1235.4855 | -5.527 | <0 | NA | Streetlight - MH 400W - NR | 19.7876 | 0.81045 | 0.59914 | 0.55812 | 0.3204 | 0.25738 | 0.19965 | 0.20833 | 0.30323 | 0.38311 | 0.62501 | 0.72377 | 0.85259 | 0 | 1.3432 | 1.1651 | 1.1746 | 1.1185 | 1.0302 | 0.936 | 1.0221 | 1.1037 | 1.1896 | 1.2278 | 1.287 | 1.3487
LO50Fast | NR | Street and Roadway Lighting | Commercial | Lighting | 0.73064 | 3130.2039 | 17.7136 | 10-20 | NA | Streetlight - MH 1000W - NR | 4.0107 | 0.16427 | 0.12144 | 0.11312 | 0.064941 | 0.052167 | 0.040466 | 0.042226 | 0.061462 | 0.077652 | 0.12668 | 0.1467 | 0.17281 | 0 | 0.27225 | 0.23615 | 0.23807 | 0.2267 | 0.2088 | 0.18972 | 0.20716 | 0.2237 | 0.24112 | 0.24885 | 0.26087 | 0.27337
LO1Slow | New | VRF | Commercial | HVAC | 0.00065676 | 3.4937 | 69.0059 | 60-70 | Large Off | VRF-NEW-Large Off | 1.0846 | 0.068012 | 0.061154 | 0.070372 | 0.065469 | 0.066839 | 0.066162 | 0.062855 | 0.065493 | 0.061191 | 0.069769 | 0.061742 | 0.067221 | 0 | 0.028875 | 0.024809 | 0.023797 | 0.024848 | 0.024379 | 0.021392 | 0.025117 | 0.020598 | 0.025359 | 0.022776 | 0.027327 | 0.029074
LO1Slow | New | VRF | Commercial | HVAC | 0.00039672 | 2.1104 | 69.6785 | 60-70 | Medium Off | VRF-NEW-Medium Off | 8.3511 | 0.52365 | 0.47085 | 0.54183 | 0.50407 | 0.51463 | 0.50941 | 0.48395 | 0.50426 | 0.47114 | 0.53719 | 0.47538 | 0.51757 | 0 | 0.22232 | 0.19101 | 0.18322 | 0.19131 | 0.1877 | 0.16471 | 0.19339 | 0.1586 | 0.19525 | 0.17536 | 0.2104 | 0.22385
LO1Slow | New | VRF | Commercial | HVAC | 0.00058664 | 3.1207 | 35.2743 | 30-40 | Small Off | VRF-NEW-Small Off | 3.2358 | 0.2029 | 0.18244 | 0.20994 | 0.19531 | 0.1994 | 0.19738 | 0.18752 | 0.19539 | 0.18255 | 0.20815 | 0.1842 | 0.20054 | 0 | 0.086144 | 0.074012 | 0.070993 | 0.074129 | 0.07273 | 0.063819 | 0.074932 | 0.061451 | 0.075653 | 0.067949 | 0.081524 | 0.086736
LO1Slow | New | VRF | Commercial | HVAC | 0.00040906 | 2.176 | 111.9041 | 110-120 | XLarge Ret | VRF-NEW-XLarge Ret | 0.63569 | 0.039861 | 0.035842 | 0.041245 | 0.038371 | 0.039174 | 0.038777 | 0.036839 | 0.038385 | 0.035864 | 0.040891 | 0.036187 | 0.039398 | 0 | 0.016923 | 0.01454 | 0.013947 | 0.014563 | 0.014288 | 0.012538 | 0.014721 | 0.012072 | 0.014863 | 0.013349 | 0.016016 | 0.01704
LO1Slow | New | VRF | Commercial | HVAC | 0.00041155 | 2.1893 | 114.8271 | 110-120 | Large Ret | VRF-NEW-Large Ret | 0.25858 | 0.016214 | 0.014579 | 0.016777 | 0.015608 | 0.015935 | 0.015773 | 0.014985 | 0.015614 | 0.014588 | 0.016633 | 0.01472 | 0.016026 | 0 | 0.006884 | 0.0059145 | 0.0056733 | 0.0059238 | 0.0058121 | 0.0050999 | 0.005988 | 0.0049107 | 0.0060457 | 0.0054299 | 0.0065148 | 0.0069313
LO1Slow | New | VRF | Commercial | HVAC | 0.00040512 | 2.155 | 107.2075 | 100-110 | Medium Ret | VRF-NEW-Medium Ret | 0.96095 | 0.060257 | 0.05418 | 0.062348 | 0.058003 | 0.059218 | 0.058618 | 0.055688 | 0.058025 | 0.054214 | 0.061814 | 0.054702 | 0.059556 | 0 | 0.025583 | 0.02198 | 0.021083 | 0.022014 | 0.021599 | 0.018953 | 0.022253 | 0.018249 | 0.022467 | 0.020179 | 0.024211 | 0.025759
LO1Slow | New | VRF | Commercial | HVAC | 0.00039611 | 2.1071 | 96.1263 | 90-100 | Small Ret | VRF-NEW-Small Ret | 0.3002 | 0.018824 | 0.016926 | 0.019477 | 0.01812 | 0.0185 | 0.018312 | 0.017397 | 0.018127 | 0.016936 | 0.019311 | 0.017089 | 0.018605 | 0 | 0.0079919 | 0.0068664 | 0.0065864 | 0.0068773 | 0.0067475 | 0.0059208 | 0.0069517 | 0.0057011 | 0.0070187 | 0.0063039 | 0.0075634 | 0.0080469
LO1Slow | New | VRF | Commercial | HVAC | 0.00018837 | 2.0455 | 116.5856 | 110-120 | School K-12 | VRF-NEW-School K-12 | 2.3736 | 0.17795 | 0.16324 | 0.17965 | 0.17078 | 0.17474 | 0.16728 | 0.14801 | 0.17417 | 0.17965 | 0.18341 | 0.15359 | 0.15808 | 0 | 0.050945 | 0.037626 | 0.030869 | 0.02493 | 0.021479 | 0.018785 | 0.018414 | 0.019263 | 0.024785 | 0.018986 | 0.030881 | 0.04604
LO1Slow | New | VRF | Commercial | HVAC | 0.00038914 | 2.0701 | 108.3165 | 100-110 | University | VRF-NEW-University | 1.7814 | 0.1117 | 0.10044 | 0.11558 | 0.10753 | 0.10978 | 0.10867 | 0.10323 | 0.10757 | 0.1005 | 0.11459 | 0.10141 | 0.11041 | 0 | 0.047425 | 0.040746 | 0.039084 | 0.04081 | 0.040041 | 0.035134 | 0.041252 | 0.033831 | 0.04165 | 0.037408 | 0.044882 | 0.047751
LO1Slow | New | VRF | Commercial | HVAC | 0.00041062 | 2.1843 | 115.1134 | 110-120 | Warehouse | VRF-NEW-Warehouse | 0.077854 | 0.0048819 | 0.0043896 | 0.0050513 | 0.0046993 | 0.0047977 | 0.0047491 | 0.0045117 | 0.004701 | 0.0043923 | 0.005008 | 0.0044318 | 0.0048251 | 0 | 0.0020726 | 0.0017808 | 0.0017081 | 0.0017836 | 0.0017499 | 0.0015355 | 0.0018029 | 0.0014785 | 0.0018202 | 0.0016349 | 0.0019615 | 0.0020869
LO1Slow | New | VRF | Commercial | HVAC | 0.00061845 | 3.2899 | 68.1601 | 60-70 | Supermarket | VRF-NEW-Supermarket | 0.036913 | 0.0023146 | 0.0020812 | 0.002395 | 0.0022281 | 0.0022747 | 0.0022517 | 0.0021391 | 0.0022289 | 0.0020825 | 0.0023745 | 0.0021013 | 0.0022877 | 0 | 0.0009827 | 0.00084431 | 0.00080987 | 0.00084564 | 0.00082969 | 0.00072803 | 0.0008548 | 0.00070102 | 0.00086303 | 0.00077514 | 0.00093 | 0.00098946
LO1Slow | New | VRF | Commercial | HVAC | 0.0010483 | 5.5767 | 69.9303 | 60-70 | MiniMart | VRF-NEW-MiniMart | 0.029586 | 0.0018552 | 0.0016681 | 0.0019196 | 0.0017858 | 0.0018232 | 0.0018047 | 0.0017145 | 0.0017865 | 0.0016691 | 0.0019031 | 0.0016842 | 0.0018336 | 0 | 0.00078763 | 0.00067671 | 0.00064911 | 0.00067778 | 0.00066499 | 0.00058351 | 0.00068511 | 0.00056186 | 0.00069171 | 0.00062127 | 0.00074539 | 0.00079305
LO1Slow | New | VRF | Commercial | HVAC | 0.00099175 | 5.2756 | 69.2453 | 60-70 | Restaurant | VRF-NEW-Restaurant | 0.68246 | 0.042794 | 0.038478 | 0.044279 | 0.041193 | 0.042056 | 0.04163 | 0.039549 | 0.041209 | 0.038502 | 0.0439 | 0.038849 | 0.042296 | 0 | 0.018168 | 0.01561 | 0.014973 | 0.015634 | 0.015339 | 0.01346 | 0.015804 | 0.012961 | 0.015956 | 0.014331 | 0.017194 | 0.018293
LO1Slow | New | VRF | Commercial | HVAC | 0.000671 | 3.5694 | 59.0411 | 50-60 | Lodging | VRF-NEW-Lodging | 2.9418 | 0.18447 | 0.16587 | 0.19087 | 0.17757 | 0.18129 | 0.17945 | 0.17048 | 0.17763 | 0.16597 | 0.18923 | 0.16746 | 0.18232 | 0 | 0.078317 | 0.067288 | 0.064543 | 0.067394 | 0.066123 | 0.058021 | 0.068124 | 0.055868 | 0.06878 | 0.061775 | 0.074117 | 0.078856
LO1Slow | New | VRF | Commercial | HVAC | 0.00051744 | 4.2671 | 91.7575 | 90-100 | Hospital | VRF-NEW-Hospital | 0.32476 | 0.015392 | 0.014139 | 0.016504 | 0.015292 | 0.016071 | 0.016312 | 0.015942 | 0.017252 | 0.015125 | 0.016698 | 0.01468 | 0.015331 | 0 | 0.012041 | 0.010598 | 0.010791 | 0.011071 | 0.011377 | 0.010625 | 0.01217 | 0.01104 | 0.011834 | 0.010817 | 0.011657 | 0.012002
LO1Slow | New | VRF | Commercial | HVAC | 0.0004412 | 3.6384 | 76.9287 | 70-80 | Residential Care | VRF-NEW-Residential Care | 6.2378 | 0.29565 | 0.27157 | 0.317 | 0.29371 | 0.30868 | 0.31331 | 0.3062 | 0.33137 | 0.29051 | 0.32073 | 0.28197 | 0.29447 | 0 | 0.23128 | 0.20357 | 0.20727 | 0.21265 | 0.21853 | 0.20408 | 0.23376 | 0.21204 | 0.2273 | 0.20776 | 0.22391 | 0.23053
LO1Slow | New | VRF | Commercial | HVAC | 0.00072766 | 3.8708 | 51.8106 | 50-60 | Assembly | VRF-NEW-Assembly | 4.6412 | 0.29103 | 0.26168 | 0.30113 | 0.28015 | 0.28601 | 0.28311 | 0.26896 | 0.28025 | 0.26184 | 0.29855 | 0.2642 | 0.28765 | 0 | 0.12356 | 0.10616 | 0.10183 | 0.10633 | 0.10432 | 0.091538 | 0.10748 | 0.088142 | 0.10851 | 0.097461 | 0.11693 | 0.12441
LO1Slow | New | VRF | Commercial | HVAC | 0.00075402 | 4.0111 | 49.9198 | 40-50 | Other | VRF-NEW-Other | 27.1347 | 1.7015 | 1.5299 | 1.7605 | 1.6379 | 1.6722 | 1.6552 | 1.5725 | 1.6385 | 1.5308 | 1.7455 | 1.5446 | 1.6817 | 0 | 0.72238 | 0.62065 | 0.59533 | 0.62163 | 0.6099 | 0.53517 | 0.62836 | 0.51532 | 0.63441 | 0.5698 | 0.68364 | 0.72735
Retro3Slow | Retro | VRF | Commercial | HVAC | 0.00074926 | 3.9857 | 69.9954 | 60-70 | Large Off | VRF-Retro-Large Off | 3.446 | 0.21608 | 0.19429 | 0.22358 | 0.208 | 0.21236 | 0.21021 | 0.1997 | 0.20808 | 0.19441 | 0.22167 | 0.19616 | 0.21357 | 0 | 0.09174 | 0.07882 | 0.075605 | 0.078944 | 0.077455 | 0.067965 | 0.079799 | 0.065443 | 0.080568 | 0.072363 | 0.08682 | 0.092371
Retro3Slow | Retro | VRF | Commercial | HVAC | 0.00045259 | 2.4076 | 70.6764 | 70-80 | Medium Off | VRF-Retro-Medium Off | 2.9248 | 0.1834 | 0.16491 | 0.18977 | 0.17654 | 0.18024 | 0.17841 | 0.1695 | 0.17661 | 0.16501 | 0.18814 | 0.16649 | 0.18127 | 0 | 0.077865 | 0.066899 | 0.06417 | 0.067005 | 0.065741 | 0.057686 | 0.06773 | 0.055546 | 0.068383 | 0.061418 | 0.073689 | 0.078401
Retro3Slow | Retro | VRF | Commercial | HVAC | 0.00066926 | 3.5602 | 35.8449 | 30-40 | Small Off | VRF-Retro-Small Off | 4.1744 | 0.26175 | 0.23536 | 0.27084 | 0.25197 | 0.25724 | 0.25464 | 0.24191 | 0.25206 | 0.2355 | 0.26852 | 0.23762 | 0.25871 | 0 | 0.11113 | 0.09548 | 0.091585 | 0.09563 | 0.093826 | 0.08233 | 0.096666 | 0.079276 | 0.097597 | 0.087657 | 0.10517 | 0.11189
Retro3Slow | Retro | VRF | Commercial | HVAC | 0.00040466 | 2.1526 | 132.4438 | 130-140 | XLarge Ret | VRF-Retro-XLarge Ret | 0.13105 | 0.0082176 | 0.007389 | 0.0085028 | 0.0079103 | 0.008076 | 0.0079941 | 0.0075946 | 0.0079132 | 0.0073935 | 0.00843 | 0.0074601 | 0.0081221 | 0 | 0.0034889 | 0.0029975 | 0.0028753 | 0.0030023 | 0.0029456 | 0.0025847 | 0.0030348 | 0.0024888 | 0.003064 | 0.0027519 | 0.0033018 | 0.0035129
Retro3Slow | Retro | VRF | Commercial | HVAC | 0.00040713 | 2.1657 | 135.8566 | 130-140 | Large Ret | VRF-Retro-Large Ret | 2.7878 | 0.17481 | 0.15718 | 0.18088 | 0.16827 | 0.1718 | 0.17006 | 0.16156 | 0.16834 | 0.15728 | 0.17933 | 0.1587 | 0.17278 | 0 | 0.074217 | 0.063765 | 0.061164 | 0.063866 | 0.062661 | 0.054983 | 0.064557 | 0.052944 | 0.065179 | 0.058541 | 0.070237 | 0.074728
Retro3Slow | Retro | VRF | Commercial | HVAC | 0.00040076 | 2.1319 | 126.9602 | 120-130 | Medium Ret | VRF-Retro-Medium Ret | 1.2754 | 0.079975 | 0.071911 | 0.082751 | 0.076985 | 0.078597 | 0.0778 | 0.073912 | 0.077013 | 0.071955 | 0.082042 | 0.072603 | 0.079046 | 0 | 0.033954 | 0.029173 | 0.027983 | 0.029219 | 0.028667 | 0.025155 | 0.029535 | 0.024222 | 0.029819 | 0.026782 | 0.032133 | 0.034188
Retro3Slow | Retro | VRF | Commercial | HVAC | 0.00039185 | 2.0845 | 114.0222 | 110-120 | Small Ret | VRF-Retro-Small Ret | 0.50208 | 0.031483 | 0.028309 | 0.032576 | 0.030306 | 0.030941 | 0.030627 | 0.029096 | 0.030317 | 0.028326 | 0.032297 | 0.028581 | 0.031117 | 0 | 0.013367 | 0.011484 | 0.011016 | 0.011502 | 0.011285 | 0.0099025 | 0.011627 | 0.0095351 | 0.011739 | 0.010543 | 0.01265 | 0.013458
Retro3Slow | Retro | VRF | Commercial | HVAC | 0.00018294 | 1.9865 | 139.6415 | 130-140 | School K-12 | VRF-Retro-School K-12 | 1.0639 | 0.079765 | 0.07317 | 0.08053 | 0.07655 | 0.078327 | 0.074984 | 0.066345 | 0.078073 | 0.080527 | 0.082212 | 0.068846 | 0.070859 | 0 | 0.022836 | 0.016866 | 0.013837 | 0.011175 | 0.0096281 | 0.0084206 | 0.008254 | 0.0086346 | 0.01111 | 0.0085105 | 0.013842 | 0.020637
Retro3Slow | Retro | VRF | Commercial | HVAC | 0.00038914 | 2.0701 | 126.7607 | 120-130 | University | VRF-Retro-University | 0.56166 | 0.035219 | 0.031668 | 0.036441 | 0.033902 | 0.034612 | 0.034261 | 0.032549 | 0.033915 | 0.031687 | 0.036129 | 0.031973 | 0.03481 | 0 | 0.014953 | 0.012847 | 0.012323 | 0.012867 | 0.012624 | 0.011078 | 0.013006 | 0.010667 | 0.013132 | 0.011794 | 0.014151 | 0.015056
Retro3Slow | Retro | VRF | Commercial | HVAC | 0.00056074 | 2.9829 | 95.7151 | 90-100 | Warehouse | VRF-Retro-Warehouse | 2.9957 | 0.18784 | 0.1689 | 0.19436 | 0.18082 | 0.18461 | 0.18273 | 0.1736 | 0.18089 | 0.16901 | 0.1927 | 0.17053 | 0.18566 | 0 | 0.079751 | 0.068519 | 0.065725 | 0.068627 | 0.067333 | 0.059083 | 0.06937 | 0.056891 | 0.070039 | 0.062906 | 0.075474 | 0.080299
Retro3Slow | Retro | VRF | Commercial | HVAC | 0.00062419 | 3.3204 | 79.5429 | 70-80 | Supermarket | VRF-Retro-Supermarket | 1.0101 | 0.063341 | 0.056954 | 0.065539 | 0.060972 | 0.062249 | 0.061618 | 0.058538 | 0.060995 | 0.056989 | 0.064978 | 0.057502 | 0.062604 | 0 | 0.026892 | 0.023105 | 0.022162 | 0.023141 | 0.022705 | 0.019923 | 0.023392 | 0.019184 | 0.023617 | 0.021212 | 0.02545 | 0.027077
Retro3Slow | Retro | VRF | Commercial | HVAC | 0.0010581 | 5.6284 | 81.5687 | 80-90 | MiniMart | VRF-Retro-MiniMart | 0.77804 | 0.048787 | 0.043868 | 0.05048 | 0.046963 | 0.047946 | 0.04746 | 0.045088 | 0.04698 | 0.043895 | 0.050048 | 0.04429 | 0.04822 | 0 | 0.020713 | 0.017796 | 0.01707 | 0.017824 | 0.017488 | 0.015345 | 0.018017 | 0.014776 | 0.018191 | 0.016338 | 0.019602 | 0.020856
Retro3Slow | Retro | VRF | Commercial | HVAC | 0.0010976 | 5.8389 | 72.7283 | 70-80 | Restaurant | VRF-Retro-Restaurant | 0.026429 | 0.0016572 | 0.0014901 | 0.0017147 | 0.0015953 | 0.0016287 | 0.0016122 | 0.0015316 | 0.0015958 | 0.001491 | 0.0017001 | 0.0015045 | 0.001638 | 0 | 0.00070359 | 0.0006045 | 0.00057985 | 0.00060546 | 0.00059403 | 0.00052125 | 0.00061201 | 0.00050191 | 0.00061791 | 0.00055498 | 0.00066586 | 0.00070843
Retro3Slow | Retro | VRF | Commercial | HVAC | 0.00071027 | 3.7783 | 65.3946 | 60-70 | Lodging | VRF-Retro-Lodging | 0.295 | 0.018498 | 0.016633 | 0.01914 | 0.017807 | 0.018179 | 0.017995 | 0.017096 | 0.017813 | 0.016643 | 0.018976 | 0.016793 | 0.018283 | 0 | 0.0078536 | 0.0067476 | 0.0064724 | 0.0067582 | 0.0066307 | 0.0058183 | 0.0068314 | 0.0056024 | 0.0068972 | 0.0061948 | 0.0074325 | 0.0079076
Retro3Slow | Retro | VRF | Commercial | HVAC | 0.00051744 | 4.2671 | 107.0478 | 100-110 | Hospital | VRF-Retro-Hospital | 0.20683 | 0.0098029 | 0.0090046 | 0.010511 | 0.0097388 | 0.010235 | 0.010389 | 0.010153 | 0.010987 | 0.0096326 | 0.010635 | 0.0093495 | 0.0097639 | 0 | 0.0076686 | 0.0067499 | 0.0068725 | 0.0070509 | 0.0072458 | 0.0067666 | 0.0077509 | 0.0070308 | 0.0075367 | 0.0068889 | 0.0074242 | 0.0076437
Retro3Slow | Retro | VRF | Commercial | HVAC | 0.00048344 | 3.9867 | 81.4608 | 80-90 | Residential Care | VRF-Retro-Residential Care | 1.1777 | 0.055816 | 0.051271 | 0.059848 | 0.055451 | 0.058277 | 0.059151 | 0.057809 | 0.06256 | 0.054847 | 0.060552 | 0.053235 | 0.055594 | 0 | 0.043664 | 0.038433 | 0.039131 | 0.040147 | 0.041256 | 0.038528 | 0.044132 | 0.040032 | 0.042913 | 0.039225 | 0.042272 | 0.043522
Retro3Slow | Retro | VRF | Commercial | HVAC | 0.00060272 | 3.2062 | 76.4559 | 70-80 | Assembly | VRF-Retro-Assembly | 7.4406 | 0.46657 | 0.41952 | 0.48276 | 0.44912 | 0.45852 | 0.45388 | 0.43119 | 0.44928 | 0.41978 | 0.47862 | 0.42356 | 0.46114 | 0 | 0.19809 | 0.17019 | 0.16325 | 0.17046 | 0.16724 | 0.14675 | 0.1723 | 0.14131 | 0.17396 | 0.15625 | 0.18746 | 0.19945
Retro3Slow | Retro | VRF | Commercial | HVAC | 0.0008105 | 4.3115 | 54.4355 | 50-60 | Other | VRF-Retro-Other | 0.59758 | 0.037471 | 0.033693 | 0.038772 | 0.03607 | 0.036826 | 0.036452 | 0.03463 | 0.036083 | 0.033713 | 0.03844 | 0.034017 | 0.037036 | 0 | 0.015909 | 0.013668 | 0.013111 | 0.01369 | 0.013432 | 0.011786 | 0.013838 | 0.011349 | 0.013971 | 0.012549 | 0.015056 | 0.016018
Retro5Med | Retro | Municipal Sewage Treatment | Commercial | Process Loads | 6.6879 | 42563.4838 | -9.745 | <0 | NA | Optimize Municipal Sewage ; >10 MGD Design Capacity | 6.921 | 0.34071 | 0.32285 | 0.38747 | 0.3682 | 0.4098 | 0.45793 | 0.48364 | 0.5202 | 0.44439 | 0.43393 | 0.3441 | 0.34013 | 0 | 0.12882 | 0.11143 | 0.11865 | 0.14225 | 0.15902 | 0.17741 | 0.21851 | 0.20297 | 0.20743 | 0.15296 | 0.12149 | 0.12904
Retro5Med | Retro | Municipal Sewage Treatment | Commercial | Process Loads | 15.7218 | 100057.5381 | 29.6135 | 20-30 | NA | Optimize Municipal Sewage ; <1 MGD Design Capacity | 16.2697 | 0.80093 | 0.75895 | 0.91086 | 0.86555 | 0.96334 | 1.0765 | 1.1369 | 1.2229 | 1.0447 | 1.0201 | 0.80891 | 0.79956 | 0 | 0.30283 | 0.26195 | 0.27892 | 0.33441 | 0.37382 | 0.41704 | 0.51366 | 0.47713 | 0.48763 | 0.35959 | 0.28559 | 0.30334
Retro5Med | Retro | Municipal Sewage Treatment | Commercial | Process Loads | 12.6971 | 80807.3729 | 39.7745 | 30-40 | NA | Optimize Municipal Sewage ; 1 to 10 MGD Design Capacity | 13.1396 | 0.64684 | 0.61293 | 0.73562 | 0.69903 | 0.77801 | 0.86939 | 0.91819 | 0.98762 | 0.84367 | 0.82382 | 0.65328 | 0.64574 | 0 | 0.24457 | 0.21155 | 0.22526 | 0.27007 | 0.3019 | 0.33681 | 0.41484 | 0.38533 | 0.39381 | 0.29041 | 0.23065 | 0.24498
LO5Med | NR | Water Cooler Controls | Commercial | Refrigeration | 0.01395 | 111.0693 | 65.4735 | 60-70 | Water Cooler Controls | Market Average to ES 2.0 Upgrade | 3.2336 | 0.15617 | 0.14674 | 0.16643 | 0.15164 | 0.15554 | 0.15504 | 0.14845 | 0.16934 | 0.14586 | 0.16571 | 0.14321 | 0.14581 | 0 | 0.12573 | 0.11309 | 0.11248 | 0.11303 | 0.11449 | 0.10613 | 0.11933 | 0.11372 | 0.11893 | 0.11157 | 0.11734 | 0.1178
LO5Med | NR | Water Cooler Controls | Commercial | Refrigeration | 0.046724 | 204.1517 | 15.6126 | 10-20 | Water Cooler Controls | Timer on ES 2.0 Hot & Cold Water Cooler | 9.5096 | 0.27674 | 0.25283 | 0.2944 | 0.27122 | 0.28205 | 0.28224 | 0.2727 | 0.29361 | 0.26038 | 0.29257 | 0.26235 | 0.27581 | 0 | 0.54021 | 0.48165 | 0.51437 | 0.50674 | 0.52173 | 0.49566 | 0.53311 | 0.51211 | 0.51587 | 0.51137 | 0.52171 | 0.53817
LO5Med | NR | Water Cooler Controls | Commercial | Refrigeration | 0.0085929 | 37.5451 | 142.5558 | >140 | Water Cooler Controls | Timer on ES 2.0 Cold Only Water Cooler | 0.43722 | 0.012724 | 0.011624 | 0.013536 | 0.01247 | 0.012968 | 0.012976 | 0.012538 | 0.013499 | 0.011972 | 0.013451 | 0.012062 | 0.012681 | 0 | 0.024837 | 0.022145 | 0.023649 | 0.023299 | 0.023988 | 0.022789 | 0.024511 | 0.023545 | 0.023718 | 0.023511 | 0.023986 | 0.024743
Retro5Med | Retro | Municipal Water Supply | Commercial | Process Loads | 8.9111 | 56712.1444 | 24.2635 | 20-30 | NA | Municipal Water Supply-Retro | 14.4551 | 0.7116 | 0.6743 | 0.80927 | 0.76901 | 0.8559 | 0.95643 | 1.0101 | 1.0865 | 0.92814 | 0.9063 | 0.71869 | 0.71039 | 0 | 0.26906 | 0.23273 | 0.24781 | 0.29711 | 0.33212 | 0.37053 | 0.45637 | 0.42391 | 0.43324 | 0.31948 | 0.25374 | 0.26951
Retro5Med | Retro | WEPT | Commercial | HVAC | 0 | 0 | 9999 | >140 | Large Off | WEPT-Retro-Large Off | - | 0 | 0 | 0 | 0 | 0 | 0 | 0 | 0 | 0 | 0 | 0 | 0 | 0 | 0 | 0 | 0 | 0 | 0 | 0 | 0 | 0 | 0 | 0 | 0 | 0
Retro5Med | Retro | WEPT | Commercial | HVAC | 0 | 0 | 9999 | >140 | Medium Off | WEPT-Retro-Medium Off | - | 0 | 0 | 0 | 0 | 0 | 0 | 0 | 0 | 0 | 0 | 0 | 0 | 0 | 0 | 0 | 0 | 0 | 0 | 0 | 0 | 0 | 0 | 0 | 0 | 0
Retro5Med | Retro | WEPT | Commercial | HVAC | 0.00026159 | 1.8259 | 79.8323 | 70-80 | Small Off | WEPT-Retro-Small Off | 4.7196 | 0.25079 | 0.22837 | 0.26371 | 0.24889 | 0.26974 | 0.29071 | 0.29402 | 0.32236 | 0.27262 | 0.28015 | 0.23162 | 0.24511 | 0 | 0.13974 | 0.11844 | 0.11395 | 0.11815 | 0.12256 | 0.11816 | 0.14496 | 0.12824 | 0.13935 | 0.114 | 0.12571 | 0.13818
Retro5Med | Retro | WEPT | Commercial | HVAC | 0 | 0 | 9999 | >140 | XLarge Ret | WEPT-Retro-XLarge Ret | - | 0 | 0 | 0 | 0 | 0 | 0 | 0 | 0 | 0 | 0 | 0 | 0 | 0 | 0 | 0 | 0 | 0 | 0 | 0 | 0 | 0 | 0 | 0 | 0 | 0
Retro5Med | Retro | WEPT | Commercial | HVAC | 0 | 0 | 9999 | >140 | Large Ret | WEPT-Retro-Large Ret | - | 0 | 0 | 0 | 0 | 0 | 0 | 0 | 0 | 0 | 0 | 0 | 0 | 0 | 0 | 0 | 0 | 0 | 0 | 0 | 0 | 0 | 0 | 0 | 0 | 0
Retro5Med | Retro | WEPT | Commercial | HVAC | 0.00026159 | 1.8259 | 79.8323 | 70-80 | Medium Ret | WEPT-Retro-Medium Ret | - | 0 | 0 | 0 | 0 | 0 | 0 | 0 | 0 | 0 | 0 | 0 | 0 | 0 | 0 | 0 | 0 | 0 | 0 | 0 | 0 | 0 | 0 | 0 | 0 | 0
Retro5Med | Retro | WEPT | Commercial | HVAC | 0.00026159 | 1.8259 | 79.8323 | 70-80 | Small Ret | WEPT-Retro-Small Ret | 2.4281 | 0.12903 | 0.11749 | 0.13568 | 0.12805 | 0.13878 | 0.14957 | 0.15127 | 0.16585 | 0.14026 | 0.14413 | 0.11917 | 0.12611 | 0 | 0.071895 | 0.060934 | 0.058626 | 0.060787 | 0.063054 | 0.060793 | 0.074582 | 0.065979 | 0.071692 | 0.05865 | 0.064675 | 0.071094
Retro5Med | Retro | WEPT | Commercial | HVAC | 0.00026159 | 1.8259 | 79.8323 | 70-80 | School K-12 | WEPT-Retro-School K-12 | 3.2794 | 0.17426 | 0.15868 | 0.18324 | 0.17295 | 0.18743 | 0.202 | 0.2043 | 0.22399 | 0.18943 | 0.19466 | 0.16094 | 0.17032 | 0 | 0.0971 | 0.082297 | 0.079179 | 0.082098 | 0.085159 | 0.082106 | 0.10073 | 0.089111 | 0.096825 | 0.079211 | 0.087348 | 0.096018
Retro5Med | Retro | WEPT | Commercial | HVAC | 0 | 0 | 9999 | >140 | University | WEPT-Retro-University | - | 0 | 0 | 0 | 0 | 0 | 0 | 0 | 0 | 0 | 0 | 0 | 0 | 0 | 0 | 0 | 0 | 0 | 0 | 0 | 0 | 0 | 0 | 0 | 0 | 0
Retro5Med | Retro | WEPT | Commercial | HVAC | 0 | 0 | 9999 | >140 | Warehouse | WEPT-Retro-Warehouse | - | 0 | 0 | 0 | 0 | 0 | 0 | 0 | 0 | 0 | 0 | 0 | 0 | 0 | 0 | 0 | 0 | 0 | 0 | 0 | 0 | 0 | 0 | 0 | 0 | 0
Retro5Med | Retro | WEPT | Commercial | HVAC | 0 | 0 | 9999 | >140 | Supermarket | WEPT-Retro-Supermarket | - | 0 | 0 | 0 | 0 | 0 | 0 | 0 | 0 | 0 | 0 | 0 | 0 | 0 | 0 | 0 | 0 | 0 | 0 | 0 | 0 | 0 | 0 | 0 | 0 | 0
Retro5Med | Retro | WEPT | Commercial | HVAC | 0 | 0 | 9999 | >140 | MiniMart | WEPT-Retro-MiniMart | - | 0 | 0 | 0 | 0 | 0 | 0 | 0 | 0 | 0 | 0 | 0 | 0 | 0 | 0 | 0 | 0 | 0 | 0 | 0 | 0 | 0 | 0 | 0 | 0 | 0
Retro5Med | Retro | WEPT | Commercial | HVAC | 0 | 0 | 9999 | >140 | Restaurant | WEPT-Retro-Restaurant | - | 0 | 0 | 0 | 0 | 0 | 0 | 0 | 0 | 0 | 0 | 0 | 0 | 0 | 0 | 0 | 0 | 0 | 0 | 0 | 0 | 0 | 0 | 0 | 0 | 0
Retro5Med | Retro | WEPT | Commercial | HVAC | 0.00026159 | 1.8259 | 79.8323 | 70-80 | Lodging | WEPT-Retro-Lodging | 0.060968 | 0.0032398 | 0.0029501 | 0.0034067 | 0.0032153 | 0.0034846 | 0.0037555 | 0.0037982 | 0.0041643 | 0.0035217 | 0.003619 | 0.0029921 | 0.0031664 | 0 | 0.0018052 | 0.00153 | 0.001472 | 0.0015263 | 0.0015832 | 0.0015265 | 0.0018727 | 0.0016567 | 0.0018001 | 0.0014726 | 0.0016239 | 0.0017851
Retro5Med | Retro | WEPT | Commercial | HVAC | 0 | 0 | 9999 | >140 | Hospital | WEPT-Retro-Hospital | - | 0 | 0 | 0 | 0 | 0 | 0 | 0 | 0 | 0 | 0 | 0 | 0 | 0 | 0 | 0 | 0 | 0 | 0 | 0 | 0 | 0 | 0 | 0 | 0 | 0
Retro5Med | Retro | WEPT | Commercial | HVAC | 0.00026159 | 1.8259 | 79.8323 | 70-80 | Residential Care | WEPT-Retro-Residential Care | 0.036546 | 0.001942 | 0.0017684 | 0.0020421 | 0.0019273 | 0.0020888 | 0.0022512 | 0.0022768 | 0.0024962 | 0.002111 | 0.0021693 | 0.0017936 | 0.0018981 | 0 | 0.0010821 | 0.00091713 | 0.00088239 | 0.00091491 | 0.00094903 | 0.00091501 | 0.0011225 | 0.00099307 | 0.001079 | 0.00088275 | 0.00097343 | 0.00107
Retro5Med | Retro | WEPT | Commercial | HVAC | 0 | 0 | 9999 | >140 | Assembly | WEPT-Retro-Assembly | - | 0 | 0 | 0 | 0 | 0 | 0 | 0 | 0 | 0 | 0 | 0 | 0 | 0 | 0 | 0 | 0 | 0 | 0 | 0 | 0 | 0 | 0 | 0 | 0 | 0
Retro5Med | Retro | WEPT | Commercial | HVAC | 0 | 0 | 9999 | >140 | Other | WEPT-Retro-Other | - | 0 | 0 | 0 | 0 | 0 | 0 | 0 | 0 | 0 | 0 | 0 | 0 | 0 | 0 | 0 | 0 | 0 | 0 | 0 | 0 | 0 | 0 | 0 | 0 | 0
LO12Med | NR | WHTanks | Commercial | Water Heating | 0.032193 | 186.8072 | 26.005 | 20-30 | NA | WHTanks-NR-Large Off | 0.29824 | 0.019015 | 0.017789 | 0.020579 | 0.017903 | 0.018246 | 0.016449 | 0.015187 | 0.015947 | 0.014056 | 0.016131 | 0.015607 | 0.017754 | 0 | 0.0093305 | 0.008303 | 0.0081223 | 0.0082266 | 0.0082698 | 0.0067757 | 0.0076405 | 0.0064265 | 0.0072453 | 0.0065015 | 0.0079234 | 0.0088095
LO12Med | NR | WHTanks | Commercial | Water Heating | 0.032193 | 186.8072 | 26.005 | 20-30 | NA | WHTanks-NR-Medium Off | 0.29231 | 0.018637 | 0.017435 | 0.020169 | 0.017547 | 0.017883 | 0.016122 | 0.014885 | 0.01563 | 0.013776 | 0.01581 | 0.015297 | 0.017401 | 0 | 0.0091449 | 0.0081379 | 0.0079608 | 0.0080631 | 0.0081054 | 0.006641 | 0.0074886 | 0.0062987 | 0.0071012 | 0.0063722 | 0.0077659 | 0.0086343
LO12Med | NR | WHTanks | Commercial | Water Heating | 0.032193 | 186.8072 | 26.005 | 20-30 | NA | WHTanks-NR-Small Off | 0.088233 | 0.0056256 | 0.0052628 | 0.0060882 | 0.0052966 | 0.005398 | 0.0048664 | 0.0044931 | 0.004718 | 0.0041584 | 0.0047724 | 0.0046175 | 0.0052525 | 0 | 0.0027604 | 0.0024564 | 0.002403 | 0.0024339 | 0.0024466 | 0.0020046 | 0.0022604 | 0.0019013 | 0.0021435 | 0.0019235 | 0.0023441 | 0.0026063
LO12Med | NR | WHTanks | Commercial | Water Heating | 0.030127 | 174.8178 | 22.7657 | 20-30 | NA | WHTanks-NR-XLarge Ret | 0.039983 | 0.0025492 | 0.0023848 | 0.0027588 | 0.0024002 | 0.0024461 | 0.0022052 | 0.002036 | 0.0021379 | 0.0018844 | 0.0021626 | 0.0020924 | 0.0023801 | 0 | 0.0012509 | 0.0011131 | 0.0010889 | 0.0011029 | 0.0011087 | 0.00090838 | 0.0010243 | 0.00086156 | 0.00097133 | 0.00087161 | 0.0010622 | 0.001181
LO12Med | NR | WHTanks | Commercial | Water Heating | 0.030127 | 174.8178 | 22.7657 | 20-30 | NA | WHTanks-NR-Large Ret | 0.0094174 | 0.00060043 | 0.00056171 | 0.0006498 | 0.00056532 | 0.00057614 | 0.00051941 | 0.00047956 | 0.00050356 | 0.00044383 | 0.00050937 | 0.00049283 | 0.00056061 | 0 | 0.00029463 | 0.00026218 | 0.00025647 | 0.00025977 | 0.00026113 | 0.00021396 | 0.00024126 | 0.00020293 | 0.00022878 | 0.00020529 | 0.0002502 | 0.00027817
LO12Med | NR | WHTanks | Commercial | Water Heating | 0.030127 | 174.8178 | 22.7657 | 20-30 | NA | WHTanks-NR-Medium Ret | 0.10333 | 0.0065884 | 0.0061635 | 0.0071302 | 0.0062032 | 0.0063218 | 0.0056993 | 0.0052621 | 0.0055255 | 0.0048701 | 0.0055892 | 0.0054078 | 0.0061514 | 0 | 0.0032329 | 0.0028769 | 0.0028142 | 0.0028504 | 0.0028654 | 0.0023477 | 0.0026473 | 0.0022267 | 0.0025104 | 0.0022527 | 0.0027453 | 0.0030523
LO12Med | NR | WHTanks | Commercial | Water Heating | 0.030127 | 174.8178 | 22.7657 | 20-30 | NA | WHTanks-NR-Small Ret | 0.017678 | 0.0011271 | 0.0010544 | 0.0012198 | 0.0010612 | 0.0010815 | 0.00097501 | 0.00090021 | 0.00094526 | 0.00083314 | 0.00095617 | 0.00092513 | 0.0010524 | 0 | 0.00055306 | 0.00049216 | 0.00048144 | 0.00048763 | 0.00049019 | 0.00040163 | 0.00045289 | 0.00038093 | 0.00042946 | 0.00038537 | 0.00046966 | 0.00052218
LO12Med | NR | WHTanks | Commercial | Water Heating | 0.055682 | 323.1044 | 30.1358 | 30-40 | NA | WHTanks-NR-School K-12 | 0.057488 | 0.0036653 | 0.0034289 | 0.0039667 | 0.003451 | 0.003517 | 0.0031707 | 0.0029274 | 0.003074 | 0.0027093 | 0.0031094 | 0.0030085 | 0.0034222 | 0 | 0.0017985 | 0.0016005 | 0.0015656 | 0.0015858 | 0.0015941 | 0.0013061 | 0.0014728 | 0.0012388 | 0.0013966 | 0.0012532 | 0.0015273 | 0.0016981
LO12Med | NR | WHTanks | Commercial | Water Heating | 0.024288 | 140.9337 | 38.1608 | 30-40 | NA | WHTanks-NR-University | 0.10243 | 0.0065309 | 0.0061097 | 0.0070679 | 0.006149 | 0.0062666 | 0.0056495 | 0.0052161 | 0.0054772 | 0.0048275 | 0.0055404 | 0.0053605 | 0.0060977 | 0 | 0.0032046 | 0.0028517 | 0.0027897 | 0.0028255 | 0.0028403 | 0.0023272 | 0.0026242 | 0.0022072 | 0.0024885 | 0.002233 | 0.0027214 | 0.0030257
LO12Med | NR | WHTanks | Commercial | Water Heating | 0.030185 | 175.1541 | 33.0544 | 30-40 | NA | WHTanks-NR-Warehouse | 0.10283 | 0.0065561 | 0.0061333 | 0.0070952 | 0.0061728 | 0.0062908 | 0.0056714 | 0.0052363 | 0.0054984 | 0.0048462 | 0.0055618 | 0.0053813 | 0.0061213 | 0 | 0.003217 | 0.0028628 | 0.0028004 | 0.0028364 | 0.0028513 | 0.0023362 | 0.0026343 | 0.0022158 | 0.0024981 | 0.0022416 | 0.0027319 | 0.0030374
LO12Med | NR | WHTanks | Commercial | Water Heating | 0.041277 | 239.5171 | 22.9911 | 20-30 | NA | WHTanks-NR-Supermarket | 0.047419 | 0.0030233 | 0.0028284 | 0.0032719 | 0.0028466 | 0.002901 | 0.0026153 | 0.0024147 | 0.0025356 | 0.0022348 | 0.0025648 | 0.0024815 | 0.0028228 | 0 | 0.0014835 | 0.0013202 | 0.0012914 | 0.001308 | 0.0013149 | 0.0010773 | 0.0012148 | 0.0010218 | 0.001152 | 0.0010337 | 0.0012598 | 0.0014007
LO12Med | NR | WHTanks | Commercial | Water Heating | 0.041277 | 239.5171 | 22.9911 | 20-30 | NA | WHTanks-NR-MiniMart | 0.0084729 | 0.00054021 | 0.00050538 | 0.00058463 | 0.00050863 | 0.00051836 | 0.00046731 | 0.00043146 | 0.00045306 | 0.00039932 | 0.00045829 | 0.00044341 | 0.00050439 | 0 | 0.00026508 | 0.00023589 | 0.00023075 | 0.00023372 | 0.00023495 | 0.0001925 | 0.00021707 | 0.00018258 | 0.00020584 | 0.00018471 | 0.0002251 | 0.00025028
LO12Med | NR | WHTanks | Commercial | Water Heating | 0.045413 | 263.5196 | 34.2307 | 30-40 | NA | WHTanks-NR-Restaurant | 0.050723 | 0.003234 | 0.0030255 | 0.0034999 | 0.0030449 | 0.0031031 | 0.0027976 | 0.002583 | 0.0027122 | 0.0023905 | 0.0027435 | 0.0026545 | 0.0030195 | 0 | 0.0015869 | 0.0014121 | 0.0013814 | 0.0013992 | 0.0014065 | 0.0011524 | 0.0012995 | 0.001093 | 0.0012323 | 0.0011057 | 0.0013476 | 0.0014983
LO12Med | NR | WHTanks | Commercial | Water Heating | 0.032856 | 190.6528 | 33.9185 | 30-40 | NA | WHTanks-NR-Lodging | 0.21673 | 0.013818 | 0.012927 | 0.014954 | 0.01301 | 0.013259 | 0.011953 | 0.011036 | 0.011589 | 0.010214 | 0.011722 | 0.011342 | 0.012902 | 0 | 0.0067804 | 0.0060337 | 0.0059024 | 0.0059782 | 0.0060096 | 0.0049239 | 0.0055523 | 0.0046701 | 0.0052651 | 0.0047245 | 0.0057579 | 0.0064018
LO12Med | NR | WHTanks | Commercial | Water Heating | 0.024288 | 140.9337 | 38.1608 | 30-40 | NA | WHTanks-NR-Hospital | 0.085715 | 0.005465 | 0.0051126 | 0.0059144 | 0.0051455 | 0.0052439 | 0.0047275 | 0.0043649 | 0.0045833 | 0.0040397 | 0.0046362 | 0.0044857 | 0.0051026 | 0 | 0.0026816 | 0.0023863 | 0.0023344 | 0.0023644 | 0.0023768 | 0.0019474 | 0.0021959 | 0.001847 | 0.0020823 | 0.0018686 | 0.0022772 | 0.0025319
LO12Med | NR | WHTanks | Commercial | Water Heating | 0.024288 | 140.9337 | 38.1608 | 30-40 | NA | WHTanks-NR-Residential Care | 0.1034 | 0.0065926 | 0.0061674 | 0.0071347 | 0.0062071 | 0.0063258 | 0.0057029 | 0.0052654 | 0.005529 | 0.0048731 | 0.0055927 | 0.0054112 | 0.0061553 | 0 | 0.0032349 | 0.0028787 | 0.002816 | 0.0028522 | 0.0028672 | 0.0023492 | 0.002649 | 0.0022281 | 0.002512 | 0.0022541 | 0.0027471 | 0.0030543
LO12Med | NR | WHTanks | Commercial | Water Heating | 0.044992 | 261.0729 | 32.1152 | 30-40 | NA | WHTanks-NR-Assembly | 0.29294 | 0.018677 | 0.017473 | 0.020213 | 0.017585 | 0.017921 | 0.016157 | 0.014917 | 0.015664 | 0.013806 | 0.015845 | 0.01533 | 0.017438 | 0 | 0.0091647 | 0.0081555 | 0.007978 | 0.0080805 | 0.0081229 | 0.0066554 | 0.0075048 | 0.0063123 | 0.0071166 | 0.006386 | 0.0077827 | 0.008653
LO12Med | NR | WHTanks | Commercial | Water Heating | 0.040763 | 236.5384 | 24.714 | 20-30 | NA | WHTanks-NR-Other | 0.12732 | 0.008118 | 0.0075945 | 0.0087855 | 0.0076433 | 0.0077895 | 0.0070225 | 0.0064837 | 0.0068083 | 0.0060007 | 0.0068868 | 0.0066632 | 0.0075796 | 0 | 0.0039834 | 0.0035447 | 0.0034676 | 0.0035122 | 0.0035306 | 0.0028927 | 0.0032619 | 0.0027436 | 0.0030932 | 0.0027756 | 0.0033827 | 0.003761
Retro1Slow | Retro | Secondary Glazing Systems | Commercial | HVAC | 0.00097688 | 7.6884 | 327.8697 | >140 | SGSWindow-(AC with Gas Furnace) | SGSWindow-Small Office (AC with Gas Furnace)-Portland | 9.206 | 0.23262 | 0.26055 | 0.38475 | 0.43647 | 0.64675 | 0.89364 | 1.0382 | 1.1917 | 0.93048 | 0.68149 | 0.35616 | 0.23458 | 0 | 0.069887 | 0.071069 | 0.081747 | 0.11396 | 0.16504 | 0.2016 | 0.31408 | 0.28198 | 0.29384 | 0.15263 | 0.10326 | 0.069551
Retro1Slow | Retro | Secondary Glazing Systems | Commercial | HVAC | 0.0011416 | 8.9845 | 265.4947 | >140 | SGSWindow-(AC with Gas Furnace) | SGSWindow-Small Office (AC with Gas Furnace)-Spokane | 2.4342 | 0.061507 | 0.068891 | 0.10173 | 0.11541 | 0.17101 | 0.23629 | 0.2745 | 0.31509 | 0.24603 | 0.18019 | 0.094172 | 0.062026 | 0 | 0.018479 | 0.018791 | 0.021615 | 0.030133 | 0.043638 | 0.053306 | 0.083047 | 0.07456 | 0.077694 | 0.040357 | 0.027304 | 0.01839
Retro1Slow | Retro | Secondary Glazing Systems | Commercial | HVAC | 0.0010318 | 8.121 | 297.4597 | >140 | SGSWindow-(AC with Gas Furnace) | SGSWindow-Small Office (AC with Gas Furnace)-Missoula | 0.42448 | 0.010726 | 0.012013 | 0.01774 | 0.020125 | 0.029821 | 0.041204 | 0.047868 | 0.054947 | 0.042903 | 0.031423 | 0.016422 | 0.010816 | 0 | 0.0032224 | 0.0032769 | 0.0037693 | 0.0052547 | 0.0076097 | 0.0092956 | 0.014482 | 0.013002 | 0.013549 | 0.0070376 | 0.0047614 | 0.0032069
Retro1Slow | Retro | Secondary Glazing Systems | Commercial | HVAC | 0.007536 | 9.8766 | 227.9903 | >140 | SGSWindow-(Air-source Heat Pump) | SGSWindow-Small Office (Air-source Heat Pump)-Portland | 5.7885 | 0.84402 | 0.60471 | 0.43804 | 0.42782 | 0.15003 | 0.07668 | 0.033369 | 0.034642 | 0.073895 | 0.30032 | 0.48298 | 1.1126 | 0 | 0.24514 | 0.1638 | 0.094664 | 0.090293 | 0.03458 | 0.015677 | 0.0078698 | 0.0061402 | 0.019945 | 0.056689 | 0.14839 | 0.32625
Retro1Slow | Retro | Secondary Glazing Systems | Commercial | HVAC | 0.010218 | 13.3911 | 156.7842 | >140 | SGSWindow-(Air-source Heat Pump) | SGSWindow-Small Office (Air-source Heat Pump)-Spokane | 1.7758 | 0.25893 | 0.18551 | 0.13438 | 0.13125 | 0.046028 | 0.023524 | 0.010237 | 0.010627 | 0.02267 | 0.092131 | 0.14817 | 0.34131 | 0 | 0.075204 | 0.050251 | 0.029041 | 0.0277 | 0.010608 | 0.0048095 | 0.0024143 | 0.0018837 | 0.0061186 | 0.017391 | 0.045523 | 0.10009
Retro1Slow | Retro | Secondary Glazing Systems | Commercial | HVAC | 0.0093633 | 12.2715 | 175.0414 | >140 | SGSWindow-(Air-source Heat Pump) | SGSWindow-Small Office (Air-source Heat Pump)-Missoula | 0.31395 | 0.045777 | 0.032798 | 0.023758 | 0.023204 | 0.0081374 | 0.0041589 | 0.0018099 | 0.0018789 | 0.0040079 | 0.016288 | 0.026196 | 0.060342 | 0 | 0.013296 | 0.008884 | 0.0051343 | 0.0048972 | 0.0018755 | 0.00085029 | 0.00042684 | 0.00033303 | 0.0010817 | 0.0030747 | 0.0080481 | 0.017695
Retro1Slow | Retro | Secondary Glazing Systems | Commercial | HVAC | 0.022898 | 30.0106 | 45.9685 | 40-50 | SGSWindow-(Apackaged VAV with Electric reheat) | SGSWindow-Mid-rise Office (Apackaged VAV with Electric reheat)-Portland | 3.6561 | 0.53309 | 0.38194 | 0.27667 | 0.27022 | 0.094763 | 0.048432 | 0.021076 | 0.02188 | 0.046673 | 0.18968 | 0.30506 | 0.70271 | 0 | 0.15483 | 0.10346 | 0.059791 | 0.05703 | 0.021841 | 0.0099019 | 0.0049707 | 0.0038782 | 0.012597 | 0.035806 | 0.093723 | 0.20606
Retro1Slow | Retro | Secondary Glazing Systems | Commercial | HVAC | 0.038589 | 50.5748 | 9.6625 | 0-10 | SGSWindow-(Apackaged VAV with Electric reheat) | SGSWindow-Mid-rise Office (Apackaged VAV with Electric reheat)-Spokane | 1.3941 | 0.20327 | 0.14564 | 0.1055 | 0.10304 | 0.036134 | 0.018468 | 0.0080366 | 0.0083431 | 0.017797 | 0.072328 | 0.11632 | 0.26795 | 0 | 0.059039 | 0.039449 | 0.022799 | 0.021746 | 0.0083282 | 0.0037757 | 0.0018954 | 0.0014788 | 0.0048034 | 0.013653 | 0.035738 | 0.078574
Retro1Slow | Retro | Secondary Glazing Systems | Commercial | HVAC | 0.033435 | 43.8201 | 18.311 | 10-20 | SGSWindow-(Apackaged VAV with Electric reheat) | SGSWindow-Mid-rise Office (Apackaged VAV with Electric reheat)-Missoula | 0.23304 | 0.033979 | 0.024345 | 0.017635 | 0.017223 | 0.0060401 | 0.003087 | 0.0013434 | 0.0013946 | 0.0029749 | 0.01209 | 0.019444 | 0.04479 | 0 | 0.0098688 | 0.0065943 | 0.003811 | 0.003635 | 0.0013921 | 0.00063114 | 0.00031683 | 0.0002472 | 0.00080294 | 0.0022822 | 0.0059739 | 0.013134
Retro1Slow | Retro | Secondary Glazing Systems | Commercial | HVAC | 0.0010146 | 6.9396 | 305.2123 | >140 | SGSWindow-(Apackaged VAV with Gas) | SGSWindow-Mid-rise Office (Apackaged VAV with Gas)-Portland | 4.421 | 0.24186 | 0.22312 | 0.25721 | 0.24112 | 0.25446 | 0.26366 | 0.26013 | 0.28538 | 0.24943 | 0.26672 | 0.22661 | 0.23585 | 0 | 0.12792 | 0.11022 | 0.1079 | 0.11278 | 0.11551 | 0.11074 | 0.13067 | 0.118 | 0.12871 | 0.10931 | 0.11749 | 0.12617
Retro1Slow | Retro | Secondary Glazing Systems | Commercial | HVAC | 0.0013239 | 9.0552 | 184.9428 | >140 | SGSWindow-(Apackaged VAV with Gas) | SGSWindow-Mid-rise Office (Apackaged VAV with Gas)-Spokane | 1.3053 | 0.071407 | 0.065874 | 0.07594 | 0.071189 | 0.075127 | 0.077843 | 0.076802 | 0.084256 | 0.073643 | 0.078747 | 0.066904 | 0.069633 | 0 | 0.037767 | 0.032541 | 0.031858 | 0.033298 | 0.034104 | 0.032696 | 0.038581 | 0.034839 | 0.038002 | 0.032272 | 0.034689 | 0.037252
Retro1Slow | Retro | Secondary Glazing Systems | Commercial | HVAC | 0.0010824 | 7.4033 | 249.3801 | >140 | SGSWindow-(Apackaged VAV with Gas) | SGSWindow-Mid-rise Office (Apackaged VAV with Gas)-Missoula | 0.20588 | 0.011263 | 0.01039 | 0.011978 | 0.011229 | 0.01185 | 0.012278 | 0.012114 | 0.01329 | 0.011616 | 0.012421 | 0.010553 | 0.010983 | 0 | 0.0059569 | 0.0051327 | 0.0050249 | 0.0052521 | 0.0053792 | 0.0051571 | 0.0060853 | 0.0054951 | 0.0059941 | 0.0050903 | 0.0054715 | 0.0058758
Retro1Slow | Retro | Secondary Glazing Systems | Commercial | HVAC | 0.0015274 | 10.4467 | 210.0252 | >140 | SGSWindow-(VAV with Central Chillers / Gas Boilers) | SGSWindow-High-rise Office (VAV with Central Chillers / Gas Boilers)-Portland | 1.2438 | 0.068043 | 0.06277 | 0.072362 | 0.067835 | 0.071587 | 0.074175 | 0.073184 | 0.080287 | 0.070173 | 0.075037 | 0.063752 | 0.066352 | 0 | 0.035987 | 0.031008 | 0.030357 | 0.03173 | 0.032497 | 0.031156 | 0.036763 | 0.033198 | 0.036212 | 0.030752 | 0.033055 | 0.035497
Retro1Slow | Retro | Secondary Glazing Systems | Commercial | HVAC | 0.0017373 | 11.8825 | 164.8188 | >140 | SGSWindow-(VAV with Central Chillers / Gas Boilers) | SGSWindow-High-rise Office (VAV with Central Chillers / Gas Boilers)-Spokane | 0.3201 | 0.017512 | 0.016155 | 0.018623 | 0.017458 | 0.018424 | 0.01909 | 0.018835 | 0.020663 | 0.01806 | 0.019312 | 0.016407 | 0.017076 | 0 | 0.0092618 | 0.0079802 | 0.0078127 | 0.008166 | 0.0083635 | 0.0080183 | 0.0094614 | 0.0085438 | 0.0093196 | 0.0079143 | 0.008507 | 0.0091356
Retro1Slow | Retro | Secondary Glazing Systems | Commercial | HVAC | 0.001614 | 11.039 | 180.1345 | >140 | SGSWindow-(VAV with Central Chillers / Gas Boilers) | SGSWindow-High-rise Office (VAV with Central Chillers / Gas Boilers)-Missoula | 0.057372 | 0.0031386 | 0.0028954 | 0.0033378 | 0.003129 | 0.0033021 | 0.0034215 | 0.0033758 | 0.0037034 | 0.0032369 | 0.0034613 | 0.0029407 | 0.0030606 | 0 | 0.00166 | 0.0014303 | 0.0014003 | 0.0014636 | 0.001499 | 0.0014371 | 0.0016958 | 0.0015313 | 0.0016704 | 0.0014185 | 0.0015247 | 0.0016374
Retro1Slow | Retro | Secondary Glazing Systems | Commercial | HVAC | 0.0094567 | 12.3939 | 172.8854 | >140 | SGSWindow-(Apackaged VAV with Electric reheat) | SGSWindow-Small Office (AC with Ele Furnace)-Portland | 4.1832 | 0.60994 | 0.43701 | 0.31656 | 0.30917 | 0.10843 | 0.055414 | 0.024115 | 0.025035 | 0.053402 | 0.21703 | 0.34904 | 0.80402 | 0 | 0.17715 | 0.11837 | 0.068411 | 0.065252 | 0.02499 | 0.011329 | 0.0056873 | 0.0044374 | 0.014413 | 0.040968 | 0.10724 | 0.23577
Retro1Slow | Retro | Secondary Glazing Systems | Commercial | HVAC | 0.01478 | 19.3709 | 95.012 | 90-100 | SGSWindow-(Apackaged VAV with Electric reheat) | SGSWindow-Small Office (AC with Ele Furnace)-Spokane | 1.4793 | 0.2157 | 0.15454 | 0.11195 | 0.10934 | 0.038343 | 0.019597 | 0.008528 | 0.0088532 | 0.018885 | 0.07675 | 0.12343 | 0.28433 | 0 | 0.062649 | 0.041861 | 0.024193 | 0.023076 | 0.0088374 | 0.0040065 | 0.0020113 | 0.0015692 | 0.0050971 | 0.014488 | 0.037923 | 0.083379
Retro1Slow | Retro | Secondary Glazing Systems | Commercial | HVAC | 0.013289 | 17.4169 | 110.5316 | 110-120 | SGSWindow-(Apackaged VAV with Electric reheat) | SGSWindow-Small Office (AC with Ele Furnace)-Missoula | 0.25661 | 0.037416 | 0.026808 | 0.019419 | 0.018966 | 0.0066512 | 0.0033993 | 0.0014793 | 0.0015357 | 0.0032759 | 0.013313 | 0.021411 | 0.049322 | 0 | 0.010867 | 0.0072615 | 0.0041966 | 0.0040028 | 0.001533 | 0.00069499 | 0.00034888 | 0.0002722 | 0.00088417 | 0.0025131 | 0.0065782 | 0.014463
Retro1Slow | Retro | Secondary Glazing Systems | Commercial | HVAC | 0.021705 | 28.4467 | 50.8774 | 50-60 | SGSWindow-(Apackaged VAV with Electric reheat) | SGSWindow-High-rise Office (VAV with Central Chillers / Ele Boilers)-Portland | 1.2296 | 0.17929 | 0.12846 | 0.093052 | 0.090881 | 0.031871 | 0.016289 | 0.0070885 | 0.0073589 | 0.015697 | 0.063795 | 0.1026 | 0.23634 | 0 | 0.052074 | 0.034796 | 0.020109 | 0.019181 | 0.0073457 | 0.0033303 | 0.0016718 | 0.0013044 | 0.0042368 | 0.012042 | 0.031522 | 0.069305
Retro1Slow | Retro | Secondary Glazing Systems | Commercial | HVAC | 0.030484 | 39.9523 | 23.7497 | 20-30 | SGSWindow-(Apackaged VAV with Electric reheat) | SGSWindow-High-rise Office (VAV with Central Chillers / Ele Boilers)-Spokane | 0.39076 | 0.056976 | 0.040822 | 0.02957 | 0.02888 | 0.010128 | 0.0051763 | 0.0022526 | 0.0023385 | 0.0049883 | 0.020273 | 0.032604 | 0.075105 | 0 | 0.016548 | 0.011057 | 0.0063904 | 0.0060953 | 0.0023343 | 0.0010583 | 0.00053126 | 0.0004145 | 0.0013464 | 0.0038269 | 0.010017 | 0.022024
Retro1Slow | Retro | Secondary Glazing Systems | Commercial | HVAC | 0.029046 | 38.067 | 27.0714 | 20-30 | SGSWindow-(Apackaged VAV with Electric reheat) | SGSWindow-High-rise Office (VAV with Central Chillers / Ele Boilers)-Missoula | 0.07183 | 0.010473 | 0.0075039 | 0.0054356 | 0.0053088 | 0.0018618 | 0.00095152 | 0.00041408 | 0.00042987 | 0.00091696 | 0.0037266 | 0.0059933 | 0.013806 | 0 | 0.0030419 | 0.0020326 | 0.0011747 | 0.0011204 | 0.0004291 | 0.00019454 | 9.7657e-05 | 7.6194e-05 | 0.00024749 | 0.00070346 | 0.0018413 | 0.0040485
DEI | Retro | Distribution System Efficiency | Utility | Utility Distribution Sytem | 0.00062865 | 4.4347 | -2.4129 | <0 | NA | 1 - LDC voltage control method | 83.0427 | 4.6884 | 4.2833 | 4.9876 | 3.4087 | 3.5448 | 3.5471 | 4.1622 | 4.4814 | 3.9742 | 4.204 | 3.7698 | 4.6726 | 0 | 3.3651 | 2.9514 | 2.9717 | 2.2787 | 2.3316 | 2.1419 | 3.1197 | 2.7934 | 3.0384 | 2.3502 | 2.6239 | 3.3524
DEI | Retro | Distribution System Efficiency | Utility | Utility Distribution Sytem | 0.00037656 | 2.6564 | 3.4417 | 0-10 | NA | 2 - Light system improvements | 49.7433 | 2.8084 | 2.5657 | 2.9876 | 2.0419 | 2.1234 | 2.1248 | 2.4932 | 2.6844 | 2.3806 | 2.5182 | 2.2582 | 2.7989 | 0 | 2.0157 | 1.7679 | 1.7801 | 1.365 | 1.3966 | 1.283 | 1.8687 | 1.6733 | 1.82 | 1.4078 | 1.5717 | 2.0081
DEI | Retro | Distribution System Efficiency | Utility | Utility Distribution Sytem | 0.00041363 | 2.9179 | 59.9026 | 50-60 | NA | 3 - Major system improvements | 54.6393 | 3.0848 | 2.8183 | 3.2817 | 2.2428 | 2.3324 | 2.3339 | 2.7386 | 2.9486 | 2.6149 | 2.7661 | 2.4804 | 3.0744 | 0 | 2.2142 | 1.9419 | 1.9553 | 1.4993 | 1.5341 | 1.4093 | 2.0527 | 1.838 | 1.9992 | 1.5464 | 1.7264 | 2.2058
DEI | Retro | Distribution System Efficiency | Utility | Utility Distribution Sytem | 0.00021198 | 1.4954 | 96.7199 | 90-100 | NA | 4 - EOL voltage control method | 28.0026 | 1.581 | 1.4444 | 1.6819 | 1.1494 | 1.1953 | 1.1961 | 1.4035 | 1.5112 | 1.3401 | 1.4176 | 1.2712 | 1.5756 | 0 | 1.1347 | 0.99522 | 1.0021 | 0.76839 | 0.78622 | 0.72226 | 1.052 | 0.94197 | 1.0246 | 0.79251 | 0.88479 | 1.1305
DEI | Retro | Distribution System Efficiency | Utility | Utility Distribution Sytem | 1.6419e-05 | 0.11583 | 321.62 | >140 | NA | A - SCL implement EOL w/ major system improvements | 2.1689 | 0.12245 | 0.11187 | 0.13027 | 0.089029 | 0.092583 | 0.092644 | 0.10871 | 0.11705 | 0.1038 | 0.1098 | 0.09846 | 0.12204 | 0 | 0.087891 | 0.077084 | 0.077615 | 0.059515 | 0.060896 | 0.055942 | 0.08148 | 0.072959 | 0.079357 | 0.061383 | 0.06853 | 0.087558
Retro12Med | Retro | Compressed Air | Industrial | Compressed air | 4771.9535 | 37994402.9688 | 31.9173 | 30-40 | NA | Air Compressor Demand Reduction | 3.6867 | 0.1775 | 0.16678 | 0.18916 | 0.17235 | 0.17678 | 0.17622 | 0.16873 | 0.19247 | 0.16578 | 0.18834 | 0.16276 | 0.16572 | 0 | 0.1429 | 0.12854 | 0.12784 | 0.12846 | 0.13012 | 0.12063 | 0.13563 | 0.12925 | 0.13518 | 0.12681 | 0.13337 | 0.13389
Retro12Med | Retro | Compressed Air | Industrial | Compressed Air | 0 | 0 | 9999 | >140 | NA | Air Compressor Equipment1 | - | 0 | 0 | 0 | 0 | 0 | 0 | 0 | 0 | 0 | 0 | 0 | 0 | 0 | 0 | 0 | 0 | 0 | 0 | 0 | 0 | 0 | 0 | 0 | 0 | 0
Retro20Fast | Retro | Compressed Air | Industrial | Compressed Air | 2564.2887 | 20416925.3912 | 29.3238 | 20-30 | NA | Air Compressor Equipment2 | 1.9811 | 0.094603 | 0.08889 | 0.10082 | 0.091863 | 0.094221 | 0.093921 | 0.089929 | 0.10259 | 0.088359 | 0.10038 | 0.086752 | 0.088329 | 0 | 0.076163 | 0.068509 | 0.06814 | 0.06847 | 0.069355 | 0.064294 | 0.072287 | 0.068889 | 0.072047 | 0.067588 | 0.071084 | 0.071363
Retro12Med | Retro | Compressed Air | Industrial | Energy Management | 7522.0836 | 59891002.5623 | 3.1264 | 0-10 | NA | Air Compressor Optimization | 5.8113 | 0.27979 | 0.26289 | 0.29818 | 0.27168 | 0.27866 | 0.27777 | 0.26596 | 0.3034 | 0.26132 | 0.29689 | 0.25657 | 0.26123 | 0 | 0.22525 | 0.20261 | 0.20152 | 0.2025 | 0.20512 | 0.19015 | 0.21379 | 0.20374 | 0.21308 | 0.19989 | 0.21023 | 0.21106
Retro20Fast | Retro | Lighting | Industrial | Lighting | 2169.8151 | 17276117.6204 | 35.9438 | 30-40 | NA | HighBay Lighting 1 Shift | 1.6763 | 0.08005 | 0.075216 | 0.085312 | 0.077732 | 0.079727 | 0.079473 | 0.076095 | 0.086805 | 0.074766 | 0.084942 | 0.073407 | 0.074741 | 0 | 0.064446 | 0.05797 | 0.057657 | 0.057937 | 0.058686 | 0.054403 | 0.061167 | 0.058292 | 0.060964 | 0.057191 | 0.060149 | 0.060385
Retro20Fast | Retro | Lighting | Industrial | Lighting | 2058.3987 | 16389017.9239 | 17.8935 | 10-20 | NA | HighBay Lighting 2 Shift | 1.5903 | 0.07594 | 0.071353 | 0.080931 | 0.07374 | 0.075633 | 0.075392 | 0.072188 | 0.082348 | 0.070927 | 0.08058 | 0.069637 | 0.070903 | 0 | 0.061137 | 0.054993 | 0.054697 | 0.054962 | 0.055672 | 0.05161 | 0.058026 | 0.055299 | 0.057834 | 0.054254 | 0.05706 | 0.057284
Retro20Fast | Retro | Lighting | Industrial | Lighting | 18783.8968 | 149557817.2656 | 6.4053 | 0-10 | NA | HighBay Lighting 3 Shift | 14.5119 | 0.69299 | 0.65113 | 0.73854 | 0.67292 | 0.69019 | 0.68799 | 0.65875 | 0.75146 | 0.64725 | 0.73534 | 0.63548 | 0.64702 | 0 | 0.55791 | 0.50184 | 0.49913 | 0.50156 | 0.50804 | 0.47097 | 0.52951 | 0.50463 | 0.52776 | 0.49509 | 0.5207 | 0.52275
Retro20Fast | Retro | Lighting | Industrial | Lighting | 2073.6458 | 16510415.7706 | 6.0489 | 0-10 | NA | Efficient Lighting 1 Shift | 1.602 | 0.076502 | 0.071882 | 0.081531 | 0.074287 | 0.076193 | 0.07595 | 0.072722 | 0.082958 | 0.071453 | 0.081177 | 0.070153 | 0.071428 | 0 | 0.06159 | 0.0554 | 0.055102 | 0.055369 | 0.056085 | 0.051992 | 0.058456 | 0.055708 | 0.058262 | 0.054656 | 0.057483 | 0.057709
Retro20Fast | Retro | Lighting | Industrial | Lighting | 1966.3403 | 15656046.4067 | 0.52918 | 0-10 | NA | Efficient Lighting 2 Shift | 1.5191 | 0.072544 | 0.068162 | 0.077312 | 0.070442 | 0.07225 | 0.07202 | 0.068959 | 0.078665 | 0.067755 | 0.076977 | 0.066523 | 0.067732 | 0 | 0.058403 | 0.052534 | 0.052251 | 0.052504 | 0.053182 | 0.049302 | 0.055431 | 0.052825 | 0.055247 | 0.051827 | 0.054508 | 0.054722
Retro20Fast | Retro | Lighting | Industrial | Lighting | 17878.7747 | 142351214.4364 | -2.9723 | <0 | NA | Efficient Lighting 3 Shift | 13.8126 | 0.6596 | 0.61976 | 0.70295 | 0.64049 | 0.65693 | 0.65484 | 0.627 | 0.71525 | 0.61606 | 0.6999 | 0.60485 | 0.61585 | 0 | 0.53102 | 0.47766 | 0.47508 | 0.47739 | 0.48356 | 0.44827 | 0.504 | 0.48031 | 0.50233 | 0.47124 | 0.49561 | 0.49756
Retro20Fast | Retro | Lighting | Industrial | Lighting | 5089.6678 | 40524051.7721 | 31.777 | 30-40 | NA | Lighting Controls | 3.9321 | 0.18777 | 0.17643 | 0.20011 | 0.18233 | 0.18701 | 0.18642 | 0.17849 | 0.20362 | 0.17538 | 0.19925 | 0.17219 | 0.17532 | 0 | 0.15117 | 0.13598 | 0.13525 | 0.1359 | 0.13766 | 0.12761 | 0.14348 | 0.13673 | 0.143 | 0.13415 | 0.14109 | 0.14164
retro5med | Retro | Motors | Industrial | Motors | 2744.1038 | 21848617.8053 | 52.65 | 50-60 | NA | Motors: Rewind 20-50 HP | 2.12 | 0.10239 | 0.096203 | 0.10912 | 0.099422 | 0.10197 | 0.10165 | 0.097328 | 0.11103 | 0.095629 | 0.10864 | 0.09389 | 0.095596 | 0 | 0.082429 | 0.074145 | 0.073746 | 0.074104 | 0.075061 | 0.069584 | 0.078234 | 0.074557 | 0.077975 | 0.073149 | 0.076932 | 0.077235
retro5med | Retro | Motors | Industrial | Motors | 1433.1837 | 11411041.7182 | 46.4561 | 40-50 | NA | Motors: Rewind 51-100 HP | 1.1072 | 0.053474 | 0.050245 | 0.056989 | 0.051926 | 0.053258 | 0.053089 | 0.050832 | 0.057987 | 0.049945 | 0.056742 | 0.049036 | 0.049928 | 0 | 0.043051 | 0.038724 | 0.038516 | 0.038703 | 0.039203 | 0.036342 | 0.04086 | 0.03894 | 0.040725 | 0.038204 | 0.04018 | 0.040338
retro5med | Retro | Motors | Industrial | Motors | 2142.7425 | 17060564.8932 | 31.7266 | 30-40 | NA | Motors: Rewind 101-200 HP | 1.6554 | 0.079949 | 0.075121 | 0.085204 | 0.077634 | 0.079626 | 0.079372 | 0.075999 | 0.086696 | 0.074672 | 0.084835 | 0.073314 | 0.074647 | 0 | 0.064365 | 0.057897 | 0.057585 | 0.057864 | 0.058612 | 0.054335 | 0.06109 | 0.058218 | 0.060887 | 0.057118 | 0.060073 | 0.060309
retro5med | Retro | Motors | Industrial | Motors | 1803.7985 | 14361885.0645 | 17.5897 | 10-20 | NA | Motors: Rewind 201-500 HP | 1.3936 | 0.067303 | 0.063238 | 0.071726 | 0.065353 | 0.067031 | 0.066817 | 0.063977 | 0.072982 | 0.06286 | 0.071416 | 0.061717 | 0.062839 | 0 | 0.054184 | 0.048738 | 0.048476 | 0.048711 | 0.04934 | 0.04574 | 0.051426 | 0.049009 | 0.051256 | 0.048083 | 0.05057 | 0.050769
retro5med | Retro | Motors | Industrial | Motors | 2367.0014 | 18846119.4331 | 10.9817 | 10-20 | NA | Motors: Rewind 501-5000 HP | 1.8287 | 0.088317 | 0.082983 | 0.094122 | 0.085759 | 0.08796 | 0.08768 | 0.083953 | 0.095769 | 0.082487 | 0.093714 | 0.080987 | 0.082459 | 0 | 0.071101 | 0.063956 | 0.063611 | 0.06392 | 0.064746 | 0.060021 | 0.067483 | 0.064311 | 0.06726 | 0.063096 | 0.06636 | 0.066621
Retro12Med | Retro | Fans | Industrial | Fans | 2616.7262 | 22270069.2322 | 24.3807 | 20-30 | NA | Efficient Centrifugal Fan | 2.1609 | 0.098148 | 0.091394 | 0.1059 | 0.093886 | 0.10155 | 0.10227 | 0.09788 | 0.12255 | 0.10246 | 0.10105 | 0.084633 | 0.083678 | 0 | 0.085758 | 0.076676 | 0.077969 | 0.076776 | 0.081601 | 0.076772 | 0.087139 | 0.091095 | 0.09148 | 0.075305 | 0.075147 | 0.073075
retro5med | Retro | Fans | Industrial | Energy Management | 10348.5877 | 83386927.0459 | 23.9201 | 20-30 | NA | Fan Energy Management | 8.0912 | 0.31441 | 0.3402 | 0.35862 | 0.33506 | 0.35043 | 0.41883 | 0.4262 | 0.47854 | 0.41248 | 0.54466 | 0.36405 | 0.34266 | 0 | 0.23921 | 0.25577 | 0.23587 | 0.24145 | 0.2482 | 0.27723 | 0.33501 | 0.32001 | 0.33055 | 0.36456 | 0.28981 | 0.26739
retro5med | Retro | Fans | Industrial | Fans | 29366.9044 | 233819966.7277 | 38.3989 | 30-40 | NA | Fan Equipment Upgrade | 22.688 | 1.0957 | 1.0296 | 1.1677 | 1.064 | 1.0913 | 1.0878 | 1.0416 | 1.1882 | 1.0234 | 1.1627 | 1.0048 | 1.0231 | 0 | 0.88214 | 0.79349 | 0.78921 | 0.79304 | 0.80329 | 0.74467 | 0.83725 | 0.7979 | 0.83448 | 0.78282 | 0.82332 | 0.82655
retro5med | Retro | Fans | Industrial | Energy Management | 34373.6869 | 247246747.4581 | 12.7345 | 10-20 | NA | Fan System Optimization | 23.9908 | 1.2428 | 1.1733 | 1.3405 | 1.179 | 1.1586 | 1.154 | 0.99222 | 1.2386 | 1.1356 | 1.298 | 1.1407 | 1.2162 | 0 | 0.89756 | 0.81885 | 0.83453 | 0.80394 | 0.77944 | 0.72422 | 0.72052 | 0.76181 | 0.84832 | 0.79649 | 0.85029 | 0.88539
retro5med | Retro | Pumps | Industrial | Energy Management | 14962.4246 | 127340122.0485 | 24.2923 | 20-30 | NA | Pump Energy Management | 12.3561 | 0.56296 | 0.52422 | 0.60742 | 0.53852 | 0.58246 | 0.58659 | 0.56142 | 0.70294 | 0.58771 | 0.57959 | 0.48544 | 0.47997 | 0 | 0.49189 | 0.4398 | 0.44722 | 0.44038 | 0.46805 | 0.44035 | 0.49981 | 0.5225 | 0.52471 | 0.43194 | 0.43103 | 0.41915
Retro12Med | Retro | Pumps | Industrial | Pumps | 40450.4362 | 344259946.6868 | 45.8012 | 40-50 | NA | Pump Equipment Upgrade | 33.4042 | 1.5172 | 1.4128 | 1.637 | 1.4513 | 1.5698 | 1.5809 | 1.5131 | 1.8945 | 1.5839 | 1.562 | 1.3083 | 1.2935 | 0 | 1.3257 | 1.1853 | 1.2053 | 1.1868 | 1.2614 | 1.1868 | 1.347 | 1.4082 | 1.4141 | 1.1641 | 1.1617 | 1.1296
retro5med | Retro | Pumps | Industrial | Energy Management | 43771.1945 | 352699858.7236 | -15.9503 | <0 | NA | Pump System Optimization | 34.2232 | 1.3299 | 1.4389 | 1.5169 | 1.4172 | 1.4822 | 1.7715 | 1.8027 | 2.024 | 1.7446 | 2.3037 | 1.5398 | 1.4493 | 0 | 1.0118 | 1.0818 | 0.99763 | 1.0212 | 1.0498 | 1.1726 | 1.417 | 1.3535 | 1.3981 | 1.542 | 1.2258 | 1.131
retro5med | Retro | Transformers | Industrial | Transformers | 0 | 0 | 9999 | >140 | NA | Transformers-Retrofit | - | 0 | 0 | 0 | 0 | 0 | 0 | 0 | 0 | 0 | 0 | 0 | 0 | 0 | 0 | 0 | 0 | 0 | 0 | 0 | 0 | 0 | 0 | 0 | 0 | 0
Retro5Med | Retro | Transformers | Industrial | Transformers | 0 | 0 | 9999 | >140 | NA | Transformers-New | - | 0 | 0 | 0 | 0 | 0 | 0 | 0 | 0 | 0 | 0 | 0 | 0 | 0 | 0 | 0 | 0 | 0 | 0 | 0 | 0 | 0 | 0 | 0 | 0 | 0
Retro12Med | Retro | Belts | Industrial | Misc | 0 | 0 | 9999 | >140 | NA | Synchronous Belts | - | 0 | 0 | 0 | 0 | 0 | 0 | 0 | 0 | 0 | 0 | 0 | 0 | 0 | 0 | 0 | 0 | 0 | 0 | 0 | 0 | 0 | 0 | 0 | 0 | 0
Retro12Med | Retro | Hi-Tech | Industrial | Hi-Tech | 165.697 | 1319283.3049 | 43.8181 | 40-50 | NA | Elec Chip Fab: Eliminate Exhaust | 0.12801 | 0.0061632 | 0.005791 | 0.0065683 | 0.0059847 | 0.0061383 | 0.0061187 | 0.0058587 | 0.0066833 | 0.0057564 | 0.0065398 | 0.0056517 | 0.0057544 | 0 | 0.0049618 | 0.0044632 | 0.0044391 | 0.0044607 | 0.0045183 | 0.0041886 | 0.0047093 | 0.004488 | 0.0046937 | 0.0044032 | 0.004631 | 0.0046491
Retro12Med | Retro | Hi-Tech | Industrial | Hi-Tech | 5280.919 | 42046798.547 | -76.3122 | <0 | NA | Elec Chip Fab: Exhaust Injector | 4.0799 | 0.19643 | 0.18456 | 0.20934 | 0.19074 | 0.19563 | 0.19501 | 0.18672 | 0.213 | 0.18346 | 0.20843 | 0.18013 | 0.1834 | 0 | 0.15814 | 0.14225 | 0.14148 | 0.14217 | 0.144 | 0.13349 | 0.15009 | 0.14304 | 0.14959 | 0.14033 | 0.14759 | 0.14817
Retro12Med | Retro | Hi-Tech | Industrial | Hi-Tech | 5919.8707 | 47134146.1172 | -54.5618 | <0 | NA | Elec Chip Fab: Solidstate Chiller | 4.5735 | 0.22019 | 0.20689 | 0.23467 | 0.21382 | 0.2193 | 0.2186 | 0.20931 | 0.23877 | 0.20566 | 0.23365 | 0.20192 | 0.20559 | 0 | 0.17727 | 0.15946 | 0.1586 | 0.15937 | 0.16143 | 0.14965 | 0.16825 | 0.16034 | 0.16769 | 0.15731 | 0.16545 | 0.1661
Retro12Med | Retro | Hi-Tech | Industrial | Hi-Tech | 1360.0992 | 10829140.7369 | -22.1485 | <0 | NA | Elec Chip Fab: Reduce Gas Pressure | 1.0508 | 0.05059 | 0.047534 | 0.053915 | 0.049124 | 0.050385 | 0.050225 | 0.04809 | 0.054859 | 0.04725 | 0.053681 | 0.046391 | 0.047234 | 0 | 0.040728 | 0.036635 | 0.036438 | 0.036615 | 0.037088 | 0.034382 | 0.038656 | 0.036839 | 0.038528 | 0.036143 | 0.038013 | 0.038162
Retro5Med | Retro | Hi-Tech | Industrial | Hi-Tech | 3505.7412 | 27912792.0874 | 2.6326 | 0-10 | NA | Clean Room: Change Filter Strategy | 2.7084 | 0.1308 | 0.1229 | 0.1394 | 0.12702 | 0.13028 | 0.12986 | 0.12434 | 0.14184 | 0.12217 | 0.1388 | 0.11995 | 0.12213 | 0 | 0.10531 | 0.094725 | 0.094214 | 0.094671 | 0.095894 | 0.088897 | 0.099949 | 0.095251 | 0.099618 | 0.093451 | 0.098285 | 0.098671
Retro5Med | Retro | Hi-Tech | Industrial | Hi-Tech | 947.803 | 7546428.9387 | 11.2049 | 10-20 | NA | Clean Room: Clean Room HVAC | 0.73224 | 0.035364 | 0.033228 | 0.037689 | 0.03434 | 0.035221 | 0.035109 | 0.033617 | 0.038348 | 0.03303 | 0.037525 | 0.032429 | 0.033019 | 0 | 0.028471 | 0.02561 | 0.025472 | 0.025595 | 0.025926 | 0.024034 | 0.027022 | 0.025752 | 0.026932 | 0.025265 | 0.026572 | 0.026677
Retro5Med | Retro | Hi-Tech | Industrial | Energy Management | 1492.5538 | 11883747.7526 | 7.9939 | 0-10 | NA | Clean Room: Chiller Optimize | 1.1531 | 0.05569 | 0.052326 | 0.05935 | 0.054077 | 0.055465 | 0.055288 | 0.052938 | 0.060389 | 0.052014 | 0.059093 | 0.051068 | 0.051996 | 0 | 0.044834 | 0.040329 | 0.040111 | 0.040306 | 0.040827 | 0.037848 | 0.042553 | 0.040553 | 0.042412 | 0.039787 | 0.041845 | 0.042009
Retro12Med | Retro | Food Processing | Industrial | Low & Med Temp Refr | 14759.2275 | 141281303.1216 | 47.3558 | 40-50 | NA | Food: Cooling and Storage | 13.7088 | 0.53019 | 0.48996 | 0.58421 | 0.57521 | 0.64708 | 0.72532 | 0.85745 | 0.92686 | 0.75972 | 0.75836 | 0.58395 | 0.54215 | 0 | 0.41604 | 0.36829 | 0.37778 | 0.40863 | 0.45292 | 0.46631 | 0.65281 | 0.58619 | 0.58894 | 0.48308 | 0.46189 | 0.42283
Retro12Med | Retro | Food Storage | Industrial | Energy Management | 7955.9682 | 76157749.8657 | 27.4621 | 20-30 | NA | Food: Refrig Storage Tuneup | 7.3897 | 0.2858 | 0.26411 | 0.31492 | 0.31007 | 0.34881 | 0.39098 | 0.46221 | 0.49962 | 0.40953 | 0.40879 | 0.31478 | 0.29225 | 0 | 0.22427 | 0.19852 | 0.20364 | 0.22027 | 0.24414 | 0.25136 | 0.3519 | 0.31599 | 0.31747 | 0.2604 | 0.24898 | 0.22793
RetroEven20 | Retro | Metals | Industrial | Metals | 297.2946 | 2367066.5077 | -2055.3294 | <0 | NA | Metal: New Arc Furnace | 0.22968 | 0.011093 | 0.010423 | 0.011822 | 0.010771 | 0.011048 | 0.011013 | 0.010544 | 0.012029 | 0.01036 | 0.01177 | 0.010172 | 0.010357 | 0 | 0.0089303 | 0.0080329 | 0.0079896 | 0.0080283 | 0.0081321 | 0.0075387 | 0.0084759 | 0.0080775 | 0.0084478 | 0.0079249 | 0.0083348 | 0.0083676
RetroEven20 | Retro | Pulp | Industrial | Pulp | 2453.122 | 19531813.505 | 34.7544 | 30-40 | NA | Mech Pulp: Refiner Replacement | 1.8952 | 0.09153 | 0.086002 | 0.097546 | 0.088879 | 0.09116 | 0.09087 | 0.087007 | 0.099253 | 0.085488 | 0.097123 | 0.083934 | 0.085459 | 0 | 0.073688 | 0.066283 | 0.065926 | 0.066246 | 0.067102 | 0.062205 | 0.069938 | 0.066651 | 0.069707 | 0.065392 | 0.068775 | 0.069045
RetroEven20 | Retro | Pulp | Industrial | Pulp | 38.5878 | 307237.1722 | 27.1409 | 20-30 | NA | Mech Pulp: Premium Process | 0.029812 | 0.0014398 | 0.0013528 | 0.0015344 | 0.0013981 | 0.001434 | 0.0014294 | 0.0013686 | 0.0015613 | 0.0013447 | 0.0015278 | 0.0013203 | 0.0013443 | 0 | 0.0011591 | 0.0010426 | 0.001037 | 0.0010421 | 0.0010555 | 0.00097849 | 0.0011001 | 0.0010484 | 0.0010965 | 0.0010286 | 0.0010818 | 0.0010861
RetroEven20 | Retro | Pulp | Industrial | Pulp | 161.9538 | 1289479.8152 | 42.6786 | 40-50 | NA | Mech Pulp: Refiner Plate Improvement | 0.12512 | 0.0060428 | 0.0056778 | 0.0064399 | 0.0058677 | 0.0060183 | 0.0059992 | 0.0057442 | 0.0065527 | 0.0056439 | 0.006412 | 0.0055413 | 0.005642 | 0 | 0.0048649 | 0.004376 | 0.0043524 | 0.0043735 | 0.00443 | 0.0041068 | 0.0046173 | 0.0044003 | 0.004602 | 0.0043171 | 0.0045405 | 0.0045583
RetroEven20 | Retro | Pulp | Industrial | Pulp | 887.4101 | 7065579.51 | 5.0845 | 0-10 | NA | Kraft: Effluent Treatment System | 0.68559 | 0.033111 | 0.031111 | 0.035287 | 0.032152 | 0.032977 | 0.032872 | 0.031475 | 0.035905 | 0.030925 | 0.035134 | 0.030363 | 0.030915 | 0 | 0.026657 | 0.023978 | 0.023848 | 0.023964 | 0.024274 | 0.022503 | 0.0253 | 0.024111 | 0.025216 | 0.023655 | 0.024879 | 0.024977
RetroEven20 | Retro | Pulp | Industrial | Pulp | 7284.0305 | 57995617.7263 | 6.8677 | 0-10 | NA | Kraft: Efficient Agitator | 5.6274 | 0.27178 | 0.25536 | 0.28964 | 0.26391 | 0.27068 | 0.26982 | 0.25835 | 0.29471 | 0.25384 | 0.28839 | 0.24922 | 0.25375 | 0 | 0.2188 | 0.19681 | 0.19575 | 0.1967 | 0.19924 | 0.18471 | 0.20767 | 0.19791 | 0.20698 | 0.19417 | 0.20421 | 0.20501
RetroEven20 | Retro | Paper | Industrial | Paper | 3918.5514 | 31199596.2336 | 22.6647 | 20-30 | NA | Paper: Efficient Pulp Screen | 3.0274 | 0.14621 | 0.13738 | 0.15582 | 0.14197 | 0.14562 | 0.14515 | 0.13898 | 0.15854 | 0.13656 | 0.15514 | 0.13407 | 0.13651 | 0 | 0.11771 | 0.10588 | 0.10531 | 0.10582 | 0.10719 | 0.099365 | 0.11172 | 0.10647 | 0.11135 | 0.10446 | 0.10986 | 0.11029
RetroEven20 | Retro | Paper | Industrial | Paper | 4744.8795 | 37778839.5433 | 22.8072 | 20-30 | NA | Paper: Premium Fan | 3.6658 | 0.17704 | 0.16635 | 0.18868 | 0.17191 | 0.17632 | 0.17576 | 0.16829 | 0.19198 | 0.16535 | 0.18786 | 0.16235 | 0.1653 | 0 | 0.14253 | 0.12821 | 0.12752 | 0.12813 | 0.12979 | 0.12032 | 0.13528 | 0.12892 | 0.13483 | 0.12648 | 0.13303 | 0.13355
RetroEven20 | Retro | Paper | Industrial | Paper | 967.0405 | 7699598.7517 | 153.8453 | >140 | NA | Paper: Material Handling | 0.74711 | 0.036082 | 0.033903 | 0.038453 | 0.035037 | 0.035936 | 0.035822 | 0.034299 | 0.039127 | 0.0337 | 0.038287 | 0.033087 | 0.033689 | 0 | 0.029049 | 0.026129 | 0.025989 | 0.026115 | 0.026452 | 0.024522 | 0.02757 | 0.026274 | 0.027479 | 0.025778 | 0.027112 | 0.027218
RetroEven20 | Retro | Paper | Industrial | Paper | 1477.3878 | 11762995.3449 | 182.4029 | >140 | NA | Paper: Large Material Handling | 1.1414 | 0.055124 | 0.051795 | 0.058747 | 0.053527 | 0.054901 | 0.054726 | 0.0524 | 0.059775 | 0.051485 | 0.058492 | 0.050549 | 0.051468 | 0 | 0.044379 | 0.039919 | 0.039704 | 0.039896 | 0.040412 | 0.037463 | 0.04212 | 0.040141 | 0.041981 | 0.039382 | 0.041419 | 0.041582
RetroEven20 | Retro | Paper | Industrial | Paper | 3805.6328 | 30300535.313 | 73.8061 | 70-80 | NA | Paper: Premium Control Large Material | 2.9401 | 0.14199 | 0.13342 | 0.15133 | 0.13788 | 0.14142 | 0.14097 | 0.13498 | 0.15398 | 0.13262 | 0.15067 | 0.13021 | 0.13258 | 0 | 0.11432 | 0.10283 | 0.10227 | 0.10277 | 0.1041 | 0.096502 | 0.1085 | 0.1034 | 0.10814 | 0.10145 | 0.10669 | 0.10711
RetroEven20 | Retro | Material Handling | Industrial | Material Handling | 0 | 0 | 9999 | >140 | NA | Material Handling1 | - | 0 | 0 | 0 | 0 | 0 | 0 | 0 | 0 | 0 | 0 | 0 | 0 | 0 | 0 | 0 | 0 | 0 | 0 | 0 | 0 | 0 | 0 | 0 | 0 | 0
Retro5Med | Retro | Material Handling | Industrial | Material Handling | 8477.9006 | 60980754.205 | 75.9598 | 70-80 | NA | Material Handling2 | 5.9171 | 0.30651 | 0.28939 | 0.33063 | 0.29078 | 0.28576 | 0.28462 | 0.24472 | 0.30548 | 0.28009 | 0.32013 | 0.28135 | 0.29996 | 0 | 0.22137 | 0.20196 | 0.20583 | 0.19828 | 0.19224 | 0.17862 | 0.17771 | 0.18789 | 0.20923 | 0.19645 | 0.20972 | 0.21837
RetroEven20 | Retro | Material Handling | Industrial | Material Handling | 0 | 0 | 9999 | >140 | NA | Material Handling VFD1 | - | 0 | 0 | 0 | 0 | 0 | 0 | 0 | 0 | 0 | 0 | 0 | 0 | 0 | 0 | 0 | 0 | 0 | 0 | 0 | 0 | 0 | 0 | 0 | 0 | 0
Retro5Med | Retro | Material Handling | Industrial | Material Handling | 33662.3171 | 242129930.0159 | 42.7911 | 40-50 | NA | Material Handling VFD2 | 23.4943 | 1.217 | 1.149 | 1.3128 | 1.1546 | 1.1346 | 1.1301 | 0.97169 | 1.2129 | 1.1121 | 1.2711 | 1.1171 | 1.191 | 0 | 0.87898 | 0.80191 | 0.81726 | 0.7873 | 0.76331 | 0.70924 | 0.70561 | 0.74605 | 0.83076 | 0.78001 | 0.8327 | 0.86707
Retro5Med | Retro | Wood | Industrial | Wood | 25243.3817 | 181573307.6567 | -67.9391 | <0 | NA | Wood: Replace Pneumatic Conveyor | 17.6184 | 0.91266 | 0.86167 | 0.98446 | 0.8658 | 0.85086 | 0.84747 | 0.72867 | 0.90958 | 0.834 | 0.9532 | 0.83772 | 0.89314 | 0 | 0.65915 | 0.60135 | 0.61287 | 0.5904 | 0.5724 | 0.53186 | 0.52914 | 0.55946 | 0.62299 | 0.58493 | 0.62444 | 0.65022
Retro5Med | Retro | Wood | Industrial | Wood | 1052.3097 | 7569166.4642 | 25.1149 | 20-30 | NA | Panel: Hydraulic Press | 0.73445 | 0.038046 | 0.03592 | 0.041039 | 0.036092 | 0.035469 | 0.035328 | 0.030376 | 0.037917 | 0.034766 | 0.039736 | 0.034922 | 0.037232 | 0 | 0.027478 | 0.025068 | 0.025548 | 0.024612 | 0.023862 | 0.022171 | 0.022058 | 0.023322 | 0.02597 | 0.024384 | 0.026031 | 0.027105
Retro12Med | Retro | Food Storage | Industrial | Low & Med Temp Refr | 4035.3819 | 38628309.5549 | 41.4497 | 40-50 | NA | Cold Storage Retrofit | 3.7482 | 0.14496 | 0.13396 | 0.15973 | 0.15727 | 0.17692 | 0.19831 | 0.23444 | 0.25342 | 0.20772 | 0.20735 | 0.15966 | 0.14823 | 0 | 0.11375 | 0.10069 | 0.10329 | 0.11172 | 0.12383 | 0.12749 | 0.17849 | 0.16027 | 0.16102 | 0.13208 | 0.12629 | 0.11561
Retro12Med | Retro | Food Storage | Industrial | Energy Management | 2678.4253 | 25638972.0064 | 27.4621 | 20-30 | NA | Cold Storage Tuneup | 2.4878 | 0.096216 | 0.088915 | 0.10602 | 0.10439 | 0.11743 | 0.13163 | 0.15561 | 0.1682 | 0.13787 | 0.13762 | 0.10597 | 0.098387 | 0 | 0.075501 | 0.066835 | 0.068558 | 0.074156 | 0.082193 | 0.084623 | 0.11847 | 0.10638 | 0.10688 | 0.087666 | 0.083821 | 0.076733
Retro12Med | Retro | Food Storage | Industrial | Low & Med Temp Refr | 37296.2575 | 357014882.5252 | 34.4129 | 30-40 | NA | Fruit Storage Refer Retrofit | 34.6419 | 1.3398 | 1.2381 | 1.4763 | 1.4536 | 1.6352 | 1.8329 | 2.1668 | 2.3422 | 1.9198 | 1.9164 | 1.4756 | 1.37 | 0 | 1.0513 | 0.93065 | 0.95465 | 1.0326 | 1.1445 | 1.1783 | 1.6496 | 1.4813 | 1.4882 | 1.2207 | 1.1672 | 1.0685
Retro12Med | Retro | Food Storage | Industrial | Misc | 0 | 0 | 9999 | >140 | NA | CA Retrofit -- CO2 Scrub | - | 0 | 0 | 0 | 0 | 0 | 0 | 0 | 0 | 0 | 0 | 0 | 0 | 0 | 0 | 0 | 0 | 0 | 0 | 0 | 0 | 0 | 0 | 0 | 0 | 0
Retro12Med | Retro | Food Storage | Industrial | MIsc | 0 | 0 | 9999 | >140 | NA | CA Retrofit -- Membrane | - | 0 | 0 | 0 | 0 | 0 | 0 | 0 | 0 | 0 | 0 | 0 | 0 | 0 | 0 | 0 | 0 | 0 | 0 | 0 | 0 | 0 | 0 | 0 | 0 | 0
Retro12Med | Retro | Food Storage | Industrial | Energy Management | 12090.6894 | 115736976.3139 | 27.4621 | 20-30 | NA | Fruit Storage Tuneup | 11.2302 | 0.43433 | 0.40137 | 0.47858 | 0.47121 | 0.53008 | 0.59418 | 0.70242 | 0.75928 | 0.62236 | 0.62125 | 0.47837 | 0.44413 | 0 | 0.34082 | 0.3017 | 0.30948 | 0.33475 | 0.37103 | 0.382 | 0.53478 | 0.48021 | 0.48246 | 0.39574 | 0.37838 | 0.34638
Retro12Med | Retro | Food Storage | Industrial | Low & Med Temp Refr | 1103.1032 | 10559350.4919 | 43.4955 | 40-50 | NA | Groc Dist Retrofit | 1.0246 | 0.039626 | 0.03662 | 0.043664 | 0.042991 | 0.048363 | 0.05421 | 0.064086 | 0.069273 | 0.056781 | 0.05668 | 0.043644 | 0.04052 | 0 | 0.031095 | 0.027526 | 0.028235 | 0.030541 | 0.033851 | 0.034852 | 0.048791 | 0.043812 | 0.044017 | 0.036105 | 0.034521 | 0.031602
Retro12Med | Retro | Food Storage | Industrial | Energy Management | 1360.4939 | 13023198.94 | 27.4621 | 20-30 | NA | Groc Dist Tuneup | 1.2637 | 0.048872 | 0.045164 | 0.053852 | 0.053023 | 0.059647 | 0.066859 | 0.079039 | 0.085437 | 0.07003 | 0.069905 | 0.053828 | 0.049975 | 0 | 0.038351 | 0.033948 | 0.034824 | 0.037667 | 0.041749 | 0.042984 | 0.060176 | 0.054035 | 0.054288 | 0.04453 | 0.042576 | 0.038976
Retro20Fast | Retro | Plant Energy Management | Industrial | Energy Management | 52113.2485 | 414926880.8326 | 26.1385 | 20-30 | NA | Plant Energy Management | 40.2612 | 1.9226 | 1.8065 | 2.049 | 1.8669 | 1.9148 | 1.9087 | 1.8276 | 2.0848 | 1.7957 | 2.0401 | 1.763 | 1.7951 | 0 | 1.5478 | 1.3923 | 1.3848 | 1.3915 | 1.4095 | 1.3066 | 1.4691 | 1.4 | 1.4642 | 1.3736 | 1.4446 | 1.4503
Retro5Med | Retro | Energy Project Management | Industrial | Energy Management | 111162.1867 | 885075881.8523 | 43.1404 | 40-50 | NA | Energy Project Management | 85.8807 | 4.1476 | 3.8971 | 4.4203 | 4.0275 | 4.1309 | 4.1177 | 3.9427 | 4.4976 | 3.8739 | 4.4011 | 3.8034 | 3.8725 | 0 | 3.3392 | 3.0036 | 2.9874 | 3.0019 | 3.0407 | 2.8188 | 3.1692 | 3.0203 | 3.1587 | 2.9632 | 3.1165 | 3.1287
RetroEven20 | Retro | Integrated Plant Energy Management | Industrial | Energy Management | 100110.8183 | 797084632.9304 | -3.3024 | <0 | NA | Integrated Plant Energy Management | 77.3427 | 3.7353 | 3.5097 | 3.9808 | 3.6271 | 3.7202 | 3.7083 | 3.5507 | 4.0505 | 3.4887 | 3.9636 | 3.4253 | 3.4876 | 0 | 3.0072 | 2.705 | 2.6904 | 2.7035 | 2.7384 | 2.5386 | 2.8542 | 2.72 | 2.8447 | 2.6686 | 2.8067 | 2.8177
LO3Slow | New | Aerator | Residential | Water Heating | 0.013747 | 71.0371 | -316.055 | <0 | Single Family | Bathroom Aerator 1.0 GPM AnyWH | 2.2262 | 0.1472 | 0.13186 | 0.15169 | 0.13156 | 0.12548 | 0.12234 | 0.10354 | 0.10828 | 0.10159 | 0.12265 | 0.12571 | 0.14616 | 0 | 0.073861 | 0.061868 | 0.059069 | 0.061445 | 0.061402 | 0.050909 | 0.055356 | 0.04346 | 0.053545 | 0.049955 | 0.065421 | 0.071857
LO3Slow | New | Aerator | Residential | Water Heating | 0.016648 | 86.0258 | -178.0228 | <0 | Multifamily - Low Rise | Bathroom Aerator 1.0 GPM AnyWH | 0.74392 | 0.049188 | 0.044064 | 0.050691 | 0.043962 | 0.041932 | 0.040883 | 0.0346 | 0.036185 | 0.033947 | 0.040985 | 0.042008 | 0.048841 | 0 | 0.024682 | 0.020674 | 0.019739 | 0.020533 | 0.020518 | 0.017012 | 0.018498 | 0.014523 | 0.017893 | 0.016693 | 0.021861 | 0.024012
LO3Slow | New | Aerator | Residential | Water Heating | 0.016648 | 86.0258 | -178.0228 | <0 | Multifamily - High Rise | Bathroom Aerator 1.0 GPM AnyWH | 0.16681 | 0.011029 | 0.0098804 | 0.011366 | 0.0098574 | 0.0094023 | 0.009167 | 0.0077584 | 0.0081136 | 0.0076118 | 0.0091898 | 0.0094192 | 0.010952 | 0 | 0.0055343 | 0.0046357 | 0.0044259 | 0.004604 | 0.0046008 | 0.0038146 | 0.0041477 | 0.0032564 | 0.004012 | 0.0037431 | 0.0049019 | 0.0053842
LO3Slow | New | Aerator | Residential | Water Heating | 0.020431 | 105.573 | -191.8689 | <0 | Manufactured | Bathroom Aerator 1.0 GPM AnyWH | 0.12526 | 0.0082824 | 0.0074196 | 0.0085354 | 0.0074024 | 0.0070606 | 0.0068839 | 0.0058261 | 0.0060929 | 0.005716 | 0.0069011 | 0.0070733 | 0.008224 | 0 | 0.004156 | 0.0034811 | 0.0033236 | 0.0034574 | 0.0034549 | 0.0028645 | 0.0031147 | 0.0024454 | 0.0030128 | 0.0028108 | 0.0036811 | 0.0040432
LO3Slow | New | Aerator | Residential | Water Heating | 0.013896 | 65.8694 | -322.1522 | <0 | Single Family | Bathroom Aerator 1.0 GPM HPWH | 0.28149 | 0.021878 | 0.019717 | 0.022068 | 0.017317 | 0.014385 | 0.012167 | 0.010389 | 0.010598 | 0.010524 | 0.014117 | 0.015621 | 0.021298 | 0 | 0.011503 | 0.009688 | 0.0088787 | 0.0082701 | 0.007026 | 0.0053035 | 0.0055702 | 0.0046112 | 0.0055304 | 0.0058301 | 0.0081202 | 0.01108
Retro3Slow | Retro | Aerator | Residential | Water Heating | 0.013747 | 71.0371 | -316.055 | <0 | Single Family | Bathroom Aerator 1.0 GPM AnyWH | 20.3602 | 1.2592 | 1.128 | 1.2976 | 1.1254 | 1.0734 | 1.0465 | 0.88573 | 0.92629 | 0.86899 | 1.0492 | 1.0753 | 1.2503 | 0 | 0.63182 | 0.52923 | 0.50528 | 0.52561 | 0.52524 | 0.43549 | 0.47352 | 0.37177 | 0.45803 | 0.42733 | 0.55963 | 0.61468
Retro3Slow | Retro | Aerator | Residential | Water Heating | 0.016648 | 86.0258 | -178.0228 | <0 | Multifamily - Low Rise | Bathroom Aerator 1.0 GPM AnyWH | 4.051 | 0.23547 | 0.21094 | 0.24267 | 0.21045 | 0.20074 | 0.19571 | 0.16564 | 0.17322 | 0.16251 | 0.1962 | 0.2011 | 0.23381 | 0 | 0.11816 | 0.098971 | 0.094493 | 0.098295 | 0.098226 | 0.08144 | 0.088553 | 0.069524 | 0.085656 | 0.079914 | 0.10466 | 0.11495
Retro3Slow | Retro | Aerator | Residential | Water Heating | 0.016648 | 86.0258 | -178.0228 | <0 | Multifamily - High Rise | Bathroom Aerator 1.0 GPM AnyWH | 0.92032 | 0.053606 | 0.048022 | 0.055243 | 0.04791 | 0.045698 | 0.044554 | 0.037708 | 0.039435 | 0.036995 | 0.044665 | 0.04578 | 0.053227 | 0 | 0.026898 | 0.022531 | 0.021511 | 0.022377 | 0.022361 | 0.01854 | 0.020159 | 0.015827 | 0.0195 | 0.018192 | 0.023825 | 0.026169
Retro3Slow | Retro | Aerator | Residential | Water Heating | 0.020431 | 105.573 | -191.8689 | <0 | Manufactured | Bathroom Aerator 1.0 GPM AnyWH | 2.9092 | 0.19236 | 0.17232 | 0.19823 | 0.17192 | 0.16398 | 0.15988 | 0.13531 | 0.14151 | 0.13275 | 0.16028 | 0.16428 | 0.191 | 0 | 0.096521 | 0.080848 | 0.07719 | 0.080296 | 0.08024 | 0.066528 | 0.072338 | 0.056793 | 0.069972 | 0.065281 | 0.085492 | 0.093903
Retro3Slow | Retro | Aerator | Residential | Water Heating | 0.013896 | 65.8694 | -322.1522 | <0 | Single Family | Bathroom Aerator 1.0 GPM HPWH | 2.5744 | 0.18714 | 0.16867 | 0.18878 | 0.14813 | 0.12305 | 0.10408 | 0.088871 | 0.090655 | 0.090022 | 0.12076 | 0.13363 | 0.18219 | 0 | 0.098403 | 0.082873 | 0.07595 | 0.070744 | 0.060102 | 0.045367 | 0.047648 | 0.039445 | 0.047308 | 0.049871 | 0.069461 | 0.094784
LO5Med | New | Controls Commissioning and Sizing | Residential | HVAC | 0.38187 | 1093.1096 | 23.1093 | 20-30 | Single Family | SF CC&S + HZ23 | 1.4975 | 0.12806 | 0.093514 | 0.075755 | 0.065678 | 0.024099 | 0.015581 | 0.045302 | 0.045183 | 0.026275 | 0.059686 | 0.092676 | 0.16172 | 0 | 0.12151 | 0.086063 | 0.063553 | 0.059276 | 0.023434 | 0.0072391 | 0.022299 | 0.015964 | 0.015096 | 0.036668 | 0.072975 | 0.13994
LO5Med | New | Controls Commissioning and Sizing | Residential | HVAC | 0.25882 | 740.8853 | 47.4028 | 40-50 | Single Family | SF CC&S + HZ1 | 5.1468 | 0.44013 | 0.32139 | 0.26036 | 0.22573 | 0.082826 | 0.05355 | 0.1557 | 0.15529 | 0.090302 | 0.20513 | 0.31851 | 0.5558 | 0 | 0.41761 | 0.29579 | 0.21842 | 0.20372 | 0.080538 | 0.02488 | 0.076638 | 0.054867 | 0.051884 | 0.12602 | 0.2508 | 0.48096
LO5Med | New | Controls Commissioning and Sizing | Residential | HVAC | 0.065236 | 186.7368 | 286.0893 | >140 | Manufactured | MH CC&S + HZ23 | 0.017233 | 0.0014736 | 0.0010761 | 0.00087174 | 0.00075578 | 0.00027732 | 0.0001793 | 0.0005213 | 0.00051993 | 0.00030235 | 0.00068682 | 0.0010665 | 0.001861 | 0 | 0.0013982 | 0.00099035 | 0.00073132 | 0.00068211 | 0.00026966 | 8.3303e-05 | 0.0002566 | 0.00018371 | 0.00017372 | 0.00042195 | 0.00083974 | 0.0016104
LO5Med | New | Controls Commissioning and Sizing | Residential | HVAC | 0.16752 | 479.5157 | 99.0762 | 90-100 | Manufactured | MH CC&S + HZ1 | 0.18664 | 0.015961 | 0.011655 | 0.0094416 | 0.0081857 | 0.0030036 | 0.0019419 | 0.0056461 | 0.0056313 | 0.0032747 | 0.0074389 | 0.011551 | 0.020156 | 0 | 0.015144 | 0.010726 | 0.0079208 | 0.0073878 | 0.0029206 | 0.00090224 | 0.0027792 | 0.0019897 | 0.0018815 | 0.00457 | 0.0090951 | 0.017442
LO5Med | NR | Controls Commissioning and Sizing | Residential | HVAC | 0.38187 | 1093.1096 | 23.1093 | 20-30 | Single Family | SF CC&S + HZ23 | 9.5029 | 0.76334 | 0.55741 | 0.45156 | 0.39149 | 0.14365 | 0.092875 | 0.27003 | 0.26932 | 0.15662 | 0.35577 | 0.55242 | 0.96397 | 0 | 0.72429 | 0.513 | 0.37882 | 0.35333 | 0.13968 | 0.043151 | 0.13292 | 0.09516 | 0.089986 | 0.21857 | 0.43499 | 0.83417
LO5Med | NR | Controls Commissioning and Sizing | Residential | HVAC | 0.25882 | 740.8853 | 47.4028 | 40-50 | Single Family | SF CC&S + HZ1 | 32.6601 | 2.6235 | 1.9157 | 1.5519 | 1.3455 | 0.49371 | 0.3192 | 0.92807 | 0.92562 | 0.53827 | 1.2227 | 1.8986 | 3.313 | 0 | 2.4893 | 1.7631 | 1.302 | 1.2144 | 0.48007 | 0.1483 | 0.45682 | 0.32705 | 0.30927 | 0.75118 | 1.495 | 2.8669
LO5Med | NR | Controls Commissioning and Sizing | Residential | HVAC | 0.065236 | 186.7368 | 286.0893 | >140 | Manufactured | MH CC&S + HZ23 | 0.30195 | 0.02579 | 0.018832 | 0.015256 | 0.013227 | 0.0048533 | 0.0031378 | 0.0091232 | 0.0090992 | 0.0052914 | 0.01202 | 0.018664 | 0.032568 | 0 | 0.02447 | 0.017332 | 0.012799 | 0.011937 | 0.0047192 | 0.0014579 | 0.0044907 | 0.003215 | 0.0030402 | 0.0073844 | 0.014696 | 0.028183
LO5Med | NR | Controls Commissioning and Sizing | Residential | HVAC | 0.16752 | 479.5157 | 99.0762 | 90-100 | Manufactured | MH CC&S + HZ1 | 3.2704 | 0.27932 | 0.20397 | 0.16524 | 0.14326 | 0.052565 | 0.033985 | 0.098812 | 0.098551 | 0.05731 | 0.13019 | 0.20214 | 0.35274 | 0 | 0.26503 | 0.18772 | 0.13862 | 0.12929 | 0.051113 | 0.01579 | 0.048638 | 0.034821 | 0.032928 | 0.079979 | 0.15917 | 0.30524
LOMax60 | New | Clothes Dryer | Residential | Dryer | 0.1269 | 193.7538 | 120.7068 | 120-130 | Single Family | Heat Pump Dryer | 6.3468 | 0.85165 | 0.73918 | 0.4042 | 0.21289 | 0.22012 | 0.22142 | 0.21041 | 0.22698 | 0.20142 | 0.22752 | 0.18208 | 0.18493 | 0 | 0.39981 | 0.32828 | 0.1971 | 0.16905 | 0.17207 | 0.15997 | 0.17889 | 0.1623 | 0.17395 | 0.16315 | 0.17986 | 0.17962
LOMax60 | New | Clothes Dryer | Residential | Dryer | 0.1269 | 193.7538 | 120.7068 | 120-130 | Multifamily - Low Rise | Heat Pump Dryer | 1.4119 | 0.18945 | 0.16443 | 0.089915 | 0.047358 | 0.048966 | 0.049256 | 0.046805 | 0.050492 | 0.044805 | 0.050613 | 0.040503 | 0.041138 | 0 | 0.088939 | 0.073025 | 0.043844 | 0.037606 | 0.038278 | 0.035585 | 0.039795 | 0.036103 | 0.038695 | 0.036292 | 0.040009 | 0.039956
LOMax60 | New | Clothes Dryer | Residential | Dryer | 0.1269 | 193.7538 | 120.7068 | 120-130 | Multifamily - High Rise | Heat Pump Dryer | 0.31678 | 0.042507 | 0.036893 | 0.020174 | 0.010626 | 0.010987 | 0.011052 | 0.010502 | 0.011329 | 0.010053 | 0.011356 | 0.0090877 | 0.0092302 | 0 | 0.019955 | 0.016385 | 0.0098373 | 0.0084377 | 0.0085884 | 0.0079842 | 0.0089288 | 0.0081005 | 0.008682 | 0.0081428 | 0.0089769 | 0.008965
LOMax60 | New | Clothes Dryer | Residential | Dryer | 0.1269 | 193.7538 | 120.7068 | 120-130 | Manufactured | Heat Pump Dryer | 0.24051 | 0.032272 | 0.02801 | 0.015317 | 0.0080674 | 0.0083412 | 0.0083906 | 0.0079731 | 0.0086012 | 0.0076324 | 0.0086217 | 0.0068996 | 0.0070078 | 0 | 0.01515 | 0.01244 | 0.0074687 | 0.0064061 | 0.0065205 | 0.0060618 | 0.0067789 | 0.0061501 | 0.0065916 | 0.0061822 | 0.0068155 | 0.0068064
LOMax60 | NR | Clothes Dryer | Residential | Dryer | 0.1269 | 193.7538 | 120.7068 | 120-130 | Single Family | Heat Pump Dryer | 67.3433 | 4.8116 | 4.1762 | 2.2836 | 1.2028 | 1.2436 | 1.251 | 1.1887 | 1.2824 | 1.1379 | 1.2854 | 1.0287 | 1.0448 | 0 | 2.2588 | 1.8547 | 1.1135 | 0.95511 | 0.97217 | 0.90378 | 1.0107 | 0.91694 | 0.98276 | 0.92173 | 1.0161 | 1.0148
LOMax60 | NR | Clothes Dryer | Residential | Dryer | 0.1269 | 193.7538 | 120.7068 | 120-130 | Multifamily - Low Rise | Heat Pump Dryer | 8.112 | 0.58728 | 0.50972 | 0.27873 | 0.14681 | 0.15179 | 0.15269 | 0.14509 | 0.15652 | 0.13889 | 0.15689 | 0.12556 | 0.12752 | 0 | 0.2757 | 0.22637 | 0.13591 | 0.11658 | 0.11866 | 0.11031 | 0.12336 | 0.11192 | 0.11995 | 0.1125 | 0.12402 | 0.12386
LOMax60 | NR | Clothes Dryer | Residential | Dryer | 0.1269 | 193.7538 | 120.7068 | 120-130 | Multifamily - High Rise | Heat Pump Dryer | 1.8489 | 0.13385 | 0.11617 | 0.063525 | 0.033459 | 0.034595 | 0.034799 | 0.033068 | 0.035673 | 0.031655 | 0.035758 | 0.028615 | 0.029064 | 0 | 0.062835 | 0.051592 | 0.030976 | 0.026569 | 0.027043 | 0.025141 | 0.028115 | 0.025507 | 0.027338 | 0.02564 | 0.028266 | 0.028229
LOMax60 | NR | Clothes Dryer | Residential | Dryer | 0.1269 | 193.7538 | 120.7068 | 120-130 | Manufactured | Heat Pump Dryer | 7.0927 | 0.5268 | 0.45723 | 0.25002 | 0.13169 | 0.13616 | 0.13696 | 0.13015 | 0.1404 | 0.12459 | 0.14074 | 0.11263 | 0.11439 | 0 | 0.24731 | 0.20306 | 0.12192 | 0.10457 | 0.10644 | 0.09895 | 0.11066 | 0.10039 | 0.1076 | 0.10092 | 0.11125 | 0.1111
LO12Med | New | Clothes Washer | Residential | Water Heating | 0.0097744 | 14.9984 | -62.3779 | <0 | Single Family | Single Family CEE Tier 3 Clothes Washer - Any DHW, Any Dryer - 54% ENERGY STAR Baseline | 1.2691 | 0.16961 | 0.14724 | 0.080776 | 0.042748 | 0.044235 | 0.044553 | 0.042396 | 0.045734 | 0.040562 | 0.045735 | 0.036596 | 0.037158 | 0 | 0.079585 | 0.065351 | 0.039301 | 0.033759 | 0.03438 | 0.031998 | 0.035808 | 0.032492 | 0.034812 | 0.032599 | 0.03588 | 0.035842
LO12Med | New | Clothes Washer | Residential | Water Heating | 0.0098994 | 16.3597 | -77.2529 | <0 | Multifamily - Low Rise | Multifamily - Low Rise CEE Tier 3 Clothes Washer - Any DHW, Any Dryer - 54% ENERGY STAR Baseline | 0.23286 | 0.029302 | 0.025461 | 0.014641 | 0.0083752 | 0.0085811 | 0.0087322 | 0.0085338 | 0.0090666 | 0.0080186 | 0.0089516 | 0.0071585 | 0.0073142 | 0 | 0.013776 | 0.011304 | 0.00695 | 0.0062169 | 0.0063405 | 0.0059085 | 0.0068657 | 0.0059702 | 0.0064303 | 0.0058775 | 0.0065359 | 0.0065474
LO12Med | New | Clothes Washer | Residential | Water Heating | 0.0099072 | 16.3651 | -77.4073 | <0 | Manufactured | Manufactured CEE Tier 3 Clothes Washer - Any DHW, Any Dryer - 54% ENERGY STAR Baseline | 0.052982 | 0.0066694 | 0.0057953 | 0.0033314 | 0.0019049 | 0.0019518 | 0.0019861 | 0.0019407 | 0.002062 | 0.0018237 | 0.002036 | 0.0016281 | 0.0016635 | 0 | 0.0031354 | 0.002573 | 0.0015817 | 0.0014145 | 0.0014426 | 0.0013443 | 0.0015617 | 0.0013584 | 0.001463 | 0.0013374 | 0.0014872 | 0.0014898
LO12Med | New | Clothes Washer | Residential | Water Heating | 0.0098994 | 16.3597 | -77.2529 | <0 | Multifamily - High Rise | Multifamily - High Rise CEE Tier 3 Clothes Washer - Any DHW, Any Dryer - 54% ENERGY STAR Baseline | 0.053169 | 0.0066905 | 0.0058137 | 0.003343 | 0.0019123 | 0.0019594 | 0.0019939 | 0.0019486 | 0.0020702 | 0.0018309 | 0.002044 | 0.0016345 | 0.0016701 | 0 | 0.0031454 | 0.0025812 | 0.0015869 | 0.0014195 | 0.0014477 | 0.0013491 | 0.0015677 | 0.0013632 | 0.0014683 | 0.001342 | 0.0014924 | 0.001495
LO12Med | New | Clothes Washer | Residential | Water Heating | 0.016267 | 31.7498 | -94.4732 | <0 | Single Family | Single Family CEE Tier 2 Clothes Washer - Any DHW, Any Dryer - 54% ENERGY STAR Baseline | 2.6866 | 0.29631 | 0.2583 | 0.16497 | 0.10859 | 0.1101 | 0.11419 | 0.11615 | 0.121 | 0.10641 | 0.1164 | 0.092967 | 0.095687 | 0 | 0.13947 | 0.11436 | 0.074078 | 0.071714 | 0.073494 | 0.068989 | 0.085247 | 0.069431 | 0.075302 | 0.065581 | 0.073657 | 0.074241
LO12Med | New | Clothes Washer | Residential | Water Heating | 0.015921 | 31.4592 | -87.1468 | <0 | Manufactured | Manufactured CEE Tier 2 Clothes Washer - Any DHW, Any Dryer - 54% ENERGY STAR Baseline | 0.10185 | 0.011126 | 0.009701 | 0.0062436 | 0.0041476 | 0.0042011 | 0.004362 | 0.0044476 | 0.0046271 | 0.0040682 | 0.0044456 | 0.0035504 | 0.0036565 | 0 | 0.0052383 | 0.004295 | 0.0027929 | 0.0027197 | 0.0027878 | 0.0026175 | 0.0032486 | 0.0026328 | 0.0028572 | 0.0024801 | 0.0027892 | 0.0028124
LO12Med | New | Clothes Washer | Residential | Water Heating | 0.015888 | 31.4312 | -86.2176 | <0 | Multifamily - Low Rise | Multifamily - Low Rise CEE Tier 2 Clothes Washer - Any DHW, Any Dryer - 54% ENERGY STAR Baseline | 0.44738 | 0.048828 | 0.042574 | 0.027421 | 0.018232 | 0.018466 | 0.019175 | 0.019555 | 0.020342 | 0.017884 | 0.019542 | 0.015607 | 0.016074 | 0 | 0.022989 | 0.018849 | 0.012262 | 0.011947 | 0.012246 | 0.011499 | 0.014277 | 0.011565 | 0.012552 | 0.010892 | 0.012251 | 0.012353
LO12Med | New | Clothes Washer | Residential | Water Heating | 0.015888 | 31.4312 | -86.2176 | <0 | Multifamily - High Rise | Multifamily - High Rise CEE Tier 2 Clothes Washer - Any DHW, Any Dryer - 54% ENERGY STAR Baseline | 0.10215 | 0.011149 | 0.009721 | 0.0062612 | 0.004163 | 0.0042163 | 0.0043782 | 0.0044652 | 0.0046448 | 0.0040836 | 0.004462 | 0.0035636 | 0.0036702 | 0 | 0.0052492 | 0.0043039 | 0.0027997 | 0.0027279 | 0.0027963 | 0.0026255 | 0.0032599 | 0.0026407 | 0.002866 | 0.0024869 | 0.0027972 | 0.0028206
LO12Med | New | Clothes Washer | Residential | Water Heating | 0.026972 | 53.6403 | -65.742 | <0 | Single Family | Single Family CEE Tier 1 Clothes Washer - Any DHW, Any Dryer - 54% ENERGY STAR Baseline | 4.539 | 0.49337 | 0.43033 | 0.2781 | 0.18544 | 0.18807 | 0.19548 | 0.19942 | 0.20758 | 0.18242 | 0.19901 | 0.15892 | 0.16358 | 0 | 0.23207 | 0.19032 | 0.12405 | 0.12096 | 0.12408 | 0.11668 | 0.14479 | 0.11752 | 0.12746 | 0.11046 | 0.1239 | 0.12497
LO12Med | New | Clothes Washer | Residential | Water Heating | 0.026303 | 53.084 | -55.4172 | <0 | Manufactured | Manufactured CEE Tier 1 Clothes Washer - Any DHW, Any Dryer - 54% ENERGY STAR Baseline | 0.17186 | 0.018469 | 0.016113 | 0.010509 | 0.0070825 | 0.0071753 | 0.0074669 | 0.0076385 | 0.007939 | 0.0069747 | 0.0076005 | 0.0060691 | 0.006251 | 0 | 0.0086904 | 0.0071261 | 0.0046665 | 0.004582 | 0.0047012 | 0.0044222 | 0.0055157 | 0.0044511 | 0.004831 | 0.0041706 | 0.0046849 | 0.0047277
LO12Med | New | Clothes Washer | Residential | Water Heating | 0.026239 | 53.0307 | -54.1991 | <0 | Multifamily - Low Rise | Multifamily - Low Rise CEE Tier 1 Clothes Washer - Any DHW, Any Dryer - 54% ENERGY STAR Baseline | 0.75482 | 0.081029 | 0.070695 | 0.046147 | 0.031133 | 0.031538 | 0.032823 | 0.033587 | 0.034903 | 0.030662 | 0.03341 | 0.026678 | 0.02748 | 0 | 0.038128 | 0.031264 | 0.020483 | 0.020125 | 0.02065 | 0.019424 | 0.02424 | 0.01955 | 0.02122 | 0.018312 | 0.020574 | 0.020763
LO12Med | New | Clothes Washer | Residential | Water Heating | 0.026239 | 53.0307 | -54.1991 | <0 | Multifamily - High Rise | Multifamily - High Rise CEE Tier 1 Clothes Washer - Any DHW, Any Dryer - 54% ENERGY STAR Baseline | 0.17235 | 0.018502 | 0.016142 | 0.010537 | 0.0071088 | 0.0072012 | 0.0074947 | 0.007669 | 0.0079694 | 0.0070013 | 0.0076286 | 0.0060915 | 0.0062745 | 0 | 0.008706 | 0.0071387 | 0.0046769 | 0.0045953 | 0.004715 | 0.0044353 | 0.0055348 | 0.004464 | 0.0048453 | 0.0041814 | 0.0046977 | 0.0047409
LO12Med | NR | Clothes Washer | Residential | Water Heating | 0.0097744 | 14.9984 | -62.3779 | <0 | Single Family | Single Family CEE Tier 3 Clothes Washer - Any DHW, Any Dryer - 54% ENERGY STAR Baseline | 6.0808 | 0.81263 | 0.70547 | 0.38702 | 0.20482 | 0.21194 | 0.21347 | 0.20313 | 0.21913 | 0.19434 | 0.21913 | 0.17534 | 0.17803 | 0 | 0.38131 | 0.31312 | 0.1883 | 0.16175 | 0.16472 | 0.15331 | 0.17157 | 0.15568 | 0.16679 | 0.15619 | 0.17191 | 0.17173
LO12Med | NR | Clothes Washer | Residential | Water Heating | 0.0098994 | 16.3597 | -77.2529 | <0 | Multifamily - Low Rise | Multifamily - Low Rise CEE Tier 3 Clothes Washer - Any DHW, Any Dryer - 54% ENERGY STAR Baseline | 0.61204 | 0.077015 | 0.066922 | 0.038481 | 0.022013 | 0.022554 | 0.022952 | 0.02243 | 0.02383 | 0.021076 | 0.023528 | 0.018815 | 0.019224 | 0 | 0.036207 | 0.029712 | 0.018267 | 0.01634 | 0.016665 | 0.01553 | 0.018046 | 0.015692 | 0.016901 | 0.015448 | 0.017179 | 0.017209
LO12Med | NR | Clothes Washer | Residential | Water Heating | 0.0099072 | 16.3651 | -77.4073 | <0 | Manufactured | Manufactured CEE Tier 3 Clothes Washer - Any DHW, Any Dryer - 54% ENERGY STAR Baseline | 0.71712 | 0.090272 | 0.07844 | 0.045092 | 0.025783 | 0.026418 | 0.026882 | 0.026267 | 0.027909 | 0.024684 | 0.027557 | 0.022037 | 0.022516 | 0 | 0.042439 | 0.034826 | 0.021408 | 0.019145 | 0.019526 | 0.018195 | 0.021139 | 0.018386 | 0.019802 | 0.018102 | 0.020129 | 0.020164
LO12Med | NR | Clothes Washer | Residential | Water Heating | 0.0098994 | 16.3597 | -77.2529 | <0 | Multifamily - High Rise | Multifamily - High Rise CEE Tier 3 Clothes Washer - Any DHW, Any Dryer - 54% ENERGY STAR Baseline | 0.14166 | 0.017826 | 0.01549 | 0.0089069 | 0.0050952 | 0.0052204 | 0.0053124 | 0.0051917 | 0.0055158 | 0.0048782 | 0.0054458 | 0.0043549 | 0.0044497 | 0 | 0.0083805 | 0.0068772 | 0.0042281 | 0.0037821 | 0.0038573 | 0.0035945 | 0.0041769 | 0.0036321 | 0.0039119 | 0.0035756 | 0.0039762 | 0.0039832
LO12Med | NR | Clothes Washer | Residential | Water Heating | 0.016267 | 31.7498 | -94.4732 | <0 | Single Family | Single Family CEE Tier 2 Clothes Washer - Any DHW, Any Dryer - 54% ENERGY STAR Baseline | 12.8724 | 1.4197 | 1.2376 | 0.79043 | 0.52028 | 0.5275 | 0.54713 | 0.5565 | 0.57974 | 0.50985 | 0.5577 | 0.44543 | 0.45846 | 0 | 0.66822 | 0.54794 | 0.35493 | 0.3436 | 0.35213 | 0.33055 | 0.40844 | 0.33266 | 0.36079 | 0.31421 | 0.35291 | 0.35571
LO12Med | NR | Clothes Washer | Residential | Water Heating | 0.015921 | 31.4592 | -87.1468 | <0 | Manufactured | Manufactured CEE Tier 2 Clothes Washer - Any DHW, Any Dryer - 54% ENERGY STAR Baseline | 1.3785 | 0.1506 | 0.1313 | 0.084508 | 0.056139 | 0.056863 | 0.059041 | 0.060199 | 0.062628 | 0.055063 | 0.060171 | 0.048056 | 0.049491 | 0 | 0.070902 | 0.058134 | 0.037802 | 0.036812 | 0.037733 | 0.035429 | 0.04397 | 0.035635 | 0.038673 | 0.033569 | 0.037752 | 0.038067
LO12Med | NR | Clothes Washer | Residential | Water Heating | 0.015888 | 31.4312 | -86.2176 | <0 | Multifamily - Low Rise | Multifamily - Low Rise CEE Tier 2 Clothes Washer - Any DHW, Any Dryer - 54% ENERGY STAR Baseline | 1.1759 | 0.12834 | 0.1119 | 0.072073 | 0.047921 | 0.048535 | 0.050398 | 0.051399 | 0.053466 | 0.047007 | 0.051363 | 0.04102 | 0.042248 | 0 | 0.060424 | 0.049542 | 0.032228 | 0.031401 | 0.032188 | 0.030223 | 0.037525 | 0.030397 | 0.032991 | 0.028627 | 0.032199 | 0.032468
LO12Med | NR | Clothes Washer | Residential | Water Heating | 0.015888 | 31.4312 | -86.2176 | <0 | Multifamily - High Rise | Multifamily - High Rise CEE Tier 2 Clothes Washer - Any DHW, Any Dryer - 54% ENERGY STAR Baseline | 0.27217 | 0.029705 | 0.0259 | 0.016682 | 0.011092 | 0.011234 | 0.011665 | 0.011897 | 0.012375 | 0.01088 | 0.011888 | 0.0094946 | 0.0097787 | 0 | 0.013986 | 0.011467 | 0.0074594 | 0.0072681 | 0.0074502 | 0.0069953 | 0.0086856 | 0.0070357 | 0.007636 | 0.006626 | 0.0074527 | 0.0075151
LO12Med | NR | Clothes Washer | Residential | Water Heating | 0.026972 | 53.6403 | -65.742 | <0 | Single Family | Single Family CEE Tier 1 Clothes Washer - Any DHW, Any Dryer - 54% ENERGY STAR Baseline | 21.7475 | 2.3639 | 2.0618 | 1.3324 | 0.88847 | 0.9011 | 0.9366 | 0.95546 | 0.99457 | 0.87403 | 0.95352 | 0.76145 | 0.78374 | 0 | 1.1119 | 0.91188 | 0.59436 | 0.57957 | 0.59449 | 0.55905 | 0.69374 | 0.56307 | 0.61068 | 0.52926 | 0.59363 | 0.59878
LO12Med | NR | Clothes Washer | Residential | Water Heating | 0.026303 | 53.084 | -55.4172 | <0 | Manufactured | Manufactured CEE Tier 1 Clothes Washer - Any DHW, Any Dryer - 54% ENERGY STAR Baseline | 2.3261 | 0.24999 | 0.2181 | 0.14224 | 0.095864 | 0.09712 | 0.10107 | 0.10339 | 0.10746 | 0.094404 | 0.10287 | 0.082146 | 0.084608 | 0 | 0.11763 | 0.096452 | 0.063162 | 0.062018 | 0.063632 | 0.059855 | 0.074656 | 0.060246 | 0.065388 | 0.056449 | 0.063411 | 0.063991
LO12Med | NR | Clothes Washer | Residential | Water Heating | 0.026239 | 53.0307 | -54.1991 | <0 | Multifamily - Low Rise | Multifamily - Low Rise CEE Tier 1 Clothes Washer - Any DHW, Any Dryer - 54% ENERGY STAR Baseline | 1.9839 | 0.21298 | 0.18581 | 0.12129 | 0.08183 | 0.082894 | 0.086272 | 0.088278 | 0.091737 | 0.080592 | 0.087814 | 0.07012 | 0.072226 | 0 | 0.10022 | 0.082174 | 0.053836 | 0.052897 | 0.054275 | 0.051055 | 0.063711 | 0.051385 | 0.055775 | 0.048132 | 0.054076 | 0.054573
LO12Med | NR | Clothes Washer | Residential | Water Heating | 0.026239 | 53.0307 | -54.1991 | <0 | Multifamily - High Rise | Multifamily - High Rise CEE Tier 1 Clothes Washer - Any DHW, Any Dryer - 54% ENERGY STAR Baseline | 0.4592 | 0.049295 | 0.043008 | 0.028074 | 0.01894 | 0.019187 | 0.019968 | 0.020433 | 0.021233 | 0.018654 | 0.020325 | 0.01623 | 0.016717 | 0 | 0.023196 | 0.01902 | 0.012461 | 0.012244 | 0.012562 | 0.011817 | 0.014747 | 0.011894 | 0.01291 | 0.011141 | 0.012516 | 0.012631
LO50Fast | New | Monitor | Residential | Electronics | 0.006568 | 31.9232 | 49.2866 | 40-50 | Single Family | ENERGY STAR Monitors | 1.1529 | 0.086625 | 0.072183 | 0.076855 | 0.052311 | 0.065545 | 0.05099 | 0.045282 | 0.054888 | 0.039987 | 0.050772 | 0.05019 | 0.068075 | 0 | 0.060957 | 0.049315 | 0.042602 | 0.03476 | 0.039058 | 0.026397 | 0.028277 | 0.028304 | 0.024504 | 0.026569 | 0.033722 | 0.044771
LO50Fast | New | Monitor | Residential | Electronics | 0.006568 | 31.9232 | 49.2866 | 40-50 | Multifamily - Low Rise | ENERGY STAR Monitors | 0.21078 | 0.015837 | 0.013197 | 0.014051 | 0.0095637 | 0.011983 | 0.0093222 | 0.0082786 | 0.010035 | 0.0073106 | 0.0092824 | 0.0091759 | 0.012446 | 0 | 0.011144 | 0.009016 | 0.0077886 | 0.0063549 | 0.0071407 | 0.0048259 | 0.0051697 | 0.0051747 | 0.0044799 | 0.0048574 | 0.0061651 | 0.0081852
LO50Fast | New | Monitor | Residential | Electronics | 0.006568 | 31.9232 | 49.2866 | 40-50 | Multifamily - High Rise | ENERGY STAR Monitors | 0.047412 | 0.0035623 | 0.0029684 | 0.0031605 | 0.0021512 | 0.0026954 | 0.0020968 | 0.0018621 | 0.0022571 | 0.0016444 | 0.0020879 | 0.0020639 | 0.0027994 | 0 | 0.0025067 | 0.002028 | 0.0017519 | 0.0014294 | 0.0016062 | 0.0010855 | 0.0011628 | 0.001164 | 0.0010077 | 0.0010926 | 0.0013867 | 0.0018411
LO50Fast | New | Monitor | Residential | Electronics | 0.006568 | 31.9232 | 49.2866 | 40-50 | Manufactured | ENERGY STAR Monitors | 0.031418 | 0.0023606 | 0.001967 | 0.0020943 | 0.0014255 | 0.0017861 | 0.0013895 | 0.0012339 | 0.0014957 | 0.0010897 | 0.0013836 | 0.0013677 | 0.0018551 | 0 | 0.0016611 | 0.0013439 | 0.0011609 | 0.00094723 | 0.0010643 | 0.00071932 | 0.00077055 | 0.00077131 | 0.00066774 | 0.00072401 | 0.00091893 | 0.00122
LO50Fast | New | Computer | Residential | Electronics | 0.0099265 | 68.2431 | 40.9426 | 40-50 | Single Family | ENERGY STAR Desktops | 4.0462 | 0.18735 | 0.16677 | 0.19413 | 0.21931 | 0.23342 | 0.20452 | 0.20544 | 0.20476 | 0.18941 | 0.20126 | 0.19992 | 0.22289 | 0 | 0.12213 | 0.10952 | 0.11156 | 0.15307 | 0.16618 | 0.13332 | 0.15682 | 0.11132 | 0.13443 | 0.11531 | 0.14596 | 0.15736
LO50Fast | New | Computer | Residential | Electronics | 0.0099265 | 68.2431 | 40.9426 | 40-50 | Multifamily - Low Rise | ENERGY STAR Desktops | 0.77362 | 0.035821 | 0.031886 | 0.037118 | 0.041931 | 0.044629 | 0.039104 | 0.03928 | 0.03915 | 0.036216 | 0.03848 | 0.038225 | 0.042617 | 0 | 0.023352 | 0.020941 | 0.02133 | 0.029266 | 0.031773 | 0.025491 | 0.029984 | 0.021284 | 0.025703 | 0.022047 | 0.027908 | 0.030087
LO50Fast | New | Computer | Residential | Electronics | 0.0099265 | 68.2431 | 40.9426 | 40-50 | Multifamily - High Rise | ENERGY STAR Desktops | 0.174 | 0.008057 | 0.0071718 | 0.0083486 | 0.0094313 | 0.010038 | 0.0087953 | 0.0088351 | 0.0088057 | 0.0081457 | 0.008655 | 0.0085977 | 0.0095855 | 0 | 0.0052523 | 0.0047101 | 0.0047975 | 0.0065826 | 0.0071465 | 0.0057334 | 0.006744 | 0.0047872 | 0.0057812 | 0.0049589 | 0.0062771 | 0.0067673
LO50Fast | New | Computer | Residential | Electronics | 0.0099265 | 68.2431 | 40.9426 | 40-50 | Manufactured | ENERGY STAR Desktops | 0.1145 | 0.0053019 | 0.0047194 | 0.0054937 | 0.0062062 | 0.0066055 | 0.0057877 | 0.0058139 | 0.0057945 | 0.0053602 | 0.0056954 | 0.0056576 | 0.0063077 | 0 | 0.0034563 | 0.0030994 | 0.003157 | 0.0043317 | 0.0047027 | 0.0037728 | 0.0044378 | 0.0031502 | 0.0038043 | 0.0032632 | 0.0041306 | 0.0044532
LO50Fast | New | Computer | Residential | Electronics | 0.0028683 | 19.7193 | 825.1669 | >140 | Single Family | ENERGY STAR Laptops | 0.61436 | 0.028447 | 0.025322 | 0.029476 | 0.033299 | 0.035441 | 0.031054 | 0.031194 | 0.03109 | 0.02876 | 0.030558 | 0.030356 | 0.033844 | 0 | 0.018544 | 0.01663 | 0.016939 | 0.023241 | 0.025232 | 0.020243 | 0.023811 | 0.016902 | 0.020411 | 0.017508 | 0.022162 | 0.023893
LO50Fast | New | Computer | Residential | Electronics | 0.0028683 | 19.7193 | 825.1669 | >140 | Multifamily - Low Rise | ENERGY STAR Laptops | 0.098569 | 0.0045641 | 0.0040626 | 0.0047292 | 0.0053426 | 0.0056863 | 0.0049823 | 0.0050048 | 0.0049882 | 0.0046143 | 0.0049028 | 0.0048703 | 0.00543 | 0 | 0.0029753 | 0.0026681 | 0.0027177 | 0.0037289 | 0.0040483 | 0.0032478 | 0.0038203 | 0.0027118 | 0.0032749 | 0.0028091 | 0.0035558 | 0.0038335
LO50Fast | New | Computer | Residential | Electronics | 0.0028683 | 19.7193 | 825.1669 | >140 | Multifamily - High Rise | ENERGY STAR Laptops | 0.022158 | 0.001026 | 0.00091329 | 0.0010631 | 0.001201 | 0.0012783 | 0.00112 | 0.0011251 | 0.0011213 | 0.0010373 | 0.0011022 | 0.0010949 | 0.0012207 | 0 | 0.00066885 | 0.0005998 | 0.00061094 | 0.00083826 | 0.00091006 | 0.00073012 | 0.0008588 | 0.00060962 | 0.00073619 | 0.00063148 | 0.00079935 | 0.00086178
LO50Fast | New | Computer | Residential | Electronics | 0.0028683 | 19.7193 | 825.1669 | >140 | Manufactured | ENERGY STAR Laptops | 0.014658 | 0.00067873 | 0.00060416 | 0.00070329 | 0.0007945 | 0.00084561 | 0.00074092 | 0.00074427 | 0.0007418 | 0.0006862 | 0.00072911 | 0.00072427 | 0.00080749 | 0 | 0.00044246 | 0.00039678 | 0.00040415 | 0.00055453 | 0.00060203 | 0.00048299 | 0.00056812 | 0.00040328 | 0.00048701 | 0.00041774 | 0.00052879 | 0.00057009
LO50Fast | NR | Monitor | Residential | Electronics | 0.006568 | 31.9232 | 49.2866 | 40-50 | Single Family | ENERGY STAR Monitors | 5.0378 | 0.37851 | 0.3154 | 0.33582 | 0.22857 | 0.2864 | 0.2228 | 0.19786 | 0.23983 | 0.17472 | 0.22185 | 0.2193 | 0.29745 | 0 | 0.26635 | 0.21548 | 0.18615 | 0.15188 | 0.17066 | 0.11534 | 0.12355 | 0.12368 | 0.10707 | 0.11609 | 0.14735 | 0.19563
LO50Fast | NR | Monitor | Residential | Electronics | 0.006568 | 31.9232 | 49.2866 | 40-50 | Multifamily - Low Rise | ENERGY STAR Monitors | 0.53902 | 0.040499 | 0.033747 | 0.035931 | 0.024457 | 0.030644 | 0.023839 | 0.02117 | 0.025661 | 0.018695 | 0.023737 | 0.023465 | 0.031827 | 0 | 0.028499 | 0.023056 | 0.019917 | 0.016251 | 0.01826 | 0.012341 | 0.01322 | 0.013233 | 0.011456 | 0.012422 | 0.015766 | 0.020931
LO50Fast | NR | Monitor | Residential | Electronics | 0.006568 | 31.9232 | 49.2866 | 40-50 | Multifamily - High Rise | ENERGY STAR Monitors | 0.1226 | 0.0092112 | 0.0076756 | 0.0081723 | 0.0055625 | 0.0069696 | 0.005422 | 0.004815 | 0.0058365 | 0.004252 | 0.0053988 | 0.0053369 | 0.0072387 | 0 | 0.0064818 | 0.0052439 | 0.00453 | 0.0036962 | 0.0041532 | 0.0028069 | 0.0030068 | 0.0030097 | 0.0026056 | 0.0028252 | 0.0035858 | 0.0047607
LO50Fast | NR | Monitor | Residential | Electronics | 0.006568 | 31.9232 | 49.2866 | 40-50 | Manufactured | ENERGY STAR Monitors | 0.37868 | 0.028452 | 0.023708 | 0.025243 | 0.017181 | 0.021528 | 0.016748 | 0.014873 | 0.018028 | 0.013134 | 0.016676 | 0.016485 | 0.022359 | 0 | 0.020021 | 0.016197 | 0.013992 | 0.011417 | 0.012828 | 0.0086699 | 0.0092874 | 0.0092965 | 0.0080482 | 0.0087264 | 0.011076 | 0.014705
LO50Fast | NR | Computer | Residential | Electronics | 0.0099265 | 68.2431 | 40.9426 | 40-50 | Single Family | ENERGY STAR Desktops | 19.3643 | 0.89663 | 0.79812 | 0.92908 | 1.0496 | 1.1171 | 0.97879 | 0.98322 | 0.97995 | 0.9065 | 0.96318 | 0.9568 | 1.0667 | 0 | 0.58451 | 0.52416 | 0.5339 | 0.73256 | 0.7953 | 0.63805 | 0.75051 | 0.53275 | 0.64336 | 0.55185 | 0.69855 | 0.75311
LO50Fast | NR | Computer | Residential | Electronics | 0.0099265 | 68.2431 | 40.9426 | 40-50 | Multifamily - Low Rise | ENERGY STAR Desktops | 2.2736 | 0.10527 | 0.093707 | 0.10908 | 0.12323 | 0.13116 | 0.11492 | 0.11544 | 0.11506 | 0.10643 | 0.11309 | 0.11234 | 0.12525 | 0 | 0.068627 | 0.061542 | 0.062685 | 0.086009 | 0.093376 | 0.074913 | 0.088117 | 0.06255 | 0.075537 | 0.064793 | 0.082016 | 0.088423
LO50Fast | NR | Computer | Residential | Electronics | 0.0099265 | 68.2431 | 40.9426 | 40-50 | Multifamily - High Rise | ENERGY STAR Desktops | 0.51652 | 0.023917 | 0.021289 | 0.024782 | 0.027996 | 0.029797 | 0.026108 | 0.026226 | 0.026139 | 0.02418 | 0.025692 | 0.025522 | 0.028454 | 0 | 0.015591 | 0.013982 | 0.014241 | 0.01954 | 0.021214 | 0.017019 | 0.020019 | 0.014211 | 0.017161 | 0.01472 | 0.018633 | 0.020088
LO50Fast | NR | Computer | Residential | Electronics | 0.0099265 | 68.2431 | 40.9426 | 40-50 | Manufactured | ENERGY STAR Desktops | 1.4387 | 0.066616 | 0.059297 | 0.069027 | 0.077979 | 0.082996 | 0.072721 | 0.073049 | 0.072806 | 0.067349 | 0.071561 | 0.071086 | 0.079254 | 0 | 0.043427 | 0.038943 | 0.039666 | 0.054426 | 0.059088 | 0.047405 | 0.05576 | 0.039581 | 0.047799 | 0.041001 | 0.051899 | 0.055953
LO50Fast | NR | Computer | Residential | Electronics | 0.0028683 | 19.7193 | 825.1669 | >140 | Single Family | ENERGY STAR Laptops | 3.3446 | 0.15486 | 0.13785 | 0.16047 | 0.18128 | 0.19294 | 0.16906 | 0.16982 | 0.16925 | 0.15657 | 0.16636 | 0.16526 | 0.18425 | 0 | 0.10096 | 0.090533 | 0.092214 | 0.12653 | 0.13736 | 0.1102 | 0.12963 | 0.092016 | 0.11112 | 0.095315 | 0.12065 | 0.13008
LO50Fast | NR | Computer | Residential | Electronics | 0.0028683 | 19.7193 | 825.1669 | >140 | Multifamily - Low Rise | ENERGY STAR Laptops | 0.32824 | 0.015199 | 0.013529 | 0.015749 | 0.017791 | 0.018936 | 0.016591 | 0.016666 | 0.016611 | 0.015366 | 0.016327 | 0.016219 | 0.018082 | 0 | 0.009908 | 0.008885 | 0.00905 | 0.012417 | 0.013481 | 0.010815 | 0.012722 | 0.0090306 | 0.010905 | 0.0093544 | 0.011841 | 0.012766
LO50Fast | NR | Computer | Residential | Electronics | 0.0028683 | 19.7193 | 825.1669 | >140 | Multifamily - High Rise | ENERGY STAR Laptops | 0.074572 | 0.0034529 | 0.0030736 | 0.0035779 | 0.0040419 | 0.0043019 | 0.0037694 | 0.0037864 | 0.0037738 | 0.003491 | 0.0037092 | 0.0036846 | 0.004108 | 0 | 0.002251 | 0.0020186 | 0.002056 | 0.0028211 | 0.0030627 | 0.0024571 | 0.0028902 | 0.0020516 | 0.0024776 | 0.0021252 | 0.0026901 | 0.0029002
LO50Fast | NR | Computer | Residential | Electronics | 0.0028683 | 19.7193 | 825.1669 | >140 | Manufactured | ENERGY STAR Laptops | 0.20771 | 0.0096176 | 0.008561 | 0.0099656 | 0.011258 | 0.011982 | 0.010499 | 0.010546 | 0.010511 | 0.0097235 | 0.010331 | 0.010263 | 0.011442 | 0 | 0.0062697 | 0.0056224 | 0.0057268 | 0.0078577 | 0.0085307 | 0.006844 | 0.0080502 | 0.0057145 | 0.0069009 | 0.0059194 | 0.0074929 | 0.0080781
LO5Med | New | Behavior | Residential | Water Heating | 0.038977 | 184.7605 | 30.1591 | 30-40 | Single Family | Controled Optimization Program | 5.9879 | 0.46538 | 0.41943 | 0.46944 | 0.36836 | 0.306 | 0.25881 | 0.221 | 0.22543 | 0.22386 | 0.3003 | 0.3323 | 0.45305 | 0 | 0.2447 | 0.20608 | 0.18887 | 0.17592 | 0.14946 | 0.11281 | 0.11849 | 0.09809 | 0.11764 | 0.12402 | 0.17273 | 0.2357
Retro5Med | Retro | Behavior | Residential | Water Heating | 0.038977 | 184.7605 | 30.1591 | 30-40 | Single Family | Controled Optimization Program | 41.5646 | 3.0679 | 2.765 | 3.0946 | 2.4283 | 2.0172 | 1.7061 | 1.4569 | 1.4861 | 1.4757 | 1.9796 | 2.1906 | 2.9866 | 0 | 1.6131 | 1.3585 | 1.245 | 1.1597 | 0.98526 | 0.7437 | 0.7811 | 0.64663 | 0.77552 | 0.81754 | 1.1387 | 1.5538
LO12Med | New | Dishwasher | Residential | Water Heating | 0.00018487 | 0.99354 | 143.3749 | >140 | Single Family | Energy Star Dishwasher - Any DHW | 0.063642 | 0.0041017 | 0.0036488 | 0.0041464 | 0.0035913 | 0.00346 | 0.0034152 | 0.0029986 | 0.0031396 | 0.0028774 | 0.0034324 | 0.0035006 | 0.0040691 | 0 | 0.0022141 | 0.0018546 | 0.0017642 | 0.0017949 | 0.001787 | 0.0015303 | 0.0017044 | 0.0013752 | 0.0016149 | 0.0015097 | 0.0019515 | 0.0021605
LO12Med | New | Dishwasher | Residential | Water Heating | 0.0006079 | 3.1795 | 53.0042 | 50-60 | Multifamily - Low Rise | Energy Star Dishwasher - Any DHW | 0.076184 | 0.0049975 | 0.0044673 | 0.00512 | 0.0044386 | 0.0042466 | 0.004156 | 0.0035578 | 0.0037221 | 0.0034664 | 0.0041695 | 0.0042671 | 0.0049609 | 0 | 0.002566 | 0.0021493 | 0.0020497 | 0.0021171 | 0.0021131 | 0.0017702 | 0.0019399 | 0.0015369 | 0.0018639 | 0.00174 | 0.0022692 | 0.0024988
LO12Med | New | Dishwasher | Residential | Water Heating | 0.0006079 | 3.1795 | 53.0042 | 50-60 | Multifamily - High Rise | Energy Star Dishwasher - Any DHW | 0.01711 | 0.0011224 | 0.0010033 | 0.0011499 | 0.00099688 | 0.00095375 | 0.0009334 | 0.00079906 | 0.00083596 | 0.00077854 | 0.00093645 | 0.00095836 | 0.0011142 | 0 | 0.00057631 | 0.00048272 | 0.00046034 | 0.00047548 | 0.00047459 | 0.00039758 | 0.0004357 | 0.00034518 | 0.00041861 | 0.0003908 | 0.00050965 | 0.00056121
LO12Med | New | Dishwasher | Residential | Water Heating | 0.00068071 | 3.5557 | 48.6583 | 40-50 | Manufactured | Energy Star Dishwasher - Any DHW | 0.0078178 | 0.00051326 | 0.00045891 | 0.00052618 | 0.00045616 | 0.00043629 | 0.00042681 | 0.00036493 | 0.00038177 | 0.00035582 | 0.00042817 | 0.00043825 | 0.00050951 | 0 | 0.0002629 | 0.00022021 | 0.00021002 | 0.00021709 | 0.00021671 | 0.00018135 | 0.00019858 | 0.00015717 | 0.00019092 | 0.00017823 | 0.00023253 | 0.00025599
LO12Med | NR | Dishwasher | Residential | Water Heating | 0.00018487 | 0.99354 | 143.3749 | >140 | Single Family | Energy Star Dishwasher - Any DHW | 0.35837 | 0.023097 | 0.020547 | 0.023349 | 0.020223 | 0.019484 | 0.019231 | 0.016885 | 0.017679 | 0.016203 | 0.019328 | 0.019712 | 0.022913 | 0 | 0.012468 | 0.010443 | 0.0099343 | 0.010107 | 0.010063 | 0.0086172 | 0.0095977 | 0.0077436 | 0.0090938 | 0.0085012 | 0.010989 | 0.012166
LO12Med | NR | Dishwasher | Residential | Water Heating | 0.0006079 | 3.1795 | 53.0042 | 50-60 | Multifamily - Low Rise | Energy Star Dishwasher - Any DHW | 0.23338 | 0.015309 | 0.013685 | 0.015684 | 0.013597 | 0.013009 | 0.012731 | 0.010899 | 0.011402 | 0.010619 | 0.012773 | 0.013071 | 0.015197 | 0 | 0.0078605 | 0.0065841 | 0.0062788 | 0.0064853 | 0.0064731 | 0.0054227 | 0.0059427 | 0.0047081 | 0.0057096 | 0.0053303 | 0.0069513 | 0.0076546
LO12Med | NR | Dishwasher | Residential | Water Heating | 0.0006079 | 3.1795 | 53.0042 | 50-60 | Multifamily - High Rise | Energy Star Dishwasher - Any DHW | 0.053176 | 0.0034883 | 0.0031182 | 0.0035738 | 0.0030981 | 0.0029641 | 0.0029009 | 0.0024833 | 0.002598 | 0.0024196 | 0.0029103 | 0.0029784 | 0.0034627 | 0 | 0.0017911 | 0.0015002 | 0.0014307 | 0.0014777 | 0.0014749 | 0.0012356 | 0.0013541 | 0.0010728 | 0.001301 | 0.0012146 | 0.0015839 | 0.0017442
LO12Med | NR | Dishwasher | Residential | Water Heating | 0.00068071 | 3.5557 | 48.6583 | 40-50 | Manufactured | Energy Star Dishwasher - Any DHW | 0.12444 | 0.0081695 | 0.0073045 | 0.0083751 | 0.0072608 | 0.0069444 | 0.0067935 | 0.0058086 | 0.0060766 | 0.0056636 | 0.0068151 | 0.0069757 | 0.0081099 | 0 | 0.0041845 | 0.0035051 | 0.0033429 | 0.0034554 | 0.0034494 | 0.0028865 | 0.0031607 | 0.0025017 | 0.0030389 | 0.0028368 | 0.0037011 | 0.0040745
LO12Med | New | Duct Sealing | Residential | HVAC | 0.24894 | 712.5934 | 71.2456 | 70-80 | Single Family | New SF Performance-based Duct Sealing - Heat Pump + HZ23 | 0.64068 | 0.054787 | 0.040007 | 0.032409 | 0.028098 | 0.01031 | 0.0066659 | 0.019381 | 0.01933 | 0.011241 | 0.025535 | 0.039649 | 0.069186 | 0 | 0.051984 | 0.036819 | 0.027189 | 0.02536 | 0.010025 | 0.003097 | 0.0095399 | 0.0068298 | 0.0064585 | 0.015687 | 0.03122 | 0.05987
LO12Med | New | Duct Sealing | Residential | HVAC | 0.15406 | 440.9987 | 133.4276 | 130-140 | Single Family | New SF Performance-based Duct Sealing - Heat Pump + HZ1 | 2.0105 | 0.17193 | 0.12555 | 0.1017 | 0.088175 | 0.032354 | 0.020918 | 0.06082 | 0.060659 | 0.035275 | 0.080131 | 0.12442 | 0.21711 | 0 | 0.16313 | 0.11554 | 0.085322 | 0.079581 | 0.031461 | 0.0097188 | 0.029937 | 0.021433 | 0.020267 | 0.049228 | 0.097972 | 0.18788
LO12Med | New | Duct Sealing | Residential | HVAC | 0.43492 | 1244.9646 | 39.8286 | 30-40 | Manufactured | New MH Performance-based Duct Sealing - Heat Pump + HZ23 | 0.092661 | 0.0079238 | 0.0057862 | 0.0046874 | 0.0040638 | 0.0014912 | 0.00096408 | 0.0028031 | 0.0027957 | 0.0016257 | 0.0036931 | 0.0057344 | 0.010006 | 0 | 0.0075184 | 0.0053251 | 0.0039323 | 0.0036677 | 0.00145 | 0.00044792 | 0.0013798 | 0.00098779 | 0.00093408 | 0.0022688 | 0.0045153 | 0.008659
LO12Med | New | Duct Sealing | Residential | HVAC | 0.22613 | 647.2877 | 94.9188 | 90-100 | Manufactured | New MH Performance-based Duct Sealing - Heat Pump + HZ1 | 0.2032 | 0.017376 | 0.012689 | 0.010279 | 0.0089118 | 0.00327 | 0.0021142 | 0.006147 | 0.0061308 | 0.0035652 | 0.0080987 | 0.012575 | 0.021944 | 0 | 0.016487 | 0.011678 | 0.0086234 | 0.0080432 | 0.0031797 | 0.00098227 | 0.0030257 | 0.0021662 | 0.0020484 | 0.0049754 | 0.0099019 | 0.018989
Retro12Med | Retro | Duct Sealing | Residential | HVAC | 0.45699 | 1308.145 | 26.1254 | 20-30 | Single Family | SF Performance-based Duct Sealing - Heat Pump + HZ23 | 6.0253 | 0.51524 | 0.37625 | 0.3048 | 0.26425 | 0.096962 | 0.06269 | 0.18227 | 0.18179 | 0.10571 | 0.24014 | 0.37288 | 0.65067 | 0 | 0.48888 | 0.34627 | 0.2557 | 0.2385 | 0.094284 | 0.029126 | 0.089719 | 0.064231 | 0.060739 | 0.14753 | 0.29361 | 0.56305
Retro12Med | Retro | Duct Sealing | Residential | HVAC | 0.2623 | 750.8398 | 66.4217 | 60-70 | Single Family | SF Performance-based Duct Sealing - Heat Pump + HZ1 | 17.5365 | 1.4996 | 1.0951 | 0.8871 | 0.7691 | 0.28221 | 0.18246 | 0.53049 | 0.52909 | 0.30768 | 0.69893 | 1.0853 | 1.8938 | 0 | 1.4229 | 1.0078 | 0.74421 | 0.69414 | 0.27441 | 0.084771 | 0.26112 | 0.18694 | 0.17678 | 0.42938 | 0.85455 | 1.6387
Retro12Med | Retro | Duct Sealing | Residential | HVAC | 0.81011 | 2318.9364 | 12.1967 | 10-20 | Manufactured | MH Performance-based Duct Sealing - Heat Pump + HZ23 | 2.5774 | 0.22041 | 0.16095 | 0.13038 | 0.11304 | 0.041478 | 0.026817 | 0.077969 | 0.077764 | 0.045222 | 0.10273 | 0.15951 | 0.27834 | 0 | 0.20913 | 0.14812 | 0.10938 | 0.10202 | 0.040332 | 0.012459 | 0.038379 | 0.027476 | 0.025982 | 0.063109 | 0.1256 | 0.24086
Retro12Med | Retro | Duct Sealing | Residential | HVAC | 0.38459 | 1100.8991 | 47.6362 | 40-50 | Manufactured | MH Performance-based Duct Sealing - Heat Pump + HZ1 | 5.161 | 0.44134 | 0.32228 | 0.26108 | 0.22635 | 0.083054 | 0.053697 | 0.15612 | 0.15571 | 0.090551 | 0.2057 | 0.31939 | 0.55734 | 0 | 0.41876 | 0.2966 | 0.21902 | 0.20429 | 0.08076 | 0.024948 | 0.07685 | 0.055018 | 0.052027 | 0.12637 | 0.25149 | 0.48229
LOMax60 | NR | EV Supply Equip | Residential | Whole Bldg/Meter Level | 0.019721 | 125.4109 | 829.0472 | >140 | Single Family | EVSE Level 2 | 16.2642 | 0.43122 | 0.37171 | 0.39858 | 0.34297 | 0.34679 | 0.36189 | 0.36781 | 0.38674 | 0.32414 | 0.3677 | 0.36695 | 0.42609 | 0 | 0.30507 | 0.25552 | 0.24028 | 0.22705 | 0.2231 | 0.21267 | 0.25426 | 0.22067 | 0.22676 | 0.21327 | 0.26475 | 0.30047
LO12Med | NR | DHP Ducted | Residential | HVAC | 1.5083 | 4132.8308 | 57.2245 | 50-60 | Single Family | Install Ductless Heat Pump in House with Existing FAF - Single Family Home + HZ1 | 21.9893 | 2.3372 | 1.6542 | 1.4814 | 1.1149 | 0.67161 | 0.22871 | 0.063087 | 0.025264 | 0.10471 | 0.72124 | 1.6846 | 2.0813 | 0 | 1.8301 | 1.329 | 1.1307 | 0.94275 | 0.65753 | 0.22591 | 0.087632 | 0.040147 | 0.11879 | 0.55282 | 1.3201 | 1.5855
LO12Med | NR | DHP Ducted | Residential | HVAC | 1.2498 | 3924.8281 | 52.1402 | 50-60 | Single Family | Install Ductless Heat Pump in House with Existing FAF - Single Family Home + HZ23 | 4.5558 | 0.47355 | 0.36502 | 0.26698 | 0.18026 | 0.11366 | 0.018706 | 0.0015392 | 0.0024033 | 0.015769 | 0.12525 | 0.33686 | 0.44175 | 0 | 0.42295 | 0.32011 | 0.24254 | 0.18152 | 0.13029 | 0.027442 | 0.0040826 | 0.0042161 | 0.025619 | 0.12581 | 0.33093 | 0.39855
LO12Med | NR | DHP Ducted | Residential | HVAC | 2.2554 | 6179.976 | 43.082 | 40-50 | Manufactured | Install Ductless Heat Pump in House with Existing FAF - Manufactured Home + HZ1 | 93.8517 | 9.9754 | 7.0601 | 6.3227 | 4.7586 | 2.8665 | 0.97613 | 0.26926 | 0.10783 | 0.44691 | 3.0783 | 7.1901 | 8.8831 | 0 | 7.8112 | 5.6722 | 4.826 | 4.0237 | 2.8064 | 0.96419 | 0.37402 | 0.17135 | 0.50702 | 2.3595 | 5.6344 | 6.7671
LO12Med | NR | DHP Ducted | Residential | HVAC | 1.9442 | 6105.3655 | 40.9546 | 40-50 | Manufactured | Install Ductless Heat Pump in House with Existing FAF - Manufactured Home + HZ23 | 37.4057 | 3.8881 | 2.997 | 2.1921 | 1.48 | 0.93317 | 0.15359 | 0.012638 | 0.019732 | 0.12947 | 1.0283 | 2.7658 | 3.627 | 0 | 3.4726 | 2.6283 | 1.9914 | 1.4904 | 1.0697 | 0.22531 | 0.033521 | 0.034617 | 0.21035 | 1.033 | 2.7172 | 3.2723
LO1Slow | New | WasteWater Heat Recovery | Residential | Water Heating | 0.049681 | 256.7191 | 199.0155 | >140 | Single Family | Single Family GFHX DHW & Shower Preheat, Electric Resistance | 2.5056 | 0.16567 | 0.14841 | 0.17073 | 0.14807 | 0.14123 | 0.1377 | 0.11654 | 0.12187 | 0.11433 | 0.13804 | 0.14148 | 0.1645 | 0 | 0.08313 | 0.069631 | 0.066481 | 0.069156 | 0.069107 | 0.057298 | 0.062302 | 0.048914 | 0.060264 | 0.056224 | 0.073631 | 0.080874
LO1Slow | New | WasteWater Heat Recovery | Residential | Water Heating | 0.049681 | 256.7191 | 171.2101 | >140 | Multifamily - Low Rise | Multifamily GFHX DHW & Shower Preheat, Electric Resistance | 1.0219 | 0.067568 | 0.06053 | 0.069632 | 0.060389 | 0.0576 | 0.056159 | 0.04753 | 0.049706 | 0.046632 | 0.056299 | 0.057704 | 0.067092 | 0 | 0.033905 | 0.028399 | 0.027114 | 0.028205 | 0.028185 | 0.023369 | 0.02541 | 0.01995 | 0.024579 | 0.022931 | 0.03003 | 0.032985
LO1Slow | New | WasteWater Heat Recovery | Residential | Water Heating | 0.026004 | 123.2639 | 367.4817 | >140 | Multifamily - High Rise | Multifamily GFHX DHW & Shower Preheat, Heat Pump | 0.01168 | 0.00090774 | 0.00081811 | 0.00091565 | 0.00071851 | 0.00059687 | 0.00050482 | 0.00043107 | 0.00043972 | 0.00043665 | 0.00058574 | 0.00064816 | 0.00088369 | 0 | 0.0004773 | 0.00040197 | 0.00036839 | 0.00034314 | 0.00029152 | 0.00022005 | 0.00023112 | 0.00019133 | 0.00022947 | 0.0002419 | 0.00033692 | 0.00045975
LO1Slow | New | WasteWater Heat Recovery | Residential | Water Heating | 0.026004 | 123.2639 | 425.3914 | >140 | Single Family | Single Family GFHX DHW & Shower Preheat, Heat Pump | 0.077502 | 0.0060235 | 0.0054287 | 0.006076 | 0.0047678 | 0.0039607 | 0.0033498 | 0.0028604 | 0.0029178 | 0.0028975 | 0.0038868 | 0.004301 | 0.0058639 | 0 | 0.0031672 | 0.0026674 | 0.0024445 | 0.002277 | 0.0019345 | 0.0014602 | 0.0015336 | 0.0012696 | 0.0015227 | 0.0016052 | 0.0022357 | 0.0030507
LO1Slow | New | WasteWater Heat Recovery | Residential | Water Heating | 0.026004 | 123.2639 | 367.4817 | >140 | Multifamily - Low Rise | Multifamily GFHX DHW & Shower Preheat, Heat Pump | 0.02895 | 0.00225 | 0.0020278 | 0.0022696 | 0.0017809 | 0.0014794 | 0.0012513 | 0.0010685 | 0.0010899 | 0.0010823 | 0.0014519 | 0.0016066 | 0.0021904 | 0 | 0.0011831 | 0.00099635 | 0.00091312 | 0.00085053 | 0.00072259 | 0.00054543 | 0.00057286 | 0.00047424 | 0.00056877 | 0.00059959 | 0.00083511 | 0.0011396
LO1Slow | New | WasteWater Heat Recovery | Residential | Water Heating | 0.026004 | 123.2639 | 367.4817 | >140 | Multifamily - High Rise | Multifamily GFHX DHW & Shower Preheat, Heat Pump | 0.01168 | 0.00090774 | 0.00081811 | 0.00091565 | 0.00071851 | 0.00059687 | 0.00050482 | 0.00043107 | 0.00043972 | 0.00043665 | 0.00058574 | 0.00064816 | 0.00088369 | 0 | 0.0004773 | 0.00040197 | 0.00036839 | 0.00034314 | 0.00029152 | 0.00022005 | 0.00023112 | 0.00019133 | 0.00022947 | 0.0002419 | 0.00033692 | 0.00045975
LO1Slow | New | WasteWater Heat Recovery | Residential | Water Heating | 0.049681 | 256.7191 | 191.4947 | >140 | Single Family | Single Family GFHX DHW Preheat, Electric Resistance | 2.5056 | 0.16567 | 0.14841 | 0.17073 | 0.14807 | 0.14123 | 0.1377 | 0.11654 | 0.12187 | 0.11433 | 0.13804 | 0.14148 | 0.1645 | 0 | 0.08313 | 0.069631 | 0.066481 | 0.069156 | 0.069107 | 0.057298 | 0.062302 | 0.048914 | 0.060264 | 0.056224 | 0.073631 | 0.080874
LO1Slow | New | WasteWater Heat Recovery | Residential | Water Heating | 0.049681 | 256.7191 | 153.6643 | >140 | Multifamily - Low Rise | Multifamily GFHX DHW Preheat, Electric Resistance | 1.0219 | 0.067568 | 0.06053 | 0.069632 | 0.060389 | 0.0576 | 0.056159 | 0.04753 | 0.049706 | 0.046632 | 0.056299 | 0.057704 | 0.067092 | 0 | 0.033905 | 0.028399 | 0.027114 | 0.028205 | 0.028185 | 0.023369 | 0.02541 | 0.01995 | 0.024579 | 0.022931 | 0.03003 | 0.032985
LO1Slow | New | WasteWater Heat Recovery | Residential | Water Heating | 0.049681 | 256.7191 | 153.6643 | >140 | Multifamily - High Rise | Multifamily GFHX DHW Preheat, Electric Resistance | 0.41228 | 0.02726 | 0.02442 | 0.028093 | 0.024364 | 0.023239 | 0.022657 | 0.019176 | 0.020054 | 0.018813 | 0.022714 | 0.02328 | 0.027068 | 0 | 0.013679 | 0.011458 | 0.010939 | 0.011379 | 0.011371 | 0.009428 | 0.010252 | 0.0080485 | 0.0099161 | 0.0092514 | 0.012116 | 0.013307
LO1Slow | New | WasteWater Heat Recovery | Residential | Water Heating | 0.026004 | 123.2639 | 409.728 | >140 | Single Family | Single Family GFHX DHW Preheat, Heat Pump | 0.077502 | 0.0060235 | 0.0054287 | 0.006076 | 0.0047678 | 0.0039607 | 0.0033498 | 0.0028604 | 0.0029178 | 0.0028975 | 0.0038868 | 0.004301 | 0.0058639 | 0 | 0.0031672 | 0.0026674 | 0.0024445 | 0.002277 | 0.0019345 | 0.0014602 | 0.0015336 | 0.0012696 | 0.0015227 | 0.0016052 | 0.0022357 | 0.0030507
LO1Slow | New | WasteWater Heat Recovery | Residential | Water Heating | 0.026004 | 123.2639 | 330.9394 | >140 | Multifamily - Low Rise | Multifamily GFHX DHW Preheat, Heat Pump | 0.02895 | 0.00225 | 0.0020278 | 0.0022696 | 0.0017809 | 0.0014794 | 0.0012513 | 0.0010685 | 0.0010899 | 0.0010823 | 0.0014519 | 0.0016066 | 0.0021904 | 0 | 0.0011831 | 0.00099635 | 0.00091312 | 0.00085053 | 0.00072259 | 0.00054543 | 0.00057286 | 0.00047424 | 0.00056877 | 0.00059959 | 0.00083511 | 0.0011396
LO1Slow | New | WasteWater Heat Recovery | Residential | Water Heating | 0.026004 | 123.2639 | 330.9394 | >140 | Multifamily - High Rise | Multifamily GFHX DHW Preheat, Heat Pump | 0.01168 | 0.00090774 | 0.00081811 | 0.00091565 | 0.00071851 | 0.00059687 | 0.00050482 | 0.00043107 | 0.00043972 | 0.00043665 | 0.00058574 | 0.00064816 | 0.00088369 | 0 | 0.0004773 | 0.00040197 | 0.00036839 | 0.00034314 | 0.00029152 | 0.00022005 | 0.00023112 | 0.00019133 | 0.00022947 | 0.0002419 | 0.00033692 | 0.00045975
LO1Slow | New | GSHP | Residential | HVAC | 1.3353 | 3822.4044 | 157.3116 | >140 | Single Family | Ground Source Heat Pump Upgrade from Air Source Heat Pump - With Desuperheater - New House 4000 square feet or greater | 0.037793 | 0.0032318 | 0.00236 | 0.0019118 | 0.0016575 | 0.00060819 | 0.00039321 | 0.0011433 | 0.0011403 | 0.00066308 | 0.0015063 | 0.0023388 | 0.0040812 | 0 | 0.0030665 | 0.0021719 | 0.0016039 | 0.0014959 | 0.00059138 | 0.00018269 | 0.00056275 | 0.00040289 | 0.00038098 | 0.00092537 | 0.0018416 | 0.0035317
LO1Slow | New | GSHP | Residential | HVAC | 0.81542 | 2334.147 | 168.7473 | >140 | Single Family | Ground Source Heat Pump Upgrade from Air Source Heat Pump - With Desuperheater - New House less than 4000 square feet | 1.3315 | 0.11386 | 0.083145 | 0.067355 | 0.058395 | 0.021427 | 0.013853 | 0.040279 | 0.040173 | 0.023361 | 0.053068 | 0.0824 | 0.14379 | 0 | 0.10804 | 0.07652 | 0.056506 | 0.052704 | 0.020835 | 0.0064364 | 0.019826 | 0.014194 | 0.013422 | 0.032602 | 0.064883 | 0.12443
LO1Slow | NR | GSHP | Residential | HVAC | 1.3512 | 3867.7113 | 181.5504 | >140 | Single Family | Ground Source Heat Pump Upgrade from Air Source Heat Pump - With Desuperheater - Existing House 4000 square feet or greater | 0.72672 | 0.038261 | 0.027939 | 0.022633 | 0.019623 | 0.0072002 | 0.0046552 | 0.013535 | 0.013499 | 0.0078501 | 0.017832 | 0.027689 | 0.048317 | 0 | 0.036303 | 0.025713 | 0.018988 | 0.01771 | 0.0070013 | 0.0021628 | 0.0066623 | 0.0047697 | 0.0045103 | 0.010955 | 0.021803 | 0.041811
LO1Slow | NR | GSHP | Residential | HVAC | 0.89251 | 2554.7951 | 169.7815 | >140 | Single Family | Ground Source Heat Pump Upgrade from Air Source Heat Pump - With Desuperheater - Existing House less than 4000 square feet | 27.6953 | 1.4581 | 1.0648 | 0.86256 | 0.74782 | 0.2744 | 0.17741 | 0.51581 | 0.51446 | 0.29917 | 0.67959 | 1.0552 | 1.8414 | 0 | 1.3835 | 0.97993 | 0.72362 | 0.67493 | 0.26682 | 0.082426 | 0.2539 | 0.18177 | 0.17189 | 0.4175 | 0.8309 | 1.5934
LO3Slow | New | HPWH | Residential | Water Heating | 0.30033 | 1182.3091 | 61.9514 | 60-70 | Manufactured | Manufactured Tier1_indor2_hp85 | 0.088718 | 0.0050407 | 0.0044563 | 0.0054328 | 0.0055483 | 0.0060019 | 0.0067275 | 0.0025672 | 0.0029681 | 0.0043779 | 0.0060318 | 0.0058396 | 0.0052153 | 0 | 0.002261 | 0.0018663 | 0.0019749 | 0.0025131 | 0.0030328 | 0.0027756 | 0.0021193 | 0.0016589 | 0.0025378 | 0.0024388 | 0.0030708 | 0.0022614
LO3Slow | New | HPWH | Residential | Water Heating | 0.29849 | 1178.5827 | 62.1401 | 60-70 | Single Family | Single Family Tier1_indor2_hp85 | 1.4564 | 0.082502 | 0.072937 | 0.088919 | 0.090843 | 0.098392 | 0.11029 | 0.043233 | 0.0498 | 0.072145 | 0.098811 | 0.095579 | 0.085361 | 0 | 0.037007 | 0.030546 | 0.032324 | 0.041141 | 0.049686 | 0.045468 | 0.035076 | 0.027416 | 0.041719 | 0.039944 | 0.050261 | 0.037014
LO3Slow | New | HPWH | Residential | Water Heating | 0.24957 | 1121.4904 | 62.6719 | 60-70 | Single Family | Single Family Tier1_buffered | 8.7544 | 0.43574 | 0.38522 | 0.46964 | 0.48763 | 0.55809 | 0.62597 | 0.52573 | 0.5615 | 0.50129 | 0.5433 | 0.50481 | 0.45084 | 0 | 0.19545 | 0.16133 | 0.17072 | 0.21946 | 0.27413 | 0.24988 | 0.28034 | 0.20967 | 0.26491 | 0.21778 | 0.26546 | 0.19549
LO3Slow | New | HPWH | Residential | Water Heating | 0.29239 | 1367.6145 | 68.412 | 60-70 | Manufactured | Manufactured Tier1_indor2_gfac | 0.022426 | 0.0010738 | 0.00095356 | 0.0011689 | 0.001222 | 0.0014244 | 0.001603 | 0.001481 | 0.0015721 | 0.0013256 | 0.0013731 | 0.0012582 | 0.0011074 | 0 | 0.00047646 | 0.00039463 | 0.00042133 | 0.0005471 | 0.00069551 | 0.00063581 | 0.00075718 | 0.00056312 | 0.00069064 | 0.00054819 | 0.00065937 | 0.00047337
LO3Slow | New | HPWH | Residential | Water Heating | 0.29652 | 1351.2544 | 68.882 | 60-70 | Manufactured | Manufactured Tier1_indor2_gfnc | 0.16249 | 0.0079847 | 0.0070877 | 0.0086833 | 0.0090452 | 0.010424 | 0.011727 | 0.0098555 | 0.010527 | 0.0093781 | 0.010112 | 0.0093461 | 0.008237 | 0 | 0.0035467 | 0.0029366 | 0.0031326 | 0.0040563 | 0.0051172 | 0.00468 | 0.0052553 | 0.0039306 | 0.0049549 | 0.0040446 | 0.0048993 | 0.0035261
LO3Slow | New | HPWH | Residential | Water Heating | 0.29048 | 1358.6845 | 69.1798 | 60-70 | Single Family | Single Family Tier1_indor2_gfac | 2.5008 | 0.11974 | 0.10635 | 0.13037 | 0.1363 | 0.15888 | 0.1788 | 0.16506 | 0.17522 | 0.14781 | 0.15315 | 0.14034 | 0.12348 | 0 | 0.053123 | 0.044002 | 0.046987 | 0.061019 | 0.07758 | 0.070926 | 0.08442 | 0.062787 | 0.077021 | 0.061143 | 0.07354 | 0.052774
LO3Slow | New | HPWH | Residential | Water Heating | 0.29448 | 1342.1286 | 69.6814 | 60-70 | Single Family | Single Family Tier1_indor2_gfnc | 4.0306 | 0.19804 | 0.1758 | 0.21539 | 0.22437 | 0.2586 | 0.29091 | 0.2445 | 0.26115 | 0.23265 | 0.25084 | 0.23183 | 0.20429 | 0 | 0.087957 | 0.072828 | 0.077696 | 0.10061 | 0.12694 | 0.1161 | 0.13037 | 0.097511 | 0.12292 | 0.10033 | 0.12152 | 0.08744
LO3Slow | New | HPWH | Residential | Water Heating | 0.22459 | 1009.2424 | 71.0474 | 70-80 | Manufactured | Manufactured Tier1_buffered | 0.51199 | 0.025484 | 0.022529 | 0.027466 | 0.028519 | 0.032639 | 0.036609 | 0.030746 | 0.032839 | 0.029318 | 0.031774 | 0.029523 | 0.026367 | 0 | 0.011431 | 0.0094353 | 0.0099843 | 0.012835 | 0.016032 | 0.014614 | 0.016395 | 0.012262 | 0.015493 | 0.012736 | 0.015525 | 0.011433
LO3Slow | New | HPWH | Residential | Water Heating | 0.18208 | 1038.3745 | 80.5204 | 80-90 | Manufactured | Manufactured Tier1_indor2_zonl | 0.022227 | 0.00074872 | 0.00072367 | 0.0010858 | 0.0011902 | 0.0017122 | 0.0020486 | 0.001739 | 0.001859 | 0.001597 | 0.0015661 | 0.0012244 | 0.00070304 | 0 | 7.8574e-05 | 0.00010386 | 0.00022861 | 0.00040746 | 0.00081194 | 0.00080751 | 0.00092398 | 0.00069038 | 0.00082736 | 0.00057257 | 0.00053794 | 3.949e-05
LO3Slow | New | HPWH | Residential | Water Heating | 0.17884 | 1026.0267 | 81.814 | 80-90 | Single Family | Single Family Tier1_indor2_zonl | 1.2918 | 0.043051 | 0.041729 | 0.062965 | 0.069109 | 0.099895 | 0.11966 | 0.10159 | 0.1086 | 0.093237 | 0.091263 | 0.071084 | 0.040288 | 0 | 0.0040257 | 0.0056405 | 0.013021 | 0.023487 | 0.047338 | 0.047155 | 0.053975 | 0.040328 | 0.048285 | 0.033302 | 0.031088 | 0.0017035
LO3Slow | New | HPWH | Residential | Water Heating | 0.11199 | 998.3629 | 88.8947 | 80-90 | Manufactured | Manufactured Tier1_indor2_efaf | 0.27376 | 0.0074284 | 0.0082977 | 0.012674 | 0.014913 | 0.021417 | 0.026083 | 0.022314 | 0.02387 | 0.020108 | 0.018672 | 0.014374 | 0.0062208 | 0 | 0.0012359 | 0.0015631 | 0.0031671 | 0.0058396 | 0.010329 | 0.010339 | 0.011894 | 0.0089032 | 0.010565 | 0.0069616 | 0.0066325 | -4.6615e-05
LO3Slow | New | HPWH | Residential | Water Heating | 0.10814 | 985.7806 | 90.4147 | 90-100 | Single Family | Single Family Tier1_indor2_efaf | 0.46084 | 0.012271 | 0.013827 | 0.02126 | 0.025093 | 0.036204 | 0.044154 | 0.037785 | 0.040421 | 0.034017 | 0.031496 | 0.024144 | 0.010175 | 0 | 0.0018963 | 0.0024999 | 0.0052495 | 0.0097917 | 0.017454 | 0.0175 | 0.020141 | 0.015076 | 0.017872 | 0.011725 | 0.011102 | -0.00030854
LO3Slow | New | HPWH | Residential | Water Heating | 0.07056 | 317.0739 | 422.4215 | >140 | Manufactured | Manufactured Tier2_buffered | 0.18279 | 0.009098 | 0.0080432 | 0.0098057 | 0.010181 | 0.011652 | 0.01307 | 0.010977 | 0.011724 | 0.010467 | 0.011344 | 0.01054 | 0.0094132 | 0 | 0.0040809 | 0.0033685 | 0.0035645 | 0.0045821 | 0.0057235 | 0.0052174 | 0.0058533 | 0.0043777 | 0.0055312 | 0.004547 | 0.0055426 | 0.0040817
LO3Slow | New | HPWH | Residential | Water Heating | 0.045379 | 203.9181 | 663.8378 | >140 | Single Family | Single Family Tier2_buffered | 1.8089 | 0.090034 | 0.079595 | 0.097037 | 0.10076 | 0.11531 | 0.12934 | 0.10863 | 0.11602 | 0.10358 | 0.11226 | 0.1043 | 0.093154 | 0 | 0.040385 | 0.033335 | 0.035275 | 0.045345 | 0.05664 | 0.051631 | 0.057925 | 0.043322 | 0.054737 | 0.044998 | 0.054849 | 0.040393
LO3Slow | New | HPWH | Residential | Water Heating | 0.019883 | 87.9318 | 1607.3377 | >140 | Manufactured | Manufactured Tier2_indor2_gfac | 0.0016385 | 8.3146e-05 | 7.4362e-05 | 9.1923e-05 | 9.5623e-05 | 0.000109 | 0.00012324 | 8.0722e-05 | 8.7921e-05 | 9.0781e-05 | 0.00010644 | 9.9179e-05 | 8.5301e-05 | 0 | 3.6258e-05 | 3.0197e-05 | 3.2703e-05 | 4.2723e-05 | 5.4075e-05 | 4.9832e-05 | 4.8637e-05 | 3.693e-05 | 4.9616e-05 | 4.2563e-05 | 5.1696e-05 | 3.563e-05
LO3Slow | New | HPWH | Residential | Water Heating | 0.019634 | 86.7188 | 1630.5015 | >140 | Single Family | Single Family Tier2_indor2_gfac | 0.18138 | 0.0092168 | 0.0082449 | 0.010195 | 0.010604 | 0.012081 | 0.013662 | 0.0088563 | 0.0096549 | 0.010033 | 0.011801 | 0.011 | 0.0094542 | 0 | 0.004017 | 0.0033461 | 0.0036254 | 0.0047374 | 0.0059961 | 0.0055269 | 0.0053651 | 0.0040763 | 0.0054905 | 0.0047192 | 0.0057328 | 0.003946
LO3Slow | New | HPWH | Residential | Water Heating | 0.018631 | 87.0183 | 1624.0877 | >140 | Manufactured | Manufactured Tier2_indor2_gfnc | 0.011891 | 0.0005713 | 0.0005108 | 0.00063122 | 0.00066122 | 0.00077118 | 0.00087182 | 0.00073356 | 0.00078361 | 0.00069559 | 0.00074353 | 0.00068098 | 0.00058624 | 0 | 0.00024931 | 0.00020759 | 0.00022468 | 0.00029469 | 0.00037816 | 0.00034778 | 0.00039115 | 0.00029257 | 0.00036739 | 0.0002963 | 0.00035503 | 0.0002451
LO3Slow | New | HPWH | Residential | Water Heating | 0.0185 | 86.4428 | 1635.6198 | >140 | Single Family | Single Family Tier2_indor2_gfnc | 0.295 | 0.014168 | 0.012669 | 0.015658 | 0.016404 | 0.019136 | 0.021634 | 0.018204 | 0.019446 | 0.017261 | 0.018448 | 0.016893 | 0.014537 | 0 | 0.0061809 | 0.005147 | 0.0055723 | 0.00731 | 0.0093833 | 0.0086303 | 0.0097067 | 0.0072604 | 0.0091165 | 0.0073511 | 0.0088064 | 0.0060755
LO3Slow | New | HPWH | Residential | Water Heating | 0.021282 | 50.0965 | 2752.9917 | >140 | Manufactured | Manufactured Tier2_indor2_hp85 | 0.0042718 | 0.00040591 | 0.00035884 | 0.00043748 | 0.00042559 | 0.00037942 | 0.00042419 | -0.00059775 | -0.0005679 | 2.7352e-05 | 0.00042779 | 0.00047024 | 0.00041997 | 0 | 0.00018207 | 0.00015029 | 0.00015903 | 0.00019651 | 0.00021257 | 0.00019717 | -8.6123e-05 | -4.1783e-05 | 8.3825e-05 | 0.00017796 | 0.00024728 | 0.00018211
LO3Slow | New | HPWH | Residential | Water Heating | 0.021042 | 50.0403 | 2755.831 | >140 | Single Family | Single Family Tier2_indor2_hp85 | 0.070269 | 0.0066089 | 0.0058427 | 0.007123 | 0.0069346 | 0.0062037 | 0.006936 | -0.0095208 | -0.0090433 | 0.00052645 | 0.0069797 | 0.0076565 | 0.0068379 | 0 | 0.0029645 | 0.0024469 | 0.0025893 | 0.003201 | 0.0034689 | 0.0032169 | -0.0013481 | -0.00063191 | 0.0013949 | 0.0029022 | 0.0040262 | 0.002965
LO3Slow | New | HPWH | Residential | Water Heating | -0.0012108 | 32.7646 | 4262.5492 | >140 | Manufactured | Manufactured Tier2_indor2_zonl | 0.000797 | -3.0893e-05 | -1.5082e-05 | 2.1726e-05 | 3.4944e-05 | 0.00010903 | 0.00014756 | 0.00012756 | 0.00013658 | 0.00010958 | 8.6279e-05 | 3.4651e-05 | -4.5974e-05 | 0 | -6.4461e-05 | -4.5488e-05 | -2.4812e-05 | -9.4868e-06 | 4.7818e-05 | 5.6876e-05 | 6.7366e-05 | 5.0251e-05 | 5.4632e-05 | 2.3698e-05 | -2.6758e-06 | -7.2245e-05
LO3Slow | New | HPWH | Residential | Water Heating | -0.0015401 | 31.6399 | 4415.4378 | >140 | Single Family | Single Family Tier2_indor2_zonl | 0.045268 | -0.0019315 | -0.00098721 | 0.00118 | 0.0019605 | 0.0063424 | 0.0086133 | 0.0074497 | 0.0079767 | 0.0063882 | 0.004995 | 0.0019391 | -0.0028329 | 0 | -0.0038773 | -0.002747 | -0.0015166 | -0.00061522 | 0.0027746 | 0.0033181 | 0.0039337 | 0.0029341 | 0.0031813 | 0.0013559 | -0.00021461 | -0.0043351
LO3Slow | New | HPWH | Residential | Water Heating | -0.013537 | 25.5016 | 5512.2395 | >140 | Manufactured | Manufactured Tier2_indor2_efaf | 0.0079463 | -0.00083197 | -0.00039262 | 2.7682e-05 | 0.00037618 | 0.0012923 | 0.0018578 | 0.001641 | 0.0017602 | 0.0013332 | 0.00082658 | 0.00017845 | -0.0011529 | 0 | -0.00078835 | -0.00054218 | -0.00027421 | -3.116e-06 | 0.00059696 | 0.00072718 | 0.00087421 | 0.00065529 | 0.0006925 | 0.00022768 | -9.0364e-05 | -0.0010439
LO3Slow | New | HPWH | Residential | Water Heating | -0.013964 | 24.3597 | 5772.7244 | >140 | Single Family | Single Family Tier2_indor2_efaf | 0.012941 | -0.0014662 | -0.00070655 | 8.5398e-06 | 0.00060653 | 0.0021766 | 0.0031437 | 0.0027792 | 0.0029812 | 0.0022517 | 0.0013767 | 0.00026496 | -0.0020187 | 0 | -0.0013706 | -0.00095092 | -0.00048874 | -2.6562e-05 | 0.0010041 | 0.0012301 | 0.0014805 | 0.0011098 | 0.0011692 | 0.00037354 | -0.00017531 | -0.0018115
LO3Slow | NR | HPWH | Residential | Water Heating | 0.30033 | 1182.3091 | 61.9514 | 60-70 | Manufactured | Manufactured Tier1_indor2_hp85 | 4.421 | 0.22643 | 0.20017 | 0.24404 | 0.24923 | 0.26961 | 0.3022 | 0.11532 | 0.13333 | 0.19665 | 0.27095 | 0.26231 | 0.23427 | 0 | 0.10156 | 0.083834 | 0.088712 | 0.11289 | 0.13623 | 0.12468 | 0.0952 | 0.074516 | 0.114 | 0.10955 | 0.13794 | 0.10158
LO3Slow | NR | HPWH | Residential | Water Heating | 0.29849 | 1178.5827 | 62.1401 | 60-70 | Single Family | Single Family Tier1_indor2_hp85 | 12.0089 | 0.58849 | 0.52025 | 0.63426 | 0.64798 | 0.70183 | 0.78668 | 0.30838 | 0.35522 | 0.51461 | 0.70482 | 0.68176 | 0.60888 | 0 | 0.26397 | 0.21789 | 0.23056 | 0.29346 | 0.35441 | 0.32432 | 0.2502 | 0.19556 | 0.29758 | 0.28492 | 0.35851 | 0.26402
LO3Slow | NR | HPWH | Residential | Water Heating | 0.24957 | 1121.4904 | 62.6719 | 60-70 | Single Family | Single Family Tier1_buffered | 147.8909 | 6.3679 | 5.6296 | 6.8632 | 7.1262 | 8.1558 | 9.1478 | 7.6829 | 8.2058 | 7.3259 | 7.9397 | 7.3772 | 6.5885 | 0 | 2.8563 | 2.3577 | 2.4949 | 3.2071 | 4.006 | 3.6518 | 4.0969 | 3.0641 | 3.8714 | 3.1826 | 3.8794 | 2.8569
LO3Slow | NR | HPWH | Residential | Water Heating | 0.29239 | 1367.6145 | 68.412 | 60-70 | Manufactured | Manufactured Tier1_indor2_gfac | 1.1175 | 0.048234 | 0.042834 | 0.052505 | 0.054892 | 0.063985 | 0.072005 | 0.066527 | 0.070617 | 0.059544 | 0.061679 | 0.05652 | 0.049742 | 0 | 0.021402 | 0.017726 | 0.018926 | 0.024576 | 0.031242 | 0.028561 | 0.034012 | 0.025295 | 0.031023 | 0.024625 | 0.029619 | 0.021264
LO3Slow | NR | HPWH | Residential | Water Heating | 0.29652 | 1351.2544 | 68.882 | 60-70 | Manufactured | Manufactured Tier1_indor2_gfnc | 8.0971 | 0.35867 | 0.31838 | 0.39005 | 0.40631 | 0.46826 | 0.52676 | 0.44271 | 0.47286 | 0.42126 | 0.45423 | 0.41983 | 0.37 | 0 | 0.15932 | 0.13191 | 0.14072 | 0.18221 | 0.22986 | 0.21022 | 0.23607 | 0.17656 | 0.22257 | 0.18168 | 0.22008 | 0.15839
LO3Slow | NR | HPWH | Residential | Water Heating | 0.29048 | 1358.6845 | 69.1798 | 60-70 | Single Family | Single Family Tier1_indor2_gfac | 20.6208 | 0.85413 | 0.75856 | 0.92991 | 0.97222 | 1.1333 | 1.2754 | 1.1774 | 1.2498 | 1.0543 | 1.0924 | 1.0011 | 0.88079 | 0 | 0.37893 | 0.31386 | 0.33515 | 0.43525 | 0.55338 | 0.50591 | 0.60216 | 0.44786 | 0.54939 | 0.43613 | 0.52456 | 0.37643
LO3Slow | NR | HPWH | Residential | Water Heating | 0.29448 | 1342.1286 | 69.6814 | 60-70 | Single Family | Single Family Tier1_indor2_gfnc | 33.2344 | 1.4126 | 1.254 | 1.5363 | 1.6004 | 1.8446 | 2.0751 | 1.744 | 1.8628 | 1.6595 | 1.7892 | 1.6536 | 1.4572 | 0 | 0.6274 | 0.51948 | 0.55421 | 0.71767 | 0.90547 | 0.82814 | 0.92995 | 0.69554 | 0.87678 | 0.71564 | 0.86682 | 0.6237
LO3Slow | NR | HPWH | Residential | Water Heating | 0.22459 | 1009.2424 | 71.0474 | 70-80 | Manufactured | Manufactured Tier1_buffered | 9.341 | 0.41911 | 0.37051 | 0.45171 | 0.46902 | 0.53678 | 0.60207 | 0.50566 | 0.54007 | 0.48216 | 0.52256 | 0.48554 | 0.43363 | 0 | 0.18799 | 0.15517 | 0.1642 | 0.21108 | 0.26366 | 0.24034 | 0.26964 | 0.20166 | 0.2548 | 0.20946 | 0.25532 | 0.18803
LO3Slow | NR | HPWH | Residential | Water Heating | 0.18208 | 1038.3745 | 80.5204 | 80-90 | Manufactured | Manufactured Tier1_indor2_zonl | 1.1076 | 0.033632 | 0.032507 | 0.048772 | 0.053463 | 0.076914 | 0.092023 | 0.078114 | 0.083507 | 0.071739 | 0.070351 | 0.054999 | 0.031581 | 0 | 0.0035295 | 0.0046655 | 0.010269 | 0.018303 | 0.036472 | 0.036273 | 0.041505 | 0.031012 | 0.037165 | 0.02572 | 0.024164 | 0.0017739
LO3Slow | NR | HPWH | Residential | Water Heating | 0.17884 | 1026.0267 | 81.814 | 80-90 | Single Family | Single Family Tier1_indor2_zonl | 10.6518 | 0.30708 | 0.29765 | 0.44913 | 0.49295 | 0.71255 | 0.8535 | 0.72463 | 0.77467 | 0.66506 | 0.65098 | 0.50704 | 0.28737 | 0 | 0.028715 | 0.040233 | 0.092878 | 0.16753 | 0.33766 | 0.33636 | 0.385 | 0.28766 | 0.34441 | 0.23754 | 0.22175 | 0.012151
LO3Slow | NR | HPWH | Residential | Water Heating | 0.11199 | 998.3629 | 88.8947 | 80-90 | Manufactured | Manufactured Tier1_indor2_efaf | 13.642 | 0.33368 | 0.37273 | 0.56933 | 0.66991 | 0.96207 | 1.1716 | 1.0023 | 1.0722 | 0.90325 | 0.83876 | 0.64568 | 0.27944 | 0 | 0.055516 | 0.070216 | 0.14227 | 0.26231 | 0.46398 | 0.46444 | 0.53429 | 0.39993 | 0.4746 | 0.31271 | 0.29793 | -0.002094
LO3Slow | NR | HPWH | Residential | Water Heating | 0.10814 | 985.7806 | 90.4147 | 90-100 | Single Family | Single Family Tier1_indor2_efaf | 3.7999 | 0.087528 | 0.098625 | 0.15165 | 0.17898 | 0.25824 | 0.31495 | 0.26952 | 0.28832 | 0.24264 | 0.22466 | 0.17222 | 0.072575 | 0 | 0.013526 | 0.017831 | 0.037444 | 0.069844 | 0.1245 | 0.12483 | 0.14366 | 0.10754 | 0.12748 | 0.083632 | 0.079191 | -0.0022008
LO3Slow | NR | HPWH | Residential | Water Heating | 0.07056 | 317.0739 | 422.4215 | >140 | Manufactured | Manufactured Tier2_buffered | 3.3348 | 0.14963 | 0.13228 | 0.16126 | 0.16744 | 0.19164 | 0.21495 | 0.18053 | 0.19281 | 0.17214 | 0.18656 | 0.17334 | 0.15481 | 0 | 0.067115 | 0.055399 | 0.058622 | 0.075357 | 0.09413 | 0.085805 | 0.096264 | 0.071997 | 0.090967 | 0.074781 | 0.091153 | 0.067128
LO3Slow | NR | HPWH | Residential | Water Heating | 0.045379 | 203.9181 | 663.8378 | >140 | Single Family | Single Family Tier2_buffered | 30.5576 | 1.3158 | 1.1632 | 1.4181 | 1.4724 | 1.6852 | 1.8901 | 1.5875 | 1.6955 | 1.5137 | 1.6405 | 1.5243 | 1.3613 | 0 | 0.59018 | 0.48715 | 0.5155 | 0.66266 | 0.82774 | 0.75453 | 0.8465 | 0.63311 | 0.79992 | 0.65759 | 0.80156 | 0.5903
LO3Slow | NR | HPWH | Residential | Water Heating | 0.019883 | 87.9318 | 1607.3377 | >140 | Manufactured | Manufactured Tier2_indor2_gfac | 0.081649 | 0.0037349 | 0.0033403 | 0.0041292 | 0.0042954 | 0.0048961 | 0.0055359 | 0.003626 | 0.0039494 | 0.0040779 | 0.0047812 | 0.0044551 | 0.0038317 | 0 | 0.0016287 | 0.0013564 | 0.001469 | 0.0019191 | 0.002429 | 0.0022384 | 0.0021848 | 0.0016589 | 0.0022287 | 0.0019119 | 0.0023222 | 0.0016005
LO3Slow | NR | HPWH | Residential | Water Heating | 0.019634 | 86.7188 | 1630.5015 | >140 | Single Family | Single Family Tier2_indor2_gfac | 1.4956 | 0.065743 | 0.058811 | 0.072719 | 0.075639 | 0.086177 | 0.097453 | 0.063172 | 0.068868 | 0.071562 | 0.084178 | 0.078465 | 0.067436 | 0 | 0.028653 | 0.023868 | 0.02586 | 0.033791 | 0.04277 | 0.039423 | 0.038269 | 0.029076 | 0.039164 | 0.033662 | 0.040892 | 0.028147
LO3Slow | NR | HPWH | Residential | Water Heating | 0.018631 | 87.0183 | 1624.0877 | >140 | Manufactured | Manufactured Tier2_indor2_gfnc | 0.59254 | 0.025663 | 0.022945 | 0.028354 | 0.029702 | 0.034641 | 0.039162 | 0.032951 | 0.035199 | 0.031246 | 0.033399 | 0.03059 | 0.026334 | 0 | 0.011199 | 0.0093247 | 0.010093 | 0.013237 | 0.016987 | 0.015622 | 0.01757 | 0.013142 | 0.016503 | 0.01331 | 0.015948 | 0.01101
LO3Slow | NR | HPWH | Residential | Water Heating | 0.0185 | 86.4428 | 1635.6198 | >140 | Single Family | Single Family Tier2_indor2_gfnc | 2.4324 | 0.10106 | 0.090369 | 0.11169 | 0.11701 | 0.13649 | 0.15432 | 0.12985 | 0.13871 | 0.12312 | 0.13159 | 0.1205 | 0.10369 | 0 | 0.044088 | 0.036713 | 0.039747 | 0.052142 | 0.066931 | 0.06156 | 0.069238 | 0.051788 | 0.065028 | 0.052435 | 0.062816 | 0.043336
LO3Slow | NR | HPWH | Residential | Water Heating | 0.021282 | 50.0965 | 2752.9917 | >140 | Manufactured | Manufactured Tier2_indor2_hp85 | 0.21287 | 0.018233 | 0.016119 | 0.019651 | 0.019117 | 0.017044 | 0.019055 | -0.026851 | -0.02551 | 0.0012286 | 0.019216 | 0.021123 | 0.018865 | 0 | 0.0081786 | 0.0067508 | 0.0071436 | 0.0088273 | 0.0095484 | 0.0088569 | -0.0038686 | -0.0018769 | 0.0037654 | 0.0079941 | 0.011108 | 0.0081801
LO3Slow | NR | HPWH | Residential | Water Heating | 0.021042 | 50.0403 | 2755.831 | >140 | Single Family | Single Family Tier2_indor2_hp85 | 0.57941 | 0.047141 | 0.041676 | 0.050808 | 0.049464 | 0.044251 | 0.049474 | -0.067911 | -0.064506 | 0.0037551 | 0.049786 | 0.054613 | 0.048775 | 0 | 0.021145 | 0.017454 | 0.01847 | 0.022833 | 0.024743 | 0.022946 | -0.0096158 | -0.0045074 | 0.0099497 | 0.020701 | 0.028719 | 0.021149
LO3Slow | NR | HPWH | Residential | Water Heating | -0.0012108 | 32.7646 | 4262.5492 | >140 | Manufactured | Manufactured Tier2_indor2_zonl | 0.039716 | -0.0013877 | -0.00067746 | 0.00097592 | 0.0015697 | 0.0048978 | 0.0066281 | 0.0057299 | 0.006135 | 0.0049224 | 0.0038756 | 0.0015565 | -0.0020652 | 0 | -0.0028956 | -0.0020433 | -0.0011145 | -0.00042614 | 0.002148 | 0.0025549 | 0.0030261 | 0.0022573 | 0.0024541 | 0.0010645 | -0.00012019 | -0.0032452
LO3Slow | NR | HPWH | Residential | Water Heating | -0.0015401 | 31.6399 | 4415.4378 | >140 | Single Family | Single Family Tier2_indor2_zonl | 0.37326 | -0.013777 | -0.0070417 | 0.0084171 | 0.013984 | 0.04524 | 0.061439 | 0.053138 | 0.056898 | 0.045566 | 0.035629 | 0.013832 | -0.020207 | 0 | -0.027657 | -0.019594 | -0.010818 | -0.0043883 | 0.019791 | 0.023668 | 0.028059 | 0.020929 | 0.022692 | 0.0096718 | -0.0015308 | -0.030922
LO3Slow | NR | HPWH | Residential | Water Heating | -0.013537 | 25.5016 | 5512.2395 | >140 | Manufactured | Manufactured Tier2_indor2_efaf | 0.39598 | -0.037372 | -0.017636 | 0.0012435 | 0.016898 | 0.05805 | 0.083452 | 0.073715 | 0.079069 | 0.059887 | 0.03713 | 0.0080157 | -0.051789 | 0 | -0.035412 | -0.024355 | -0.012317 | -0.00013997 | 0.026815 | 0.032665 | 0.039269 | 0.029435 | 0.031107 | 0.010227 | -0.0040591 | -0.04689
LO3Slow | NR | HPWH | Residential | Water Heating | -0.013964 | 24.3597 | 5772.7244 | >140 | Single Family | Single Family Tier2_indor2_efaf | 0.1067 | -0.010459 | -0.0050398 | 6.0914e-05 | 0.0043264 | 0.015526 | 0.022424 | 0.019824 | 0.021265 | 0.016061 | 0.0098199 | 0.0018899 | -0.014399 | 0 | -0.0097764 | -0.0067829 | -0.0034862 | -0.00018947 | 0.0071621 | 0.0087743 | 0.01056 | 0.0079161 | 0.0083399 | 0.0026644 | -0.0012505 | -0.012922
LO1Slow | New | Heat Recovery Ventilation | Residential | HVAC | 0.25262 | 708.4622 | 140.2272 | >140 | Single Family | SF RNC HRV ACH3 HZ1CZ1 | 7.1801 | 0.6267 | 0.45764 | 0.37073 | 0.32032 | 0.11256 | 0.070169 | 0.18009 | 0.17935 | 0.11176 | 0.28909 | 0.45354 | 0.79142 | 0 | 0.59464 | 0.42118 | 0.31102 | 0.28978 | 0.11304 | 0.034064 | 0.095825 | 0.069051 | 0.067642 | 0.17849 | 0.35712 | 0.68485
LO1Slow | New | Heat Recovery Ventilation | Residential | HVAC | 0.25262 | 732.1961 | 135.6818 | 130-140 | Single Family | SF RNC HRV ACH3 HZ1CZ2 | 2.5854 | 0.21834 | 0.15944 | 0.12916 | 0.11222 | 0.042248 | 0.027877 | 0.086206 | 0.086036 | 0.048424 | 0.10241 | 0.15801 | 0.27573 | 0 | 0.20717 | 0.14674 | 0.10836 | 0.10113 | 0.040307 | 0.012636 | 0.040887 | 0.029175 | 0.027083 | 0.062724 | 0.12442 | 0.2386
LO1Slow | New | Heat Recovery Ventilation | Residential | HVAC | 0.25262 | 759.1427 | 130.8656 | 130-140 | Single Family | SF RNC HRV ACH3 HZ1CZ3 | 2.2261 | 0.18133 | 0.13241 | 0.10726 | 0.093776 | 0.037943 | 0.026384 | 0.093713 | 0.093653 | 0.04916 | 0.086642 | 0.13122 | 0.22898 | 0 | 0.17205 | 0.12186 | 0.089987 | 0.084147 | 0.034344 | 0.011218 | 0.041028 | 0.029054 | 0.025807 | 0.052596 | 0.10333 | 0.19815
LO1Slow | New | Heat Recovery Ventilation | Residential | HVAC | 0.36165 | 1020.5995 | 91.2752 | 90-100 | Single Family | SF RNC HRV ACH3 HZ2CZ1 | 0.57794 | 0.05013 | 0.036607 | 0.029655 | 0.025649 | 0.0091344 | 0.0057604 | 0.015415 | 0.01536 | 0.0093479 | 0.023197 | 0.036279 | 0.063306 | 0 | 0.047565 | 0.03369 | 0.024878 | 0.023187 | 0.009082 | 0.0027579 | 0.0079879 | 0.0057436 | 0.0055621 | 0.014301 | 0.028566 | 0.054781
LO1Slow | New | Heat Recovery Ventilation | Residential | HVAC | 0.36165 | 1044.4641 | 89.1897 | 80-90 | Single Family | SF RNC HRV ACH3 HZ2CZ2 | 1.4358 | 0.1217 | 0.088867 | 0.071991 | 0.062508 | 0.023361 | 0.015327 | 0.046607 | 0.046507 | 0.026407 | 0.056976 | 0.088071 | 0.15368 | 0 | 0.11547 | 0.081786 | 0.060395 | 0.056357 | 0.022409 | 0.0069959 | 0.022328 | 0.015947 | 0.014879 | 0.034927 | 0.069349 | 0.13299
LO1Slow | New | Heat Recovery Ventilation | Residential | HVAC | 0.36165 | 1071.9186 | 86.9053 | 80-90 | Single Family | SF RNC HRV ACH3 HZ2CZ3 | 1.0817 | 0.089331 | 0.065232 | 0.052845 | 0.046088 | 0.01815 | 0.012384 | 0.041969 | 0.041923 | 0.022521 | 0.042382 | 0.064648 | 0.11281 | 0 | 0.084761 | 0.060035 | 0.044333 | 0.041425 | 0.016755 | 0.0053893 | 0.01887 | 0.013398 | 0.012085 | 0.025816 | 0.050905 | 0.09762
LO1Slow | New | Heat Recovery Ventilation | Residential | HVAC | 0.40385 | 1140.4338 | 79.5831 | 70-80 | Single Family | SF RNC HRV ACH3 HZ3CZ1 | 0.46549 | 0.04035 | 0.029465 | 0.02387 | 0.020647 | 0.0073632 | 0.0046489 | 0.012492 | 0.012448 | 0.0075581 | 0.018678 | 0.029201 | 0.050956 | 0 | 0.038286 | 0.027117 | 0.020025 | 0.018664 | 0.0073135 | 0.0022226 | 0.0064563 | 0.0046414 | 0.0044895 | 0.011513 | 0.022994 | 0.044094
LO1Slow | New | Heat Recovery Ventilation | Residential | HVAC | 0.40385 | 1164.3209 | 77.9504 | 70-80 | Single Family | SF RNC HRV ACH3 HZ3CZ2 | 0.71421 | 0.06064 | 0.044281 | 0.035872 | 0.031138 | 0.011596 | 0.0075861 | 0.022875 | 0.022824 | 0.013017 | 0.028365 | 0.043885 | 0.076578 | 0 | 0.057537 | 0.040753 | 0.030094 | 0.028079 | 0.011152 | 0.0034745 | 0.011014 | 0.00787 | 0.0073619 | 0.017396 | 0.034555 | 0.066266
LO1Slow | New | Heat Recovery Ventilation | Residential | HVAC | 0.40385 | 1191.765 | 76.1553 | 70-80 | Single Family | SF RNC HRV ACH3 HZ3CZ3 | 0 | 0 | 0 | 0 | 0 | 0 | 0 | 0 | 0 | 0 | 0 | 0 | 0 | 0 | 0 | 0 | 0 | 0 | 0 | 0 | 0 | 0 | 0 | 0 | 0 | 0
LO20Fast | New | Lighting | Residential | Lighting | 0.0050254 | 19.2363 | -15.06 | <0 | Single Family | 2016 - LEDDecorative and Mini-Base250 to 664 lumensANY | 0.16158 | 0.011561 | 0.0091952 | 0.0092901 | 0.0075768 | 0.0068993 | 0.0070892 | 0.0058507 | 0.0066736 | 0.0073486 | 0.010725 | 0.010826 | 0.011885 | 0 | 0.0060313 | 0.0046353 | 0.0043203 | 0.004238 | 0.0041175 | 0.0038506 | 0.0043928 | 0.0039739 | 0.004606 | 0.004579 | 0.005767 | 0.0061521
LO20Fast | New | Lighting | Residential | Lighting | 0.003786 | 14.492 | -3.5287 | <0 | Single Family | 2016 - LEDDecorative and Mini-Base665 to 1439 lumensANY | 0.033388 | 0.0023889 | 0.0019 | 0.0019196 | 0.0015656 | 0.0014256 | 0.0014648 | 0.0012089 | 0.0013789 | 0.0015184 | 0.002216 | 0.002237 | 0.0024558 | 0 | 0.0012462 | 0.00095778 | 0.00089269 | 0.00087568 | 0.0008508 | 0.00079565 | 0.00090768 | 0.00082113 | 0.00095174 | 0.00094616 | 0.0011916 | 0.0012712
LO20Fast | New | Lighting | Residential | Lighting | 0.001875 | 7.1769 | 355.2229 | >140 | Single Family | 2016 - LEDDecorative and Mini-Base1440 to 2600 lumensANY | 0.00032485 | 2.3243e-05 | 1.8486e-05 | 1.8677e-05 | 1.5232e-05 | 1.387e-05 | 1.4252e-05 | 1.1762e-05 | 1.3416e-05 | 1.4774e-05 | 2.1561e-05 | 2.1765e-05 | 2.3894e-05 | 0 | 1.2125e-05 | 9.3188e-06 | 8.6855e-06 | 8.52e-06 | 8.2779e-06 | 7.7413e-06 | 8.8313e-06 | 7.9892e-06 | 9.26e-06 | 9.2057e-06 | 1.1594e-05 | 1.2368e-05
LO20Fast | New | Lighting | Residential | Lighting | 0.00047955 | 1.8356 | 45.3547 | 40-50 | Single Family | 2016 - LEDGeneral Purpose and Dimmable250 to 664 lumensANY | 0.012876 | 0.00092125 | 0.00073272 | 0.00074028 | 0.00060375 | 0.00054977 | 0.0005649 | 0.00046621 | 0.00053178 | 0.00058557 | 0.00085459 | 0.00086268 | 0.00094705 | 0 | 0.0004806 | 0.00036936 | 0.00034426 | 0.0003377 | 0.0003281 | 0.00030683 | 0.00035004 | 0.00031666 | 0.00036703 | 0.00036488 | 0.00045954 | 0.00049023
LO20Fast | New | Lighting | Residential | Lighting | 0.0018717 | 7.1646 | 56.6118 | 50-60 | Single Family | 2016 - LEDGeneral Purpose and Dimmable665 to 1439 lumensANY | 0.38779 | 0.027746 | 0.022068 | 0.022296 | 0.018184 | 0.016558 | 0.017014 | 0.014041 | 0.016016 | 0.017636 | 0.025738 | 0.025982 | 0.028523 | 0 | 0.014475 | 0.011124 | 0.010368 | 0.010171 | 0.0098818 | 0.0092412 | 0.010542 | 0.0095372 | 0.011054 | 0.010989 | 0.01384 | 0.014765
LO20Fast | New | Lighting | Residential | Lighting | 0.0034972 | 13.3867 | 91.0637 | 90-100 | Single Family | 2016 - LEDGeneral Purpose and Dimmable1440 to 2600 lumensANY | 0.072241 | 0.0051687 | 0.004111 | 0.0041534 | 0.0033874 | 0.0030845 | 0.0031694 | 0.0026157 | 0.0029836 | 0.0032854 | 0.0047947 | 0.0048401 | 0.0053135 | 0 | 0.0026964 | 0.0020723 | 0.0019315 | 0.0018947 | 0.0018409 | 0.0017215 | 0.0019639 | 0.0017767 | 0.0020593 | 0.0020472 | 0.0025783 | 0.0027505
LO20Fast | New | Lighting | Residential | Lighting | 0.0037449 | 14.3345 | -37.3971 | <0 | Single Family | 2016 - LEDGlobe250 to 664 lumensANY | 0.066114 | 0.0047304 | 0.0037623 | 0.0038011 | 0.0031001 | 0.0028229 | 0.0029006 | 0.0023939 | 0.0027306 | 0.0030068 | 0.0043881 | 0.0044296 | 0.0048629 | 0 | 0.0024678 | 0.0018966 | 0.0017677 | 0.001734 | 0.0016847 | 0.0015755 | 0.0017974 | 0.001626 | 0.0018846 | 0.0018736 | 0.0023596 | 0.0025172
LO20Fast | New | Lighting | Residential | Lighting | 0.0025791 | 9.8724 | -94.9967 | <0 | Single Family | 2016 - LEDGlobe665 to 1439 lumensANY | 0.027765 | 0.0019866 | 0.00158 | 0.0015963 | 0.0013019 | 0.0011855 | 0.0012181 | 0.0010053 | 0.0011467 | 0.0012627 | 0.0018428 | 0.0018603 | 0.0020422 | 0 | 0.0010364 | 0.00079649 | 0.00074236 | 0.00072822 | 0.00070752 | 0.00066166 | 0.00075482 | 0.00068285 | 0.00079146 | 0.00078682 | 0.00099095 | 0.0010571
LO20Fast | New | Lighting | Residential | Lighting | 0.0027904 | 10.6812 | -99.8783 | <0 | Single Family | 2016 - LEDGlobe1440 to 2600 lumensANY | 0.0022635 | 0.00016195 | 0.00012881 | 0.00013014 | 0.00010614 | 9.6648e-05 | 9.9308e-05 | 8.1958e-05 | 9.3486e-05 | 0.00010294 | 0.00015023 | 0.00015166 | 0.00016649 | 0 | 8.4488e-05 | 6.4933e-05 | 6.052e-05 | 5.9367e-05 | 5.768e-05 | 5.3941e-05 | 6.1536e-05 | 5.5669e-05 | 6.4523e-05 | 6.4145e-05 | 8.0786e-05 | 8.6182e-05
LO20Fast | New | Lighting | Residential | Lighting | 0.0053229 | 20.3748 | -38.378 | <0 | Single Family | 2016 - LEDReflectors and Outdoor250 to 664 lumensANY | 0.029891 | 0.0021387 | 0.001701 | 0.0017185 | 0.0014016 | 0.0012763 | 0.0013114 | 0.0010823 | 0.0012345 | 0.0013594 | 0.0019839 | 0.0020027 | 0.0021986 | 0 | 0.0011157 | 0.00085747 | 0.00079919 | 0.00078397 | 0.00076169 | 0.00071231 | 0.00081261 | 0.00073512 | 0.00085205 | 0.00084706 | 0.0010668 | 0.0011381
LO20Fast | New | Lighting | Residential | Lighting | 0.0040588 | 15.5362 | -47.7259 | <0 | Single Family | 2016 - LEDReflectors and Outdoor665 to 1439 lumensANY | 0.23031 | 0.016478 | 0.013106 | 0.013241 | 0.010799 | 0.0098338 | 0.010104 | 0.0083391 | 0.009512 | 0.010474 | 0.015286 | 0.015431 | 0.01694 | 0 | 0.0085965 | 0.0066068 | 0.0061578 | 0.0060405 | 0.0058688 | 0.0054884 | 0.0062612 | 0.0056642 | 0.0065651 | 0.0065266 | 0.0082199 | 0.0087688
LO20Fast | New | Lighting | Residential | Lighting | 0.021729 | 83.1732 | -27.3345 | <0 | Single Family | 2016 - LEDReflectors and Outdoor1440 to 2600 lumensANY | 0.10132 | 0.0072495 | 0.0057659 | 0.0058254 | 0.004751 | 0.0043263 | 0.0044453 | 0.0036687 | 0.0041847 | 0.004608 | 0.0067249 | 0.0067886 | 0.0074525 | 0 | 0.0037819 | 0.0029066 | 0.002709 | 0.0026574 | 0.0025819 | 0.0024145 | 0.0027545 | 0.0024919 | 0.0028882 | 0.0028713 | 0.0036162 | 0.0038577
LO20Fast | New | Lighting | Residential | Lighting | 0.01265 | 48.4214 | -0.28395 | <0 | Single Family | 2016 - LEDThree-Way250 to 664 lumensANY | 0.00092559 | 6.6225e-05 | 5.2672e-05 | 5.3216e-05 | 4.3401e-05 | 3.9521e-05 | 4.0609e-05 | 3.3514e-05 | 3.8228e-05 | 4.2094e-05 | 6.1433e-05 | 6.2015e-05 | 6.808e-05 | 0 | 3.4548e-05 | 2.6552e-05 | 2.4747e-05 | 2.4276e-05 | 2.3586e-05 | 2.2057e-05 | 2.5163e-05 | 2.2764e-05 | 2.6384e-05 | 2.623e-05 | 3.3035e-05 | 3.5241e-05
LO20Fast | New | Lighting | Residential | Lighting | 0.013626 | 52.1577 | -8.9398 | <0 | Single Family | 2016 - LEDThree-Way665 to 1439 lumensANY | 0.012307 | 0.00088052 | 0.00070032 | 0.00070755 | 0.00057706 | 0.00052546 | 0.00053993 | 0.0004456 | 0.00050827 | 0.00055968 | 0.00081681 | 0.00082454 | 0.00090518 | 0 | 0.00045935 | 0.00035303 | 0.00032904 | 0.00032277 | 0.0003136 | 0.00029327 | 0.00033456 | 0.00030266 | 0.0003508 | 0.00034875 | 0.00043922 | 0.00046856
LO20Fast | New | Lighting | Residential | Lighting | 0.012193 | 46.6733 | -22.0119 | <0 | Single Family | 2016 - LEDThree-Way1440 to 2600 lumensANY | 0.042584 | 0.0030468 | 0.0024233 | 0.0024483 | 0.0019968 | 0.0018183 | 0.0018683 | 0.0015419 | 0.0017588 | 0.0019367 | 0.0028264 | 0.0028531 | 0.0031322 | 0 | 0.0015895 | 0.0012216 | 0.0011386 | 0.0011169 | 0.0010851 | 0.0010148 | 0.0011577 | 0.0010473 | 0.0012139 | 0.0012068 | 0.0015198 | 0.0016213
LO20Fast | New | Lighting | Residential | Lighting | 0.0050254 | 19.2363 | -15.06 | <0 | Multifamily - Low Rise | 2016 - LEDDecorative and Mini-Base250 to 664 lumensANY | 0.017925 | 0.0012825 | 0.00102 | 0.0010306 | 0.00084051 | 0.00076536 | 0.00078642 | 0.00064903 | 0.00074031 | 0.0008152 | 0.0011897 | 0.001201 | 0.0013184 | 0 | 0.00066906 | 0.0005142 | 0.00047926 | 0.00047013 | 0.00045677 | 0.00042716 | 0.0004873 | 0.00044084 | 0.00051096 | 0.00050796 | 0.00063975 | 0.00068247
LO20Fast | New | Lighting | Residential | Lighting | 0.003786 | 14.492 | -3.5287 | <0 | Multifamily - Low Rise | 2016 - LEDDecorative and Mini-Base665 to 1439 lumensANY | 0.0037038 | 0.000265 | 0.00021077 | 0.00021295 | 0.00017367 | 0.00015814 | 0.0001625 | 0.00013411 | 0.00015297 | 0.00016844 | 0.00024583 | 0.00024815 | 0.00027242 | 0 | 0.00013825 | 0.00010625 | 9.9028e-05 | 9.7142e-05 | 9.4381e-05 | 8.8263e-05 | 0.00010069 | 9.109e-05 | 0.00010558 | 0.00010496 | 0.00013219 | 0.00014102
LO20Fast | New | Lighting | Residential | Lighting | 0.001875 | 7.1769 | 355.2229 | >140 | Multifamily - Low Rise | 2016 - LEDDecorative and Mini-Base1440 to 2600 lumensANY | 3.6036e-05 | 2.5783e-06 | 2.0507e-06 | 2.0719e-06 | 1.6898e-06 | 1.5387e-06 | 1.581e-06 | 1.3048e-06 | 1.4883e-06 | 1.6389e-06 | 2.3918e-06 | 2.4144e-06 | 2.6506e-06 | 0 | 1.3451e-06 | 1.0338e-06 | 9.635e-07 | 9.4514e-07 | 9.1828e-07 | 8.5876e-07 | 9.7967e-07 | 8.8626e-07 | 1.0272e-06 | 1.0212e-06 | 1.2861e-06 | 1.372e-06
LO20Fast | New | Lighting | Residential | Lighting | 0.00047955 | 1.8356 | 45.3547 | 40-50 | Multifamily - Low Rise | 2016 - LEDGeneral Purpose and Dimmable250 to 664 lumensANY | 0.0014283 | 0.0001022 | 8.1282e-05 | 8.2121e-05 | 6.6975e-05 | 6.0987e-05 | 6.2666e-05 | 5.1717e-05 | 5.8991e-05 | 6.4959e-05 | 9.4801e-05 | 9.5699e-05 | 0.00010506 | 0 | 5.3314e-05 | 4.0974e-05 | 3.8189e-05 | 3.7462e-05 | 3.6397e-05 | 3.4038e-05 | 3.8831e-05 | 3.5128e-05 | 4.0716e-05 | 4.0477e-05 | 5.0978e-05 | 5.4382e-05
LO20Fast | New | Lighting | Residential | Lighting | 0.0018717 | 7.1646 | 56.6118 | 50-60 | Multifamily - Low Rise | 2016 - LEDGeneral Purpose and Dimmable665 to 1439 lumensANY | 0.043019 | 0.0030779 | 0.002448 | 0.0024733 | 0.0020172 | 0.0018368 | 0.0018874 | 0.0015576 | 0.0017767 | 0.0019564 | 0.0028552 | 0.0028822 | 0.0031641 | 0 | 0.0016057 | 0.0012341 | 0.0011502 | 0.0011283 | 0.0010962 | 0.0010251 | 0.0011695 | 0.001058 | 0.0012263 | 0.0012191 | 0.0015353 | 0.0016379
LO20Fast | New | Lighting | Residential | Lighting | 0.0034972 | 13.3867 | 91.0637 | 90-100 | Multifamily - Low Rise | 2016 - LEDGeneral Purpose and Dimmable1440 to 2600 lumensANY | 0.0080138 | 0.00057338 | 0.00045604 | 0.00046074 | 0.00037577 | 0.00034217 | 0.00035159 | 0.00029016 | 0.00033098 | 0.00036446 | 0.00053189 | 0.00053693 | 0.00058944 | 0 | 0.00029912 | 0.00022989 | 0.00021426 | 0.00021018 | 0.00020421 | 0.00019097 | 0.00021786 | 0.00019709 | 0.00022844 | 0.0002271 | 0.00028602 | 0.00030512
LO20Fast | New | Lighting | Residential | Lighting | 0.0037449 | 14.3345 | -37.3971 | <0 | Multifamily - Low Rise | 2016 - LEDGlobe250 to 664 lumensANY | 0.0073342 | 0.00052475 | 0.00041736 | 0.00042167 | 0.0003439 | 0.00031315 | 0.00032177 | 0.00026556 | 0.00030291 | 0.00033355 | 0.00048678 | 0.00049139 | 0.00053945 | 0 | 0.00027375 | 0.00021039 | 0.00019609 | 0.00019236 | 0.00018689 | 0.00017478 | 0.00019939 | 0.00018037 | 0.00020906 | 0.00020784 | 0.00026176 | 0.00027924
LO20Fast | New | Lighting | Residential | Lighting | 0.0025791 | 9.8724 | -94.9967 | <0 | Multifamily - Low Rise | 2016 - LEDGlobe665 to 1439 lumensANY | 0.0030801 | 0.00022037 | 0.00017528 | 0.00017708 | 0.00014443 | 0.00013151 | 0.00013513 | 0.00011152 | 0.00012721 | 0.00014008 | 0.00020443 | 0.00020636 | 0.00022655 | 0 | 0.00011497 | 8.8356e-05 | 8.2351e-05 | 8.0783e-05 | 7.8487e-05 | 7.3399e-05 | 8.3734e-05 | 7.575e-05 | 8.7799e-05 | 8.7284e-05 | 0.00010993 | 0.00011727
LO20Fast | New | Lighting | Residential | Lighting | 0.0027904 | 10.6812 | -99.8783 | <0 | Multifamily - Low Rise | 2016 - LEDGlobe1440 to 2600 lumensANY | 0.0002511 | 1.7966e-05 | 1.4289e-05 | 1.4437e-05 | 1.1774e-05 | 1.0721e-05 | 1.1016e-05 | 9.0918e-06 | 1.0371e-05 | 1.142e-05 | 1.6666e-05 | 1.6824e-05 | 1.8469e-05 | 0 | 9.3725e-06 | 7.2032e-06 | 6.7136e-06 | 6.5857e-06 | 6.3986e-06 | 5.9838e-06 | 6.8263e-06 | 6.1754e-06 | 7.1577e-06 | 7.1157e-06 | 8.9618e-06 | 9.5603e-06
LO20Fast | New | Lighting | Residential | Lighting | 0.0053229 | 20.3748 | -38.378 | <0 | Multifamily - Low Rise | 2016 - LEDReflectors and Outdoor250 to 664 lumensANY | 0.0033159 | 0.00023725 | 0.00018869 | 0.00019064 | 0.00015548 | 0.00014158 | 0.00014548 | 0.00012006 | 0.00013695 | 0.0001508 | 0.00022008 | 0.00022216 | 0.00024389 | 0 | 0.00012377 | 9.5121e-05 | 8.8656e-05 | 8.6967e-05 | 8.4496e-05 | 7.9018e-05 | 9.0144e-05 | 8.1549e-05 | 9.452e-05 | 9.3966e-05 | 0.00011834 | 0.00012625
LO20Fast | New | Lighting | Residential | Lighting | 0.0040588 | 15.5362 | -47.7259 | <0 | Multifamily - Low Rise | 2016 - LEDReflectors and Outdoor665 to 1439 lumensANY | 0.025549 | 0.001828 | 0.0014539 | 0.0014689 | 0.001198 | 0.0010909 | 0.0011209 | 0.00092507 | 0.0010552 | 0.0011619 | 0.0016957 | 0.0017118 | 0.0018792 | 0 | 0.00095363 | 0.00073291 | 0.0006831 | 0.00067009 | 0.00065104 | 0.00060884 | 0.00069457 | 0.00062834 | 0.00072828 | 0.00072401 | 0.00091185 | 0.00097274
LO20Fast | New | Lighting | Residential | Lighting | 0.021729 | 83.1732 | -27.3345 | <0 | Multifamily - Low Rise | 2016 - LEDReflectors and Outdoor1440 to 2600 lumensANY | 0.01124 | 0.0008042 | 0.00063962 | 0.00064622 | 0.00052704 | 0.00047992 | 0.00049313 | 0.00040697 | 0.00046422 | 0.00051117 | 0.00074601 | 0.00075307 | 0.00082673 | 0 | 0.00041954 | 0.00032243 | 0.00030052 | 0.0002948 | 0.00028642 | 0.00026785 | 0.00030557 | 0.00027643 | 0.0003204 | 0.00031852 | 0.00040116 | 0.00042795
LO20Fast | New | Lighting | Residential | Lighting | 0.01265 | 48.4214 | -0.28395 | <0 | Multifamily - Low Rise | 2016 - LEDThree-Way250 to 664 lumensANY | 0.00010268 | 7.3465e-06 | 5.843e-06 | 5.9033e-06 | 4.8146e-06 | 4.3841e-06 | 4.5048e-06 | 3.7178e-06 | 4.2407e-06 | 4.6696e-06 | 6.8149e-06 | 6.8794e-06 | 7.5522e-06 | 0 | 3.8325e-06 | 2.9455e-06 | 2.7453e-06 | 2.693e-06 | 2.6165e-06 | 2.4469e-06 | 2.7914e-06 | 2.5252e-06 | 2.9269e-06 | 2.9097e-06 | 3.6646e-06 | 3.9093e-06
LO20Fast | New | Lighting | Residential | Lighting | 0.013626 | 52.1577 | -8.9398 | <0 | Multifamily - Low Rise | 2016 - LEDThree-Way665 to 1439 lumensANY | 0.0013652 | 9.7678e-05 | 7.7688e-05 | 7.849e-05 | 6.4014e-05 | 5.8291e-05 | 5.9895e-05 | 4.9431e-05 | 5.6383e-05 | 6.2087e-05 | 9.061e-05 | 9.1468e-05 | 0.00010041 | 0 | 5.0957e-05 | 3.9163e-05 | 3.6501e-05 | 3.5806e-05 | 3.4788e-05 | 3.2533e-05 | 3.7114e-05 | 3.3575e-05 | 3.8915e-05 | 3.8687e-05 | 4.8724e-05 | 5.1978e-05
LO20Fast | New | Lighting | Residential | Lighting | 0.012193 | 46.6733 | -22.0119 | <0 | Multifamily - High Rise | 2016 - LEDThree-Way1440 to 2600 lumensANY | 0.0010605 | 7.5876e-05 | 6.0349e-05 | 6.0971e-05 | 4.9727e-05 | 4.5281e-05 | 4.6527e-05 | 3.8398e-05 | 4.3799e-05 | 4.8229e-05 | 7.0386e-05 | 7.1053e-05 | 7.8002e-05 | 0 | 3.9583e-05 | 3.0422e-05 | 2.8354e-05 | 2.7814e-05 | 2.7024e-05 | 2.5272e-05 | 2.883e-05 | 2.6081e-05 | 3.023e-05 | 3.0052e-05 | 3.7849e-05 | 4.0377e-05
LO20Fast | New | Lighting | Residential | Lighting | 0.0050254 | 19.2363 | -15.06 | <0 | Multifamily - High Rise | 2016 - LEDDecorative and Mini-Base250 to 664 lumensANY | 0.004024 | 0.00028791 | 0.00022899 | 0.00023135 | 0.00018869 | 0.00017182 | 0.00017654 | 0.0001457 | 0.00016619 | 0.000183 | 0.00026708 | 0.00026961 | 0.00029598 | 0 | 0.0001502 | 0.00011543 | 0.00010759 | 0.00010554 | 0.00010254 | 9.5893e-05 | 0.0001094 | 9.8964e-05 | 0.00011471 | 0.00011403 | 0.00014362 | 0.00015321
LO20Fast | New | Lighting | Residential | Lighting | 0.003786 | 14.492 | -3.5287 | <0 | Multifamily - High Rise | 2016 - LEDDecorative and Mini-Base665 to 1439 lumensANY | 0.00083147 | 5.9491e-05 | 4.7316e-05 | 4.7804e-05 | 3.8988e-05 | 3.5502e-05 | 3.6479e-05 | 3.0106e-05 | 3.434e-05 | 3.7814e-05 | 5.5186e-05 | 5.5708e-05 | 6.1157e-05 | 0 | 3.1035e-05 | 2.3852e-05 | 2.2231e-05 | 2.1807e-05 | 2.1188e-05 | 1.9814e-05 | 2.2604e-05 | 2.0449e-05 | 2.3701e-05 | 2.3562e-05 | 2.9675e-05 | 3.1657e-05
LO20Fast | New | Lighting | Residential | Lighting | 0.001875 | 7.1769 | 355.2229 | >140 | Multifamily - High Rise | 2016 - LEDDecorative and Mini-Base1440 to 2600 lumensANY | 8.0898e-06 | 5.7882e-07 | 4.6036e-07 | 4.6511e-07 | 3.7933e-07 | 3.4542e-07 | 3.5493e-07 | 2.9292e-07 | 3.3412e-07 | 3.6791e-07 | 5.3693e-07 | 5.4202e-07 | 5.9503e-07 | 0 | 3.0196e-07 | 2.3207e-07 | 2.163e-07 | 2.1218e-07 | 2.0615e-07 | 1.9278e-07 | 2.1993e-07 | 1.9896e-07 | 2.306e-07 | 2.2925e-07 | 2.8873e-07 | 3.0801e-07
LO20Fast | New | Lighting | Residential | Lighting | 0.00047955 | 1.8356 | 45.3547 | 40-50 | Multifamily - High Rise | 2016 - LEDGeneral Purpose and Dimmable250 to 664 lumensANY | 0.00032065 | 2.2942e-05 | 1.8247e-05 | 1.8435e-05 | 1.5035e-05 | 1.3691e-05 | 1.4068e-05 | 1.161e-05 | 1.3243e-05 | 1.4583e-05 | 2.1282e-05 | 2.1484e-05 | 2.3585e-05 | 0 | 1.1968e-05 | 9.1984e-06 | 8.5732e-06 | 8.4099e-06 | 8.1709e-06 | 7.6412e-06 | 8.7171e-06 | 7.8859e-06 | 9.1403e-06 | 9.0867e-06 | 1.1444e-05 | 1.2208e-05
LO20Fast | New | Lighting | Residential | Lighting | 0.0018717 | 7.1646 | 56.6118 | 50-60 | Multifamily - High Rise | 2016 - LEDGeneral Purpose and Dimmable665 to 1439 lumensANY | 0.0096573 | 0.00069097 | 0.00054956 | 0.00055524 | 0.00045284 | 0.00041235 | 0.0004237 | 0.00034967 | 0.00039885 | 0.0004392 | 0.00064097 | 0.00064704 | 0.00071032 | 0 | 0.00036047 | 0.00027704 | 0.00025821 | 0.00025329 | 0.00024609 | 0.00023014 | 0.00026254 | 0.00023751 | 0.00027529 | 0.00027367 | 0.00034467 | 0.00036769
LO20Fast | New | Lighting | Residential | Lighting | 0.0034972 | 13.3867 | 91.0637 | 90-100 | Multifamily - High Rise | 2016 - LEDGeneral Purpose and Dimmable1440 to 2600 lumensANY | 0.001799 | 0.00012872 | 0.00010238 | 0.00010343 | 8.4357e-05 | 7.6815e-05 | 7.8929e-05 | 6.5139e-05 | 7.4301e-05 | 8.1817e-05 | 0.0001194 | 0.00012054 | 0.00013232 | 0 | 6.715e-05 | 5.1608e-05 | 4.8101e-05 | 4.7184e-05 | 4.5843e-05 | 4.2872e-05 | 4.8908e-05 | 4.4245e-05 | 5.1282e-05 | 5.0982e-05 | 6.4208e-05 | 6.8496e-05
LO20Fast | New | Lighting | Residential | Lighting | 0.0037449 | 14.3345 | -37.3971 | <0 | Multifamily - High Rise | 2016 - LEDGlobe250 to 664 lumensANY | 0.0016465 | 0.0001178 | 9.3694e-05 | 9.4661e-05 | 7.7203e-05 | 7.03e-05 | 7.2235e-05 | 5.9615e-05 | 6.8e-05 | 7.4878e-05 | 0.00010928 | 0.00011031 | 0.0001211 | 0 | 6.1455e-05 | 4.7231e-05 | 4.4021e-05 | 4.3183e-05 | 4.1955e-05 | 3.9236e-05 | 4.476e-05 | 4.0492e-05 | 4.6933e-05 | 4.6658e-05 | 5.8763e-05 | 6.2687e-05
LO20Fast | New | Lighting | Residential | Lighting | 0.0025791 | 9.8724 | -94.9967 | <0 | Multifamily - High Rise | 2016 - LEDGlobe665 to 1439 lumensANY | 0.00069145 | 4.9472e-05 | 3.9348e-05 | 3.9754e-05 | 3.2422e-05 | 2.9523e-05 | 3.0336e-05 | 2.5036e-05 | 2.8557e-05 | 3.1446e-05 | 4.5893e-05 | 4.6327e-05 | 5.0858e-05 | 0 | 2.5809e-05 | 1.9835e-05 | 1.8487e-05 | 1.8135e-05 | 1.762e-05 | 1.6477e-05 | 1.8798e-05 | 1.7005e-05 | 1.971e-05 | 1.9594e-05 | 2.4678e-05 | 2.6326e-05
LO20Fast | New | Lighting | Residential | Lighting | 0.0027904 | 10.6812 | -99.8783 | <0 | Multifamily - High Rise | 2016 - LEDGlobe1440 to 2600 lumensANY | 5.637e-05 | 4.0332e-06 | 3.2078e-06 | 3.2409e-06 | 2.6432e-06 | 2.4069e-06 | 2.4731e-06 | 2.041e-06 | 2.3281e-06 | 2.5636e-06 | 3.7413e-06 | 3.7768e-06 | 4.1461e-06 | 0 | 2.104e-06 | 1.6171e-06 | 1.5071e-06 | 1.4784e-06 | 1.4364e-06 | 1.3433e-06 | 1.5325e-06 | 1.3863e-06 | 1.6068e-06 | 1.5974e-06 | 2.0118e-06 | 2.1462e-06
LO20Fast | New | Lighting | Residential | Lighting | 0.0053229 | 20.3748 | -38.378 | <0 | Multifamily - High Rise | 2016 - LEDReflectors and Outdoor250 to 664 lumensANY | 0.00074438 | 5.326e-05 | 4.236e-05 | 4.2797e-05 | 3.4904e-05 | 3.1784e-05 | 3.2658e-05 | 2.6953e-05 | 3.0744e-05 | 3.3853e-05 | 4.9406e-05 | 4.9874e-05 | 5.4751e-05 | 0 | 2.7785e-05 | 2.1354e-05 | 1.9902e-05 | 1.9523e-05 | 1.8969e-05 | 1.7739e-05 | 2.0237e-05 | 1.8307e-05 | 2.1219e-05 | 2.1095e-05 | 2.6567e-05 | 2.8342e-05
LO20Fast | New | Lighting | Residential | Lighting | 0.0040588 | 15.5362 | -47.7259 | <0 | Multifamily - High Rise | 2016 - LEDReflectors and Outdoor665 to 1439 lumensANY | 0.0057355 | 0.00041037 | 0.00032639 | 0.00032976 | 0.00026894 | 0.00024489 | 0.00025163 | 0.00020767 | 0.00023688 | 0.00026084 | 0.00038068 | 0.00038428 | 0.00042186 | 0 | 0.00021408 | 0.00016453 | 0.00015335 | 0.00015043 | 0.00014615 | 0.00013668 | 0.00015592 | 0.00014106 | 0.00016349 | 0.00016253 | 0.0002047 | 0.00021837
LO20Fast | New | Lighting | Residential | Lighting | 0.021729 | 83.1732 | -27.3345 | <0 | Multifamily - High Rise | 2016 - LEDReflectors and Outdoor1440 to 2600 lumensANY | 0.0025233 | 0.00018054 | 0.00014359 | 0.00014507 | 0.00011832 | 0.00010774 | 0.0001107 | 9.1362e-05 | 0.00010421 | 0.00011475 | 0.00016747 | 0.00016906 | 0.00018559 | 0 | 9.4183e-05 | 7.2384e-05 | 6.7464e-05 | 6.6179e-05 | 6.4298e-05 | 6.013e-05 | 6.8597e-05 | 6.2056e-05 | 7.1927e-05 | 7.1505e-05 | 9.0056e-05 | 9.607e-05
LO20Fast | New | Lighting | Residential | Lighting | 0.01265 | 48.4214 | -0.28395 | <0 | Multifamily - High Rise | 2016 - LEDThree-Way250 to 664 lumensANY | 2.305e-05 | 1.6492e-06 | 1.3117e-06 | 1.3252e-06 | 1.0808e-06 | 9.842e-07 | 1.0113e-06 | 8.3461e-07 | 9.5199e-07 | 1.0483e-06 | 1.5299e-06 | 1.5444e-06 | 1.6954e-06 | 0 | 8.6037e-07 | 6.6123e-07 | 6.1629e-07 | 6.0455e-07 | 5.8737e-07 | 5.493e-07 | 6.2664e-07 | 5.6689e-07 | 6.5706e-07 | 6.5321e-07 | 8.2267e-07 | 8.7761e-07
LO20Fast | New | Lighting | Residential | Lighting | 0.013626 | 52.1577 | -8.9398 | <0 | Multifamily - High Rise | 2016 - LEDThree-Way665 to 1439 lumensANY | 0.00030647 | 2.1928e-05 | 1.744e-05 | 1.762e-05 | 1.4371e-05 | 1.3086e-05 | 1.3446e-05 | 1.1097e-05 | 1.2658e-05 | 1.3938e-05 | 2.0341e-05 | 2.0534e-05 | 2.2542e-05 | 0 | 1.1439e-05 | 8.7917e-06 | 8.1942e-06 | 8.0381e-06 | 7.8096e-06 | 7.3034e-06 | 8.3317e-06 | 7.5373e-06 | 8.7362e-06 | 8.685e-06 | 1.0938e-05 | 1.1669e-05
LO20Fast | New | Lighting | Residential | Lighting | 0.012193 | 46.6733 | -22.0119 | <0 | Multifamily - High Rise | 2016 - LEDThree-Way1440 to 2600 lumensANY | 0.0010605 | 7.5876e-05 | 6.0349e-05 | 6.0971e-05 | 4.9727e-05 | 4.5281e-05 | 4.6527e-05 | 3.8398e-05 | 4.3799e-05 | 4.8229e-05 | 7.0386e-05 | 7.1053e-05 | 7.8002e-05 | 0 | 3.9583e-05 | 3.0422e-05 | 2.8354e-05 | 2.7814e-05 | 2.7024e-05 | 2.5272e-05 | 2.883e-05 | 2.6081e-05 | 3.023e-05 | 3.0052e-05 | 3.7849e-05 | 4.0377e-05
LO20Fast | New | Lighting | Residential | Lighting | 0.0050254 | 19.2363 | -15.06 | <0 | Manufactured | 2016 - LEDDecorative and Mini-Base250 to 664 lumensANY | 0.0021592 | 0.00015449 | 0.00012288 | 0.00012414 | 0.00010125 | 9.2195e-05 | 9.4733e-05 | 7.8182e-05 | 8.9178e-05 | 9.8199e-05 | 0.00014331 | 0.00014467 | 0.00015882 | 0 | 8.0595e-05 | 6.1941e-05 | 5.7732e-05 | 5.6632e-05 | 5.5022e-05 | 5.1456e-05 | 5.8701e-05 | 5.3104e-05 | 6.155e-05 | 6.1189e-05 | 7.7064e-05 | 8.2211e-05
LO20Fast | New | Lighting | Residential | Lighting | 0.003786 | 14.492 | -3.5287 | <0 | Manufactured | 2016 - LEDDecorative and Mini-Base665 to 1439 lumensANY | 0.00044616 | 3.1922e-05 | 2.5389e-05 | 2.5651e-05 | 2.0921e-05 | 1.905e-05 | 1.9574e-05 | 1.6155e-05 | 1.8427e-05 | 2.0291e-05 | 2.9612e-05 | 2.9893e-05 | 3.2816e-05 | 0 | 1.6653e-05 | 1.2799e-05 | 1.1929e-05 | 1.1702e-05 | 1.1369e-05 | 1.0632e-05 | 1.2129e-05 | 1.0973e-05 | 1.2718e-05 | 1.2643e-05 | 1.5924e-05 | 1.6987e-05
LO20Fast | New | Lighting | Residential | Lighting | 0.001875 | 7.1769 | 355.2229 | >140 | Manufactured | 2016 - LEDDecorative and Mini-Base1440 to 2600 lumensANY | 4.3409e-06 | 3.1059e-07 | 2.4703e-07 | 2.4958e-07 | 2.0355e-07 | 1.8535e-07 | 1.9045e-07 | 1.5718e-07 | 1.7928e-07 | 1.9742e-07 | 2.8812e-07 | 2.9084e-07 | 3.1929e-07 | 0 | 1.6203e-07 | 1.2453e-07 | 1.1606e-07 | 1.1385e-07 | 1.1062e-07 | 1.0345e-07 | 1.1801e-07 | 1.0676e-07 | 1.2374e-07 | 1.2302e-07 | 1.5493e-07 | 1.6528e-07
LO20Fast | New | Lighting | Residential | Lighting | 0.00047955 | 1.8356 | 45.3547 | 40-50 | Manufactured | 2016 - LEDGeneral Purpose and Dimmable250 to 664 lumensANY | 0.00017206 | 1.2311e-05 | 9.7913e-06 | 9.8923e-06 | 8.0679e-06 | 7.3465e-06 | 7.5487e-06 | 6.2299e-06 | 7.1061e-06 | 7.8249e-06 | 1.142e-05 | 1.1528e-05 | 1.2655e-05 | 0 | 6.4222e-06 | 4.9358e-06 | 4.6003e-06 | 4.5127e-06 | 4.3844e-06 | 4.1002e-06 | 4.6776e-06 | 4.2315e-06 | 4.9046e-06 | 4.8759e-06 | 6.1408e-06 | 6.5509e-06
LO20Fast | New | Lighting | Residential | Lighting | 0.0018717 | 7.1646 | 56.6118 | 50-60 | Manufactured | 2016 - LEDGeneral Purpose and Dimmable665 to 1439 lumensANY | 0.005182 | 0.00037077 | 0.00029489 | 0.00029794 | 0.00024299 | 0.00022126 | 0.00022735 | 0.00018763 | 0.00021402 | 0.00023567 | 0.00034394 | 0.0003472 | 0.00038115 | 0 | 0.00019342 | 0.00014866 | 0.00013855 | 0.00013591 | 0.00013205 | 0.00012349 | 0.00014088 | 0.00012745 | 0.00014772 | 0.00014685 | 0.00018495 | 0.0001973
LO20Fast | New | Lighting | Residential | Lighting | 0.0034972 | 13.3867 | 91.0637 | 90-100 | Manufactured | 2016 - LEDGeneral Purpose and Dimmable1440 to 2600 lumensANY | 0.00096535 | 6.9069e-05 | 5.4935e-05 | 5.5502e-05 | 4.5266e-05 | 4.1218e-05 | 4.2353e-05 | 3.4953e-05 | 3.987e-05 | 4.3902e-05 | 6.4072e-05 | 6.4678e-05 | 7.1004e-05 | 0 | 3.6032e-05 | 2.7693e-05 | 2.581e-05 | 2.5319e-05 | 2.4599e-05 | 2.3005e-05 | 2.6244e-05 | 2.3741e-05 | 2.7518e-05 | 2.7356e-05 | 3.4454e-05 | 3.6755e-05
LO20Fast | New | Lighting | Residential | Lighting | 0.0037449 | 14.3345 | -37.3971 | <0 | Manufactured | 2016 - LEDGlobe250 to 664 lumensANY | 0.00088348 | 6.3212e-05 | 5.0276e-05 | 5.0794e-05 | 4.1427e-05 | 3.7723e-05 | 3.8761e-05 | 3.1989e-05 | 3.6488e-05 | 4.0179e-05 | 5.8638e-05 | 5.9193e-05 | 6.4982e-05 | 0 | 3.2976e-05 | 2.5344e-05 | 2.3621e-05 | 2.3171e-05 | 2.2513e-05 | 2.1054e-05 | 2.4018e-05 | 2.1728e-05 | 2.5184e-05 | 2.5036e-05 | 3.1532e-05 | 3.3637e-05
LO20Fast | New | Lighting | Residential | Lighting | 0.0025791 | 9.8724 | -94.9967 | <0 | Manufactured | 2016 - LEDGlobe665 to 1439 lumensANY | 0.00037103 | 2.6546e-05 | 2.1114e-05 | 2.1332e-05 | 1.7398e-05 | 1.5842e-05 | 1.6278e-05 | 1.3434e-05 | 1.5324e-05 | 1.6874e-05 | 2.4626e-05 | 2.4859e-05 | 2.729e-05 | 0 | 1.3849e-05 | 1.0643e-05 | 9.9201e-06 | 9.7311e-06 | 9.4546e-06 | 8.8417e-06 | 1.0087e-05 | 9.1249e-06 | 1.0576e-05 | 1.0514e-05 | 1.3242e-05 | 1.4126e-05
LO20Fast | New | Lighting | Residential | Lighting | 0.0027904 | 10.6812 | -99.8783 | <0 | Manufactured | 2016 - LEDGlobe1440 to 2600 lumensANY | 3.0248e-05 | 2.1642e-06 | 1.7213e-06 | 1.739e-06 | 1.4183e-06 | 1.2915e-06 | 1.3271e-06 | 1.0952e-06 | 1.2492e-06 | 1.3756e-06 | 2.0076e-06 | 2.0266e-06 | 2.2248e-06 | 0 | 1.129e-06 | 8.677e-07 | 8.0873e-07 | 7.9332e-07 | 7.7078e-07 | 7.2081e-07 | 8.223e-07 | 7.439e-07 | 8.6222e-07 | 8.5717e-07 | 1.0795e-06 | 1.1516e-06
LO20Fast | New | Lighting | Residential | Lighting | 0.0053229 | 20.3748 | -38.378 | <0 | Manufactured | 2016 - LEDReflectors and Outdoor250 to 664 lumensANY | 0.00039943 | 2.8579e-05 | 2.273e-05 | 2.2965e-05 | 1.8729e-05 | 1.7055e-05 | 1.7524e-05 | 1.4463e-05 | 1.6497e-05 | 1.8165e-05 | 2.6511e-05 | 2.6762e-05 | 2.9379e-05 | 0 | 1.4909e-05 | 1.1458e-05 | 1.068e-05 | 1.0476e-05 | 1.0178e-05 | 9.5186e-06 | 1.0859e-05 | 9.8234e-06 | 1.1386e-05 | 1.1319e-05 | 1.4256e-05 | 1.5208e-05
LO20Fast | New | Lighting | Residential | Lighting | 0.0040588 | 15.5362 | -47.7259 | <0 | Manufactured | 2016 - LEDReflectors and Outdoor665 to 1439 lumensANY | 0.0030776 | 0.0002202 | 0.00017514 | 0.00017694 | 0.00014431 | 0.00013141 | 0.00013503 | 0.00011143 | 0.00012711 | 0.00013997 | 0.00020427 | 0.0002062 | 0.00022637 | 0 | 0.00011487 | 8.8287e-05 | 8.2286e-05 | 8.0719e-05 | 7.8425e-05 | 7.3341e-05 | 8.3668e-05 | 7.569e-05 | 8.7729e-05 | 8.7215e-05 | 0.00010984 | 0.00011718
LO20Fast | New | Lighting | Residential | Lighting | 0.021729 | 83.1732 | -27.3345 | <0 | Manufactured | 2016 - LEDReflectors and Outdoor1440 to 2600 lumensANY | 0.001354 | 9.6874e-05 | 7.7049e-05 | 7.7845e-05 | 6.3488e-05 | 5.7811e-05 | 5.9403e-05 | 4.9024e-05 | 5.592e-05 | 6.1576e-05 | 8.9865e-05 | 9.0716e-05 | 9.9588e-05 | 0 | 5.0538e-05 | 3.8841e-05 | 3.6201e-05 | 3.5511e-05 | 3.4502e-05 | 3.2265e-05 | 3.6809e-05 | 3.3299e-05 | 3.8595e-05 | 3.8369e-05 | 4.8323e-05 | 5.1551e-05
LO20Fast | New | Lighting | Residential | Lighting | 0.01265 | 48.4214 | -0.28395 | <0 | Manufactured | 2016 - LEDThree-Way250 to 664 lumensANY | 1.2369e-05 | 8.8496e-07 | 7.0386e-07 | 7.1112e-07 | 5.7997e-07 | 5.2812e-07 | 5.4265e-07 | 4.4784e-07 | 5.1083e-07 | 5.625e-07 | 8.2093e-07 | 8.287e-07 | 9.0975e-07 | 0 | 4.6167e-07 | 3.5481e-07 | 3.307e-07 | 3.244e-07 | 3.1518e-07 | 2.9475e-07 | 3.3625e-07 | 3.0419e-07 | 3.5257e-07 | 3.5051e-07 | 4.4144e-07 | 4.7092e-07
LO20Fast | New | Lighting | Residential | Lighting | 0.013626 | 52.1577 | -8.9398 | <0 | Manufactured | 2016 - LEDThree-Way665 to 1439 lumensANY | 0.00016445 | 1.1766e-05 | 9.3584e-06 | 9.4549e-06 | 7.7112e-06 | 7.0217e-06 | 7.215e-06 | 5.9545e-06 | 6.792e-06 | 7.479e-06 | 1.0915e-05 | 1.1018e-05 | 1.2096e-05 | 0 | 6.1383e-06 | 4.7176e-06 | 4.3969e-06 | 4.3132e-06 | 4.1906e-06 | 3.9189e-06 | 4.4708e-06 | 4.0445e-06 | 4.6878e-06 | 4.6603e-06 | 5.8693e-06 | 6.2613e-06
LO20Fast | New | Lighting | Residential | Lighting | 0.012193 | 46.6733 | -22.0119 | <0 | Manufactured | 2016 - LEDThree-Way1440 to 2600 lumensANY | 0.00056905 | 4.0715e-05 | 3.2383e-05 | 3.2717e-05 | 2.6683e-05 | 2.4297e-05 | 2.4966e-05 | 2.0604e-05 | 2.3502e-05 | 2.5879e-05 | 3.7769e-05 | 3.8126e-05 | 4.1855e-05 | 0 | 2.124e-05 | 1.6324e-05 | 1.5215e-05 | 1.4925e-05 | 1.4501e-05 | 1.3561e-05 | 1.547e-05 | 1.3995e-05 | 1.6221e-05 | 1.6126e-05 | 2.031e-05 | 2.1666e-05
LO20Fast | New | Lighting | Residential | Lighting | 0.0052592 | 20.131 | -21.2628 | <0 | Single Family | 2017 - LEDDecorative and Mini-Base250 to 664 lumensANY | 9.439 | 0.67535 | 0.53714 | 0.54268 | 0.4426 | 0.40303 | 0.41412 | 0.34177 | 0.38984 | 0.42927 | 0.62648 | 0.63241 | 0.69427 | 0 | 0.35232 | 0.27077 | 0.25237 | 0.24756 | 0.24053 | 0.22494 | 0.25661 | 0.23214 | 0.26906 | 0.26749 | 0.33688 | 0.35938
LO20Fast | New | Lighting | Residential | Lighting | 0.0039621 | 15.1661 | -19.793 | <0 | Single Family | 2017 - LEDDecorative and Mini-Base665 to 1439 lumensANY | 1.9504 | 0.13955 | 0.11099 | 0.11213 | 0.091454 | 0.083277 | 0.085569 | 0.070619 | 0.080552 | 0.088699 | 0.12945 | 0.13067 | 0.14345 | 0 | 0.072799 | 0.055949 | 0.052147 | 0.051153 | 0.0497 | 0.046478 | 0.053022 | 0.047967 | 0.055596 | 0.05527 | 0.069609 | 0.074258
LO20Fast | New | Lighting | Residential | Lighting | 0.0019622 | 7.5107 | 253.6686 | >140 | Single Family | 2017 - LEDDecorative and Mini-Base1440 to 2600 lumensANY | 0.018976 | 0.0013577 | 0.0010799 | 0.001091 | 0.0008898 | 0.00081024 | 0.00083254 | 0.00068709 | 0.00078373 | 0.00086301 | 0.0012595 | 0.0012714 | 0.0013957 | 0 | 0.0007083 | 0.00054436 | 0.00050736 | 0.0004977 | 0.00048356 | 0.00045221 | 0.00051588 | 0.00046669 | 0.00054093 | 0.00053775 | 0.00067727 | 0.0007225
LO20Fast | New | Lighting | Residential | Lighting | 0.00050186 | 1.921 | 19.8793 | 10-20 | Single Family | 2017 - LEDGeneral Purpose and Dimmable250 to 664 lumensANY | 0.75214 | 0.053815 | 0.042802 | 0.043244 | 0.035268 | 0.032115 | 0.032999 | 0.027234 | 0.031064 | 0.034206 | 0.049921 | 0.050394 | 0.055322 | 0 | 0.028074 | 0.021576 | 0.02011 | 0.019727 | 0.019166 | 0.017924 | 0.020448 | 0.018498 | 0.02144 | 0.021315 | 0.026844 | 0.028637
LO20Fast | New | Lighting | Residential | Lighting | 0.0019588 | 7.4978 | 38.0475 | 30-40 | Single Family | 2017 - LEDGeneral Purpose and Dimmable665 to 1439 lumensANY | 22.653 | 1.6208 | 1.2891 | 1.3024 | 1.0622 | 0.96724 | 0.99386 | 0.82022 | 0.93559 | 1.0302 | 1.5035 | 1.5178 | 1.6662 | 0 | 0.84554 | 0.64984 | 0.60567 | 0.59413 | 0.57725 | 0.53983 | 0.61584 | 0.55712 | 0.64574 | 0.64195 | 0.80849 | 0.86249
LO20Fast | New | Lighting | Residential | Lighting | 0.0036599 | 14.0093 | 64.3728 | 60-70 | Single Family | 2017 - LEDGeneral Purpose and Dimmable1440 to 2600 lumensANY | 4.22 | 0.30193 | 0.24014 | 0.24262 | 0.19788 | 0.18018 | 0.18514 | 0.1528 | 0.17429 | 0.19192 | 0.28009 | 0.28274 | 0.31039 | 0 | 0.15751 | 0.12106 | 0.11283 | 0.11068 | 0.10753 | 0.10056 | 0.11472 | 0.10378 | 0.12029 | 0.11959 | 0.15061 | 0.16067
LO20Fast | New | Lighting | Residential | Lighting | 0.003919 | 15.0012 | -40.7232 | <0 | Single Family | 2017 - LEDGlobe250 to 664 lumensANY | 3.8621 | 0.27633 | 0.21978 | 0.22205 | 0.18109 | 0.1649 | 0.16944 | 0.13984 | 0.15951 | 0.17564 | 0.25633 | 0.25876 | 0.28407 | 0 | 0.14415 | 0.11079 | 0.10326 | 0.10129 | 0.098414 | 0.092035 | 0.10499 | 0.094982 | 0.11009 | 0.10944 | 0.13784 | 0.14704
LO20Fast | New | Lighting | Residential | Lighting | 0.0026991 | 10.3316 | -97.4833 | <0 | Single Family | 2017 - LEDGlobe665 to 1439 lumensANY | 1.6219 | 0.11605 | 0.092298 | 0.09325 | 0.076052 | 0.069253 | 0.071159 | 0.058726 | 0.066986 | 0.073762 | 0.10765 | 0.10867 | 0.1193 | 0 | 0.060539 | 0.046527 | 0.043365 | 0.042539 | 0.04133 | 0.038651 | 0.044093 | 0.039889 | 0.046234 | 0.045963 | 0.057887 | 0.061753
LO20Fast | New | Lighting | Residential | Lighting | 0.0029202 | 11.178 | -118.6674 | <0 | Single Family | 2017 - LEDGlobe1440 to 2600 lumensANY | 0.13223 | 0.0094606 | 0.0075245 | 0.0076021 | 0.0062001 | 0.0056458 | 0.0058011 | 0.0047876 | 0.005461 | 0.0060134 | 0.008776 | 0.0088591 | 0.0097255 | 0 | 0.0049354 | 0.0037931 | 0.0035353 | 0.003468 | 0.0033694 | 0.003151 | 0.0035947 | 0.0032519 | 0.0037692 | 0.0037471 | 0.0047192 | 0.0050343
LO20Fast | New | Lighting | Residential | Lighting | 0.0055705 | 21.3225 | -49.2564 | <0 | Single Family | 2017 - LEDReflectors and Outdoor250 to 664 lumensANY | 1.7461 | 0.12493 | 0.099364 | 0.10039 | 0.081875 | 0.074554 | 0.076606 | 0.063222 | 0.072115 | 0.079409 | 0.11589 | 0.11699 | 0.12843 | 0 | 0.065174 | 0.050089 | 0.046685 | 0.045796 | 0.044494 | 0.04161 | 0.047469 | 0.042943 | 0.049773 | 0.049481 | 0.062318 | 0.06648
LO20Fast | New | Lighting | Residential | Lighting | 0.0042476 | 16.2588 | -57.5585 | <0 | Single Family | 2017 - LEDReflectors and Outdoor665 to 1439 lumensANY | 13.4537 | 0.96259 | 0.7656 | 0.7735 | 0.63085 | 0.57445 | 0.59025 | 0.48713 | 0.55565 | 0.61185 | 0.89294 | 0.9014 | 0.98956 | 0 | 0.50217 | 0.38594 | 0.35971 | 0.35286 | 0.34283 | 0.32061 | 0.36575 | 0.33087 | 0.3835 | 0.38126 | 0.48017 | 0.51223
LO20Fast | New | Lighting | Residential | Lighting | 0.02274 | 87.0418 | -31.3422 | <0 | Single Family | 2017 - LEDReflectors and Outdoor1440 to 2600 lumensANY | 5.9188 | 0.42348 | 0.33682 | 0.34029 | 0.27753 | 0.25272 | 0.25968 | 0.21431 | 0.24445 | 0.26918 | 0.39284 | 0.39656 | 0.43534 | 0 | 0.22092 | 0.16979 | 0.15825 | 0.15524 | 0.15082 | 0.14105 | 0.16091 | 0.14556 | 0.16872 | 0.16773 | 0.21124 | 0.22535
LO20Fast | New | Lighting | Residential | Lighting | 0.013238 | 50.6736 | -6.4267 | <0 | Single Family | 2017 - LEDThree-Way250 to 664 lumensANY | 0.054069 | 0.0038686 | 0.0030769 | 0.0031086 | 0.0025353 | 0.0023086 | 0.0023722 | 0.0019577 | 0.0022331 | 0.002459 | 0.0035886 | 0.0036226 | 0.0039769 | 0 | 0.0020182 | 0.001551 | 0.0014456 | 0.0014181 | 0.0013778 | 0.0012885 | 0.0014699 | 0.0013297 | 0.0015413 | 0.0015322 | 0.0019297 | 0.0020586
LO20Fast | New | Lighting | Residential | Lighting | 0.01426 | 54.5836 | -12.3343 | <0 | Single Family | 2017 - LEDThree-Way665 to 1439 lumensANY | 0.71889 | 0.051436 | 0.04091 | 0.041332 | 0.033709 | 0.030695 | 0.03154 | 0.02603 | 0.029691 | 0.032694 | 0.047714 | 0.048166 | 0.052876 | 0 | 0.026833 | 0.020623 | 0.019221 | 0.018855 | 0.018319 | 0.017131 | 0.019544 | 0.01768 | 0.020492 | 0.020372 | 0.025657 | 0.027371
LO20Fast | New | Lighting | Residential | Lighting | 0.01276 | 48.8441 | -29.9932 | <0 | Single Family | 2017 - LEDThree-Way1440 to 2600 lumensANY | 2.4876 | 0.17798 | 0.14156 | 0.14302 | 0.11664 | 0.10621 | 0.10914 | 0.09007 | 0.10274 | 0.11313 | 0.1651 | 0.16667 | 0.18297 | 0 | 0.09285 | 0.07136 | 0.06651 | 0.065243 | 0.063389 | 0.05928 | 0.067627 | 0.061178 | 0.070909 | 0.070494 | 0.088782 | 0.094711
LO20Fast | New | Lighting | Residential | Lighting | 0.0052592 | 20.131 | -21.2628 | <0 | Multifamily - Low Rise | 2017 - LEDDecorative and Mini-Base250 to 664 lumensANY | 1.1826 | 0.08461 | 0.067295 | 0.06799 | 0.055451 | 0.050493 | 0.051882 | 0.042818 | 0.04884 | 0.053781 | 0.078488 | 0.079231 | 0.08698 | 0 | 0.04414 | 0.033924 | 0.031618 | 0.031016 | 0.030134 | 0.028181 | 0.032149 | 0.029083 | 0.033709 | 0.033512 | 0.042206 | 0.045025
LO20Fast | New | Lighting | Residential | Lighting | 0.0039621 | 15.1661 | -19.793 | <0 | Multifamily - Low Rise | 2017 - LEDDecorative and Mini-Base665 to 1439 lumensANY | 0.24435 | 0.017483 | 0.013905 | 0.014049 | 0.011458 | 0.010433 | 0.01072 | 0.0088474 | 0.010092 | 0.011113 | 0.016218 | 0.016371 | 0.017973 | 0 | 0.0091205 | 0.0070096 | 0.0065332 | 0.0064087 | 0.0062266 | 0.0058229 | 0.0066429 | 0.0060094 | 0.0069653 | 0.0069245 | 0.0087209 | 0.0093033
LO20Fast | New | Lighting | Residential | Lighting | 0.0019622 | 7.5107 | 253.6686 | >140 | Multifamily - Low Rise | 2017 - LEDDecorative and Mini-Base1440 to 2600 lumensANY | 0.0023774 | 0.0001701 | 0.00013529 | 0.00013669 | 0.00011148 | 0.00010151 | 0.0001043 | 8.6081e-05 | 9.8189e-05 | 0.00010812 | 0.00015779 | 0.00015929 | 0.00017487 | 0 | 8.8739e-05 | 6.82e-05 | 6.3565e-05 | 6.2354e-05 | 6.0582e-05 | 5.6655e-05 | 6.4632e-05 | 5.8469e-05 | 6.7769e-05 | 6.7372e-05 | 8.485e-05 | 9.0517e-05
LO20Fast | New | Lighting | Residential | Lighting | 0.00050186 | 1.921 | 19.8793 | 10-20 | Multifamily - Low Rise | 2017 - LEDGeneral Purpose and Dimmable250 to 664 lumensANY | 0.094231 | 0.0067421 | 0.0053624 | 0.0054177 | 0.0044186 | 0.0040235 | 0.0041342 | 0.0034119 | 0.0038918 | 0.0042855 | 0.0062543 | 0.0063135 | 0.006931 | 0 | 0.0035173 | 0.0027032 | 0.0025195 | 0.0024715 | 0.0024012 | 0.0022456 | 0.0025618 | 0.0023175 | 0.0026861 | 0.0026704 | 0.0033632 | 0.0035878
LO20Fast | New | Lighting | Residential | Lighting | 0.0019588 | 7.4978 | 38.0475 | 30-40 | Multifamily - Low Rise | 2017 - LEDGeneral Purpose and Dimmable665 to 1439 lumensANY | 2.8381 | 0.20306 | 0.1615 | 0.16317 | 0.13308 | 0.12118 | 0.12451 | 0.10276 | 0.11721 | 0.12907 | 0.18837 | 0.19015 | 0.20875 | 0 | 0.10593 | 0.081414 | 0.075881 | 0.074435 | 0.07232 | 0.067632 | 0.077155 | 0.069798 | 0.0809 | 0.080426 | 0.10129 | 0.10806
LO20Fast | New | Lighting | Residential | Lighting | 0.0036599 | 14.0093 | 64.3728 | 60-70 | Multifamily - Low Rise | 2017 - LEDGeneral Purpose and Dimmable1440 to 2600 lumensANY | 0.52869 | 0.037827 | 0.030086 | 0.030397 | 0.024791 | 0.022574 | 0.023195 | 0.019143 | 0.021835 | 0.024044 | 0.03509 | 0.035423 | 0.038887 | 0 | 0.019734 | 0.015166 | 0.014136 | 0.013866 | 0.013472 | 0.012599 | 0.014373 | 0.013002 | 0.015071 | 0.014982 | 0.018869 | 0.020129
LO20Fast | New | Lighting | Residential | Lighting | 0.003919 | 15.0012 | -40.7232 | <0 | Multifamily - Low Rise | 2017 - LEDGlobe250 to 664 lumensANY | 0.48386 | 0.034619 | 0.027535 | 0.027819 | 0.022688 | 0.02066 | 0.021228 | 0.017519 | 0.019984 | 0.022005 | 0.032114 | 0.032418 | 0.035589 | 0 | 0.01806 | 0.01388 | 0.012937 | 0.01269 | 0.01233 | 0.01153 | 0.013154 | 0.0119 | 0.013793 | 0.013712 | 0.017269 | 0.018422
LO20Fast | New | Lighting | Residential | Lighting | 0.0026991 | 10.3316 | -97.4833 | <0 | Multifamily - Low Rise | 2017 - LEDGlobe665 to 1439 lumensANY | 0.2032 | 0.014539 | 0.011563 | 0.011683 | 0.0095281 | 0.0086762 | 0.008915 | 0.0073575 | 0.0083923 | 0.0092412 | 0.013487 | 0.013614 | 0.014946 | 0 | 0.0075846 | 0.0058291 | 0.0054329 | 0.0053295 | 0.005178 | 0.0048423 | 0.0055242 | 0.0049974 | 0.0057923 | 0.0057584 | 0.0072523 | 0.0077366
LO20Fast | New | Lighting | Residential | Lighting | 0.0029202 | 11.178 | -118.6674 | <0 | Multifamily - Low Rise | 2017 - LEDGlobe1440 to 2600 lumensANY | 0.016566 | 0.0011853 | 0.0009427 | 0.00095243 | 0.00077677 | 0.00070732 | 0.00072679 | 0.00059981 | 0.00068418 | 0.00075338 | 0.0010995 | 0.0011099 | 0.0012185 | 0 | 0.00061833 | 0.00047521 | 0.00044292 | 0.00043448 | 0.00042213 | 0.00039477 | 0.00045035 | 0.00040741 | 0.00047221 | 0.00046945 | 0.00059124 | 0.00063072
LO20Fast | New | Lighting | Residential | Lighting | 0.0055705 | 21.3225 | -49.2564 | <0 | Multifamily - Low Rise | 2017 - LEDReflectors and Outdoor250 to 664 lumensANY | 0.21876 | 0.015652 | 0.012449 | 0.012577 | 0.010258 | 0.0093405 | 0.0095975 | 0.0079208 | 0.0090348 | 0.0099487 | 0.014519 | 0.014657 | 0.01609 | 0 | 0.0081653 | 0.0062754 | 0.0058489 | 0.0057375 | 0.0055744 | 0.0052131 | 0.0059471 | 0.00538 | 0.0062358 | 0.0061992 | 0.0078075 | 0.0083289
LO20Fast | New | Lighting | Residential | Lighting | 0.0042476 | 16.2588 | -57.5585 | <0 | Multifamily - Low Rise | 2017 - LEDReflectors and Outdoor665 to 1439 lumensANY | 1.6855 | 0.1206 | 0.095918 | 0.096908 | 0.079035 | 0.071969 | 0.073949 | 0.06103 | 0.069614 | 0.076655 | 0.11187 | 0.11293 | 0.12398 | 0 | 0.062914 | 0.048352 | 0.045066 | 0.044207 | 0.042951 | 0.040167 | 0.045823 | 0.041453 | 0.048047 | 0.047765 | 0.060157 | 0.064175
LO20Fast | New | Lighting | Residential | Lighting | 0.02274 | 87.0418 | -31.3422 | <0 | Multifamily - Low Rise | 2017 - LEDReflectors and Outdoor1440 to 2600 lumensANY | 0.74153 | 0.053055 | 0.042198 | 0.042633 | 0.034771 | 0.031662 | 0.032533 | 0.026849 | 0.030626 | 0.033723 | 0.049216 | 0.049682 | 0.054541 | 0 | 0.027678 | 0.021272 | 0.019826 | 0.019448 | 0.018896 | 0.017671 | 0.020159 | 0.018237 | 0.021138 | 0.021014 | 0.026465 | 0.028233
LO20Fast | New | Lighting | Residential | Lighting | 0.013238 | 50.6736 | -6.4267 | <0 | Multifamily - Low Rise | 2017 - LEDThree-Way250 to 664 lumensANY | 0.0067739 | 0.00048467 | 0.00038548 | 0.00038946 | 0.00031763 | 0.00028923 | 0.00029719 | 0.00024527 | 0.00027977 | 0.00030807 | 0.0004496 | 0.00045385 | 0.00049824 | 0 | 0.00025284 | 0.00019432 | 0.00018111 | 0.00017766 | 0.00017262 | 0.00016143 | 0.00018416 | 0.0001666 | 0.00019309 | 0.00019196 | 0.00024176 | 0.00025791
LO20Fast | New | Lighting | Residential | Lighting | 0.01426 | 54.5836 | -12.3343 | <0 | Multifamily - Low Rise | 2017 - LEDThree-Way665 to 1439 lumensANY | 0.090065 | 0.0064441 | 0.0051253 | 0.0051782 | 0.0042232 | 0.0038456 | 0.0039514 | 0.0032611 | 0.0037198 | 0.004096 | 0.0059778 | 0.0060344 | 0.0066246 | 0 | 0.0033618 | 0.0025837 | 0.0024081 | 0.0023622 | 0.0022951 | 0.0021463 | 0.0024485 | 0.002215 | 0.0025674 | 0.0025523 | 0.0032145 | 0.0034291
LO20Fast | New | Lighting | Residential | Lighting | 0.01276 | 48.8441 | -29.9932 | <0 | Multifamily - High Rise | 2017 - LEDThree-Way1440 to 2600 lumensANY | 0.07003 | 0.0050106 | 0.0039852 | 0.0040263 | 0.0032837 | 0.0029901 | 0.0030724 | 0.0025357 | 0.0028923 | 0.0031849 | 0.004648 | 0.004692 | 0.0051509 | 0 | 0.0026139 | 0.0020089 | 0.0018724 | 0.0018367 | 0.0017845 | 0.0016688 | 0.0019038 | 0.0017223 | 0.0019962 | 0.0019845 | 0.0024994 | 0.0026663
LO20Fast | New | Lighting | Residential | Lighting | 0.0052592 | 20.131 | -21.2628 | <0 | Multifamily - High Rise | 2017 - LEDDecorative and Mini-Base250 to 664 lumensANY | 0.26573 | 0.019012 | 0.015122 | 0.015278 | 0.01246 | 0.011346 | 0.011658 | 0.0096215 | 0.010975 | 0.012085 | 0.017637 | 0.017804 | 0.019545 | 0 | 0.0099185 | 0.0076228 | 0.0071047 | 0.0069694 | 0.0067713 | 0.0063324 | 0.007224 | 0.0065352 | 0.0075747 | 0.0075303 | 0.0094839 | 0.010117
LO20Fast | New | Lighting | Residential | Lighting | 0.0039621 | 15.1661 | -19.793 | <0 | Multifamily - High Rise | 2017 - LEDDecorative and Mini-Base665 to 1439 lumensANY | 0.054907 | 0.0039285 | 0.0031246 | 0.0031568 | 0.0025746 | 0.0023444 | 0.0024089 | 0.0019881 | 0.0022677 | 0.0024971 | 0.0036443 | 0.0036788 | 0.0040386 | 0 | 0.0020494 | 0.0015751 | 0.001468 | 0.0014401 | 0.0013992 | 0.0013085 | 0.0014927 | 0.0013504 | 0.0015651 | 0.001556 | 0.0019596 | 0.0020905
LO20Fast | New | Lighting | Residential | Lighting | 0.0019622 | 7.5107 | 253.6686 | >140 | Multifamily - High Rise | 2017 - LEDDecorative and Mini-Base1440 to 2600 lumensANY | 0.00053422 | 3.8223e-05 | 3.0401e-05 | 3.0714e-05 | 2.505e-05 | 2.281e-05 | 2.3438e-05 | 1.9343e-05 | 2.2064e-05 | 2.4295e-05 | 3.5457e-05 | 3.5793e-05 | 3.9293e-05 | 0 | 1.994e-05 | 1.5325e-05 | 1.4283e-05 | 1.4011e-05 | 1.3613e-05 | 1.2731e-05 | 1.4523e-05 | 1.3138e-05 | 1.5228e-05 | 1.5139e-05 | 1.9066e-05 | 2.034e-05
LO20Fast | New | Lighting | Residential | Lighting | 0.00050186 | 1.921 | 19.8793 | 10-20 | Multifamily - High Rise | 2017 - LEDGeneral Purpose and Dimmable250 to 664 lumensANY | 0.021174 | 0.001515 | 0.001205 | 0.0012174 | 0.00099288 | 0.0009041 | 0.00092899 | 0.00076668 | 0.00087452 | 0.00096298 | 0.0014054 | 0.0014187 | 0.0015574 | 0 | 0.00079035 | 0.00060742 | 0.00056614 | 0.00055535 | 0.00053957 | 0.00050459 | 0.00057564 | 0.00052075 | 0.00060359 | 0.00060005 | 0.00075572 | 0.00080619
LO20Fast | New | Lighting | Residential | Lighting | 0.0019588 | 7.4978 | 38.0475 | 30-40 | Multifamily - High Rise | 2017 - LEDGeneral Purpose and Dimmable665 to 1439 lumensANY | 0.63773 | 0.045629 | 0.036291 | 0.036665 | 0.029903 | 0.02723 | 0.027979 | 0.023091 | 0.026339 | 0.029003 | 0.042327 | 0.042728 | 0.046907 | 0 | 0.023804 | 0.018294 | 0.017051 | 0.016726 | 0.016251 | 0.015197 | 0.017337 | 0.015684 | 0.018179 | 0.018072 | 0.022761 | 0.024281
LO20Fast | New | Lighting | Residential | Lighting | 0.0036599 | 14.0093 | 64.3728 | 60-70 | Multifamily - High Rise | 2017 - LEDGeneral Purpose and Dimmable1440 to 2600 lumensANY | 0.1188 | 0.0085 | 0.0067606 | 0.0068303 | 0.0055706 | 0.0050726 | 0.0052122 | 0.0043015 | 0.0049066 | 0.0054029 | 0.007885 | 0.0079597 | 0.0087381 | 0 | 0.0044343 | 0.003408 | 0.0031764 | 0.0031159 | 0.0030273 | 0.0028311 | 0.0032297 | 0.0029217 | 0.0033865 | 0.0033666 | 0.00424 | 0.0045232
LO20Fast | New | Lighting | Residential | Lighting | 0.003919 | 15.0012 | -40.7232 | <0 | Multifamily - High Rise | 2017 - LEDGlobe250 to 664 lumensANY | 0.10873 | 0.0077792 | 0.0061872 | 0.006251 | 0.0050982 | 0.0046424 | 0.0047701 | 0.0039367 | 0.0044904 | 0.0049447 | 0.0072163 | 0.0072846 | 0.0079971 | 0 | 0.0040583 | 0.003119 | 0.002907 | 0.0028516 | 0.0027706 | 0.002591 | 0.0029558 | 0.0026739 | 0.0030993 | 0.0030811 | 0.0038804 | 0.0041396
LO20Fast | New | Lighting | Residential | Lighting | 0.0026991 | 10.3316 | -97.4833 | <0 | Multifamily - High Rise | 2017 - LEDGlobe665 to 1439 lumensANY | 0.04566 | 0.0032669 | 0.0025984 | 0.0026252 | 0.002141 | 0.0019496 | 0.0020033 | 0.0016533 | 0.0018858 | 0.0020766 | 0.0030306 | 0.0030592 | 0.0033584 | 0 | 0.0017043 | 0.0013098 | 0.0012208 | 0.0011976 | 0.0011635 | 0.0010881 | 0.0012413 | 0.001123 | 0.0013016 | 0.0012939 | 0.0016296 | 0.0017385
LO20Fast | New | Lighting | Residential | Lighting | 0.0029202 | 11.178 | -118.6674 | <0 | Multifamily - High Rise | 2017 - LEDGlobe1440 to 2600 lumensANY | 0.0037224 | 0.00026633 | 0.00021183 | 0.00021402 | 0.00017455 | 0.00015894 | 0.00016331 | 0.00013478 | 0.00015374 | 0.00016929 | 0.00024706 | 0.0002494 | 0.00027379 | 0 | 0.00013894 | 0.00010678 | 9.9526e-05 | 9.763e-05 | 9.4856e-05 | 8.8707e-05 | 0.0001012 | 9.1548e-05 | 0.00010611 | 0.00010549 | 0.00013285 | 0.00014173
LO20Fast | New | Lighting | Residential | Lighting | 0.0055705 | 21.3225 | -49.2564 | <0 | Multifamily - High Rise | 2017 - LEDReflectors and Outdoor250 to 664 lumensANY | 0.049156 | 0.003517 | 0.0027973 | 0.0028262 | 0.0023049 | 0.0020989 | 0.0021566 | 0.0017798 | 0.0020302 | 0.0022355 | 0.0032626 | 0.0032935 | 0.0036156 | 0 | 0.0018348 | 0.0014101 | 0.0013143 | 0.0012892 | 0.0012526 | 0.0011714 | 0.0013363 | 0.0012089 | 0.0014012 | 0.001393 | 0.0017544 | 0.0018716
LO20Fast | New | Lighting | Residential | Lighting | 0.0042476 | 16.2588 | -57.5585 | <0 | Multifamily - High Rise | 2017 - LEDReflectors and Outdoor665 to 1439 lumensANY | 0.37875 | 0.027099 | 0.021553 | 0.021776 | 0.01776 | 0.016172 | 0.016617 | 0.013714 | 0.015643 | 0.017225 | 0.025138 | 0.025376 | 0.027858 | 0 | 0.014137 | 0.010865 | 0.010127 | 0.0099337 | 0.0096514 | 0.0090257 | 0.010297 | 0.0093148 | 0.010796 | 0.010733 | 0.013518 | 0.01442
LO20Fast | New | Lighting | Residential | Lighting | 0.02274 | 87.0418 | -31.3422 | <0 | Multifamily - High Rise | 2017 - LEDReflectors and Outdoor1440 to 2600 lumensANY | 0.16663 | 0.011922 | 0.0094821 | 0.00958 | 0.0078132 | 0.0071146 | 0.0073104 | 0.0060332 | 0.0068818 | 0.0075779 | 0.011059 | 0.011164 | 0.012256 | 0 | 0.0062194 | 0.0047799 | 0.0044551 | 0.0043702 | 0.004246 | 0.0039708 | 0.0045299 | 0.0040979 | 0.0047498 | 0.0047219 | 0.0059469 | 0.0063441
LO20Fast | New | Lighting | Residential | Lighting | 0.013238 | 50.6736 | -6.4267 | <0 | Multifamily - High Rise | 2017 - LEDThree-Way250 to 664 lumensANY | 0.0015221 | 0.00010891 | 8.662e-05 | 8.7514e-05 | 7.1374e-05 | 6.4993e-05 | 6.6781e-05 | 5.5114e-05 | 6.2866e-05 | 6.9225e-05 | 0.00010103 | 0.00010198 | 0.00011196 | 0 | 5.6815e-05 | 4.3665e-05 | 4.0698e-05 | 3.9922e-05 | 3.8788e-05 | 3.6273e-05 | 4.1381e-05 | 3.7435e-05 | 4.339e-05 | 4.3135e-05 | 5.4326e-05 | 5.7954e-05
LO20Fast | New | Lighting | Residential | Lighting | 0.01426 | 54.5836 | -12.3343 | <0 | Multifamily - High Rise | 2017 - LEDThree-Way665 to 1439 lumensANY | 0.020238 | 0.001448 | 0.0011517 | 0.0011636 | 0.00094898 | 0.00086413 | 0.00088791 | 0.00073279 | 0.00083586 | 0.0009204 | 0.0013432 | 0.001356 | 0.0014886 | 0 | 0.00075541 | 0.00058057 | 0.00054111 | 0.0005308 | 0.00051572 | 0.00048229 | 0.00055019 | 0.00049773 | 0.0005769 | 0.00057352 | 0.00072231 | 0.00077055
LO20Fast | New | Lighting | Residential | Lighting | 0.01276 | 48.8441 | -29.9932 | <0 | Multifamily - High Rise | 2017 - LEDThree-Way1440 to 2600 lumensANY | 0.07003 | 0.0050106 | 0.0039852 | 0.0040263 | 0.0032837 | 0.0029901 | 0.0030724 | 0.0025357 | 0.0028923 | 0.0031849 | 0.004648 | 0.004692 | 0.0051509 | 0 | 0.0026139 | 0.0020089 | 0.0018724 | 0.0018367 | 0.0017845 | 0.0016688 | 0.0019038 | 0.0017223 | 0.0019962 | 0.0019845 | 0.0024994 | 0.0026663
LO20Fast | New | Lighting | Residential | Lighting | 0.0052592 | 20.131 | -21.2628 | <0 | Manufactured | 2017 - LEDDecorative and Mini-Base250 to 664 lumensANY | 0.16663 | 0.011922 | 0.0094822 | 0.00958 | 0.0078132 | 0.0071146 | 0.0073104 | 0.0060332 | 0.0068818 | 0.0075779 | 0.011059 | 0.011164 | 0.012256 | 0 | 0.0062195 | 0.00478 | 0.0044551 | 0.0043702 | 0.004246 | 0.0039708 | 0.0045299 | 0.004098 | 0.0047498 | 0.0047219 | 0.005947 | 0.0063441
LO20Fast | New | Lighting | Residential | Lighting | 0.0039621 | 15.1661 | -19.793 | <0 | Manufactured | 2017 - LEDDecorative and Mini-Base665 to 1439 lumensANY | 0.03443 | 0.0024634 | 0.0019593 | 0.0019795 | 0.0016144 | 0.0014701 | 0.0015105 | 0.0012466 | 0.001422 | 0.0015658 | 0.0022852 | 0.0023068 | 0.0025324 | 0 | 0.0012851 | 0.00098767 | 0.00092055 | 0.00090301 | 0.00087735 | 0.00082048 | 0.000936 | 0.00084675 | 0.00098144 | 0.00097568 | 0.0012288 | 0.0013109
LO20Fast | New | Lighting | Residential | Lighting | 0.0019622 | 7.5107 | 253.6686 | >140 | Manufactured | 2017 - LEDDecorative and Mini-Base1440 to 2600 lumensANY | 0.00033499 | 2.3968e-05 | 1.9063e-05 | 1.926e-05 | 1.5708e-05 | 1.4303e-05 | 1.4697e-05 | 1.2129e-05 | 1.3835e-05 | 1.5235e-05 | 2.2234e-05 | 2.2444e-05 | 2.4639e-05 | 0 | 1.2504e-05 | 9.6096e-06 | 8.9565e-06 | 8.7859e-06 | 8.5362e-06 | 7.9828e-06 | 9.1069e-06 | 8.2385e-06 | 9.5489e-06 | 9.493e-06 | 1.1956e-05 | 1.2754e-05
LO20Fast | New | Lighting | Residential | Lighting | 0.00050186 | 1.921 | 19.8793 | 10-20 | Manufactured | 2017 - LEDGeneral Purpose and Dimmable250 to 664 lumensANY | 0.013278 | 0.00094999 | 0.00075558 | 0.00076338 | 0.00062259 | 0.00056693 | 0.00058253 | 0.00048076 | 0.00054837 | 0.00060384 | 0.00088126 | 0.0008896 | 0.0009766 | 0 | 0.0004956 | 0.00038089 | 0.000355 | 0.00034824 | 0.00033834 | 0.00031641 | 0.00036096 | 0.00032654 | 0.00037848 | 0.00037627 | 0.00047388 | 0.00050553
LO20Fast | New | Lighting | Residential | Lighting | 0.0019588 | 7.4978 | 38.0475 | 30-40 | Manufactured | 2017 - LEDGeneral Purpose and Dimmable665 to 1439 lumensANY | 0.39989 | 0.028612 | 0.022757 | 0.022991 | 0.018751 | 0.017075 | 0.017545 | 0.014479 | 0.016516 | 0.018186 | 0.026542 | 0.026793 | 0.029413 | 0 | 0.014926 | 0.011472 | 0.010692 | 0.010488 | 0.01019 | 0.0095296 | 0.010871 | 0.0098348 | 0.011399 | 0.011332 | 0.014272 | 0.015225
LO20Fast | New | Lighting | Residential | Lighting | 0.0036599 | 14.0093 | 64.3728 | 60-70 | Manufactured | 2017 - LEDGeneral Purpose and Dimmable1440 to 2600 lumensANY | 0.074495 | 0.00533 | 0.0042393 | 0.004283 | 0.0034931 | 0.0031808 | 0.0032683 | 0.0026973 | 0.0030767 | 0.0033879 | 0.0049444 | 0.0049912 | 0.0054793 | 0 | 0.0027806 | 0.002137 | 0.0019918 | 0.0019538 | 0.0018983 | 0.0017752 | 0.0020252 | 0.0018321 | 0.0021235 | 0.0021111 | 0.0026587 | 0.0028363
LO20Fast | New | Lighting | Residential | Lighting | 0.003919 | 15.0012 | -40.7232 | <0 | Manufactured | 2017 - LEDGlobe250 to 664 lumensANY | 0.068177 | 0.004878 | 0.0038797 | 0.0039198 | 0.0031969 | 0.002911 | 0.0029911 | 0.0024686 | 0.0028158 | 0.0031006 | 0.004525 | 0.0045679 | 0.0050146 | 0 | 0.0025448 | 0.0019558 | 0.0018228 | 0.0017881 | 0.0017373 | 0.0016247 | 0.0018535 | 0.0016767 | 0.0019434 | 0.001932 | 0.0024333 | 0.0025958
LO20Fast | New | Lighting | Residential | Lighting | 0.0026991 | 10.3316 | -97.4833 | <0 | Manufactured | 2017 - LEDGlobe665 to 1439 lumensANY | 0.028632 | 0.0020486 | 0.0016293 | 0.0016461 | 0.0013426 | 0.0012225 | 0.0012562 | 0.0010367 | 0.0011825 | 0.0013021 | 0.0019003 | 0.0019183 | 0.0021059 | 0 | 0.0010687 | 0.00082135 | 0.00076552 | 0.00075094 | 0.0007296 | 0.0006823 | 0.00077838 | 0.00070416 | 0.00081616 | 0.00081138 | 0.0010219 | 0.0010901
LO20Fast | New | Lighting | Residential | Lighting | 0.0029202 | 11.178 | -118.6674 | <0 | Manufactured | 2017 - LEDGlobe1440 to 2600 lumensANY | 0.0023342 | 0.00016701 | 0.00013283 | 0.0001342 | 0.00010945 | 9.9664e-05 | 0.00010241 | 8.4516e-05 | 9.6403e-05 | 0.00010615 | 0.00015492 | 0.00015639 | 0.00017168 | 0 | 8.7125e-05 | 6.6959e-05 | 6.2409e-05 | 6.122e-05 | 5.948e-05 | 5.5624e-05 | 6.3456e-05 | 5.7406e-05 | 6.6537e-05 | 6.6147e-05 | 8.3307e-05 | 8.8871e-05
LO20Fast | New | Lighting | Residential | Lighting | 0.0055705 | 21.3225 | -49.2564 | <0 | Manufactured | 2017 - LEDReflectors and Outdoor250 to 664 lumensANY | 0.030824 | 0.0022054 | 0.0017541 | 0.0017722 | 0.0014453 | 0.0013161 | 0.0013523 | 0.0011161 | 0.001273 | 0.0014018 | 0.0020458 | 0.0020652 | 0.0022672 | 0 | 0.0011505 | 0.00088423 | 0.00082413 | 0.00080843 | 0.00078546 | 0.00073454 | 0.00083797 | 0.00075806 | 0.00087864 | 0.00087349 | 0.0011001 | 0.0011736
LO20Fast | New | Lighting | Residential | Lighting | 0.0042476 | 16.2588 | -57.5585 | <0 | Manufactured | 2017 - LEDReflectors and Outdoor665 to 1439 lumensANY | 0.2375 | 0.016993 | 0.013515 | 0.013655 | 0.011136 | 0.010141 | 0.01042 | 0.0085993 | 0.0098088 | 0.010801 | 0.015763 | 0.015912 | 0.017469 | 0 | 0.0088648 | 0.006813 | 0.00635 | 0.006229 | 0.006052 | 0.0056597 | 0.0064566 | 0.0058409 | 0.00677 | 0.0067303 | 0.0084764 | 0.0090425
LO20Fast | New | Lighting | Residential | Lighting | 0.02274 | 87.0418 | -31.3422 | <0 | Manufactured | 2017 - LEDReflectors and Outdoor1440 to 2600 lumensANY | 0.10448 | 0.0074757 | 0.0059458 | 0.0060072 | 0.0048993 | 0.0044613 | 0.004584 | 0.0037832 | 0.0043153 | 0.0047518 | 0.0069348 | 0.0070004 | 0.0076851 | 0 | 0.0038999 | 0.0029973 | 0.0027936 | 0.0027404 | 0.0026625 | 0.0024899 | 0.0028405 | 0.0025696 | 0.0029784 | 0.0029609 | 0.0037291 | 0.0039781
LO20Fast | New | Lighting | Residential | Lighting | 0.013238 | 50.6736 | -6.4267 | <0 | Manufactured | 2017 - LEDThree-Way250 to 664 lumensANY | 0.00095447 | 6.8291e-05 | 5.4316e-05 | 5.4876e-05 | 4.4756e-05 | 4.0754e-05 | 4.1876e-05 | 3.456e-05 | 3.9421e-05 | 4.3408e-05 | 6.335e-05 | 6.395e-05 | 7.0204e-05 | 0 | 3.5626e-05 | 2.7381e-05 | 2.552e-05 | 2.5034e-05 | 2.4322e-05 | 2.2746e-05 | 2.5948e-05 | 2.3474e-05 | 2.7208e-05 | 2.7048e-05 | 3.4066e-05 | 3.6341e-05
LO20Fast | New | Lighting | Residential | Lighting | 0.01426 | 54.5836 | -12.3343 | <0 | Manufactured | 2017 - LEDThree-Way665 to 1439 lumensANY | 0.012691 | 0.00090799 | 0.00072218 | 0.00072963 | 0.00059507 | 0.00054186 | 0.00055677 | 0.0004595 | 0.00052413 | 0.00057715 | 0.00084229 | 0.00085027 | 0.00093343 | 0 | 0.00047368 | 0.00036405 | 0.00033931 | 0.00033284 | 0.00032338 | 0.00030242 | 0.000345 | 0.00031211 | 0.00036175 | 0.00035963 | 0.00045293 | 0.00048318
LO20Fast | New | Lighting | Residential | Lighting | 0.01276 | 48.8441 | -29.9932 | <0 | Manufactured | 2017 - LEDThree-Way1440 to 2600 lumensANY | 0.043913 | 0.0031419 | 0.0024989 | 0.0025247 | 0.0020591 | 0.001875 | 0.0019266 | 0.00159 | 0.0018136 | 0.0019971 | 0.0029146 | 0.0029422 | 0.0032299 | 0 | 0.0016391 | 0.0012597 | 0.0011741 | 0.0011517 | 0.001119 | 0.0010465 | 0.0011938 | 0.00108 | 0.0012518 | 0.0012444 | 0.0015673 | 0.0016719
LO20Fast | NR | Lighting | Residential | Lighting | 0.0050254 | 19.2363 | -15.06 | <0 | Single Family | 2016 - LEDDecorative and Mini-Base250 to 664 lumensANY | 5.0098 | 0.079288 | 0.063062 | 0.063713 | 0.051962 | 0.047316 | 0.048619 | 0.040124 | 0.045768 | 0.050398 | 0.073551 | 0.074247 | 0.081509 | 0 | 0.041363 | 0.031789 | 0.029629 | 0.029064 | 0.028239 | 0.026408 | 0.030126 | 0.027254 | 0.031589 | 0.031404 | 0.039551 | 0.042192
LO20Fast | NR | Lighting | Residential | Lighting | 0.003786 | 14.492 | -3.5287 | <0 | Single Family | 2016 - LEDDecorative and Mini-Base665 to 1439 lumensANY | 1.0352 | 0.016383 | 0.01303 | 0.013165 | 0.010737 | 0.0097769 | 0.010046 | 0.0082908 | 0.009457 | 0.010414 | 0.015198 | 0.015342 | 0.016842 | 0 | 0.0085468 | 0.0065686 | 0.0061222 | 0.0060055 | 0.0058349 | 0.0054566 | 0.006225 | 0.0056314 | 0.0065271 | 0.0064889 | 0.0081723 | 0.0087181
LO20Fast | NR | Lighting | Residential | Lighting | 0.001875 | 7.1769 | 355.2229 | >140 | Single Family | 2016 - LEDDecorative and Mini-Base1440 to 2600 lumensANY | 0.010072 | 0.0001594 | 0.00012678 | 0.00012809 | 0.00010446 | 9.5125e-05 | 9.7743e-05 | 8.0666e-05 | 9.2012e-05 | 0.00010132 | 0.00014787 | 0.00014927 | 0.00016386 | 0 | 8.3156e-05 | 6.3909e-05 | 5.9566e-05 | 5.8431e-05 | 5.6771e-05 | 5.3091e-05 | 6.0566e-05 | 5.4791e-05 | 6.3506e-05 | 6.3134e-05 | 7.9513e-05 | 8.4823e-05
LO20Fast | NR | Lighting | Residential | Lighting | 0.00047955 | 1.8356 | 45.3547 | 40-50 | Single Family | 2016 - LEDGeneral Purpose and Dimmable250 to 664 lumensANY | 0.3992 | 0.006318 | 0.0050251 | 0.0050769 | 0.0041406 | 0.0037704 | 0.0038742 | 0.0031973 | 0.003647 | 0.0040159 | 0.0058609 | 0.0059163 | 0.006495 | 0 | 0.003296 | 0.0025331 | 0.002361 | 0.002316 | 0.0022502 | 0.0021043 | 0.0024006 | 0.0021717 | 0.0025171 | 0.0025024 | 0.0031516 | 0.0033621
LO20Fast | NR | Lighting | Residential | Lighting | 0.0018717 | 7.1646 | 56.6118 | 50-60 | Single Family | 2016 - LEDGeneral Purpose and Dimmable665 to 1439 lumensANY | 12.0232 | 0.19029 | 0.15134 | 0.15291 | 0.12471 | 0.11356 | 0.11668 | 0.096296 | 0.10984 | 0.12095 | 0.17652 | 0.17819 | 0.19562 | 0 | 0.099269 | 0.076293 | 0.071107 | 0.069753 | 0.067771 | 0.063377 | 0.072301 | 0.065407 | 0.075811 | 0.075366 | 0.094919 | 0.10126
LO20Fast | NR | Lighting | Residential | Lighting | 0.0034972 | 13.3867 | 91.0637 | 90-100 | Single Family | 2016 - LEDGeneral Purpose and Dimmable1440 to 2600 lumensANY | 2.2398 | 0.035448 | 0.028194 | 0.028484 | 0.023231 | 0.021154 | 0.021736 | 0.017939 | 0.020462 | 0.022532 | 0.032883 | 0.033194 | 0.036441 | 0 | 0.018492 | 0.014212 | 0.013246 | 0.012994 | 0.012625 | 0.011806 | 0.013469 | 0.012185 | 0.014123 | 0.01404 | 0.017682 | 0.018863
LO20Fast | NR | Lighting | Residential | Lighting | 0.0037449 | 14.3345 | -37.3971 | <0 | Single Family | 2016 - LEDGlobe250 to 664 lumensANY | 2.0498 | 0.032441 | 0.025802 | 0.026069 | 0.021261 | 0.01936 | 0.019893 | 0.016417 | 0.018726 | 0.020621 | 0.030094 | 0.030379 | 0.03335 | 0 | 0.016924 | 0.013007 | 0.012123 | 0.011892 | 0.011554 | 0.010805 | 0.012327 | 0.011151 | 0.012925 | 0.012849 | 0.016183 | 0.017263
LO20Fast | NR | Lighting | Residential | Lighting | 0.0025791 | 9.8724 | -94.9967 | <0 | Single Family | 2016 - LEDGlobe665 to 1439 lumensANY | 0.86084 | 0.013624 | 0.010836 | 0.010948 | 0.0089287 | 0.0081304 | 0.0083542 | 0.0068946 | 0.0078644 | 0.0086599 | 0.012638 | 0.012758 | 0.014006 | 0 | 0.0071075 | 0.0054624 | 0.0050912 | 0.0049942 | 0.0048523 | 0.0045377 | 0.0051767 | 0.004683 | 0.0054279 | 0.0053961 | 0.0067961 | 0.0072499
LO20Fast | NR | Lighting | Residential | Lighting | 0.0027904 | 10.6812 | -99.8783 | <0 | Single Family | 2016 - LEDGlobe1440 to 2600 lumensANY | 0.070179 | 0.0011107 | 0.0008834 | 0.00089251 | 0.00072791 | 0.00066283 | 0.00068107 | 0.00056208 | 0.00064114 | 0.00070599 | 0.0010303 | 0.0010401 | 0.0011418 | 0 | 0.00057943 | 0.00044532 | 0.00041505 | 0.00040715 | 0.00039558 | 0.00036993 | 0.00042202 | 0.00038178 | 0.00044251 | 0.00043991 | 0.00055404 | 0.00059104
LO20Fast | NR | Lighting | Residential | Lighting | 0.0053229 | 20.3748 | -38.378 | <0 | Single Family | 2016 - LEDReflectors and Outdoor250 to 664 lumensANY | 0.92674 | 0.014667 | 0.011666 | 0.011786 | 0.0096123 | 0.0087529 | 0.0089938 | 0.0074225 | 0.0084665 | 0.0093228 | 0.013606 | 0.013735 | 0.015078 | 0 | 0.0076516 | 0.0058806 | 0.0054809 | 0.0053765 | 0.0052237 | 0.0048851 | 0.005573 | 0.0050416 | 0.0058435 | 0.0058092 | 0.0073163 | 0.007805
LO20Fast | NR | Lighting | Residential | Lighting | 0.0040588 | 15.5362 | -47.7259 | <0 | Single Family | 2016 - LEDReflectors and Outdoor665 to 1439 lumensANY | 7.1406 | 0.11301 | 0.089884 | 0.090811 | 0.074063 | 0.067441 | 0.069297 | 0.057191 | 0.065234 | 0.071833 | 0.10483 | 0.10583 | 0.11618 | 0 | 0.058956 | 0.04531 | 0.042231 | 0.041426 | 0.040249 | 0.03764 | 0.04294 | 0.038846 | 0.045024 | 0.04476 | 0.056373 | 0.060138
LO20Fast | NR | Lighting | Residential | Lighting | 0.021729 | 83.1732 | -27.3345 | <0 | Single Family | 2016 - LEDReflectors and Outdoor1440 to 2600 lumensANY | 3.1414 | 0.049718 | 0.039543 | 0.039951 | 0.032583 | 0.02967 | 0.030487 | 0.02516 | 0.028699 | 0.031602 | 0.04612 | 0.046557 | 0.05111 | 0 | 0.025937 | 0.019934 | 0.018579 | 0.018225 | 0.017707 | 0.016559 | 0.018891 | 0.01709 | 0.019808 | 0.019692 | 0.0248 | 0.026457
LO20Fast | NR | Lighting | Residential | Lighting | 0.01265 | 48.4214 | -0.28395 | <0 | Single Family | 2016 - LEDThree-Way250 to 664 lumensANY | 0.028697 | 0.00045418 | 0.00036123 | 0.00036496 | 0.00029765 | 0.00027104 | 0.0002785 | 0.00022984 | 0.00026217 | 0.00028869 | 0.00042132 | 0.0004253 | 0.0004669 | 0 | 0.00023694 | 0.0001821 | 0.00016972 | 0.00016649 | 0.00016176 | 0.00015127 | 0.00017257 | 0.00015612 | 0.00018095 | 0.00017989 | 0.00022656 | 0.00024169
LO20Fast | NR | Lighting | Residential | Lighting | 0.013626 | 52.1577 | -8.9398 | <0 | Single Family | 2016 - LEDThree-Way665 to 1439 lumensANY | 0.38155 | 0.0060387 | 0.0048029 | 0.0048525 | 0.0039575 | 0.0036037 | 0.0037029 | 0.0030559 | 0.0034858 | 0.0038384 | 0.0056017 | 0.0056548 | 0.0062078 | 0 | 0.0031503 | 0.0024211 | 0.0022566 | 0.0022136 | 0.0021507 | 0.0020113 | 0.0022945 | 0.0020757 | 0.0024059 | 0.0023917 | 0.0030122 | 0.0032134
LO20Fast | NR | Lighting | Residential | Lighting | 0.012193 | 46.6733 | -22.0119 | <0 | Single Family | 2016 - LEDThree-Way1440 to 2600 lumensANY | 1.3203 | 0.020896 | 0.016619 | 0.016791 | 0.013694 | 0.01247 | 0.012813 | 0.010574 | 0.012062 | 0.013282 | 0.019384 | 0.019567 | 0.021481 | 0 | 0.010901 | 0.0083778 | 0.0078084 | 0.0076597 | 0.007442 | 0.0069596 | 0.0079395 | 0.0071825 | 0.0083249 | 0.0082761 | 0.010423 | 0.011119
LO20Fast | NR | Lighting | Residential | Lighting | 0.0050254 | 19.2363 | -15.06 | <0 | Multifamily - Low Rise | 2016 - LEDDecorative and Mini-Base250 to 664 lumensANY | 0.40301 | 0.0063783 | 0.005073 | 0.0051254 | 0.0041801 | 0.0038064 | 0.0039111 | 0.0032278 | 0.0036818 | 0.0040542 | 0.0059168 | 0.0059728 | 0.0065569 | 0 | 0.0033274 | 0.0025573 | 0.0023835 | 0.0023381 | 0.0022716 | 0.0021244 | 0.0024235 | 0.0021924 | 0.0025412 | 0.0025263 | 0.0031817 | 0.0033941
LO20Fast | NR | Lighting | Residential | Lighting | 0.003786 | 14.492 | -3.5287 | <0 | Multifamily - Low Rise | 2016 - LEDDecorative and Mini-Base665 to 1439 lumensANY | 0.083274 | 0.0013179 | 0.0010482 | 0.001059 | 0.00086373 | 0.0007865 | 0.00080815 | 0.00066696 | 0.00076076 | 0.00083772 | 0.0012226 | 0.0012341 | 0.0013549 | 0 | 0.00068754 | 0.00052841 | 0.0004925 | 0.00048312 | 0.00046939 | 0.00043896 | 0.00050077 | 0.00045302 | 0.00052507 | 0.000522 | 0.00065742 | 0.00070133
LO20Fast | NR | Lighting | Residential | Lighting | 0.001875 | 7.1769 | 355.2229 | >140 | Multifamily - Low Rise | 2016 - LEDDecorative and Mini-Base1440 to 2600 lumensANY | 0.00081022 | 1.2823e-05 | 1.0199e-05 | 1.0304e-05 | 8.4037e-06 | 7.6523e-06 | 7.8629e-06 | 6.4892e-06 | 7.4019e-06 | 8.1506e-06 | 1.1895e-05 | 1.2008e-05 | 1.3182e-05 | 0 | 6.6895e-06 | 5.1412e-06 | 4.7918e-06 | 4.7005e-06 | 4.5669e-06 | 4.2709e-06 | 4.8722e-06 | 4.4076e-06 | 5.1087e-06 | 5.0788e-06 | 6.3964e-06 | 6.8236e-06
LO20Fast | NR | Lighting | Residential | Lighting | 0.00047955 | 1.8356 | 45.3547 | 40-50 | Multifamily - Low Rise | 2016 - LEDGeneral Purpose and Dimmable250 to 664 lumensANY | 0.032114 | 0.00050825 | 0.00040424 | 0.00040841 | 0.00033309 | 0.00030331 | 0.00031166 | 0.00025721 | 0.00029338 | 0.00032306 | 0.00047148 | 0.00047594 | 0.00052249 | 0 | 0.00026515 | 0.00020378 | 0.00018993 | 0.00018631 | 0.00018102 | 0.00016928 | 0.00019312 | 0.0001747 | 0.00020249 | 0.0002013 | 0.00025353 | 0.00027046
LO20Fast | NR | Lighting | Residential | Lighting | 0.0018717 | 7.1646 | 56.6118 | 50-60 | Multifamily - Low Rise | 2016 - LEDGeneral Purpose and Dimmable665 to 1439 lumensANY | 0.9672 | 0.015307 | 0.012175 | 0.0123 | 0.010032 | 0.009135 | 0.0093864 | 0.0077465 | 0.0088361 | 0.0097299 | 0.0142 | 0.014334 | 0.015736 | 0 | 0.0079856 | 0.0061373 | 0.0057202 | 0.0056113 | 0.0054518 | 0.0050984 | 0.0058163 | 0.0052617 | 0.0060986 | 0.0060628 | 0.0076358 | 0.0081457
LO20Fast | NR | Lighting | Residential | Lighting | 0.0034972 | 13.3867 | 91.0637 | 90-100 | Multifamily - Low Rise | 2016 - LEDGeneral Purpose and Dimmable1440 to 2600 lumensANY | 0.18018 | 0.0028516 | 0.002268 | 0.0022914 | 0.0018688 | 0.0017017 | 0.0017486 | 0.0014431 | 0.001646 | 0.0018125 | 0.0026453 | 0.0026703 | 0.0029315 | 0 | 0.0014876 | 0.0011433 | 0.0010656 | 0.0010453 | 0.0010156 | 0.00094976 | 0.0010835 | 0.00098018 | 0.0011361 | 0.0011294 | 0.0014224 | 0.0015174
LO20Fast | NR | Lighting | Residential | Lighting | 0.0037449 | 14.3345 | -37.3971 | <0 | Multifamily - Low Rise | 2016 - LEDGlobe250 to 664 lumensANY | 0.1649 | 0.0026097 | 0.0020757 | 0.0020971 | 0.0017103 | 0.0015574 | 0.0016003 | 0.0013207 | 0.0015064 | 0.0016588 | 0.0024209 | 0.0024438 | 0.0026828 | 0 | 0.0013615 | 0.0010463 | 0.00097523 | 0.00095665 | 0.00092947 | 0.00086922 | 0.00099161 | 0.00089705 | 0.0010397 | 0.0010336 | 0.0013018 | 0.0013887
LO20Fast | NR | Lighting | Residential | Lighting | 0.0025791 | 9.8724 | -94.9967 | <0 | Multifamily - Low Rise | 2016 - LEDGlobe665 to 1439 lumensANY | 0.06925 | 0.001096 | 0.0008717 | 0.0008807 | 0.00071827 | 0.00065405 | 0.00067205 | 0.00055464 | 0.00063265 | 0.00069664 | 0.0010167 | 0.0010263 | 0.0011267 | 0 | 0.00057176 | 0.00043942 | 0.00040956 | 0.00040176 | 0.00039034 | 0.00036504 | 0.00041644 | 0.00037673 | 0.00043665 | 0.00043409 | 0.00054671 | 0.00058322
LO20Fast | NR | Lighting | Residential | Lighting | 0.0027904 | 10.6812 | -99.8783 | <0 | Multifamily - Low Rise | 2016 - LEDGlobe1440 to 2600 lumensANY | 0.0056456 | 8.935e-05 | 7.1065e-05 | 7.1798e-05 | 5.8556e-05 | 5.3321e-05 | 5.4788e-05 | 4.5216e-05 | 5.1576e-05 | 5.6793e-05 | 8.2885e-05 | 8.3669e-05 | 9.1852e-05 | 0 | 4.6612e-05 | 3.5824e-05 | 3.3389e-05 | 3.2753e-05 | 3.1822e-05 | 2.9759e-05 | 3.395e-05 | 3.0712e-05 | 3.5598e-05 | 3.5389e-05 | 4.457e-05 | 4.7546e-05
LO20Fast | NR | Lighting | Residential | Lighting | 0.0053229 | 20.3748 | -38.378 | <0 | Multifamily - Low Rise | 2016 - LEDReflectors and Outdoor250 to 664 lumensANY | 0.074552 | 0.0011799 | 0.00093844 | 0.00094812 | 0.00077326 | 0.00070412 | 0.0007235 | 0.0005971 | 0.00068108 | 0.00074998 | 0.0010945 | 0.0011049 | 0.0012129 | 0 | 0.00061553 | 0.00047307 | 0.00044091 | 0.00043251 | 0.00042022 | 0.00039298 | 0.00044832 | 0.00040557 | 0.00047008 | 0.00046732 | 0.00058856 | 0.00062787
LO20Fast | NR | Lighting | Residential | Lighting | 0.0040588 | 15.5362 | -47.7259 | <0 | Multifamily - Low Rise | 2016 - LEDReflectors and Outdoor665 to 1439 lumensANY | 0.57443 | 0.0090912 | 0.0072307 | 0.0073053 | 0.005958 | 0.0054253 | 0.0055746 | 0.0046007 | 0.0052478 | 0.0057786 | 0.0084334 | 0.0085132 | 0.0093458 | 0 | 0.0047427 | 0.003645 | 0.0033973 | 0.0033325 | 0.0032378 | 0.0030279 | 0.0034543 | 0.0031249 | 0.003622 | 0.0036007 | 0.0045349 | 0.0048378
LO20Fast | NR | Lighting | Residential | Lighting | 0.021729 | 83.1732 | -27.3345 | <0 | Multifamily - Low Rise | 2016 - LEDReflectors and Outdoor1440 to 2600 lumensANY | 0.25271 | 0.0039995 | 0.0031811 | 0.0032139 | 0.0026212 | 0.0023868 | 0.0024525 | 0.002024 | 0.0023087 | 0.0025422 | 0.0037101 | 0.0037453 | 0.0041116 | 0 | 0.0020865 | 0.0016036 | 0.0014946 | 0.0014661 | 0.0014244 | 0.0013321 | 0.0015197 | 0.0013748 | 0.0015934 | 0.0015841 | 0.0019951 | 0.0021283
LO20Fast | NR | Lighting | Residential | Lighting | 0.01265 | 48.4214 | -0.28395 | <0 | Multifamily - Low Rise | 2016 - LEDThree-Way250 to 664 lumensANY | 0.0023085 | 3.6536e-05 | 2.9059e-05 | 2.9359e-05 | 2.3945e-05 | 2.1804e-05 | 2.2404e-05 | 1.849e-05 | 2.109e-05 | 2.3223e-05 | 3.3893e-05 | 3.4213e-05 | 3.756e-05 | 0 | 1.906e-05 | 1.4649e-05 | 1.3653e-05 | 1.3393e-05 | 1.3012e-05 | 1.2169e-05 | 1.3882e-05 | 1.2559e-05 | 1.4556e-05 | 1.4471e-05 | 1.8225e-05 | 1.9442e-05
LO20Fast | NR | Lighting | Residential | Lighting | 0.013626 | 52.1577 | -8.9398 | <0 | Multifamily - Low Rise | 2016 - LEDThree-Way665 to 1439 lumensANY | 0.030694 | 0.00048578 | 0.00038637 | 0.00039035 | 0.00031836 | 0.0002899 | 0.00029788 | 0.00024583 | 0.00028041 | 0.00030878 | 0.00045063 | 0.0004549 | 0.00049939 | 0 | 0.00025342 | 0.00019477 | 0.00018153 | 0.00017807 | 0.00017301 | 0.0001618 | 0.00018458 | 0.00016698 | 0.00019354 | 0.0001924 | 0.00024232 | 0.0002585
LO20Fast | NR | Lighting | Residential | Lighting | 0.012193 | 46.6733 | -22.0119 | <0 | Multifamily - Low Rise | 2016 - LEDThree-Way1440 to 2600 lumensANY | 0.10621 | 0.0016809 | 0.0013369 | 0.0013507 | 0.0011016 | 0.0010031 | 0.0010307 | 0.00085066 | 0.00097031 | 0.0010685 | 0.0015593 | 0.0015741 | 0.001728 | 0 | 0.00087692 | 0.00067395 | 0.00062815 | 0.00061618 | 0.00059867 | 0.00055986 | 0.00063869 | 0.00057779 | 0.0006697 | 0.00066577 | 0.0008385 | 0.00089449
LO20Fast | NR | Lighting | Residential | Lighting | 0.0050254 | 19.2363 | -15.06 | <0 | Multifamily - High Rise | 2016 - LEDDecorative and Mini-Base250 to 664 lumensANY | 0.091885 | 0.0014542 | 0.0011566 | 0.0011686 | 0.00095305 | 0.00086784 | 0.00089172 | 0.00073593 | 0.00083944 | 0.00092435 | 0.001349 | 0.0013618 | 0.001495 | 0 | 0.00075865 | 0.00058305 | 0.00054343 | 0.00053308 | 0.00051793 | 0.00048435 | 0.00055255 | 0.00049986 | 0.00057937 | 0.00057598 | 0.00072541 | 0.00077385
LO20Fast | NR | Lighting | Residential | Lighting | 0.003786 | 14.492 | -3.5287 | <0 | Multifamily - High Rise | 2016 - LEDDecorative and Mini-Base665 to 1439 lumensANY | 0.018986 | 0.00030048 | 0.00023899 | 0.00024146 | 0.00019693 | 0.00017932 | 0.00018425 | 0.00015206 | 0.00017345 | 0.000191 | 0.00027874 | 0.00028138 | 0.0003089 | 0 | 0.00015676 | 0.00012048 | 0.00011229 | 0.00011015 | 0.00010702 | 0.00010008 | 0.00011417 | 0.00010329 | 0.00011972 | 0.00011901 | 0.00014989 | 0.0001599
LO20Fast | NR | Lighting | Residential | Lighting | 0.001875 | 7.1769 | 355.2229 | >140 | Multifamily - High Rise | 2016 - LEDDecorative and Mini-Base1440 to 2600 lumensANY | 0.00018473 | 2.9236e-06 | 2.3253e-06 | 2.3493e-06 | 1.916e-06 | 1.7447e-06 | 1.7927e-06 | 1.4795e-06 | 1.6876e-06 | 1.8583e-06 | 2.712e-06 | 2.7377e-06 | 3.0055e-06 | 0 | 1.5252e-06 | 1.1722e-06 | 1.0925e-06 | 1.0717e-06 | 1.0412e-06 | 9.7374e-07 | 1.1108e-06 | 1.0049e-06 | 1.1648e-06 | 1.1579e-06 | 1.4584e-06 | 1.5557e-06
LO20Fast | NR | Lighting | Residential | Lighting | 0.00047955 | 1.8356 | 45.3547 | 40-50 | Multifamily - High Rise | 2016 - LEDGeneral Purpose and Dimmable250 to 664 lumensANY | 0.0073219 | 0.00011588 | 9.2165e-05 | 9.3116e-05 | 7.5943e-05 | 6.9153e-05 | 7.1056e-05 | 5.8642e-05 | 6.689e-05 | 7.3656e-05 | 0.00010749 | 0.00010851 | 0.00011913 | 0 | 6.0452e-05 | 4.646e-05 | 4.3303e-05 | 4.2478e-05 | 4.1271e-05 | 3.8595e-05 | 4.403e-05 | 3.9832e-05 | 4.6167e-05 | 4.5897e-05 | 5.7804e-05 | 6.1664e-05
LO20Fast | NR | Lighting | Residential | Lighting | 0.0018717 | 7.1646 | 56.6118 | 50-60 | Multifamily - High Rise | 2016 - LEDGeneral Purpose and Dimmable665 to 1439 lumensANY | 0.22052 | 0.00349 | 0.0027758 | 0.0028045 | 0.0022873 | 0.0020827 | 0.0021401 | 0.0017662 | 0.0020146 | 0.0022184 | 0.0032375 | 0.0032682 | 0.0035878 | 0 | 0.0018207 | 0.0013993 | 0.0013042 | 0.0012793 | 0.001243 | 0.0011624 | 0.0013261 | 0.0011996 | 0.0013905 | 0.0013823 | 0.0017409 | 0.0018572
LO20Fast | NR | Lighting | Residential | Lighting | 0.0034972 | 13.3867 | 91.0637 | 90-100 | Multifamily - High Rise | 2016 - LEDGeneral Purpose and Dimmable1440 to 2600 lumensANY | 0.04108 | 0.00065015 | 0.0005171 | 0.00052244 | 0.00042609 | 0.00038799 | 0.00039867 | 0.00032902 | 0.00037529 | 0.00041325 | 0.00060311 | 0.00060882 | 0.00066836 | 0 | 0.00033917 | 0.00026067 | 0.00024295 | 0.00023833 | 0.00023155 | 0.00021654 | 0.00024703 | 0.00022348 | 0.00025903 | 0.00025751 | 0.00032431 | 0.00034597
LO20Fast | NR | Lighting | Residential | Lighting | 0.0037449 | 14.3345 | -37.3971 | <0 | Multifamily - High Rise | 2016 - LEDGlobe250 to 664 lumensANY | 0.037596 | 0.00059501 | 0.00047325 | 0.00047813 | 0.00038995 | 0.00035508 | 0.00036486 | 0.00030111 | 0.00034346 | 0.00037821 | 0.00055196 | 0.00055718 | 0.00061168 | 0 | 0.00031041 | 0.00023856 | 0.00022235 | 0.00021811 | 0.00021192 | 0.00019818 | 0.00022608 | 0.00020452 | 0.00023706 | 0.00023567 | 0.00029681 | 0.00031663
LO20Fast | NR | Lighting | Residential | Lighting | 0.0025791 | 9.8724 | -94.9967 | <0 | Multifamily - High Rise | 2016 - LEDGlobe665 to 1439 lumensANY | 0.015789 | 0.00024988 | 0.00019874 | 0.0002008 | 0.00016376 | 0.00014912 | 0.00015323 | 0.00012646 | 0.00014424 | 0.00015883 | 0.0002318 | 0.000234 | 0.00025688 | 0 | 0.00013036 | 0.00010019 | 9.3378e-05 | 9.1599e-05 | 8.8996e-05 | 8.3227e-05 | 9.4946e-05 | 8.5892e-05 | 9.9555e-05 | 9.8971e-05 | 0.00012465 | 0.00013297
LO20Fast | NR | Lighting | Residential | Lighting | 0.0027904 | 10.6812 | -99.8783 | <0 | Multifamily - High Rise | 2016 - LEDGlobe1440 to 2600 lumensANY | 0.0012872 | 2.0371e-05 | 1.6202e-05 | 1.637e-05 | 1.3351e-05 | 1.2157e-05 | 1.2492e-05 | 1.0309e-05 | 1.1759e-05 | 1.2949e-05 | 1.8897e-05 | 1.9076e-05 | 2.0942e-05 | 0 | 1.0627e-05 | 8.1677e-06 | 7.6125e-06 | 7.4675e-06 | 7.2553e-06 | 6.785e-06 | 7.7404e-06 | 7.0023e-06 | 8.1161e-06 | 8.0685e-06 | 1.0162e-05 | 1.084e-05
LO20Fast | NR | Lighting | Residential | Lighting | 0.0053229 | 20.3748 | -38.378 | <0 | Multifamily - High Rise | 2016 - LEDReflectors and Outdoor250 to 664 lumensANY | 0.016998 | 0.00026901 | 0.00021396 | 0.00021617 | 0.0001763 | 0.00016054 | 0.00016496 | 0.00013614 | 0.00015528 | 0.00017099 | 0.00024955 | 0.00025191 | 0.00027655 | 0 | 0.00014034 | 0.00010786 | 0.00010053 | 9.8612e-05 | 9.5809e-05 | 8.9599e-05 | 0.00010221 | 9.2468e-05 | 0.00010718 | 0.00010655 | 0.00013419 | 0.00014315
LO20Fast | NR | Lighting | Residential | Lighting | 0.0040588 | 15.5362 | -47.7259 | <0 | Multifamily - High Rise | 2016 - LEDReflectors and Outdoor665 to 1439 lumensANY | 0.13097 | 0.0020728 | 0.0016486 | 0.0016656 | 0.0013584 | 0.001237 | 0.001271 | 0.0010489 | 0.0011965 | 0.0013175 | 0.0019228 | 0.001941 | 0.0021308 | 0 | 0.0010813 | 0.00083104 | 0.00077456 | 0.00075981 | 0.00073822 | 0.00069036 | 0.00078757 | 0.00071247 | 0.0008258 | 0.00082096 | 0.0010339 | 0.001103
LO20Fast | NR | Lighting | Residential | Lighting | 0.021729 | 83.1732 | -27.3345 | <0 | Multifamily - High Rise | 2016 - LEDReflectors and Outdoor1440 to 2600 lumensANY | 0.057617 | 0.00091188 | 0.00072527 | 0.00073275 | 0.00059761 | 0.00054418 | 0.00055916 | 0.00046147 | 0.00052637 | 0.00057962 | 0.0008459 | 0.00085391 | 0.00093742 | 0 | 0.00047571 | 0.00036561 | 0.00034076 | 0.00033427 | 0.00032477 | 0.00030372 | 0.00034648 | 0.00031344 | 0.0003633 | 0.00036117 | 0.00045487 | 0.00048525
LO20Fast | NR | Lighting | Residential | Lighting | 0.01265 | 48.4214 | -0.28395 | <0 | Multifamily - High Rise | 2016 - LEDThree-Way250 to 664 lumensANY | 0.00052634 | 8.3301e-06 | 6.6254e-06 | 6.6938e-06 | 5.4593e-06 | 4.9712e-06 | 5.108e-06 | 4.2156e-06 | 4.8085e-06 | 5.2949e-06 | 7.7274e-06 | 7.8006e-06 | 8.5635e-06 | 0 | 4.3457e-06 | 3.3399e-06 | 3.1129e-06 | 3.0536e-06 | 2.9668e-06 | 2.7745e-06 | 3.1651e-06 | 2.8633e-06 | 3.3188e-06 | 3.2993e-06 | 4.1553e-06 | 4.4328e-06
LO20Fast | NR | Lighting | Residential | Lighting | 0.013626 | 52.1577 | -8.9398 | <0 | Multifamily - High Rise | 2016 - LEDThree-Way665 to 1439 lumensANY | 0.0069981 | 0.00011076 | 8.8091e-05 | 8.9e-05 | 7.2586e-05 | 6.6096e-05 | 6.7915e-05 | 5.6049e-05 | 6.3933e-05 | 7.04e-05 | 0.00010274 | 0.00010372 | 0.00011386 | 0 | 5.778e-05 | 4.4406e-05 | 4.1388e-05 | 4.06e-05 | 3.9446e-05 | 3.6889e-05 | 4.2083e-05 | 3.807e-05 | 4.4126e-05 | 4.3867e-05 | 5.5248e-05 | 5.8938e-05
LO20Fast | NR | Lighting | Residential | Lighting | 0.012193 | 46.6733 | -22.0119 | <0 | Multifamily - High Rise | 2016 - LEDThree-Way1440 to 2600 lumensANY | 0.024216 | 0.00038325 | 0.00030482 | 0.00030796 | 0.00025117 | 0.00022871 | 0.000235 | 0.00019395 | 0.00022123 | 0.0002436 | 0.00035552 | 0.00035888 | 0.00039398 | 0 | 0.00019993 | 0.00015366 | 0.00014322 | 0.00014049 | 0.00013649 | 0.00012765 | 0.00014562 | 0.00013173 | 0.00015269 | 0.00015179 | 0.00019117 | 0.00020394
LO20Fast | NR | Lighting | Residential | Lighting | 0.0050254 | 19.2363 | -15.06 | <0 | Manufactured | 2016 - LEDDecorative and Mini-Base250 to 664 lumensANY | 0.37332 | 0.0059084 | 0.0046993 | 0.0047478 | 0.0038722 | 0.003526 | 0.003623 | 0.00299 | 0.0034106 | 0.0037556 | 0.0054809 | 0.0055328 | 0.0060739 | 0 | 0.0030823 | 0.0023689 | 0.0022079 | 0.0021658 | 0.0021043 | 0.0019679 | 0.002245 | 0.0020309 | 0.002354 | 0.0023402 | 0.0029473 | 0.0031441
LO20Fast | NR | Lighting | Residential | Lighting | 0.003786 | 14.492 | -3.5287 | <0 | Manufactured | 2016 - LEDDecorative and Mini-Base665 to 1439 lumensANY | 0.077139 | 0.0012208 | 0.00097101 | 0.00098103 | 0.0008001 | 0.00072856 | 0.00074861 | 0.00061782 | 0.00070472 | 0.000776 | 0.0011325 | 0.0011432 | 0.001255 | 0 | 0.00063689 | 0.00048948 | 0.00045622 | 0.00044753 | 0.00043481 | 0.00040662 | 0.00046388 | 0.00041964 | 0.00048639 | 0.00048354 | 0.00060899 | 0.00064966
LO20Fast | NR | Lighting | Residential | Lighting | 0.001875 | 7.1769 | 355.2229 | >140 | Manufactured | 2016 - LEDDecorative and Mini-Base1440 to 2600 lumensANY | 0.00075053 | 1.1878e-05 | 9.4474e-06 | 9.5449e-06 | 7.7846e-06 | 7.0886e-06 | 7.2837e-06 | 6.0111e-06 | 6.8566e-06 | 7.5502e-06 | 1.1019e-05 | 1.1123e-05 | 1.2211e-05 | 0 | 6.1967e-06 | 4.7624e-06 | 4.4388e-06 | 4.3542e-06 | 4.2305e-06 | 3.9562e-06 | 4.5133e-06 | 4.0829e-06 | 4.7324e-06 | 4.7046e-06 | 5.9252e-06 | 6.3209e-06
LO20Fast | NR | Lighting | Residential | Lighting | 0.00047955 | 1.8356 | 45.3547 | 40-50 | Manufactured | 2016 - LEDGeneral Purpose and Dimmable250 to 664 lumensANY | 0.029748 | 0.00047081 | 0.00037446 | 0.00037832 | 0.00030855 | 0.00028096 | 0.0002887 | 0.00023826 | 0.00027177 | 0.00029926 | 0.00043674 | 0.00044088 | 0.000484 | 0 | 0.00024561 | 0.00018877 | 0.00017594 | 0.00017258 | 0.00016768 | 0.00015681 | 0.00017889 | 0.00016183 | 0.00018757 | 0.00018647 | 0.00023485 | 0.00025054
LO20Fast | NR | Lighting | Residential | Lighting | 0.0018717 | 7.1646 | 56.6118 | 50-60 | Manufactured | 2016 - LEDGeneral Purpose and Dimmable665 to 1439 lumensANY | 0.89595 | 0.01418 | 0.011278 | 0.011394 | 0.0092929 | 0.0084621 | 0.0086949 | 0.0071759 | 0.0081852 | 0.0090131 | 0.013154 | 0.013278 | 0.014577 | 0 | 0.0073974 | 0.0056852 | 0.0052988 | 0.0051979 | 0.0050502 | 0.0047228 | 0.0053878 | 0.0048741 | 0.0056493 | 0.0056162 | 0.0070733 | 0.0075456
LO20Fast | NR | Lighting | Residential | Lighting | 0.0034972 | 13.3867 | 91.0637 | 90-100 | Manufactured | 2016 - LEDGeneral Purpose and Dimmable1440 to 2600 lumensANY | 0.1669 | 0.0026415 | 0.0021009 | 0.0021226 | 0.0017312 | 0.0015764 | 0.0016198 | 0.0013368 | 0.0015248 | 0.001679 | 0.0024504 | 0.0024736 | 0.0027155 | 0 | 0.001378 | 0.0010591 | 0.0009871 | 0.0009683 | 0.00094078 | 0.0008798 | 0.0010037 | 0.00090798 | 0.0010524 | 0.0010462 | 0.0013177 | 0.0014057
LO20Fast | NR | Lighting | Residential | Lighting | 0.0037449 | 14.3345 | -37.3971 | <0 | Manufactured | 2016 - LEDGlobe250 to 664 lumensANY | 0.15275 | 0.0024175 | 0.0019228 | 0.0019426 | 0.0015843 | 0.0014427 | 0.0014824 | 0.0012234 | 0.0013955 | 0.0015366 | 0.0022426 | 0.0022638 | 0.0024852 | 0 | 0.0012612 | 0.00096926 | 0.00090339 | 0.00088618 | 0.000861 | 0.00080518 | 0.00091856 | 0.00083097 | 0.00096315 | 0.0009575 | 0.0012059 | 0.0012864
LO20Fast | NR | Lighting | Residential | Lighting | 0.0025791 | 9.8724 | -94.9967 | <0 | Manufactured | 2016 - LEDGlobe665 to 1439 lumensANY | 0.064149 | 0.0010153 | 0.00080748 | 0.00081582 | 0.00066536 | 0.00060587 | 0.00062254 | 0.00051378 | 0.00058604 | 0.00064532 | 0.00094179 | 0.00095071 | 0.0010437 | 0 | 0.00052964 | 0.00040705 | 0.00037939 | 0.00037216 | 0.00036158 | 0.00033814 | 0.00038576 | 0.00034897 | 0.00040448 | 0.00040211 | 0.00050643 | 0.00054026
LO20Fast | NR | Lighting | Residential | Lighting | 0.0027904 | 10.6812 | -99.8783 | <0 | Manufactured | 2016 - LEDGlobe1440 to 2600 lumensANY | 0.0052297 | 8.2767e-05 | 6.583e-05 | 6.6509e-05 | 5.4243e-05 | 4.9393e-05 | 5.0752e-05 | 4.1885e-05 | 4.7777e-05 | 5.2609e-05 | 7.6779e-05 | 7.7506e-05 | 8.5086e-05 | 0 | 4.3178e-05 | 3.3185e-05 | 3.0929e-05 | 3.034e-05 | 2.9478e-05 | 2.7567e-05 | 3.1449e-05 | 2.845e-05 | 3.2975e-05 | 3.2782e-05 | 4.1287e-05 | 4.4044e-05
LO20Fast | NR | Lighting | Residential | Lighting | 0.0053229 | 20.3748 | -38.378 | <0 | Manufactured | 2016 - LEDReflectors and Outdoor250 to 664 lumensANY | 0.06906 | 0.001093 | 0.0008693 | 0.00087827 | 0.0007163 | 0.00065225 | 0.0006702 | 0.00055311 | 0.00063091 | 0.00069473 | 0.0010139 | 0.0010235 | 0.0011236 | 0 | 0.00057019 | 0.00043822 | 0.00040843 | 0.00040065 | 0.00038927 | 0.00036403 | 0.00041529 | 0.00037569 | 0.00043545 | 0.0004329 | 0.0005452 | 0.00058162
LO20Fast | NR | Lighting | Residential | Lighting | 0.0040588 | 15.5362 | -47.7259 | <0 | Manufactured | 2016 - LEDReflectors and Outdoor665 to 1439 lumensANY | 0.53211 | 0.0084214 | 0.006698 | 0.0067671 | 0.0055191 | 0.0050256 | 0.005164 | 0.0042618 | 0.0048612 | 0.0053529 | 0.0078121 | 0.007886 | 0.0086573 | 0 | 0.0043933 | 0.0033765 | 0.003147 | 0.003087 | 0.0029993 | 0.0028049 | 0.0031998 | 0.0028947 | 0.0033552 | 0.0033355 | 0.0042008 | 0.0044814
LO20Fast | NR | Lighting | Residential | Lighting | 0.021729 | 83.1732 | -27.3345 | <0 | Manufactured | 2016 - LEDReflectors and Outdoor1440 to 2600 lumensANY | 0.23409 | 0.0037049 | 0.0029467 | 0.0029771 | 0.0024281 | 0.002211 | 0.0022718 | 0.0018749 | 0.0021386 | 0.0023549 | 0.0034368 | 0.0034694 | 0.0038087 | 0 | 0.0019328 | 0.0014854 | 0.0013845 | 0.0013581 | 0.0013195 | 0.001234 | 0.0014077 | 0.0012735 | 0.0014761 | 0.0014674 | 0.0018481 | 0.0019715
LO20Fast | NR | Lighting | Residential | Lighting | 0.01265 | 48.4214 | -0.28395 | <0 | Manufactured | 2016 - LEDThree-Way250 to 664 lumensANY | 0.0021385 | 3.3845e-05 | 2.6919e-05 | 2.7196e-05 | 2.2181e-05 | 2.0197e-05 | 2.0753e-05 | 1.7128e-05 | 1.9537e-05 | 2.1513e-05 | 3.1396e-05 | 3.1693e-05 | 3.4793e-05 | 0 | 1.7656e-05 | 1.357e-05 | 1.2647e-05 | 1.2406e-05 | 1.2054e-05 | 1.1273e-05 | 1.286e-05 | 1.1634e-05 | 1.3484e-05 | 1.3405e-05 | 1.6883e-05 | 1.801e-05
LO20Fast | NR | Lighting | Residential | Lighting | 0.013626 | 52.1577 | -8.9398 | <0 | Manufactured | 2016 - LEDThree-Way665 to 1439 lumensANY | 0.028433 | 0.00044999 | 0.00035791 | 0.0003616 | 0.00029491 | 0.00026854 | 0.00027593 | 0.00022772 | 0.00025975 | 0.00028603 | 0.00041743 | 0.00042139 | 0.0004626 | 0 | 0.00023475 | 0.00018042 | 0.00016816 | 0.00016495 | 0.00016027 | 0.00014988 | 0.00017098 | 0.00015468 | 0.00017928 | 0.00017823 | 0.00022447 | 0.00023946
LO20Fast | NR | Lighting | Residential | Lighting | 0.012193 | 46.6733 | -22.0119 | <0 | Manufactured | 2016 - LEDThree-Way1440 to 2600 lumensANY | 0.098386 | 0.0015571 | 0.0012385 | 0.0012512 | 0.0010205 | 0.00092923 | 0.00095481 | 0.00078799 | 0.00089883 | 0.00098974 | 0.0014444 | 0.0014581 | 0.0016007 | 0 | 0.00081232 | 0.0006243 | 0.00058187 | 0.00057079 | 0.00055457 | 0.00051862 | 0.00059164 | 0.00053523 | 0.00062036 | 0.00061673 | 0.00077673 | 0.0008286
LO20Fast | NR | Lighting | Residential | Lighting | 0.0052592 | 20.131 | -21.2628 | <0 | Single Family | 2017 - LEDDecorative and Mini-Base250 to 664 lumensANY | 43.59 | 3.1188 | 2.4806 | 2.5062 | 2.044 | 1.8612 | 1.9124 | 1.5783 | 1.8003 | 1.9824 | 2.8931 | 2.9205 | 3.2062 | 0 | 1.627 | 1.2505 | 1.1655 | 1.1433 | 1.1108 | 1.0388 | 1.185 | 1.072 | 1.2426 | 1.2353 | 1.5557 | 1.6596
LO20Fast | NR | Lighting | Residential | Lighting | 0.0039621 | 15.1661 | -19.793 | <0 | Single Family | 2017 - LEDDecorative and Mini-Base665 to 1439 lumensANY | 9.0069 | 0.64443 | 0.51255 | 0.51784 | 0.42234 | 0.38458 | 0.39516 | 0.32612 | 0.37199 | 0.40962 | 0.59781 | 0.60347 | 0.66249 | 0 | 0.33619 | 0.25838 | 0.24082 | 0.23623 | 0.22952 | 0.21464 | 0.24486 | 0.22151 | 0.25675 | 0.25524 | 0.32146 | 0.34293
LO20Fast | NR | Lighting | Residential | Lighting | 0.0019622 | 7.5107 | 253.6686 | >140 | Single Family | 2017 - LEDDecorative and Mini-Base1440 to 2600 lumensANY | 0.087633 | 0.0062701 | 0.0049869 | 0.0050384 | 0.0041092 | 0.0037418 | 0.0038447 | 0.003173 | 0.0036193 | 0.0039854 | 0.0058164 | 0.0058714 | 0.0064457 | 0 | 0.003271 | 0.0025139 | 0.002343 | 0.0022984 | 0.0022331 | 0.0020883 | 0.0023824 | 0.0021552 | 0.002498 | 0.0024834 | 0.0031277 | 0.0033365
LO20Fast | NR | Lighting | Residential | Lighting | 0.00050186 | 1.921 | 19.8793 | 10-20 | Single Family | 2017 - LEDGeneral Purpose and Dimmable250 to 664 lumensANY | 3.4735 | 0.24852 | 0.19766 | 0.1997 | 0.16287 | 0.14831 | 0.15239 | 0.12577 | 0.14346 | 0.15797 | 0.23054 | 0.23272 | 0.25548 | 0 | 0.12965 | 0.099642 | 0.092869 | 0.0911 | 0.088511 | 0.082774 | 0.094429 | 0.085425 | 0.099013 | 0.098432 | 0.12397 | 0.13225
LO20Fast | NR | Lighting | Residential | Lighting | 0.0019588 | 7.4978 | 38.0475 | 30-40 | Single Family | 2017 - LEDGeneral Purpose and Dimmable665 to 1439 lumensANY | 104.6131 | 7.4849 | 5.9532 | 6.0146 | 4.9054 | 4.4668 | 4.5897 | 3.7878 | 4.3206 | 4.7576 | 6.9434 | 7.0091 | 7.6946 | 0 | 3.9048 | 3.001 | 2.797 | 2.7438 | 2.6658 | 2.493 | 2.844 | 2.5728 | 2.9821 | 2.9646 | 3.7337 | 3.983
LO20Fast | NR | Lighting | Residential | Lighting | 0.0036599 | 14.0093 | 64.3728 | 60-70 | Single Family | 2017 - LEDGeneral Purpose and Dimmable1440 to 2600 lumensANY | 19.4881 | 1.3943 | 1.109 | 1.1204 | 0.91381 | 0.8321 | 0.855 | 0.70563 | 0.80487 | 0.88629 | 1.2935 | 1.3057 | 1.4334 | 0 | 0.72741 | 0.55905 | 0.52105 | 0.51113 | 0.4966 | 0.46441 | 0.5298 | 0.47928 | 0.55552 | 0.55226 | 0.69554 | 0.74199
LO20Fast | NR | Lighting | Residential | Lighting | 0.003919 | 15.0012 | -40.7232 | <0 | Single Family | 2017 - LEDGlobe250 to 664 lumensANY | 17.8353 | 1.2761 | 1.0149 | 1.0254 | 0.83631 | 0.76153 | 0.78249 | 0.64578 | 0.73661 | 0.81112 | 1.1838 | 1.195 | 1.3118 | 0 | 0.66572 | 0.51163 | 0.47686 | 0.46778 | 0.45448 | 0.42502 | 0.48487 | 0.43863 | 0.50841 | 0.50542 | 0.63655 | 0.67906
LO20Fast | NR | Lighting | Residential | Lighting | 0.0026991 | 10.3316 | -97.4833 | <0 | Single Family | 2017 - LEDGlobe665 to 1439 lumensANY | 7.4901 | 0.53591 | 0.42624 | 0.43064 | 0.35122 | 0.31981 | 0.32862 | 0.2712 | 0.30935 | 0.34064 | 0.49713 | 0.50184 | 0.55092 | 0 | 0.27957 | 0.21487 | 0.20026 | 0.19645 | 0.19087 | 0.17849 | 0.20363 | 0.18421 | 0.21351 | 0.21226 | 0.26733 | 0.28518
LO20Fast | NR | Lighting | Residential | Lighting | 0.0029202 | 11.178 | -118.6674 | <0 | Single Family | 2017 - LEDGlobe1440 to 2600 lumensANY | 0.61063 | 0.04369 | 0.034749 | 0.035107 | 0.028633 | 0.026073 | 0.02679 | 0.02211 | 0.025219 | 0.02777 | 0.040528 | 0.040912 | 0.044913 | 0 | 0.022792 | 0.017517 | 0.016326 | 0.016015 | 0.01556 | 0.014551 | 0.0166 | 0.015018 | 0.017406 | 0.017304 | 0.021793 | 0.023249
LO20Fast | NR | Lighting | Residential | Lighting | 0.0055705 | 21.3225 | -49.2564 | <0 | Single Family | 2017 - LEDReflectors and Outdoor250 to 664 lumensANY | 8.0636 | 0.57694 | 0.45887 | 0.4636 | 0.3781 | 0.3443 | 0.35377 | 0.29197 | 0.33303 | 0.36672 | 0.53519 | 0.54026 | 0.5931 | 0 | 0.30098 | 0.23132 | 0.21559 | 0.21149 | 0.20548 | 0.19216 | 0.21921 | 0.19831 | 0.22986 | 0.22851 | 0.28779 | 0.30701
LO20Fast | NR | Lighting | Residential | Lighting | 0.0042476 | 16.2588 | -57.5585 | <0 | Single Family | 2017 - LEDReflectors and Outdoor665 to 1439 lumensANY | 62.1301 | 4.4453 | 3.5356 | 3.5721 | 2.9133 | 2.6528 | 2.7258 | 2.2496 | 2.566 | 2.8256 | 4.1237 | 4.1627 | 4.5698 | 0 | 2.3191 | 1.7823 | 1.6612 | 1.6295 | 1.5832 | 1.4806 | 1.6891 | 1.528 | 1.7711 | 1.7607 | 2.2174 | 2.3655
LO20Fast | NR | Lighting | Residential | Lighting | 0.02274 | 87.0418 | -31.3422 | <0 | Single Family | 2017 - LEDReflectors and Outdoor1440 to 2600 lumensANY | 27.3333 | 1.9557 | 1.5554 | 1.5715 | 1.2817 | 1.1671 | 1.1992 | 0.98969 | 1.1289 | 1.2431 | 1.8142 | 1.8313 | 2.0104 | 0 | 1.0202 | 0.7841 | 0.73081 | 0.71689 | 0.69652 | 0.65136 | 0.74308 | 0.67223 | 0.77915 | 0.77458 | 0.97554 | 1.0407
LO20Fast | NR | Lighting | Residential | Lighting | 0.013238 | 50.6736 | -6.4267 | <0 | Single Family | 2017 - LEDThree-Way250 to 664 lumensANY | 0.24969 | 0.017865 | 0.014209 | 0.014356 | 0.011708 | 0.010661 | 0.010955 | 0.0090409 | 0.010313 | 0.011356 | 0.016573 | 0.016729 | 0.018366 | 0 | 0.00932 | 0.0071629 | 0.006676 | 0.0065489 | 0.0063628 | 0.0059503 | 0.0067881 | 0.0061409 | 0.0071176 | 0.0070759 | 0.0089116 | 0.0095068
LO20Fast | NR | Lighting | Residential | Lighting | 0.01426 | 54.5836 | -12.3343 | <0 | Single Family | 2017 - LEDThree-Way665 to 1439 lumensANY | 3.3199 | 0.23753 | 0.18892 | 0.19087 | 0.15567 | 0.14175 | 0.14565 | 0.12021 | 0.13711 | 0.15098 | 0.22035 | 0.22243 | 0.24419 | 0 | 0.12392 | 0.095236 | 0.088764 | 0.087073 | 0.084598 | 0.079114 | 0.090254 | 0.081648 | 0.094635 | 0.09408 | 0.11849 | 0.1264
LO20Fast | NR | Lighting | Residential | Lighting | 0.01276 | 48.8441 | -29.9932 | <0 | Single Family | 2017 - LEDThree-Way1440 to 2600 lumensANY | 11.4878 | 0.82194 | 0.65373 | 0.66048 | 0.53867 | 0.4905 | 0.504 | 0.41595 | 0.47445 | 0.52244 | 0.76246 | 0.76968 | 0.84496 | 0 | 0.42879 | 0.32954 | 0.30715 | 0.3013 | 0.29273 | 0.27376 | 0.3123 | 0.28253 | 0.32746 | 0.32554 | 0.41 | 0.43738
LO20Fast | NR | Lighting | Residential | Lighting | 0.0052592 | 20.131 | -21.2628 | <0 | Multifamily - Low Rise | 2017 - LEDDecorative and Mini-Base250 to 664 lumensANY | 3.6371 | 0.26023 | 0.20697 | 0.20911 | 0.17054 | 0.1553 | 0.15957 | 0.13169 | 0.15021 | 0.16541 | 0.2414 | 0.24368 | 0.26752 | 0 | 0.13576 | 0.10434 | 0.097244 | 0.095392 | 0.092681 | 0.086673 | 0.098877 | 0.089449 | 0.10368 | 0.10307 | 0.12981 | 0.13848
LO20Fast | NR | Lighting | Residential | Lighting | 0.0039621 | 15.1661 | -19.793 | <0 | Multifamily - Low Rise | 2017 - LEDDecorative and Mini-Base665 to 1439 lumensANY | 0.75152 | 0.053771 | 0.042767 | 0.043208 | 0.035239 | 0.032089 | 0.032972 | 0.027211 | 0.031038 | 0.034178 | 0.04988 | 0.050352 | 0.055277 | 0 | 0.028051 | 0.021559 | 0.020093 | 0.019711 | 0.019151 | 0.017909 | 0.020431 | 0.018483 | 0.021423 | 0.021297 | 0.026822 | 0.028613
LO20Fast | NR | Lighting | Residential | Lighting | 0.0019622 | 7.5107 | 253.6686 | >140 | Multifamily - Low Rise | 2017 - LEDDecorative and Mini-Base1440 to 2600 lumensANY | 0.007312 | 0.00052316 | 0.0004161 | 0.00042039 | 0.00034286 | 0.00031221 | 0.0003208 | 0.00026475 | 0.00030199 | 0.00033254 | 0.00048531 | 0.0004899 | 0.00053782 | 0 | 0.00027292 | 0.00020976 | 0.0001955 | 0.00019178 | 0.00018633 | 0.00017425 | 0.00019878 | 0.00017983 | 0.00020843 | 0.00020721 | 0.00026097 | 0.0002784
LO20Fast | NR | Lighting | Residential | Lighting | 0.00050186 | 1.921 | 19.8793 | 10-20 | Multifamily - Low Rise | 2017 - LEDGeneral Purpose and Dimmable250 to 664 lumensANY | 0.28982 | 0.020736 | 0.016493 | 0.016663 | 0.01359 | 0.012375 | 0.012715 | 0.010494 | 0.01197 | 0.013181 | 0.019236 | 0.019418 | 0.021317 | 0 | 0.010818 | 0.0083139 | 0.0077489 | 0.0076013 | 0.0073852 | 0.0069065 | 0.007879 | 0.0071277 | 0.0082614 | 0.008213 | 0.010344 | 0.011035
LO20Fast | NR | Lighting | Residential | Lighting | 0.0019588 | 7.4978 | 38.0475 | 30-40 | Multifamily - Low Rise | 2017 - LEDGeneral Purpose and Dimmable665 to 1439 lumensANY | 8.7287 | 0.62453 | 0.49672 | 0.50185 | 0.40929 | 0.3727 | 0.38296 | 0.31605 | 0.3605 | 0.39697 | 0.57934 | 0.58483 | 0.64202 | 0 | 0.32581 | 0.2504 | 0.23338 | 0.22893 | 0.22243 | 0.20801 | 0.2373 | 0.21467 | 0.24882 | 0.24736 | 0.31153 | 0.33234
LO20Fast | NR | Lighting | Residential | Lighting | 0.0036599 | 14.0093 | 64.3728 | 60-70 | Multifamily - Low Rise | 2017 - LEDGeneral Purpose and Dimmable1440 to 2600 lumensANY | 1.6261 | 0.11634 | 0.092533 | 0.093488 | 0.076246 | 0.069429 | 0.07134 | 0.058876 | 0.067157 | 0.07395 | 0.10792 | 0.10895 | 0.1196 | 0 | 0.060694 | 0.046646 | 0.043476 | 0.042648 | 0.041436 | 0.03875 | 0.044206 | 0.039991 | 0.046352 | 0.04608 | 0.058034 | 0.06191
LO20Fast | NR | Lighting | Residential | Lighting | 0.003919 | 15.0012 | -40.7232 | <0 | Multifamily - Low Rise | 2017 - LEDGlobe250 to 664 lumensANY | 1.4881 | 0.10648 | 0.084686 | 0.085559 | 0.06978 | 0.063541 | 0.06529 | 0.053883 | 0.061462 | 0.067679 | 0.098771 | 0.099706 | 0.10946 | 0 | 0.055546 | 0.04269 | 0.039789 | 0.039031 | 0.037921 | 0.035463 | 0.040457 | 0.036599 | 0.04242 | 0.042172 | 0.053113 | 0.05666
LO20Fast | NR | Lighting | Residential | Lighting | 0.0026991 | 10.3316 | -97.4833 | <0 | Multifamily - Low Rise | 2017 - LEDGlobe665 to 1439 lumensANY | 0.62496 | 0.044715 | 0.035565 | 0.035932 | 0.029305 | 0.026685 | 0.027419 | 0.022629 | 0.025811 | 0.028422 | 0.04148 | 0.041873 | 0.045968 | 0 | 0.023327 | 0.017928 | 0.01671 | 0.016391 | 0.015925 | 0.014893 | 0.01699 | 0.01537 | 0.017815 | 0.01771 | 0.022305 | 0.023795
LO20Fast | NR | Lighting | Residential | Lighting | 0.0029202 | 11.178 | -118.6674 | <0 | Multifamily - Low Rise | 2017 - LEDGlobe1440 to 2600 lumensANY | 0.05095 | 0.0036454 | 0.0028994 | 0.0029293 | 0.0023891 | 0.0021754 | 0.0022353 | 0.0018448 | 0.0021043 | 0.0023171 | 0.0033816 | 0.0034136 | 0.0037475 | 0 | 0.0019017 | 0.0014616 | 0.0013622 | 0.0013363 | 0.0012983 | 0.0012142 | 0.0013851 | 0.001253 | 0.0014523 | 0.0014438 | 0.0018184 | 0.0019399
LO20Fast | NR | Lighting | Residential | Lighting | 0.0055705 | 21.3225 | -49.2564 | <0 | Multifamily - Low Rise | 2017 - LEDReflectors and Outdoor250 to 664 lumensANY | 0.67281 | 0.048139 | 0.038287 | 0.038682 | 0.031548 | 0.028728 | 0.029518 | 0.024361 | 0.027788 | 0.030598 | 0.044656 | 0.045078 | 0.049487 | 0 | 0.025113 | 0.019301 | 0.017989 | 0.017646 | 0.017145 | 0.016033 | 0.018291 | 0.016547 | 0.019179 | 0.019066 | 0.024013 | 0.025616
LO20Fast | NR | Lighting | Residential | Lighting | 0.0042476 | 16.2588 | -57.5585 | <0 | Multifamily - Low Rise | 2017 - LEDReflectors and Outdoor665 to 1439 lumensANY | 5.184 | 0.37091 | 0.29501 | 0.29805 | 0.24308 | 0.22135 | 0.22744 | 0.1877 | 0.2141 | 0.23576 | 0.34407 | 0.34733 | 0.3813 | 0 | 0.1935 | 0.14871 | 0.13861 | 0.13596 | 0.1321 | 0.12354 | 0.14093 | 0.12749 | 0.14777 | 0.14691 | 0.18502 | 0.19738
LO20Fast | NR | Lighting | Residential | Lighting | 0.02274 | 87.0418 | -31.3422 | <0 | Multifamily - Low Rise | 2017 - LEDReflectors and Outdoor1440 to 2600 lumensANY | 2.2806 | 0.16318 | 0.12978 | 0.13112 | 0.10694 | 0.097379 | 0.10006 | 0.082578 | 0.094192 | 0.10372 | 0.15137 | 0.1528 | 0.16775 | 0 | 0.085127 | 0.065424 | 0.060977 | 0.059816 | 0.058116 | 0.054349 | 0.062001 | 0.056089 | 0.065011 | 0.06463 | 0.081397 | 0.086833
LO20Fast | NR | Lighting | Residential | Lighting | 0.013238 | 50.6736 | -6.4267 | <0 | Multifamily - Low Rise | 2017 - LEDThree-Way250 to 664 lumensANY | 0.020834 | 0.0014906 | 0.0011856 | 0.0011978 | 0.00097692 | 0.00088957 | 0.00091405 | 0.00075436 | 0.00086046 | 0.0009475 | 0.0013828 | 0.0013959 | 0.0015324 | 0 | 0.00077764 | 0.00059766 | 0.00055704 | 0.00054643 | 0.0005309 | 0.00049648 | 0.00056639 | 0.00051238 | 0.00059388 | 0.0005904 | 0.00074357 | 0.00079323
LO20Fast | NR | Lighting | Residential | Lighting | 0.01426 | 54.5836 | -12.3343 | <0 | Multifamily - Low Rise | 2017 - LEDThree-Way665 to 1439 lumensANY | 0.27701 | 0.019819 | 0.015763 | 0.015926 | 0.012989 | 0.011828 | 0.012153 | 0.01003 | 0.011441 | 0.012598 | 0.018385 | 0.018559 | 0.020375 | 0 | 0.010339 | 0.0079464 | 0.0074063 | 0.0072652 | 0.0070587 | 0.0066012 | 0.0075306 | 0.0068126 | 0.0078962 | 0.0078499 | 0.0098864 | 0.010547
LO20Fast | NR | Lighting | Residential | Lighting | 0.01276 | 48.8441 | -29.9932 | <0 | Multifamily - Low Rise | 2017 - LEDThree-Way1440 to 2600 lumensANY | 0.95852 | 0.068581 | 0.054546 | 0.055109 | 0.044945 | 0.040927 | 0.042053 | 0.034706 | 0.039588 | 0.043592 | 0.063619 | 0.064221 | 0.070502 | 0 | 0.035777 | 0.027497 | 0.025628 | 0.02514 | 0.024425 | 0.022842 | 0.026058 | 0.023573 | 0.027323 | 0.027163 | 0.03421 | 0.036495
LO20Fast | NR | Lighting | Residential | Lighting | 0.0052592 | 20.131 | -21.2628 | <0 | Multifamily - High Rise | 2017 - LEDDecorative and Mini-Base250 to 664 lumensANY | 0.82843 | 0.059273 | 0.047143 | 0.04763 | 0.038846 | 0.035372 | 0.036346 | 0.029996 | 0.034215 | 0.037676 | 0.054985 | 0.055505 | 0.060934 | 0 | 0.030922 | 0.023765 | 0.02215 | 0.021728 | 0.02111 | 0.019742 | 0.022522 | 0.020374 | 0.023615 | 0.023476 | 0.029567 | 0.031542
LO20Fast | NR | Lighting | Residential | Lighting | 0.0039621 | 15.1661 | -19.793 | <0 | Multifamily - High Rise | 2017 - LEDDecorative and Mini-Base665 to 1439 lumensANY | 0.17118 | 0.012248 | 0.0097411 | 0.0098417 | 0.0080266 | 0.0073089 | 0.0075101 | 0.006198 | 0.0070698 | 0.0077849 | 0.011361 | 0.011469 | 0.012591 | 0 | 0.0063893 | 0.0049105 | 0.0045768 | 0.0044896 | 0.004362 | 0.0040792 | 0.0046536 | 0.0042099 | 0.0048795 | 0.0048509 | 0.0061094 | 0.0065174
LO20Fast | NR | Lighting | Residential | Lighting | 0.0019622 | 7.5107 | 253.6686 | >140 | Multifamily - High Rise | 2017 - LEDDecorative and Mini-Base1440 to 2600 lumensANY | 0.0016655 | 0.00011916 | 9.4777e-05 | 9.5755e-05 | 7.8095e-05 | 7.1113e-05 | 7.307e-05 | 6.0304e-05 | 6.8786e-05 | 7.5743e-05 | 0.00011054 | 0.00011159 | 0.0001225 | 0 | 6.2165e-05 | 4.7777e-05 | 4.453e-05 | 4.3682e-05 | 4.244e-05 | 3.9689e-05 | 4.5277e-05 | 4.096e-05 | 4.7475e-05 | 4.7197e-05 | 5.9442e-05 | 6.3411e-05
LO20Fast | NR | Lighting | Residential | Lighting | 0.00050186 | 1.921 | 19.8793 | 10-20 | Multifamily - High Rise | 2017 - LEDGeneral Purpose and Dimmable250 to 664 lumensANY | 0.066013 | 0.0047232 | 0.0037566 | 0.0037954 | 0.0030954 | 0.0028186 | 0.0028962 | 0.0023902 | 0.0027264 | 0.0030022 | 0.0043814 | 0.0044229 | 0.0048555 | 0 | 0.002464 | 0.0018937 | 0.001765 | 0.0017314 | 0.0016822 | 0.0015731 | 0.0017946 | 0.0016235 | 0.0018817 | 0.0018707 | 0.002356 | 0.0025134
LO20Fast | NR | Lighting | Residential | Lighting | 0.0019588 | 7.4978 | 38.0475 | 30-40 | Multifamily - High Rise | 2017 - LEDGeneral Purpose and Dimmable665 to 1439 lumensANY | 1.9882 | 0.14225 | 0.11314 | 0.11431 | 0.093227 | 0.084891 | 0.087228 | 0.071988 | 0.082114 | 0.090419 | 0.13196 | 0.13321 | 0.14624 | 0 | 0.07421 | 0.057034 | 0.053158 | 0.052145 | 0.050663 | 0.047379 | 0.05405 | 0.048897 | 0.056674 | 0.056342 | 0.070959 | 0.075698
LO20Fast | NR | Lighting | Residential | Lighting | 0.0036599 | 14.0093 | 64.3728 | 60-70 | Multifamily - High Rise | 2017 - LEDGeneral Purpose and Dimmable1440 to 2600 lumensANY | 0.37037 | 0.0265 | 0.021077 | 0.021294 | 0.017367 | 0.015814 | 0.016249 | 0.01341 | 0.015297 | 0.016844 | 0.024582 | 0.024815 | 0.027242 | 0 | 0.013824 | 0.010625 | 0.0099026 | 0.009714 | 0.009438 | 0.0088261 | 0.010069 | 0.0091088 | 0.010558 | 0.010496 | 0.013219 | 0.014102
LO20Fast | NR | Lighting | Residential | Lighting | 0.003919 | 15.0012 | -40.7232 | <0 | Multifamily - High Rise | 2017 - LEDGlobe250 to 664 lumensANY | 0.33896 | 0.024252 | 0.019289 | 0.019488 | 0.015894 | 0.014473 | 0.014871 | 0.012273 | 0.013999 | 0.015415 | 0.022498 | 0.02271 | 0.024932 | 0 | 0.012652 | 0.0097237 | 0.0090628 | 0.0088902 | 0.0086375 | 0.0080776 | 0.009215 | 0.0083363 | 0.0096623 | 0.0096056 | 0.012098 | 0.012906
LO20Fast | NR | Lighting | Residential | Lighting | 0.0026991 | 10.3316 | -97.4833 | <0 | Multifamily - High Rise | 2017 - LEDGlobe665 to 1439 lumensANY | 0.14235 | 0.010185 | 0.0081007 | 0.0081843 | 0.0066749 | 0.0060781 | 0.0062454 | 0.0051542 | 0.0058792 | 0.0064739 | 0.0094481 | 0.0095375 | 0.01047 | 0 | 0.0053133 | 0.0040836 | 0.003806 | 0.0037335 | 0.0036274 | 0.0033923 | 0.0038699 | 0.0035009 | 0.0040578 | 0.004034 | 0.0050805 | 0.0054198
LO20Fast | NR | Lighting | Residential | Lighting | 0.0029202 | 11.178 | -118.6674 | <0 | Multifamily - High Rise | 2017 - LEDGlobe1440 to 2600 lumensANY | 0.011605 | 0.00083032 | 0.0006604 | 0.00066722 | 0.00054416 | 0.00049551 | 0.00050915 | 0.0004202 | 0.0004793 | 0.00052778 | 0.00077025 | 0.00077754 | 0.00085358 | 0 | 0.00043317 | 0.00033291 | 0.00031028 | 0.00030437 | 0.00029572 | 0.00027655 | 0.00031549 | 0.00028541 | 0.00033081 | 0.00032887 | 0.00041419 | 0.00044185
LO20Fast | NR | Lighting | Residential | Lighting | 0.0055705 | 21.3225 | -49.2564 | <0 | Multifamily - High Rise | 2017 - LEDReflectors and Outdoor250 to 664 lumensANY | 0.15325 | 0.010965 | 0.0087209 | 0.0088109 | 0.0071859 | 0.0065434 | 0.0067235 | 0.0055488 | 0.0063293 | 0.0069695 | 0.010171 | 0.010268 | 0.011272 | 0 | 0.0057201 | 0.0043962 | 0.0040974 | 0.0040193 | 0.0039051 | 0.003652 | 0.0041662 | 0.0037689 | 0.0043684 | 0.0043428 | 0.0054695 | 0.0058348
LO20Fast | NR | Lighting | Residential | Lighting | 0.0042476 | 16.2588 | -57.5585 | <0 | Multifamily - High Rise | 2017 - LEDReflectors and Outdoor665 to 1439 lumensANY | 1.1808 | 0.084484 | 0.067195 | 0.067888 | 0.055368 | 0.050417 | 0.051805 | 0.042754 | 0.048767 | 0.0537 | 0.078371 | 0.079113 | 0.08685 | 0 | 0.044074 | 0.033873 | 0.031571 | 0.030969 | 0.030089 | 0.028139 | 0.032101 | 0.02904 | 0.033659 | 0.033462 | 0.042143 | 0.044957
LO20Fast | NR | Lighting | Residential | Lighting | 0.02274 | 87.0418 | -31.3422 | <0 | Multifamily - High Rise | 2017 - LEDReflectors and Outdoor1440 to 2600 lumensANY | 0.51947 | 0.037168 | 0.029561 | 0.029866 | 0.024358 | 0.02218 | 0.022791 | 0.018809 | 0.021455 | 0.023625 | 0.034478 | 0.034805 | 0.038209 | 0 | 0.01939 | 0.014902 | 0.013889 | 0.013625 | 0.013237 | 0.012379 | 0.014122 | 0.012776 | 0.014808 | 0.014721 | 0.01854 | 0.019778
LO20Fast | NR | Lighting | Residential | Lighting | 0.013238 | 50.6736 | -6.4267 | <0 | Multifamily - High Rise | 2017 - LEDThree-Way250 to 664 lumensANY | 0.0047454 | 0.00033953 | 0.00027005 | 0.00027283 | 0.00022252 | 0.00020262 | 0.0002082 | 0.00017182 | 0.00019599 | 0.00021582 | 0.00031496 | 0.00031795 | 0.00034904 | 0 | 0.00017713 | 0.00013613 | 0.00012688 | 0.00012446 | 0.00012092 | 0.00011309 | 0.00012901 | 0.00011671 | 0.00013527 | 0.00013448 | 0.00016937 | 0.00018068
LO20Fast | NR | Lighting | Residential | Lighting | 0.01426 | 54.5836 | -12.3343 | <0 | Multifamily - High Rise | 2017 - LEDThree-Way665 to 1439 lumensANY | 0.063095 | 0.0045144 | 0.0035905 | 0.0036276 | 0.0029585 | 0.002694 | 0.0027682 | 0.0022845 | 0.0026059 | 0.0028694 | 0.0041877 | 0.0042274 | 0.0046408 | 0 | 0.0023551 | 0.00181 | 0.001687 | 0.0016548 | 0.0016078 | 0.0015036 | 0.0017153 | 0.0015517 | 0.0017985 | 0.001788 | 0.0022519 | 0.0024023
LO20Fast | NR | Lighting | Residential | Lighting | 0.01276 | 48.8441 | -29.9932 | <0 | Multifamily - High Rise | 2017 - LEDThree-Way1440 to 2600 lumensANY | 0.21833 | 0.015621 | 0.012424 | 0.012552 | 0.010237 | 0.0093221 | 0.0095786 | 0.0079052 | 0.009017 | 0.0099291 | 0.014491 | 0.014628 | 0.016058 | 0 | 0.0081492 | 0.006263 | 0.0058374 | 0.0057262 | 0.0055634 | 0.0052028 | 0.0059354 | 0.0053694 | 0.0062235 | 0.006187 | 0.0077921 | 0.0083125
LO20Fast | NR | Lighting | Residential | Lighting | 0.0052592 | 20.131 | -21.2628 | <0 | Manufactured | 2017 - LEDDecorative and Mini-Base250 to 664 lumensANY | 2.6024 | 0.1862 | 0.14809 | 0.14962 | 0.12203 | 0.11112 | 0.11418 | 0.094228 | 0.10748 | 0.11835 | 0.17273 | 0.17436 | 0.19141 | 0 | 0.097136 | 0.074654 | 0.06958 | 0.068255 | 0.066315 | 0.062016 | 0.070748 | 0.064002 | 0.074183 | 0.073748 | 0.09288 | 0.099083
LO20Fast | NR | Lighting | Residential | Lighting | 0.0039621 | 15.1661 | -19.793 | <0 | Manufactured | 2017 - LEDDecorative and Mini-Base665 to 1439 lumensANY | 0.53773 | 0.038474 | 0.0306 | 0.030916 | 0.025214 | 0.02296 | 0.023592 | 0.01947 | 0.022209 | 0.024455 | 0.03569 | 0.036028 | 0.039551 | 0 | 0.020071 | 0.015426 | 0.014377 | 0.014103 | 0.013703 | 0.012814 | 0.014619 | 0.013225 | 0.015328 | 0.015238 | 0.019192 | 0.020473
LO20Fast | NR | Lighting | Residential | Lighting | 0.0019622 | 7.5107 | 253.6686 | >140 | Manufactured | 2017 - LEDDecorative and Mini-Base1440 to 2600 lumensANY | 0.0052318 | 0.00037433 | 0.00029773 | 0.0003008 | 0.00024532 | 0.00022339 | 0.00022954 | 0.00018943 | 0.00021608 | 0.00023794 | 0.00034725 | 0.00035053 | 0.00038482 | 0 | 0.00019528 | 0.00015008 | 0.00013988 | 0.00013722 | 0.00013332 | 0.00012468 | 0.00014223 | 0.00012867 | 0.00014914 | 0.00014826 | 0.00018673 | 0.0001992
LO20Fast | NR | Lighting | Residential | Lighting | 0.00050186 | 1.921 | 19.8793 | 10-20 | Manufactured | 2017 - LEDGeneral Purpose and Dimmable250 to 664 lumensANY | 0.20737 | 0.014837 | 0.011801 | 0.011923 | 0.0097237 | 0.0088543 | 0.009098 | 0.0075085 | 0.0085646 | 0.0094309 | 0.013764 | 0.013894 | 0.015253 | 0 | 0.0077403 | 0.0059488 | 0.0055445 | 0.0054388 | 0.0052843 | 0.0049417 | 0.0056375 | 0.0051 | 0.0059112 | 0.0058765 | 0.0074011 | 0.0078954
LO20Fast | NR | Lighting | Residential | Lighting | 0.0019588 | 7.4978 | 38.0475 | 30-40 | Manufactured | 2017 - LEDGeneral Purpose and Dimmable665 to 1439 lumensANY | 6.2456 | 0.44686 | 0.35541 | 0.35908 | 0.29286 | 0.26667 | 0.27401 | 0.22614 | 0.25795 | 0.28404 | 0.41453 | 0.41845 | 0.45938 | 0 | 0.23312 | 0.17916 | 0.16699 | 0.16381 | 0.15915 | 0.14883 | 0.16979 | 0.1536 | 0.17803 | 0.17699 | 0.22291 | 0.23779
LO20Fast | NR | Lighting | Residential | Lighting | 0.0036599 | 14.0093 | 64.3728 | 60-70 | Manufactured | 2017 - LEDGeneral Purpose and Dimmable1440 to 2600 lumensANY | 1.1635 | 0.083245 | 0.066209 | 0.066892 | 0.054556 | 0.049678 | 0.051045 | 0.042127 | 0.048052 | 0.052913 | 0.077222 | 0.077953 | 0.085577 | 0 | 0.043427 | 0.033376 | 0.031108 | 0.030515 | 0.029648 | 0.027726 | 0.03163 | 0.028614 | 0.033165 | 0.032971 | 0.041525 | 0.044298
LO20Fast | NR | Lighting | Residential | Lighting | 0.003919 | 15.0012 | -40.7232 | <0 | Manufactured | 2017 - LEDGlobe250 to 664 lumensANY | 1.0648 | 0.076185 | 0.060594 | 0.061219 | 0.049929 | 0.045465 | 0.046716 | 0.038554 | 0.043977 | 0.048425 | 0.070672 | 0.071341 | 0.078319 | 0 | 0.039744 | 0.030545 | 0.028469 | 0.027927 | 0.027133 | 0.025375 | 0.028947 | 0.026187 | 0.030353 | 0.030175 | 0.038003 | 0.040541
LO20Fast | NR | Lighting | Residential | Lighting | 0.0026991 | 10.3316 | -97.4833 | <0 | Manufactured | 2017 - LEDGlobe665 to 1439 lumensANY | 0.44717 | 0.031995 | 0.025447 | 0.02571 | 0.020968 | 0.019093 | 0.019619 | 0.016191 | 0.018469 | 0.020337 | 0.02968 | 0.029961 | 0.032891 | 0 | 0.016691 | 0.012828 | 0.011956 | 0.011728 | 0.011395 | 0.010656 | 0.012157 | 0.010998 | 0.012747 | 0.012672 | 0.01596 | 0.017026
LO20Fast | NR | Lighting | Residential | Lighting | 0.0029202 | 11.178 | -118.6674 | <0 | Manufactured | 2017 - LEDGlobe1440 to 2600 lumensANY | 0.036455 | 0.0026083 | 0.0020746 | 0.002096 | 0.0017094 | 0.0015566 | 0.0015994 | 0.00132 | 0.0015056 | 0.0016579 | 0.0024196 | 0.0024425 | 0.0026814 | 0 | 0.0013607 | 0.0010458 | 0.0009747 | 0.00095614 | 0.00092897 | 0.00086875 | 0.00099107 | 0.00089657 | 0.0010392 | 0.0010331 | 0.0013011 | 0.001388
LO20Fast | NR | Lighting | Residential | Lighting | 0.0055705 | 21.3225 | -49.2564 | <0 | Manufactured | 2017 - LEDReflectors and Outdoor250 to 664 lumensANY | 0.48141 | 0.034444 | 0.027395 | 0.027678 | 0.022573 | 0.020555 | 0.021121 | 0.017431 | 0.019882 | 0.021894 | 0.031952 | 0.032254 | 0.035409 | 0 | 0.017969 | 0.01381 | 0.012871 | 0.012626 | 0.012267 | 0.011472 | 0.013087 | 0.01184 | 0.013723 | 0.013642 | 0.017182 | 0.018329
LO20Fast | NR | Lighting | Residential | Lighting | 0.0042476 | 16.2588 | -57.5585 | <0 | Manufactured | 2017 - LEDReflectors and Outdoor665 to 1439 lumensANY | 3.7093 | 0.26539 | 0.21108 | 0.21326 | 0.17393 | 0.15838 | 0.16274 | 0.13431 | 0.1532 | 0.16869 | 0.24619 | 0.24852 | 0.27283 | 0 | 0.13845 | 0.10641 | 0.099174 | 0.097285 | 0.09452 | 0.088393 | 0.10084 | 0.091224 | 0.10573 | 0.10511 | 0.13238 | 0.14123
LO20Fast | NR | Lighting | Residential | Lighting | 0.02274 | 87.0418 | -31.3422 | <0 | Manufactured | 2017 - LEDReflectors and Outdoor1440 to 2600 lumensANY | 1.6318 | 0.11676 | 0.092863 | 0.093821 | 0.076518 | 0.069676 | 0.071594 | 0.059086 | 0.067396 | 0.074214 | 0.10831 | 0.10933 | 0.12003 | 0 | 0.06091 | 0.046812 | 0.04363 | 0.042799 | 0.041583 | 0.038887 | 0.044363 | 0.040133 | 0.046517 | 0.046244 | 0.058241 | 0.062131
LO20Fast | NR | Lighting | Residential | Lighting | 0.013238 | 50.6736 | -6.4267 | <0 | Manufactured | 2017 - LEDThree-Way250 to 664 lumensANY | 0.014907 | 0.0010666 | 0.00084831 | 0.00085707 | 0.000699 | 0.0006365 | 0.00065402 | 0.00053976 | 0.00061567 | 0.00067795 | 0.00098941 | 0.00099878 | 0.0010965 | 0 | 0.00055642 | 0.00042763 | 0.00039857 | 0.00039098 | 0.00037987 | 0.00035524 | 0.00040526 | 0.00036662 | 0.00042493 | 0.00042244 | 0.00053204 | 0.00056757
LO20Fast | NR | Lighting | Residential | Lighting | 0.01426 | 54.5836 | -12.3343 | <0 | Manufactured | 2017 - LEDThree-Way665 to 1439 lumensANY | 0.1982 | 0.014181 | 0.011279 | 0.011395 | 0.0092938 | 0.0084628 | 0.0086958 | 0.0071765 | 0.0081859 | 0.0090139 | 0.013155 | 0.01328 | 0.014578 | 0 | 0.0073981 | 0.0056858 | 0.0052993 | 0.0051984 | 0.0050506 | 0.0047232 | 0.0053883 | 0.0048745 | 0.0056499 | 0.0056167 | 0.0070739 | 0.0075463
LO20Fast | NR | Lighting | Residential | Lighting | 0.01276 | 48.8441 | -29.9932 | <0 | Manufactured | 2017 - LEDThree-Way1440 to 2600 lumensANY | 0.68584 | 0.049071 | 0.039029 | 0.039431 | 0.032159 | 0.029284 | 0.03009 | 0.024833 | 0.028326 | 0.031191 | 0.04552 | 0.045951 | 0.050445 | 0 | 0.025599 | 0.019674 | 0.018337 | 0.017988 | 0.017477 | 0.016344 | 0.018645 | 0.016867 | 0.01955 | 0.019436 | 0.024478 | 0.026113
Retro12Med | Retro | ResWx | Residential | HVAC | 0.37525 | 717.6074 | 9.7969 | 0-10 | Multifamily - Low Rise | WALL R0 - R11_Electric Zonal | 0.25221 | 0.028094 | 0.020498 | 0.018574 | 0.014889 | 0.0061345 | 0.0017135 | 0.00041726 | 0.00035076 | 0.0033285 | 0.011432 | 0.018083 | 0.032741 | 0 | 0.017858 | 0.013379 | 0.010363 | 0.0088877 | 0.0034916 | 0.0008668 | 0.00023346 | 0.00015611 | 0.0019114 | 0.0058942 | 0.011832 | 0.021075
Retro12Med | Retro | ResWx | Residential | HVAC | 0.13055 | 249.6612 | 50.8886 | 50-60 | Multifamily - Low Rise | FLOOR R0 - R19_Electric Zonal | 0.023505 | 0.0026183 | 0.0019103 | 0.0017311 | 0.0013876 | 0.00057172 | 0.0001597 | 3.8887e-05 | 3.269e-05 | 0.0003102 | 0.0010655 | 0.0016853 | 0.0030514 | 0 | 0.0016643 | 0.0012469 | 0.00096585 | 0.00082831 | 0.00032541 | 8.0784e-05 | 2.1758e-05 | 1.4549e-05 | 0.00017814 | 0.00054933 | 0.0011027 | 0.0019642
Retro12Med | Retro | ResWx | Residential | HVAC | 0.1701 | 325.299 | 36.4945 | 30-40 | Multifamily - Low Rise | FLOOR R0 - R30_Electric Zonal | 0.33908 | 0.037772 | 0.027559 | 0.024972 | 0.020018 | 0.0082476 | 0.0023038 | 0.00056099 | 0.00047159 | 0.004475 | 0.01537 | 0.024313 | 0.04402 | 0 | 0.02401 | 0.017988 | 0.013933 | 0.011949 | 0.0046943 | 0.0011654 | 0.00031388 | 0.00020988 | 0.0025698 | 0.0079246 | 0.015907 | 0.028335
Retro12Med | Retro | ResWx | Residential | HVAC | 0.097118 | 185.7225 | 37.9313 | 30-40 | Multifamily - Low Rise | ATTIC R0 - R19_Electric Zonal | 0.045891 | 0.0051121 | 0.0037298 | 0.0033797 | 0.0027092 | 0.0011162 | 0.00031179 | 7.5924e-05 | 6.3825e-05 | 0.00060565 | 0.0020802 | 0.0032905 | 0.0059576 | 0 | 0.0032495 | 0.0024344 | 0.0018857 | 0.0016172 | 0.00063533 | 0.00015772 | 4.2481e-05 | 2.8406e-05 | 0.00034779 | 0.0010725 | 0.0021529 | 0.0038349
Retro12Med | Retro | ResWx | Residential | HVAC | 0.13235 | 253.0974 | 36.495 | 30-40 | Multifamily - Low Rise | ATTIC R0 - R38_Electric Zonal | 0.011874 | 0.0013227 | 0.00096502 | 0.00087446 | 0.00070097 | 0.00028881 | 8.0672e-05 | 1.9644e-05 | 1.6514e-05 | 0.0001567 | 0.00053823 | 0.00085136 | 0.0015414 | 0 | 0.00084075 | 0.00062987 | 0.00048791 | 0.00041843 | 0.00016438 | 4.0809e-05 | 1.0991e-05 | 7.3495e-06 | 8.9987e-05 | 0.0002775 | 0.00055703 | 0.00099221
Retro12Med | Retro | ResWx | Residential | HVAC | 0.14052 | 268.7298 | 41.02 | 40-50 | Multifamily - Low Rise | ATTIC R0 - R49_Electric Zonal | 0.075201 | 0.008377 | 0.0061119 | 0.0055383 | 0.0044395 | 0.0018291 | 0.00051093 | 0.00012441 | 0.00010459 | 0.00099245 | 0.0034088 | 0.005392 | 0.0097626 | 0 | 0.0053248 | 0.0039892 | 0.0030901 | 0.0026501 | 0.0010411 | 0.00025846 | 6.9612e-05 | 4.6547e-05 | 0.00056992 | 0.0017575 | 0.0035279 | 0.0062841
Retro12Med | Retro | ResWx | Residential | HVAC | 0.025529 | 48.8205 | 192.3598 | >140 | Multifamily - Low Rise | ATTIC R19 - R30_Electric Zonal | 0.014017 | 0.0015614 | 0.0011392 | 0.0010323 | 0.00082749 | 0.00034093 | 9.5232e-05 | 2.319e-05 | 1.9494e-05 | 0.00018498 | 0.00063537 | 0.001005 | 0.0018197 | 0 | 0.00099249 | 0.00074356 | 0.00057597 | 0.00049395 | 0.00019405 | 4.8174e-05 | 1.2975e-05 | 8.676e-06 | 0.00010623 | 0.00032758 | 0.00065756 | 0.0011713
Retro12Med | Retro | ResWx | Residential | HVAC | 0.035232 | 67.3749 | 157.9635 | >140 | Multifamily - Low Rise | ATTIC R19 - R38_Electric Zonal | 0.002986 | 0.00033263 | 0.00024269 | 0.00021991 | 0.00017628 | 7.263e-05 | 2.0288e-05 | 4.9402e-06 | 4.1529e-06 | 3.9408e-05 | 0.00013536 | 0.0002141 | 0.00038765 | 0 | 0.00021143 | 0.0001584 | 0.0001227 | 0.00010523 | 4.1339e-05 | 1.0263e-05 | 2.7641e-06 | 1.8483e-06 | 2.263e-05 | 6.9786e-05 | 0.00014008 | 0.00024952
Retro12Med | Retro | ResWx | Residential | HVAC | 0.043406 | 83.0073 | 151.2755 | >140 | Multifamily - Low Rise | ATTIC R19 - R49_Electric Zonal | 0.054037 | 0.0060195 | 0.0043918 | 0.0039797 | 0.0031901 | 0.0013144 | 0.00036714 | 8.9401e-05 | 7.5154e-05 | 0.00071315 | 0.0024495 | 0.0038745 | 0.0070151 | 0 | 0.0038262 | 0.0028665 | 0.0022205 | 0.0019043 | 0.00074811 | 0.00018572 | 5.0021e-05 | 3.3448e-05 | 0.00040953 | 0.0012629 | 0.002535 | 0.0045156
Retro12Med | Retro | ResWx | Residential | HVAC | 2.46 | 4704.3999 | 18.6714 | 10-20 | Multifamily - Low Rise | WINDOW CL22 Prime Window Replacement of Single Pane Base_Electric Zonal | 0.64194 | 0.071509 | 0.052173 | 0.047277 | 0.037897 | 0.015614 | 0.0043614 | 0.001062 | 0.0008928 | 0.0084719 | 0.029099 | 0.046028 | 0.083337 | 0 | 0.045454 | 0.034053 | 0.026378 | 0.022622 | 0.0088872 | 0.0022063 | 0.00059423 | 0.00039734 | 0.004865 | 0.015003 | 0.030115 | 0.053643
Retro12Med | Retro | ResWx | Residential | HVAC | 1.4559 | 2784.1219 | 52.027 | 50-60 | Multifamily - Low Rise | WINDOW CL22 Prime Window Replacement of Double Pane Base_Electric Zonal | 2.0553 | 0.22896 | 0.16705 | 0.15137 | 0.12134 | 0.049993 | 0.013964 | 0.0034004 | 0.0028585 | 0.027125 | 0.093168 | 0.14737 | 0.26682 | 0 | 0.14553 | 0.10903 | 0.084457 | 0.07243 | 0.028455 | 0.007064 | 0.0019026 | 0.0012722 | 0.015577 | 0.048035 | 0.096421 | 0.17175
Retro12Med | Retro | ResWx | Residential | HVAC | 2.26 | 4321.9423 | 10.6007 | 10-20 | Multifamily - Low Rise | WINDOW CL30 Prime Window Replacement of Single Pane Base_Electric Zonal | 2.359 | 0.26278 | 0.19173 | 0.17373 | 0.13926 | 0.057379 | 0.016027 | 0.0039028 | 0.0032809 | 0.031133 | 0.10693 | 0.16914 | 0.30625 | 0 | 0.16704 | 0.12514 | 0.096934 | 0.083131 | 0.032659 | 0.0081076 | 0.0021837 | 0.0014602 | 0.017878 | 0.055131 | 0.11067 | 0.19713
Retro12Med | Retro | ResWx | Residential | HVAC | 1.2559 | 2401.6643 | 42.8151 | 40-50 | Multifamily - Low Rise | WINDOW CL30 Prime Window Replacement of Double Pane Base_Electric Zonal | 7.092 | 0.79001 | 0.57639 | 0.5223 | 0.41868 | 0.1725 | 0.048184 | 0.011733 | 0.0098635 | 0.093596 | 0.32148 | 0.5085 | 0.92068 | 0 | 0.50217 | 0.37621 | 0.29142 | 0.24992 | 0.098183 | 0.024374 | 0.006565 | 0.0043898 | 0.053748 | 0.16574 | 0.3327 | 0.59263
Retro12Med | Retro | ResWx | Residential | HVAC | 0.33733 | 645.0842 | 14.2361 | 10-20 | Multifamily - Low Rise | WALL R0 - R11_Electric FAF | 0.069773 | 0.0077723 | 0.0056707 | 0.0051385 | 0.0041191 | 0.0016971 | 0.00047405 | 0.00011543 | 9.7039e-05 | 0.00092082 | 0.0031628 | 0.0050028 | 0.0090579 | 0 | 0.0049404 | 0.0037013 | 0.0028671 | 0.0024588 | 0.00096595 | 0.0002398 | 6.4588e-05 | 4.3187e-05 | 0.00052878 | 0.0016306 | 0.0032732 | 0.0058305
Retro12Med | Retro | ResWx | Residential | HVAC | 0.11911 | 227.7828 | 58.6281 | 50-60 | Multifamily - Low Rise | FLOOR R0 - R19_Electric FAF | 0.0065998 | 0.00073519 | 0.00053639 | 0.00048605 | 0.00038962 | 0.00016053 | 4.484e-05 | 1.0919e-05 | 9.1789e-06 | 8.71e-05 | 0.00029917 | 0.00047321 | 0.00085679 | 0 | 0.00046732 | 0.0003501 | 0.00027119 | 0.00023258 | 9.137e-05 | 2.2683e-05 | 6.1093e-06 | 4.0851e-06 | 5.0018e-05 | 0.00015424 | 0.00030961 | 0.0005515
Retro12Med | Retro | ResWx | Residential | HVAC | 0.15511 | 296.6311 | 42.8909 | 40-50 | Multifamily - Low Rise | FLOOR R0 - R30_Electric FAF | 0.095157 | 0.0106 | 0.0077338 | 0.007008 | 0.0056176 | 0.0023145 | 0.00064651 | 0.00015743 | 0.00013234 | 0.0012558 | 0.0043134 | 0.0068229 | 0.012353 | 0 | 0.0067378 | 0.0050479 | 0.0039101 | 0.0033533 | 0.0013174 | 0.00032704 | 8.8085e-05 | 5.89e-05 | 0.00072116 | 0.0022239 | 0.0044641 | 0.0079517
Retro12Med | Retro | ResWx | Residential | HVAC | 0.10043 | 192.0526 | 35.7025 | 30-40 | Multifamily - Low Rise | ATTIC R0 - R19_Electric FAF | 0.014605 | 0.0016269 | 0.001187 | 0.0010756 | 0.00086219 | 0.00035523 | 9.9225e-05 | 2.4162e-05 | 2.0312e-05 | 0.00019274 | 0.00066202 | 0.0010472 | 0.001896 | 0 | 0.0010341 | 0.00077474 | 0.00060012 | 0.00051466 | 0.00020219 | 5.0194e-05 | 1.3519e-05 | 9.0398e-06 | 0.00011068 | 0.00034132 | 0.00068514 | 0.0012204
Retro12Med | Retro | ResWx | Residential | HVAC | 0.13678 | 261.5667 | 34.352 | 30-40 | Multifamily - Low Rise | ATTIC R0 - R38_Electric FAF | 0.0037764 | 0.00042068 | 0.00030693 | 0.00027812 | 0.00022294 | 9.1855e-05 | 2.5658e-05 | 6.2479e-06 | 5.2522e-06 | 4.9839e-05 | 0.00017118 | 0.00027078 | 0.00049026 | 0 | 0.0002674 | 0.00020033 | 0.00015518 | 0.00013308 | 5.2282e-05 | 1.2979e-05 | 3.4958e-06 | 2.3375e-06 | 2.862e-05 | 8.8258e-05 | 0.00017716 | 0.00031557
Retro12Med | Retro | ResWx | Residential | HVAC | 0.14521 | 277.6855 | 38.7395 | 30-40 | Multifamily - Low Rise | ATTIC R0 - R49_Electric FAF | 0.023915 | 0.002664 | 0.0019436 | 0.0017612 | 0.0014118 | 0.00058168 | 0.00016248 | 3.9565e-05 | 3.326e-05 | 0.00031561 | 0.001084 | 0.0017147 | 0.0031046 | 0 | 0.0016933 | 0.0012686 | 0.00098268 | 0.00084274 | 0.00033108 | 8.2191e-05 | 2.2137e-05 | 1.4802e-05 | 0.00018124 | 0.0005589 | 0.0011219 | 0.0019984
Retro12Med | Retro | ResWx | Residential | HVAC | 0.026344 | 50.3788 | 185.4914 | >140 | Multifamily - Low Rise | ATTIC R19 - R30_Electric FAF | 0.0044514 | 0.00049586 | 0.00036178 | 0.00032783 | 0.00026279 | 0.00010827 | 3.0243e-05 | 7.3645e-06 | 6.1909e-06 | 5.8747e-05 | 0.00020178 | 0.00031917 | 0.00057788 | 0 | 0.00031519 | 0.00023614 | 0.00018291 | 0.00015687 | 6.1626e-05 | 1.5299e-05 | 4.1206e-06 | 2.7553e-06 | 3.3735e-05 | 0.00010403 | 0.00020883 | 0.00037197
Retro12Med | Retro | ResWx | Residential | HVAC | 0.03635 | 69.5141 | 152.1888 | >140 | Multifamily - Low Rise | ATTIC R19 - R38_Electric FAF | 0.00094814 | 0.00010562 | 7.7059e-05 | 6.9827e-05 | 5.5974e-05 | 2.3062e-05 | 6.4418e-06 | 1.5686e-06 | 1.3187e-06 | 1.2513e-05 | 4.2979e-05 | 6.7983e-05 | 0.00012309 | 0 | 6.7135e-05 | 5.0296e-05 | 3.896e-05 | 3.3412e-05 | 1.3126e-05 | 3.2586e-06 | 8.7768e-07 | 5.8687e-07 | 7.1856e-06 | 2.2159e-05 | 4.4479e-05 | 7.923e-05
Retro12Med | Retro | ResWx | Residential | HVAC | 0.044779 | 85.6329 | 145.7269 | >140 | Multifamily - Low Rise | ATTIC R19 - R49_Electric FAF | 0.017156 | 0.0019111 | 0.0013943 | 0.0012635 | 0.0010128 | 0.00041729 | 0.00011656 | 2.8384e-05 | 2.3861e-05 | 0.00022642 | 0.00077768 | 0.0012301 | 0.0022272 | 0 | 0.0012148 | 0.00091009 | 0.00070497 | 0.00060458 | 0.00023751 | 5.8964e-05 | 1.5881e-05 | 1.0619e-05 | 0.00013002 | 0.00040095 | 0.00080484 | 0.0014336
Retro12Med | Retro | ResWx | Residential | HVAC | 2.2064 | 4219.4511 | 24.2296 | 20-30 | Multifamily - Low Rise | WINDOW CL22 Prime Window Replacement of Single Pane Base_Electric FAF | 0.17719 | 0.019738 | 0.014401 | 0.01305 | 0.010461 | 0.0043099 | 0.0012039 | 0.00029315 | 0.00024644 | 0.0023385 | 0.0080321 | 0.012705 | 0.023003 | 0 | 0.012547 | 0.0093997 | 0.0072811 | 0.0062443 | 0.0024531 | 0.00060899 | 0.00016403 | 0.00010968 | 0.0013429 | 0.0041411 | 0.0083126 | 0.014807
Retro12Med | Retro | ResWx | Residential | HVAC | 1.296 | 2478.3525 | 62.1089 | 60-70 | Multifamily - Low Rise | WINDOW CL22 Prime Window Replacement of Double Pane Base_Electric FAF | 0.56307 | 0.062723 | 0.045763 | 0.041468 | 0.033241 | 0.013696 | 0.0038256 | 0.00093156 | 0.00078311 | 0.007431 | 0.025524 | 0.040373 | 0.073098 | 0 | 0.039869 | 0.029869 | 0.023137 | 0.019842 | 0.0077953 | 0.0019352 | 0.00052122 | 0.00034852 | 0.0042673 | 0.013159 | 0.026415 | 0.047052
Retro12Med | Retro | ResWx | Residential | HVAC | 2.0287 | 3879.6325 | 15.1941 | 10-20 | Multifamily - Low Rise | WINDOW CL30 Prime Window Replacement of Single Pane Base_Electric FAF | 0.65169 | 0.072595 | 0.052965 | 0.047995 | 0.038473 | 0.015851 | 0.0044277 | 0.0010782 | 0.00090636 | 0.0086006 | 0.029541 | 0.046727 | 0.084603 | 0 | 0.046145 | 0.034571 | 0.026779 | 0.022965 | 0.0090222 | 0.0022398 | 0.00060326 | 0.00040338 | 0.0049389 | 0.01523 | 0.030572 | 0.054458
Retro12Med | Retro | ResWx | Residential | HVAC | 1.1183 | 2138.5339 | 51.7363 | 50-60 | Multifamily - Low Rise | WINDOW CL30 Prime Window Replacement of Double Pane Base_Electric FAF | 1.9435 | 0.21649 | 0.15795 | 0.14313 | 0.11473 | 0.047271 | 0.013204 | 0.0032153 | 0.0027029 | 0.025648 | 0.088096 | 0.13935 | 0.2523 | 0 | 0.13761 | 0.1031 | 0.079859 | 0.068487 | 0.026906 | 0.0066794 | 0.001799 | 0.0012029 | 0.014729 | 0.04542 | 0.091172 | 0.1624
Retro12Med | Retro | ResWx | Residential | HVAC | 0.15278 | 292.17 | 67.294 | 60-70 | Multifamily - Low Rise | WALL R0 - R11_Heat Pump | 1.5718 | 0.17509 | 0.12775 | 0.11576 | 0.092792 | 0.038231 | 0.010679 | 0.0026004 | 0.002186 | 0.020744 | 0.071249 | 0.1127 | 0.20405 | 0 | 0.1113 | 0.083381 | 0.064587 | 0.05539 | 0.021761 | 0.0054021 | 0.001455 | 0.00097291 | 0.011912 | 0.036734 | 0.073737 | 0.13135
Retro12Med | Retro | ResWx | Residential | HVAC | 0.032005 | 61.2039 | 299.0021 | >140 | Multifamily - Low Rise | FLOOR R0 - R19_Heat Pump | 0.088203 | 0.0098254 | 0.0071686 | 0.0064958 | 0.0052071 | 0.0021454 | 0.00059926 | 0.00014593 | 0.00012267 | 0.001164 | 0.0039982 | 0.0063243 | 0.011451 | 0 | 0.0062454 | 0.004679 | 0.0036244 | 0.0031083 | 0.0012211 | 0.00030314 | 8.1648e-05 | 5.4595e-05 | 0.00066846 | 0.0020614 | 0.0041378 | 0.0073706
Retro12Med | Retro | ResWx | Residential | HVAC | 0.041368 | 79.1106 | 242.4555 | >140 | Multifamily - Low Rise | FLOOR R0 - R30_Heat Pump | 1.2623 | 0.14061 | 0.10259 | 0.092962 | 0.074519 | 0.030703 | 0.008576 | 0.0020883 | 0.0017556 | 0.016659 | 0.057218 | 0.090506 | 0.16387 | 0 | 0.089378 | 0.066961 | 0.051868 | 0.044482 | 0.017475 | 0.0043383 | 0.0011685 | 0.00078131 | 0.0095663 | 0.0295 | 0.059216 | 0.10548
Retro12Med | Retro | ResWx | Residential | HVAC | 0.049089 | 93.8741 | 104.0929 | 100-110 | Multifamily - Low Rise | ATTIC R0 - R19_Heat Pump | 0.35506 | 0.039552 | 0.028857 | 0.026149 | 0.020961 | 0.0086363 | 0.0024124 | 0.00058743 | 0.00049382 | 0.0046859 | 0.016095 | 0.025459 | 0.046095 | 0 | 0.025141 | 0.018835 | 0.01459 | 0.012512 | 0.0049156 | 0.0012203 | 0.00032868 | 0.00021978 | 0.0026909 | 0.0082981 | 0.016657 | 0.02967
Retro12Med | Retro | ResWx | Residential | HVAC | 0.067027 | 128.1786 | 100.9963 | 100-110 | Multifamily - Low Rise | ATTIC R0 - R38_Heat Pump | 0.092047 | 0.010254 | 0.007481 | 0.0067789 | 0.005434 | 0.0022389 | 0.00062538 | 0.00015229 | 0.00012802 | 0.0012148 | 0.0041724 | 0.0065999 | 0.01195 | 0 | 0.0065176 | 0.0048829 | 0.0037823 | 0.0032437 | 0.0012743 | 0.00031635 | 8.5207e-05 | 5.6975e-05 | 0.00069759 | 0.0021512 | 0.0043182 | 0.0076918
Retro12Med | Retro | ResWx | Residential | HVAC | 0.071188 | 136.1362 | 109.8893 | 100-110 | Multifamily - Low Rise | ATTIC R0 - R49_Heat Pump | 0.58314 | 0.064959 | 0.047394 | 0.042947 | 0.034426 | 0.014184 | 0.003962 | 0.00096477 | 0.00081103 | 0.007696 | 0.026434 | 0.041812 | 0.075704 | 0 | 0.041291 | 0.030934 | 0.023962 | 0.02055 | 0.0080732 | 0.0020042 | 0.00053981 | 0.00036095 | 0.0044194 | 0.013628 | 0.027357 | 0.04873
Retro12Med | Retro | ResWx | Residential | HVAC | 0.013016 | 24.8916 | 405.8201 | >140 | Multifamily - Low Rise | ATTIC R19 - R30_Heat Pump | 0.10939 | 0.012186 | 0.0088909 | 0.0080565 | 0.0064581 | 0.0026608 | 0.00074324 | 0.00018098 | 0.00015214 | 0.0014437 | 0.0049588 | 0.0078437 | 0.014202 | 0 | 0.0077459 | 0.0058031 | 0.0044951 | 0.003855 | 0.0015145 | 0.00037598 | 0.00010126 | 6.7712e-05 | 0.00082906 | 0.0025566 | 0.005132 | 0.0091414
Retro12Med | Retro | ResWx | Residential | HVAC | 0.017938 | 34.3045 | 338.8653 | >140 | Multifamily - Low Rise | ATTIC R19 - R38_Heat Pump | 0.023272 | 0.0025924 | 0.0018914 | 0.0017139 | 0.0013739 | 0.00056606 | 0.00015812 | 3.8503e-05 | 3.2367e-05 | 0.00030714 | 0.0010549 | 0.0016687 | 0.0030212 | 0 | 0.0016479 | 0.0012346 | 0.0009563 | 0.00082012 | 0.00032219 | 7.9985e-05 | 2.1543e-05 | 1.4405e-05 | 0.00017637 | 0.00054389 | 0.0010918 | 0.0019447
Retro12Med | Retro | ResWx | Residential | HVAC | 0.0221 | 42.2622 | 325.7446 | >140 | Multifamily - Low Rise | ATTIC R19 - R49_Heat Pump | 0.42114 | 0.046913 | 0.034227 | 0.031015 | 0.024862 | 0.010243 | 0.0028613 | 0.00069674 | 0.00058571 | 0.0055579 | 0.01909 | 0.030196 | 0.054672 | 0 | 0.02982 | 0.02234 | 0.017305 | 0.014841 | 0.0058303 | 0.0014474 | 0.00038984 | 0.00026067 | 0.0031916 | 0.0098422 | 0.019757 | 0.035192
Retro12Med | Retro | ResWx | Residential | HVAC | 1.1986 | 2292.1741 | 69.5651 | 60-70 | Multifamily - Low Rise | WINDOW CL22 Prime Window Replacement of Single Pane Base_Heat Pump | 4.7877 | 0.53333 | 0.38912 | 0.3526 | 0.28265 | 0.11645 | 0.032529 | 0.007921 | 0.0066587 | 0.063186 | 0.21703 | 0.34329 | 0.62155 | 0 | 0.33901 | 0.25398 | 0.19673 | 0.16872 | 0.066283 | 0.016455 | 0.004432 | 0.0029635 | 0.036285 | 0.11189 | 0.22461 | 0.40008
Retro12Med | Retro | ResWx | Residential | HVAC | 0.77019 | 1472.8615 | 124.7776 | 120-130 | Multifamily - Low Rise | WINDOW CL22 Prime Window Replacement of Double Pane Base_Heat Pump | 16.6438 | 1.854 | 1.3527 | 1.2258 | 0.98258 | 0.40483 | 0.11308 | 0.027536 | 0.023148 | 0.21965 | 0.75446 | 1.1934 | 2.1607 | 0 | 1.1785 | 0.88292 | 0.68392 | 0.58653 | 0.23042 | 0.057203 | 0.015407 | 0.010302 | 0.12614 | 0.38898 | 0.7808 | 1.3908
Retro12Med | Retro | ResWx | Residential | HVAC | 1.1115 | 2125.4981 | 52.2356 | 50-60 | Multifamily - Low Rise | WINDOW CL30 Prime Window Replacement of Single Pane Base_Heat Pump | 17.7584 | 1.9782 | 1.4433 | 1.3078 | 1.0484 | 0.43194 | 0.12065 | 0.02938 | 0.024698 | 0.23436 | 0.80498 | 1.2733 | 2.3054 | 0 | 1.2574 | 0.94204 | 0.72972 | 0.6258 | 0.24585 | 0.061034 | 0.016439 | 0.010992 | 0.13458 | 0.41503 | 0.83309 | 1.484
Retro12Med | Retro | ResWx | Residential | HVAC | 0.68303 | 1306.1855 | 103.6236 | 100-110 | Multifamily - Low Rise | WINDOW CL30 Prime Window Replacement of Double Pane Base_Heat Pump | 59.0412 | 6.5769 | 4.7985 | 4.3482 | 3.4855 | 1.4361 | 0.40113 | 0.09768 | 0.082114 | 0.77919 | 2.6763 | 4.2333 | 7.6648 | 0 | 4.1806 | 3.132 | 2.4261 | 2.0806 | 0.81738 | 0.20292 | 0.054654 | 0.036545 | 0.44745 | 1.3798 | 2.7698 | 4.9337
LO5Med | New | ASHP | Residential | HVAC | 1.1109 | 3179.9665 | 93.4835 | 90-100 | Manufactured | HVAC Conversion - FAF w/CAC to ASHP 8.5 HSPF/14SEER + HZ23 | 0.10301 | 0.0088092 | 0.0064327 | 0.0052111 | 0.0045179 | 0.0016578 | 0.0010718 | 0.0031163 | 0.0031081 | 0.0018074 | 0.0041057 | 0.0063751 | 0.011125 | 0 | 0.0083585 | 0.0059202 | 0.0043718 | 0.0040776 | 0.001612 | 0.00049797 | 0.0015339 | 0.0010982 | 0.0010385 | 0.0025223 | 0.0050199 | 0.0096265
LO5Med | New | ASHP | Residential | HVAC | 1.0575 | 2509.022 | 118.7817 | 110-120 | Manufactured | HVAC Conversion - FAF to ASHP 8.5 HSPF/14SEER + HZ23CZ23 | 0.15169 | 0.01565 | 0.011428 | 0.0092577 | 0.0077951 | 0.0018122 | 0.00062229 | -0.0032332 | -0.0032798 | -0.00033493 | 0.0066624 | 0.011326 | 0.019763 | 0 | 0.014849 | 0.010517 | 0.0077666 | 0.0071801 | 0.0025186 | 0.00059749 | -7.8594e-05 | 3.813e-05 | 0.0005305 | 0.0042802 | 0.008918 | 0.017102
LO5Med | New | ASHP | Residential | HVAC | 1.1515 | 3001.648 | 117.3345 | 110-120 | Manufactured | HVAC Conversion - FAF to ASHP 8.5 HSPF/14SEER + HZ23CZ1 | 0.080895 | 0.0075962 | 0.005547 | 0.0044936 | 0.0038373 | 0.0011425 | 0.00059947 | 0.00046544 | 0.00045019 | 0.00066014 | 0.0033804 | 0.0054973 | 0.0095927 | 0 | 0.0072076 | 0.005105 | 0.0037698 | 0.0034999 | 0.0013026 | 0.00035665 | 0.00061238 | 0.00046234 | 0.00056247 | 0.0021241 | 0.0043287 | 0.008301
LO5Med | New | ASHP | Residential | HVAC | 1.0675 | 3055.7546 | 106.6446 | 100-110 | Manufactured | HVAC Conversion - FAF w/CAC to ASHP 8.5 HSPF/14SEER + HZ1 | 0.2626 | 0.022456 | 0.016398 | 0.013284 | 0.011517 | 0.0042259 | 0.0027322 | 0.0079438 | 0.0079229 | 0.0046074 | 0.010466 | 0.016251 | 0.028358 | 0 | 0.021307 | 0.015091 | 0.011144 | 0.010394 | 0.0041092 | 0.0012694 | 0.0039102 | 0.0027994 | 0.0026472 | 0.0064298 | 0.012796 | 0.024539
LO5Med | New | ASHP | Residential | HVAC | 1.0675 | 2530.2967 | 126.2675 | 120-130 | Manufactured | HVAC Conversion - FAF to ASHP 8.5 HSPF/14SEER + HZ1CZ23 | 0.28156 | 0.029077 | 0.021233 | 0.017201 | 0.014481 | 0.0033572 | 0.001145 | -0.0060834 | -0.0061713 | -0.00065318 | 0.012373 | 0.021043 | 0.036719 | 0 | 0.027589 | 0.019541 | 0.01443 | 0.01334 | 0.0046765 | 0.0011076 | -0.00017025 | 5.4092e-05 | 0.00097414 | 0.0079507 | 0.016569 | 0.031775
LO5Med | New | ASHP | Residential | HVAC | 1.0675 | 2761.2969 | 139.109 | 130-140 | Manufactured | HVAC Conversion - FAF to ASHP 8.5 HSPF/14SEER + HZ1CZ1 | 0.79869 | 0.075582 | 0.055192 | 0.044711 | 0.038135 | 0.011143 | 0.0057106 | 0.0028923 | 0.0027342 | 0.0058653 | 0.03351 | 0.054698 | 0.095448 | 0 | 0.071715 | 0.050795 | 0.037509 | 0.034812 | 0.012892 | 0.0034917 | 0.0055372 | 0.004221 | 0.0053359 | 0.021095 | 0.04307 | 0.082595
LO5Med | New | ASHP | Residential | HVAC | 0.0044457 | 12.9366 | 629.2558 | >140 | Manufactured | HVAC Upgrade - Heat Pump Upgrade to 9.0 HSPF/14 SEER + HZ23CZ1 | 0.00044405 | 3.7353e-05 | 2.7277e-05 | 2.2097e-05 | 1.9211e-05 | 7.2912e-06 | 4.841e-06 | 1.524e-05 | 1.5213e-05 | 8.4834e-06 | 1.7555e-05 | 2.7032e-05 | 4.7171e-05 | 0 | 3.5442e-05 | 2.5103e-05 | 1.8537e-05 | 1.7305e-05 | 6.915e-06 | 2.1779e-06 | 7.1522e-06 | 5.0986e-06 | 4.7071e-06 | 1.0742e-05 | 2.1286e-05 | 4.0819e-05
LO5Med | New | ASHP | Residential | HVAC | 0.0056513 | 17.1295 | 468.2561 | >140 | Manufactured | HVAC Upgrade - Heat Pump Upgrade to 9.0 HSPF/14 SEER + HZ23CZ23 | 0.001319 | 0.00010652 | 7.7783e-05 | 6.3011e-05 | 5.5171e-05 | 2.2699e-05 | 1.5962e-05 | 5.8219e-05 | 5.8195e-05 | 3.016e-05 | 5.1125e-05 | 7.7086e-05 | 0.00013451 | 0 | 0.00010107 | 7.1585e-05 | 5.2862e-05 | 4.9455e-05 | 2.03e-05 | 6.6939e-06 | 2.5114e-05 | 1.7759e-05 | 1.5635e-05 | 3.097e-05 | 6.0699e-05 | 0.0001164
LO5Med | New | ASHP | Residential | HVAC | 0.024528 | 71.1911 | 94.5475 | 90-100 | Manufactured | HVAC Upgrade - Heat Pump Upgrade to 9.0 HSPF/14 SEER + HZ1CZ23 | 0.01009 | 0.00085091 | 0.00062136 | 0.00050336 | 0.00043743 | 0.00016516 | 0.00010922 | 0.00033994 | 0.00033929 | 0.00019033 | 0.00039939 | 0.00061579 | 0.0010746 | 0 | 0.00080737 | 0.00057185 | 0.00042228 | 0.00039415 | 0.00015724 | 4.9376e-05 | 0.00016061 | 0.00011457 | 0.00010614 | 0.00024453 | 0.00048489 | 0.00092986
LO5Med | New | ASHP | Residential | HVAC | 0.024528 | 70.4209 | 95.5816 | 90-100 | Manufactured | HVAC Upgrade - Heat Pump Upgrade to 9.0 HSPF/14 SEER + HZ1CZ1 | 0.025943 | 0.0022118 | 0.0016151 | 0.0013084 | 0.0011349 | 0.00041905 | 0.00027229 | 0.00080419 | 0.00080221 | 0.0004626 | 0.0010324 | 0.0016007 | 0.0027932 | 0 | 0.0020987 | 0.0014865 | 0.0010977 | 0.001024 | 0.00040559 | 0.00012574 | 0.0003921 | 0.00028048 | 0.000264 | 0.00063381 | 0.0012604 | 0.0024171
LO5Med | NR | ASHP | Residential | HVAC | 1.1109 | 3179.9665 | 93.4835 | 90-100 | Manufactured | HVAC Conversion - FAF w/CAC to ASHP 8.5 HSPF/14SEER + HZ23 | 0.9242 | 0.079032 | 0.057712 | 0.046752 | 0.040533 | 0.014873 | 0.0096158 | 0.027958 | 0.027884 | 0.016215 | 0.036835 | 0.057195 | 0.099804 | 0 | 0.074988 | 0.053113 | 0.039221 | 0.036582 | 0.014462 | 0.0044676 | 0.013762 | 0.0098523 | 0.0093166 | 0.022629 | 0.045036 | 0.086365
LO5Med | NR | ASHP | Residential | HVAC | 1.0575 | 2509.022 | 118.7817 | 110-120 | Manufactured | HVAC Conversion - FAF to ASHP 8.5 HSPF/14SEER + HZ23CZ23 | 1.3609 | 0.1404 | 0.10253 | 0.083056 | 0.069934 | 0.016258 | 0.0055829 | -0.029007 | -0.029425 | -0.0030048 | 0.059772 | 0.10161 | 0.17731 | 0 | 0.13322 | 0.094357 | 0.069678 | 0.064416 | 0.022596 | 0.0053604 | -0.00070511 | 0.00034209 | 0.0047594 | 0.0384 | 0.080008 | 0.15343
LO5Med | NR | ASHP | Residential | HVAC | 1.1515 | 3001.648 | 117.3345 | 110-120 | Manufactured | HVAC Conversion - FAF to ASHP 8.5 HSPF/14SEER + HZ23CZ1 | 0.72575 | 0.06815 | 0.049765 | 0.040314 | 0.034426 | 0.01025 | 0.0053782 | 0.0041757 | 0.0040389 | 0.0059225 | 0.030327 | 0.049319 | 0.086062 | 0 | 0.064663 | 0.0458 | 0.033821 | 0.0314 | 0.011686 | 0.0031997 | 0.005494 | 0.0041479 | 0.0050462 | 0.019057 | 0.038835 | 0.074473
LO5Med | NR | ASHP | Residential | HVAC | 1.0675 | 3055.7546 | 106.6446 | 100-110 | Manufactured | HVAC Conversion - FAF w/CAC to ASHP 8.5 HSPF/14SEER + HZ1 | 2.3559 | 0.20146 | 0.14711 | 0.11918 | 0.10332 | 0.037913 | 0.024512 | 0.071268 | 0.071081 | 0.041335 | 0.093897 | 0.1458 | 0.25441 | 0 | 0.19116 | 0.13539 | 0.099981 | 0.093253 | 0.036865 | 0.011389 | 0.035081 | 0.025115 | 0.023749 | 0.057685 | 0.1148 | 0.22016
LO5Med | NR | ASHP | Residential | HVAC | 1.0675 | 2530.2967 | 126.2675 | 120-130 | Manufactured | HVAC Conversion - FAF to ASHP 8.5 HSPF/14SEER + HZ1CZ23 | 2.526 | 0.26087 | 0.19049 | 0.15432 | 0.12992 | 0.030119 | 0.010272 | -0.054577 | -0.055366 | -0.0058601 | 0.11101 | 0.18879 | 0.32943 | 0 | 0.24752 | 0.17531 | 0.12946 | 0.11968 | 0.041955 | 0.009937 | -0.0015274 | 0.00048529 | 0.0087396 | 0.07133 | 0.14865 | 0.28507
LO5Med | NR | ASHP | Residential | HVAC | 1.0675 | 2761.2969 | 139.109 | 130-140 | Manufactured | HVAC Conversion - FAF to ASHP 8.5 HSPF/14SEER + HZ1CZ1 | 7.1655 | 0.67809 | 0.49516 | 0.40113 | 0.34213 | 0.099971 | 0.051233 | 0.025949 | 0.02453 | 0.052621 | 0.30063 | 0.49073 | 0.85631 | 0 | 0.6434 | 0.45571 | 0.33652 | 0.31231 | 0.11566 | 0.031326 | 0.049677 | 0.037869 | 0.047872 | 0.18926 | 0.38641 | 0.74101
LO5Med | NR | ASHP | Residential | HVAC | 0.0044457 | 12.9366 | 629.2558 | >140 | Manufactured | HVAC Upgrade - Heat Pump Upgrade to 9.0 HSPF/14 SEER + HZ23CZ1 | 0.0034598 | 0.00029104 | 0.00021252 | 0.00017216 | 0.00014968 | 5.6809e-05 | 3.7718e-05 | 0.00011874 | 0.00011853 | 6.6098e-05 | 0.00013678 | 0.00021062 | 0.00036753 | 0 | 0.00027615 | 0.00019559 | 0.00014443 | 0.00013483 | 5.3878e-05 | 1.6969e-05 | 5.5726e-05 | 3.9725e-05 | 3.6675e-05 | 8.3694e-05 | 0.00016585 | 0.00031804
LO5Med | NR | ASHP | Residential | HVAC | 0.0056513 | 17.1295 | 468.2561 | >140 | Manufactured | HVAC Upgrade - Heat Pump Upgrade to 9.0 HSPF/14 SEER + HZ23CZ23 | 0.010836 | 0.00087507 | 0.000639 | 0.00051765 | 0.00045324 | 0.00018647 | 0.00013113 | 0.00047828 | 0.00047809 | 0.00024777 | 0.00042 | 0.00063328 | 0.0011051 | 0 | 0.0008303 | 0.00058809 | 0.00043427 | 0.00040628 | 0.00016677 | 5.4992e-05 | 0.00020632 | 0.00014589 | 0.00012845 | 0.00025442 | 0.00049866 | 0.00095626
LO5Med | NR | ASHP | Residential | HVAC | 0.024528 | 71.1911 | 94.5475 | 90-100 | Manufactured | HVAC Upgrade - Heat Pump Upgrade to 9.0 HSPF/14 SEER + HZ1CZ23 | 0.11915 | 0.010049 | 0.0073377 | 0.0059443 | 0.0051657 | 0.0019504 | 0.0012898 | 0.0040144 | 0.0040067 | 0.0022476 | 0.0047165 | 0.007272 | 0.01269 | 0 | 0.0095344 | 0.0067531 | 0.0049868 | 0.0046546 | 0.0018569 | 0.00058309 | 0.0018967 | 0.0013529 | 0.0012535 | 0.0028877 | 0.0057261 | 0.010981
LO5Med | NR | ASHP | Residential | HVAC | 0.024528 | 70.4209 | 95.5816 | 90-100 | Manufactured | HVAC Upgrade - Heat Pump Upgrade to 9.0 HSPF/14 SEER + HZ1CZ1 | 0.21228 | 0.018098 | 0.013216 | 0.010706 | 0.0092868 | 0.0034289 | 0.002228 | 0.0065803 | 0.0065641 | 0.0037853 | 0.0084481 | 0.013098 | 0.022855 | 0 | 0.017172 | 0.012163 | 0.0089818 | 0.0083787 | 0.0033188 | 0.0010289 | 0.0032084 | 0.002295 | 0.0021602 | 0.0051862 | 0.010313 | 0.019778
Retro12Med | Retro | ResWx | Residential | HVAC | 0.52176 | 997.7842 | 175.1439 | >140 | Manufactured | Attic R0 - R22_Electric FAF | 0.60332 | 0.067207 | 0.049034 | 0.044432 | 0.035617 | 0.014675 | 0.004099 | 0.00099815 | 0.00083909 | 0.0079622 | 0.027348 | 0.043259 | 0.078323 | 0 | 0.042719 | 0.032005 | 0.024791 | 0.021261 | 0.0083525 | 0.0020735 | 0.00055848 | 0.00037344 | 0.0045723 | 0.0141 | 0.028303 | 0.050415
Retro12Med | Retro | ResWx | Residential | HVAC | 0.34433 | 658.468 | 284.835 | >140 | Manufactured | Attic R0 - R30_Electric FAF | 1.2113 | 0.13493 | 0.098445 | 0.089206 | 0.071508 | 0.029462 | 0.0082296 | 0.002004 | 0.0016846 | 0.015986 | 0.054906 | 0.08685 | 0.15725 | 0 | 0.085767 | 0.064255 | 0.049773 | 0.042685 | 0.016769 | 0.004163 | 0.0011213 | 0.00074975 | 0.0091798 | 0.028308 | 0.056824 | 0.10122
Retro12Med | Retro | ResWx | Residential | HVAC | 0.1284 | 367.5474 | 555.4483 | >140 | Manufactured | Attic R0 - R22_Heat Pump | 0.063085 | 0.0053947 | 0.0039393 | 0.0031912 | 0.0027667 | 0.0010152 | 0.00065637 | 0.0019084 | 0.0019033 | 0.0011068 | 0.0025143 | 0.0039041 | 0.0068125 | 0 | 0.0051186 | 0.0036255 | 0.0026772 | 0.0024971 | 0.00098716 | 0.00030495 | 0.00093936 | 0.00067251 | 0.00063594 | 0.0015447 | 0.0030741 | 0.0058952
Retro12Med | Retro | ResWx | Residential | HVAC | 0.13126 | 375.7243 | 542.6547 | >140 | Manufactured | Attic R0 - R30_Heat Pump | 0.19619 | 0.016777 | 0.012251 | 0.0099246 | 0.0086044 | 0.0031572 | 0.0020413 | 0.005935 | 0.0059193 | 0.0034422 | 0.0078194 | 0.012141 | 0.021187 | 0 | 0.015919 | 0.011275 | 0.008326 | 0.0077658 | 0.00307 | 0.00094839 | 0.0029214 | 0.0020915 | 0.0019778 | 0.0048038 | 0.0095604 | 0.018334
Retro12Med | Retro | ResWx | Residential | HVAC | 0.19113 | 365.5086 | 881.7384 | >140 | Manufactured | Floor R11 - R22_Electric FAF | 0.20323 | 0.022639 | 0.016517 | 0.014967 | 0.011998 | 0.0049432 | 0.0013808 | 0.00033623 | 0.00028265 | 0.0026821 | 0.0092123 | 0.014572 | 0.026383 | 0 | 0.01439 | 0.010781 | 0.008351 | 0.0071618 | 0.0028136 | 0.00069848 | 0.00018813 | 0.00012579 | 0.0015402 | 0.0047496 | 0.009534 | 0.016983
Retro12Med | Retro | ResWx | Residential | HVAC | 0.45062 | 861.7398 | 350.9052 | >140 | Manufactured | Floor R0 - R22_Electric FAF | 0.31478 | 0.035065 | 0.025583 | 0.023183 | 0.018583 | 0.0076565 | 0.0021387 | 0.00052078 | 0.00043779 | 0.0041543 | 0.014269 | 0.02257 | 0.040865 | 0 | 0.022289 | 0.016698 | 0.012935 | 0.011093 | 0.0043579 | 0.0010819 | 0.00029139 | 0.00019484 | 0.0023856 | 0.0073566 | 0.014767 | 0.026304
Retro12Med | Retro | ResWx | Residential | HVAC | 0.23017 | 440.1622 | 678.941 | >140 | Manufactured | CFM50 Infiltration Reduction_Electric FAF | 1.2613 | 0.1405 | 0.10251 | 0.092892 | 0.074463 | 0.030679 | 0.0085696 | 0.0020868 | 0.0017542 | 0.016646 | 0.057175 | 0.090438 | 0.16374 | 0 | 0.089311 | 0.06691 | 0.051829 | 0.044449 | 0.017462 | 0.004335 | 0.0011676 | 0.00078072 | 0.0095591 | 0.029478 | 0.059172 | 0.1054
Retro12Med | Retro | ResWx | Residential | HVAC | 0.13845 | 264.7607 | 768.9217 | >140 | Manufactured | Attic R11 - R30_Electric FAF | 0.0095516 | 0.001064 | 0.0007763 | 0.00070345 | 0.00056389 | 0.00023233 | 6.4895e-05 | 1.5803e-05 | 1.3284e-05 | 0.00012606 | 0.00043297 | 0.00068487 | 0.00124 | 0 | 0.00067633 | 0.00050669 | 0.00039249 | 0.0003366 | 0.00013224 | 3.2828e-05 | 8.8418e-06 | 5.9122e-06 | 7.2388e-05 | 0.00022323 | 0.00044809 | 0.00079817
Retro12Med | Retro | ResWx | Residential | HVAC | 0.93643 | 1790.7789 | 106.9955 | 100-110 | Manufactured | WINDOW CL30 Prime Window Replacement of Single Pane Base_Electric FAF | 0.83889 | 0.093448 | 0.06818 | 0.061781 | 0.049524 | 0.020405 | 0.0056995 | 0.0013879 | 0.0011667 | 0.011071 | 0.038026 | 0.060149 | 0.1089 | 0 | 0.0594 | 0.044501 | 0.034471 | 0.029562 | 0.011614 | 0.0028832 | 0.00077655 | 0.00051925 | 0.0063576 | 0.019605 | 0.039354 | 0.070101
Retro12Med | Retro | ResWx | Residential | HVAC | 0.9703 | 1855.5408 | 111.1881 | 110-120 | Manufactured | WINDOW CL22 Prime Window Replacement of Single Pane Base_Electric FAF | 0.21731 | 0.024207 | 0.017661 | 0.016004 | 0.012829 | 0.0052856 | 0.0014764 | 0.00035952 | 0.00030223 | 0.0028679 | 0.0098504 | 0.015581 | 0.028211 | 0 | 0.015387 | 0.011528 | 0.0089294 | 0.0076579 | 0.0030085 | 0.00074686 | 0.00020116 | 0.00013451 | 0.0016469 | 0.0050786 | 0.010194 | 0.018159
Retro12Med | Retro | ResWx | Residential | HVAC | 0.49503 | 946.6629 | 255.1526 | >140 | Manufactured | WINDOW CL22 Prime Window Replacement of Double Pane Base_Electric FAF | 0.005639 | 0.00062816 | 0.00045831 | 0.0004153 | 0.0003329 | 0.00013716 | 3.8312e-05 | 9.3294e-06 | 7.8427e-06 | 7.4421e-05 | 0.00025561 | 0.00040433 | 0.00073206 | 0 | 0.00039929 | 0.00029914 | 0.00023172 | 0.00019872 | 7.8068e-05 | 1.9381e-05 | 5.22e-06 | 3.4904e-06 | 4.2736e-05 | 0.00013179 | 0.00026454 | 0.00047122
Retro12Med | Retro | ResWx | Residential | HVAC | 0.465 | 889.2306 | 254.6128 | >140 | Manufactured | WINDOW CL30 Prime Window Replacement of Double Pane Base_Electric FAF | 0.021188 | 0.0023602 | 0.001722 | 0.0015604 | 0.0012508 | 0.00051535 | 0.00014395 | 3.5054e-05 | 2.9468e-05 | 0.00027962 | 0.00096043 | 0.0015192 | 0.0027506 | 0 | 0.0015003 | 0.001124 | 0.00087063 | 0.00074665 | 0.00029333 | 7.282e-05 | 1.9613e-05 | 1.3115e-05 | 0.00016057 | 0.00049517 | 0.00099397 | 0.0017705
Retro12Med | Retro | ResWx | Residential | HVAC | 0.061723 | 176.6828 | 1763.672 | >140 | Manufactured | CFM50 Infiltration Reduction_Heat Pump | 0.14372 | 0.01229 | 0.0089744 | 0.0072701 | 0.0063031 | 0.0023128 | 0.0014953 | 0.0043476 | 0.0043361 | 0.0025216 | 0.005728 | 0.0088941 | 0.01552 | 0 | 0.011661 | 0.0082594 | 0.0060991 | 0.0056887 | 0.0022489 | 0.00069473 | 0.00214 | 0.0015321 | 0.0014488 | 0.003519 | 0.0070033 | 0.01343
Retro12Med | Retro | ResWx | Residential | HVAC | 0.2427 | 694.7209 | 375.6482 | >140 | Manufactured | WINDOW CL22 Prime Window Replacement of Single Pane Base_Heat Pump | 0.023095 | 0.0019749 | 0.0014422 | 0.0011683 | 0.0010129 | 0.00037166 | 0.00024029 | 0.00069864 | 0.0006968 | 0.00040521 | 0.00092047 | 0.0014293 | 0.002494 | 0 | 0.0018739 | 0.0013273 | 0.00098011 | 0.00091416 | 0.00036139 | 0.00011164 | 0.00034389 | 0.0002462 | 0.00023281 | 0.00056549 | 0.0011254 | 0.0021582
Retro12Med | Retro | ResWx | Residential | HVAC | 0.22232 | 636.3769 | 385.36 | >140 | Manufactured | WINDOW CL30 Prime Window Replacement of Single Pane Base_Heat Pump | 0.084622 | 0.0072363 | 0.0052842 | 0.0042807 | 0.0037113 | 0.0013618 | 0.00088044 | 0.0025599 | 0.0025531 | 0.0014847 | 0.0033727 | 0.0052369 | 0.0091383 | 0 | 0.0068661 | 0.0048632 | 0.0035912 | 0.0033495 | 0.0013242 | 0.00040906 | 0.0012601 | 0.0009021 | 0.00085305 | 0.002072 | 0.0041236 | 0.0079078
Retro12Med | Retro | ResWx | Residential | HVAC | 0.090291 | 258.4584 | 1277.4212 | >140 | Manufactured | Floor R0 - R22_Heat Pump | 0.0268 | 0.0022917 | 0.0016735 | 0.0013557 | 0.0011754 | 0.00043127 | 0.00027883 | 0.0008107 | 0.00080857 | 0.0004702 | 0.0010681 | 0.0016585 | 0.0028941 | 0 | 0.0021745 | 0.0015402 | 0.0011373 | 0.0010608 | 0.00041936 | 0.00012955 | 0.00039906 | 0.00028569 | 0.00027016 | 0.00065619 | 0.0013059 | 0.0025044
Retro12Med | Retro | ResWx | Residential | HVAC | 0.56725 | 1623.7408 | 151.2143 | >140 | Manufactured | WINDOW CL22 Prime Window Replacement of Double Pane Base_Heat Pump | 0.0027456 | 0.00023478 | 0.00017145 | 0.00013889 | 0.00012041 | 4.4183e-05 | 2.8566e-05 | 8.3055e-05 | 8.2837e-05 | 4.8171e-05 | 0.00010943 | 0.00016991 | 0.00029649 | 0 | 0.00022277 | 0.00015779 | 0.00011652 | 0.00010868 | 4.2963e-05 | 1.3272e-05 | 4.0883e-05 | 2.9269e-05 | 2.7677e-05 | 6.7226e-05 | 0.00013379 | 0.00025657
Retro12Med | Retro | ResWx | Residential | HVAC | 0.091362 | 261.5249 | 976.9251 | >140 | Manufactured | WINDOW CL30 Prime Window Replacement of Double Pane Base_Heat Pump | 0.0017688 | 0.00015126 | 0.00011045 | 8.9479e-05 | 7.7576e-05 | 2.8465e-05 | 1.8404e-05 | 5.3509e-05 | 5.3368e-05 | 3.1035e-05 | 7.0499e-05 | 0.00010947 | 0.00019102 | 0 | 0.00014352 | 0.00010165 | 7.5066e-05 | 7.0015e-05 | 2.7679e-05 | 8.5505e-06 | 2.6339e-05 | 1.8856e-05 | 1.7831e-05 | 4.331e-05 | 8.6195e-05 | 0.00016529
Retro12Med | Retro | ResWx | Residential | HVAC | 0.047594 | 136.2385 | 2446.9852 | >140 | Manufactured | Floor R11 - R22_Heat Pump | 0.021503 | 0.0018388 | 0.0013427 | 0.0010877 | 0.00094305 | 0.00034604 | 0.00022373 | 0.00065048 | 0.00064876 | 0.00037727 | 0.00085702 | 0.0013307 | 0.0023221 | 0 | 0.0017447 | 0.0012358 | 0.00091254 | 0.00085114 | 0.00033648 | 0.00010394 | 0.00032019 | 0.00022923 | 0.00021676 | 0.0005265 | 0.0010478 | 0.0020094
Retro12Med | Retro | ResWx | Residential | HVAC | 0.04309 | 123.3448 | 1711.9156 | >140 | Manufactured | Attic R11 - R30_Heat Pump | 0.0012631 | 0.00010802 | 7.8876e-05 | 6.3897e-05 | 5.5398e-05 | 2.0327e-05 | 1.3142e-05 | 3.8211e-05 | 3.811e-05 | 2.2162e-05 | 5.0343e-05 | 7.817e-05 | 0.00013641 | 0 | 0.00010249 | 7.2592e-05 | 5.3605e-05 | 4.9998e-05 | 1.9766e-05 | 6.106e-06 | 1.8809e-05 | 1.3465e-05 | 1.2733e-05 | 3.0928e-05 | 6.1552e-05 | 0.00011804
LO12Med | New | Microwave | Residential | Food Preparation | 0.0052941 | 9.156 | 31.9278 | 30-40 | Single Family | Microwave Top Tier | 0.65947 | 0.048787 | 0.040197 | 0.048004 | 0.04015 | 0.035577 | 0.038888 | 0.035647 | 0.040375 | 0.038326 | 0.051676 | 0.046716 | 0.050743 | 0 | 0.015589 | 0.011781 | 0.01009 | 0.011334 | 0.0097924 | 0.0085074 | 0.011735 | 0.0087585 | 0.012294 | 0.011405 | 0.015262 | 0.017838
LO12Med | New | Microwave | Residential | Food Preparation | 0.0052941 | 9.156 | 31.9278 | 30-40 | Multifamily - Low Rise | Microwave Top Tier | 0.27722 | 0.020509 | 0.016898 | 0.02018 | 0.016878 | 0.014955 | 0.016348 | 0.014985 | 0.016973 | 0.016111 | 0.021723 | 0.019638 | 0.021331 | 0 | 0.0065531 | 0.0049524 | 0.0042416 | 0.0047645 | 0.0041165 | 0.0035763 | 0.0049331 | 0.0036819 | 0.005168 | 0.0047943 | 0.0064156 | 0.0074986
LO12Med | New | Microwave | Residential | Food Preparation | 0.0052941 | 9.156 | 31.9278 | 30-40 | Multifamily - High Rise | Microwave Top Tier | 0.062261 | 0.004606 | 0.003795 | 0.0045321 | 0.0037906 | 0.0033588 | 0.0036714 | 0.0033654 | 0.0038118 | 0.0036183 | 0.0048787 | 0.0044105 | 0.0047906 | 0 | 0.0014717 | 0.0011122 | 0.00095261 | 0.00107 | 0.0009245 | 0.00080318 | 0.0011079 | 0.00082689 | 0.0011607 | 0.0010767 | 0.0014409 | 0.0016841
LO12Med | New | Microwave | Residential | Food Preparation | 0.0052941 | 9.156 | 31.9278 | 30-40 | Manufactured | Microwave Top Tier | 0.026086 | 0.0019298 | 0.00159 | 0.0018988 | 0.0015882 | 0.0014072 | 0.0015382 | 0.00141 | 0.0015971 | 0.001516 | 0.0020441 | 0.0018479 | 0.0020072 | 0 | 0.00061662 | 0.00046599 | 0.00039912 | 0.00044832 | 0.00038734 | 0.00033651 | 0.00046419 | 0.00034645 | 0.00048628 | 0.00045112 | 0.00060368 | 0.00070559
LO12Med | NR | Microwave | Residential | Food Preparation | 0.0052941 | 9.156 | 31.9278 | 30-40 | Single Family | Microwave Top Tier | 3.8732 | 0.28654 | 0.23609 | 0.28194 | 0.23581 | 0.20895 | 0.2284 | 0.20936 | 0.23713 | 0.22509 | 0.3035 | 0.27437 | 0.29802 | 0 | 0.091555 | 0.069191 | 0.059261 | 0.066567 | 0.057513 | 0.049965 | 0.068923 | 0.051441 | 0.072203 | 0.066983 | 0.089635 | 0.10477
LO12Med | NR | Microwave | Residential | Food Preparation | 0.0052941 | 9.156 | 31.9278 | 30-40 | Multifamily - Low Rise | Microwave Top Tier | 0.90003 | 0.066583 | 0.05486 | 0.065515 | 0.054796 | 0.048554 | 0.053073 | 0.04865 | 0.055103 | 0.052306 | 0.070526 | 0.063757 | 0.069252 | 0 | 0.021275 | 0.016078 | 0.013771 | 0.015468 | 0.013364 | 0.011611 | 0.016016 | 0.011953 | 0.016778 | 0.015565 | 0.020829 | 0.024345
LO12Med | NR | Microwave | Residential | Food Preparation | 0.0052941 | 9.156 | 31.9278 | 30-40 | Multifamily - High Rise | Microwave Top Tier | 0.20501 | 0.015167 | 0.012496 | 0.014923 | 0.012482 | 0.01106 | 0.012089 | 0.011082 | 0.012552 | 0.011914 | 0.016065 | 0.014523 | 0.015775 | 0 | 0.0048461 | 0.0036623 | 0.0031367 | 0.0035234 | 0.0030442 | 0.0026447 | 0.0036481 | 0.0027228 | 0.0038218 | 0.0035454 | 0.0047445 | 0.0055453
LO12Med | NR | Microwave | Residential | Food Preparation | 0.0052941 | 9.156 | 31.9278 | 30-40 | Manufactured | Microwave Top Tier | 0.42706 | 0.031593 | 0.026031 | 0.031086 | 0.026 | 0.023038 | 0.025183 | 0.023084 | 0.026146 | 0.024819 | 0.033464 | 0.030252 | 0.03286 | 0 | 0.010095 | 0.0076289 | 0.0065341 | 0.0073396 | 0.0063413 | 0.0055091 | 0.0075993 | 0.0056718 | 0.0079611 | 0.0073854 | 0.0098831 | 0.011551
LO20Fast | New | Electric Oven | Residential | Food Preparation | 0.031863 | 55.1054 | 436.9901 | >140 | Single Family | Self-Cleaning Oven | 1.4825 | 0.10968 | 0.090367 | 0.10792 | 0.090261 | 0.079979 | 0.087424 | 0.080137 | 0.090767 | 0.086159 | 0.11617 | 0.10502 | 0.11407 | 0 | 0.035045 | 0.026484 | 0.022683 | 0.02548 | 0.022014 | 0.019125 | 0.026382 | 0.01969 | 0.027637 | 0.025639 | 0.03431 | 0.040101
LO20Fast | New | Electric Oven | Residential | Food Preparation | 0.031863 | 55.1054 | 436.9901 | >140 | Multifamily - Low Rise | Self-Cleaning Oven | 0.68977 | 0.051028 | 0.042044 | 0.05021 | 0.041995 | 0.037211 | 0.040675 | 0.037285 | 0.04223 | 0.040086 | 0.05405 | 0.048862 | 0.053074 | 0 | 0.016305 | 0.012322 | 0.010554 | 0.011855 | 0.010242 | 0.0088982 | 0.012274 | 0.0091609 | 0.012859 | 0.011929 | 0.015963 | 0.018657
LO20Fast | New | Electric Oven | Residential | Food Preparation | 0.031863 | 55.1054 | 436.9901 | >140 | Multifamily - High Rise | Self-Cleaning Oven | 0.15499 | 0.011466 | 0.0094474 | 0.011282 | 0.0094363 | 0.0083614 | 0.0091397 | 0.008378 | 0.0094892 | 0.0090075 | 0.012145 | 0.01098 | 0.011926 | 0 | 0.0036637 | 0.0027688 | 0.0023714 | 0.0026638 | 0.0023015 | 0.0019995 | 0.0027581 | 0.0020585 | 0.0028893 | 0.0026804 | 0.0035869 | 0.0041924
LO20Fast | New | Electric Oven | Residential | Food Preparation | 0.031863 | 55.1054 | 436.9901 | >140 | Manufactured | Self-Cleaning Oven | 0.060186 | 0.0044525 | 0.0036686 | 0.0043811 | 0.0036643 | 0.0032469 | 0.0035491 | 0.0032533 | 0.0036848 | 0.0034978 | 0.0047162 | 0.0042635 | 0.004631 | 0 | 0.0014227 | 0.0010752 | 0.00092087 | 0.0010344 | 0.0008937 | 0.00077642 | 0.001071 | 0.00079934 | 0.001122 | 0.0010409 | 0.0013929 | 0.001628
LO20Fast | New | Electric Oven | Residential | Food Preparation | 0.039559 | 68.4169 | 369.1084 | >140 | Single Family | Non self-cleaning oven | 2.2497 | 0.16643 | 0.13713 | 0.16376 | 0.13697 | 0.12137 | 0.13266 | 0.12161 | 0.13774 | 0.13074 | 0.17629 | 0.15937 | 0.1731 | 0 | 0.053179 | 0.040189 | 0.034421 | 0.038665 | 0.033406 | 0.029022 | 0.040033 | 0.029879 | 0.041939 | 0.038906 | 0.052064 | 0.060852
LO20Fast | New | Electric Oven | Residential | Food Preparation | 0.039559 | 68.4169 | 369.1084 | >140 | Multifamily - Low Rise | Non self-cleaning oven | 1.0467 | 0.077434 | 0.0638 | 0.076192 | 0.063725 | 0.056466 | 0.061722 | 0.056578 | 0.064083 | 0.06083 | 0.082019 | 0.074147 | 0.080538 | 0 | 0.024742 | 0.018698 | 0.016015 | 0.017989 | 0.015542 | 0.013503 | 0.018626 | 0.013901 | 0.019512 | 0.018101 | 0.024223 | 0.028312
LO20Fast | New | Electric Oven | Residential | Food Preparation | 0.039559 | 68.4169 | 369.1084 | >140 | Multifamily - High Rise | Non self-cleaning oven | 0.2352 | 0.0174 | 0.014336 | 0.017121 | 0.014319 | 0.012688 | 0.013869 | 0.012713 | 0.0144 | 0.013669 | 0.01843 | 0.016661 | 0.018097 | 0 | 0.0055596 | 0.0042016 | 0.0035986 | 0.0040422 | 0.0034924 | 0.0030341 | 0.0041853 | 0.0031237 | 0.0043845 | 0.0040675 | 0.005443 | 0.0063618
LO20Fast | New | Electric Oven | Residential | Food Preparation | 0.039559 | 68.4169 | 369.1084 | >140 | Manufactured | Non self-cleaning oven | 0.091331 | 0.0067565 | 0.005567 | 0.0066482 | 0.0055604 | 0.004927 | 0.0053856 | 0.0049368 | 0.0055916 | 0.0053077 | 0.0071566 | 0.0064698 | 0.0070274 | 0 | 0.0021589 | 0.0016315 | 0.0013974 | 0.0015697 | 0.0013562 | 0.0011782 | 0.0016252 | 0.001213 | 0.0017026 | 0.0015795 | 0.0021136 | 0.0024704
LO20Fast | NR | Electric Oven | Residential | Food Preparation | 0.031863 | 55.1054 | 436.9901 | >140 | Single Family | Self-Cleaning Oven | 7.5756 | 0.45279 | 0.37307 | 0.44552 | 0.37263 | 0.33018 | 0.36092 | 0.33084 | 0.37472 | 0.3557 | 0.4796 | 0.43357 | 0.47094 | 0 | 0.14468 | 0.10934 | 0.093645 | 0.10519 | 0.090882 | 0.078956 | 0.10891 | 0.081287 | 0.1141 | 0.10585 | 0.14164 | 0.16555
LO20Fast | NR | Electric Oven | Residential | Food Preparation | 0.031863 | 55.1054 | 436.9901 | >140 | Multifamily - Low Rise | Self-Cleaning Oven | 1.8554 | 0.1109 | 0.091371 | 0.10912 | 0.091264 | 0.080868 | 0.088395 | 0.081028 | 0.091776 | 0.087117 | 0.11746 | 0.10619 | 0.11534 | 0 | 0.035434 | 0.026779 | 0.022936 | 0.025763 | 0.022259 | 0.019338 | 0.026675 | 0.019909 | 0.027945 | 0.025924 | 0.034691 | 0.040547
LO20Fast | NR | Electric Oven | Residential | Food Preparation | 0.031863 | 55.1054 | 436.9901 | >140 | Multifamily - High Rise | Self-Cleaning Oven | 0.42303 | 0.025284 | 0.020832 | 0.024878 | 0.020808 | 0.018438 | 0.020154 | 0.018474 | 0.020925 | 0.019862 | 0.026781 | 0.024211 | 0.026298 | 0 | 0.0080789 | 0.0061054 | 0.0052292 | 0.0058739 | 0.0050749 | 0.004409 | 0.0060817 | 0.0045391 | 0.0063712 | 0.0059106 | 0.0079094 | 0.0092446
LO20Fast | NR | Electric Oven | Residential | Food Preparation | 0.031863 | 55.1054 | 436.9901 | >140 | Manufactured | Self-Cleaning Oven | 0.90816 | 0.058199 | 0.047952 | 0.057266 | 0.047896 | 0.04244 | 0.046391 | 0.042524 | 0.048165 | 0.04572 | 0.061645 | 0.055729 | 0.060532 | 0 | 0.018596 | 0.014054 | 0.012037 | 0.013521 | 0.011682 | 0.010149 | 0.013999 | 0.010448 | 0.014666 | 0.013605 | 0.018206 | 0.021279
LO20Fast | NR | Electric Oven | Residential | Food Preparation | 0.039559 | 68.4169 | 369.1084 | >140 | Single Family | Non self-cleaning oven | 11.4957 | 0.68709 | 0.56612 | 0.67607 | 0.56545 | 0.50104 | 0.54768 | 0.50203 | 0.56862 | 0.53976 | 0.72777 | 0.65792 | 0.71463 | 0 | 0.21954 | 0.16591 | 0.1421 | 0.15962 | 0.13791 | 0.11981 | 0.16527 | 0.12335 | 0.17314 | 0.16062 | 0.21494 | 0.25122
LO20Fast | NR | Electric Oven | Residential | Food Preparation | 0.039559 | 68.4169 | 369.1084 | >140 | Multifamily - Low Rise | Non self-cleaning oven | 2.8155 | 0.16828 | 0.13865 | 0.16558 | 0.13849 | 0.12271 | 0.13414 | 0.12296 | 0.13927 | 0.1322 | 0.17825 | 0.16114 | 0.17503 | 0 | 0.05377 | 0.040636 | 0.034804 | 0.039095 | 0.033777 | 0.029345 | 0.040478 | 0.030211 | 0.042405 | 0.039339 | 0.052643 | 0.061529
LO20Fast | NR | Electric Oven | Residential | Food Preparation | 0.039559 | 68.4169 | 369.1084 | >140 | Multifamily - High Rise | Non self-cleaning oven | 0.64193 | 0.038368 | 0.031612 | 0.037752 | 0.031575 | 0.027978 | 0.030583 | 0.028034 | 0.031752 | 0.03014 | 0.040639 | 0.036739 | 0.039906 | 0 | 0.012259 | 0.0092648 | 0.0079352 | 0.0089134 | 0.0077011 | 0.0066905 | 0.0092288 | 0.006888 | 0.0096682 | 0.0089691 | 0.012002 | 0.014028
LO20Fast | NR | Electric Oven | Residential | Food Preparation | 0.039559 | 68.4169 | 369.1084 | >140 | Manufactured | Non self-cleaning oven | 1.3781 | 0.088316 | 0.072766 | 0.086899 | 0.072681 | 0.064402 | 0.070396 | 0.064529 | 0.073089 | 0.069378 | 0.093545 | 0.084567 | 0.091856 | 0 | 0.028219 | 0.021326 | 0.018265 | 0.020517 | 0.017727 | 0.0154 | 0.021243 | 0.015855 | 0.022254 | 0.020645 | 0.027627 | 0.032291
LO3Slow | New | Advanced Power Strips | Residential | Electronics | 0.006734 | 42.9101 | -8.91 | <0 | Single Family | Occupancy sensing advanced power strip | 0.62329 | 0.01814 | 0.016087 | 0.028582 | 0.036048 | 0.038367 | 0.033617 | 0.033769 | 0.033657 | 0.031134 | 0.033081 | 0.033031 | 0.036815 | 0 | 0.013842 | 0.011602 | 0.016487 | 0.02516 | 0.027315 | 0.021914 | 0.025777 | 0.018298 | 0.022097 | 0.018954 | 0.023824 | 0.025691
LO3Slow | New | Advanced Power Strips | Residential | Electronics | 0.006734 | 42.9101 | -8.91 | <0 | Multifamily - Low Rise | Occupancy sensing advanced power strip | 0.089796 | 0.0026134 | 0.0023176 | 0.0041177 | 0.0051934 | 0.0055275 | 0.0048432 | 0.0048651 | 0.0048489 | 0.0044855 | 0.0047659 | 0.0047588 | 0.0053039 | 0 | 0.0019942 | 0.0016715 | 0.0023752 | 0.0036248 | 0.0039353 | 0.0031572 | 0.0037136 | 0.0026361 | 0.0031834 | 0.0027306 | 0.0034322 | 0.0037012
LO3Slow | New | Advanced Power Strips | Residential | Electronics | 0.006734 | 42.9101 | -8.91 | <0 | Multifamily - High Rise | Occupancy sensing advanced power strip | 0.020136 | 0.00058603 | 0.00051971 | 0.00092336 | 0.0011646 | 0.0012395 | 0.001086 | 0.001091 | 0.0010873 | 0.0010058 | 0.0010687 | 0.0010671 | 0.0011894 | 0 | 0.00044718 | 0.00037482 | 0.00053262 | 0.00081282 | 0.00088245 | 0.00070796 | 0.00083274 | 0.00059113 | 0.00071386 | 0.00061232 | 0.00076965 | 0.00082997
LO3Slow | New | Advanced Power Strips | Residential | Electronics | 0.006734 | 42.9101 | -8.91 | <0 | Manufactured | Occupancy sensing advanced power strip | 0.013521 | 0.00039351 | 0.00034897 | 0.00062001 | 0.00078199 | 0.00083229 | 0.00072925 | 0.00073255 | 0.00073011 | 0.00067539 | 0.00071762 | 0.00071654 | 0.00079862 | 0 | 0.00030027 | 0.00025169 | 0.00035764 | 0.00054579 | 0.00059254 | 0.00047538 | 0.00055917 | 0.00039693 | 0.00047934 | 0.00041116 | 0.0005168 | 0.0005573
LO3Slow | New | Advanced Power Strips | Residential | Electronics | 0.057649 | 268.6655 | 46.6589 | 40-50 | Single Family | Infrared sensing advanced power strip | 22.1736 | 1.4717 | 1.2374 | 1.4539 | 1.0693 | 1.1414 | 1.2119 | 1.0848 | 1.2921 | 1.1022 | 1.3386 | 1.2262 | 1.2898 | 0 | 0.75213 | 0.61808 | 0.59263 | 0.57751 | 0.62705 | 0.56033 | 0.65219 | 0.50912 | 0.55166 | 0.50197 | 0.63297 | 0.67872
LO3Slow | New | Advanced Power Strips | Residential | Electronics | 0.057649 | 268.6655 | 46.6589 | 40-50 | Multifamily - Low Rise | Infrared sensing advanced power strip | 4.0329 | 0.26766 | 0.22505 | 0.26444 | 0.19448 | 0.20759 | 0.22041 | 0.1973 | 0.23501 | 0.20046 | 0.24345 | 0.22302 | 0.23459 | 0 | 0.1368 | 0.11242 | 0.10779 | 0.10504 | 0.11405 | 0.10191 | 0.11862 | 0.092597 | 0.10033 | 0.091297 | 0.11512 | 0.12344
LO3Slow | New | Advanced Power Strips | Residential | Electronics | 0.057649 | 268.6655 | 46.6589 | 40-50 | Multifamily - High Rise | Infrared sensing advanced power strip | 0.90423 | 0.060014 | 0.05046 | 0.059291 | 0.043606 | 0.046545 | 0.049419 | 0.044238 | 0.052693 | 0.044946 | 0.054586 | 0.050005 | 0.052598 | 0 | 0.030672 | 0.025205 | 0.024168 | 0.023551 | 0.025571 | 0.02285 | 0.026596 | 0.020762 | 0.022497 | 0.02047 | 0.025812 | 0.027678
LO3Slow | New | Advanced Power Strips | Residential | Electronics | 0.057649 | 268.6655 | 46.6589 | 40-50 | Manufactured | Infrared sensing advanced power strip | 0.5163 | 0.034267 | 0.028812 | 0.033854 | 0.024898 | 0.026577 | 0.028218 | 0.025259 | 0.030087 | 0.025664 | 0.031168 | 0.028552 | 0.030033 | 0 | 0.017513 | 0.014392 | 0.013799 | 0.013447 | 0.014601 | 0.013047 | 0.015186 | 0.011855 | 0.012845 | 0.011688 | 0.014738 | 0.015804
LO3Slow | New | Advanced Power Strips | Residential | Electronics | 0.0050505 | 32.1826 | 236.6374 | >140 | Single Family | Load sensing advanced power strip | 2.6848 | 0.078139 | 0.069295 | 0.12312 | 0.15528 | 0.16527 | 0.14481 | 0.14546 | 0.14498 | 0.13411 | 0.1425 | 0.14228 | 0.15858 | 0 | 0.059624 | 0.049977 | 0.071016 | 0.10838 | 0.11766 | 0.094396 | 0.11103 | 0.078818 | 0.095182 | 0.081644 | 0.10262 | 0.11066
LO3Slow | New | Advanced Power Strips | Residential | Electronics | 0.0050505 | 32.1826 | 236.6374 | >140 | Multifamily - Low Rise | Load sensing advanced power strip | 0.46088 | 0.013413 | 0.011895 | 0.021134 | 0.026655 | 0.02837 | 0.024858 | 0.02497 | 0.024887 | 0.023022 | 0.024461 | 0.024424 | 0.027222 | 0 | 0.010235 | 0.008579 | 0.012191 | 0.018604 | 0.020198 | 0.016204 | 0.01906 | 0.01353 | 0.016339 | 0.014015 | 0.017616 | 0.018996
LO3Slow | New | Advanced Power Strips | Residential | Electronics | 0.0050505 | 32.1826 | 236.6374 | >140 | Multifamily - High Rise | Load sensing advanced power strip | 0.10334 | 0.0030076 | 0.0026672 | 0.0047387 | 0.0059767 | 0.0063612 | 0.0055737 | 0.0055988 | 0.0055802 | 0.005162 | 0.0054847 | 0.0054765 | 0.0061039 | 0 | 0.0022949 | 0.0019236 | 0.0027334 | 0.0041715 | 0.0045288 | 0.0036333 | 0.0042737 | 0.0030337 | 0.0036636 | 0.0031425 | 0.0039499 | 0.0042595
LO3Slow | New | Advanced Power Strips | Residential | Electronics | 0.0050505 | 32.1826 | 236.6374 | >140 | Manufactured | Load sensing advanced power strip | 0.061354 | 0.0017856 | 0.0015835 | 0.0028134 | 0.0035484 | 0.0037767 | 0.0033091 | 0.0033241 | 0.003313 | 0.0030647 | 0.0032564 | 0.0032515 | 0.0036239 | 0 | 0.0013625 | 0.0011421 | 0.0016229 | 0.0024767 | 0.0026888 | 0.0021571 | 0.0025373 | 0.0018011 | 0.0021751 | 0.0018657 | 0.0023451 | 0.0025289
Retro3Slow | Retro | Advanced Power Strips | Residential | Electronics | 0.006734 | 42.9101 | -8.91 | <0 | Single Family | Occupancy sensing advanced power strip | 5.5012 | 0.16011 | 0.14199 | 0.25226 | 0.31817 | 0.33864 | 0.29671 | 0.29805 | 0.29706 | 0.2748 | 0.29198 | 0.29154 | 0.32494 | 0 | 0.12217 | 0.1024 | 0.14551 | 0.22207 | 0.24109 | 0.19342 | 0.22751 | 0.1615 | 0.19503 | 0.16729 | 0.21027 | 0.22675
Retro3Slow | Retro | Advanced Power Strips | Residential | Electronics | 0.006734 | 42.9101 | -8.91 | <0 | Multifamily - Low Rise | Occupancy sensing advanced power strip | 0.48276 | 0.013183 | 0.011691 | 0.020772 | 0.026198 | 0.027884 | 0.024432 | 0.024542 | 0.02446 | 0.022627 | 0.024042 | 0.024006 | 0.026756 | 0 | 0.01006 | 0.0084321 | 0.011982 | 0.018285 | 0.019852 | 0.015926 | 0.018733 | 0.013298 | 0.016059 | 0.013775 | 0.017314 | 0.018671
Retro3Slow | Retro | Advanced Power Strips | Residential | Electronics | 0.006734 | 42.9101 | -8.91 | <0 | Multifamily - High Rise | Occupancy sensing advanced power strip | 0.10964 | 0.003001 | 0.0026614 | 0.0047284 | 0.0059637 | 0.0063474 | 0.0055615 | 0.0055867 | 0.0055681 | 0.0051508 | 0.0054728 | 0.0054646 | 0.0060906 | 0 | 0.0022899 | 0.0019194 | 0.0027275 | 0.0041624 | 0.0045189 | 0.0036254 | 0.0042644 | 0.0030271 | 0.0036556 | 0.0031356 | 0.0039413 | 0.0042502
Retro3Slow | Retro | Advanced Power Strips | Residential | Electronics | 0.006734 | 42.9101 | -8.91 | <0 | Manufactured | Occupancy sensing advanced power strip | 0.30042 | 0.0087434 | 0.0077538 | 0.013776 | 0.017375 | 0.018493 | 0.016203 | 0.016277 | 0.016222 | 0.015007 | 0.015945 | 0.015921 | 0.017745 | 0 | 0.0066717 | 0.0055922 | 0.0079464 | 0.012127 | 0.013166 | 0.010563 | 0.012424 | 0.0088193 | 0.01065 | 0.0091356 | 0.011483 | 0.012383
Retro3Slow | Retro | Advanced Power Strips | Residential | Electronics | 0.057649 | 268.6655 | 46.6589 | 40-50 | Single Family | Infrared sensing advanced power strip | 183.9661 | 10.8793 | 9.1474 | 10.7483 | 7.9048 | 8.4377 | 8.9587 | 8.0195 | 9.5522 | 8.1479 | 9.8953 | 9.0648 | 9.535 | 0 | 5.5601 | 4.5692 | 4.3811 | 4.2692 | 4.6355 | 4.1422 | 4.8213 | 3.7637 | 4.0782 | 3.7108 | 4.6792 | 5.0174
Retro3Slow | Retro | Advanced Power Strips | Residential | Electronics | 0.057649 | 268.6655 | 46.6589 | 40-50 | Multifamily - Low Rise | Infrared sensing advanced power strip | 22.2906 | 1.242 | 1.0443 | 1.227 | 0.9024 | 0.96324 | 1.0227 | 0.9155 | 1.0905 | 0.93015 | 1.1296 | 1.0348 | 1.0885 | 0 | 0.63474 | 0.52161 | 0.50014 | 0.48737 | 0.52918 | 0.47287 | 0.5504 | 0.42966 | 0.46556 | 0.42362 | 0.53418 | 0.57278
Retro3Slow | Retro | Advanced Power Strips | Residential | Electronics | 0.057649 | 268.6655 | 46.6589 | 40-50 | Multifamily - High Rise | Infrared sensing advanced power strip | 5.0633 | 0.28273 | 0.23772 | 0.27932 | 0.20543 | 0.21928 | 0.23282 | 0.20841 | 0.24824 | 0.21174 | 0.25716 | 0.23557 | 0.24779 | 0 | 0.14449 | 0.11874 | 0.11385 | 0.11095 | 0.12047 | 0.10765 | 0.12529 | 0.097809 | 0.10598 | 0.096435 | 0.1216 | 0.13039
Retro3Slow | Retro | Advanced Power Strips | Residential | Electronics | 0.057649 | 268.6655 | 46.6589 | 40-50 | Manufactured | Infrared sensing advanced power strip | 12.199 | 0.80964 | 0.68076 | 0.7999 | 0.58828 | 0.62794 | 0.66671 | 0.59682 | 0.71088 | 0.60637 | 0.73642 | 0.67461 | 0.7096 | 0 | 0.41379 | 0.34004 | 0.32604 | 0.31772 | 0.34498 | 0.30827 | 0.35881 | 0.2801 | 0.3035 | 0.27616 | 0.34823 | 0.3734
Retro3Slow | Retro | Advanced Power Strips | Residential | Electronics | 0.0050505 | 32.1826 | 236.6374 | >140 | Single Family | Load sensing advanced power strip | 22.6444 | 0.61245 | 0.54314 | 0.96499 | 1.2171 | 1.2954 | 1.135 | 1.1401 | 1.1363 | 1.0512 | 1.1169 | 1.1152 | 1.243 | 0 | 0.46734 | 0.39172 | 0.55663 | 0.84947 | 0.92223 | 0.73988 | 0.87029 | 0.61778 | 0.74604 | 0.63993 | 0.80435 | 0.86739
Retro3Slow | Retro | Advanced Power Strips | Residential | Electronics | 0.0050505 | 32.1826 | 236.6374 | >140 | Multifamily - Low Rise | Load sensing advanced power strip | 2.5249 | 0.063986 | 0.056744 | 0.10082 | 0.12715 | 0.13533 | 0.11858 | 0.11912 | 0.11872 | 0.10982 | 0.11669 | 0.11651 | 0.12986 | 0 | 0.048825 | 0.040925 | 0.058154 | 0.088748 | 0.09635 | 0.077299 | 0.090923 | 0.064542 | 0.077943 | 0.066857 | 0.084035 | 0.09062
Retro3Slow | Retro | Advanced Power Strips | Residential | Electronics | 0.0050505 | 32.1826 | 236.6374 | >140 | Multifamily - High Rise | Load sensing advanced power strip | 0.5735 | 0.014566 | 0.012917 | 0.02295 | 0.028946 | 0.030808 | 0.026994 | 0.027116 | 0.027026 | 0.025 | 0.026563 | 0.026523 | 0.029562 | 0 | 0.011115 | 0.0093163 | 0.013238 | 0.020203 | 0.021933 | 0.017596 | 0.020698 | 0.014692 | 0.017743 | 0.015219 | 0.01913 | 0.020629
Retro3Slow | Retro | Advanced Power Strips | Residential | Electronics | 0.0050505 | 32.1826 | 236.6374 | >140 | Manufactured | Load sensing advanced power strip | 1.4218 | 0.04138 | 0.036697 | 0.065199 | 0.082232 | 0.087522 | 0.076687 | 0.077033 | 0.076777 | 0.071023 | 0.075463 | 0.07535 | 0.083982 | 0 | 0.031576 | 0.026467 | 0.037609 | 0.057394 | 0.062311 | 0.04999 | 0.058801 | 0.04174 | 0.050406 | 0.043237 | 0.054346 | 0.058605
LO1Slow | New | Refrigerator | Residential | Refrigeration | 0.0011479 | 10.2023 | 311.2914 | >140 | Single Family | Std Size Refrig and Refrig-Freezer - CEE Tier 1 | 0.5475 | 0.022204 | 0.020905 | 0.024835 | 0.024809 | 0.026444 | 0.027734 | 0.029452 | 0.033129 | 0.027624 | 0.027341 | 0.023915 | 0.023807 | 0 | 0.017421 | 0.01592 | 0.01641 | 0.019051 | 0.019996 | 0.019646 | 0.02443 | 0.022664 | 0.023037 | 0.018361 | 0.019487 | 0.018878
LO1Slow | New | Refrigerator | Residential | Refrigeration | 0.0039195 | 34.8372 | 315.4695 | >140 | Single Family | Std Size Refrig and Refrig-Freezer - CEE Tier 2 | 1.8695 | 0.075817 | 0.071382 | 0.084804 | 0.084715 | 0.090295 | 0.094702 | 0.10057 | 0.11312 | 0.094327 | 0.09336 | 0.081661 | 0.081293 | 0 | 0.059485 | 0.054361 | 0.056035 | 0.065051 | 0.068277 | 0.067083 | 0.08342 | 0.077389 | 0.078664 | 0.062697 | 0.066541 | 0.064463
LO1Slow | New | Refrigerator | Residential | Refrigeration | 0.0068345 | 60.7453 | 170.8722 | >140 | Single Family | Std Size Refrig and Refrig-Freezer - CEE Tier 3 | 3.2599 | 0.1322 | 0.12447 | 0.14787 | 0.14772 | 0.15745 | 0.16513 | 0.17536 | 0.19725 | 0.16448 | 0.16279 | 0.14239 | 0.14175 | 0 | 0.10372 | 0.094789 | 0.097708 | 0.11343 | 0.11905 | 0.11697 | 0.14546 | 0.13494 | 0.13717 | 0.10932 | 0.11603 | 0.1124
LO1Slow | New | Refrigerator | Residential | Refrigeration | 0.0011479 | 10.2023 | 311.2914 | >140 | Multifamily - Low Rise | Std Size Refrig and Refrig-Freezer - CEE Tier 1 | 0.18595 | 0.0075411 | 0.0071 | 0.008435 | 0.0084261 | 0.0089812 | 0.0094195 | 0.010003 | 0.011252 | 0.0093821 | 0.009286 | 0.0081223 | 0.0080857 | 0 | 0.0059167 | 0.005407 | 0.0055735 | 0.0064702 | 0.0067912 | 0.0066723 | 0.0082973 | 0.0076974 | 0.0078243 | 0.0062361 | 0.0066185 | 0.0064117
LO1Slow | New | Refrigerator | Residential | Refrigeration | 0.0039195 | 34.8372 | 315.4695 | >140 | Multifamily - Low Rise | Std Size Refrig and Refrig-Freezer - CEE Tier 2 | 0.63495 | 0.02575 | 0.024244 | 0.028802 | 0.028772 | 0.030667 | 0.032164 | 0.034157 | 0.038421 | 0.032037 | 0.031708 | 0.027735 | 0.02761 | 0 | 0.020203 | 0.018463 | 0.019031 | 0.022093 | 0.023189 | 0.022784 | 0.028332 | 0.026284 | 0.026717 | 0.021294 | 0.0226 | 0.021894
LO1Slow | New | Refrigerator | Residential | Refrigeration | 0.0068345 | 60.7453 | 170.8722 | >140 | Multifamily - Low Rise | Std Size Refrig and Refrig-Freezer - CEE Tier 3 | 1.1072 | 0.0449 | 0.042274 | 0.050222 | 0.050169 | 0.053474 | 0.056084 | 0.059558 | 0.066994 | 0.055862 | 0.055289 | 0.048361 | 0.048143 | 0 | 0.035228 | 0.032194 | 0.033185 | 0.038524 | 0.040435 | 0.039727 | 0.049403 | 0.045831 | 0.046586 | 0.03713 | 0.039407 | 0.038176
LO1Slow | New | Refrigerator | Residential | Refrigeration | 0.0011479 | 10.2023 | 311.2914 | >140 | Multifamily - High Rise | Std Size Refrig and Refrig-Freezer - CEE Tier 1 | 0.041678 | 0.0016902 | 0.0015914 | 0.0018906 | 0.0018886 | 0.002013 | 0.0021112 | 0.002242 | 0.0025219 | 0.0021029 | 0.0020813 | 0.0018205 | 0.0018123 | 0 | 0.0013261 | 0.0012119 | 0.0012492 | 0.0014502 | 0.0015221 | 0.0014955 | 0.0018597 | 0.0017253 | 0.0017537 | 0.0013977 | 0.0014834 | 0.0014371
LO1Slow | New | Refrigerator | Residential | Refrigeration | 0.0039195 | 34.8372 | 315.4695 | >140 | Multifamily - High Rise | Std Size Refrig and Refrig-Freezer - CEE Tier 2 | 0.14231 | 0.0057715 | 0.0054339 | 0.0064556 | 0.0064488 | 0.0068736 | 0.0072091 | 0.0076557 | 0.0086115 | 0.0071805 | 0.007107 | 0.0062164 | 0.0061883 | 0 | 0.0045283 | 0.0041382 | 0.0042656 | 0.0049519 | 0.0051976 | 0.0051066 | 0.0063503 | 0.0058911 | 0.0059882 | 0.0047727 | 0.0050654 | 0.0049072
LO1Slow | New | Refrigerator | Residential | Refrigeration | 0.0068345 | 60.7453 | 170.8722 | >140 | Multifamily - High Rise | Std Size Refrig and Refrig-Freezer - CEE Tier 3 | 0.24815 | 0.010064 | 0.009475 | 0.011257 | 0.011245 | 0.011986 | 0.01257 | 0.013349 | 0.015016 | 0.012521 | 0.012392 | 0.010839 | 0.010791 | 0 | 0.0078959 | 0.0072157 | 0.0074379 | 0.0086346 | 0.0090629 | 0.0089043 | 0.011073 | 0.010272 | 0.010442 | 0.0083222 | 0.0088324 | 0.0085566
LO1Slow | New | Refrigerator | Residential | Refrigeration | 0.0011479 | 10.2023 | 311.2914 | >140 | Manufactured | Std Size Refrig and Refrig-Freezer - CEE Tier 1 | 0.020681 | 0.00083871 | 0.00078965 | 0.00093812 | 0.00093714 | 0.00099887 | 0.0010476 | 0.0011125 | 0.0012514 | 0.0010435 | 0.0010328 | 0.00090335 | 0.00089928 | 0 | 0.00065804 | 0.00060136 | 0.00061987 | 0.00071961 | 0.0007553 | 0.00074209 | 0.00092282 | 0.00085609 | 0.00087021 | 0.00069357 | 0.0007361 | 0.0007131
LO1Slow | New | Refrigerator | Residential | Refrigeration | 0.0039195 | 34.8372 | 315.4695 | >140 | Manufactured | Std Size Refrig and Refrig-Freezer - CEE Tier 2 | 0.070618 | 0.0028639 | 0.0026963 | 0.0032033 | 0.0032 | 0.0034108 | 0.0035772 | 0.0037988 | 0.0042731 | 0.0035631 | 0.0035265 | 0.0030846 | 0.0030707 | 0 | 0.002247 | 0.0020534 | 0.0021166 | 0.0024572 | 0.0025791 | 0.0025339 | 0.0031511 | 0.0029232 | 0.0029714 | 0.0023683 | 0.0025135 | 0.002435
LO1Slow | New | Refrigerator | Residential | Refrigeration | 0.0068345 | 60.7453 | 170.8722 | >140 | Manufactured | Std Size Refrig and Refrig-Freezer - CEE Tier 3 | 0.12314 | 0.0049937 | 0.0047016 | 0.0055856 | 0.0055798 | 0.0059473 | 0.0062376 | 0.006624 | 0.007451 | 0.0062129 | 0.0061492 | 0.0053786 | 0.0053544 | 0 | 0.003918 | 0.0035805 | 0.0036908 | 0.0042846 | 0.0044971 | 0.0044184 | 0.0054945 | 0.0050972 | 0.0051813 | 0.0041296 | 0.0043828 | 0.0042459
LO1Slow | New | Freezer | Residential | Refrigeration | 0.0022928 | 24.9354 | 152.5472 | >140 | Single Family | Std Size Freezer - ENERGY STAR | 0.55028 | 0.018799 | 0.018831 | 0.023119 | 0.024688 | 0.028472 | 0.03129 | 0.03385 | 0.033518 | 0.025837 | 0.028622 | 0.022046 | 0.02027 | 0 | 0.01558 | 0.015174 | 0.016104 | 0.019187 | 0.022019 | 0.022552 | 0.028515 | 0.023536 | 0.021984 | 0.020135 | 0.019117 | 0.017036
LO1Slow | New | Freezer | Residential | Refrigeration | 0.0022928 | 24.9354 | 152.5472 | >140 | Multifamily - Low Rise | Std Size Freezer - ENERGY STAR | 0.020905 | 0.00071416 | 0.00071542 | 0.00087829 | 0.00093792 | 0.0010817 | 0.0011887 | 0.001286 | 0.0012734 | 0.00098154 | 0.0010873 | 0.00083753 | 0.00077005 | 0 | 0.00059188 | 0.00057648 | 0.0006118 | 0.00072894 | 0.00083652 | 0.00085676 | 0.0010833 | 0.00089415 | 0.00083518 | 0.00076493 | 0.00072626 | 0.00064719
LO1Slow | New | Freezer | Residential | Refrigeration | 0.0022928 | 24.9354 | 152.5472 | >140 | Multifamily - High Rise | Std Size Freezer - ENERGY STAR | 0.0046856 | 0.00016007 | 0.00016035 | 0.00019686 | 0.00021022 | 0.00024244 | 0.00026644 | 0.00028824 | 0.00028541 | 0.00022 | 0.00024371 | 0.00018772 | 0.0001726 | 0 | 0.00013266 | 0.00012921 | 0.00013713 | 0.00016338 | 0.00018749 | 0.00019203 | 0.0002428 | 0.00020041 | 0.00018719 | 0.00017145 | 0.00016278 | 0.00014506
LO1Slow | New | Freezer | Residential | Refrigeration | 0.0022928 | 24.9354 | 152.5472 | >140 | Manufactured | Std Size Freezer - ENERGY STAR | 0.018652 | 0.00063719 | 0.00063831 | 0.00078363 | 0.00083683 | 0.00096508 | 0.0010606 | 0.0011474 | 0.0011361 | 0.00087575 | 0.00097015 | 0.00074726 | 0.00068705 | 0 | 0.00052809 | 0.00051434 | 0.00054586 | 0.00065037 | 0.00074636 | 0.00076442 | 0.00096653 | 0.00079778 | 0.00074516 | 0.00068248 | 0.00064798 | 0.00057743
LO1Slow | NR | Refrigerator | Residential | Refrigeration | 0.0011479 | 10.2023 | 311.2914 | >140 | Single Family | Std Size Refrig and Refrig-Freezer - CEE Tier 1 | 5.4729 | 0.13728 | 0.12925 | 0.15356 | 0.15339 | 0.1635 | 0.17148 | 0.1821 | 0.20484 | 0.1708 | 0.16905 | 0.14787 | 0.1472 | 0 | 0.10771 | 0.098433 | 0.10146 | 0.11779 | 0.12363 | 0.12147 | 0.15105 | 0.14013 | 0.14244 | 0.11353 | 0.12049 | 0.11672
LO1Slow | NR | Refrigerator | Residential | Refrigeration | 0.0039195 | 34.8372 | 315.4695 | >140 | Single Family | Std Size Refrig and Refrig-Freezer - CEE Tier 2 | 18.6879 | 0.46877 | 0.44135 | 0.52434 | 0.52379 | 0.55829 | 0.58554 | 0.62181 | 0.69944 | 0.58322 | 0.57724 | 0.5049 | 0.50263 | 0 | 0.36779 | 0.33611 | 0.34646 | 0.4022 | 0.42216 | 0.41477 | 0.51578 | 0.47849 | 0.48638 | 0.38765 | 0.41142 | 0.39857
LO1Slow | NR | Refrigerator | Residential | Refrigeration | 0.0068345 | 60.7453 | 170.8722 | >140 | Single Family | Std Size Refrig and Refrig-Freezer - CEE Tier 3 | 32.5859 | 0.81739 | 0.76958 | 0.91428 | 0.91332 | 0.97349 | 1.021 | 1.0842 | 1.2196 | 1.0169 | 1.0065 | 0.8804 | 0.87643 | 0 | 0.64132 | 0.58608 | 0.60412 | 0.70132 | 0.73611 | 0.72323 | 0.89937 | 0.83434 | 0.84809 | 0.67595 | 0.71739 | 0.69498
LO1Slow | NR | Refrigerator | Residential | Refrigeration | 0.0011479 | 10.2023 | 311.2914 | >140 | Multifamily - Low Rise | Std Size Refrig and Refrig-Freezer - CEE Tier 1 | 1.0103 | 0.025979 | 0.02446 | 0.029059 | 0.029028 | 0.030941 | 0.032451 | 0.034461 | 0.038763 | 0.032322 | 0.031991 | 0.027982 | 0.027856 | 0 | 0.020383 | 0.018627 | 0.019201 | 0.02229 | 0.023396 | 0.022987 | 0.028585 | 0.026518 | 0.026955 | 0.021484 | 0.022801 | 0.022089
LO1Slow | NR | Refrigerator | Residential | Refrigeration | 0.0039195 | 34.8372 | 315.4695 | >140 | Multifamily - Low Rise | Std Size Refrig and Refrig-Freezer - CEE Tier 2 | 3.4499 | 0.08871 | 0.083521 | 0.099225 | 0.099121 | 0.10565 | 0.11081 | 0.11767 | 0.13236 | 0.11037 | 0.10924 | 0.095548 | 0.095117 | 0 | 0.069601 | 0.063606 | 0.065564 | 0.076113 | 0.079889 | 0.078491 | 0.097607 | 0.090549 | 0.092042 | 0.073359 | 0.077857 | 0.075425
LO1Slow | NR | Refrigerator | Residential | Refrigeration | 0.0068345 | 60.7453 | 170.8722 | >140 | Multifamily - Low Rise | Std Size Refrig and Refrig-Freezer - CEE Tier 3 | 6.0155 | 0.15468 | 0.14563 | 0.17302 | 0.17284 | 0.18422 | 0.19321 | 0.20518 | 0.2308 | 0.19245 | 0.19048 | 0.16661 | 0.16585 | 0 | 0.12136 | 0.11091 | 0.11432 | 0.13272 | 0.1393 | 0.13686 | 0.1702 | 0.15789 | 0.16049 | 0.12792 | 0.13576 | 0.13152
LO1Slow | NR | Refrigerator | Residential | Refrigeration | 0.0011479 | 10.2023 | 311.2914 | >140 | Multifamily - High Rise | Std Size Refrig and Refrig-Freezer - CEE Tier 1 | 0.23015 | 0.0059154 | 0.0055694 | 0.0066166 | 0.0066097 | 0.0070451 | 0.0073889 | 0.0078466 | 0.0088262 | 0.0073596 | 0.0072842 | 0.0063714 | 0.0063427 | 0 | 0.0046412 | 0.0042414 | 0.004372 | 0.0050754 | 0.0053272 | 0.005234 | 0.0065087 | 0.0060381 | 0.0061376 | 0.0048918 | 0.0051917 | 0.0050295
LO1Slow | NR | Refrigerator | Residential | Refrigeration | 0.0039195 | 34.8372 | 315.4695 | >140 | Multifamily - High Rise | Std Size Refrig and Refrig-Freezer - CEE Tier 2 | 0.78586 | 0.020199 | 0.019017 | 0.022593 | 0.02257 | 0.024056 | 0.02523 | 0.026793 | 0.030138 | 0.02513 | 0.024873 | 0.021756 | 0.021658 | 0 | 0.015848 | 0.014483 | 0.014929 | 0.017331 | 0.01819 | 0.017872 | 0.022225 | 0.020618 | 0.020958 | 0.016704 | 0.017728 | 0.017174
LO1Slow | NR | Refrigerator | Residential | Refrigeration | 0.0068345 | 60.7453 | 170.8722 | >140 | Multifamily - High Rise | Std Size Refrig and Refrig-Freezer - CEE Tier 3 | 1.3703 | 0.035221 | 0.033161 | 0.039396 | 0.039354 | 0.041947 | 0.043994 | 0.046719 | 0.052552 | 0.04382 | 0.043371 | 0.037936 | 0.037765 | 0 | 0.027634 | 0.025254 | 0.026031 | 0.030219 | 0.031718 | 0.031163 | 0.038753 | 0.035951 | 0.036544 | 0.029126 | 0.030912 | 0.029946
LO1Slow | NR | Refrigerator | Residential | Refrigeration | 0.0011479 | 10.2023 | 311.2914 | >140 | Manufactured | Std Size Refrig and Refrig-Freezer - CEE Tier 1 | 0.5636 | 0.014347 | 0.013507 | 0.016047 | 0.01603 | 0.017086 | 0.01792 | 0.01903 | 0.021406 | 0.017849 | 0.017666 | 0.015452 | 0.015383 | 0 | 0.011256 | 0.010287 | 0.010603 | 0.012309 | 0.01292 | 0.012694 | 0.015785 | 0.014644 | 0.014885 | 0.011864 | 0.012591 | 0.012198
LO1Slow | NR | Refrigerator | Residential | Refrigeration | 0.0039195 | 34.8372 | 315.4695 | >140 | Manufactured | Std Size Refrig and Refrig-Freezer - CEE Tier 2 | 1.9245 | 0.048988 | 0.046123 | 0.054795 | 0.054738 | 0.058344 | 0.061191 | 0.064982 | 0.073094 | 0.060948 | 0.060324 | 0.052765 | 0.052527 | 0 | 0.038436 | 0.035125 | 0.036207 | 0.042032 | 0.044117 | 0.043345 | 0.053901 | 0.050004 | 0.050828 | 0.040511 | 0.042995 | 0.041652
LO1Slow | NR | Refrigerator | Residential | Refrigeration | 0.0068345 | 60.7453 | 170.8722 | >140 | Manufactured | Std Size Refrig and Refrig-Freezer - CEE Tier 3 | 3.3557 | 0.085421 | 0.080424 | 0.095546 | 0.095446 | 0.10173 | 0.1067 | 0.11331 | 0.12745 | 0.10628 | 0.10519 | 0.092005 | 0.09159 | 0 | 0.067021 | 0.061247 | 0.063133 | 0.073291 | 0.076926 | 0.07558 | 0.093987 | 0.087192 | 0.088629 | 0.070639 | 0.07497 | 0.072628
LO1Slow | NR | Freezer | Residential | Refrigeration | 0.0022928 | 24.9354 | 152.5472 | >140 | Single Family | Std Size Freezer - ENERGY STAR | 5.1397 | 0.073287 | 0.073415 | 0.090129 | 0.096249 | 0.111 | 0.12199 | 0.13197 | 0.13067 | 0.10072 | 0.11158 | 0.085947 | 0.079022 | 0 | 0.060738 | 0.059157 | 0.062782 | 0.074803 | 0.085842 | 0.08792 | 0.11117 | 0.091757 | 0.085705 | 0.078496 | 0.074528 | 0.066414
LO1Slow | NR | Freezer | Residential | Refrigeration | 0.0022928 | 24.9354 | 152.5472 | >140 | Multifamily - Low Rise | Std Size Freezer - ENERGY STAR | 0.10106 | 0.001441 | 0.0014435 | 0.0017722 | 0.0018925 | 0.0021825 | 0.0023985 | 0.0025948 | 0.0025693 | 0.0019805 | 0.002194 | 0.0016899 | 0.0015538 | 0 | 0.0011943 | 0.0011632 | 0.0012345 | 0.0014708 | 0.0016879 | 0.0017287 | 0.0021858 | 0.0018042 | 0.0016852 | 0.0015434 | 0.0014654 | 0.0013059
LO1Slow | NR | Freezer | Residential | Refrigeration | 0.0022928 | 24.9354 | 152.5472 | >140 | Multifamily - High Rise | Std Size Freezer - ENERGY STAR | 0.023041 | 0.00032854 | 0.00032912 | 0.00040405 | 0.00043148 | 0.0004976 | 0.00054686 | 0.0005916 | 0.0005858 | 0.00045155 | 0.00050022 | 0.0003853 | 0.00035425 | 0 | 0.00027229 | 0.0002652 | 0.00028145 | 0.00033534 | 0.00038483 | 0.00039414 | 0.00049835 | 0.00041134 | 0.00038421 | 0.0003519 | 0.00033411 | 0.00029773
LO1Slow | NR | Freezer | Residential | Refrigeration | 0.0022928 | 24.9354 | 152.5472 | >140 | Manufactured | Std Size Freezer - ENERGY STAR | 0.49817 | 0.0074056 | 0.0074185 | 0.0091074 | 0.0097258 | 0.011216 | 0.012327 | 0.013335 | 0.013204 | 0.010178 | 0.011275 | 0.0086848 | 0.0079851 | 0 | 0.0061375 | 0.0059778 | 0.0063441 | 0.0075588 | 0.0086743 | 0.0088842 | 0.011233 | 0.0092719 | 0.0086604 | 0.007932 | 0.0075309 | 0.0067111
LO5Med | New | ASHP | Residential | HVAC | 0.16547 | 604.0813 | 931.0303 | >140 | Single Family | New SF HVAC Upgrade - Central Heat Pump Upgrade to Variable Capacity Central Heat Pump | 3.9165 | 0.2626 | 0.19176 | 0.15534 | 0.14092 | 0.080003 | 0.066557 | 0.32964 | 0.33027 | 0.14961 | 0.13945 | 0.19004 | 0.33162 | 0 | 0.24917 | 0.17648 | 0.13032 | 0.12328 | 0.057371 | 0.022598 | 0.12142 | 0.084378 | 0.066441 | 0.080614 | 0.14964 | 0.28697
LO5Med | New | ASHP | Residential | HVAC | 0.04905 | 169.0298 | 22.458 | 20-30 | Single Family | New SF HVAC Upgrade - Heat Pump Upgrade to 9.0 HSPF/14 SEER | 1.0959 | 0.077843 | 0.056843 | 0.046048 | 0.041293 | 0.021362 | 0.017066 | 0.079497 | 0.079616 | 0.036982 | 0.040023 | 0.056334 | 0.098302 | 0 | 0.07386 | 0.052314 | 0.038631 | 0.03641 | 0.016289 | 0.0061019 | 0.030168 | 0.021038 | 0.016964 | 0.023479 | 0.044358 | 0.085066
LO5Med | New | DHP | Residential | HVAC | 1.0689 | 2940.9032 | 94.4809 | 90-100 | Single Family | New SF Zonal to DHP | 7.771 | 0.82258 | 0.5822 | 0.52142 | 0.3925 | 0.23673 | 0.082467 | 0.031691 | 0.018102 | 0.03856 | 0.25437 | 0.59291 | 0.73252 | 0 | 0.64416 | 0.46776 | 0.39796 | 0.33182 | 0.23154 | 0.079983 | 0.034589 | 0.01702 | 0.042611 | 0.19477 | 0.46464 | 0.55806
LO5Med | NR | ASHP | Residential | HVAC | 0.98227 | 2811.7504 | 74.0842 | 70-80 | Single Family | Existing Single Family Home HVAC Conversion - Convert FAF w/CAC to Heat Pump - House with Good Insulation" + HZ1" | 6.1339 | 0.49756 | 0.36333 | 0.29434 | 0.25518 | 0.093635 | 0.060538 | 0.17601 | 0.17555 | 0.10209 | 0.2319 | 0.36008 | 0.62834 | 0 | 0.47211 | 0.33439 | 0.24693 | 0.23031 | 0.091048 | 0.028127 | 0.08664 | 0.062027 | 0.058655 | 0.14247 | 0.28353 | 0.54373
LO5Med | NR | ASHP | Residential | HVAC | 0.96482 | 2761.8075 | 81.2332 | 80-90 | Single Family | Existing Single Family Home HVAC Conversion - Convert FAF w/CAC to Heat Pump - House with Good Insulation" + HZ23" | 0 | 0 | 0 | 0 | 0 | 0 | 0 | 0 | 0 | 0 | 0 | 0 | 0 | 0 | 0 | 0 | 0 | 0 | 0 | 0 | 0 | 0 | 0 | 0 | 0 | 0
LO5Med | NR | ASHP | Residential | HVAC | 0.98227 | 2743.939 | 87.6798 | 80-90 | Single Family | Existing Single Family Home HVAC Conversion - Convert FAF w/o CAC to Heat Pump - House with Good Insulation" + HZ1CZ23" | 13.6466 | 1.1343 | 0.82831 | 0.67101 | 0.57939 | 0.20189 | 0.12492 | 0.3117 | 0.31032 | 0.19652 | 0.52223 | 0.8209 | 1.4325 | 0 | 1.0763 | 0.76232 | 0.56293 | 0.5244 | 0.20404 | 0.061189 | 0.16888 | 0.12187 | 0.12029 | 0.32274 | 0.64639 | 1.2396
LO5Med | NR | ASHP | Residential | HVAC | 0.99095 | 2721.7748 | 101.9228 | 100-110 | Single Family | Existing Single Family Home HVAC Conversion - Convert FAF w/o CAC to Heat Pump - House with Good Insulation" + HZ23CZ23" | 6.2691 | 0.52998 | 0.38701 | 0.31351 | 0.26996 | 0.090663 | 0.054217 | 0.11726 | 0.1165 | 0.08034 | 0.24195 | 0.38354 | 0.66927 | 0 | 0.50286 | 0.35617 | 0.26301 | 0.2448 | 0.094216 | 0.027659 | 0.069831 | 0.05075 | 0.05195 | 0.15014 | 0.30201 | 0.57915
LO5Med | NR | ASHP | Residential | HVAC | 0.98227 | 2664.0366 | 134.8541 | 130-140 | Single Family | Existing Single Family Home HVAC Conversion - Convert FAF w/o CAC to Heat Pump - House with Good Insulation" + HZ1CZ1" | 25.6701 | 2.1977 | 1.6048 | 1.3001 | 1.1172 | 0.36475 | 0.21214 | 0.39945 | 0.39601 | 0.29806 | 0.99708 | 1.5905 | 2.7753 | 0 | 2.0853 | 1.477 | 1.0907 | 1.0145 | 0.38728 | 0.11186 | 0.26183 | 0.19152 | 0.20242 | 0.62062 | 1.2524 | 2.4016
LO5Med | NR | ASHP | Residential | HVAC | 0.93249 | 2521.5432 | 151.4874 | >140 | Single Family | Existing Single Family Home HVAC Conversion - Convert FAF w/o CAC to Heat Pump - House with Good Insulation" + HZ23CZ1" | 3.4287 | 0.29442 | 0.21499 | 0.17417 | 0.14959 | 0.048515 | 0.028025 | 0.050809 | 0.050339 | 0.038837 | 0.13338 | 0.21307 | 0.3718 | 0 | 0.27936 | 0.19786 | 0.14611 | 0.13589 | 0.051776 | 0.014896 | 0.034212 | 0.025068 | 0.026712 | 0.08308 | 0.16777 | 0.32174
LO5Med | NR | ASHP | Residential | HVAC | 0.043347 | 124.0806 | 43.1767 | 40-50 | Single Family | Existing Single Family Home HVAC Upgrade + HZ1 | 5.2319 | 0.4244 | 0.30991 | 0.25105 | 0.21766 | 0.079866 | 0.051636 | 0.15013 | 0.14974 | 0.087075 | 0.1978 | 0.30713 | 0.53594 | 0 | 0.40268 | 0.28521 | 0.21062 | 0.19644 | 0.07766 | 0.023991 | 0.0739 | 0.052906 | 0.05003 | 0.12152 | 0.24184 | 0.46377
LO5Med | NR | ASHP | Residential | HVAC | 0.030338 | 86.8425 | 78.6064 | 70-80 | Single Family | Existing Single Family Home HVAC Upgrade + HZ23 | 0.72213 | 0.058577 | 0.042775 | 0.034652 | 0.030042 | 0.011023 | 0.007127 | 0.020722 | 0.020667 | 0.012018 | 0.027301 | 0.042392 | 0.073973 | 0 | 0.05558 | 0.039366 | 0.02907 | 0.027114 | 0.010719 | 0.0033113 | 0.0102 | 0.0073023 | 0.0069053 | 0.016772 | 0.03338 | 0.064012
LO5Med | NR | ASHP | Residential | HVAC | 0.26492 | 826.5586 | 659.7199 | >140 | Single Family | Existing Single Family Home HVAC Upgrade - Central Heat Pump Upgrade to Variable Capacity Central Heat Pump + HZ23CZ1 | 2.1096 | 0.157 | 0.11465 | 0.092874 | 0.081738 | 0.035518 | 0.02586 | 0.10177 | 0.1018 | 0.050908 | 0.076503 | 0.11362 | 0.19826 | 0 | 0.14897 | 0.10551 | 0.077914 | 0.073008 | 0.030549 | 0.010389 | 0.042121 | 0.029657 | 0.025438 | 0.046012 | 0.089465 | 0.17157
LO5Med | NR | ASHP | Residential | HVAC | 0.23474 | 836.5766 | 655.0449 | >140 | Single Family | Existing Single Family Home HVAC Upgrade - Central Heat Pump Upgrade to Variable Capacity Central Heat Pump + HZ23CZ23 | 7.8858 | 0.51379 | 0.37518 | 0.30393 | 0.27437 | 0.14993 | 0.12275 | 0.59389 | 0.59492 | 0.27207 | 0.26915 | 0.37182 | 0.64883 | 0 | 0.4875 | 0.34529 | 0.25498 | 0.24082 | 0.11024 | 0.04254 | 0.22123 | 0.15395 | 0.12234 | 0.15655 | 0.29278 | 0.56146
LO5Med | NR | ASHP | Residential | HVAC | 0.17301 | 701.4141 | 787.6129 | >140 | Single Family | Existing Single Family Home HVAC Upgrade - Central Heat Pump Upgrade to Variable Capacity Central Heat Pump + HZ1CZ23 | 18.1972 | 1.0422 | 0.76106 | 0.61654 | 0.57197 | 0.37964 | 0.33444 | 1.7892 | 1.7934 | 0.78822 | 0.58807 | 0.75425 | 1.3162 | 0 | 0.9889 | 0.70043 | 0.51723 | 0.49277 | 0.24662 | 0.10543 | 0.63564 | 0.43977 | 0.33577 | 0.33096 | 0.59391 | 1.1389
LO5Med | NR | ASHP | Residential | HVAC | 0.17301 | 563.4624 | 980.443 | >140 | Single Family | Existing Single Family Home HVAC Upgrade - Central Heat Pump Upgrade to Variable Capacity Central Heat Pump + HZ1CZ1 | 16.143 | 1.1509 | 0.84045 | 0.68084 | 0.60396 | 0.28364 | 0.2159 | 0.92616 | 0.92699 | 0.44601 | 0.57381 | 0.83292 | 1.4534 | 0 | 1.0921 | 0.77349 | 0.57118 | 0.53652 | 0.23104 | 0.082058 | 0.36635 | 0.25669 | 0.21347 | 0.34144 | 0.65586 | 1.2577
LO5Med | NR | DHP | Residential | HVAC | 0.9037 | 2646.6539 | 109.5745 | 100-110 | Single Family | Zonal to DHP No Screen + HZ23CZ23 | 31.9919 | 3.0168 | 2.1361 | 1.9147 | 1.4453 | 0.88909 | 0.4169 | 0.66645 | 0.60053 | 0.24043 | 0.96381 | 2.175 | 2.6866 | 0 | 2.3645 | 1.7166 | 1.4597 | 1.2181 | 0.8562 | 0.32081 | 0.34413 | 0.23003 | 0.2028 | 0.72635 | 1.7053 | 2.0489
LO5Med | NR | DHP | Residential | HVAC | 0.88246 | 2719.2632 | 112.07 | 110-120 | Single Family | Zonal to DHP No Screen + HZ1CZ23 | 31.5818 | 2.8299 | 2.0045 | 1.7981 | 1.3605 | 0.85088 | 0.48357 | 1.0698 | 0.99495 | 0.30554 | 0.92907 | 2.0406 | 2.5202 | 0 | 2.2197 | 1.6112 | 1.3694 | 1.1436 | 0.80883 | 0.32314 | 0.49838 | 0.35123 | 0.22783 | 0.69106 | 1.6007 | 1.9237
LO5Med | NR | DHP | Residential | HVAC | 0.77722 | 2095.6932 | 141.1446 | >140 | Single Family | Zonal to DHP No Screen + HZ23CZ1 | 7.0453 | 0.72183 | 0.51082 | 0.45738 | 0.34399 | 0.20619 | 0.063896 | -0.012914 | -0.023629 | 0.02651 | 0.22093 | 0.52026 | 0.64279 | 0 | 0.5651 | 0.41038 | 0.34921 | 0.29109 | 0.20266 | 0.068153 | 0.014273 | 0.0025312 | 0.033949 | 0.17003 | 0.40764 | 0.48954
LO5Med | NR | DHP | Residential | HVAC | 0.88067 | 2379.1718 | 140.8929 | >140 | Single Family | Zonal to DHP No Screen + HZ1CZ1 | 72.3931 | 7.403 | 5.239 | 4.691 | 3.5284 | 2.1162 | 0.66342 | -0.093512 | -0.20463 | 0.27891 | 2.268 | 5.3357 | 6.5923 | 0 | 5.7958 | 4.2089 | 3.5814 | 2.9855 | 2.0789 | 0.70092 | 0.16179 | 0.037847 | 0.35148 | 1.7446 | 4.1808 | 5.0209
Retro12Med | Retro | ResWx | Residential | HVAC | 0.9207 | 1989.296 | -10.4288 | <0 | Single Family | ATTIC R0 - R38_Electric FAF | 1.1484 | 0.11323 | 0.082609 | 0.074856 | 0.061004 | 0.029757 | 0.012479 | 0.039817 | 0.039608 | 0.029196 | 0.048946 | 0.072879 | 0.13195 | 0 | 0.071971 | 0.053919 | 0.041766 | 0.03608 | 0.015347 | 0.0045059 | 0.011348 | 0.0073969 | 0.012677 | 0.024441 | 0.047683 | 0.084936
Retro12Med | Retro | ResWx | Residential | HVAC | 0.93411 | 2017.4634 | -8.1179 | <0 | Single Family | ATTIC R0 - R49_Electric FAF | 0.62056 | 0.061208 | 0.044657 | 0.040466 | 0.032976 | 0.016076 | 0.0067353 | 0.021452 | 0.021339 | 0.015753 | 0.026454 | 0.039397 | 0.071332 | 0 | 0.038906 | 0.029148 | 0.022578 | 0.019504 | 0.0082937 | 0.0024339 | 0.0061147 | 0.0039857 | 0.0068435 | 0.013211 | 0.025777 | 0.045915
Retro12Med | Retro | ResWx | Residential | HVAC | 0.68928 | 1472.3208 | -4.2775 | <0 | Single Family | ATTIC R0 - R38_Electric Zonal | 3.0308 | 0.30227 | 0.22053 | 0.19984 | 0.16259 | 0.078106 | 0.031839 | 0.096202 | 0.095629 | 0.073764 | 0.12991 | 0.19456 | 0.35226 | 0 | 0.19213 | 0.14394 | 0.1115 | 0.09625 | 0.040632 | 0.011761 | 0.02754 | 0.017956 | 0.032526 | 0.065066 | 0.1273 | 0.22675
Retro12Med | Retro | ResWx | Residential | HVAC | 0.6617 | 1410.4445 | -2.2724 | <0 | Single Family | ATTIC R0 - R38_DHP | 0.25339 | 0.025324 | 0.018476 | 0.016742 | 0.013618 | 0.0065233 | 0.0026449 | 0.0079057 | 0.0078575 | 0.0061161 | 0.010872 | 0.0163 | 0.029512 | 0 | 0.016097 | 0.012059 | 0.0093414 | 0.0080627 | 0.003399 | 0.00098123 | 0.0022653 | 0.001477 | 0.0027049 | 0.0054484 | 0.010665 | 0.018997
Retro12Med | Retro | ResWx | Residential | HVAC | 0.69916 | 1493.0432 | -1.1654 | <0 | Single Family | ATTIC R0 - R49_Electric Zonal | 1.6376 | 0.16336 | 0.11919 | 0.108 | 0.087872 | 0.042197 | 0.01719 | 0.051871 | 0.051561 | 0.039816 | 0.0702 | 0.10515 | 0.19038 | 0 | 0.10384 | 0.077796 | 0.060261 | 0.052019 | 0.021956 | 0.0063531 | 0.014851 | 0.0096826 | 0.017563 | 0.035164 | 0.068798 | 0.12255
Retro12Med | Retro | ResWx | Residential | HVAC | 0.67112 | 1430.1806 | 1.0991 | 0-10 | Single Family | ATTIC R0 - R49_DHP | 0.1369 | 0.013685 | 0.0099846 | 0.0090476 | 0.0073589 | 0.003524 | 0.001428 | 0.0042629 | 0.0042368 | 0.0033013 | 0.0058745 | 0.0088086 | 0.015949 | 0 | 0.0086988 | 0.006517 | 0.0050481 | 0.0043571 | 0.0018365 | 0.00053001 | 0.0012216 | 0.00079649 | 0.0014605 | 0.0029442 | 0.0057633 | 0.010266
Retro12Med | Retro | ResWx | Residential | HVAC | 1.1354 | 2203.2727 | -3.9919 | <0 | Single Family | WALL R0 - R11_Electric FAF | 3.5245 | 0.38692 | 0.2823 | 0.25581 | 0.20544 | 0.086434 | 0.025756 | 0.02051 | 0.019617 | 0.05195 | 0.15856 | 0.24905 | 0.45092 | 0 | 0.24594 | 0.18426 | 0.14273 | 0.1225 | 0.048581 | 0.01233 | 0.0072442 | 0.00477 | 0.028249 | 0.081442 | 0.16295 | 0.29025
Retro12Med | Retro | ResWx | Residential | HVAC | 0.38415 | 810.8511 | 16.4474 | 10-20 | Single Family | ATTIC R0 - R38_Heat Pump | 1.201 | 0.12121 | 0.088436 | 0.080137 | 0.065093 | 0.030773 | 0.01216 | 0.034421 | 0.034185 | 0.02786 | 0.05178 | 0.07802 | 0.14126 | 0 | 0.077048 | 0.057723 | 0.044713 | 0.038569 | 0.016155 | 0.0046059 | 0.0099095 | 0.0064626 | 0.012501 | 0.026017 | 0.051047 | 0.090928
Retro12Med | Retro | ResWx | Residential | HVAC | 0.38934 | 821.6843 | 22.3182 | 20-30 | Single Family | ATTIC R0 - R49_Heat Pump | 0.64848 | 0.065457 | 0.047757 | 0.043275 | 0.03515 | 0.016614 | 0.0065628 | 0.018561 | 0.018433 | 0.015034 | 0.02796 | 0.042132 | 0.076283 | 0 | 0.041607 | 0.031171 | 0.024146 | 0.020828 | 0.008723 | 0.0024865 | 0.0053439 | 0.0034851 | 0.0067473 | 0.014049 | 0.027566 | 0.049103
Retro12Med | Retro | ResWx | Residential | HVAC | 0.42786 | 778.8023 | 29.2569 | 20-30 | Single Family | FLOOR R0 - R30_Electric FAF | 1.6774 | 0.19631 | 0.14323 | 0.12979 | 0.1034 | 0.039627 | 0.0083879 | -0.021624 | -0.02212 | 0.013105 | 0.078037 | 0.12636 | 0.22878 | 0 | 0.12479 | 0.093487 | 0.072416 | 0.061935 | 0.023578 | 0.0054055 | -0.0050615 | -0.0032738 | 0.010156 | 0.040745 | 0.082674 | 0.14727
Retro12Med | Retro | ResWx | Residential | HVAC | 0.40991 | 747.0341 | 30.2586 | 30-40 | Single Family | FLOOR R0 - R25_Electric FAF | 0.69718 | 0.081493 | 0.059457 | 0.053877 | 0.042928 | 0.016482 | 0.0035182 | -0.008726 | -0.0089313 | 0.0055427 | 0.032413 | 0.052454 | 0.094972 | 0 | 0.0518 | 0.038808 | 0.030061 | 0.025712 | 0.0097958 | 0.0022505 | -0.0020345 | -0.0013066 | 0.0042483 | 0.016918 | 0.03432 | 0.061132
Retro12Med | Retro | ResWx | Residential | HVAC | 0.38127 | 696.1807 | 32.8716 | 30-40 | Single Family | FLOOR R0 - R19_Electric FAF | 1.1237 | 0.1311 | 0.095649 | 0.086673 | 0.069075 | 0.026597 | 0.0057502 | -0.013413 | -0.013752 | 0.0091729 | 0.05219 | 0.084383 | 0.15278 | 0 | 0.083332 | 0.06243 | 0.048359 | 0.041368 | 0.015779 | 0.0036368 | -0.0030991 | -0.0020015 | 0.006915 | 0.027228 | 0.05521 | 0.098344
Retro12Med | Retro | ResWx | Residential | HVAC | 0.6585 | 1286.2684 | 17.914 | 10-20 | Single Family | WALL R0 - R11_Electric Zonal | 7.3372 | 0.80018 | 0.58381 | 0.52902 | 0.42523 | 0.18059 | 0.055305 | 0.05637 | 0.054545 | 0.11321 | 0.32896 | 0.51505 | 0.93253 | 0 | 0.50863 | 0.38105 | 0.29517 | 0.25344 | 0.10093 | 0.025869 | 0.01879 | 0.012341 | 0.060241 | 0.16868 | 0.33698 | 0.60026
Retro12Med | Retro | ResWx | Residential | HVAC | 0.22039 | 452.4667 | 36.8531 | 30-40 | Single Family | ATTIC R11 - R38_Electric FAF | 0.22393 | 0.023236 | 0.016953 | 0.015362 | 0.01243 | 0.0056587 | 0.002065 | 0.0047782 | 0.00473 | 0.0045873 | 0.009789 | 0.014956 | 0.027079 | 0 | 0.01477 | 0.011065 | 0.0085711 | 0.007381 | 0.003036 | 0.00083459 | 0.0014029 | 0.00091583 | 0.002159 | 0.0049546 | 0.0097854 | 0.01743
Retro12Med | Retro | ResWx | Residential | HVAC | 0.64478 | 1259.0494 | 20.5638 | 20-30 | Single Family | WALL R0 - R11_DHP | 0.62677 | 0.068377 | 0.049888 | 0.045206 | 0.036335 | 0.015424 | 0.0047174 | 0.0047583 | 0.0046023 | 0.0096497 | 0.028106 | 0.044012 | 0.079687 | 0 | 0.043463 | 0.032562 | 0.025223 | 0.021657 | 0.008623 | 0.002209 | 0.0015896 | 0.0010442 | 0.0051401 | 0.014413 | 0.028796 | 0.051293
Retro12Med | Retro | ResWx | Residential | HVAC | 0.72399 | 1451.4464 | 24.8267 | 20-30 | Single Family | WINDOW CL30 Prime Window Replacement of Single Pane Base_Electric FAF | 0.60452 | 0.064235 | 0.046866 | 0.042468 | 0.034253 | 0.015089 | 0.0050949 | 0.0090089 | 0.0088693 | 0.010943 | 0.026745 | 0.041346 | 0.07486 | 0 | 0.040831 | 0.030589 | 0.023695 | 0.020376 | 0.0082525 | 0.0021957 | 0.002732 | 0.0017864 | 0.0054207 | 0.013621 | 0.027052 | 0.048186
Retro12Med | Retro | ResWx | Residential | HVAC | 0.34761 | 639.1395 | 42.2147 | 40-50 | Single Family | FLOOR R0 - R30_Electric Zonal | 4.9088 | 0.56873 | 0.41494 | 0.376 | 0.29992 | 0.11668 | 0.026381 | -0.048386 | -0.049845 | 0.043858 | 0.22715 | 0.36607 | 0.6628 | 0 | 0.36151 | 0.27083 | 0.20979 | 0.17953 | 0.068782 | 0.016038 | -0.010752 | -0.0069123 | 0.03128 | 0.1183 | 0.23951 | 0.42663
Retro12Med | Retro | ResWx | Residential | HVAC | 0.33377 | 614.241 | 43.1738 | 40-50 | Single Family | FLOOR R0 - R25_Electric Zonal | 2.0441 | 0.23662 | 0.17264 | 0.15644 | 0.12479 | 0.048614 | 0.011053 | -0.019601 | -0.0202 | 0.018465 | 0.094546 | 0.1523 | 0.27576 | 0 | 0.15041 | 0.11268 | 0.087284 | 0.074696 | 0.028634 | 0.0066866 | -0.0043596 | -0.0027954 | 0.013083 | 0.049227 | 0.099649 | 0.1775
Retro12Med | Retro | ResWx | Residential | HVAC | 0.34697 | 639.943 | 44.6264 | 40-50 | Single Family | FLOOR R0 - R30_DHP | 0.42893 | 0.049541 | 0.036145 | 0.032753 | 0.026136 | 0.010215 | 0.0023543 | -0.0038272 | -0.0039546 | 0.0039797 | 0.019816 | 0.031888 | 0.057736 | 0 | 0.031491 | 0.023592 | 0.018275 | 0.015641 | 0.0060044 | 0.0014073 | -0.00083113 | -0.00053622 | 0.0027749 | 0.010312 | 0.020864 | 0.037164
Retro12Med | Retro | ResWx | Residential | HVAC | 0.23924 | 491.0268 | 42.041 | 40-50 | Single Family | ATTIC R11 - R49_Electric FAF | 0.1907 | 0.019794 | 0.014441 | 0.013086 | 0.010588 | 0.0048184 | 0.0017568 | 0.0040547 | 0.0040137 | 0.0039013 | 0.0083377 | 0.012741 | 0.023068 | 0 | 0.012582 | 0.009426 | 0.0073015 | 0.0062875 | 0.0025857 | 0.00071055 | 0.0011908 | 0.00077739 | 0.0018371 | 0.0042204 | 0.0083358 | 0.014848
Retro12Med | Retro | ResWx | Residential | HVAC | 0.33324 | 615.1384 | 45.6065 | 40-50 | Single Family | FLOOR R0 - R25_DHP | 0.17865 | 0.020617 | 0.015042 | 0.013631 | 0.010878 | 0.0042567 | 0.00098606 | -0.0015509 | -0.0016032 | 0.001674 | 0.0082498 | 0.013271 | 0.024027 | 0 | 0.013105 | 0.0098182 | 0.0076052 | 0.0065095 | 0.0025002 | 0.00058679 | -0.0003369 | -0.00021492 | 0.0011604 | 0.0042921 | 0.0086826 | 0.015466
Retro12Med | Retro | ResWx | Residential | HVAC | 0.31155 | 574.1534 | 45.9067 | 40-50 | Single Family | FLOOR R0 - R19_Electric Zonal | 3.3046 | 0.382 | 0.27871 | 0.25255 | 0.2015 | 0.078658 | 0.018037 | -0.030332 | -0.031311 | 0.030359 | 0.15273 | 0.24588 | 0.44518 | 0 | 0.24281 | 0.18191 | 0.14091 | 0.1206 | 0.046271 | 0.01083 | -0.0066766 | -0.0042592 | 0.021293 | 0.079495 | 0.16087 | 0.28656
Retro12Med | Retro | ResWx | Residential | HVAC | 0.79007 | 1582.7573 | 29.5134 | 20-30 | Single Family | WINDOW CL22 Prime Window Replacement of Single Pane Base_Electric FAF | 0.1648 | 0.017524 | 0.012786 | 0.011586 | 0.0093439 | 0.0041119 | 0.0013849 | 0.002423 | 0.0023849 | 0.0029712 | 0.0072939 | 0.01128 | 0.020423 | 0 | 0.011139 | 0.0083453 | 0.0064643 | 0.0055586 | 0.0022502 | 0.0005981 | 0.00073585 | 0.0004812 | 0.0014743 | 0.0037155 | 0.0073801 | 0.013146
Retro12Med | Retro | ResWx | Residential | HVAC | 0.31119 | 575.187 | 48.4142 | 40-50 | Single Family | FLOOR R0 - R19_DHP | 0.28892 | 0.033299 | 0.024295 | 0.022015 | 0.017571 | 0.0068892 | 0.0016084 | -0.002396 | -0.0024814 | 0.0027485 | 0.013332 | 0.021433 | 0.038806 | 0 | 0.021166 | 0.015857 | 0.012283 | 0.010514 | 0.0040417 | 0.0009506 | -0.00051235 | -0.0003265 | 0.0018883 | 0.006934 | 0.014023 | 0.024979
Retro12Med | Retro | ResWx | Residential | HVAC | 0.4494 | 873.3508 | 42.5943 | 40-50 | Single Family | WALL R0 - R11_Heat Pump | 3.5845 | 0.39293 | 0.28668 | 0.25978 | 0.20867 | 0.087978 | 0.026381 | 0.022364 | 0.02146 | 0.053391 | 0.16114 | 0.25291 | 0.45792 | 0 | 0.24976 | 0.18712 | 0.14494 | 0.12442 | 0.049386 | 0.012562 | 0.0077757 | 0.0051165 | 0.028888 | 0.082734 | 0.16548 | 0.29476
Retro12Med | Retro | ResWx | Residential | HVAC | 0.28204 | 541.3168 | 70.9949 | 70-80 | Single Family | CFM50 Infiltration Reduction_Electric FAF | 4.046 | 0.44908 | 0.32765 | 0.2969 | 0.23811 | 0.098615 | 0.028007 | 0.010892 | 0.0098357 | 0.054951 | 0.18306 | 0.28906 | 0.52336 | 0 | 0.28545 | 0.21386 | 0.16566 | 0.1421 | 0.055953 | 0.013968 | 0.0048841 | 0.0032447 | 0.031103 | 0.094293 | 0.18912 | 0.33688
Retro12Med | Retro | ResWx | Residential | HVAC | 0.11959 | 250.8712 | 93.1007 | 90-100 | Single Family | ATTIC R11 - R38_Electric Zonal | 0.44273 | 0.04496 | 0.032803 | 0.029724 | 0.024123 | 0.011309 | 0.0043945 | 0.011974 | 0.011886 | 0.010006 | 0.019147 | 0.028939 | 0.052396 | 0 | 0.028578 | 0.02141 | 0.016585 | 0.0143 | 0.0059656 | 0.0016873 | 0.0034592 | 0.0022564 | 0.0045335 | 0.0096361 | 0.018934 | 0.033727
Retro12Med | Retro | ResWx | Residential | HVAC | 0.12234 | 254.8916 | 95.091 | 90-100 | Single Family | ATTIC R11 - R38_DHP | 0.039257 | 0.0040138 | 0.0029285 | 0.0026537 | 0.0021516 | 0.00099942 | 0.00038098 | 0.00099138 | 0.00098333 | 0.00086113 | 0.0017035 | 0.0025836 | 0.0046777 | 0 | 0.0025514 | 0.0019114 | 0.0014806 | 0.0012762 | 0.00052999 | 0.00014858 | 0.00028763 | 0.00018766 | 0.0003946 | 0.00085888 | 0.0016904 | 0.003011
Retro12Med | Retro | ResWx | Residential | HVAC | 0.22595 | 436.3223 | 95.9021 | 90-100 | Single Family | CFM50 Infiltration Reduction_Electric Zonal | 11.6293 | 1.2829 | 0.93599 | 0.84815 | 0.68073 | 0.28442 | 0.083008 | 0.051647 | 0.048661 | 0.16548 | 0.52449 | 0.82575 | 1.4951 | 0 | 0.81545 | 0.61092 | 0.47323 | 0.40606 | 0.16053 | 0.040446 | 0.019555 | 0.012913 | 0.09153 | 0.26973 | 0.54027 | 0.96236
Retro12Med | Retro | ResWx | Residential | HVAC | 0.2269 | 438.2364 | 99.7147 | 90-100 | Single Family | CFM50 Infiltration Reduction_DHP | 1.0194 | 0.11243 | 0.08203 | 0.074332 | 0.059661 | 0.024933 | 0.0072817 | 0.0045734 | 0.0043118 | 0.014522 | 0.04597 | 0.072368 | 0.13103 | 0 | 0.071466 | 0.053541 | 0.041474 | 0.035588 | 0.01407 | 0.0035459 | 0.0017267 | 0.00114 | 0.0080278 | 0.02364 | 0.047349 | 0.084341
Retro12Med | Retro | ResWx | Residential | HVAC | 0.12978 | 272.1761 | 102.4236 | 100-110 | Single Family | ATTIC R11 - R49_Electric Zonal | 0.37694 | 0.038287 | 0.027934 | 0.025313 | 0.020542 | 0.0096276 | 0.0037386 | 0.010171 | 0.010096 | 0.0085099 | 0.016303 | 0.024644 | 0.04462 | 0 | 0.024337 | 0.018233 | 0.014123 | 0.012178 | 0.0050794 | 0.0014362 | 0.0029387 | 0.0019169 | 0.0038573 | 0.0082055 | 0.016124 | 0.028722
Retro12Med | Retro | ResWx | Residential | HVAC | 0.13275 | 276.5312 | 104.62 | 100-110 | Single Family | ATTIC R11 - R49_DHP | 0.033422 | 0.003418 | 0.0024938 | 0.0022597 | 0.0018321 | 0.00085078 | 0.00032413 | 0.00084216 | 0.0008353 | 0.00073244 | 0.0014505 | 0.0022 | 0.0039833 | 0 | 0.0021726 | 0.0016277 | 0.0012608 | 0.0010867 | 0.00045125 | 0.00012647 | 0.00024437 | 0.00015944 | 0.00033576 | 0.00073134 | 0.0014394 | 0.002564
Retro12Med | Retro | ResWx | Residential | HVAC | 0.36991 | 755.4178 | 81.0911 | 80-90 | Single Family | WINDOW CL30 Prime Window Replacement of Single Pane Base_Electric Zonal | 1.1219 | 0.11703 | 0.085387 | 0.077373 | 0.062563 | 0.028274 | 0.01015 | 0.022346 | 0.022101 | 0.022393 | 0.049175 | 0.07533 | 0.13639 | 0 | 0.074391 | 0.055732 | 0.043171 | 0.037164 | 0.015234 | 0.004158 | 0.0065965 | 0.0043075 | 0.01065 | 0.024924 | 0.049286 | 0.087792
Retro12Med | Retro | ResWx | Residential | HVAC | 0.10927 | 224.0146 | 115.3013 | 110-120 | Single Family | ATTIC R19 - R49_Electric FAF | 0.079955 | 0.0083084 | 0.0060618 | 0.0054929 | 0.0044438 | 0.002019 | 0.00073353 | 0.0016752 | 0.001658 | 0.0016265 | 0.0034977 | 0.0053478 | 0.0096826 | 0 | 0.0052812 | 0.0039565 | 0.0030648 | 0.002639 | 0.0010845 | 0.00029754 | 0.00049253 | 0.00032156 | 0.00076765 | 0.001771 | 0.003499 | 0.0062326
Retro12Med | Retro | ResWx | Residential | HVAC | 0.090615 | 185.8205 | 117.5834 | 110-120 | Single Family | ATTIC R19 - R38_Electric FAF | 0.030803 | 0.0031999 | 0.0023346 | 0.0021155 | 0.0017115 | 0.00077795 | 0.00028291 | 0.00064794 | 0.0006413 | 0.00062757 | 0.0013473 | 0.0020596 | 0.0037291 | 0 | 0.002034 | 0.0015238 | 0.0011804 | 0.0010164 | 0.00041775 | 0.00011467 | 0.00019044 | 0.00012433 | 0.00029601 | 0.00068214 | 0.0013476 | 0.0024004
Retro12Med | Retro | ResWx | Residential | HVAC | 0.36198 | 737.5616 | 87.6527 | 80-90 | Single Family | WINDOW CL30 Prime Window Replacement of Single Pane Base_DHP | 0.095597 | 0.0099946 | 0.007292 | 0.0066077 | 0.0053412 | 0.0024064 | 0.00085768 | 0.0018461 | 0.0018251 | 0.0018866 | 0.0041949 | 0.0064332 | 0.011648 | 0 | 0.006353 | 0.0047595 | 0.0036868 | 0.0031734 | 0.0012989 | 0.00035344 | 0.00054635 | 0.00035682 | 0.00090139 | 0.0021274 | 0.0042091 | 0.0074975
Retro12Med | Retro | ResWx | Residential | HVAC | 0.40364 | 823.6336 | 90.1813 | 90-100 | Single Family | WINDOW CL22 Prime Window Replacement of Single Pane Base_Electric Zonal | 0.30581 | 0.031925 | 0.023293 | 0.021107 | 0.017065 | 0.0077037 | 0.0027585 | 0.0060254 | 0.0059585 | 0.0060796 | 0.013409 | 0.020549 | 0.037206 | 0 | 0.020293 | 0.015203 | 0.011777 | 0.010138 | 0.0041533 | 0.0011324 | 0.0017802 | 0.0011626 | 0.002896 | 0.0067979 | 0.013445 | 0.023949
Retro12Med | Retro | ResWx | Residential | HVAC | 0.29212 | 582.5731 | 115.7515 | 110-120 | Single Family | WINDOW CL30 Prime Window Replacement of Single Pane Base_Heat Pump | 0.62254 | 0.066499 | 0.048518 | 0.043965 | 0.035436 | 0.015496 | 0.005136 | 0.0083782 | 0.0082323 | 0.010937 | 0.027617 | 0.042803 | 0.077499 | 0 | 0.04227 | 0.031668 | 0.02453 | 0.021088 | 0.0085117 | 0.0022479 | 0.0025695 | 0.0016811 | 0.0054881 | 0.014085 | 0.028005 | 0.049885
Retro12Med | Retro | ResWx | Residential | HVAC | 0.39492 | 804.072 | 97.3361 | 90-100 | Single Family | WINDOW CL22 Prime Window Replacement of Single Pane Base_DHP | 0.026054 | 0.002726 | 0.0019889 | 0.0018022 | 0.0014567 | 0.0006556 | 0.00023311 | 0.0004979 | 0.00049216 | 0.00051225 | 0.0011437 | 0.0017546 | 0.0031769 | 0 | 0.0017328 | 0.0012981 | 0.0010056 | 0.0008655 | 0.00035408 | 9.625e-05 | 0.00014748 | 9.6323e-05 | 0.00024512 | 0.00058015 | 0.001148 | 0.0020449
Retro12Med | Retro | ResWx | Residential | HVAC | 0.32052 | 638.7536 | 126.9304 | 120-130 | Single Family | WINDOW CL22 Prime Window Replacement of Single Pane Base_Heat Pump | 0.17065 | 0.018241 | 0.013309 | 0.01206 | 0.0097194 | 0.0042459 | 0.0014036 | 0.0022627 | 0.0022226 | 0.0029854 | 0.0075728 | 0.011741 | 0.021258 | 0 | 0.011595 | 0.0086867 | 0.0067288 | 0.0057842 | 0.0023336 | 0.00061568 | 0.00069515 | 0.00045484 | 0.0015008 | 0.0038629 | 0.007682 | 0.013684
Retro12Med | Retro | ResWx | Residential | HVAC | 0.073813 | 152.2088 | 178.9566 | >140 | Single Family | ATTIC R11 - R38_Heat Pump | 0.19328 | 0.019966 | 0.014568 | 0.0132 | 0.010688 | 0.0048951 | 0.0018105 | 0.0043524 | 0.0043115 | 0.0040439 | 0.0084302 | 0.012852 | 0.023269 | 0 | 0.012692 | 0.0095083 | 0.0073652 | 0.0063442 | 0.002617 | 0.00072371 | 0.0012728 | 0.00083073 | 0.0018874 | 0.004262 | 0.0084086 | 0.014978
Retro12Med | Retro | ResWx | Residential | HVAC | 0.26343 | 590.3206 | 118.1827 | 110-120 | Single Family | WINDOW CL30 Prime Window Replacement of Double Pane Base_Electric FAF | 9.0847 | 0.86362 | 0.6301 | 0.57097 | 0.46777 | 0.23938 | 0.10892 | 0.39771 | 0.39626 | 0.26159 | 0.38041 | 0.55588 | 1.0065 | 0 | 0.54896 | 0.41127 | 0.31857 | 0.27584 | 0.1202 | 0.036864 | 0.11221 | 0.073102 | 0.10895 | 0.18812 | 0.3637 | 0.64785
Retro12Med | Retro | ResWx | Residential | HVAC | 0.080046 | 165.0392 | 194.899 | >140 | Single Family | ATTIC R11 - R49_Heat Pump | 0.16446 | 0.016992 | 0.012397 | 0.011234 | 0.0090952 | 0.0041649 | 0.0015398 | 0.0036975 | 0.0036627 | 0.0034388 | 0.0071738 | 0.010937 | 0.019802 | 0 | 0.010801 | 0.0080916 | 0.0062679 | 0.0053989 | 0.0022269 | 0.00061572 | 0.0010814 | 0.00070582 | 0.0016053 | 0.0036269 | 0.0071558 | 0.012746
Retro12Med | Retro | ResWx | Residential | HVAC | 0.30855 | 681.5634 | 120.5011 | 120-130 | Single Family | WINDOW CL22 Prime Window Replacement of Double Pane Base_Electric FAF | 2.6222 | 0.25289 | 0.18451 | 0.16719 | 0.13669 | 0.068646 | 0.030291 | 0.10548 | 0.10504 | 0.072058 | 0.11057 | 0.16277 | 0.29471 | 0 | 0.16075 | 0.12043 | 0.093284 | 0.080698 | 0.03483 | 0.010503 | 0.029863 | 0.019459 | 0.030473 | 0.054887 | 0.1065 | 0.1897
Retro12Med | Retro | ResWx | Residential | HVAC | 0.12608 | 243.5139 | 205.5031 | >140 | Single Family | CFM50 Infiltration Reduction_Heat Pump | 4.67 | 0.51506 | 0.37579 | 0.34052 | 0.27331 | 0.11423 | 0.033367 | 0.021014 | 0.019815 | 0.066552 | 0.2106 | 0.33153 | 0.60025 | 0 | 0.3274 | 0.24528 | 0.18999 | 0.16303 | 0.064459 | 0.016246 | 0.0079271 | 0.0052336 | 0.036785 | 0.1083 | 0.21691 | 0.38638
Retro12Med | Retro | ResWx | Residential | HVAC | 0.078342 | 160.0763 | 180.2035 | >140 | Single Family | ATTIC R19 - R49_DHP | 0.01778 | 0.0018537 | 0.0013524 | 0.0012255 | 0.00099101 | 0.00044822 | 0.00016118 | 0.00035683 | 0.00035296 | 0.00035588 | 0.0007791 | 0.0011931 | 0.0021603 | 0 | 0.0011783 | 0.00088274 | 0.00068378 | 0.00058866 | 0.00024138 | 6.5935e-05 | 0.00010527 | 6.874e-05 | 0.00016906 | 0.00039483 | 0.00078065 | 0.0013905
Retro12Med | Retro | ResWx | Residential | HVAC | 0.075268 | 154.7974 | 180.0605 | >140 | Single Family | ATTIC R19 - R49_Electric Zonal | 0.19702 | 0.020407 | 0.014889 | 0.013492 | 0.01092 | 0.004983 | 0.0018283 | 0.0042965 | 0.0042544 | 0.0040703 | 0.0086049 | 0.013135 | 0.023783 | 0 | 0.012972 | 0.0097181 | 0.0075278 | 0.0064832 | 0.0026697 | 0.00073565 | 0.0012594 | 0.00082209 | 0.0019092 | 0.0043533 | 0.0085942 | 0.015309
Retro12Med | Retro | ResWx | Residential | HVAC | 0.06501 | 132.8576 | 183.3337 | >140 | Single Family | ATTIC R19 - R38_DHP | 0.0068537 | 0.00071442 | 0.00052124 | 0.00047232 | 0.00038195 | 0.00017279 | 6.217e-05 | 0.00013786 | 0.00013637 | 0.0001373 | 0.0003003 | 0.00045984 | 0.00083258 | 0 | 0.00045411 | 0.00034021 | 0.00026353 | 0.00022688 | 9.3042e-05 | 2.5421e-05 | 4.0663e-05 | 2.6552e-05 | 6.5201e-05 | 0.00015217 | 0.00030087 | 0.00053592
Retro12Med | Retro | ResWx | Residential | HVAC | 0.062456 | 128.4729 | 183.178 | >140 | Single Family | ATTIC R19 - R38_Electric Zonal | 0.075942 | 0.0078646 | 0.005738 | 0.0051995 | 0.0042084 | 0.001921 | 0.00070521 | 0.00166 | 0.0016438 | 0.0015704 | 0.0033165 | 0.0050622 | 0.0091655 | 0 | 0.0049991 | 0.0037452 | 0.0029011 | 0.0024985 | 0.001029 | 0.00028362 | 0.0004865 | 0.00031757 | 0.00073634 | 0.0016778 | 0.0033121 | 0.0058997
Retro12Med | Retro | ResWx | Residential | HVAC | 0.19853 | 439.0603 | 167.0455 | >140 | Single Family | WINDOW CL30 Prime Window Replacement of Double Pane Base_Electric Zonal | 24.0943 | 2.3209 | 1.6933 | 1.5344 | 1.2547 | 0.6311 | 0.27921 | 0.97641 | 0.97238 | 0.66476 | 1.0153 | 1.4939 | 2.7048 | 0 | 1.4752 | 1.1052 | 0.85612 | 0.74066 | 0.31993 | 0.096616 | 0.27634 | 0.18006 | 0.28075 | 0.50388 | 0.9774 | 1.741
Retro12Med | Retro | ResWx | Residential | HVAC | 0.23242 | 507.5828 | 170.092 | >140 | Single Family | WINDOW CL22 Prime Window Replacement of Double Pane Base_Electric Zonal | 6.9637 | 0.67925 | 0.49558 | 0.44907 | 0.36653 | 0.18135 | 0.077999 | 0.26033 | 0.25911 | 0.18403 | 0.29525 | 0.43721 | 0.7916 | 0 | 0.43176 | 0.32347 | 0.25056 | 0.2166 | 0.092784 | 0.027601 | 0.073934 | 0.048183 | 0.078849 | 0.14701 | 0.28606 | 0.50954
Retro12Med | Retro | ResWx | Residential | HVAC | 0.19965 | 437.5984 | 174.5459 | >140 | Single Family | WINDOW CL30 Prime Window Replacement of Double Pane Base_DHP | 2.0957 | 0.20369 | 0.14861 | 0.13466 | 0.10997 | 0.054668 | 0.023708 | 0.080242 | 0.07988 | 0.056086 | 0.0887 | 0.13111 | 0.23738 | 0 | 0.12947 | 0.096998 | 0.075136 | 0.064966 | 0.027896 | 0.0083346 | 0.022765 | 0.014835 | 0.023929 | 0.044124 | 0.08578 | 0.1528
Retro12Med | Retro | ResWx | Residential | HVAC | 0.23388 | 506.5712 | 177.4556 | >140 | Single Family | WINDOW CL22 Prime Window Replacement of Double Pane Base_DHP | 0.60651 | 0.059651 | 0.043521 | 0.039437 | 0.03215 | 0.015734 | 0.0066376 | 0.021409 | 0.0213 | 0.01556 | 0.025819 | 0.038395 | 0.069517 | 0 | 0.037917 | 0.028407 | 0.022004 | 0.019011 | 0.0080996 | 0.0023853 | 0.0060966 | 0.0039737 | 0.0067351 | 0.012884 | 0.025121 | 0.044748
Retro12Med | Retro | ResWx | Residential | HVAC | 0.088302 | 156.5771 | 292.0684 | >140 | Single Family | FLOOR R0 - R30_Heat Pump | 0.86527 | 0.10395 | 0.075842 | 0.068725 | 0.054576 | 0.020108 | 0.0034728 | -0.018071 | -0.018347 | 0.0041962 | 0.040823 | 0.06691 | 0.12114 | 0 | 0.066076 | 0.049503 | 0.038345 | 0.03275 | 0.012263 | 0.0026863 | -0.0044762 | -0.0029289 | 0.0045132 | 0.021456 | 0.043777 | 0.077979
Retro12Med | Retro | ResWx | Residential | HVAC | 0.084568 | 150.1869 | 296.2435 | >140 | Single Family | FLOOR R0 - R25_Heat Pump | 0.35962 | 0.043137 | 0.031473 | 0.028519 | 0.022652 | 0.0083655 | 0.0014645 | -0.0073512 | -0.0074469 | 0.0018075 | 0.016953 | 0.027766 | 0.050273 | 0 | 0.02742 | 0.020543 | 0.015912 | 0.013592 | 0.0050943 | 0.001119 | -0.0018198 | -0.0011733 | 0.0018938 | 0.0089065 | 0.018167 | 0.03236
Retro12Med | Retro | ResWx | Residential | HVAC | 0.045479 | 92.3914 | 332.3178 | >140 | Single Family | ATTIC R19 - R49_Heat Pump | 0.084609 | 0.008872 | 0.006473 | 0.0058655 | 0.0047394 | 0.0021266 | 0.00075075 | 0.0015662 | 0.0015474 | 0.0016447 | 0.0037183 | 0.0057106 | 0.010339 | 0 | 0.0056394 | 0.004225 | 0.0032727 | 0.0028165 | 0.0011506 | 0.00031181 | 0.00046518 | 0.00030386 | 0.00079068 | 0.0018872 | 0.0037363 | 0.0066554
Retro12Med | Retro | ResWx | Residential | HVAC | 0.03776 | 76.7203 | 337.4149 | >140 | Single Family | ATTIC R19 - R38_Heat Pump | 0.032631 | 0.0034212 | 0.0024961 | 0.0022619 | 0.0018276 | 0.00082019 | 0.00028967 | 0.00060506 | 0.00059783 | 0.00063469 | 0.0014339 | 0.0022021 | 0.0039871 | 0 | 0.0021747 | 0.0016292 | 0.001262 | 0.0010861 | 0.00044372 | 0.00012027 | 0.00017969 | 0.00011737 | 0.00030505 | 0.00072775 | 0.0014408 | 0.0025665
Retro12Med | Retro | ResWx | Residential | HVAC | 0.078621 | 139.9611 | 308.0044 | >140 | Single Family | FLOOR R0 - R19_Heat Pump | 0.57963 | 0.06936 | 0.050605 | 0.045856 | 0.036433 | 0.013504 | 0.0024136 | -0.011389 | -0.011596 | 0.0030728 | 0.027288 | 0.044645 | 0.080832 | 0 | 0.044088 | 0.03303 | 0.025585 | 0.021857 | 0.0082045 | 0.0018099 | -0.0028161 | -0.0018222 | 0.0030974 | 0.014328 | 0.02921 | 0.052031
Retro12Med | Retro | ResWx | Residential | HVAC | 0.13173 | 281.2557 | 283.4656 | >140 | Single Family | WINDOW CL30 Prime Window Replacement of Double Pane Base_Heat Pump | 11.1055 | 1.108 | 0.80842 | 0.73256 | 0.59599 | 0.28613 | 0.11651 | 0.35125 | 0.34914 | 0.26982 | 0.4761 | 0.71321 | 1.2913 | 0 | 0.70432 | 0.52766 | 0.40873 | 0.35282 | 0.1489 | 0.043075 | 0.10057 | 0.065571 | 0.11905 | 0.23849 | 0.46663 | 0.8312
Retro12Med | Retro | ResWx | Residential | HVAC | 0.1546 | 326.8656 | 287.0617 | >140 | Single Family | WINDOW CL22 Prime Window Replacement of Double Pane Base_Heat Pump | 3.2266 | 0.32511 | 0.2372 | 0.21494 | 0.17463 | 0.082739 | 0.032839 | 0.093853 | 0.093221 | 0.075358 | 0.139 | 0.20926 | 0.37888 | 0 | 0.20665 | 0.15482 | 0.11993 | 0.10346 | 0.043381 | 0.012394 | 0.026996 | 0.017605 | 0.033729 | 0.06981 | 0.13692 | 0.24388
LO12MEd | New | Showerheads | Residential | Water Heating | 0.018372 | 94.9365 | -212.7877 | <0 | Single Family | SF Showerhead Replace_2_00gpm_Any Shower_ AnyWH | 5.5926 | 0.36978 | 0.33126 | 0.38108 | 0.33049 | 0.31523 | 0.30735 | 0.26012 | 0.27203 | 0.2552 | 0.30811 | 0.3158 | 0.36718 | 0 | 0.18555 | 0.15542 | 0.14839 | 0.15436 | 0.15425 | 0.12789 | 0.13906 | 0.10918 | 0.13451 | 0.1255 | 0.16435 | 0.18052
LO12MEd | New | Showerheads | Residential | Water Heating | 0.022249 | 114.9679 | -109.9733 | <0 | Multifamily - Low Rise | MF Showerhead Replace_2_00gpm_Any Shower_ AnyWH | 2.5661 | 0.16967 | 0.152 | 0.17486 | 0.15165 | 0.14464 | 0.14102 | 0.11935 | 0.12482 | 0.1171 | 0.14138 | 0.1449 | 0.16848 | 0 | 0.085139 | 0.071315 | 0.068088 | 0.070827 | 0.070778 | 0.058683 | 0.063808 | 0.050096 | 0.061721 | 0.057583 | 0.075411 | 0.082829
LO12MEd | New | Showerheads | Residential | Water Heating | 0.022249 | 114.9679 | -109.9733 | <0 | Multifamily - High Rise | MF Showerhead Replace_2_00gpm_Any Shower_ AnyWH | 0.57634 | 0.038108 | 0.034138 | 0.039272 | 0.034059 | 0.032486 | 0.031673 | 0.026806 | 0.028034 | 0.0263 | 0.031752 | 0.032545 | 0.037839 | 0 | 0.019122 | 0.016017 | 0.015292 | 0.015907 | 0.015896 | 0.01318 | 0.014331 | 0.011251 | 0.013862 | 0.012933 | 0.016937 | 0.018603
LO12MEd | New | Showerheads | Residential | Water Heating | 0.029787 | 141.1977 | -126.6958 | <0 | Manufactured | MH Showerhead Replace_2_00gpm_Any Shower_ AnyWH | 0.22828 | 0.017742 | 0.015991 | 0.017897 | 0.014044 | 0.011666 | 0.009867 | 0.0084255 | 0.0085946 | 0.0085346 | 0.011449 | 0.012669 | 0.017272 | 0 | 0.0093291 | 0.0078568 | 0.0072005 | 0.0067069 | 0.005698 | 0.004301 | 0.0045173 | 0.0037396 | 0.0044851 | 0.0047281 | 0.0065853 | 0.008986
LO12MEd | New | Showerheads | Residential | Water Heating | 0.010957 | 56.6162 | -238.3831 | <0 | Single Family | SF Showerhead Replace_1_75gpm_Any Shower_ AnyWH | 3.3352 | 0.22052 | 0.19755 | 0.22726 | 0.19709 | 0.18799 | 0.18329 | 0.15512 | 0.16223 | 0.15219 | 0.18374 | 0.18833 | 0.21897 | 0 | 0.11066 | 0.092687 | 0.088493 | 0.092054 | 0.091989 | 0.07627 | 0.082931 | 0.06511 | 0.080218 | 0.07484 | 0.098011 | 0.10765
LO12MEd | New | Showerheads | Residential | Water Heating | 0.013268 | 68.5621 | -134.167 | <0 | Multifamily - Low Rise | MF Showerhead Replace_1_75gpm_Any Shower_ AnyWH | 1.5303 | 0.10119 | 0.090646 | 0.10428 | 0.090435 | 0.086259 | 0.084101 | 0.071177 | 0.074437 | 0.069833 | 0.08431 | 0.086415 | 0.10047 | 0 | 0.050773 | 0.042529 | 0.040605 | 0.042239 | 0.042209 | 0.034996 | 0.038052 | 0.029875 | 0.036808 | 0.03434 | 0.044972 | 0.049396
LO12MEd | New | Showerheads | Residential | Water Heating | 0.013268 | 68.5621 | -134.167 | <0 | Multifamily - High Rise | MF Showerhead Replace_1_75gpm_Any Shower_ AnyWH | 0.34371 | 0.022726 | 0.020358 | 0.02342 | 0.020311 | 0.019373 | 0.018889 | 0.015986 | 0.016718 | 0.015684 | 0.018936 | 0.019408 | 0.022565 | 0 | 0.011403 | 0.0095518 | 0.0091196 | 0.0094865 | 0.0094798 | 0.0078599 | 0.0085464 | 0.0067098 | 0.0082667 | 0.0077126 | 0.0101 | 0.011094
LO12MEd | New | Showerheads | Residential | Water Heating | 0.016283 | 84.1411 | -143.6688 | <0 | Manufactured | MH Showerhead Replace_1_75gpm_Any Shower_ AnyWH | 0.13604 | 0.0089948 | 0.0080578 | 0.0092696 | 0.0080391 | 0.0076679 | 0.007476 | 0.0063272 | 0.0066169 | 0.0062077 | 0.0074946 | 0.0076817 | 0.0089313 | 0 | 0.0045134 | 0.0037805 | 0.0036095 | 0.0037547 | 0.0037521 | 0.0031109 | 0.0033826 | 0.0026557 | 0.0032719 | 0.0030526 | 0.0039977 | 0.004391
LO12MEd | New | Showerheads | Residential | Water Heating | 0.011404 | 58.9306 | -230.1685 | <0 | Single Family | SF Showerhead Replace_1_50gpm_Any Shower_ AnyWH | 3.4715 | 0.22954 | 0.20563 | 0.23655 | 0.20515 | 0.19568 | 0.19078 | 0.16146 | 0.16886 | 0.15841 | 0.19126 | 0.19603 | 0.22792 | 0 | 0.11518 | 0.096476 | 0.092111 | 0.095817 | 0.09575 | 0.079387 | 0.086321 | 0.067771 | 0.083497 | 0.0779 | 0.10202 | 0.11205
LO12MEd | New | Showerheads | Residential | Water Heating | 0.013811 | 71.3648 | -129.3788 | <0 | Multifamily - Low Rise | MF Showerhead Replace_1_50gpm_Any Shower_ AnyWH | 1.5929 | 0.10532 | 0.094351 | 0.10854 | 0.094132 | 0.089785 | 0.087539 | 0.074087 | 0.07748 | 0.072687 | 0.087757 | 0.089947 | 0.10458 | 0 | 0.052849 | 0.044268 | 0.042265 | 0.043965 | 0.043934 | 0.036426 | 0.039608 | 0.031097 | 0.038312 | 0.035744 | 0.04681 | 0.051415
LO12MEd | New | Showerheads | Residential | Water Heating | 0.013811 | 71.3648 | -129.3788 | <0 | Multifamily - High Rise | MF Showerhead Replace_1_50gpm_Any Shower_ AnyWH | 0.35776 | 0.023655 | 0.021191 | 0.024377 | 0.021141 | 0.020165 | 0.019661 | 0.016639 | 0.017401 | 0.016325 | 0.01971 | 0.020202 | 0.023488 | 0 | 0.01187 | 0.0099422 | 0.0094924 | 0.0098743 | 0.0098674 | 0.0081812 | 0.0088957 | 0.0069841 | 0.0086047 | 0.0080279 | 0.010513 | 0.011548
LO12MEd | New | Showerheads | Residential | Water Heating | 0.016949 | 87.5806 | -138.5681 | <0 | Manufactured | MH Showerhead Replace_1_50gpm_Any Shower_ AnyWH | 0.1416 | 0.0093625 | 0.0083872 | 0.0096485 | 0.0083677 | 0.0079813 | 0.0077816 | 0.0065858 | 0.0068874 | 0.0064614 | 0.007801 | 0.0079957 | 0.0092964 | 0 | 0.0046979 | 0.0039351 | 0.003757 | 0.0039082 | 0.0039055 | 0.0032381 | 0.0035209 | 0.0027643 | 0.0034057 | 0.0031774 | 0.0041611 | 0.0045705
LO12MEd | New | Showerheads | Residential | Water Heating | 0.039445 | 186.9827 | -231.8496 | <0 | Single Family | SF Showerhead Replace_1_50GPM_any shower_HPWH | 1.502 | 0.11674 | 0.10521 | 0.11776 | 0.092403 | 0.07676 | 0.064922 | 0.055437 | 0.05655 | 0.056155 | 0.075329 | 0.083356 | 0.11365 | 0 | 0.061383 | 0.051695 | 0.047377 | 0.044129 | 0.037491 | 0.028299 | 0.029723 | 0.024606 | 0.02951 | 0.031109 | 0.043329 | 0.059125
LO12MEd | New | Showerheads | Residential | Water Heating | 0.033367 | 172.4167 | -229.4019 | <0 | Manufactured | MH Showerhead Replace_1_50GPM_any shower_HPWH | 0.033451 | 0.0022118 | 0.0019814 | 0.0022794 | 0.0019768 | 0.0018855 | 0.0018383 | 0.0015558 | 0.0016271 | 0.0015264 | 0.0018429 | 0.0018889 | 0.0021962 | 0 | 0.0011098 | 0.00092962 | 0.00088756 | 0.00092328 | 0.00092263 | 0.00076496 | 0.00083177 | 0.00065303 | 0.00080456 | 0.00075063 | 0.00098302 | 0.0010797
Retro12Med | Retro | Showerheads | Residential | Water Heating | 0.018372 | 94.9365 | -212.7877 | <0 | Single Family | SF Showerhead Replace_2_00gpm_Any Shower_ AnyWH | 30.578 | 1.8534 | 1.6603 | 1.91 | 1.6565 | 1.58 | 1.5404 | 1.3037 | 1.3634 | 1.2791 | 1.5443 | 1.5828 | 1.8403 | 0 | 0.93 | 0.77899 | 0.74374 | 0.77367 | 0.77313 | 0.64101 | 0.697 | 0.54722 | 0.67419 | 0.629 | 0.82373 | 0.90477
Retro12Med | Retro | Showerheads | Residential | Water Heating | 0.022249 | 114.9679 | -109.9733 | <0 | Multifamily - Low Rise | MF Showerhead Replace_2_00gpm_Any Shower_ AnyWH | 9.2674 | 0.5342 | 0.47855 | 0.55051 | 0.47744 | 0.45539 | 0.444 | 0.37577 | 0.39298 | 0.36867 | 0.4451 | 0.45621 | 0.53043 | 0 | 0.26805 | 0.22453 | 0.21437 | 0.22299 | 0.22283 | 0.18476 | 0.20089 | 0.15772 | 0.19432 | 0.18129 | 0.23742 | 0.26078
Retro12Med | Retro | Showerheads | Residential | Water Heating | 0.022249 | 114.9679 | -109.9733 | <0 | Multifamily - High Rise | MF Showerhead Replace_2_00gpm_Any Shower_ AnyWH | 2.1072 | 0.12172 | 0.10904 | 0.12544 | 0.10878 | 0.10376 | 0.10117 | 0.08562 | 0.089541 | 0.084002 | 0.10142 | 0.10395 | 0.12086 | 0 | 0.061076 | 0.051159 | 0.048844 | 0.050809 | 0.050773 | 0.042097 | 0.045774 | 0.035937 | 0.044276 | 0.041308 | 0.054097 | 0.059419
Retro12Med | Retro | Showerheads | Residential | Water Heating | 0.029787 | 141.1977 | -126.6958 | <0 | Manufactured | MH Showerhead Replace_2_00gpm_Any Shower_ AnyWH | 3.3459 | 0.26004 | 0.23437 | 0.26231 | 0.20583 | 0.17099 | 0.14462 | 0.12349 | 0.12597 | 0.12509 | 0.1678 | 0.18568 | 0.25316 | 0 | 0.13673 | 0.11515 | 0.10553 | 0.098301 | 0.083514 | 0.063039 | 0.066209 | 0.054811 | 0.065736 | 0.069298 | 0.096519 | 0.13171
Retro12Med | Retro | Showerheads | Residential | Water Heating | 0.010957 | 56.6162 | -238.3831 | <0 | Single Family | SF Showerhead Replace_1_75gpm_Any Shower_ AnyWH | 18.2354 | 1.1053 | 0.99015 | 1.1391 | 0.98785 | 0.94223 | 0.91866 | 0.77749 | 0.8131 | 0.7628 | 0.92095 | 0.94393 | 1.0975 | 0 | 0.55461 | 0.46456 | 0.44354 | 0.46138 | 0.46106 | 0.38227 | 0.41566 | 0.32634 | 0.40206 | 0.37511 | 0.49124 | 0.53957
Retro12Med | Retro | Showerheads | Residential | Water Heating | 0.013268 | 68.5621 | -134.167 | <0 | Multifamily - Low Rise | MF Showerhead Replace_1_75gpm_Any Shower_ AnyWH | 5.5267 | 0.31857 | 0.28539 | 0.3283 | 0.28472 | 0.27158 | 0.26478 | 0.22409 | 0.23436 | 0.21986 | 0.26544 | 0.27207 | 0.31633 | 0 | 0.15985 | 0.1339 | 0.12784 | 0.13298 | 0.13289 | 0.11018 | 0.1198 | 0.094059 | 0.11588 | 0.10812 | 0.14159 | 0.15552
Retro12Med | Retro | Showerheads | Residential | Water Heating | 0.013268 | 68.5621 | -134.167 | <0 | Multifamily - High Rise | MF Showerhead Replace_1_75gpm_Any Shower_ AnyWH | 1.2566 | 0.072587 | 0.065026 | 0.074805 | 0.064875 | 0.061879 | 0.060331 | 0.05106 | 0.053398 | 0.050095 | 0.060481 | 0.061991 | 0.072075 | 0 | 0.036423 | 0.030509 | 0.029128 | 0.0303 | 0.030279 | 0.025105 | 0.027298 | 0.021431 | 0.026404 | 0.024634 | 0.032261 | 0.035435
Retro12Med | Retro | Showerheads | Residential | Water Heating | 0.016283 | 84.1411 | -143.6688 | <0 | Manufactured | MH Showerhead Replace_1_75gpm_Any Shower_ AnyWH | 1.9939 | 0.13183 | 0.1181 | 0.13586 | 0.11783 | 0.11239 | 0.10957 | 0.092736 | 0.096983 | 0.090984 | 0.10985 | 0.11259 | 0.1309 | 0 | 0.066152 | 0.05541 | 0.052903 | 0.055032 | 0.054993 | 0.045596 | 0.049578 | 0.038924 | 0.047956 | 0.044741 | 0.058593 | 0.064357
Retro12Med | Retro | Showerheads | Residential | Water Heating | 0.011404 | 58.9306 | -230.1685 | <0 | Single Family | SF Showerhead Replace_1_50gpm_Any Shower_ AnyWH | 18.9808 | 1.1505 | 1.0306 | 1.1856 | 1.0282 | 0.98075 | 0.95621 | 0.80928 | 0.84633 | 0.79398 | 0.95859 | 0.98252 | 1.1424 | 0 | 0.57729 | 0.48355 | 0.46167 | 0.48025 | 0.47991 | 0.3979 | 0.43265 | 0.33968 | 0.4185 | 0.39044 | 0.51132 | 0.56162
Retro12Med | Retro | Showerheads | Residential | Water Heating | 0.013811 | 71.3648 | -129.3788 | <0 | Multifamily - Low Rise | MF Showerhead Replace_1_50gpm_Any Shower_ AnyWH | 5.7526 | 0.33159 | 0.29705 | 0.34172 | 0.29636 | 0.28268 | 0.27561 | 0.23325 | 0.24394 | 0.22885 | 0.27629 | 0.28319 | 0.32926 | 0 | 0.16639 | 0.13937 | 0.13307 | 0.13842 | 0.13832 | 0.11468 | 0.1247 | 0.097904 | 0.12062 | 0.11254 | 0.14738 | 0.16187
Retro12Med | Retro | Showerheads | Residential | Water Heating | 0.013811 | 71.3648 | -129.3788 | <0 | Multifamily - High Rise | MF Showerhead Replace_1_50gpm_Any Shower_ AnyWH | 1.308 | 0.075555 | 0.067684 | 0.077863 | 0.067527 | 0.064409 | 0.062797 | 0.053147 | 0.055581 | 0.052143 | 0.062954 | 0.064525 | 0.075022 | 0 | 0.037912 | 0.031756 | 0.030319 | 0.031539 | 0.031517 | 0.026131 | 0.028413 | 0.022308 | 0.027484 | 0.025641 | 0.03358 | 0.036883
Retro12Med | Retro | Showerheads | Residential | Water Heating | 0.016949 | 87.5806 | -138.5681 | <0 | Manufactured | MH Showerhead Replace_1_50gpm_Any Shower_ AnyWH | 2.0754 | 0.13722 | 0.12293 | 0.14141 | 0.12264 | 0.11698 | 0.11405 | 0.096527 | 0.10095 | 0.094703 | 0.11434 | 0.11719 | 0.13626 | 0 | 0.068856 | 0.057675 | 0.055066 | 0.057282 | 0.057241 | 0.04746 | 0.051605 | 0.040515 | 0.049916 | 0.04657 | 0.060988 | 0.066988
Retro12Med | Retro | Showerheads | Residential | Water Heating | 0.039445 | 186.9827 | -231.8496 | <0 | Single Family | SF Showerhead Replace_1_50GPM_any shower_HPWH | 8.2125 | 0.58511 | 0.52734 | 0.59021 | 0.46313 | 0.38473 | 0.32539 | 0.27786 | 0.28343 | 0.28145 | 0.37755 | 0.41779 | 0.56961 | 0 | 0.30766 | 0.2591 | 0.23746 | 0.22118 | 0.18791 | 0.14184 | 0.14897 | 0.12333 | 0.14791 | 0.15592 | 0.21717 | 0.29634
Retro12Med | Retro | Showerheads | Residential | Water Heating | 0.033367 | 172.4167 | -229.4019 | <0 | Manufactured | MH Showerhead Replace_1_50GPM_any shower_HPWH | 0.55714 | 0.036838 | 0.033001 | 0.037963 | 0.032924 | 0.031404 | 0.030618 | 0.025913 | 0.0271 | 0.025423 | 0.030694 | 0.03146 | 0.036578 | 0 | 0.018485 | 0.015483 | 0.014783 | 0.015377 | 0.015367 | 0.012741 | 0.013853 | 0.010876 | 0.0134 | 0.012502 | 0.016373 | 0.017983
RetroMax60 | Retro | Solar Water Heater | Residential | Water Heating | 0.19109 | 1143.7736 | 706.8734 | >140 | Single Family | SHW Solar Zone 1 | 16.8089 | 0.78441 | 0.69323 | 0.76119 | 0.63299 | 0.61422 | 0.55158 | 0.47808 | 0.51729 | 0.46806 | 0.61825 | 0.60964 | 0.74785 | 0 | 0.45744 | 0.38892 | 0.36393 | 0.33867 | 0.32601 | 0.2558 | 0.27054 | 0.23646 | 0.2707 | 0.2834 | 0.3602 | 0.42548
RetroMax60 | Retro | Solar Water Heater | Residential | Water Heating | 0.20114 | 1203.9722 | 671.0554 | >140 | Single Family | SHW Solar Zone 2 | 21.9289 | 1.0233 | 0.90438 | 0.99305 | 0.8258 | 0.80131 | 0.71959 | 0.62371 | 0.67486 | 0.61062 | 0.80657 | 0.79534 | 0.97564 | 0 | 0.59677 | 0.50738 | 0.47479 | 0.44183 | 0.42532 | 0.33372 | 0.35295 | 0.30848 | 0.35315 | 0.36972 | 0.46991 | 0.55509
RetroMax60 | Retro | Solar Water Heater | Residential | Water Heating | 0.21623 | 1294.2701 | 623.5758 | >140 | Single Family | SHW Solar Zone 3 | 15.1823 | 0.7085 | 0.62614 | 0.68753 | 0.57173 | 0.55478 | 0.4982 | 0.43182 | 0.46723 | 0.42276 | 0.55842 | 0.55065 | 0.67548 | 0 | 0.41317 | 0.35128 | 0.32872 | 0.3059 | 0.29447 | 0.23105 | 0.24436 | 0.21357 | 0.2445 | 0.25597 | 0.32534 | 0.38431
RetroMax60 | Retro | Solar Water Heater | Residential | Water Heating | 0.25143 | 1504.9652 | 534.9473 | >140 | Single Family | SHW Solar Zone 4 | 4.8846 | 0.22795 | 0.20145 | 0.2212 | 0.18394 | 0.17849 | 0.16029 | 0.13893 | 0.15032 | 0.13602 | 0.17966 | 0.17716 | 0.21732 | 0 | 0.13293 | 0.11302 | 0.10576 | 0.098416 | 0.094738 | 0.074335 | 0.078619 | 0.068713 | 0.078664 | 0.082354 | 0.10467 | 0.12364
RetroMax60 | Retro | Solar Water Heater | Residential | Water Heating | 0.19109 | 1143.7736 | 706.8734 | >140 | Multifamily - Low Rise | SHW Solar Zone 1 | 6.8982 | 0.31032 | 0.27425 | 0.30113 | 0.25041 | 0.24299 | 0.21821 | 0.18913 | 0.20465 | 0.18517 | 0.24458 | 0.24118 | 0.29585 | 0 | 0.18096 | 0.15386 | 0.14397 | 0.13398 | 0.12897 | 0.1012 | 0.10703 | 0.093544 | 0.10709 | 0.11211 | 0.1425 | 0.16832
RetroMax60 | Retro | Solar Water Heater | Residential | Water Heating | 0.20114 | 1203.9722 | 671.0554 | >140 | Multifamily - Low Rise | SHW Solar Zone 2 | 8.9993 | 0.40484 | 0.35778 | 0.39286 | 0.32669 | 0.317 | 0.28467 | 0.24674 | 0.26698 | 0.24157 | 0.31908 | 0.31464 | 0.38597 | 0 | 0.23609 | 0.20072 | 0.18783 | 0.17479 | 0.16826 | 0.13202 | 0.13963 | 0.12204 | 0.13971 | 0.14626 | 0.1859 | 0.2196
RetroMax60 | Retro | Solar Water Heater | Residential | Water Heating | 0.21623 | 1294.2701 | 623.5758 | >140 | Multifamily - Low Rise | SHW Solar Zone 3 | 6.2306 | 0.28029 | 0.24771 | 0.27199 | 0.22618 | 0.21947 | 0.19709 | 0.17083 | 0.18484 | 0.16725 | 0.22092 | 0.21784 | 0.26722 | 0 | 0.16345 | 0.13897 | 0.13004 | 0.12101 | 0.11649 | 0.091404 | 0.096672 | 0.084491 | 0.096727 | 0.10126 | 0.12871 | 0.15204
RetroMax60 | Retro | Solar Water Heater | Residential | Water Heating | 0.25143 | 1504.9652 | 534.9473 | >140 | Multifamily - Low Rise | SHW Solar Zone 4 | 2.0046 | 0.090177 | 0.079695 | 0.087508 | 0.07277 | 0.070612 | 0.06341 | 0.054961 | 0.059469 | 0.053809 | 0.071075 | 0.070086 | 0.085974 | 0 | 0.052588 | 0.044711 | 0.041839 | 0.038934 | 0.037479 | 0.029407 | 0.031102 | 0.027183 | 0.03112 | 0.03258 | 0.041409 | 0.048915
LO5Med | New | WIFI enabled tstats | Residential | HVAC | 0.19477 | 557.5326 | 42.9966 | 40-50 | Single Family | WIFI Enabled Thermostat HZ3 | 0.031661 | 0.0027074 | 0.001977 | 0.0016016 | 0.0013885 | 0.0005095 | 0.00032941 | 0.00095775 | 0.00095523 | 0.00055549 | 0.0012619 | 0.0019593 | 0.003419 | 0 | 0.0025689 | 0.0018195 | 0.0013436 | 0.0012532 | 0.00049542 | 0.00015305 | 0.00047144 | 0.00033751 | 0.00031916 | 0.00077521 | 0.0015428 | 0.0029586
LO5Med | New | WIFI enabled tstats | Residential | HVAC | 0.20455 | 585.5331 | 39.992 | 30-40 | Single Family | WIFI Enabled Thermostat HZ2 | 0.12297 | 0.010516 | 0.0076789 | 0.0062207 | 0.0053932 | 0.0019789 | 0.0012794 | 0.00372 | 0.0037102 | 0.0021576 | 0.0049011 | 0.0076102 | 0.01328 | 0 | 0.0099777 | 0.0070671 | 0.0052187 | 0.0048675 | 0.0019243 | 0.00059444 | 0.0018311 | 0.0013109 | 0.0012396 | 0.003011 | 0.0059924 | 0.011491
LO5Med | New | WIFI enabled tstats | Residential | HVAC | 0.20502 | 586.8808 | 39.8546 | 30-40 | Single Family | WIFI Enabled Thermostat HZ1 | 0.70623 | 0.060392 | 0.0441 | 0.035725 | 0.030973 | 0.011365 | 0.0073479 | 0.021364 | 0.021308 | 0.012391 | 0.028147 | 0.043705 | 0.076265 | 0 | 0.057302 | 0.040586 | 0.029971 | 0.027954 | 0.011051 | 0.0034139 | 0.010516 | 0.0075286 | 0.0071193 | 0.017292 | 0.034414 | 0.065996
Retro5Med | Retro | WIFI enabled tstats | Residential | HVAC | 0.19477 | 557.5326 | 42.9966 | 40-50 | Single Family | WIFI Enabled Thermostat HZ3 | 0.40259 | 0.033634 | 0.024561 | 0.019896 | 0.01725 | 0.0063295 | 0.0040922 | 0.011898 | 0.011867 | 0.0069008 | 0.015676 | 0.024341 | 0.042474 | 0 | 0.031913 | 0.022604 | 0.016692 | 0.015568 | 0.0061546 | 0.0019013 | 0.0058566 | 0.0041929 | 0.0039649 | 0.0096304 | 0.019166 | 0.036755
Retro5Med | Retro | WIFI enabled tstats | Residential | HVAC | 0.20455 | 585.5331 | 39.992 | 30-40 | Single Family | WIFI Enabled Thermostat HZ2 | 1.5637 | 0.13064 | 0.095395 | 0.077279 | 0.066999 | 0.024584 | 0.015895 | 0.046213 | 0.046091 | 0.026803 | 0.060887 | 0.094541 | 0.16497 | 0 | 0.12395 | 0.087794 | 0.064831 | 0.060469 | 0.023905 | 0.0073847 | 0.022748 | 0.016285 | 0.0154 | 0.037405 | 0.074443 | 0.14276
Retro5Med | Retro | WIFI enabled tstats | Residential | HVAC | 0.20502 | 586.8808 | 39.8546 | 30-40 | Single Family | WIFI Enabled Thermostat HZ1 | 8.9803 | 0.75025 | 0.54785 | 0.44381 | 0.38478 | 0.14119 | 0.091283 | 0.2654 | 0.2647 | 0.15393 | 0.34967 | 0.54295 | 0.94744 | 0 | 0.71186 | 0.5042 | 0.37233 | 0.34727 | 0.13729 | 0.042411 | 0.13064 | 0.093528 | 0.088442 | 0.21482 | 0.42753 | 0.81986
LightingPPA | PPA | Lighting PPA | Residential | Lighting | 0.0028596 | 10.9459 | -72.3373 | <0 | Single Family | all45lm/WGeneral Purpose and Dimmable250 to 664 lumensANY | 19.2188 | 0.63769 | 0.50719 | 0.51242 | 0.41792 | 0.38055 | 0.39102 | 0.32271 | 0.3681 | 0.40533 | 0.59155 | 0.59714 | 0.65555 | 0 | 0.33267 | 0.25567 | 0.2383 | 0.23376 | 0.22711 | 0.21239 | 0.2423 | 0.21919 | 0.25406 | 0.25257 | 0.31809 | 0.33934
LightingPPA | PPA | Lighting PPA | Residential | Lighting | 0.0011226 | 4.2972 | -53.2688 | <0 | Single Family | all45lm/WGeneral Purpose and Dimmable665 to 1439 lumensANY | 58.2213 | 1.9318 | 1.5365 | 1.5523 | 1.266 | 1.1528 | 1.1846 | 0.97761 | 1.1151 | 1.2279 | 1.792 | 1.809 | 1.9859 | 0 | 1.0078 | 0.77453 | 0.72189 | 0.70814 | 0.68802 | 0.64342 | 0.73401 | 0.66402 | 0.76964 | 0.76513 | 0.96363 | 1.028
LightingPPA | PPA | Lighting PPA | Residential | Lighting | -0.00031675 | -1.2124 | 9999 | >140 | Single Family | all45lm/WGeneral Purpose and Dimmable1440 to 2600 lumensANY | 0 | 0 | 0 | 0 | 0 | 0 | 0 | 0 | 0 | 0 | 0 | 0 | 0 | 0 | 0 | 0 | 0 | 0 | 0 | 0 | 0 | 0 | 0 | 0 | 0 | 0
LightingPPA | PPA | Lighting PPA | Residential | Lighting | 0.0028596 | 10.9459 | -72.3373 | <0 | Multifamily - Low Rise | all45lm/WGeneral Purpose and Dimmable250 to 664 lumensANY | 1.5581 | 0.052548 | 0.041794 | 0.042226 | 0.034438 | 0.031359 | 0.032222 | 0.026593 | 0.030333 | 0.033401 | 0.048746 | 0.049207 | 0.05402 | 0 | 0.027413 | 0.021068 | 0.019637 | 0.019263 | 0.018715 | 0.017502 | 0.019966 | 0.018062 | 0.020936 | 0.020813 | 0.026212 | 0.027963
LightingPPA | PPA | Lighting PPA | Residential | Lighting | 0.0011226 | 4.2972 | -53.2688 | <0 | Multifamily - Low Rise | all45lm/WGeneral Purpose and Dimmable665 to 1439 lumensANY | 4.7201 | 0.15919 | 0.12661 | 0.12792 | 0.10433 | 0.094999 | 0.097613 | 0.080559 | 0.09189 | 0.10118 | 0.14767 | 0.14907 | 0.16365 | 0 | 0.083046 | 0.063825 | 0.059487 | 0.058354 | 0.056695 | 0.05302 | 0.060486 | 0.054718 | 0.063422 | 0.06305 | 0.079407 | 0.084711
LightingPPA | PPA | Lighting PPA | Residential | Lighting | -0.00031675 | -1.2124 | 9999 | >140 | Multifamily - Low Rise | all45lm/WGeneral Purpose and Dimmable1440 to 2600 lumensANY | 0 | 0 | 0 | 0 | 0 | 0 | 0 | 0 | 0 | 0 | 0 | 0 | 0 | 0 | 0 | 0 | 0 | 0 | 0 | 0 | 0 | 0 | 0 | 0 | 0 | 0
LightingPPA | PPA | Lighting PPA | Residential | Lighting | 0.0028596 | 10.9459 | -72.3373 | <0 | Multifamily - High Rise | all45lm/WGeneral Purpose and Dimmable250 to 664 lumensANY | 0.35516 | 0.011977 | 0.0095256 | 0.0096239 | 0.007849 | 0.0071472 | 0.0073439 | 0.0060609 | 0.0069133 | 0.0076126 | 0.01111 | 0.011215 | 0.012312 | 0 | 0.0062479 | 0.0048018 | 0.0044755 | 0.0043902 | 0.0042655 | 0.003989 | 0.0045506 | 0.0041167 | 0.0047715 | 0.0047435 | 0.0059742 | 0.0063732
LightingPPA | PPA | Lighting PPA | Residential | Lighting | 0.0011226 | 4.2972 | -53.2688 | <0 | Multifamily - High Rise | all45lm/WGeneral Purpose and Dimmable665 to 1439 lumensANY | 1.0759 | 0.036282 | 0.028857 | 0.029154 | 0.023778 | 0.021652 | 0.022248 | 0.018361 | 0.020943 | 0.023062 | 0.033656 | 0.033975 | 0.037298 | 0 | 0.018927 | 0.014547 | 0.013558 | 0.0133 | 0.012922 | 0.012084 | 0.013786 | 0.012471 | 0.014455 | 0.01437 | 0.018098 | 0.019307
LightingPPA | PPA | Lighting PPA | Residential | Lighting | -0.00031675 | -1.2124 | 9999 | >140 | Multifamily - High Rise | all45lm/WGeneral Purpose and Dimmable1440 to 2600 lumensANY | 0 | 0 | 0 | 0 | 0 | 0 | 0 | 0 | 0 | 0 | 0 | 0 | 0 | 0 | 0 | 0 | 0 | 0 | 0 | 0 | 0 | 0 | 0 | 0 | 0 | 0
LightingPPA | PPA | Lighting PPA | Residential | Lighting | 0.0028596 | 10.9459 | -72.3373 | <0 | Manufactured | all45lm/WGeneral Purpose and Dimmable250 to 664 lumensANY | 1.3791 | 0.044918 | 0.035726 | 0.036094 | 0.029437 | 0.026805 | 0.027543 | 0.022731 | 0.025928 | 0.028551 | 0.041668 | 0.042062 | 0.046176 | 0 | 0.023433 | 0.018009 | 0.016785 | 0.016466 | 0.015998 | 0.014961 | 0.017067 | 0.01544 | 0.017896 | 0.017791 | 0.022406 | 0.023903
LightingPPA | PPA | Lighting PPA | Residential | Lighting | 0.0011226 | 4.2972 | -53.2688 | <0 | Manufactured | all45lm/WGeneral Purpose and Dimmable665 to 1439 lumensANY | 4.1779 | 0.13607 | 0.10823 | 0.10934 | 0.089178 | 0.081204 | 0.083439 | 0.068862 | 0.078547 | 0.086492 | 0.12623 | 0.12742 | 0.13989 | 0 | 0.070987 | 0.054557 | 0.050849 | 0.049881 | 0.048463 | 0.045321 | 0.051703 | 0.046773 | 0.054213 | 0.053895 | 0.067877 | 0.07241
LightingPPA | PPA | Lighting PPA | Residential | Lighting | -0.00031675 | -1.2124 | 9999 | >140 | Manufactured | all45lm/WGeneral Purpose and Dimmable1440 to 2600 lumensANY | 0 | 0 | 0 | 0 | 0 | 0 | 0 | 0 | 0 | 0 | 0 | 0 | 0 | 0 | 0 | 0 | 0 | 0 | 0 | 0 | 0 | 0 | 0 | 0 | 0 | 0

## Pivot aMW-Max
Pivot tables that include the MAX check and cutoff
Resource Type | (All)
Values
Row Labels | Sum of aMW_2016 | Sum of aMW_2017 | Sum of aMW_2018 | Sum of aMW_2019 | Sum of aMW_2020 | Sum of aMW_2021 | Sum of aMW_2022 | Sum of aMW_2023 | Sum of aMW_2024 | Sum of aMW_2025 | Sum of aMW_2026 | Sum of aMW_2027 | Sum of aMW_2028 | Sum of aMW_2029 | Sum of aMW_2030 | Sum of aMW_2031 | Sum of aMW_2032 | Sum of aMW_2033 | Sum of aMW_2034 | Sum of aMW_2035 | Sum of MAX2
<0 | 60.7103 | 66.1104 | 69.4567 | 72.3866 | 71.7201 | 74.5992 | 75.1766 | 75.329 | 77.6696 | 74.8808 | 72.3117 | 67.2252 | 44.7142 | 36.1204 | 35.4129 | 34.5572 | 32.8762 | 32.3405 | 30.5746 | 25.5538 | 1129.7261
0-10 | 10.2694 | 11.5402 | 12.7425 | 14.3327 | 16.0206 | 17.5492 | 18.6421 | 19.4488 | 19.9897 | 16.6568 | 11.6284 | 11.1219 | 10.2631 | 9.4425 | 8.7429 | 8.1667 | 6.8932 | 6.7751 | 6.6981 | 6.6649 | 243.5886
10-20 | 9.0319 | 11.8011 | 14.9193 | 18.3211 | 22.2693 | 26.5035 | 30.7161 | 34.7134 | 38.5293 | 41.3337 | 43.5633 | 32.633 | 8.5119 | 7.1047 | 5.7574 | 4.8556 | 3.2553 | 2.6634 | 2.2146 | 1.8007 | 360.4984
20-30 | 28.1232 | 30.8843 | 34.3087 | 38.2656 | 39.5859 | 41.7683 | 44.1198 | 43.8727 | 45.1905 | 45.8785 | 45.2167 | 31.3522 | 14.36 | 12.5057 | 11.0739 | 10.3133 | 8.6643 | 8.3043 | 8.139 | 8.0814 | 550.0086
30-40 | 17.1276 | 24.568 | 27.8488 | 30.999 | 31.2373 | 31.5418 | 31.6648 | 31.3559 | 31.813 | 29.9344 | 27.617 | 24.4719 | 11.8353 | 6.3741 | 4.5542 | 3.7881 | 2.818 | 2.6711 | 2.6316 | 2.6545 | 377.5064
40-50 | 27.0481 | 32.7268 | 38.6743 | 44.9333 | 51.9943 | 52.8437 | 54.6863 | 57.5154 | 58.5989 | 57.2129 | 54.1457 | 49.934 | 45.1418 | 39.8735 | 35.5674 | 33.119 | 29.9387 | 27.9246 | 21.5043 | 16.9328 | 830.3158
50-60 | 7.5842 | 4.6105 | 5.2288 | 5.9685 | 6.4003 | 6.5912 | 6.5682 | 6.5092 | 6.5115 | 6.5565 | 6.5862 | 6.754 | 6.735 | 6.6374 | 6.5022 | 6.5932 | 6.5522 | 6.5594 | 6.5417 | 5.651 | 127.6413
60-70 | 7.5523 | 9.3232 | 10.7907 | 12.7968 | 15.2727 | 17.5154 | 19.4983 | 21.6044 | 23.8539 | 25.4344 | 26.3414 | 26.4812 | 23.5699 | 24.9516 | 24.3836 | 23.8507 | 22.8299 | 22.121 | 21.9652 | 21.6477 | 401.7842
70-80 | 3.1491 | 3.2477 | 3.5724 | 4.0621 | 4.6906 | 5.3202 | 5.7613 | 6.0576 | 6.1217 | 5.916 | 5.4987 | 4.8991 | 4.0405 | 3.3946 | 2.8434 | 2.689 | 2.4503 | 2.2904 | 2.2571 | 2.2346 | 80.4963
80-90 | 1.4862 | 1.6359 | 1.8379 | 2.107 | 2.4367 | 2.6901 | 2.9026 | 3.1489 | 3.4061 | 3.7059 | 3.8487 | 3.9535 | 4.0031 | 4.0907 | 4.0684 | 4.2303 | 4.0373 | 3.9975 | 3.9745 | 3.8089 | 65.3701
90-100 | 8.1568 | 7.8472 | 8.222 | 8.6839 | 9.0731 | 8.739 | 7.8691 | 7.151 | 6.6182 | 6.3636 | 6.0039 | 5.7408 | 5.3672 | 5.0123 | 4.5638 | 4.4582 | 3.8661 | 3.8449 | 3.8197 | 3.8319 | 125.2325
100-110 | 7.6914 | 7.8291 | 7.9966 | 8.1929 | 8.412 | 7.926 | 6.8732 | 6.1102 | 5.5538 | 5.1328 | 4.7841 | 4.5184 | 4.2455 | 3.6473 | 2.9882 | 3.5445 | 3.5019 | 3.4347 | 3.3878 | 3.3468 | 109.1174
110-120 | 1.9528 | 2.1098 | 2.2909 | 2.5024 | 2.7324 | 2.8115 | 2.8007 | 2.8486 | 2.947 | 3.1046 | 3.1539 | 3.2252 | 3.2627 | 3.1534 | 3.0383 | 3.4383 | 3.3263 | 3.2243 | 3.178 | 3.1094 | 58.2106
120-130 | 2.4333 | 2.6134 | 2.8724 | 3.2073 | 3.5941 | 3.7687 | 3.7636 | 3.7966 | 3.8652 | 4.0019 | 4.0851 | 4.1767 | 4.2632 | 4.1641 | 4.1205 | 4.2865 | 5.2692 | 5.4061 | 5.5252 | 5.6358 | 80.8489
130-140 | 0.57193 | 0.72489 | 0.92831 | 1.1775 | 1.4681 | 1.7553 | 2.0297 | 2.3133 | 2.569 | 2.7803 | 2.9245 | 2.9977 | 3.0124 | 2.9915 | 2.9337 | 3.2301 | 3.1581 | 3.1315 | 3.1057 | 3.0609 | 46.8646
>140 | 9.9181 | 12.1167 | 14.4483 | 17.0041 | 19.8804 | 21.7949 | 22.5539 | 23.7005 | 25.3998 | 27.1813 | 28.5116 | 29.5771 | 30.1514 | 30.4745 | 29.9927 | 32.7518 | 32.0987 | 31.4021 | 30.3556 | 29.8345 | 499.1481
Grand Total | 202.8065 | 229.6891 | 256.1388 | 284.9408 | 306.7879 | 323.7181 | 335.6263 | 345.4756 | 358.6371 | 356.0745 | 346.2207 | 309.0619 | 223.4772 | 199.9382 | 186.5435 | 183.8725 | 171.5357 | 166.0909 | 155.8727 | 143.8497 | 5086.3577
| 202.8065 | 432.4956 | 688.6344 | 973.5752 | 1280.3631 | 1604.0812 | 1939.7075 | 2285.1832 | 2643.8202 | 2999.8947 | 3346.1155 | 3655.1774 | 3878.6545 | 4078.5928 | 4265.1363 | 4449.0088 | 4620.5445 | 4786.6354 | 4942.508 | 5086.3577
Lev Cost Bins | (All)
Values
Row Labels | Sum of aMW_2016 | Sum of aMW_2017 | Sum of aMW_2018 | Sum of aMW_2019 | Sum of aMW_2020 | Sum of aMW_2021 | Sum of aMW_2022 | Sum of aMW_2023 | Sum of aMW_2024 | Sum of aMW_2025 | Sum of aMW_2026 | Sum of aMW_2027 | Sum of aMW_2028 | Sum of aMW_2029 | Sum of aMW_2030 | Sum of aMW_2031 | Sum of aMW_2032 | Sum of aMW_2033 | Sum of aMW_2034 | Sum of aMW_2035 | Sum of MAX2
New | 4.3996 | 7.1236 | 8.8813 | 10.8462 | 12.1013 | 13.2862 | 15.438 | 17.2839 | 19.6632 | 22.4591 | 25.1246 | 28.1075 | 30.3046 | 31.1679 | 33.4307 | 33.7145 | 33.7255 | 33.3534 | 33.3057 | 33.7245 | 447.4413
NR | 34.0704 | 60.1758 | 81.8582 | 101.143 | 113.4254 | 123.6491 | 138.4755 | 152.5684 | 172.6562 | 181.3338 | 186.2887 | 165.5287 | 99.7336 | 94.902 | 96.9991 | 103.7018 | 104.7757 | 104.383 | 97.2947 | 86.4921 | 2299.4551
Retro | 149.2245 | 150.3593 | 156.4234 | 166.9939 | 181.2612 | 186.7829 | 181.7128 | 175.6233 | 166.3176 | 152.2816 | 134.8075 | 115.4257 | 93.439 | 73.8684 | 56.1137 | 46.4562 | 33.0345 | 28.3545 | 25.2723 | 23.633 | 2297.3855
PPA | 15.1119 | 12.0303 | 8.9758 | 5.9577 | 0 | 0 | 0 | 0 | 0 | 0 | 0 | 0 | 0 | 0 | 0 | 0 | 0 | 0 | 0 | 0 | 42.0758
Grand Total | 202.8065 | 229.6891 | 256.1388 | 284.9408 | 306.7879 | 323.7181 | 335.6263 | 345.4756 | 358.6371 | 356.0745 | 346.2207 | 309.0619 | 223.4772 | 199.9382 | 186.5435 | 183.8725 | 171.5357 | 166.0909 | 155.8727 | 143.8497 | 5086.3577
Sum of MAX2 | Column Labels
Row Labels | New | NR | Retro | PPA | Grand Total
<0 | 127.2554 | 497.8319 | 462.5629 | 42.0758 | 1129.7261
0-10 | 3.5066 | 99.9163 | 140.1656 |  | 243.5886
10-20 | 1.5824 | 224.9222 | 133.9938 |  | 360.4984
20-30 | 21.0203 | 303.2088 | 225.7795 |  | 550.0086
30-40 | 38.9598 | 138.4539 | 200.0927 |  | 377.5064
40-50 | 113.2896 | 270.5725 | 446.4537 |  | 830.3158
50-60 | 8.122 | 30.4582 | 89.0611 |  | 127.6413
60-70 | 33.139 | 237.3306 | 131.3145 |  | 401.7842
70-80 | 8.5702 | 14.9655 | 56.9606 |  | 80.4963
80-90 | 5.4232 | 42.324 | 17.6229 |  | 65.3701
90-100 | 12.5563 | 14.8658 | 97.8105 |  | 125.2325
100-110 | 3.005 | 39.9616 | 66.1508 |  | 109.1174
110-120 | 5.0473 | 35.0507 | 18.1126 |  | 58.2106
120-130 | 9.9166 | 48.9177 | 22.0146 |  | 80.8489
130-140 | 7.6206 | 31.5156 | 7.7284 |  | 46.8646
>140 | 48.427 | 269.16 | 181.5611 | 0 | 499.1481
Grand Total | 447.4413 | 2299.4551 | 2297.3855 | 42.0758 | 5086.3577
Sum of MAX2 | Column Labels
Row Labels | Agriculture | Commercial | Industrial | Residential | Utility | Grand Total
<0 | 4.0114 | 340.013 | 152.7454 | 549.9135 | 83.0427 | 1129.7261
0-10 | 16.3217 | 143.7316 | 33.4029 | 0.38911 | 49.7433 | 243.5886
10-20 | 46.2077 | 265.0175 | 29.5177 | 19.7555 |  | 360.4984
20-30 | 18.7642 | 415.6714 | 94.1285 | 21.4444 |  | 550.0086
30-40 | 13.7501 | 80.0601 | 69.9934 | 213.7028 |  | 377.5064
40-50 | 9.583 | 195.2593 | 162.4594 | 463.0141 |  | 830.3158
50-60 | 1.3122 | 17.2914 | 2.12 | 52.2784 | 54.6393 | 127.6413
60-70 | 6.8132 | 128.7022 |  | 266.2688 |  | 401.7842
70-80 | 2.5132 | 47.8238 | 8.8572 | 21.3021 |  | 80.4963
80-90 |  | 24.5922 |  | 40.7779 |  | 65.3701
90-100 | 1.384 | 64.5712 |  | 31.2747 | 28.0026 | 125.2325
100-110 | 0.90797 | 7.9782 |  | 100.2312 |  | 109.1174
110-120 | 1.5232 | 14.3767 |  | 42.3107 |  | 58.2106
120-130 | 0.52703 | 4.6036 |  | 75.7183 |  | 80.8489
130-140 | 0.0092574 | 7.7192 |  | 39.1362 |  | 46.8646
>140 | 2.1367 | 51.8729 | 1.8885 | 441.0811 | 2.1689 | 499.1481
Grand Total | 125.7648 | 1809.2843 | 555.1131 | 2378.5987 | 217.5968 | 5086.3577
Lev Cost Bins | (All)
Values
Row Labels | Sum of aMW_2016 | Sum of aMW_2017 | Sum of aMW_2018 | Sum of aMW_2019 | Sum of aMW_2020 | Sum of aMW_2021 | Sum of aMW_2022 | Sum of aMW_2023 | Sum of aMW_2024 | Sum of aMW_2025 | Sum of aMW_2026 | Sum of aMW_2027 | Sum of aMW_2028 | Sum of aMW_2029 | Sum of aMW_2030 | Sum of aMW_2031 | Sum of aMW_2032 | Sum of aMW_2033 | Sum of aMW_2034 | Sum of aMW_2035 | Sum of MAX2
New | 4.3996 | 7.1236 | 8.8813 | 10.8462 | 12.1013 | 13.2862 | 15.438 | 17.2839 | 19.6632 | 22.4591 | 25.1246 | 28.1075 | 30.3046 | 31.1679 | 33.4307 | 33.7145 | 33.7255 | 33.3534 | 33.3057 | 33.7245 | 447.4413
Advanced Power Strips | 0.015143 | 0.039648 | 0.087735 | 0.17152 | 0.33302 | 0.51297 | 0.74369 | 1.0288 | 1.3323 | 1.6736 | 1.982 | 2.2225 | 2.3881 | 2.5538 | 2.6997 | 2.7677 | 2.7436 | 2.7708 | 2.7931 | 2.8245 | 31.6842
Aerator | 0.0022133 | 0.0054991 | 0.011749 | 0.022337 | 0.037986 | 0.058389 | 0.084515 | 0.11672 | 0.15103 | 0.18912 | 0.22309 | 0.24963 | 0.26808 | 0.28555 | 0.30033 | 0.30704 | 0.30449 | 0.30676 | 0.30832 | 0.31085 | 3.5437
ASHP | 0.024895 | 0.053616 | 0.086768 | 0.12521 | 0.16597 | 0.20905 | 0.25821 | 0.31207 | 0.36105 | 0.41027 | 0.44634 | 0.46535 | 0.47006 | 0.4776 | 0.48483 | 0.48429 | 0.47259 | 0.47207 | 0.473 | 0.47539 | 6.7286
Behavior | 0.023679 | 0.05046 | 0.080084 | 0.11371 | 0.15086 | 0.18853 | 0.23105 | 0.27851 | 0.32093 | 0.36626 | 0.3997 | 0.41548 | 0.41666 | 0.42334 | 0.43099 | 0.4301 | 0.41613 | 0.41547 | 0.41654 | 0.41937 | 5.9879
Clothes Dryer | 0.014807 | 0.042546 | 0.080635 | 0.128 | 0.18155 | 0.23321 | 0.2827 | 0.33471 | 0.38242 | 0.43663 | 0.48352 | 0.52028 | 0.54821 | 0.58369 | 0.62178 | 0.6492 | 0.65997 | 0.68475 | 0.70979 | 0.73759 | 8.316
Clothes Washer | 0.093873 | 0.1808 | 0.25959 | 0.33532 | 0.40555 | 0.45744 | 0.501 | 0.54441 | 0.57674 | 0.61588 | 0.64218 | 0.65357 | 0.65388 | 0.66464 | 0.67863 | 0.68115 | 0.66121 | 0.65869 | 0.65823 | 0.66139 | 10.5842
Computer | 0.17999 | 0.2543 | 0.29513 | 0.31791 | 0.32801 | 0.32086 | 0.31498 | 0.31417 | 0.31106 | 0.31468 | 0.31401 | 0.3083 | 0.2994 | 0.29664 | 0.29625 | 0.29109 | 0.27963 | 0.27558 | 0.27238 | 0.27366 | 5.858
Controls Commissioning and Sizing | 0.026878 | 0.057344 | 0.091209 | 0.12974 | 0.17212 | 0.21529 | 0.26408 | 0.31842 | 0.3671 | 0.41874 | 0.4568 | 0.475 | 0.47675 | 0.4844 | 0.49298 | 0.49202 | 0.47652 | 0.47579 | 0.47698 | 0.48012 | 6.8483
DHP | 0.087289 | 0.15868 | 0.22165 | 0.31149 | 0.37566 | 0.40881 | 0.41019 | 0.40322 | 0.45001 | 0.51089 | 0.51872 | 0.53921 | 0.54074 | 0.54941 | 0.55934 | 0.55818 | 0.54005 | 0.5392 | 0.54058 | 0.54425 | 8.7676
Dishwasher | 0.0013852 | 0.0027076 | 0.0039666 | 0.0051221 | 0.0061085 | 0.0069333 | 0.0076569 | 0.0084062 | 0.0090263 | 0.0096718 | 0.010062 | 0.010296 | 0.010418 | 0.010544 | 0.010665 | 0.010635 | 0.010399 | 0.010306 | 0.01022 | 0.010224 | 0.16475
Duct Sealing | 0.0262 | 0.050326 | 0.072092 | 0.093586 | 0.1138 | 0.12834 | 0.14042 | 0.15207 | 0.16039 | 0.17081 | 0.1781 | 0.18102 | 0.18062 | 0.18393 | 0.18839 | 0.18967 | 0.18404 | 0.18376 | 0.18419 | 0.18531 | 2.9471
ECM-VAV | 0.051236 | 0.084578 | 0.11959 | 0.17007 | 0.18855 | 0.19921 | 0.24831 | 0.25643 | 0.28623 | 0.32996 | 0.36044 | 0.41147 | 0.46755 | 0.45387 | 0.48961 | 0.47572 | 0.47154 | 0.44566 | 0.43679 | 0.44396 | 6.3908
Electric Oven | 0.10092 | 0.16632 | 0.20632 | 0.2342 | 0.25422 | 0.26771 | 0.28245 | 0.30093 | 0.31605 | 0.33507 | 0.34717 | 0.35249 | 0.35298 | 0.35679 | 0.36164 | 0.3609 | 0.35355 | 0.35303 | 0.35283 | 0.35486 | 6.0104
Exterior Building Lighting | 0.3238 | 0.47597 | 0.5315 | 0.62172 | 0.60006 | 0.6015 | 0.70946 | 0.74845 | 0.84406 | 0.93645 | 1.0266 | 1.1827 | 1.301 | 1.2589 | 1.3351 | 1.3004 | 1.2786 | 1.2171 | 1.1938 | 1.2085 | 18.6957
Freezer | 0.00021868 | 0.00062894 | 0.0013071 | 0.0023837 | 0.0039634 | 0.0060333 | 0.0088576 | 0.01268 | 0.017298 | 0.023273 | 0.029824 | 0.036198 | 0.041904 | 0.048145 | 0.054164 | 0.058375 | 0.059782 | 0.061848 | 0.063299 | 0.064338 | 0.59452
GSHP | 0.00051068 | 0.001465 | 0.0030319 | 0.0055194 | 0.0091909 | 0.01397 | 0.020474 | 0.029269 | 0.039853 | 0.053627 | 0.068762 | 0.08338 | 0.096324 | 0.11072 | 0.12473 | 0.13451 | 0.13751 | 0.14234 | 0.1458 | 0.14829 | 1.3693
Heat Recovery Ventilation | 0.0060667 | 0.017403 | 0.036017 | 0.065568 | 0.10918 | 0.16596 | 0.24322 | 0.34771 | 0.47344 | 0.63706 | 0.81686 | 0.99052 | 1.1443 | 1.3153 | 1.4818 | 1.5979 | 1.6336 | 1.6909 | 1.7321 | 1.7617 | 16.2667
HPWH | 0.014251 | 0.03514 | 0.074335 | 0.14165 | 0.24295 | 0.37239 | 0.53679 | 0.73684 | 0.94572 | 1.181 | 1.3945 | 1.5557 | 1.66 | 1.7731 | 1.8756 | 1.9258 | 1.9031 | 1.9238 | 1.9429 | 1.9638 | 22.1995
Lighting | 1.3543 | 2.3171 | 2.8424 | 3.2268 | 3.53 | 3.7045 | 3.8903 | 4.1211 | 4.2952 | 4.545 | 4.715 | 4.7727 | 4.7483 | 4.8114 | 4.903 | 4.9113 | 4.7914 | 4.7983 | 4.8166 | 4.8563 | 81.9515
Lighting Controls Interior | 0.17086 | 0.22149 | 0.28186 | 0.38674 | 0.42081 | 0.37869 | 0.51933 | 0.48066 | 0.48902 | 0.57232 | 0.59042 | 0.66093 | 0.73832 | 0.68491 | 0.75438 | 0.74609 | 0.73894 | 0.69706 | 0.69076 | 0.72672 | 10.9503
LPD Package | 1.3367 | 1.9649 | 2.1942 | 2.5666 | 2.4772 | 2.4832 | 2.9289 | 3.0898 | 3.4845 | 3.8659 | 4.2381 | 4.8826 | 5.3708 | 5.1971 | 5.5118 | 5.3683 | 5.2784 | 5.0246 | 4.9285 | 4.989 | 77.1813
Microwave | 0.0087306 | 0.016906 | 0.024448 | 0.031551 | 0.038179 | 0.043281 | 0.047545 | 0.051875 | 0.055251 | 0.059978 | 0.062491 | 0.063732 | 0.064041 | 0.064979 | 0.066021 | 0.06616 | 0.06502 | 0.064633 | 0.06501 | 0.065211 | 1.025
Monitor | 0.046993 | 0.065648 | 0.075319 | 0.080222 | 0.081853 | 0.079788 | 0.078054 | 0.077592 | 0.076566 | 0.077208 | 0.0768 | 0.075168 | 0.072771 | 0.07189 | 0.071596 | 0.07029 | 0.067465 | 0.066448 | 0.06565 | 0.065231 | 1.4426
MotorsRewind | 0.038829 | 0.077306 | 0.11544 | 0.15322 | 0.19066 | 0.22397 | 0.25017 | 0.27072 | 0.28677 | 0.29922 | 0.30883 | 0.30624 | 0.086605 | 0 | 0 | 0 | 0 | 0 | 0 | 0 | 2.608
Refrigerator | 0.0029442 | 0.0085345 | 0.017926 | 0.032654 | 0.05385 | 0.082235 | 0.12127 | 0.17464 | 0.24012 | 0.32382 | 0.41449 | 0.50462 | 0.58798 | 0.67378 | 0.75379 | 0.80912 | 0.83184 | 0.85787 | 0.87397 | 0.88608 | 8.2515
Showerheads | 0.18653 | 0.36112 | 0.52208 | 0.67378 | 0.81048 | 0.91605 | 1.0062 | 1.0977 | 1.1689 | 1.2501 | 1.3026 | 1.3283 | 1.3346 | 1.3542 | 1.3777 | 1.3791 | 1.342 | 1.3341 | 1.3292 | 1.3334 | 21.408
Street and Roadway Lighting | 0.17543 | 0.26026 | 0.31701 | 0.34953 | 0.36744 | 0.37182 | 0.36933 | 0.36382 | 0.35744 | 0.35163 | 0.34681 | 0.34315 | 0.33998 | 0.33683 | 0.33385 | 0.33115 | 0.32874 | 0.32656 | 0.32459 | 0.32323 | 6.6186
VRF | 0.020142 | 0.051515 | 0.10343 | 0.19063 | 0.27152 | 0.42338 | 0.66409 | 0.97357 | 1.4414 | 1.9757 | 2.7391 | 3.7707 | 4.7982 | 5.2228 | 6.1632 | 6.2646 | 6.6265 | 6.4744 | 6.4088 | 6.5055 | 61.089
WasteWater Heat Recovery | 0.0027563 | 0.0079928 | 0.016789 | 0.03053 | 0.050278 | 0.076764 | 0.1132 | 0.16316 | 0.22457 | 0.30311 | 0.38802 | 0.47253 | 0.55087 | 0.63094 | 0.70534 | 0.75648 | 0.77763 | 0.80148 | 0.81585 | 0.82691 | 7.7152
WIFI enabled tstats | 0.0034042 | 0.0072545 | 0.011514 | 0.016347 | 0.021689 | 0.027105 | 0.033217 | 0.04004 | 0.046139 | 0.052656 | 0.057464 | 0.059733 | 0.059903 | 0.060863 | 0.061963 | 0.061835 | 0.059826 | 0.059732 | 0.059885 | 0.060291 | 0.86086
LEC Exit Sign | 0.058579 | 0.086108 | 0.096155 | 0.11248 | 0.10856 | 0.10882 | 0.12835 | 0.1354 | 0.1527 | 0.16941 | 0.18572 | 0.21397 | 0.23536 | 0.22775 | 0.24154 | 0.23525 | 0.23131 | 0.22019 | 0.21598 | 0.21863 | 3.3823
NR | 34.0704 | 60.1758 | 81.8582 | 101.143 | 113.4254 | 123.6491 | 138.4755 | 152.5684 | 172.6562 | 181.3338 | 186.2887 | 165.5287 | 99.7336 | 94.902 | 96.9991 | 103.7018 | 104.7757 | 104.383 | 97.2947 | 86.4921 | 2299.4551
ASHP | 0.35019 | 0.7774 | 1.2971 | 1.8968 | 2.5771 | 3.3682 | 4.2312 | 5.107 | 5.9255 | 6.6213 | 7.1507 | 7.5038 | 7.7032 | 7.7917 | 7.814 | 9.3736 | 9.2259 | 9.0586 | 8.9132 | 8.7338 | 115.4204
Bi-Level Stairwell Lighting | 0.084413 | 0.1681 | 0.25107 | 0.33332 | 0.41486 | 0.48743 | 0.54457 | 0.58942 | 0.62448 | 0.65175 | 0.67282 | 0.68894 | 0.70114 | 0.7102 | 0.71678 | 0.72138 | 0.71837 | 0.71534 | 0.71231 | 0.70929 | 11.216
Clothes Dryer | 0.062234 | 0.18488 | 0.36431 | 0.59526 | 0.87106 | 1.1664 | 1.443 | 1.7021 | 1.9447 | 2.1718 | 2.3844 | 2.5832 | 2.7692 | 2.9431 | 3.1056 | 3.2575 | 4.2412 | 4.3621 | 4.4592 | 4.5468 | 45.1581
Clothes Washer | 0.39136 | 0.78025 | 1.1667 | 1.5507 | 1.9322 | 2.2729 | 2.5422 | 2.7548 | 2.922 | 3.0532 | 3.1555 | 3.2349 | 3.2961 | 3.3426 | 4.0272 | 3.9602 | 3.8543 | 3.596 | 1.9343 | 0 | 49.7674
Compressed Air | 0.0050978 | 0.010151 | 0.015227 | 0.020303 | 0.025378 | 0.030454 | 0.03553 | 0.040605 | 0.045681 | 0.050756 | 0.055832 | 0.060908 | 0.065983 | 0.071059 | 0.076135 | 0.08121 | 0.086286 | 0.091362 | 0.096437 | 0.055161 | 1.0196
Computer | 3.0006 | 4.3882 | 5.3038 | 5.8836 | 6.5118 | 2.0742 | 0.3803 | 0.0056806 | 0 | 0 | 0 | 0 | 0 | 0 | 0 | 0 | 0 | 0 | 0 | 0 | 27.5481
Controls Commissioning and Sizing | 0.12975 | 0.28818 | 0.48107 | 0.70384 | 0.95669 | 1.251 | 1.5722 | 1.8985 | 2.2038 | 2.4637 | 2.662 | 2.7947 | 2.8702 | 2.9045 | 2.9141 | 3.5255 | 3.4724 | 3.4118 | 3.3605 | 3.3092 | 43.1737
Cooking Equipment | 0.18278 | 0.41145 | 0.69609 | 1.032 | 1.421 | 1.8817 | 2.3944 | 2.9265 | 3.4375 | 3.8877 | 4.2487 | 4.5109 | 4.6846 | 4.7927 | 4.8608 | 4.9092 | 4.9496 | 4.9874 | 5.0244 | 1.3581 | 62.5974
Data Centers | 1.6832 | 3.9769 | 6.9348 | 10.1334 | 13.9483 | 18.6876 | 24.296 | 29.7352 | 35.241 | 40.4758 | 45.1675 | 31.0388 | 0 | 0 | 0 | 0 | 0 | 0 | 0 | 0 | 261.3184
Desktop | 1.2217 | 1.8105 | 2.2173 | 2.4919 | 2.685 | 2.7959 | 2.8602 | 2.9016 | 2.9329 | 2.9601 | 2.9856 | 3.0104 | 3.0349 | 3.0591 | 3.0831 | 3.1069 | 3.1305 | 3.154 | 3.1773 | 3.2006 | 55.8193
DHP | 0.40316 | 0.89614 | 1.4971 | 2.1921 | 2.982 | 3.9023 | 4.9082 | 5.9314 | 6.8904 | 7.7088 | 8.3352 | 8.7572 | 9.0006 | 9.1146 | 9.1515 | 11.1938 | 11.0028 | 10.7838 | 10.5941 | 10.4055 | 135.6507
DHP Ducted | 1.3759 | 2.7259 | 4.0502 | 5.3493 | 6.6236 | 7.7423 | 8.6054 | 9.2663 | 9.7671 | 10.1414 | 10.4155 | 10.6106 | 10.7433 | 10.8267 | 10.8713 | 10.8855 | 10.7849 | 10.6848 | 5.4966 | 0.83569 | 157.8025
Dishwasher | 0.0055407 | 0.011038 | 0.016493 | 0.021906 | 0.027277 | 0.032063 | 0.035837 | 0.038806 | 0.041134 | 0.04295 | 0.044359 | 0.045444 | 0.046272 | 0.046893 | 0.047352 | 0.059131 | 0.05755 | 0.05602 | 0.05332 | 0.039977 | 0.76936
ECM-VAV | 0.20428 | 0.40692 | 0.60793 | 0.80732 | 1.0051 | 1.1813 | 1.3201 | 1.4292 | 1.5147 | 1.5813 | 1.6328 | 1.6724 | 1.7025 | 1.725 | 1.7415 | 1.7532 | 1.7463 | 1.7395 | 1.7326 | 1.7257 | 27.2297
Electric Oven | 0.31749 | 0.53836 | 0.6898 | 0.80654 | 0.90789 | 0.99467 | 1.0681 | 1.1297 | 1.1807 | 1.2227 | 1.2569 | 1.2825 | 1.3015 | 1.3153 | 1.3251 | 1.3318 | 1.3361 | 1.3386 | 1.3396 | 1.3395 | 22.0227
EV Supply Equip | 0.00065254 | 0.0029721 | 0.0084127 | 0.018772 | 0.036029 | 0.061286 | 0.093747 | 0.13373 | 0.18152 | 0.23755 | 0.30209 | 0.37332 | 0.45055 | 0.53296 | 0.61944 | 0.70599 | 0.79198 | 0.87645 | 0.96449 | 1.0445 | 7.4365
Exterior Building Lighting | 4.3911 | 7.4368 | 9.5172 | 10.6844 | 11.4882 | 12.7477 | 13.6205 | 14.3518 | 14.9683 | 11.9121 | 7.3755 | 5.1041 | 0.12679 | 0 | 0 | 0 | 0 | 0 | 0 | 0 | 123.7245
Freezer | 0.00072172 | 0.0021576 | 0.0046966 | 0.0088099 | 0.015029 | 0.023901 | 0.035921 | 0.051441 | 0.070555 | 0.092996 | 0.11805 | 0.14457 | 0.17104 | 0.19581 | 0.21738 | 0.23471 | 0.2474 | 0.25575 | 0.26053 | 0.2624 | 2.4139
GSHP | 0.0048955 | 0.014648 | 0.031911 | 0.05991 | 0.10229 | 0.1628 | 0.24487 | 0.35095 | 0.48175 | 0.63548 | 0.80734 | 0.98946 | 1.1715 | 1.3422 | 1.4912 | 1.8012 | 1.8917 | 1.9468 | 1.9786 | 1.9892 | 17.4987
HPWH | 0.12909 | 0.33079 | 0.73244 | 1.4322 | 2.5157 | 4.0251 | 5.9363 | 8.1535 | 10.5262 | 12.8818 | 15.0615 | 16.9483 | 18.4803 | 23.1059 | 23.9283 | 24.3751 | 24.6051 | 24.6207 | 24.4182 | 24.1622 | 266.3686
Irrigation Water Mgmt | 1.887 | 3.8143 | 5.784 | 7.7981 | 2.7872 | 0 | 0 | 0 | 0 | 0 | 0 | 0 | 0 | 0 | 0 | 0 | 0 | 0 | 0 | 0 | 22.0705
Laptop | 0.011011 | 0.024787 | 0.041934 | 0.062168 | 0.085603 | 0.11336 | 0.14425 | 0.1763 | 0.20709 | 0.23421 | 0.25596 | 0.27175 | 0.28221 | 0.28872 | 0.29283 | 0.29574 | 0.29818 | 0.30045 | 0.30268 | 0.3049 | 3.9941
Lighting | 9.5086 | 16.8782 | 21.6323 | 25.3007 | 28.4879 | 31.2198 | 33.5346 | 35.4762 | 41.488 | 42.0975 | 42.6389 | 40.9564 | 10.7576 | 0 | 0 | 0 | 0 | 0 | 0 | 0 | 379.9768
Lighting Controls Interior | 0.34021 | 0.57638 | 0.73786 | 0.86197 | 0.96942 | 1.0611 | 1.1385 | 1.203 | 1.2562 | 1.8476 | 1.6955 | 1.6773 | 1.7111 | 1.6778 | 1.6099 | 1.644 | 1.5956 | 1.5734 | 1.5764 | 1.5606 | 26.3139
Low Power LF Lamps | 0.72038 | 1.4346 | 2.1426 | 2.8445 | 3.5404 | 4.1598 | 4.6474 | 5.0301 | 5.3293 | 5.5621 | 5.0281 | 0.040366 | 0 | 0 | 0 | 0 | 0 | 0 | 0 | 0 | 40.4797
LPD Package | 3.0626 | 5.1869 | 6.6379 | 7.7519 | 8.7153 | 9.5367 | 10.2284 | 10.8043 | 11.2787 | 11.6652 | 11.9767 | 12.2057 | 12.3709 | 12.4866 | 12.5641 | 12.612 | 12.6369 | 12.6442 | 12.6378 | 12.6208 | 209.6234
Microwave | 0.061636 | 0.12289 | 0.18377 | 0.24427 | 0.30628 | 0.36135 | 0.40421 | 0.43804 | 0.46468 | 0.5578 | 0.5678 | 0.57341 | 0.57441 | 0.52354 | 0.021199 | 0 | 0 | 0 | 0 | 0 | 5.4053
Monitor | 1.1597 | 1.6963 | 2.0506 | 2.2753 | 2.4073 | 2.2274 | 1.2734 | 1.2651 | 1.2787 | 1.2906 | 1.3017 | 1.3125 | 1.3232 | 1.3338 | 1.3442 | 1.3546 | 1.3649 | 1.3751 | 1.3853 | 1.3954 | 30.415
MotorsRewind | 0.038829 | 0.077306 | 0.11544 | 0.15322 | 0.19066 | 0.22397 | 0.25017 | 0.27072 | 0.28677 | 0.29922 | 0.30883 | 0.30624 | 0.086605 | 0 | 0 | 0 | 0 | 0 | 0 | 0 | 2.608
Parking Lighting | 0.31229 | 0.62188 | 0.92882 | 1.2331 | 1.5348 | 1.8033 | 1.9793 | 0 | 0 | 0 | 0 | 0 | 0 | 0 | 0 | 0 | 0 | 0 | 0 | 0 | 8.4134
Premium Fume Hood | 0.016501 | 0.033346 | 0.050538 | 0.06807 | 0.085933 | 0.10411 | 0.12261 | 0.14139 | 0.16047 | 0.17984 | 0.19949 | 0.21942 | 0.23964 | 0.26013 | 0.2809 | 0.30194 | 0.32325 | 0.34483 | 0.36668 | 0.3888 | 3.8879
Refrigerator | 0.012542 | 0.037497 | 0.081623 | 0.15312 | 0.26122 | 0.41544 | 0.6244 | 0.89421 | 1.2265 | 1.6167 | 2.0524 | 2.5136 | 2.9738 | 3.4046 | 3.7799 | 5.0819 | 5.3204 | 5.4551 | 5.5148 | 5.5027 | 46.9225
Street and Roadway Lighting | 2.6867 | 3.9405 | 4.7764 | 5.3138 | 5.6692 | 5.8784 | 5.9489 | 5.9744 | 5.9818 | 3.9944 | 3.0245 | 1.0256 | 0 | 0 | 0 | 0 | 0 | 0 | 0 | 0 | 54.2147
Water Cooler Controls | 0.060447 | 0.14409 | 0.25816 | 0.40539 | 0.5914 | 0.82999 | 1.1196 | 1.4509 | 1.8076 | 2.1688 | 2.3504 | 1.9937 | 0 | 0 | 0 | 0 | 0 | 0 | 0 | 0 | 13.1804
WHTanks | 0.017203 | 0.034935 | 0.053199 | 0.071716 | 0.09041 | 0.10749 | 0.12128 | 0.13237 | 0.14141 | 0.14871 | 0.15463 | 0.15949 | 0.16347 | 0.16678 | 0.16955 | 0.17182 | 0.11668 | 0.023521 | 0 | 0 | 2.0447
LEC Exit Sign | 0.2305 | 0.39038 | 0.49958 | 0.58342 | 0.65593 | 0.71775 | 0.76981 | 0.81315 | 0.84886 | 0.87795 | 0.90139 | 0.91862 | 0.93106 | 0.93977 | 0.9456 | 0.96403 | 0.97748 | 0.98732 | 0.99548 | 1.0011 | 15.9492
Retro | 149.2245 | 150.3593 | 156.4234 | 166.9939 | 181.2612 | 186.7829 | 181.7128 | 175.6233 | 166.3176 | 152.2816 | 134.8075 | 115.4257 | 93.439 | 73.8684 | 56.1137 | 46.4562 | 33.0345 | 28.3545 | 25.2723 | 23.633 | 2297.3855
Advanced Power Strips | 0.90709 | 1.528 | 3.219 | 5.861 | 10.4351 | 14.8171 | 19.1069 | 22.5736 | 24.6069 | 24.8915 | 23.493 | 20.7798 | 17.2892 | 13.5619 | 10.0874 | 7.0793 | 4.737 | 2.876 | 1.7396 | 1.0237 | 230.6131
Advanced Rooftop Controller | 0.71877 | 1.1248 | 2.2395 | 3.9017 | 6.0422 | 8.4213 | 10.6702 | 12.3931 | 13.287 | 13.2279 | 12.2911 | 10.7068 | 8.7782 | 6.7972 | 4.8407 | 3.2165 | 0.65689 | 0.05894 | 0 | 0 | 119.3728
Aerator | 0.14877 | 0.23655 | 0.47826 | 0.84549 | 1.3278 | 1.8755 | 2.4064 | 2.8287 | 3.0684 | 3.0896 | 2.903 | 2.5565 | 2.1182 | 1.6568 | 1.2275 | 0.78334 | 0.52227 | 0.33444 | 0.20483 | 0.12021 | 28.7327
Behavior | 1.5878 | 1.9737 | 2.4425 | 2.8641 | 3.297 | 3.887 | 4.2955 | 4.4169 | 4.1872 | 3.6186 | 2.8144 | 1.9407 | 1.1665 | 0.59973 | 0.25835 | 0.091136 | 0.02567 | 0.0056164 | 0.0009267 | 0.00011166 | 39.4733
Belts | 0 | 0 | 0 | 0 | 0 | 0 | 0 | 0 | 0 | 0 | 0 | 0 | 0 | 0 | 0 | 0 | 0 | 0 | 0 | 0 | 0
Commercial EM | 7.7645 | 7.7352 | 7.7061 | 7.8352 | 7.9391 | 7.231 | 5.8529 | 4.7253 | 3.8099 | 3.0743 | 2.4793 | 2.0003 | 1.6144 | 1.287 | 1.0033 | 0.81375 | 0.0056204 | 0.0020334 | 0.00070171 | 0.00023154 | 72.8799
Compressed Air | 1.6354 | 1.5037 | 1.4092 | 1.3621 | 1.3416 | 1.2182 | 1.0132 | 0.84746 | 0.7135 | 0.60533 | 0.51803 | 0.44482 | 0.38651 | 0.34005 | 0.30304 | 0.27355 | 0.17043 | 0.16733 | 0.16509 | 0.16342 | 14.5821
Dairy | 0.047412 | 0.058849 | 0.07274 | 0.085389 | 0.09851 | 0.1165 | 0.12934 | 0.13375 | 0.12772 | 0.11135 | 0.087566 | 0.060984 | 0.037023 | 0.018717 | 0.0060833 | 0.0021785 | 0.00062208 | 0.0001378 | 2.3064e-05 | 2.805e-06 | 1.1949
DCV Parking Garage | 1.4417 | 1.4357 | 1.4298 | 1.4238 | 1.4179 | 1.2708 | 1.0125 | 0.80663 | 0.64264 | 0.51199 | 0.40791 | 0.32499 | 0.25892 | 0.20629 | 0.16435 | 0.13095 | 0.0008895 | 0.00031638 | 0.00010742 | 3.4885e-05 | 12.8883
Demand Control Ventilation | 2.5207 | 2.5091 | 2.4977 | 2.4862 | 2.4749 | 2.2172 | 1.7657 | 1.4061 | 1.1198 | 0.89173 | 0.65479 | 0.52037 | 0.13716 | 0.026763 | 0 | 0 | 0 | 0 | 0 | 0 | 21.2282
DHP | 0.35495 | 0.55562 | 1.1066 | 1.9285 | 2.9874 | 4.1649 | 5.2788 | 6.133 | 6.5773 | 6.55 | 6.088 | 5.3049 | 4.3507 | 3.3698 | 2.3962 | 1.5894 | 0.52469 | 0.029602 | 0 | 0 | 59.2904
Duct Sealing | 3.7063 | 3.7327 | 3.7121 | 3.6916 | 3.6722 | 3.2877 | 2.6162 | 2.0825 | 1.658 | 1.0489 | 0.77638 | 0.61965 | 0.49449 | 0.20152 | 0 | 0 | 0 | 0 | 0 | 0 | 31.3002
Economizer | 3.1464 | 3.1906 | 3.1671 | 3.148 | 3.1353 | 2.8042 | 2.231 | 1.7789 | 1.4165 | 1.0131 | 0.771 | 0.5403 | 0.080321 | 0.003437 | 0 | 0 | 0 | 0 | 0 | 0 | 26.4262
Energy Project Management | 3.6929 | 4.5343 | 5.5486 | 6.441 | 7.3468 | 8.5893 | 9.4226 | 9.6259 | 9.0712 | 7.7975 | 6.034 | 4.141 | 2.478 | 1.1574 | 0 | 0 | 0 | 0 | 0 | 0 | 85.8807
Fans | 2.5915 | 3.1281 | 3.7749 | 4.3441 | 4.9218 | 5.6905 | 6.1794 | 6.275 | 5.8941 | 5.0599 | 3.9179 | 2.6967 | 1.625 | 0.77382 | 0.02855 | 0.02284 | 0.00015579 | 5.5638e-05 | 1.8967e-05 | 6.185e-06 | 56.9242
Food Processing | 1.4994 | 1.4994 | 1.4994 | 1.4994 | 1.4994 | 1.3495 | 1.0796 | 0.86365 | 0.69092 | 0.55274 | 0.44219 | 0.35375 | 0.283 | 0.2264 | 0.18112 | 0.1449 | 0.00098831 | 0.00035297 | 0.00012033 | 3.9238e-05 | 13.6662
Food Storage | 6.7578 | 6.7578 | 6.7578 | 6.7578 | 6.7578 | 6.082 | 4.8656 | 3.8925 | 3.114 | 2.4912 | 1.993 | 1.5944 | 1.2755 | 1.0204 | 0.81632 | 0.65305 | 0.0044543 | 0.0015908 | 0.00054233 | 0.00017685 | 61.5938
Grocery Refrigeration Bundle | 6.9088 | 6.9088 | 6.9088 | 6.9088 | 6.9088 | 6.2179 | 4.9743 | 3.9795 | 3.1836 | 2.5469 | 2.0375 | 1.63 | 1.304 | 1.0432 | 0.83455 | 0.66764 | 0.0045538 | 0.0016264 | 0.00055444 | 0.0001808 | 62.9698
Hi-Tech | 1.2729 | 1.3179 | 1.3722 | 1.4199 | 1.4684 | 1.4273 | 1.2783 | 1.1343 | 0.98076 | 0.81352 | 0.63991 | 0.47522 | 0.33552 | 0.22429 | 0.1299 | 0.10392 | 0.00070883 | 0.00025315 | 8.6302e-05 | 2.8142e-05 | 14.3954
Integrated Plant Energy Management | 3.8671 | 3.8671 | 3.8671 | 3.8671 | 3.8671 | 3.8671 | 3.8671 | 3.8671 | 3.8671 | 3.8671 | 3.8671 | 3.8671 | 3.8671 | 3.8671 | 3.8671 | 3.8671 | 3.8671 | 3.8671 | 3.8671 | 3.8671 | 77.3427
Irrigation Efficiency | 0.046802 | 0.093977 | 0.16763 | 0.27408 | 0.41949 | 0.60431 | 0.82683 | 1.0785 | 1.342 | 1.5978 | 1.8037 | 1.9306 | 1.9506 | 1.8502 | 1.6421 | 1.3456 | 1.0126 | 0.6934 | 0.42766 | 0.20726 | 19.3153
Irrigation Hardware | 5.6331 | 5.6641 | 5.6957 | 5.7312 | 5.7918 | 5.2495 | 4.2293 | 3.4088 | 2.7468 | 2.224 | 1.7922 | 1.4442 | 1.1636 | 0.93769 | 0.75884 | 0.61176 | 0.0042062 | 0.0015143 | 0.00052021 | 0.00017177 | 53.089
Irrigation Motor | 0.31789 | 0.31991 | 0.32196 | 0.32421 | 0.32781 | 0.29724 | 0.23956 | 0.19316 | 0.15571 | 0.12609 | 0.10165 | 0.081942 | 0.066051 | 0.053249 | 0.043099 | 0.034759 | 0.00023907 | 8.6098e-05 | 2.9589e-05 | 9.771e-06 | 3.0047
Irrigation Pressure | 0.057664 | 0.11584 | 0.20674 | 0.33819 | 0.51807 | 0.74676 | 1.0223 | 1.3342 | 1.6611 | 1.9796 | 2.2359 | 2.3942 | 2.4202 | 2.2967 | 2.0401 | 1.6724 | 1.2592 | 0.86269 | 0.53231 | 0.25821 | 23.9524
Lighting | 9.2233 | 6.4686 | 4.4807 | 3.4918 | 3.0626 | 2.6521 | 2.2736 | 1.9331 | 1.6322 | 1.3706 | 1.1445 | 0.89203 | 0.69523 | 0.54186 | 0.42251 | 0.32932 | 0.25669 | 0.20008 | 0.15595 | 0.12162 | 41.3485
LPD Package | 12.1365 | 12.104 | 12.0669 | 12.0283 | 11.9867 | 10.7492 | 8.5682 | 6.8293 | 5.4433 | 4.3385 | 3.4579 | 2.7561 | 0.62629 | 0.31804 | 0.25411 | 0.203 | 0.0013825 | 0.00049291 | 0.00016774 | 5.46e-05 | 103.8686
Material Handling | 1.2647 | 1.5528 | 1.9002 | 2.2059 | 2.5161 | 2.9416 | 3.227 | 3.2966 | 3.1066 | 2.6704 | 2.0665 | 1.4182 | 0.84864 | 0.39637 | 0 | 0 | 0 | 0 | 0 | 0 | 29.4114
Metals | 0.011484 | 0.011484 | 0.011484 | 0.011484 | 0.011484 | 0.011484 | 0.011484 | 0.011484 | 0.011484 | 0.011484 | 0.011484 | 0.011484 | 0.011484 | 0.011484 | 0.011484 | 0.011484 | 0.011484 | 0.011484 | 0.011484 | 0.011484 | 0.22968
Motors | 0.34851 | 0.42792 | 0.52364 | 0.60787 | 0.69335 | 0.81061 | 0.88925 | 0.90843 | 0.85609 | 0.73588 | 0.56946 | 0.39081 | 0.23386 | 0.10923 | 0 | 0 | 0 | 0 | 0 | 0 | 8.1049
Municipal Sewage Treatment | 1.4585 | 1.8004 | 2.2149 | 2.5844 | 2.9622 | 3.4792 | 3.8332 | 3.9317 | 3.7192 | 3.2084 | 2.4912 | 1.7151 | 1.0295 | 0.52868 | 0.22746 | 0.080125 | 0.022536 | 0.0049238 | 0.00081125 | 9.7599e-05 | 35.2927
Municipal Water Supply | 0.5803 | 0.71636 | 0.88128 | 1.0283 | 1.1786 | 1.3843 | 1.5251 | 1.5644 | 1.4798 | 1.2766 | 0.99119 | 0.68242 | 0.40962 | 0.21035 | 0.090501 | 0.03188 | 0.0089665 | 0.0019591 | 0.00032278 | 3.8833e-05 | 14.0423
Paper | 0.57609 | 0.57609 | 0.57609 | 0.57609 | 0.57609 | 0.57609 | 0.57609 | 0.57609 | 0.57609 | 0.57609 | 0.57609 | 0.57609 | 0.57609 | 0.57609 | 0.57609 | 0.57609 | 0.57609 | 0.57609 | 0.57609 | 0.57609 | 11.5217
Plant Energy Management | 8.9057 | 6.2422 | 4.3213 | 3.3654 | 2.9486 | 2.5515 | 2.1859 | 1.8571 | 1.5668 | 1.3141 | 1.0965 | 0.85399 | 0.66509 | 0.51797 | 0.4034 | 0.31416 | 0.24467 | 0.19055 | 0.1484 | 0.11557 | 39.8091
Pre-Rinse Spray Valve | 0.10231 | 0.10337 | 0.10445 | 0.10551 | 0.10656 | 0.09683 | 0.078189 | 0.06312 | 0.050943 | 0.041105 | 0.033161 | 0.026748 | 0.021572 | 0.017395 | 0.014025 | 0.011307 | 7.7708e-05 | 2.7961e-05 | 9.6027e-06 | 3.1542e-06 | 0.97672
Pulp | 0.41816 | 0.41816 | 0.41816 | 0.41816 | 0.41816 | 0.41816 | 0.41816 | 0.41816 | 0.41816 | 0.41816 | 0.41816 | 0.41816 | 0.41816 | 0.41816 | 0.41816 | 0.41816 | 0.41816 | 0.41816 | 0.41816 | 0.41816 | 8.3632
Pumps | 5.6565 | 6.1128 | 6.663 | 7.147 | 7.6383 | 7.9468 | 7.7411 | 7.3253 | 6.6035 | 5.576 | 4.3502 | 3.108 | 2.0336 | 1.1794 | 0.44134 | 0.35307 | 0.0024082 | 0.00086007 | 0.00029321 | 9.5611e-05 | 79.8795
ResWx | 28.7925 | 28.7212 | 28.6501 | 28.5792 | 28.5086 | 25.5944 | 20.4249 | 16.2996 | 13.0076 | 10.1977 | 8.0973 | 6.4631 | 5.1588 | 2.7059 | 0 | 0 | 0 | 0 | 0 | 0 | 251.2009
Secondary Glazing Systems | 0.11235 | 0.22362 | 0.39534 | 0.64032 | 0.96774 | 1.3801 | 1.8692 | 2.4128 | 2.9715 | 3.4891 | 3.8978 | 4.1288 | 4.1284 | 3.8751 | 3.3926 | 2.7499 | 2.0467 | 1.386 | 0.32331 | 0 | 40.3908
Showerheads | 11.4372 | 11.3245 | 11.2628 | 11.283 | 11.3455 | 10.2835 | 8.3012 | 6.6898 | 5.3268 | 4.2895 | 3.2751 | 2.5265 | 2.0306 | 1.6261 | 1.3023 | 1.0477 | 0.0071852 | 0.0025796 | 0.00088397 | 0.00028973 | 103.3629
Smart Plug Power Strips | 4.8887 | 4.9397 | 4.991 | 5.0419 | 5.092 | 4.627 | 3.7363 | 3.0162 | 2.4343 | 1.9642 | 1.5846 | 1.2781 | 1.0308 | 0.83123 | 0.6702 | 0.5403 | 0.0037133 | 0.0013361 | 0.00045886 | 0.00015072 | 46.6722
Solar Water Heater | 0.91165 | 1.8003 | 2.6383 | 3.3998 | 4.0618 | 4.3503 | 4.0788 | 3.8218 | 3.5796 | 3.3527 | 3.1412 | 2.9446 | 2.7622 | 2.5718 | 2.416 | 2.2715 | 2.1366 | 2.0106 | 1.893 | 1.7825 | 55.9249
Transformers | 0 | 0 | 0 | 0 | 0 | 0 | 0 | 0 | 0 | 0 | 0 | 0 | 0 | 0 | 0 | 0 | 0 | 0 | 0 | 0 | 0
VRF | 0.18761 | 0.29802 | 0.60098 | 1.0585 | 1.6581 | 2.3347 | 2.9841 | 3.4994 | 3.7855 | 3.804 | 3.5709 | 3.1326 | 2.4595 | 1.4229 | 0.55386 | 0.044507 | 0 | 0 | 0 | 0 | 31.3952
WIFI enabled tstats | 0.44368 | 0.54768 | 0.67349 | 0.78527 | 0.89937 | 1.0555 | 1.1618 | 1.1905 | 1.1252 | 0.96991 | 0.75261 | 0.51789 | 0.31071 | 0.15947 | 0.068582 | 0.024153 | 0.0067922 | 0.0014837 | 0.00024444 | 2.9407e-05 | 10.6944
Wood | 0.78917 | 0.96898 | 1.1857 | 1.3765 | 1.57 | 1.8356 | 2.0136 | 2.0571 | 1.9385 | 1.6663 | 1.2895 | 0.88495 | 0.52956 | 0.24734 | 0 | 0 | 0 | 0 | 0 | 0 | 18.3529
DCV Restaurant Hood | 1.787 | 1.2656 | 0.88522 | 0.69643 | 0.61624 | 0.5384 | 0.46556 | 0.39914 | 0.33973 | 0.28739 | 0.24182 | 0.18989 | 0.14909 | 0.11703 | 0.091861 | 0.072094 | 0.056574 | 0.04439 | 0.034827 | 0.027321 | 8.3055
WEPT | 0.48568 | 0.59413 | 0.72434 | 0.83772 | 0.95197 | 1.1088 | 1.2119 | 1.2334 | 1.1581 | 0.99175 | 0.76461 | 0.44383 | 0.018346 | 0 | 0 | 0 | 0 | 0 | 0 | 0 | 10.5246
Distribution System Efficiency | 2.0813 | 3.3497 | 4.6524 | 6.3861 | 7.4947 | 8.6239 | 9.7744 | 10.5101 | 11.2645 | 12.0411 | 12.8364 | 13.6569 | 13.8117 | 13.9667 | 14.1307 | 14.2734 | 14.4361 | 14.6004 | 14.7677 | 14.9386 | 217.5968
PPA | 15.1119 | 12.0303 | 8.9758 | 5.9577 | 0 | 0 | 0 | 0 | 0 | 0 | 0 | 0 | 0 | 0 | 0 | 0 | 0 | 0 | 0 | 0 | 42.0758
Lighting PPA | 15.1119 | 12.0303 | 8.9758 | 5.9577 | 0 | 0 | 0 | 0 | 0 | 0 | 0 | 0 | 0 | 0 | 0 | 0 | 0 | 0 | 0 | 0 | 42.0758
Grand Total | 202.8065 | 229.6891 | 256.1388 | 284.9408 | 306.7879 | 323.7181 | 335.6263 | 345.4756 | 358.6371 | 356.0745 | 346.2207 | 309.0619 | 223.4772 | 199.9382 | 186.5435 | 183.8725 | 171.5357 | 166.0909 | 155.8727 | 143.8497 | 5086.3577
Lev Cost Bins | (All)
Values
Row Labels | Sum of aMW_2016 | Sum of aMW_2017 | Sum of aMW_2018 | Sum of aMW_2019 | Sum of aMW_2020 | Sum of aMW_2021 | Sum of aMW_2022 | Sum of aMW_2023 | Sum of aMW_2024 | Sum of aMW_2025 | Sum of aMW_2026 | Sum of aMW_2027 | Sum of aMW_2028 | Sum of aMW_2029 | Sum of aMW_2030 | Sum of aMW_2031 | Sum of aMW_2032 | Sum of aMW_2033 | Sum of aMW_2034 | Sum of aMW_2035 | Sum of MAX2
New | 4.3996 | 7.1236 | 8.8813 | 10.8462 | 12.1013 | 13.2862 | 15.438 | 17.2839 | 19.6632 | 22.4591 | 25.1246 | 28.1075 | 30.3046 | 31.1679 | 33.4307 | 33.7145 | 33.7255 | 33.3534 | 33.3057 | 33.7245 | 447.4413
Commercial | 2.2322 | 3.3154 | 3.8769 | 4.7149 | 4.8047 | 4.9547 | 5.9282 | 6.3607 | 7.3756 | 8.5362 | 9.796 | 11.7717 | 13.3377 | 13.3822 | 14.8295 | 14.7215 | 14.9541 | 14.4056 | 14.1992 | 14.4155 | 187.9126
Residential | 2.1675 | 3.8083 | 5.0044 | 6.1312 | 7.2966 | 8.3315 | 9.5097 | 10.9232 | 12.2876 | 13.923 | 15.3285 | 16.3358 | 16.9669 | 17.7857 | 18.6012 | 18.9929 | 18.7715 | 18.9477 | 19.1064 | 19.3091 | 259.5287
NR | 34.0704 | 60.1758 | 81.8582 | 101.143 | 113.4254 | 123.6491 | 138.4755 | 152.5684 | 172.6562 | 181.3338 | 186.2887 | 165.5287 | 99.7336 | 94.902 | 96.9991 | 103.7018 | 104.7757 | 104.383 | 97.2947 | 86.4921 | 2299.4551
Agriculture | 1.887 | 3.8143 | 5.784 | 7.7981 | 2.7872 | 0 | 0 | 0 | 0 | 0 | 0 | 0 | 0 | 0 | 0 | 0 | 0 | 0 | 0 | 0 | 22.0705
Commercial | 15.8019 | 27.4752 | 37.4487 | 45.9382 | 54.2875 | 63.5669 | 72.7884 | 79.2362 | 87.3415 | 89.7881 | 89.336 | 66.2173 | 27.424 | 27.5116 | 27.6855 | 27.9159 | 27.9441 | 27.9364 | 28.0074 | 24.3205 | 947.9711
Residential | 16.3815 | 28.8864 | 38.6255 | 47.4067 | 56.3507 | 60.0822 | 65.6871 | 73.3323 | 85.3147 | 91.5457 | 96.9527 | 99.3114 | 72.3096 | 67.3904 | 69.3136 | 75.7859 | 76.8316 | 76.4466 | 69.2873 | 62.1716 | 1329.4135
Retro | 149.2245 | 150.3593 | 156.4234 | 166.9939 | 181.2612 | 186.7829 | 181.7128 | 175.6233 | 166.3176 | 152.2816 | 134.8075 | 115.4257 | 93.439 | 73.8684 | 56.1137 | 46.4562 | 33.0345 | 28.3545 | 25.2723 | 23.633 | 2297.3855
Agriculture | 6.778 | 6.7297 | 6.7977 | 7.0146 | 7.3881 | 7.2174 | 6.6229 | 6.299 | 6.1616 | 6.1481 | 6.113 | 5.9843 | 5.6944 | 5.2013 | 4.5255 | 3.6945 | 2.2988 | 1.575 | 0.97405 | 0.47634 | 103.6943
Commercial | 45.6582 | 46.3107 | 48.5339 | 52.1718 | 56.9037 | 58.4634 | 56.457 | 54.5316 | 51.6824 | 47.4638 | 41.9788 | 35.5669 | 26.5738 | 20.2197 | 14.6914 | 10.309 | 3.4903 | 1.6894 | 0.51898 | 0.18582 | 673.4005
Industrial | 47.6771 | 44.7526 | 43.8189 | 44.4725 | 46.2475 | 47.6072 | 46.7088 | 44.5809 | 40.7552 | 35.2595 | 28.6848 | 21.8966 | 16.0478 | 11.405 | 7.406 | 6.8822 | 5.3738 | 5.259 | 5.1722 | 5.1054 | 555.1131
Residential | 47.0299 | 49.2167 | 52.6205 | 56.949 | 63.2271 | 64.871 | 62.1496 | 59.7016 | 56.454 | 51.3691 | 45.1945 | 38.321 | 31.3114 | 23.0757 | 15.36 | 11.2971 | 7.4355 | 5.2307 | 3.8395 | 2.9268 | 747.5807
Utility | 2.0813 | 3.3497 | 4.6524 | 6.3861 | 7.4947 | 8.6239 | 9.7744 | 10.5101 | 11.2645 | 12.0411 | 12.8364 | 13.6569 | 13.8117 | 13.9667 | 14.1307 | 14.2734 | 14.4361 | 14.6004 | 14.7677 | 14.9386 | 217.5968
PPA | 15.1119 | 12.0303 | 8.9758 | 5.9577 | 0 | 0 | 0 | 0 | 0 | 0 | 0 | 0 | 0 | 0 | 0 | 0 | 0 | 0 | 0 | 0 | 42.0758
Residential | 15.1119 | 12.0303 | 8.9758 | 5.9577 | 0 | 0 | 0 | 0 | 0 | 0 | 0 | 0 | 0 | 0 | 0 | 0 | 0 | 0 | 0 | 0 | 42.0758
Grand Total | 202.8065 | 229.6891 | 256.1388 | 284.9408 | 306.7879 | 323.7181 | 335.6263 | 345.4756 | 358.6371 | 356.0745 | 346.2207 | 309.0619 | 223.4772 | 199.9382 | 186.5435 | 183.8725 | 171.5357 | 166.0909 | 155.8727 | 143.8497 | 5086.3577
Lev Cost Bins | (All)
Values
Row Labels | Sum of aMW_2016 | Sum of aMW_2017 | Sum of aMW_2018 | Sum of aMW_2019 | Sum of aMW_2020 | Sum of aMW_2021 | Sum of aMW_2022 | Sum of aMW_2023 | Sum of aMW_2024 | Sum of aMW_2025 | Sum of aMW_2026 | Sum of aMW_2027 | Sum of aMW_2028 | Sum of aMW_2029 | Sum of aMW_2030 | Sum of aMW_2031 | Sum of aMW_2032 | Sum of aMW_2033 | Sum of aMW_2034 | Sum of aMW_2035 | Sum of MAX2
Agriculture | 8.6651 | 10.544 | 12.5817 | 14.8127 | 10.1753 | 7.2174 | 6.6229 | 6.299 | 6.1616 | 6.1481 | 6.113 | 5.9843 | 5.6944 | 5.2013 | 4.5255 | 3.6945 | 2.2988 | 1.575 | 0.97405 | 0.47634 | 125.7648
Irrigation | 7.6246 | 9.6882 | 11.8541 | 14.1416 | 9.5166 | 6.6006 | 6.0784 | 5.8215 | 5.7499 | 5.8014 | 5.8318 | 5.769 | 5.5344 | 5.0846 | 4.441 | 3.6298 | 2.2761 | 1.5576 | 0.96049 | 0.46564 | 118.4272
Lighting | 0.68755 | 0.49245 | 0.35203 | 0.28407 | 0.25855 | 0.23406 | 0.21017 | 0.18658 | 0.16279 | 0.13952 | 0.11597 | 0.089095 | 0.067076 | 0.04999 | 0.037575 | 0.028579 | 0.022075 | 0.017234 | 0.013518 | 0.010688 | 3.4596
Motors/Drives | 0.32124 | 0.32406 | 0.32708 | 0.33021 | 0.33471 | 0.30538 | 0.24857 | 0.20245 | 0.16456 | 0.13378 | 0.10768 | 0.086128 | 0.068585 | 0.05451 | 0.043431 | 0.034878 | 0.00027303 | 9.3619e-05 | 3.0848e-05 | 9.9241e-06 | 3.0877
Refrigeration | 0.031709 | 0.039298 | 0.048505 | 0.056852 | 0.065485 | 0.077322 | 0.085704 | 0.088483 | 0.084349 | 0.073401 | 0.057604 | 0.040042 | 0.024266 | 0.012151 | 0.0034902 | 0.0012499 | 0.0003569 | 7.9059e-05 | 1.3232e-05 | 1.6093e-06 | 0.79036
Commercial | 63.6923 | 77.1012 | 89.8595 | 102.825 | 115.9959 | 126.985 | 135.1736 | 140.1284 | 146.3996 | 145.7881 | 141.1107 | 113.5558 | 67.3355 | 61.1135 | 57.2064 | 52.9465 | 46.3884 | 44.0314 | 42.7256 | 38.9218 | 1809.2843
Compressed Air | 0.16349 | 0.16786 | 0.17293 | 0.17801 | 0.18308 | 0.18816 | 0.19324 | 0.19831 | 0.20339 | 0.20846 | 0.21354 | 0.21861 | 0.22369 | 0.22876 | 0.23384 | 0.23892 | 0.24399 | 0.24907 | 0.25414 | 0.21287 | 4.1743
Electronics | 8.3372 | 11.5412 | 15.1518 | 18.8158 | 22.9814 | 27.4428 | 32.2838 | 37.0944 | 42.094 | 46.9248 | 51.2953 | 36.9116 | 5.6711 | 5.5128 | 5.3903 | 5.2975 | 4.7973 | 4.8309 | 4.8658 | 4.901 | 392.141
Food Preparation | 0.28508 | 0.51482 | 0.80054 | 1.1375 | 1.5275 | 1.9786 | 2.4726 | 2.9896 | 3.4885 | 3.9288 | 4.2819 | 4.5377 | 4.7061 | 4.8101 | 4.8749 | 4.9205 | 4.9497 | 4.9874 | 5.0244 | 1.3581 | 63.5741
HVAC | 18.6128 | 19.1105 | 21.0243 | 24.379 | 28.7282 | 32.1632 | 34.2389 | 35.9446 | 36.7432 | 36.0323 | 34.1057 | 31.283 | 27.0128 | 22.5884 | 18.887 | 15.1836 | 10.2411 | 8.3406 | 7.1344 | 6.9219 | 468.6754
Lighting | 26.0302 | 34.8683 | 40.9791 | 45.6718 | 48.949 | 51.0853 | 52.1008 | 50.4137 | 51.0587 | 46.7454 | 40.5201 | 31.7001 | 24.4526 | 23.838 | 24.2672 | 24.1256 | 23.7857 | 23.4063 | 23.2758 | 23.358 | 710.6316
Motors/Drives | 0.33318 | 0.64612 | 0.9584 | 1.2838 | 1.575 | 1.8284 | 2.0688 | 2.2271 | 2.3744 | 2.5097 | 2.6109 | 2.6964 | 2.3433 | 2.1789 | 2.2311 | 2.2289 | 2.2179 | 2.1851 | 2.1694 | 2.1697 | 38.8364
Process Loads | 2.0388 | 2.5168 | 3.0962 | 3.6127 | 4.1409 | 4.8634 | 5.3583 | 5.4961 | 5.199 | 4.485 | 3.4824 | 2.3976 | 1.4391 | 0.73903 | 0.31796 | 0.11201 | 0.031502 | 0.0068829 | 0.001134 | 0.00013643 | 49.3349
Refrigeration | 6.9692 | 7.0529 | 7.1669 | 7.3142 | 7.5002 | 7.0479 | 6.0939 | 5.4304 | 4.9912 | 4.7156 | 4.3879 | 3.6236 | 1.304 | 1.0432 | 0.83455 | 0.66764 | 0.0045538 | 0.0016264 | 0.00055444 | 0.0001808 | 76.1502
Water Heating | 0.92233 | 0.68283 | 0.50933 | 0.43229 | 0.41064 | 0.38732 | 0.36337 | 0.33424 | 0.24715 | 0.23801 | 0.21306 | 0.18719 | 0.1827 | 0.1743 | 0.16955 | 0.17182 | 0.11668 | 0.023521 | 0 | 0 | 5.7663
Industrial | 47.6771 | 44.7526 | 43.8189 | 44.4725 | 46.2475 | 47.6072 | 46.7088 | 44.5809 | 40.7552 | 35.2595 | 28.6848 | 21.8966 | 16.0478 | 11.405 | 7.406 | 6.8822 | 5.3738 | 5.259 | 5.1722 | 5.1054 | 555.1131
Compressed Air | 0.84144 | 0.71038 | 0.61586 | 0.56883 | 0.54832 | 0.48846 | 0.39788 | 0.32364 | 0.26291 | 0.21331 | 0.17287 | 0.13715 | 0.10883 | 0.086373 | 0.068558 | 0.054425 | 0.012305 | 0.0094712 | 0.0073346 | 0.0056975 | 5.6341
Energy Management | 22.9802 | 21.94 | 21.9762 | 22.7422 | 24.0729 | 25.7648 | 26.452 | 26.0716 | 24.3561 | 21.3618 | 17.5146 | 13.4379 | 9.895 | 7.0836 | 4.6429 | 4.4792 | 4.1138 | 4.0584 | 4.0158 | 3.9828 | 310.9418
Fans | 1.2119 | 1.4342 | 1.7022 | 1.9379 | 2.1772 | 2.4818 | 2.6594 | 2.6791 | 2.5054 | 2.1471 | 1.6638 | 1.1497 | 0.69925 | 0.34145 | 0.02855 | 0.02284 | 0.00015579 | 5.5638e-05 | 1.8967e-05 | 6.185e-06 | 24.8422
Hi-Tech | 1.2233 | 1.257 | 1.2977 | 1.3334 | 1.3697 | 1.312 | 1.1518 | 1.0051 | 0.85897 | 0.70883 | 0.55889 | 0.41962 | 0.30225 | 0.20875 | 0.1299 | 0.10392 | 0.00070883 | 0.00025315 | 8.6302e-05 | 2.8142e-05 | 13.2423
Lighting | 8.5481 | 5.9915 | 4.1478 | 3.2303 | 2.8302 | 2.4491 | 2.0981 | 1.7825 | 1.5039 | 1.2614 | 1.0525 | 0.81969 | 0.63838 | 0.49717 | 0.3872 | 0.30155 | 0.23485 | 0.1829 | 0.14244 | 0.11093 | 38.2105
Low & Med Temp Refr | 5.8104 | 5.8104 | 5.8104 | 5.8104 | 5.8104 | 5.2293 | 4.1835 | 3.3468 | 2.6774 | 2.1419 | 1.7135 | 1.3708 | 1.0967 | 0.87733 | 0.70187 | 0.56149 | 0.0038298 | 0.0013678 | 0.00046629 | 0.00015205 | 52.9582
Material Handling | 1.2647 | 1.5528 | 1.9002 | 2.2059 | 2.5161 | 2.9416 | 3.227 | 3.2966 | 3.1066 | 2.6704 | 2.0665 | 1.4182 | 0.84864 | 0.39637 | 0 | 0 | 0 | 0 | 0 | 0 | 29.4114
Metals | 0.011484 | 0.011484 | 0.011484 | 0.011484 | 0.011484 | 0.011484 | 0.011484 | 0.011484 | 0.011484 | 0.011484 | 0.011484 | 0.011484 | 0.011484 | 0.011484 | 0.011484 | 0.011484 | 0.011484 | 0.011484 | 0.011484 | 0.011484 | 0.22968
Motors | 0.34851 | 0.42792 | 0.52364 | 0.60787 | 0.69335 | 0.81061 | 0.88925 | 0.90843 | 0.85609 | 0.73588 | 0.56946 | 0.39081 | 0.23386 | 0.10923 | 0 | 0 | 0 | 0 | 0 | 0 | 8.1049
Paper | 0.57609 | 0.57609 | 0.57609 | 0.57609 | 0.57609 | 0.57609 | 0.57609 | 0.57609 | 0.57609 | 0.57609 | 0.57609 | 0.57609 | 0.57609 | 0.57609 | 0.57609 | 0.57609 | 0.57609 | 0.57609 | 0.57609 | 0.57609 | 11.5217
Pulp | 0.41816 | 0.41816 | 0.41816 | 0.41816 | 0.41816 | 0.41816 | 0.41816 | 0.41816 | 0.41816 | 0.41816 | 0.41816 | 0.41816 | 0.41816 | 0.41816 | 0.41816 | 0.41816 | 0.41816 | 0.41816 | 0.41816 | 0.41816 | 8.3632
Pumps | 3.6536 | 3.6536 | 3.6536 | 3.6536 | 3.6536 | 3.2882 | 2.6306 | 2.1045 | 1.6836 | 1.3469 | 1.0775 | 0.86199 | 0.68959 | 0.55167 | 0.44134 | 0.35307 | 0.0024082 | 0.00086007 | 0.00029321 | 9.5611e-05 | 33.3003
Transformers | 0 | 0 | 0 | 0 | 0 | 0 | 0 | 0 | 0 | 0 | 0 | 0 | 0 | 0 | 0 | 0 | 0 | 0 | 0 | 0 | 0
Wood | 0.78917 | 0.96898 | 1.1857 | 1.3765 | 1.57 | 1.8356 | 2.0136 | 2.0571 | 1.9385 | 1.6663 | 1.2895 | 0.88495 | 0.52956 | 0.24734 | 0 | 0 | 0 | 0 | 0 | 0 | 18.3529
Misc | 0 | 0 | 0 | 0 | 0 | 0 | 0 | 0 | 0 | 0 | 0 | 0 | 0 | 0 | 0 | 0 | 0 | 0 | 0 | 0 | 0
Residential | 80.6908 | 93.9416 | 105.2263 | 116.4446 | 126.8744 | 133.2847 | 137.3465 | 143.9571 | 154.0563 | 156.8377 | 157.4758 | 153.9682 | 120.5878 | 108.2518 | 103.2749 | 106.0759 | 103.0385 | 100.625 | 92.2332 | 84.4075 | 2378.5987
Dryer | 0.077041 | 0.22742 | 0.44494 | 0.72327 | 1.0526 | 1.3996 | 1.7257 | 2.0368 | 2.3271 | 2.6085 | 2.8679 | 3.1035 | 3.3174 | 3.5268 | 3.7274 | 3.9067 | 4.9011 | 5.0469 | 5.169 | 5.2844 | 53.4741
Electronics | 4.7769 | 7.1826 | 10.0648 | 13.5031 | 18.9264 | 18.8133 | 20.6503 | 23.9999 | 26.3268 | 26.957 | 25.8658 | 23.3858 | 20.0495 | 16.4842 | 13.1549 | 10.2084 | 7.8277 | 5.9888 | 4.8707 | 4.1871 | 303.224
Food Preparation | 0.48877 | 0.84448 | 1.1043 | 1.3166 | 1.5066 | 1.667 | 1.8023 | 1.9205 | 2.0167 | 2.1755 | 2.2343 | 2.2721 | 2.2929 | 2.2606 | 1.774 | 1.7589 | 1.7547 | 1.7562 | 1.7574 | 1.7595 | 34.4635
HVAC | 35.3251 | 37.9567 | 40.7976 | 43.8417 | 47.1095 | 47.3686 | 45.0245 | 43.6879 | 42.9239 | 42.0056 | 41.5402 | 41.0507 | 40.4215 | 38.2288 | 35.7048 | 40.3222 | 39.8886 | 39.4511 | 33.9557 | 28.9288 | 805.5334
Lighting | 25.9749 | 31.2257 | 33.4506 | 34.4852 | 32.0179 | 34.9244 | 37.4249 | 39.5973 | 45.7832 | 46.6425 | 47.354 | 45.7291 | 15.5059 | 4.8114 | 4.903 | 4.9113 | 4.7914 | 4.7983 | 4.8166 | 4.8563 | 504.0041
Refrigeration | 0.016426 | 0.048818 | 0.10555 | 0.19697 | 0.33406 | 0.52761 | 0.79045 | 1.133 | 1.5545 | 2.0568 | 2.6148 | 3.1989 | 3.7748 | 4.3224 | 4.8052 | 6.1841 | 6.4594 | 6.6306 | 6.7126 | 6.7156 | 58.1824
Water Heating | 14.031 | 16.453 | 19.25 | 22.359 | 25.8913 | 28.523 | 29.8346 | 31.4481 | 32.9425 | 34.1542 | 34.6968 | 34.8547 | 34.7754 | 38.0846 | 38.5861 | 38.0784 | 36.6236 | 36.0766 | 33.9867 | 31.6312 | 612.2807
Whole Bldg/Meter Level | 0.00065254 | 0.0029721 | 0.0084127 | 0.018772 | 0.036029 | 0.061286 | 0.093747 | 0.13373 | 0.18152 | 0.23755 | 0.30209 | 0.37332 | 0.45055 | 0.53296 | 0.61944 | 0.70599 | 0.79198 | 0.87645 | 0.96449 | 1.0445 | 7.4365
Utility | 2.0813 | 3.3497 | 4.6524 | 6.3861 | 7.4947 | 8.6239 | 9.7744 | 10.5101 | 11.2645 | 12.0411 | 12.8364 | 13.6569 | 13.8117 | 13.9667 | 14.1307 | 14.2734 | 14.4361 | 14.6004 | 14.7677 | 14.9386 | 217.5968
Utility Distribution Sytem | 2.0813 | 3.3497 | 4.6524 | 6.3861 | 7.4947 | 8.6239 | 9.7744 | 10.5101 | 11.2645 | 12.0411 | 12.8364 | 13.6569 | 13.8117 | 13.9667 | 14.1307 | 14.2734 | 14.4361 | 14.6004 | 14.7677 | 14.9386 | 217.5968
Grand Total | 202.8065 | 229.6891 | 256.1388 | 284.9408 | 306.7879 | 323.7181 | 335.6263 | 345.4756 | 358.6371 | 356.0745 | 346.2207 | 309.0619 | 223.4772 | 199.9382 | 186.5435 | 183.8725 | 171.5357 | 166.0909 | 155.8727 | 143.8497 | 5086.3577
Lev Cost Bins | (All)
Values
Row Labels | Sum of aMW_2016 | Sum of aMW_2017 | Sum of aMW_2018 | Sum of aMW_2019 | Sum of aMW_2020 | Sum of aMW_2021 | Sum of aMW_2022 | Sum of aMW_2023 | Sum of aMW_2024 | Sum of aMW_2025 | Sum of aMW_2026 | Sum of aMW_2027 | Sum of aMW_2028 | Sum of aMW_2029 | Sum of aMW_2030 | Sum of aMW_2031 | Sum of aMW_2032 | Sum of aMW_2033 | Sum of aMW_2034 | Sum of aMW_2035 | Sum of MAX2
Agriculture | 8.6651 | 10.544 | 12.5817 | 14.8127 | 10.1753 | 7.2174 | 6.6229 | 6.299 | 6.1616 | 6.1481 | 6.113 | 5.9843 | 5.6944 | 5.2013 | 4.5255 | 3.6945 | 2.2988 | 1.575 | 0.97405 | 0.47634 | 125.7648
Commercial | 63.6923 | 77.1012 | 89.8595 | 102.825 | 115.9959 | 126.985 | 135.1736 | 140.1284 | 146.3996 | 145.7881 | 141.1107 | 113.5558 | 67.3355 | 61.1135 | 57.2064 | 52.9465 | 46.3884 | 44.0314 | 42.7256 | 38.9218 | 1809.2843
Industrial | 47.6771 | 44.7526 | 43.8189 | 44.4725 | 46.2475 | 47.6072 | 46.7088 | 44.5809 | 40.7552 | 35.2595 | 28.6848 | 21.8966 | 16.0478 | 11.405 | 7.406 | 6.8822 | 5.3738 | 5.259 | 5.1722 | 5.1054 | 555.1131
Residential | 80.6908 | 93.9416 | 105.2263 | 116.4446 | 126.8744 | 133.2847 | 137.3465 | 143.9571 | 154.0563 | 156.8377 | 157.4758 | 153.9682 | 120.5878 | 108.2518 | 103.2749 | 106.0759 | 103.0385 | 100.625 | 92.2332 | 84.4075 | 2378.5987
Utility | 2.0813 | 3.3497 | 4.6524 | 6.3861 | 7.4947 | 8.6239 | 9.7744 | 10.5101 | 11.2645 | 12.0411 | 12.8364 | 13.6569 | 13.8117 | 13.9667 | 14.1307 | 14.2734 | 14.4361 | 14.6004 | 14.7677 | 14.9386 | 217.5968
Grand Total | 202.8065 | 229.6891 | 256.1388 | 284.9408 | 306.7879 | 323.7181 | 335.6263 | 345.4756 | 358.6371 | 356.0745 | 346.2207 | 309.0619 | 223.4772 | 199.9382 | 186.5435 | 183.8725 | 171.5357 | 166.0909 | 155.8727 | 143.8497 | 5086.3577
Lev Cost Bins | (All)
Values
Row Labels | Sum of aMW_2016 | Sum of aMW_2017 | Sum of aMW_2018 | Sum of aMW_2019 | Sum of aMW_2020 | Sum of aMW_2021 | Sum of aMW_2022 | Sum of aMW_2023 | Sum of aMW_2024 | Sum of aMW_2025 | Sum of aMW_2026 | Sum of aMW_2027 | Sum of aMW_2028 | Sum of aMW_2029 | Sum of aMW_2030 | Sum of aMW_2031 | Sum of aMW_2032 | Sum of aMW_2033 | Sum of aMW_2034 | Sum of aMW_2035 | Sum of MAX2 | % of save | Ramp Rate | Residual at Year 20
New | 4.3996 | 7.1236 | 8.8813 | 10.8462 | 12.1013 | 13.2862 | 15.438 | 17.2839 | 19.6632 | 22.4591 | 25.1246 | 28.1075 | 30.3046 | 31.1679 | 33.4307 | 33.7145 | 33.7255 | 33.3534 | 33.3057 | 33.7245 | 447.4413
LO12Med | 0.40679 | 0.77374 | 1.1172 | 1.4626 | 1.7533 | 1.9752 | 2.2013 | 2.3816 | 2.5433 | 2.7357 | 2.8647 | 2.9546 | 2.7977 | 2.7321 | 2.811 | 2.8024 | 2.7343 | 2.6972 | 2.6836 | 2.6995 | 45.1278 | 10.09% | LO12Med
LO1Slow | 0.032639 | 0.087539 | 0.1785 | 0.32728 | 0.49798 | 0.76833 | 1.1711 | 1.701 | 2.4367 | 3.3166 | 4.457 | 5.8579 | 7.2195 | 8.0017 | 9.283 | 9.6211 | 10.0669 | 10.0288 | 10.0398 | 10.1928 | 95.2862 | 21.3% | LO1Slow
LO20Fast | 3.3452 | 5.232 | 6.1525 | 7.1486 | 7.3909 | 7.5444 | 8.4588 | 8.8764 | 9.5815 | 10.4242 | 11.1031 | 12.0654 | 12.7467 | 12.5369 | 13.1075 | 12.9223 | 12.6723 | 12.3104 | 12.1986 | 12.354 | 198.1716 | 44.29% | LO20Fast
LO3Slow | 0.031607 | 0.080287 | 0.17382 | 0.33551 | 0.61396 | 0.94375 | 1.365 | 1.8824 | 2.429 | 3.0437 | 3.5996 | 4.0279 | 4.3162 | 4.6124 | 4.8756 | 5.0006 | 4.9512 | 5.0014 | 5.0443 | 5.0992 | 57.4274 | 12.83% | LO3Slow
LO50Fast | 0.40242 | 0.58021 | 0.68746 | 0.74766 | 0.7773 | 0.77247 | 0.76236 | 0.75558 | 0.74506 | 0.74352 | 0.73762 | 0.72662 | 0.71215 | 0.70536 | 0.70169 | 0.69254 | 0.67583 | 0.66858 | 0.66263 | 0.66212 | 13.9192 | 3.111% | LO50Fast
LO5Med | 0.10958 | 0.23416 | 0.37351 | 0.53257 | 0.70642 | 0.88466 | 1.0864 | 1.3105 | 1.5117 | 1.7233 | 1.879 | 1.9548 | 1.9641 | 1.9956 | 2.0301 | 2.0264 | 1.9651 | 1.9623 | 1.967 | 1.9794 | 28.1966 | 6.302% | LO5Med
LOEven20 | 0.056559 | 0.093194 | 0.11772 | 0.16392 | 0.17988 | 0.16413 | 0.11034 | 0.041773 | 0.033505 | 0.035564 | 0 | 0 | 0 | 0 | 0 | 0 | 0 | 0 | 0 | 0 | 0.99658 | 0.2227% | LOEven20
LOMax60 | 0.014807 | 0.042546 | 0.080635 | 0.128 | 0.18155 | 0.23321 | 0.2827 | 0.33471 | 0.38242 | 0.43663 | 0.48352 | 0.52028 | 0.54821 | 0.58369 | 0.62178 | 0.6492 | 0.65997 | 0.68475 | 0.70979 | 0.73759 | 8.316
NR | 34.0704 | 60.1758 | 81.8582 | 101.143 | 113.4254 | 123.6491 | 138.4755 | 152.5684 | 172.6562 | 181.3338 | 186.2887 | 165.5287 | 99.7336 | 94.902 | 96.9991 | 103.7018 | 104.7757 | 104.383 | 97.2947 | 86.4921 | 2299.4551
LO12Med | 5.0989 | 10.198 | 15.3001 | 20.4075 | 18.4528 | 18.3718 | 20.4505 | 19.9498 | 21.0916 | 22.0383 | 21.9805 | 17.3319 | 17.3138 | 17.3418 | 17.5949 | 17.5512 | 17.2781 | 16.8152 | 9.9292 | 3.3107 | 327.8065
LO1Slow | 0.018159 | 0.054302 | 0.11823 | 0.22184 | 0.37853 | 0.60214 | 0.9052 | 1.2966 | 1.7788 | 2.3452 | 2.9778 | 3.6476 | 4.3164 | 4.9426 | 5.4884 | 7.1178 | 7.4595 | 7.6577 | 7.7539 | 7.7544 | 66.8351
LO20Fast | 17.8506 | 31.0069 | 39.7146 | 45.9889 | 51.2247 | 56.2777 | 60.3599 | 63.7781 | 71.0208 | 69.6231 | 65.8449 | 62.1446 | 27.1988 | 16.4195 | 16.4447 | 16.5518 | 16.5461 | 16.5435 | 16.5493 | 16.522 | 777.6106
LO3Slow | 0.12909 | 0.33079 | 0.73244 | 1.4322 | 2.5157 | 4.0251 | 5.9363 | 8.1535 | 10.5262 | 12.8818 | 15.0615 | 16.9483 | 18.4803 | 23.1059 | 23.9283 | 24.3751 | 24.6051 | 24.6207 | 24.4182 | 24.1622 | 266.3686
LO50Fast | 8.0687 | 11.8355 | 14.3481 | 15.9645 | 17.2733 | 12.9759 | 10.4628 | 10.1468 | 10.1934 | 8.245 | 7.3118 | 5.3485 | 4.3581 | 4.3929 | 4.4273 | 4.4615 | 4.4954 | 4.5291 | 4.5626 | 4.596 | 167.9972
LO5Med | 2.8205 | 6.5189 | 11.2062 | 16.4258 | 22.5619 | 30.0342 | 38.6659 | 47.2258 | 55.713 | 63.5603 | 70.1705 | 56.8709 | 24.5408 | 24.8922 | 25.0333 | 29.2979 | 28.9488 | 28.542 | 28.1947 | 24.1115 | 635.3351
LOEven20 | 0.021598 | 0.043497 | 0.065765 | 0.088373 | 0.11131 | 0.13457 | 0.15813 | 0.182 | 0.20616 | 0.2306 | 0.25532 | 0.28033 | 0.30562 | 0.33119 | 0.35703 | 0.38315 | 0.40953 | 0.43619 | 0.46312 | 0.44396 | 4.9074
LOMax60 | 0.062886 | 0.18785 | 0.37272 | 0.61404 | 0.90709 | 1.2276 | 1.5367 | 1.8358 | 2.1262 | 2.4094 | 2.6865 | 2.9565 | 3.2198 | 3.4761 | 3.7251 | 3.9635 | 5.0331 | 5.2386 | 5.4237 | 5.5913 | 52.5945
Retro | 149.2245 | 150.3593 | 156.4234 | 166.9939 | 181.2612 | 186.7829 | 181.7128 | 175.6233 | 166.3176 | 152.2816 | 134.8075 | 115.4257 | 93.439 | 73.8684 | 56.1137 | 46.4562 | 33.0345 | 28.3545 | 25.2723 | 23.633 | 2297.3855
DEI | 2.0813 | 3.3497 | 4.6524 | 6.3861 | 7.4947 | 8.6239 | 9.7744 | 10.5101 | 11.2645 | 12.0411 | 12.8364 | 13.6569 | 13.8117 | 13.9667 | 14.1307 | 14.2734 | 14.4361 | 14.6004 | 14.7677 | 14.9386 | 217.5968
Retro12Med | 102.1528 | 102.3024 | 102.3198 | 102.4878 | 102.6483 | 92.4818 | 74.0564 | 59.2916 | 47.4616 | 37.4358 | 29.6161 | 23.5493 | 16.6595 | 11.4036 | 6.7674 | 5.4393 | 0.037268 | 0.01337 | 0.004578 | 0.0015002 | 916.1304
Retro1Slow | 0.21682 | 0.43344 | 0.76972 | 1.2526 | 1.9053 | 2.7311 | 3.7184 | 4.8255 | 5.9745 | 7.0666 | 7.9374 | 8.4537 | 8.4993 | 8.0221 | 7.0748 | 5.7679 | 4.3186 | 2.9421 | 1.2833 | 0.46547 | 83.6585
Retro20Fast | 21.2593 | 14.9314 | 10.3559 | 8.0798 | 7.0928 | 6.1474 | 5.2747 | 4.4826 | 3.7216 | 3.1261 | 2.5953 | 2.0056 | 1.5614 | 1.2099 | 0.93762 | 0.73103 | 0.56997 | 0.4444 | 0.34648 | 0.2702 | 95.1436
Retro3Slow | 2.3172 | 3.7429 | 7.6444 | 13.5952 | 22.4505 | 31.6135 | 40.4464 | 47.4278 | 51.3251 | 51.563 | 48.3459 | 42.4807 | 34.9957 | 26.8087 | 19.1057 | 12.713 | 6.4408 | 3.299 | 1.9444 | 1.144 | 469.4041
Retro5Med | 15.2542 | 18.7686 | 23.0123 | 26.7621 | 30.5771 | 35.8042 | 39.3332 | 40.2332 | 37.9601 | 32.6657 | 25.3046 | 17.3043 | 10.1187 | 4.8551 | 0.65098 | 0.22947 | 0.064586 | 0.014121 | 0.0023282 | 0.0002803 | 358.9151
RetroEven20 | 5.0313 | 5.0306 | 5.0306 | 5.0306 | 5.0306 | 5.0306 | 5.0306 | 5.0306 | 5.0306 | 5.0306 | 5.0306 | 5.0306 | 5.0306 | 5.0306 | 5.0306 | 5.0306 | 5.0306 | 5.0306 | 5.0306 | 5.0306 | 100.612
RetroMax60 | 0.91165 | 1.8003 | 2.6383 | 3.3998 | 4.0618 | 4.3503 | 4.0788 | 3.8218 | 3.5796 | 3.3527 | 3.1412 | 2.9446 | 2.7622 | 2.5718 | 2.416 | 2.2715 | 2.1366 | 2.0106 | 1.893 | 1.7825 | 55.9249
PPA | 15.1119 | 12.0303 | 8.9758 | 5.9577 | 0 | 0 | 0 | 0 | 0 | 0 | 0 | 0 | 0 | 0 | 0 | 0 | 0 | 0 | 0 | 0 | 42.0758
LightingPPA | 15.1119 | 12.0303 | 8.9758 | 5.9577 | 0 | 0 | 0 | 0 | 0 | 0 | 0 | 0 | 0 | 0 | 0 | 0 | 0 | 0 | 0 | 0 | 42.0758
Grand Total | 202.8065 | 229.6891 | 256.1388 | 284.9408 | 306.7879 | 323.7181 | 335.6263 | 345.4756 | 358.6371 | 356.0745 | 346.2207 | 309.0619 | 223.4772 | 199.9382 | 186.5435 | 183.8725 | 171.5357 | 166.0909 | 155.8727 | 143.8497 | 5086.3577
Lev Cost Bins | (All)
Values
Row Labels | Sum of SUM2020 | Sum of SUM2025 | Sum of MAX2
Agriculture | 56.7787 | 89.2277 | 125.7648
Irrigation | 52.8249 | 82.8768 | 118.4272
Lighting | 2.0746 | 3.0078 | 3.4596
Motors/Drives | 1.6373 | 2.692 | 3.0877
Refrigeration | 0.24185 | 0.65111 | 0.79036
Commercial | 449.4739 | 1143.9486 | 1809.2843
Compressed Air | 0.86537 | 1.8569 | 4.1743
Electronics | 76.8274 | 262.6672 | 392.141
Food Preparation | 4.2654 | 19.1235 | 63.5741
HVAC | 111.8548 | 286.9769 | 468.6754
Lighting | 196.4982 | 447.9021 | 710.6316
Motors/Drives | 4.7965 | 15.8049 | 38.8364
Process Loads | 15.4054 | 40.8072 | 49.3349
Refrigeration | 36.0034 | 64.2824 | 76.1502
Water Heating | 2.9574 | 4.5275 | 5.7663
Industrial | 226.9687 | 441.8803 | 555.1131
Compressed Air | 3.2848 | 4.971 | 5.6341
Energy Management | 113.7115 | 237.7179 | 310.9418
Fans | 8.4635 | 20.9363 | 24.8422
Hi-Tech | 6.4813 | 11.5179 | 13.2423
Lighting | 24.7479 | 33.8428 | 38.2105
Low & Med Temp Refr | 29.0518 | 46.6306 | 52.9582
Material Handling | 9.4397 | 24.6818 | 29.4114
Metals | 0.05742 | 0.11484 | 0.22968
Misc | 0 | 0 | 0
Motors | 2.6013 | 6.8016 | 8.1049
Paper | 2.8804 | 5.7609 | 11.5217
Pulp | 2.0908 | 4.1816 | 8.3632
Pumps | 18.2679 | 29.3215 | 33.3003
Transformers | 0 | 0 | 0
Wood | 5.8904 | 15.4015 | 18.3529
Residential | 523.1777 | 1248.6601 | 2378.5987
Dryer | 2.5253 | 12.623 | 53.4741
Electronics | 54.4539 | 171.201 | 303.224
Food Preparation | 5.2607 | 14.8428 | 34.4635
HVAC | 205.0306 | 426.0411 | 805.5334
Lighting | 157.1543 | 361.5267 | 504.0041
Refrigeration | 0.70182 | 6.7642 | 58.1824
Water Heating | 97.9843 | 254.8867 | 612.2807
Whole Bldg/Meter Level | 0.066838 | 0.77468 | 7.4365
Utility | 23.9641 | 76.1782 | 217.5968
Utility Distribution Sytem | 23.9641 | 76.1782 | 217.5968
Grand Total | 1280.3631 | 2999.8947 | 5086.3577