## ForRPM
Ramp Rate | Resource Type | Measure Category | Sector | End Use | kW per unit | kWh per unit | TRC Net Levelized Cost (Net of All Benefits) | segment | measure | 2016 | 2017 | 2018 | 2019 | 2020 | 2021 | 2022 | 2023 | 2024 | 2025 | 2026 | 2027 | 2028 | 2029 | 2030 | 2031 | 2032 | 2033 | 2034 | 2035 | MAX | Savings Allocation by Category and Month for Segments 1 | [11 empty] | Savings Allocation by Category and Month for Segments 2
[5 empty] | Wholesale KW | Busbar Savings | lvlcost |  |  | aMW_2016 | aMW_2017 | aMW_2018 | aMW_2019 | aMW_2020 | aMW_2021 | aMW_2022 | aMW_2023 | aMW_2024 | aMW_2025 | aMW_2026 | aMW_2027 | aMW_2028 | aMW_2029 | aMW_2030 | aMW_2031 | aMW_2032 | aMW_2033 | aMW_2034 | aMW_2035 | MAX | Jan | Feb | Mar | Apr | May | Jun | Jul | Aug | Sep | Oct | Nov | Dec | Jan | Feb | Mar | Apr | May | Jun | Jul | Aug | Sep | Oct | Nov | Dec
DEI | Retro | Distribution System Efficiency | Utility | Utility Distribution Sytem | 0.00062865 | 4.4347 | -2.4129 |  | 1 - LDC voltage control method | 0.7943 | 1.2783 | 1.7755 | 2.4371 | 2.8603 | 3.2912 | 3.7303 | 4.011 | 4.2989 | 4.5953 | 4.8988 | 5.212 | 5.271 | 5.3302 | 5.3928 | 5.4472 | 5.5094 | 5.572 | 5.6359 | 5.7011 | 83.0427 | 0.25037 | 0.22874 | 0.26635 | 0.18204 | 0.1893 | 0.18943 | 0.22227 | 0.23932 | 0.21224 | 0.2245 | 0.20132 | 0.24953 | 0.17971 | 0.15761 | 0.1587 | 0.12169 | 0.12451 | 0.11438 | 0.1666 | 0.14918 | 0.16226 | 0.12551 | 0.14012 | 0.17903
DEI | Retro | Distribution System Efficiency | Utility | Utility Distribution Sytem | 0.00037656 | 2.6564 | 3.4417 |  | 2 - Light system improvements | 0.47579 | 0.76574 | 1.0635 | 1.4599 | 1.7133 | 1.9715 | 2.2345 | 2.4026 | 2.5751 | 2.7526 | 2.9344 | 3.122 | 3.1574 | 3.1928 | 3.2303 | 3.2629 | 3.3001 | 3.3377 | 3.3759 | 3.415 | 49.7433 | 0.14998 | 0.13702 | 0.15955 | 0.10904 | 0.11339 | 0.11347 | 0.13314 | 0.14335 | 0.12713 | 0.13448 | 0.12059 | 0.14947 | 0.10765 | 0.094411 | 0.095061 | 0.072892 | 0.074584 | 0.068516 | 0.099795 | 0.089359 | 0.097194 | 0.075181 | 0.083934 | 0.10724
DEI | Retro | Distribution System Efficiency | Utility | Utility Distribution Sytem | 0.00041363 | 2.9179 | 59.9026 |  | 3 - Major system improvements | 0.52262 | 0.84111 | 1.1682 | 1.6036 | 1.8819 | 2.1655 | 2.4544 | 2.6391 | 2.8285 | 3.0236 | 3.2233 | 3.4293 | 3.4682 | 3.5071 | 3.5483 | 3.5841 | 3.625 | 3.6662 | 3.7082 | 3.7511 | 54.6393 | 0.16474 | 0.1505 | 0.17525 | 0.11977 | 0.12455 | 0.12464 | 0.14625 | 0.15746 | 0.13964 | 0.14772 | 0.13246 | 0.16418 | 0.11824 | 0.1037 | 0.10442 | 0.080067 | 0.081925 | 0.07526 | 0.10962 | 0.098154 | 0.10676 | 0.08258 | 0.092195 | 0.11779
DEI | Retro | Distribution System Efficiency | Utility | Utility Distribution Sytem | 0.00021198 | 1.4954 | 96.7199 |  | 4 - EOL voltage control method | 0.26784 | 0.43107 | 0.59871 | 0.82182 | 0.9645 | 1.1098 | 1.2579 | 1.3525 | 1.4496 | 1.5496 | 1.6519 | 1.7575 | 1.7774 | 1.7974 | 1.8185 | 1.8368 | 1.8578 | 1.8789 | 1.9005 | 1.9225 | 28.0026 | 0.084428 | 0.077133 | 0.089816 | 0.061384 | 0.063834 | 0.063876 | 0.074952 | 0.0807 | 0.071567 | 0.075705 | 0.067886 | 0.084143 | 0.060599 | 0.053148 | 0.053514 | 0.041034 | 0.041987 | 0.038571 | 0.056179 | 0.050304 | 0.054715 | 0.042322 | 0.04725 | 0.060369
DEI | Retro | Distribution System Efficiency | Utility | Utility Distribution Sytem | 1.6419e-05 | 0.11583 | 321.62 |  | A - SCL implement EOL w/ major system improvements | 0.020745 | 0.033388 | 0.046373 | 0.063653 | 0.074704 | 0.085959 | 0.097427 | 0.10476 | 0.11228 | 0.12002 | 0.12795 | 0.13613 | 0.13767 | 0.13921 | 0.14085 | 0.14227 | 0.14389 | 0.14553 | 0.1472 | 0.1489 | 2.1689 | 0.0065393 | 0.0059742 | 0.0069566 | 0.0047544 | 0.0049442 | 0.0049474 | 0.0058053 | 0.0062505 | 0.0055431 | 0.0058636 | 0.0052581 | 0.0065172 | 0.0046936 | 0.0041165 | 0.0041448 | 0.0031782 | 0.003252 | 0.0029874 | 0.0043512 | 0.0038962 | 0.0042379 | 0.003278 | 0.0036597 | 0.0046758
Note on A1: Charlie Grist: Lookup in ComMaster
Note on B1: Charlie Grist: New, NR, Retro
Note on C1: Charlie Grist: Measure Index Name
Note on E1: Charlie Grist: Use Massoud's Names
Note on F1: Charlie Grist: From Shaped Savings column 14
Note on G1: Charlie Grist: From SC or from Shaped Savings column 3.
Note on H1: Charlie Grist: From SC or from Shaped Savings column K (column 11)
Note on I1: Charlie Grist: From SC
Note on J1: Charlie Grist: From SC
Note on K1: Charlie Grist: From SC
Note on AF1: Charlie Grist: From Shaped Savings. Copy whole row down since column increment is hardwired into formula.

## SC-Retro
Units Methodology | Savings are based on end system sales. MWh savings per MWh system sales.
Forecast Version
| Vintage | Retro | Stock
End-Use: | Measure Bundle | Distribution System Efficiency | Region
Utility Distribution Sytem | Report Year | 2035 | Base
| Total Potential (aMW) | 217.5968 |  | 1 | 2 | 3 | 4 | 5 | 6 | 7 | 8 | 9 | 10 | 11 | 12 | 13 | 14 | 15 | 16 | 17 | 18 | 19 | 20
UNITS FOR EXISTING STOCK |  |  |  | 2016 | 2017 | 2018 | 2019 | 2020 | 2021 | 2022 | 2023 | 2024 | 2025 | 2026 | 2027 | 2028 | 2029 | 2030 | 2031 | 2032 | 2033 | 2034 | 2035
|  |  |  | FLOOR_2016 | FLOOR_2017 | FLOOR_2018 | FLOOR_2019 | FLOOR_2020 | FLOOR_2021 | FLOOR_2022 | FLOOR_2023 | FLOOR_2024 | FLOOR_2025 | FLOOR_2026 | FLOOR_2027 | FLOOR_2028 | FLOOR_2029 | FLOOR_2030 | FLOOR_2031 | FLOOR_2032 | FLOOR_2033 | FLOOR_2034 | FLOOR_2035
|  | TotalLoad | Update with Final Plan Forecast | 21071.66 | 21195.54 | 21410 | 21551.43 | 21679.64 | 21827.78 | 21990.98 | 22168.24 | 22361.75 | 22575.51 | 22799.94 | 23044.44 | 23305.64 | 23567.14 | 23843.91 | 24084.7 | 24359.31 | 24636.46 | 24918.69 | 25207.16
|  | Frozen Efficiency Sales in MWh |  | 184587741.6 | 185672930.4 | 187551600 | 188790526.8 | 189913646.4 | 191211352.8 | 192640984.8 | 194193782.4 | 195888930 | 197761467.6 | 199727474.4 | 201869294.4 | 204157406.4 | 206448146.4 | 208872651.6 | 210981972 | 213387555.6 | 215815389.6 | 218287724.4 | 220814721.6
|  | Sales Forecast After Conservation | Update when "sales"forecast is generated
|  |  | Achievability | 2016 | 2017 | 2018 | 2019 | 2020 | 2021 | 2022 | 2023 | 2024 | 2025 | 2026 | 2027 | 2028 | 2029 | 2030 | 2031 | 2032 | 2033 | 2034 | 2035 | 85%
Incremental based on achievability, ramp rate, and applicability |  | Distribution System Efficiency | DEI | 1% | 1.6% | 2.2% | 3% | 3.5% | 4% | 4.5% | 4.8% | 5.1% | 5.4% | 5.7% | 6% | 6% | 6% | 6% | 6% | 6% | 6% | 6% | 6%
Applicability in RegionWideSubstations |  |  |  | 1845877.416 | 2970766.8864 | 4126135.2 | 5663715.804 | 6646977.624 | 7648454.112 | 8668844.316 | 9321301.5552 | 9990335.43 | 10679119.2504 | 11384466.0408 | 12112157.664 | 12249444.384 | 12386888.784 | 12532359.096 | 12658918.32 | 12803253.336 | 12948923.376 | 13097263.464 | 13248883.296
Acheivable and 85% Max Per Year
SUPPLY CURVE SAVINGS BY BUNDLE |  | Distribution System Efficiency |  | 2016: aMW
|  |  |  | 2016 | 2017 | 2018 | 2019 | 2020 | 2021 | 2022 | 2023 | 2024 | 2025 | 2026 | 2027 | 2028 | 2029 | 2030 | 2031 | 2032 | 2033 | 2034 | 2035 | MAX
Busbar Savings (kWh) | lvlcost | segment | measure | aMW_2016 | aMW_2017 | aMW_2018 | aMW_2019 | aMW_2020 | aMW_2021 | aMW_2022 | aMW_2023 | aMW_2024 | aMW_2025 | aMW_2026 | aMW_2027 | aMW_2028 | aMW_2029 | aMW_2030 | aMW_2031 | aMW_2032 | aMW_2033 | aMW_2034 | aMW_2035 | MAX
4.4347 | -2.4129 |  | 1 - LDC voltage control method | 0.7943 | 1.2783 | 1.7755 | 2.4371 | 2.8603 | 3.2912 | 3.7303 | 4.011 | 4.2989 | 4.5953 | 4.8988 | 5.212 | 5.271 | 5.3302 | 5.3928 | 5.4472 | 5.5094 | 5.572 | 5.6359 | 5.7011 | 83.0427
2.6564 | 3.4417 |  | 2 - Light system improvements | 0.47579 | 0.76574 | 1.0635 | 1.4599 | 1.7133 | 1.9715 | 2.2345 | 2.4026 | 2.5751 | 2.7526 | 2.9344 | 3.122 | 3.1574 | 3.1928 | 3.2303 | 3.2629 | 3.3001 | 3.3377 | 3.3759 | 3.415 | 49.7433
2.9179 | 59.9026 |  | 3 - Major system improvements | 0.52262 | 0.84111 | 1.1682 | 1.6036 | 1.8819 | 2.1655 | 2.4544 | 2.6391 | 2.8285 | 3.0236 | 3.2233 | 3.4293 | 3.4682 | 3.5071 | 3.5483 | 3.5841 | 3.625 | 3.6662 | 3.7082 | 3.7511 | 54.6393
1.4954 | 96.7199 |  | 4 - EOL voltage control method | 0.26784 | 0.43107 | 0.59871 | 0.82182 | 0.9645 | 1.1098 | 1.2579 | 1.3525 | 1.4496 | 1.5496 | 1.6519 | 1.7575 | 1.7774 | 1.7974 | 1.8185 | 1.8368 | 1.8578 | 1.8789 | 1.9005 | 1.9225 | 28.0026
0.11583 | 321.62 |  | A - SCL implement EOL w/ major system improvements | 0.020745 | 0.033388 | 0.046373 | 0.063653 | 0.074704 | 0.085959 | 0.097427 | 0.10476 | 0.11228 | 0.12002 | 0.12795 | 0.13613 | 0.13767 | 0.13921 | 0.14085 | 0.14227 | 0.14389 | 0.14553 | 0.1472 | 0.1489 | 2.1689
|  |  |  | 2.0813 | 3.3497 | 4.6524 | 6.3861 | 7.4947 | 8.6239 | 9.7744 | 10.5101 | 11.2645 | 12.0411 | 12.8364 | 13.6569 | 13.8117 | 13.9667 | 14.1307 | 14.2734 | 14.4361 | 14.6004 | 14.7677 | 14.9386 | 217.5968
RECOMBINE MEASURE BUNDLES INTO SUPPLY CURVE CUMULATIVE
|  |  |  | 2016 | 2017 | 2018 | 2019 | 2020 | 2021 | 2022 | 2023 | 2024 | 2025 | 2026 | 2027 | 2028 | 2029 | 2030 | 2031 | 2032 | 2033 | 2034 | 2035 | Max
|  | lvlcost | lvlcost | aMW_2016 | aMW_2017 | aMW_2018 | aMW_2019 | aMW_2020 | aMW_2021 | aMW_2022 | aMW_2023 | aMW_2024 | aMW_2025 | aMW_2026 | aMW_2027 | aMW_2028 | aMW_2029 | aMW_2030 | aMW_2031 | aMW_2032 | aMW_2033 | aMW_2034 | aMW_2035 | max
| Block 1: <= 0 mills/kWh | >=-9999 | <=0 | 0.7943 | 1.2783 | 1.7755 | 2.4371 | 2.8603 | 3.2912 | 3.7303 | 4.011 | 4.2989 | 4.5953 | 4.8988 | 5.212 | 5.271 | 5.3302 | 5.3928 | 5.4472 | 5.5094 | 5.572 | 5.6359 | 5.7011 | 83.0427
| Block 2: <= 10 mills/kWh | >0 | <=10 | 1.2701 | 2.0441 | 2.8391 | 3.897 | 4.5736 | 5.2627 | 5.9647 | 6.4137 | 6.874 | 7.348 | 7.8333 | 8.334 | 8.4284 | 8.523 | 8.6231 | 8.7102 | 8.8095 | 8.9097 | 9.0118 | 9.1161 | 132.786
| Block 3: 10-20 mills/kWh | >10 | <=20 | 1.2701 | 2.0441 | 2.8391 | 3.897 | 4.5736 | 5.2627 | 5.9647 | 6.4137 | 6.874 | 7.348 | 7.8333 | 8.334 | 8.4284 | 8.523 | 8.6231 | 8.7102 | 8.8095 | 8.9097 | 9.0118 | 9.1161 | 132.786
| Block 4: 20-30 mills/kWh | >20 | <=30 | 1.2701 | 2.0441 | 2.8391 | 3.897 | 4.5736 | 5.2627 | 5.9647 | 6.4137 | 6.874 | 7.348 | 7.8333 | 8.334 | 8.4284 | 8.523 | 8.6231 | 8.7102 | 8.8095 | 8.9097 | 9.0118 | 9.1161 | 132.786
| Block 5: 30-40 mills/kWh | >30 | <=40 | 1.2701 | 2.0441 | 2.8391 | 3.897 | 4.5736 | 5.2627 | 5.9647 | 6.4137 | 6.874 | 7.348 | 7.8333 | 8.334 | 8.4284 | 8.523 | 8.6231 | 8.7102 | 8.8095 | 8.9097 | 9.0118 | 9.1161 | 132.786
| Block 6: 40-50 mills/kWh | >40 | <=50 | 1.2701 | 2.0441 | 2.8391 | 3.897 | 4.5736 | 5.2627 | 5.9647 | 6.4137 | 6.874 | 7.348 | 7.8333 | 8.334 | 8.4284 | 8.523 | 8.6231 | 8.7102 | 8.8095 | 8.9097 | 9.0118 | 9.1161 | 132.786
| Block 7: 50-60 mills/kWh | >50 | <=60 | 1.7927 | 2.8852 | 4.0073 | 5.5006 | 6.4555 | 7.4281 | 8.4191 | 9.0528 | 9.7026 | 10.3715 | 11.0565 | 11.7633 | 11.8966 | 12.0301 | 12.1714 | 12.2943 | 12.4345 | 12.5759 | 12.72 | 12.8673 | 187.4253
| Block 8: 60-70 mills/kWh | >60 | <=70 | 1.7927 | 2.8852 | 4.0073 | 5.5006 | 6.4555 | 7.4281 | 8.4191 | 9.0528 | 9.7026 | 10.3715 | 11.0565 | 11.7633 | 11.8966 | 12.0301 | 12.1714 | 12.2943 | 12.4345 | 12.5759 | 12.72 | 12.8673 | 187.4253
| Block 9: 70-80 mills/kWh | >70 | <=80 | 1.7927 | 2.8852 | 4.0073 | 5.5006 | 6.4555 | 7.4281 | 8.4191 | 9.0528 | 9.7026 | 10.3715 | 11.0565 | 11.7633 | 11.8966 | 12.0301 | 12.1714 | 12.2943 | 12.4345 | 12.5759 | 12.72 | 12.8673 | 187.4253
| Block 10: 80-90 mills/kWh | >80 | <=90 | 1.7927 | 2.8852 | 4.0073 | 5.5006 | 6.4555 | 7.4281 | 8.4191 | 9.0528 | 9.7026 | 10.3715 | 11.0565 | 11.7633 | 11.8966 | 12.0301 | 12.1714 | 12.2943 | 12.4345 | 12.5759 | 12.72 | 12.8673 | 187.4253
| Block 11: 90-100 mills/kWh | >90 | <=100 | 2.0606 | 3.3163 | 4.606 | 6.3224 | 7.42 | 8.538 | 9.677 | 10.4054 | 11.1522 | 11.9211 | 12.7085 | 13.5208 | 13.674 | 13.8275 | 13.9899 | 14.1311 | 14.2923 | 14.4549 | 14.6205 | 14.7897 | 215.4279
| Block 12: 100-110 mills/kWh | >100 | <=110 | 2.0606 | 3.3163 | 4.606 | 6.3224 | 7.42 | 8.538 | 9.677 | 10.4054 | 11.1522 | 11.9211 | 12.7085 | 13.5208 | 13.674 | 13.8275 | 13.9899 | 14.1311 | 14.2923 | 14.4549 | 14.6205 | 14.7897 | 215.4279
| Block 13: 110-120 mills/kWh | >110 | <=120 | 2.0606 | 3.3163 | 4.606 | 6.3224 | 7.42 | 8.538 | 9.677 | 10.4054 | 11.1522 | 11.9211 | 12.7085 | 13.5208 | 13.674 | 13.8275 | 13.9899 | 14.1311 | 14.2923 | 14.4549 | 14.6205 | 14.7897 | 215.4279
| Block 14: 120-130 mills/kWh | >120 | <=130 | 2.0606 | 3.3163 | 4.606 | 6.3224 | 7.42 | 8.538 | 9.677 | 10.4054 | 11.1522 | 11.9211 | 12.7085 | 13.5208 | 13.674 | 13.8275 | 13.9899 | 14.1311 | 14.2923 | 14.4549 | 14.6205 | 14.7897 | 215.4279
| Block 15: 130-140 mills/kWh | >130 | <=140 | 2.0606 | 3.3163 | 4.606 | 6.3224 | 7.42 | 8.538 | 9.677 | 10.4054 | 11.1522 | 11.9211 | 12.7085 | 13.5208 | 13.674 | 13.8275 | 13.9899 | 14.1311 | 14.2923 | 14.4549 | 14.6205 | 14.7897 | 215.4279
| Block 16: 140-150 mills/kWh | >140 | <=150 | 2.0606 | 3.3163 | 4.606 | 6.3224 | 7.42 | 8.538 | 9.677 | 10.4054 | 11.1522 | 11.9211 | 12.7085 | 13.5208 | 13.674 | 13.8275 | 13.9899 | 14.1311 | 14.2923 | 14.4549 | 14.6205 | 14.7897 | 215.4279
| Block 17: 150-160 mills/kWh | >150 | <=160 | 2.0606 | 3.3163 | 4.606 | 6.3224 | 7.42 | 8.538 | 9.677 | 10.4054 | 11.1522 | 11.9211 | 12.7085 | 13.5208 | 13.674 | 13.8275 | 13.9899 | 14.1311 | 14.2923 | 14.4549 | 14.6205 | 14.7897 | 215.4279
| Block 18: 160-170 mills/kWh | >160 | <=170 | 2.0606 | 3.3163 | 4.606 | 6.3224 | 7.42 | 8.538 | 9.677 | 10.4054 | 11.1522 | 11.9211 | 12.7085 | 13.5208 | 13.674 | 13.8275 | 13.9899 | 14.1311 | 14.2923 | 14.4549 | 14.6205 | 14.7897 | 215.4279
| Block 19: 170-180 mills/kWh | >170 | <=180 | 2.0606 | 3.3163 | 4.606 | 6.3224 | 7.42 | 8.538 | 9.677 | 10.4054 | 11.1522 | 11.9211 | 12.7085 | 13.5208 | 13.674 | 13.8275 | 13.9899 | 14.1311 | 14.2923 | 14.4549 | 14.6205 | 14.7897 | 215.4279
| Block 20: 180-190 mills/kWh | >180 | <=190 | 2.0606 | 3.3163 | 4.606 | 6.3224 | 7.42 | 8.538 | 9.677 | 10.4054 | 11.1522 | 11.9211 | 12.7085 | 13.5208 | 13.674 | 13.8275 | 13.9899 | 14.1311 | 14.2923 | 14.4549 | 14.6205 | 14.7897 | 215.4279
| Block 21: 190-200 mills/kWh | >190 | <=200 | 2.0606 | 3.3163 | 4.606 | 6.3224 | 7.42 | 8.538 | 9.677 | 10.4054 | 11.1522 | 11.9211 | 12.7085 | 13.5208 | 13.674 | 13.8275 | 13.9899 | 14.1311 | 14.2923 | 14.4549 | 14.6205 | 14.7897 | 215.4279
| Block 22: 200-210 mills/kWh | >200 | <=210 | 2.0606 | 3.3163 | 4.606 | 6.3224 | 7.42 | 8.538 | 9.677 | 10.4054 | 11.1522 | 11.9211 | 12.7085 | 13.5208 | 13.674 | 13.8275 | 13.9899 | 14.1311 | 14.2923 | 14.4549 | 14.6205 | 14.7897 | 215.4279
| Block 23: 210-220 mills/kWh | >210 | <=220 | 2.0606 | 3.3163 | 4.606 | 6.3224 | 7.42 | 8.538 | 9.677 | 10.4054 | 11.1522 | 11.9211 | 12.7085 | 13.5208 | 13.674 | 13.8275 | 13.9899 | 14.1311 | 14.2923 | 14.4549 | 14.6205 | 14.7897 | 215.4279
| Block 24: 220-230 mills/kWh | >220 | <=230 | 2.0606 | 3.3163 | 4.606 | 6.3224 | 7.42 | 8.538 | 9.677 | 10.4054 | 11.1522 | 11.9211 | 12.7085 | 13.5208 | 13.674 | 13.8275 | 13.9899 | 14.1311 | 14.2923 | 14.4549 | 14.6205 | 14.7897 | 215.4279
| Block 25: 230-240 mills/kWh | >230 | <=240 | 2.0606 | 3.3163 | 4.606 | 6.3224 | 7.42 | 8.538 | 9.677 | 10.4054 | 11.1522 | 11.9211 | 12.7085 | 13.5208 | 13.674 | 13.8275 | 13.9899 | 14.1311 | 14.2923 | 14.4549 | 14.6205 | 14.7897 | 215.4279
| Block 26: 240-250 mills/kWh | >240 | <=250 | 2.0606 | 3.3163 | 4.606 | 6.3224 | 7.42 | 8.538 | 9.677 | 10.4054 | 11.1522 | 11.9211 | 12.7085 | 13.5208 | 13.674 | 13.8275 | 13.9899 | 14.1311 | 14.2923 | 14.4549 | 14.6205 | 14.7897 | 215.4279
| Block 27: 250-260 mills/kWh | >250 | <=260 | 2.0606 | 3.3163 | 4.606 | 6.3224 | 7.42 | 8.538 | 9.677 | 10.4054 | 11.1522 | 11.9211 | 12.7085 | 13.5208 | 13.674 | 13.8275 | 13.9899 | 14.1311 | 14.2923 | 14.4549 | 14.6205 | 14.7897 | 215.4279
| Block 28: 260-270 mills/kWh | >260 | <=270 | 2.0606 | 3.3163 | 4.606 | 6.3224 | 7.42 | 8.538 | 9.677 | 10.4054 | 11.1522 | 11.9211 | 12.7085 | 13.5208 | 13.674 | 13.8275 | 13.9899 | 14.1311 | 14.2923 | 14.4549 | 14.6205 | 14.7897 | 215.4279
| Block 29: 270-280 mills/kWh | >270 | <=280 | 2.0606 | 3.3163 | 4.606 | 6.3224 | 7.42 | 8.538 | 9.677 | 10.4054 | 11.1522 | 11.9211 | 12.7085 | 13.5208 | 13.674 | 13.8275 | 13.9899 | 14.1311 | 14.2923 | 14.4549 | 14.6205 | 14.7897 | 215.4279
| Block 30: 280-290 mills/kWh | >280 | <=290 | 2.0606 | 3.3163 | 4.606 | 6.3224 | 7.42 | 8.538 | 9.677 | 10.4054 | 11.1522 | 11.9211 | 12.7085 | 13.5208 | 13.674 | 13.8275 | 13.9899 | 14.1311 | 14.2923 | 14.4549 | 14.6205 | 14.7897 | 215.4279
| Block 31: 290-300 mills/kWh | >290 | <=300 | 2.0606 | 3.3163 | 4.606 | 6.3224 | 7.42 | 8.538 | 9.677 | 10.4054 | 11.1522 | 11.9211 | 12.7085 | 13.5208 | 13.674 | 13.8275 | 13.9899 | 14.1311 | 14.2923 | 14.4549 | 14.6205 | 14.7897 | 215.4279
| Block 32: >300 mills/kWh | >300 | <=999 | 2.0813 | 3.3497 | 4.6524 | 6.3861 | 7.4947 | 8.6239 | 9.7744 | 10.5101 | 11.2645 | 12.0411 | 12.8364 | 13.6569 | 13.8117 | 13.9667 | 14.1307 | 14.2734 | 14.4361 | 14.6004 | 14.7677 | 14.9386 | 217.5968
|  |  |  | 2.0813 | 3.3497 | 4.6524 | 6.3861 | 7.4947 | 8.6239 | 9.7744 | 10.5101 | 11.2645 | 12.0411 | 12.8364 | 13.6569 | 13.8117 | 13.9667 | 14.1307 | 14.2734 | 14.4361 | 14.6004 | 14.7677 | 14.9386 | 217.5968
RECOMBINE MEASURE BUNDLES INTO SUPPLY CURVE INCREMENTAL
|  |  | Distribution System Efficiency | 2016 | 2017 | 2018 | 2019 | 2020 | 2021 | 2022 | 2023 | 2024 | 2025 | 2026 | 2027 | 2028 | 2029 | 2030 | 2031 | 2032 | 2033 | 2034 | 2035 | Max
|  |  |  | aMW_2016 | aMW_2017 | aMW_2018 | aMW_2019 | aMW_2020 | aMW_2021 | aMW_2022 | aMW_2023 | aMW_2024 | aMW_2025 | aMW_2026 | aMW_2027 | aMW_2028 | aMW_2029 | aMW_2030 | aMW_2031 | aMW_2032 | aMW_2033 | aMW_2034 | aMW_2035 | aMW_
|  | Block 1: <= 0 mills/kWh |  | 0.7943 | 1.2783 | 1.7755 | 2.4371 | 2.8603 | 3.2912 | 3.7303 | 4.011 | 4.2989 | 4.5953 | 4.8988 | 5.212 | 5.271 | 5.3302 | 5.3928 | 5.4472 | 5.5094 | 5.572 | 5.6359 | 5.7011 | 83.0427
|  | Block 2: <= 10 mills/kWh |  | 0.47579 | 0.76574 | 1.0635 | 1.4599 | 1.7133 | 1.9715 | 2.2345 | 2.4026 | 2.5751 | 2.7526 | 2.9344 | 3.122 | 3.1574 | 3.1928 | 3.2303 | 3.2629 | 3.3001 | 3.3377 | 3.3759 | 3.415 | 49.7433
|  | Block 3: 10-20 mills/kWh |  | 0 | 0 | 0 | 0 | 0 | 0 | 0 | 0 | 0 | 0 | 0 | 0 | 0 | 0 | 0 | 0 | 0 | 0 | 0 | 0 | 0
|  | Block 4: 20-30 mills/kWh |  | 0 | 0 | 0 | 0 | 0 | 0 | 0 | 0 | 0 | 0 | 0 | 0 | 0 | 0 | 0 | 0 | 0 | 0 | 0 | 0 | 0
|  | Block 5: 30-40 mills/kWh |  | 0 | 0 | 0 | 0 | 0 | 0 | 0 | 0 | 0 | 0 | 0 | 0 | 0 | 0 | 0 | 0 | 0 | 0 | 0 | 0 | 0
|  | Block 6: 40-50 mills/kWh |  | 0 | 0 | 0 | 0 | 0 | 0 | 0 | 0 | 0 | 0 | 0 | 0 | 0 | 0 | 0 | 0 | 0 | 0 | 0 | 0 | 0
|  | Block 7: 50-60 mills/kWh |  | 0.52262 | 0.84111 | 1.1682 | 1.6036 | 1.8819 | 2.1655 | 2.4544 | 2.6391 | 2.8285 | 3.0236 | 3.2233 | 3.4293 | 3.4682 | 3.5071 | 3.5483 | 3.5841 | 3.625 | 3.6662 | 3.7082 | 3.7511 | 54.6393
|  | Block 8: 60-70 mills/kWh |  | 0 | 0 | 0 | 0 | 0 | 0 | 0 | 0 | 0 | 0 | 0 | 0 | 0 | 0 | 0 | 0 | 0 | 0 | 0 | 0 | 0
|  | Block 9: 70-80 mills/kWh |  | 0 | 0 | 0 | 0 | 0 | 0 | 0 | 0 | 0 | 0 | 0 | 0 | 0 | 0 | 0 | 0 | 0 | 0 | 0 | 0 | 0
|  | Block 10: 80-90 mills/kWh |  | 0 | 0 | 0 | 0 | 0 | 0 | 0 | 0 | 0 | 0 | 0 | 0 | 0 | 0 | 0 | 0 | 0 | 0 | 0 | 0 | 0
|  | Block 11: 90-100 mills/kWh |  | 0.26784 | 0.43107 | 0.59871 | 0.82182 | 0.9645 | 1.1098 | 1.2579 | 1.3525 | 1.4496 | 1.5496 | 1.6519 | 1.7575 | 1.7774 | 1.7974 | 1.8185 | 1.8368 | 1.8578 | 1.8789 | 1.9005 | 1.9225 | 28.0026
|  | Block 12: 100-110 mills/kWh |  | 0 | 0 | 0 | 0 | 0 | 0 | 0 | 0 | 0 | 0 | 0 | 0 | 0 | 0 | 0 | 0 | 0 | 0 | 0 | 0 | 0
|  | Block 13: 110-120 mills/kWh |  | 0 | 0 | 0 | 0 | 0 | 0 | 0 | 0 | 0 | 0 | 0 | 0 | 0 | 0 | 0 | 0 | 0 | 0 | 0 | 0 | 0
|  | Block 14: 120-130 mills/kWh |  | 0 | 0 | 0 | 0 | 0 | 0 | 0 | 0 | 0 | 0 | 0 | 0 | 0 | 0 | 0 | 0 | 0 | 0 | 0 | 0 | 0
|  | Block 15: 130-140 mills/kWh |  | 0 | 0 | 0 | 0 | 0 | 0 | 0 | 0 | 0 | 0 | 0 | 0 | 0 | 0 | 0 | 0 | 0 | 0 | 0 | 0 | 0
|  | Block 16: 140-150 mills/kWh |  | 0 | 0 | 0 | 0 | 0 | 0 | 0 | 0 | 0 | 0 | 0 | 0 | 0 | 0 | 0 | 0 | 0 | 0 | 0 | 0 | 0
|  | Block 17: 150-160 mills/kWh |  | 0 | 0 | 0 | 0 | 0 | 0 | 0 | 0 | 0 | 0 | 0 | 0 | 0 | 0 | 0 | 0 | 0 | 0 | 0 | 0 | 0
|  | Block 18: 160-170 mills/kWh |  | 0 | 0 | 0 | 0 | 0 | 0 | 0 | 0 | 0 | 0 | 0 | 0 | 0 | 0 | 0 | 0 | 0 | 0 | 0 | 0 | 0
|  | Block 19: 170-180 mills/kWh |  | 0 | 0 | 0 | 0 | 0 | 0 | 0 | 0 | 0 | 0 | 0 | 0 | 0 | 0 | 0 | 0 | 0 | 0 | 0 | 0 | 0
|  | Block 20: 180-190 mills/kWh |  | 0 | 0 | 0 | 0 | 0 | 0 | 0 | 0 | 0 | 0 | 0 | 0 | 0 | 0 | 0 | 0 | 0 | 0 | 0 | 0 | 0
|  | Block 21: 190-200 mills/kWh |  | 0 | 0 | 0 | 0 | 0 | 0 | 0 | 0 | 0 | 0 | 0 | 0 | 0 | 0 | 0 | 0 | 0 | 0 | 0 | 0 | 0
|  | Block 22: 200-210 mills/kWh |  | 0 | 0 | 0 | 0 | 0 | 0 | 0 | 0 | 0 | 0 | 0 | 0 | 0 | 0 | 0 | 0 | 0 | 0 | 0 | 0 | 0
|  | Block 23: 210-220 mills/kWh |  | 0 | 0 | 0 | 0 | 0 | 0 | 0 | 0 | 0 | 0 | 0 | 0 | 0 | 0 | 0 | 0 | 0 | 0 | 0 | 0 | 0
|  | Block 24: 220-230 mills/kWh |  | 0 | 0 | 0 | 0 | 0 | 0 | 0 | 0 | 0 | 0 | 0 | 0 | 0 | 0 | 0 | 0 | 0 | 0 | 0 | 0 | 0
|  | Block 25: 230-240 mills/kWh |  | 0 | 0 | 0 | 0 | 0 | 0 | 0 | 0 | 0 | 0 | 0 | 0 | 0 | 0 | 0 | 0 | 0 | 0 | 0 | 0 | 0
|  | Block 26: 240-250 mills/kWh |  | 0 | 0 | 0 | 0 | 0 | 0 | 0 | 0 | 0 | 0 | 0 | 0 | 0 | 0 | 0 | 0 | 0 | 0 | 0 | 0 | 0
|  | Block 27: 250-260 mills/kWh |  | 0 | 0 | 0 | 0 | 0 | 0 | 0 | 0 | 0 | 0 | 0 | 0 | 0 | 0 | 0 | 0 | 0 | 0 | 0 | 0 | 0
|  | Block 28: 260-270 mills/kWh |  | 0 | 0 | 0 | 0 | 0 | 0 | 0 | 0 | 0 | 0 | 0 | 0 | 0 | 0 | 0 | 0 | 0 | 0 | 0 | 0 | 0
|  | Block 29: 270-280 mills/kWh |  | 0 | 0 | 0 | 0 | 0 | 0 | 0 | 0 | 0 | 0 | 0 | 0 | 0 | 0 | 0 | 0 | 0 | 0 | 0 | 0 | 0
|  | Block 30: 280-290 mills/kWh |  | 0 | 0 | 0 | 0 | 0 | 0 | 0 | 0 | 0 | 0 | 0 | 0 | 0 | 0 | 0 | 0 | 0 | 0 | 0 | 0 | 0
|  | Block 31: 290-300 mills/kWh |  | 0 | 0 | 0 | 0 | 0 | 0 | 0 | 0 | 0 | 0 | 0 | 0 | 0 | 0 | 0 | 0 | 0 | 0 | 0 | 0 | 0
|  | Block 32: >300 mills/kWh |  | 0.020745 | 0.033388 | 0.046373 | 0.063653 | 0.074704 | 0.085959 | 0.097427 | 0.10476 | 0.11228 | 0.12002 | 0.12795 | 0.13613 | 0.13767 | 0.13921 | 0.14085 | 0.14227 | 0.14389 | 0.14553 | 0.1472 | 0.1489 | 2.1689
|  | Total per Year |  | 2.0813 | 3.3497 | 4.6524 | 6.3861 | 7.4947 | 8.6239 | 9.7744 | 10.5101 | 11.2645 | 12.0411 | 12.8364 | 13.6569 | 13.8117 | 13.9667 | 14.1307 | 14.2734 | 14.4361 | 14.6004 | 14.7677 | 14.9386
|  | Total Cumulative |  | 2.0813 | 5.4309 | 10.0833 | 16.4694 | 23.9641 | 32.588 | 42.3625 | 52.8726 | 64.137 | 76.1782 | 89.0146 | 102.6715 | 116.4832 | 130.4499 | 144.5806 | 158.854 | 173.2901 | 187.8905 | 202.6582 | 217.5968 | 217.5968
|  | Ramp Rate | DEI | 1% | 1.6% | 2.2% | 3% | 3.5% | 4% | 4.5% | 4.8% | 5.1% | 5.4% | 5.7% | 6% | 6% | 6% | 6% | 6% | 6% | 6% | 6% | 6%
|  | Ramp Rate - Cumulative | DEI | 1% | 2.6% | 4.8% | 7.8% | 11.3% | 15.3% | 19.8% | 24.6% | 29.7% | 35.1% | 40.8% | 46.8% | 52.8% | 58.8% | 64.8% | 70.8% | 76.8% | 82.8% | 88.8% | 94.8%

## 7PSourceSummary
Measure: | Distribution Efficiency
Item | Methods & Sources | Note | 7P Updates
Measures Described | Four measures to regulate voltage and upgrade systems to achieve energy and capacity savings. ECM1: Lowers the distribution voltage level only using either LDC or EOL voltage control methods. Distribution Efficiency Categories A and E. ECM2: Includes Option 1 and adds system improvements including var management, phase load balancing, and feeder load balancing using either LDC or EOL voltage control methods. Distribution Efficiency Categories B, D, and F. ECM3: Includes Option 2 and also adds voltage regulators on 1 of every 4 substations and select reconductoring on 1 of every 2 substations. | Directly from RW Beck Study | None
Energy Savings Calculation Basis | [kWh Sales] * [Feeder Applicability by Class] * [CVRf] * [%DeltaV] Caluculations are done by utility and by measure. Utility-specific CVRf and %DeltaV from the 2007 RW Beck Study. | Source: This worksheet came from KC Fagen at RW Beck (original worbook name: RegionWideSubstations.xls). This worksheet was used to record the data used to support section 4 (Regional Energy Savings) of the report RW Beck. "Northwest Energy Efficiency Alliance Distribution Efficiency Initiative Project Final Report." December 2007.
Baseline Energy Use | Utility specific from the 2007 study or updated with more recent data.
Applicable Stock | Feeder applicability ra nges 5% to 85%. Higher fraction for residential feeders and lower for industrial.
Baseline Saturation | As estimated in RW Beck study with updates for completed projects |  | Updates for completed projects thru 2013
Baseline Penetration | NA
Permutations | None
Costs | From RW Beck Study. Capital and labor. Includes annual O&M cost estimates. | Costs are difficult to extract from actual projects since some part of upgrades are not for efficiency. Review of costs of recent projects show 6P costs are reasonable. Recent NEEA follw-up study indicates new Smart Meter technology may bring costs down. | Updated in 7P to reflect estimate of new substation cost for load expansion 2016-2035
Measure Life | 15 Years | RW Beck Study
Savings Shape | 8760 DEI shape created from RW Beck study data | S-All-UD-CVR-All-All-N
Achievability Ramp Rate | Slow | Retro3Slow | Revised ECM1 downward in 7P to reflect that DEI projects are often integrated with substation upgrade schedules at utilities.

## M_Input_Out
Shaped Savings Results; By Category and sorted by TRC BC ratio
[14 empty] | Savings Allocation by Category and Month for Segments 1 | [11 empty] | Savings Allocation by Category and Month for Segments 2
Category | Measure | Busbar Savings | First Cost | Admin Cost | First Year Program Cost | PV Cost | PV Benefits | Unit Program Cost: First Year Program Cost in $/average annual kW saved | Utility System Net Levelized Cost (Net of T&D Capacity Benefits, Act Credit & Risk-Mitigation) in mills/kWh | TRC Net Levelized Cost (Net of All Benefits) in mills/kWh | TRC B/C Ratio | Net Electric & Gas System CO2 Avoided (Lifetime Tons) | Wholesale KW | Jan | Feb | Mar | Apr | May | Jun | Jul | Aug | Sep | Oct | Nov | Dec | Jan | Feb | Mar | Apr | May | Jun | Jul | Aug | Sep | Oct | Nov | Dec
1 - LDC voltage control method |  | 4.4347 | 0.1661 | 0.03322 | 0.19932 | 0.33964 | 2.7429 | 393.7197 | -3.1103 | -2.4129 | 8.0757 | 0.04213 | 0.00062865 | 0.25037 | 0.22874 | 0.26635 | 0.18204 | 0.1893 | 0.18943 | 0.22227 | 0.23932 | 0.21224 | 0.2245 | 0.20132 | 0.24953 | 0.17971 | 0.15761 | 0.1587 | 0.12169 | 0.12451 | 0.11438 | 0.1666 | 0.14918 | 0.16226 | 0.12551 | 0.14012 | 0.17903
2 - Light system improvements |  | 2.6564 | 0.24985 | 0.04997 | 0.29982 | 0.41481 | 1.643 | 988.6958 | 1.6905 | 3.4417 | 3.9608 | 0.025236 | 0.00037656 | 0.14998 | 0.13702 | 0.15955 | 0.10904 | 0.11339 | 0.11347 | 0.13314 | 0.14335 | 0.12713 | 0.13448 | 0.12059 | 0.14947 | 0.10765 | 0.094411 | 0.095061 | 0.072892 | 0.074584 | 0.068516 | 0.099795 | 0.089359 | 0.097194 | 0.075181 | 0.083934 | 0.10724
3 - Major system improvements |  | 2.9179 | 1.802 | 0.3604 | 2.1624 | 2.6946 | 1.8047 | 6491.9525 | 48.4038 | 59.9026 | 0.66975 | 0.02772 | 0.00041363 | 0.16474 | 0.1505 | 0.17525 | 0.11977 | 0.12455 | 0.12464 | 0.14625 | 0.15746 | 0.13964 | 0.14772 | 0.13246 | 0.16418 | 0.11824 | 0.1037 | 0.10442 | 0.080067 | 0.081925 | 0.07526 | 0.10962 | 0.098154 | 0.10676 | 0.08258 | 0.092195 | 0.11779
4 - EOL voltage control method |  | 1.4954 | 1.3898 | 0.27797 | 1.6678 | 2.1292 | 0.92491 | 9769.7891 | 79.4152 | 96.7199 | 0.43439 | 0.014207 | 0.00021198 | 0.084428 | 0.077133 | 0.089816 | 0.061384 | 0.063834 | 0.063876 | 0.074952 | 0.0807 | 0.071567 | 0.075705 | 0.067886 | 0.084143 | 0.060599 | 0.053148 | 0.053514 | 0.041034 | 0.041987 | 0.038571 | 0.056179 | 0.050304 | 0.054715 | 0.042322 | 0.04725 | 0.060369
A - SCL implement EOL w/ major system improvements |  | 0.11583 | 0.35146 | 0.070292 | 0.42175 | 0.51893 | 0.071638 | 31897.5352 | 265.1216 | 321.62 | 0.13805 | 0.0011004 | 1.6419e-05 | 0.0065393 | 0.0059742 | 0.0069566 | 0.0047544 | 0.0049442 | 0.0049474 | 0.0058053 | 0.0062505 | 0.0055431 | 0.0058636 | 0.0052581 | 0.0065172 | 0.0046936 | 0.0041165 | 0.0041448 | 0.0031782 | 0.003252 | 0.0029874 | 0.0043512 | 0.0038962 | 0.0042379 | 0.003278 | 0.0036597 | 0.0046758

## M_Input
Data Set Name | [13 empty] | #REF!
Measure Index Name | Distribution System Efficiency
Costs must be denominated in the same year as 'Input Cost Reference Year' = |  | 2012
| Units => | MWh Savings per MWh Total Sales
1 | 2 | 3 | 4 | 5 | 6 | 7 | 8 | 9 | 10 | 11 | 12 | 13 | 14 | 15 | 16 | 17 | 18 | 19 | 20 | 21 | 22 | 23
Input Data | [7 empty] | Periodic Replacement Costs and Savings and Replacement Period | [5 empty] | Gas Inputs |  | Retro or LO | Early Retrofit Parameters
Category Name | Measure Name | Savings (kwh/yr) | Life (yrs) | Capital Cost | Annual O&M | Shape Pointer | Non-E Val ($/yr) | Cost 1 ($) | Period 1 | Cost 2 ($) | Period 2 | Cost 3 ($) | Period 3 | Savings (therms/yr) | Shape Pointer | R or L | Savings 2 (kWh) | Remaining Life (yrs) | Salvage Value ($)
1 - LDC voltage control method | 1 - LDC voltage control method | 4.1286 | 15 | 0.1661 | 0.0070403 | S-All-UD-CVR-All-All-N
2 - Light system improvements | 2 - Light system improvements | 2.4731 | 15 | 0.24985 | 0.0035202 | S-All-UD-CVR-All-All-N
3 - Major system improvements | 3 - Major system improvements | 2.7165 | 15 | 1.802 | 0.0035202 | S-All-UD-CVR-All-All-N
4 - EOL voltage control method | 4 - EOL voltage control method | 1.3922 | 15 | 1.3898 | 0.0064659 | S-All-UD-CVR-All-All-N
A - SCL implement EOL w/ major system improvements | A - SCL implement EOL w/ major system improvements | 0.10783 | 15 | 0.35146 | 0.00019988 | S-All-UD-CVR-All-All-N
ProCost Results
Version: | ProCost 3.0 - Beta04
Run Time: | Thursday, 19 March , 2015 at 3:00 AM
Regurgitation of ProData input parameters which were used for this run
| Run Parameters |  | Run Parameters |  |  | Marginal Cost & Conservation Load Shape Parameters | [9 empty] | Sponsor Parameters | [5 empty] | Program Parameters |  |  | Utility System Parameters
| Run Type | Electric | Run Type | Electric |  | Marginal Costs and Savings Shape File | Q:\SeventhPlan\Conservation Analysis\Global EE Inputs\MC Files\MC_AND_LOADSHAPE_v3.0_24segment-7P-D9 - NewSegValues.xlsx |  |  | 6P MidC Final (with carbon) | [6 empty] | Customer | Wholesale Elec | Retail Elec | Nat Gas |  | Program Life (yrs) | 20 |  |  | Electric | Gas
| Negative B/C Ratios | Off | Negative B/C Ratios | Off |  | Marginal Elec Avoided Cost Input Worksheet | 7P Mid |  |  | Conservation Load Shapes | [5 empty] | Real After-Tax Cost of Capital | 0.063039 | 0.043878 | 0.053289 | 0.054479 |  | Program Start Date | 2016 |  | Bulk System T&D Loss Factor | 0.0040389 | 0.01
| Admin Cost @ Category Level | On | Admin Cost @ Category Level | On |  | Elec Savings Shape Input Worksheet | GLSShapes |  |  | 6P_Gas_Final | [5 empty] | Financial Life (years) | 12 | 12 | 1 | 1 |  | Present Value Time Zero | 2016 |  | Bulk System T&D Credit ($/kw-yr)($/dailytherm-yr) | 26 | 0
| Repeat Periodic Replacement | On | Repeat Periodic Replacement | On |  | Marginal Gas Avoided Cost Input Worksheet | 7P Gas |  |  | Conservation Load Shapes | [6 empty] | Customer | Wholesale Elec | Retail Elec | Nat Gas |  | Input Cost Reference Year | 2012 |  | Bulk System T&D I2R Loss Component (%) | 0.9 | N/A
[6 empty] | Gas Savings Shape Input Worksheet | GLSShapes | [8 empty] | Sponsor Share of Initial Capital Cost | 0 | 0.3 | 0.7 | 0 |  | Real Discount Rate | 0.04 |  | Local System Dist Loss Factor | 0.047399 | 0
| Run Type: | Electric |  |  |  | Marginal Elec CO2 per kWh Input Worksheet | CO2 lbs per kWh .95 |  |  | CO2 lbs per therm | [5 empty] | Sponsor Share of Annual O&M | 0 | 0.3 | 0.7 | 0 |  | Capital Real Escalation Rate | 0 |  | Local System Dist Credit ($/kw-yr)($/dailytherm-yr) | 31 | 0
| Negative B/C Ratios: | False: (Converts Negative B/C Ratios) |  |  |  | Marginal Gas CO2 per therm Input Worksheet | CO2 lbs per therm |  |  | Zero Dollars per ton CO2 | [5 empty] | Sponsor Share of Periodic Replacement Cost | 0 | 0.3 | 0.7 | 0 |  | Admin Cost (as % of Initial Capital Cost) | 0.2 |  | Local System Dist I2R Loss Component (%) | 0.7 | N/A
| Admin Cost / Category Level: | True: Admin Costs added at Category Results |  |  |  | Marginal Avoided Cost CO2 Input Worksheet | Zero Dollars per ton CO2 |  |  | LineLossShapes | [5 empty] | Sponsor Share of Admin Cost |  | 0.3 | 0.7 | 0 |  | Regional Act Conservation Credit (%) | 0 |  | Risk-Mitigation Credit (mills/kWh)(mills/therm) - Retro. | 0 | 0
| Periodic O&M Treatment: | True: (Periodic O&M Repeats over measure life) |  |  |  | Line Loss Shape Input Worksheet | LineLossShapes | [8 empty] | Last Year of Non-Customer O&M & Period Replacement |  | 20 |  |  |  | Report Annual Carbon Saved for Year | 2018 |  | Risk-Mitigation Credit (mills/kWh)(mills/therm) - Lost Op. | 0 | 0
Measure Results; Sorted in same order as input
Total Results |  | Measure Input Data | [8 empty] | Savings | [5 empty] | PV Capital |  |  |  | PV Admin |  |  |  | PV O&M |  |  |  | PV Periodic Repl. |  |  |  | Total PV Capital, O&M and Periodic Repl Costs |  |  |  |  | PV Wholesale Electric Utility Costs & Benefits | [6 empty] | PV Retail Electric Utility Costs & Benefits | [6 empty] | PV Electric Utility System Costs & Benefits | [5 empty] | Electric Utility System Economics |  | Sponsor Levelized Cost (mills/kwh) |  |  |  |  | PV Regional Costs & Benefits | [15 empty] | TRC Economics |  | Physical CO2 | [5 empty] | Gas Inputs |  |  |  | PV Gas Utility System Costs & Benefits |  |  |  |  | Gas Utility System Economics
Category | Measure | Measure Life | Site Savings (kWh) | Site Savings (therms) | Capital Cost ($/unit) | Annual O&M Cost ($/unit) | PV Per. Repl. Cost ($/unit) | Load Shape (electric) | Diversified Load Factor (electric) | Wholesale Power Coincidence Factor (electric) | Wholesale Electric Energy (kWh) | Wholesale Electric Demand (kw) | Retail Electric Demand (kW) | Wholesale Gas Energy (therms/yr) | Wholesale Gas Demand (therms/day) | Retail Gas Demand (therms/day) | Wholesale Electric | Retail Electric | Natural Gas | Customer | Wholesale Electric | Retail Electric | Natural Gas | Customer | Wholesale Electric | Retail Electric | Natural Gas | Customer | Wholesale Electric | Retail Electric | Natural Gas | Customer | Wholesale Electric | Retail Electric | Natural Gas | Customer | Total | Wholesale Utility System Energy | Wholesale Utility System T&D Def. Cap. | Wholesale Utility System Act C-E Credit | Wholesale Utility System Risk Mitigation Benefit | Wholesale Utility System Total System Benefit | Wholesale Utility System Total Non-Consumer Cost | Wholesale Utility System B/C Ratio | Retail Utility System Energy | Retail Utility System T&D Def. Cap. | Retail Utility System Act C-E Credit | Retail Utility System Risk Mitigation Benefit | Retail Utility System Total System Benefit | Retail Utility System Total Non-Consumer Cost | Retail Utility System System B/C Ratio | Utility System Energy | Utility System T&D Def. Cap. | Utility System Act C-E Credit | Utility System Total Risk Mitigation Benefit | Utility System Total System Benefit | Utility System Total Non-Consumer Cost | Utility System Net Levelized Cost (Net of Elec T&D Capacity Benefits, Act Credit & Risk-Mitigation Benefit) in mills/kwh | Utility System System B/C Ratio | Wholesale Electric Levelized Cost | Retail Electric Levelized Cost | Natural Gas Levelized Cost | Customer Levelized Cost | Total Levelized Cost | PV Regional Electric Energy | PV Regional Gas Energy | PV Regional Electric T&D Def. Cap. | PV Regional Gas T&D Def. Cap. | PV Regional Electric System CO2 | PV Regional Gas System CO2 | PV Regional Electric System Risk-Mitigation Benefit | PV Regional Gas System Risk-Mitigation Benefit | PV Regional Non-E Value | PV Regional Act Credit | PV Regional Capital Cost | PV Regional Admin Cost | PV Regional Annual O&M Cost | PV Regional Periodic Replacement Cost | PV Total Regional Benefit | PV Total Regional Cost | TRC B/C Ratio | TRC Net Levelized Cost (Net of All Benefits) in mills/kWh | Electric System CO2 Avoided (Lifetime Tons) | Gas System CO2 Avoided (Lifetime Tons) | Total System CO2 Avoided (Lifetime Tons) | Electric System CO2 Avoided (Annual Tons in 2018) | Gas System CO2 Avoided (Annual Tons in 2018) | Total System CO2 Avoided (Annual Tons in 2018) | Gas Site Savings (therms) | Load Shape (gas) | Diversitfied Load Factor (gas) | Wholesale Coincidence Factor (gas) | Total Gas Utility System Energy | Gas Utility System T&D Def. Cap. | Gas Utility System Risk Mitigation Benefit | Gas Utility System Total System Benefit | Gas Utility System Total Non-Consumer Cost | Gas Utility System Net Levelized Cost (Net of Gas T&D Capacity Benefits & Risk-Mitigation Benefits) in cents/therm | Gas Utility System System B/C Ratio
1 - LDC voltage control method | 1 - LDC voltage control method | 15 | 4.1286 | 0 | 0.1661 | 0.0070403 | 0 | S-All-UD-CVR-All-All-N |  |  | 4.4347 | 0.00062865 | 0.00062411 | 0 | 0 | 0 | 0.050957 | 0.11775 | 0 | 0.04203 | (na) | (na) | (na) | (na) | 0.028704 | 0.066976 | 0 | 0 | 0 | 0 | 0 | 0 | 0.079662 | 0.18473 | 0 | 0.04203 | 0.30642 | 2.2578 | 0.22213 | 0 | 0 | 2.4799 | 0.079662 | 31.1308 | 2.2578 | 0.26294 | 0 | 0 | 2.5207 | 0.18473 | 13.6454 | 2.2578 | 0.48507 | 0 | 0 | 2.7429 | 0.26439 | -3.6615 | 10.3742 | 1.3218 | 3.0651 | 0 | 0.69737 | 5.0842 | 2.2578 | 0 | 0.48507 | 0 | 0 | 0 | 0 | 0 | 0 | 0 | 0.21074 |  | 0.09568 | 0 | 2.7429 | 0.30642 | 8.9512 | -2.9641 | 0.04213 | 0 | 0.04213 | 0.0021065 | 0 | 0.0021065 | 0 |  | 0 | 0 | 0 | 0 | 0 | 0 | 0 | 9999 | 9999
2 - Light system improvements | 2 - Light system improvements | 15 | 2.4731 | 0 | 0.24985 | 0.0035202 | 0 | S-All-UD-CVR-All-All-N |  |  | 2.6564 | 0.00037656 | 0.00037385 | 0 | 0 | 0 | 0.076651 | 0.17713 | 0 | 0.063222 | (na) | (na) | (na) | (na) | 0.014352 | 0.033488 | 0 | 0 | 0 | 0 | 0 | 0 | 0.091003 | 0.21062 | 0 | 0.063222 | 0.36484 | 1.3524 | 0.13306 | 0 | 0 | 1.4855 | 0.091003 | 16.3237 | 1.3524 | 0.1575 | 0 | 0 | 1.5099 | 0.21062 | 7.1692 | 1.3524 | 0.29056 | 0 | 0 | 1.643 | 0.30162 | 0.30634 | 5.4473 | 2.5207 | 5.834 | 0 | 1.7512 | 10.1059 | 1.3524 | 0 | 0.29056 | 0 | 0 | 0 | 0 | 0 | 0 | 0 | 0.317 |  | 0.04784 | 0 | 1.643 | 0.36484 | 4.5033 | 2.0576 | 0.025236 | 0 | 0.025236 | 0.0012618 | 0 | 0.0012618 | 0 |  | 0 | 0 | 0 | 0 | 0 | 0 | 0 | 9999 | 9999
3 - Major system improvements | 3 - Major system improvements | 15 | 2.7165 | 0 | 1.802 | 0.0035202 | 0 | S-All-UD-CVR-All-All-N |  |  | 2.9179 | 0.00041363 | 0.00041064 | 0 | 0 | 0 | 0.55284 | 1.2775 | 0 | 0.45599 | (na) | (na) | (na) | (na) | 0.014352 | 0.033488 | 0 | 0 | 0 | 0 | 0 | 0 | 0.56719 | 1.311 | 0 | 0.45599 | 2.3342 | 1.4856 | 0.14615 | 0 | 0 | 1.6317 | 0.56719 | 2.8768 | 1.4856 | 0.173 | 0 | 0 | 1.6586 | 1.311 | 1.2651 | 1.4856 | 0.31916 | 0 | 0 | 1.8047 | 1.8782 | 39.3153 | 0.96087 | 14.3031 | 33.0605 | 0 | 11.4989 | 58.8625 | 1.4856 | 0 | 0.31916 | 0 | 0 | 0 | 0 | 0 | 0 | 0 | 2.2864 |  | 0.04784 | 0 | 1.8047 | 2.3342 | 0.77316 | 50.8142 | 0.02772 | 0 | 0.02772 | 0.001386 | 0 | 0.001386 | 0 |  | 0 | 0 | 0 | 0 | 0 | 0 | 0 | 9999 | 9999
4 - EOL voltage control method | 4 - EOL voltage control method | 15 | 1.3922 | 0 | 1.3898 | 0.0064659 | 0 | S-All-UD-CVR-All-All-N |  |  | 1.4954 | 0.00021198 | 0.00021045 | 0 | 0 | 0 | 0.42639 | 0.98531 | 0 | 0.35169 | (na) | (na) | (na) | (na) | 0.026362 | 0.061512 | 0 | 0 | 0 | 0 | 0 | 0 | 0.45275 | 1.0468 | 0 | 0.35169 | 1.8513 | 0.76134 | 0.074904 | 0 | 0 | 0.83625 | 0.45275 | 1.8471 | 0.76134 | 0.088664 | 0 | 0 | 0.85001 | 1.0468 | 0.81199 | 0.76134 | 0.16357 | 0 | 0 | 0.92491 | 1.4996 | 65.7379 | 0.61679 | 22.2774 | 51.5089 | 0 | 17.3047 | 91.091 | 0.76134 | 0 | 0.16357 | 0 | 0 | 0 | 0 | 0 | 0 | 0 | 1.7634 |  | 0.087874 | 0 | 0.92491 | 1.8513 | 0.49961 | 83.0426 | 0.014207 | 0 | 0.014207 | 0.00071032 | 0 | 0.00071032 | 0 |  | 0 | 0 | 0 | 0 | 0 | 0 | 0 | 9999 | 9999
A - SCL implement EOL w/ major system improvements | A - SCL implement EOL w/ major system improvements | 15 | 0.10783 | 0 | 0.35146 | 0.00019988 | 0 | S-All-UD-CVR-All-All-N |  |  | 0.11583 | 1.6419e-05 | 1.63e-05 | 0 | 0 | 0 | 0.10782 | 0.24917 | 0 | 0.088934 | (na) | (na) | (na) | (na) | 0.00081494 | 0.0019015 | 0 | 0 | 0 | 0 | 0 | 0 | 0.10864 | 0.25107 | 0 | 0.088934 | 0.44864 | 0.058969 | 0.0058016 | 0 | 0 | 0.064771 | 0.10864 | 0.5962 | 0.058969 | 0.0068674 | 0 | 0 | 0.065836 | 0.25107 | 0.26223 | 0.058969 | 0.012669 | 0 | 0 | 0.071638 | 0.35971 | 220.4664 | 0.19916 | 69.0165 | 159.4982 | 0 | 56.4984 | 285.0132 | 0.058969 | 0 | 0.012669 | 0 | 0 | 0 | 0 | 0 | 0 | 0 | 0.44592 |  | 0.0027165 | 0 | 0.071638 | 0.44864 | 0.15968 | 276.9648 | 0.0011004 | 0 | 0.0011004 | 5.5017e-05 | 0 | 5.5017e-05 | 0 |  | 0 | 0 | 0 | 0 | 0 | 0 | 0 | 9999 | 9999
Category Results; Sorted by TRC Levelized Cost
Total Results |  | Measure Input Data | [8 empty] | Savings | [5 empty] | PV Capital |  |  |  | PV Admin |  |  |  | PV O&M |  |  |  | PV Periodic Repl. |  |  |  | Total PV Capital, O&M and Periodic Repl Costs |  |  |  |  | PV Wholesale Electric Utility Costs & Benefits | [6 empty] | PV Retail Electric Utility Costs & Benefits | [6 empty] | PV Electric Utility System Costs & Benefits | [5 empty] | Electric Utility System Economics |  | Sponsor Levelized Cost (mills/kwh) |  |  |  |  | PV Regional Costs & Benefits | [15 empty] | TRC Economics |  | Physical CO2 | [5 empty] | Gas Inputs |  |  |  | PV Gas Utility System Costs & Benefits |  |  |  |  | Gas Utility System Economics
Category | Measure | Measure Life | Site Savings (kWh) | Site Savings (therms) | Capital Cost ($/unit) | Annual O&M Cost ($/unit) | PV Per. Repl. Cost ($/unit) | Load Shape (electric) | Diversified Load Factor (electric) | Wholesale Power Coincidence Factor (electric) | Wholesale Electric Energy (kWh) | Wholesale Electric Demand (kw) | Retail Electric Demand (kW) | Wholesale Gas Energy (therms/yr) | Wholesale Gas Demand (therms/day) | Retail Gas Demand (therms/day) | Wholesale Electric | Retail Electric | Natural Gas | Customer | Wholesale Electric | Retail Electric | Natural Gas | Customer | Wholesale Electric | Retail Electric | Natural Gas | Customer | Wholesale Electric | Retail Electric | Natural Gas | Customer | Wholesale Electric | Retail Electric | Natural Gas | Customer | Total | Wholesale Utility System Energy | Wholesale Utility System T&D Def. Cap. | Wholesale Utility System Act C-E Credit | Wholesale Utility System Risk Mitigation Benefit | Wholesale Utility System Total System Benefit | Wholesale Utility System Total Non-Consumer Cost | Wholesale Utility System B/C Ratio | Retail Utility System Energy | Retail Utility System T&D Def. Cap. | Retail Utility System Act C-E Credit | Retail Utility System Risk Mitigation Benefit | Retail Utility System Total System Benefit | Retail Utility System Total Non-Consumer Cost | Retail Utility System System B/C Ratio | Utility System Energy | Utility System T&D Def. Cap. | Utility System Act C-E Credit | Utility System Total Risk Mitigation Benefit | Utility System Total System Benefit | Utility System Total Non-Consumer Cost | Utility System Net Levelized Cost (Net of Elec T&D Capacity Benefits, Act Credit & Risk-Mitigation Benefit) in mills/kwh | Utility System System B/C Ratio | Wholesale Electric Levelized Cost | Retail Electric Levelized Cost | Natural Gas Levelized Cost | Customer Levelized Cost | Total Levelized Cost | PV Regional Electric Energy | PV Regional Gas Energy | PV Regional Electric T&D Def. Cap. | PV Regional Gas T&D Def. Cap. | PV Regional Electric System CO2 | PV Regional Gas System CO2 | PV Regional Electric System Risk-Mitigation Benefit | PV Regional Gas System Risk-Mitigation Benefit | PV Regional Non-E Value | PV Regional Act Credit | PV Regional Capital Cost | PV Regional Admin Cost | PV Regional Annual O&M Cost | PV Regional Periodic Replacement Cost | PV Total Regional Benefit | PV Total Regional Cost | TRC B/C Ratio | TRC Net Levelized Cost (Net of All Benefits) in mills/kWh | Electric System CO2 Avoided (Lifetime Tons) | Gas System CO2 Avoided (Lifetime Tons) | Total System CO2 Avoided (Lifetime Tons) | Electric System CO2 Avoided (Annual Tons in 2018) | Gas System CO2 Avoided (Annual Tons in 2018) | Total System CO2 Avoided (Annual Tons in 2018) | Gas Site Savings (therms) | Load Shape (gas) | Diversitfied Load Factor (gas) | Wholesale Coincidence Factor (gas) | Total Gas Utility System Energy | Gas Utility System T&D Def. Cap. | Gas Utility System Risk Mitigation Benefit | Gas Utility System Total System Benefit | Gas Utility System Total Non-Consumer Cost | Gas Utility System Net Levelized Cost (Net of Gas T&D Capacity Benefits & Risk-Mitigation Benefits) in cents/therm | Gas Utility System System B/C Ratio
1 - LDC voltage control method |  | 15 | 4.1286 | 0 | 0.1661 | 0.0070403 | 0 |  |  |  | 4.4347 | 0.00062865 | 0.00062411 | 0 | 0 | 0 | 0.050957 | 0.11775 | 0 | 0.04203 | 0.0099659 | 0.023254 | 0 | 0 | 0.028704 | 0.066976 | 0 | 0 | 0 | 0 | 0 | 0 | 0.089627 | 0.20798 | 0 | 0.04203 | 0.33964 | 2.2578 | 0.22213 | 0 | 0 | 2.4799 | 0.089627 | 27.6693 | 2.2578 | 0.26294 | 0 | 0 | 2.5207 | 0.20798 | 12.1198 | 2.2578 | 0.48507 | 0 | 0 | 2.7429 | 0.29761 | -3.1103 | 9.2162 | 1.4871 | 3.4509 | 0 | 0.69737 | 5.6354 | 2.2578 | 0 | 0.48507 | 0 | 0 | 0 | 0 | 0 | 0 | 0 | 0.21074 | 0.03322 | 0.09568 | 0 | 2.7429 | 0.33964 | 8.0757 | -2.4129 | 0.04213 | 0 | 0.04213 | 0.0021065 | 0 | 0.0021065 | 0 |  | 0 | 0 | 0 | 0 | 0 | 0 | 0 | 9999 | 9999
2 - Light system improvements |  | 15 | 2.4731 | 0 | 0.24985 | 0.0035202 | 0 |  |  |  | 2.6564 | 0.00037656 | 0.00037385 | 0 | 0 | 0 | 0.076651 | 0.17713 | 0 | 0.063222 | 0.014991 | 0.034979 | 0 | 0 | 0.014352 | 0.033488 | 0 | 0 | 0 | 0 | 0 | 0 | 0.10599 | 0.24559 | 0 | 0.063222 | 0.41481 | 1.3524 | 0.13306 | 0 | 0 | 1.4855 | 0.10599 | 14.015 | 1.3524 | 0.1575 | 0 | 0 | 1.5099 | 0.24559 | 6.1481 | 1.3524 | 0.29056 | 0 | 0 | 1.643 | 0.35159 | 1.6905 | 4.6731 | 2.936 | 6.8029 | 0 | 1.7512 | 11.4901 | 1.3524 | 0 | 0.29056 | 0 | 0 | 0 | 0 | 0 | 0 | 0 | 0.317 | 0.04997 | 0.04784 | 0 | 1.643 | 0.41481 | 3.9608 | 3.4417 | 0.025236 | 0 | 0.025236 | 0.0012618 | 0 | 0.0012618 | 0 |  | 0 | 0 | 0 | 0 | 0 | 0 | 0 | 9999 | 9999
3 - Major system improvements |  | 15 | 2.7165 | 0 | 1.802 | 0.0035202 | 0 |  |  |  | 2.9179 | 0.00041363 | 0.00041064 | 0 | 0 | 0 | 0.55284 | 1.2775 | 0 | 0.45599 | 0.10812 | 0.25228 | 0 | 0 | 0.014352 | 0.033488 | 0 | 0 | 0 | 0 | 0 | 0 | 0.67531 | 1.5633 | 0 | 0.45599 | 2.6946 | 1.4856 | 0.14615 | 0 | 0 | 1.6317 | 0.67531 | 2.4162 | 1.4856 | 0.173 | 0 | 0 | 1.6586 | 1.5633 | 1.0609 | 1.4856 | 0.31916 | 0 | 0 | 1.8047 | 2.2386 | 48.4038 | 0.80617 | 17.0297 | 39.4225 | 0 | 11.4989 | 67.951 | 1.4856 | 0 | 0.31916 | 0 | 0 | 0 | 0 | 0 | 0 | 0 | 2.2864 | 0.3604 | 0.04784 | 0 | 1.8047 | 2.6946 | 0.66975 | 59.9026 | 0.02772 | 0 | 0.02772 | 0.001386 | 0 | 0.001386 | 0 |  | 0 | 0 | 0 | 0 | 0 | 0 | 0 | 9999 | 9999
4 - EOL voltage control method |  | 15 | 1.3922 | 0 | 1.3898 | 0.0064659 | 0 |  |  |  | 1.4954 | 0.00021198 | 0.00021045 | 0 | 0 | 0 | 0.42639 | 0.98531 | 0 | 0.35169 | 0.08339 | 0.19458 | 0 | 0 | 0.026362 | 0.061512 | 0 | 0 | 0 | 0 | 0 | 0 | 0.53614 | 1.2414 | 0 | 0.35169 | 2.1292 | 0.76134 | 0.074904 | 0 | 0 | 0.83625 | 0.53614 | 1.5598 | 0.76134 | 0.088664 | 0 | 0 | 0.85001 | 1.2414 | 0.68472 | 0.76134 | 0.16357 | 0 | 0 | 0.92491 | 1.7775 | 79.4152 | 0.52033 | 26.3806 | 61.083 | 0 | 17.3047 | 104.7683 | 0.76134 | 0 | 0.16357 | 0 | 0 | 0 | 0 | 0 | 0 | 0 | 1.7634 | 0.27797 | 0.087874 | 0 | 0.92491 | 2.1292 | 0.43439 | 96.7199 | 0.014207 | 0 | 0.014207 | 0.00071032 | 0 | 0.00071032 | 0 |  | 0 | 0 | 0 | 0 | 0 | 0 | 0 | 9999 | 9999
A - SCL implement EOL w/ major system improvements |  | 15 | 0.10783 | 0 | 0.35146 | 0.00019988 | 0 |  |  |  | 0.11583 | 1.6419e-05 | 1.63e-05 | 0 | 0 | 0 | 0.10782 | 0.24917 | 0 | 0.088934 | 0.021088 | 0.049204 | 0 | 0 | 0.00081494 | 0.0019015 | 0 | 0 | 0 | 0 | 0 | 0 | 0.12973 | 0.30027 | 0 | 0.088934 | 0.51893 | 0.058969 | 0.0058016 | 0 | 0 | 0.064771 | 0.12973 | 0.49928 | 0.058969 | 0.0068674 | 0 | 0 | 0.065836 | 0.30027 | 0.21926 | 0.058969 | 0.012669 | 0 | 0 | 0.071638 | 0.43 | 265.1216 | 0.1666 | 82.413 | 190.7569 | 0 | 56.4984 | 329.6683 | 0.058969 | 0 | 0.012669 | 0 | 0 | 0 | 0 | 0 | 0 | 0 | 0.44592 | 0.070292 | 0.0027165 | 0 | 0.071638 | 0.51893 | 0.13805 | 321.62 | 0.0011004 | 0 | 0.0011004 | 5.5017e-05 | 0 | 5.5017e-05 | 0 |  | 0 | 0 | 0 | 0 | 0 | 0 | 0 | 9999 | 9999
Supply Curve Results; Categories sorted by TRC Net Levelized Cost
Totals for Categories with Benefits Exceeding Costs. Levelized cost is TRC Net Levelized Cost (Net of Benefits) | [12 empty] | Savings Allocation by Cost Bin and Month for Segments 1 | [12 empty] | Savings Allocation by Cost Bin and Month for Segments 2
| Totals Basis | Busbar Electric Savings in kWh | First Cost | Admin Cost | First Year Program Cost | PV Cost | PV Benefits | Unit Program Cost: First Year Program Cost in $/average annual kW saved | Utility System Net Levelized Cost (Net of T&D Capacity Benefits, Act Credit & Risk-Mitigation) in mills/kWh | TRC Net Levelized Cost (Net of All Benefits) in mills/kWh | TRC B/C Ratio | Net Electric & Gas System CO2 Avoided (Lifetime Tons) | Jan | Feb | Mar | Apr | May | Jun | Jul | Aug | Sep | Oct | Nov | Dec |  | Jan | Feb | Mar | Apr | May | Jun | Jul | Aug | Sep | Oct | Nov | Dec
| Measures with B/C > 1.00 | 7.0911 | 0.41595 | 0 | 0.41595 | 0.67126 | 4.3859 | 513.8376 | -2.1751 | -1.0829 | 7.285 | 0.067367 | 0.40035 | 0.36576 | 0.4259 | 0.29108 | 0.30269 | 0.3029 | 0.35542 | 0.38268 | 0.33937 | 0.35899 | 0.32191 | 0.399 |  | 0.28735 | 0.25202 | 0.25376 | 0.19458 | 0.1991 | 0.1829 | 0.2664 | 0.23854 | 0.25945 | 0.20069 | 0.22406 | 0.28627
| Categories with B/C > 1.00 | 7.0911 | 0.41595 | 0.083189 | 0.49914 | 0.75445 | 4.3859 | 616.6052 | -1.3119 | -0.21971 | 6.5342 | 0.067367 | 0.29995 | 0.27404 | 0.3191 | 0.21808 | 0.22679 | 0.22694 | 0.26629 | 0.28671 | 0.25426 | 0.26896 | 0.24118 | 0.29894 |  | 0.21529 | 0.18882 | 0.19012 | 0.14578 | 0.14917 | 0.13703 | 0.19959 | 0.17872 | 0.19439 | 0.15036 | 0.16787 | 0.21448
Supply Curve Results: By TRC Net Levelized Cost - Net of Benefits
| Block 1: <= 0 mills/kWh | 4.4347 | 0.1661 | 0.03322 | 0.19932 | 0.33964 | 2.7429 | 393.7197 | -3.1103 | -2.4129 | 8.0757 | 0.04213 | 0.25037 | 0.22874 | 0.26635 | 0.18204 | 0.1893 | 0.18943 | 0.22227 | 0.23932 | 0.21224 | 0.2245 | 0.20132 | 0.24953 |  | 0.17971 | 0.15761 | 0.1587 | 0.12169 | 0.12451 | 0.11438 | 0.1666 | 0.14918 | 0.16226 | 0.12551 | 0.14012 | 0.17903
| Block 2: <= 10 mills/kWh | 2.6564 | 0.24985 | 0.04997 | 0.29982 | 0.41481 | 1.643 | 988.6958 | 1.6905 | 3.4417 | 3.9608 | 0.025236 | 0.14998 | 0.13702 | 0.15955 | 0.10904 | 0.11339 | 0.11347 | 0.13314 | 0.14335 | 0.12713 | 0.13448 | 0.12059 | 0.14947 |  | 0.10765 | 0.094411 | 0.095061 | 0.072892 | 0.074584 | 0.068516 | 0.099795 | 0.089359 | 0.097194 | 0.075181 | 0.083934 | 0.10724
| Block 3: 10-20 mills/kWh | 0 | 0 | 0 | 0 | 0 | 0 | 0 | 0 | 0 | 0 | 0 | 0 | 0 | 0 | 0 | 0 | 0 | 0 | 0 | 0 | 0 | 0 | 0 |  | 0 | 0 | 0 | 0 | 0 | 0 | 0 | 0 | 0 | 0 | 0 | 0
| Block 4: 20-30 mills/kWh | 0 | 0 | 0 | 0 | 0 | 0 | 0 | 0 | 0 | 0 | 0 | 0 | 0 | 0 | 0 | 0 | 0 | 0 | 0 | 0 | 0 | 0 | 0 |  | 0 | 0 | 0 | 0 | 0 | 0 | 0 | 0 | 0 | 0 | 0 | 0
| Block 5: 30-40 mills/kWh | 0 | 0 | 0 | 0 | 0 | 0 | 0 | 0 | 0 | 0 | 0 | 0 | 0 | 0 | 0 | 0 | 0 | 0 | 0 | 0 | 0 | 0 | 0 |  | 0 | 0 | 0 | 0 | 0 | 0 | 0 | 0 | 0 | 0 | 0 | 0
| Block 6: 40-50 mills/kWh | 0 | 0 | 0 | 0 | 0 | 0 | 0 | 0 | 0 | 0 | 0 | 0 | 0 | 0 | 0 | 0 | 0 | 0 | 0 | 0 | 0 | 0 | 0 |  | 0 | 0 | 0 | 0 | 0 | 0 | 0 | 0 | 0 | 0 | 0 | 0
| Block 7: 50-60 mills/kWh | 2.9179 | 1.802 | 0.3604 | 2.1624 | 2.6946 | 1.8047 | 6491.9525 | 48.4038 | 59.9026 | 0.66975 | 0.02772 | 0.16474 | 0.1505 | 0.17525 | 0.11977 | 0.12455 | 0.12464 | 0.14625 | 0.15746 | 0.13964 | 0.14772 | 0.13246 | 0.16418 |  | 0.11824 | 0.1037 | 0.10442 | 0.080067 | 0.081925 | 0.07526 | 0.10962 | 0.098154 | 0.10676 | 0.08258 | 0.092195 | 0.11779
| Block 8: 60-70 mills/kWh | 0 | 0 | 0 | 0 | 0 | 0 | 0 | 0 | 0 | 0 | 0 | 0 | 0 | 0 | 0 | 0 | 0 | 0 | 0 | 0 | 0 | 0 | 0 |  | 0 | 0 | 0 | 0 | 0 | 0 | 0 | 0 | 0 | 0 | 0 | 0
| Block 9: 70-80 mills/kWh | 0 | 0 | 0 | 0 | 0 | 0 | 0 | 0 | 0 | 0 | 0 | 0 | 0 | 0 | 0 | 0 | 0 | 0 | 0 | 0 | 0 | 0 | 0 |  | 0 | 0 | 0 | 0 | 0 | 0 | 0 | 0 | 0 | 0 | 0 | 0
| Block 10: 80-90 mills/kWh | 0 | 0 | 0 | 0 | 0 | 0 | 0 | 0 | 0 | 0 | 0 | 0 | 0 | 0 | 0 | 0 | 0 | 0 | 0 | 0 | 0 | 0 | 0 |  | 0 | 0 | 0 | 0 | 0 | 0 | 0 | 0 | 0 | 0 | 0 | 0
| Block 11: 90-100 mills/kWh | 1.4954 | 1.3898 | 0.27797 | 1.6678 | 2.1292 | 0.92491 | 9769.7891 | 79.4152 | 96.7199 | 0.43439 | 0.014207 | 0.084428 | 0.077133 | 0.089816 | 0.061384 | 0.063834 | 0.063876 | 0.074952 | 0.0807 | 0.071567 | 0.075705 | 0.067886 | 0.084143 |  | 0.060599 | 0.053148 | 0.053514 | 0.041034 | 0.041987 | 0.038571 | 0.056179 | 0.050304 | 0.054715 | 0.042322 | 0.04725 | 0.060369
| Block 12: 100-110 mills/kWh | 0 | 0 | 0 | 0 | 0 | 0 | 0 | 0 | 0 | 0 | 0 | 0 | 0 | 0 | 0 | 0 | 0 | 0 | 0 | 0 | 0 | 0 | 0 |  | 0 | 0 | 0 | 0 | 0 | 0 | 0 | 0 | 0 | 0 | 0 | 0
| Block 13: 110-120 mills/kWh | 0 | 0 | 0 | 0 | 0 | 0 | 0 | 0 | 0 | 0 | 0 | 0 | 0 | 0 | 0 | 0 | 0 | 0 | 0 | 0 | 0 | 0 | 0 |  | 0 | 0 | 0 | 0 | 0 | 0 | 0 | 0 | 0 | 0 | 0 | 0
| Block 14: 120-130 mills/kWh | 0 | 0 | 0 | 0 | 0 | 0 | 0 | 0 | 0 | 0 | 0 | 0 | 0 | 0 | 0 | 0 | 0 | 0 | 0 | 0 | 0 | 0 | 0 |  | 0 | 0 | 0 | 0 | 0 | 0 | 0 | 0 | 0 | 0 | 0 | 0
| Block 15: 130-140 mills/kWh | 0 | 0 | 0 | 0 | 0 | 0 | 0 | 0 | 0 | 0 | 0 | 0 | 0 | 0 | 0 | 0 | 0 | 0 | 0 | 0 | 0 | 0 | 0 |  | 0 | 0 | 0 | 0 | 0 | 0 | 0 | 0 | 0 | 0 | 0 | 0
| Block 16: 140-150 mills/kWh | 0 | 0 | 0 | 0 | 0 | 0 | 0 | 0 | 0 | 0 | 0 | 0 | 0 | 0 | 0 | 0 | 0 | 0 | 0 | 0 | 0 | 0 | 0 |  | 0 | 0 | 0 | 0 | 0 | 0 | 0 | 0 | 0 | 0 | 0 | 0
| Block 17: 150-160 mills/kWh | 0 | 0 | 0 | 0 | 0 | 0 | 0 | 0 | 0 | 0 | 0 | 0 | 0 | 0 | 0 | 0 | 0 | 0 | 0 | 0 | 0 | 0 | 0 |  | 0 | 0 | 0 | 0 | 0 | 0 | 0 | 0 | 0 | 0 | 0 | 0
| Block 18: 160-170 mills/kWh | 0 | 0 | 0 | 0 | 0 | 0 | 0 | 0 | 0 | 0 | 0 | 0 | 0 | 0 | 0 | 0 | 0 | 0 | 0 | 0 | 0 | 0 | 0 |  | 0 | 0 | 0 | 0 | 0 | 0 | 0 | 0 | 0 | 0 | 0 | 0
| Block 19: 170-180 mills/kWh | 0 | 0 | 0 | 0 | 0 | 0 | 0 | 0 | 0 | 0 | 0 | 0 | 0 | 0 | 0 | 0 | 0 | 0 | 0 | 0 | 0 | 0 | 0 |  | 0 | 0 | 0 | 0 | 0 | 0 | 0 | 0 | 0 | 0 | 0 | 0
| Block 20: 180-190 mills/kWh | 0 | 0 | 0 | 0 | 0 | 0 | 0 | 0 | 0 | 0 | 0 | 0 | 0 | 0 | 0 | 0 | 0 | 0 | 0 | 0 | 0 | 0 | 0 |  | 0 | 0 | 0 | 0 | 0 | 0 | 0 | 0 | 0 | 0 | 0 | 0
| Block 21: 190-200 mills/kWh | 0 | 0 | 0 | 0 | 0 | 0 | 0 | 0 | 0 | 0 | 0 | 0 | 0 | 0 | 0 | 0 | 0 | 0 | 0 | 0 | 0 | 0 | 0 |  | 0 | 0 | 0 | 0 | 0 | 0 | 0 | 0 | 0 | 0 | 0 | 0
| Block 22: > 200 mills/kWh | 0.11583 | 0.35146 | 0.070292 | 0.42175 | 0.51893 | 0.071638 | 31897.5352 | 265.1216 | 321.62 | 0.13805 | 0.0011004 | 0.0065393 | 0.0059742 | 0.0069566 | 0.0047544 | 0.0049442 | 0.0049474 | 0.0058053 | 0.0062505 | 0.0055431 | 0.0058636 | 0.0052581 | 0.0065172 |  | 0.0046936 | 0.0041165 | 0.0041448 | 0.0031782 | 0.003252 | 0.0029874 | 0.0043512 | 0.0038962 | 0.0042379 | 0.003278 | 0.0036597 | 0.0046758
Shaped Savings Results; By Category and sorted by TRC BC ratio
[13 empty] | Savings Allocation by Cost Bin and Month for Segments 1 Feb: Savings Allocation by Category and Month for Segments 1 |  |  | Savings Allocation by Category and Month for Segments 2
Category | Measure | Busbar Savings | First Cost | Admin Cost | First Year Program Cost | PV Cost | PV Benefits | Unit Program Cost: First Year Program Cost in $/average annual kW saved | Utility System Net Levelized Cost (Net of T&D Capacity Benefits, Act Credit & Risk-Mitigation) in mills/kWh | TRC Net Levelized Cost (Net of All Benefits) in mills/kWh | TRC B/C Ratio | Net Electric & Gas System CO2 Avoided (Lifetime Tons) | Wholesale KW | Jan | Feb | Mar | Apr | May | Jun | Jul | Aug | Sep | Oct | Nov | Dec |  | Jan | Feb | Mar | Apr | May | Jun | Jul | Aug | Sep | Oct | Nov | Dec
1 - LDC voltage control method |  | 4.4347 | 0.1661 | 0.03322 | 0.19932 | 0.33964 | 2.7429 | 393.7197 | -3.1103 | -2.4129 | 8.0757 | 0.04213 | 0.00062865 | 0.25037 | 0.22874 | 0.26635 | 0.18204 | 0.1893 | 0.18943 | 0.22227 | 0.23932 | 0.21224 | 0.2245 | 0.20132 | 0.24953 |  | 0.17971 | 0.15761 | 0.1587 | 0.12169 | 0.12451 | 0.11438 | 0.1666 | 0.14918 | 0.16226 | 0.12551 | 0.14012 | 0.17903
2 - Light system improvements |  | 2.6564 | 0.24985 | 0.04997 | 0.29982 | 0.41481 | 1.643 | 988.6958 | 1.6905 | 3.4417 | 3.9608 | 0.025236 | 0.00037656 | 0.14998 | 0.13702 | 0.15955 | 0.10904 | 0.11339 | 0.11347 | 0.13314 | 0.14335 | 0.12713 | 0.13448 | 0.12059 | 0.14947 |  | 0.10765 | 0.094411 | 0.095061 | 0.072892 | 0.074584 | 0.068516 | 0.099795 | 0.089359 | 0.097194 | 0.075181 | 0.083934 | 0.10724
3 - Major system improvements |  | 2.9179 | 1.802 | 0.3604 | 2.1624 | 2.6946 | 1.8047 | 6491.9525 | 48.4038 | 59.9026 | 0.66975 | 0.02772 | 0.00041363 | 0.16474 | 0.1505 | 0.17525 | 0.11977 | 0.12455 | 0.12464 | 0.14625 | 0.15746 | 0.13964 | 0.14772 | 0.13246 | 0.16418 |  | 0.11824 | 0.1037 | 0.10442 | 0.080067 | 0.081925 | 0.07526 | 0.10962 | 0.098154 | 0.10676 | 0.08258 | 0.092195 | 0.11779
4 - EOL voltage control method |  | 1.4954 | 1.3898 | 0.27797 | 1.6678 | 2.1292 | 0.92491 | 9769.7891 | 79.4152 | 96.7199 | 0.43439 | 0.014207 | 0.00021198 | 0.084428 | 0.077133 | 0.089816 | 0.061384 | 0.063834 | 0.063876 | 0.074952 | 0.0807 | 0.071567 | 0.075705 | 0.067886 | 0.084143 |  | 0.060599 | 0.053148 | 0.053514 | 0.041034 | 0.041987 | 0.038571 | 0.056179 | 0.050304 | 0.054715 | 0.042322 | 0.04725 | 0.060369
A - SCL implement EOL w/ major system improvements |  | 0.11583 | 0.35146 | 0.070292 | 0.42175 | 0.51893 | 0.071638 | 31897.5352 | 265.1216 | 321.62 | 0.13805 | 0.0011004 | 1.6419e-05 | 0.0065393 | 0.0059742 | 0.0069566 | 0.0047544 | 0.0049442 | 0.0049474 | 0.0058053 | 0.0062505 | 0.0055431 | 0.0058636 | 0.0052581 | 0.0065172 |  | 0.0046936 | 0.0041165 | 0.0041448 | 0.0031782 | 0.003252 | 0.0029874 | 0.0043512 | 0.0038962 | 0.0042379 | 0.003278 | 0.0036597 | 0.0046758
Note on I6: :ProCost Perioodic replacement costs and savinsg of the measure. These are costs and savings that occur periodicially, but at different periods than annually. Can be positive or negative. Periodic replacement costs for both the measure and the baseline measure should be included if applicable. ProCost can analysze these costs in two ways dependent on the 'Repeat Periodic Replacemetn' switch in the ProData page. When set to 'On', ProCost repeats replacement costs for multiple times over the life of a measure depending on the input period and measure life. For example fluorescent lamps may have a 4-year replacement cycle that repeats 3 times in a 15-year measure life. When set to 'Off', ProCost reads the period as the year after installation that the replacement cost occurs and does not subsequently reinstall or repeat the replacement costs. For example a compressor may be replaced only once in the life of a heat-pump system. Example: A new fluorescent lighting systems may have a measure life of 15 years, and a lamp life of five years. Two lamps lamps per fixture must be replaced at years 6 and 11. Lamp and labor costs, expressed as positive costs, are entered as a cost and the period would be enetered as 5. The baseline measure may have a four year lamp life and would have required a three-lamp replacement at years 5, 9 and 13. Lamp and labor replacement costs would be entered as annual savings in dollars with a 4-year period. ProCost determines the net present value of the two cost streams.
Note on O6: :ProCost If the measure has gas savings for incfreases, enter the annual savings and shape of the savings here. Example: Clothes washer saves electric motor and dryer energy and gas water heat.
Note on A7: :Procost Category for the measure. Individual measures can be grouped into categories. Procost output is reported by measure and by category. All measures must belong to at least one category. Category name can be the same as measure name. Example: Measures can be combined into one category if they have components with different load shapes or measure lives. On wash machines there may be one load shape for the electric motor savings component, a second load shape for the electric water heat savings component and a third shape for electric dryer savings component.
Note on B7: :ProCost Name of Measure. User-defined. For PTR measures, defined naming conventions apply.
Note on C7: :ProCost Annual electric savings for the measure in kWh at the site. May be positive, negative or zero. Savings are incremental to the baseline alternative.
Note on D7: :ProCost Physical life of the measure in years. Must be >=1.
Note on E7: :ProCost Initial cost to install the measure in dollars. Costs are incremental to the baseline alternative. Dollars must be denominated in the same year as 'Input Cost Reference Year' input on the ProData page.
Note on F7: :ProCost Annaul opperations and maintenace cost for the measure in dollars. Must be incremental cost over the baseline alternative. May be positive, negative or zero. Dollars must be denominated in the same year as 'Input Cost Reference Year' input on the ProData page. O&M costs are enetered as positive values. Negative values represent O&M savings compared to the baseline alternative. Example: Annualized maintenace cost for a heat pump heating system compared to a baseline electric resistance heating system.
Note on G7: :ProCost Name of the pointer to the shape of the savings. The shapes represent the daily and monthly shape of the savings in four time segments for each month of the year. Shape of the savings is relative to the baseline alternative. These shaps are in the MC_AND_Loadshape file.
Note on H7: :ProCost Annual value of any non-energy benefits of the measure, relative to the baseline alternative. Expressed in dollars per year and denominated in dollars of the 'Cost Reference Year'. Positive value represents dollar savings. Negative value represents dollar cost. Example: Water, detergent and sewer savings from efficient clothes washer.
Note on I7: : Cost in dollars that is incurred for Period 1. Positive value if cost. Negative value if savings. Dollars must be denominated in the same year as 'Input Cost Reference Year' input on the ProData page.
Note on J7: :ProCost Duration of Period1. The time at which Period 1 costs, or savings, occur. In years.
Note on K7: : Cost in dollars that is incurred for Period 2 Positive value if cost. Negative value if savings. Dollars must be denominated in the same year as 'Input Cost Reference Year' input on the ProData page.
Note on L7: :ProCost Duration of Period 2. The time at which Period 2 costs, or savings, occur. In years.
Note on M7: : Cost in dollars that is incurred for Period 3. Positive value if cost. Negative value if savings. Dollars must be denominated in the same year as 'Input Cost Reference Year' input on the ProData page.
Note on N7: :ProCost Duration of Period 3. The time at which Period 3 costs, or savings, occur. In years.
Note on O7: : Annual gas savings, or increases, in therms.
Note on P7: :ProCost Name of the pointer to the shape of the savings. The shapes represent the daily and monthly shape of the savings in four time segments for each month of the year. Shape of the savings is relative to the baseline alternative. These shaps are in the MC_AND_Loadshape file.
Note on BH39: Direct and program administrative costs incurred by the utility system minus benefits that accrue to the utility system.There are separate Utility System Net Levelized Costs for the electric and the gas system. Utility system benefits include deferred transmission and distribution system capacity, risk-mitigation and Regional Act credit all of which are user-determined inputs.Utility System benefits do not include any non-energy benefits such as, other-fuel benefits, O&M benefits or periodic replacement benefits which generally accrue to the customer or to non-utility sponsors. Utility System Net Levelized Costs correspond to Utility System B/C ratio with regard to the costs and benefits included. Benefits are subtracted from costs, then levelized over the life of the measure The Risk-Mitigation credit is used to determine program cost-effectiveness and impacts both the Utility System B/C ratio and the Utility System Net Levelized Cost. If the Risk-Mitigation credit is non-zero, the Utility System Net Levelized Cost will be reduced by the Risk-Mitigation benefit. When using ProCost to build conservation supply curves, the user should set the Risk-Mitigation Credit to zero so the credit is not reflected in the supply curves.
Note on BM39: Direct and program administrative costs of the measure to sponsor. Separate costs for each sponsor. Depends on share of costs incurred by sponsor, sponsor cost of capital, and financing term which are user-defined inputs. Includes applicable Capital, O&M, Periodic Replacement and Program Administrative costs. Sponsor costs are levelized over program life. Does not include any adjustments for benefit. NOTE: Units are per kWh for 'Electric' runs and per therm for 'Gas' runs for all sponsors.
Note on CE39: All costs minus all benefits regardless of which sponsor incurs the cost or accrues the benefits. TRC Net Levelized Cost includes all applicable costs and all benefits. In addition to energy system costs and benefits, TRC Net Levelized Cost includes non-energy, other-fuel, O&M, periodic-replacement and risk-mitigation benefits and costs. TRC Net Levelized Cost corresponds to TRC B/C ratios with regard to the costs and benefits included. Benefits are subtracted from costs, then levelized over the life of the measure. The Risk-Mitigation credit is used to determine program cost-effectiveness and impacts both the TRC B/C ratio and the TRC Net Levelized Cost. If Risk-Mitigation credit is non-zero, TRC Levelized Cost will be reduced by the risk-mitigation benefit. When using ProCost to build conservation supply curves, the user should set the Risk-Mitigation Credit to zero so the credit is not reflected in the supply curves.
Note on CW39: Direct and program administrative costs incurred by the utility system minus benefits that accrue to the utility system.There are separate Utility System Net Levelized Costs for the electric and the gas system. Utility system benefits include deferred transmission and distribution system capacity, risk-mitigation and Regional Act credit all of which are user-determined inputs.Utility System benefits do not include any non-energy benefits such as, other-fuel benefits, O&M benefits or periodic replacement benefits which generally accrue to the customer or to non-utility sponsors. Utility System Net Levelized Costs correspond to Utility System B/C ratio with regard to the costs and benefits included. Benefits are subtracted from costs, then levelized over the life of the measure The Risk-Mitigation credit is used to determine program cost-effectiveness and impacts both the Utility System B/C ratio and the Utility System Net Levelized Cost. If the Risk-Mitigation credit is non-zero, the Utility System Net Levelized Cost will be reduced by the Risk-Mitigation benefit. When using ProCost to build conservation supply curves, the user should set the Risk-Mitigation Credit to zero so the credit is not reflected in the supply curves.
Note on BH49: Direct and program administrative costs incurred by the utility system minus benefits that accrue to the utility system.There are separate Utility System Net Levelized Costs for the electric and the gas system. Utility system benefits include deferred transmission and distribution system capacity, risk-mitigation and Regional Act credit all of which are user-determined inputs.Utility System benefits do not include any non-energy benefits such as, other-fuel benefits, O&M benefits or periodic replacement benefits which generally accrue to the customer or to non-utility sponsors. Utility System Net Levelized Costs correspond to Utility System B/C ratio with regard to the costs and benefits included. Benefits are subtracted from costs, then levelized over the life of the measure The Risk-Mitigation credit is used to determine program cost-effectiveness and impacts both the Utility System B/C ratio and the Utility System Net Levelized Cost. If the Risk-Mitigation credit is non-zero, the Utility System Net Levelized Cost will be reduced by the Risk-Mitigation benefit. When using ProCost to build conservation supply curves, the user should set the Risk-Mitigation Credit to zero so the credit is not reflected in the supply curves.
Note on BM49: Direct and program administrative costs of the measure to sponsor. Separate costs for each sponsor. Depends on share of costs incurred by sponsor, sponsor cost of capital, and financing term which are user-defined inputs. Includes applicable Capital, O&M, Periodic Replacement and Program Administrative costs. Sponsor costs are levelized over program life. Does not include any adjustments for benefit. NOTE: Units are per kWh for 'Electric' runs and per therm for 'Gas' runs for all sponsors.
Note on CE49: All costs minus all benefits regardless of which sponsor incurs the cost or accrues the benefits. TRC Net Levelized Cost includes all applicable costs and all benefits. In addition to energy system costs and benefits, TRC Net Levelized Cost includes non-energy, other-fuel, O&M, periodic-replacement and risk-mitigation benefits and costs. TRC Net Levelized Cost corresponds to TRC B/C ratios with regard to the costs and benefits included. Benefits are subtracted from costs, then levelized over the life of the measure. The Risk-Mitigation credit is used to determine program cost-effectiveness and impacts both the TRC B/C ratio and the TRC Net Levelized Cost. If Risk-Mitigation credit is non-zero, TRC Levelized Cost will be reduced by the risk-mitigation benefit. When using ProCost to build conservation supply curves, the user should set the Risk-Mitigation Credit to zero so the credit is not reflected in the supply curves.
Note on CW49: Direct and program administrative costs incurred by the utility system minus benefits that accrue to the utility system.There are separate Utility System Net Levelized Costs for the electric and the gas system. Utility system benefits include deferred transmission and distribution system capacity, risk-mitigation and Regional Act credit all of which are user-determined inputs.Utility System benefits do not include any non-energy benefits such as, other-fuel benefits, O&M benefits or periodic replacement benefits which generally accrue to the customer or to non-utility sponsors. Utility System Net Levelized Costs correspond to Utility System B/C ratio with regard to the costs and benefits included. Benefits are subtracted from costs, then levelized over the life of the measure The Risk-Mitigation credit is used to determine program cost-effectiveness and impacts both the Utility System B/C ratio and the Utility System Net Levelized Cost. If the Risk-Mitigation credit is non-zero, the Utility System Net Levelized Cost will be reduced by the Risk-Mitigation benefit. When using ProCost to build conservation supply curves, the user should set the Risk-Mitigation Credit to zero so the credit is not reflected in the supply curves.

## Rollup
1 | 2 | 3 | 4 | 5 | 6 | 7 | 8 | 9 | 10
[6 empty] | Costs and Saving per MWh Sales |  |  | 182820772 | MWh 2012
| Measure | Savings Potential, MWh (based on 2012 loads) | Capital Cost (2012$'s) | O&M Cost (2012$'s) | Measure Life | Savings Potential, MWh (based on 2035 loads) | Capital Cost (2012$'s) | O&M Cost (2012$'s) | Measure Life
1 - LDC voltage control method | 1 - Reduce system voltage w/ LDC voltage control method | 754802.1923 | 30366353.0636 | 1287115.5741 | 15 | 0.0041286 | 0.1661 | 0.0070403 | 15
2 - Light system improvements | 2 - Light system improvements (var mgmt, phase load balancing, and feeder load balancing) | 452132.8767 | 45677370.745 | 643557.7871 | 15 | 0.0024731 | 0.24985 | 0.0035202 | 15
3 - Major system improvements | 3 - Major system improvements (voltage regulators on 1 of 4 substations, and select reconductoring on 1 of every 2 substations) | 496634.2153 | 329446032.9118 | 643557.7871 | 15 | 0.0027165 | 1.802 | 0.0035202 | 15
4 - EOL voltage control method | 4 - EOL voltage control method | 254524.3694 | 254089588.6649 | 1182099.8161 | 15 | 0.0013922 | 1.3898 | 0.0064659 | 15
A - SCL implement EOL w/ major system improvements | A - SCL implement EOL w/ major system improvements | 19713.8553 | 64254123.6081 | 36542.6295 | 15 | 0.00010783 | 0.35146 | 0.00019988 | 15
|  | 225.7771 | aMW |  |  | 1.082%
| Ratio: 2012$'s to 2006$'s | 1.1074
| Estimated Number of Substations in Achievements | 21.2928
Since we don't know the exact mix of measures, we'll apply the saving achievements to the measures weighted by the potential (not including SCL since most savings were from the Avista project).
| Savings Achieved Since 6th Plan (~2035 loads) | 52971.5401 | MWh |  |  | 6.047 | aMW
| Savings Achieved Since 6th Plan (~2012 loads) | 52971.5401 | MWh
Savings before subtracting Achievements
| Measure | Savings Potential (based on 2012 loads) | Capital Cost (2006$'s) | O&M Cost (2006$'s) | Measure Life | 231.8241 | aMW
| 1 - Reduce system voltage w/ LDC voltage control method | 775221.5602 | 27910000 | 1183000 | 15
| 2 - Light system improvements (var mgmt, phase load balancing, and feeder load balancing) | 464364.2502 | 41982500 | 591500 | 15
| 3 - Major system improvements (voltage regulators on 1 of 4 substations, and select reconductoring on 1 of every 2 substations) | 510069.466 | 302796939.7346 | 591500 | 15
| 4 - EOL voltage control method | 261409.9174 | 233648105.784 | 1087000 | 15
| A - SCL implement EOL w/ major system improvements | 19713.8553 | 58025000 | 33000 | 15
| Number of Substations (non EOL) | 1219
| Number of Substations (EOL) | 1187
Adjustment factor to bring 2012 loads to 2035 loads
| 7P Draft Low | 1
| 7P Draft Mid | 1
| 7P Draft High | 1
| Measure | MWHr Savings | Capital Cost (2006$'s) | O&M Cost
| ECM1 - LDC | 775221.5602 | 27910000 | 1183000
| ECM1 - EOL | 1135822.8773 | 273200000 | 2302000
| ECM2 - LDC | 1239585.8103 | 69892500 | 1774500
| ECM2 - EOL | 1454107.246 | 315492500 | 2877500
| ECM3 - LDC | 1749655.2764 | 372689439.7346 | 2366000
| ECM3 - EOL | 1994662.7807 | 606337545.5185 | 3453000
| ECM3 - SCL LDC | 0 | 55000000 | 22000
| ECM3 - SCL EOL | 19713.8553 | 58025000 | 33000

## RegionWideSubstations
Source: This worksheet came from KC Fagen at RW Beck (original worbook name: RegionWideSubstations.xls). This worksheet was used to record the data used to support section 4 (Regional Energy Savings) of the report RW Beck. "Northwest Energy Efficiency Alliance Distribution Efficiency Initiative Project Final Report." December 2007. | [27 empty] | ECM1: Lowers the distribution voltage level only using either LDC or EOL voltage control methods. Distribution Efficiency Categories A and E. | [5 empty] | ECM2: Includes Option 1 and adds system improvements including var management, phase load balancing, and feeder load balancing using either LDC or EOL voltage control methods. Distribution Efficiency Categories B, D, and F. | [5 empty] | ECM3: Includes Option 2 and also adds voltage regulators on 1 of every 4 substations and select reconductoring on 1 of every 2 substations. Distribution Efficiency Categories B, C, D, and F.
[28 empty] | A. Lower the system voltage using LDC without system improvements. | [5 empty] | B. Lower the system voltage using LDC with system improvements. D. Lower the system voltage using SCADA control. | [5 empty] | C. Lower the system voltage using LDC and mid-line voltage regulators.
[28 empty] | E. Lower the system voltage using a voltage feed back from the voltage meters out on the distribution feeders. | [5 empty] | F. Lower the system voltage using a voltage feed back from the voltage meters out on the distribution feeders with system improvements.
Note: Any cells in this worksheet receiving updates for the 7th Plan are highlighted in green. Notes from Report added as comments or highlighted in green background.
[27 empty] | % Res Load |  |  | 70% |  | 40000 | 60000 |  |  | 80% |  | 40000 | 60000 |  |  | 85% |  | 40000 | 60000 |  |  | 85% |  | 40000 | 60000
[23 empty] | 1445400000 | 5192614.88 |  |  | % Commercial |  |  | 40% |  | 25000 | 275000 |  |  | 50% |  | 60000 | 320000 |  |  | 60% |  | 95000 | 345000 |  |  | 70% |  | 5000000 | 5275000
[7 empty] | W |  | K |  | L | [5 empty] | N |  |  | Q |  |  | 5388.766 | 7788922320 |  |  | % Industrial/other |  |  | 5% |  | 15000 | 150000 |  |  | 10% |  | 32500 | 167500 |  |  | 15% |  | 50000 | 200000 |  |  | 15%
[7 empty] | 23 |  | 11 |  | 12 | [5 empty] | 14 |  |  | 17 | [6 empty] | adjustment factor | 1 | 1.1 |  |  |  | 40000 | 0.5 | 1.02 |  |  |  | 40000 | 0.5 | 1.02 |  |  |  | 40000
[43 empty] | Includes Secondary | 1000
2005 Retail Sales, Revenues, Customer Counts by Class and Climate Zone Assignments | [9 empty] | 10.3146 | [7 empty] | 77.6531 |  |  | 225.1962 |  | 176962.1396 | [19 empty] | % Residental Customer Secondary Work | 0.05 | [15 empty] | Utility Summary in aMW (basis 2005 loads - before scalar and forecast)
RANK - Residential Customers | UTILITY_ID | UTILITY_NAME | State | Owner Type | Residential Revenue (000) | Annual Energy MWh | Annual Energy MWh 2012 | Residential Sales (MWh) | Residential Sales 2012 (MWh) | Residential Consumers (n) | Residential Consumers (n) in 2012 | Average Use/Customer | Heating Zone | Cooling Zone | Solar Zone | Commercial Energy MWh | Commercial Energy 2012 MWh | Commercial Consumers | Industrial/Other MWh | Industrial/Other 2012 MWh | Industrial/Other Consumers |  | Number of Substations | % Sub Res/Comm | No. Subs Res/Comm | No. Subs Res/Comm in 2012 | Industrial Subs | ECM1 %dV | ECM1 CVRf | ECM1 Manual LDC MWHr Saved | ECM1 EOL MWHr Saved | ECM1 Cost Manual LDC | ECM1 Cost EOL | ECM2 %dV | ECM2 CVRf | ECM2 Manual LDC MWHr Saved | ECM2 EOL MWHr Saved | ECM2 Cost Manual LDC | ECM2 Cost EOL | ECM3 %dV | ECM3 CVRf | ECM3 Manual LDC MWHr Saved | ECM3 EOL MWHr Saved | ECM3 Cost Manual LDC | ECM3 Cost EOL | ECM3 %dV | ECM3 CVRf | ECM3 Manual LDC MWHr Saved | ECM3 EOL MWHr Saved | ECM3 Cost Manual LDC | ECM3 Cost EOL | ECM3 %dV | ECM3 CVRf | ECM3 Manual LDC MWHr Saved | ECM3 EOL MWHr Saved | ECM3 Cost Manual LDC | ECM3 Cost EOL |  |  | ECM1 Manual | ECM1 EOL | ECM2 Manual | ECM2 EOL | ECM3 Manual | ECM3 EOL | ECM4 EOL | Total
1 | 15500 | Puget Sound Energy Inc | WA | I | 694848 | 23183514 | 23119041 | 10722240 | 10869292 | 1039523 | 961914 | 10314.577 | 1 | 1 | 2 | 8917680 | 9158121 | 114840 | 1480440 | 3087934 | 6574 |  | 321 | 84.72% | 272 | 275 | 49 | 2.39 | 0.88 | 246490.3895 | 332435.4347 | 6875000 | 75625000 | 2.89 | 0.8976 | 362585.505 | 414861.3851 | 16500000 | 88000000 | 3.39 | 0.91555 | 486890.7125 | 546734.7037 | 74220700 | 142970700 | [6 empty] | 3.39 | 0.91555 | 486890.7125 | 546734.7037 | 74220700 | 142970700 |  | Puget Sound Energy Inc | 28.1382 | 37.9493 | 13.2529 | 9.4094 | 14.1901 | 15.054 | 6.8315 | 62.4126
2 | 15248 | Portland General Electric Company | OR | I | 593101 | 18432528 | 19191143 | 7322964 | 7505404 | 680093 | 723440 | 10767.5921 | 1 | 2 | 2 | 7075000 | 7321642 |  | 4474000 | 4355931 |  |  | 104.1609 | 78.11% | 81 | 82 | 23.1609 | 2.5 | 0.77 | 166623.8879 | 222165.1838 | 2050000 | 22550000 | 3 | 0.7854 | 246536.9872 | 280778.2354 | 4920000 | 26240000 | 3.5 | 0.80111 | 333452.0266 | 373148.6964 | 43962000 | 64462000 | [6 empty] | 3.5 | 0.80111 | 333452.0266 | 373148.6964 | 43962000 | 64462000 |  | Portland General Electric Company | 19.021 | 25.3613 | 9.1225 | 6.691 | 9.9218 | 10.5446 | 4.5316 | 42.5969
3 | 14354 | PacifiCorp | OR | I | 339273 | 13500000 | 12965585 | 5374487 | 5405577 | 447272 | 473821 | 12016.149 | 1 | 2 | 2 | 6000000 | 5134599 |  | 2125513 | 2408771 |  |  | 76.2875 | 85% | 65 | 65 | 11.2875 | 0 | 0.48 | 0 | 24515.0666 | 0 | 16250000 | 0.5 | 0.4896 | 18039.219 | 33071.9015 | 2275000 | 19175000 | 1 | 0.49939 | 41632.6354 | 58979.5668 | 28241050 | 44491050 | [6 empty] | 1 | 0.49939 | 41632.6354 | 58979.5668 | 28241050 | 44491050 |  | PacifiCorp | 0 | 2.7985 | 2.0593 | 0.97681 | 2.6933 | 2.9575 | 1.9802 | 6.7328
4 | 9191 | Avista Corp | WA, ID | I | 211935 | 12339364 | 8873005 | 3419532 | 3608625 | 294036 | 318692 | 11629.6372 | 2 | 2 | 3 | 4459916 | 3164732 |  | 4459916 | 2099648 |  |  | 122 | 100% | 122 | 122 | 0 | 1.5 | 0.924 | 55615.0898 | 86512.3619 | 3050000 | 18300000 | 2 | 0.94248 | 91320.4334 | 110345.5237 | 7320000 | 20435000 | 2.5 | 0.96133 | 132058.6698 | 154068.4481 | 27524600 | 40334600 | [6 empty] | 2.5 | 0.96133 | 132058.6698 | 154068.4481 | 27524600 | 40334600 |  | Avista Corp | 6.3488 | 9.8758 | 4.076 | 2.7207 | 4.6505 | 4.9912 | 2.5125 | 17.5877
5 | 16868 | Idaho Power Co | ID,OR | I | 299487 | 11924527.7176 | 14085316 | 4760275 | 5039358 | 373603 | 413610 | 12741.5331 | 2 | 3 | 4 | 3582126.3588 | 3864967 |  | 3582126.3588 | 5180991 |  |  | 209 | 90% | 188 | 194 | 21 | 2.86 | 0.451 | 71146.0602 | 91876.2642 | 4850000 | 29100000 | 3.36 | 0.46002 | 104561.2846 | 117527.7138 | 11640000 | 32495000 | 3.86 | 0.46922 | 140544.2299 | 155715.2392 | 39110500 | 59480500 | [6 empty] | 3.86 | 0.46922 | 140544.2299 | 155715.2392 | 39110500 | 59480500 |  | Idaho Power Co | 8.1217 | 10.4882 | 3.8145 | 2.9282 | 4.1076 | 4.3593 | 1.7319 | 17.7757
6 | 20169 | Seattle City of | WA | M | 196758 | 9161466 | 9466642 | 2948779 | 3146951 | 336363 | 362524 | 8766.6569 | 1 | 1 | 1 | 5533365.9469 | 5237477 | 39261 | 679321.0531 | 1081568 | 241 |  | 14 | 80% | 11 | 11 | 3 | [18 empty] | 0 | 0.7 | 0 | 19713.8553 | 55000000 | 58025000 | 0 | 0.7 | 0 | 19713.8553 | 0 | 3025000 |  | Seattle City of | 0 | 0 | 0 | 0 | 0 | 0 | 0 | 0
7 | 17470 | NorthWestern Corporation | MT | I | 49553.64 | 7019031 | 8589311 | 567652.86 | 2354708 | 68294.88 | 273807 | 8311.7923 | 3 | 2 | 3 | 3225689.07 | 3247735 |  | 3225689.07 | 2986868 |  |  | 39.664 | 80% | 32 | 40 | 7.664 | 1 | 0.55 | 17709.5717 | 32467.5481 | 1000000 | 11000000 | 1.5 | 0.561 | 33589.4305 | 42919.8279 | 2400000 | 12800000 | 2 | 0.57222 | 53154.7256 | 64228.6268 | 17490350 | 27490350 | [6 empty] | 2 | 0.57222 | 53154.7256 | 64228.6268 | 17490350 | 27490350 |  | NorthWestern Corporation | 2.0216 | 3.7063 | 1.8128 | 1.1932 | 2.2335 | 2.4325 | 1.2641 | 7.332
8 | 14354 | Snohomish County PUD No 1 | WA | P | 248569 | 6305176 | 6535584 | 3188146 | 3531333 | 272829 | 295622 | 11685.51 | 1 | 1 | 2 | 2950413.3322 | 2364872 | 27270 | 166616.6678 | 639379 | 77 | 5419283.987 | 74 | 90% | 67 | 67 | 7 | 0.4 | 0.715 | 10088.7029 | 31106.8341 | 1675000 | 18425000 | 0.9 | 0.7293 | 27392.7264 | 40074.5442 | 4020000 | 21440000 | 1.4 | 0.74389 | 48335.3493 | 62720.87 | 21146100 | 37896100 | [6 empty] | 1.4 | 0.74389 | 48335.3493 | 62720.87 | 21146100 | 37896100 |  | Snohomish County PUD No 1 | 1.1517 | 3.551 | 1.9753 | 1.0237 | 2.3907 | 2.5852 | 1.6422 | 7.1599
9 | 3660 | Tacoma City of | WA | M | 115968 | 4622653 | 4742065 | 1760110 | 1898579 | 145375 | 151174 | 12107.3775 | 1 | 1 | 1 | 644695.9982 | 334921 | 15011 | 2217847.0018 | 2505933 | 2582 |  | 26.1223 | 90% | 24 | 24 | 2.1223 | 2 | 0.77 | 25296.1083 | 35836.1534 | 600000 | 6600000 | 2.5 | 0.7854 | 39881.5859 | 46528.5169 | 1440000 | 7680000 | 3 | 0.80111 | 55852.8765 | 63610.2205 | 9838700 | 15838700 | [6 empty] | 3 | 0.80111 | 55852.8765 | 63610.2205 | 9838700 | 15838700 |  | Tacoma City of | 2.8877 | 4.0909 | 1.665 | 1.2206 | 1.8232 | 1.95 | 0.88554 | 7.2614
10 | 18429 | PacifiCorp | WA,CA,ID | I | 141100 | 4500000 | 7559525 | 2630213 | 2271931 | 185032 | 162114 | 14214.9088 | 2 | 3 | 3 | 934893.5 | 1897360 |  | 934893.5 | 3390234 |  | 94820902.7176 | 25.4292 | 80% | 20 | 22 | 5.4292 | 0 | 0.48 | 0 | 10479.8837 | 0 | 5500000 | 0.5 | 0.4896 | 7998.7995 | 14664.4657 | 770000 | 6490000 | 1 | 0.49939 | 18979.2374 | 26887.253 | 9645700 | 15145700 | [6 empty] | 1 | 0.49939 | 18979.2374 | 26887.253 | 9645700 | 15145700 |  | PacifiCorp | 0 | 1.1963 | 0.9131 | 0.47769 | 1.2535 | 1.3953 | 0.90274 | 3.0693
11 | 6022 | PUD No 1 of Cowlitz County | WA | P | 37318 | 4384861 | 5150728 | 725791 | 754607 | 41402 | 43135 | 17530.3367 | 1 | 1 | 2 | 2743381.549 | 381027 | 5213 | 915688.451 | 4015094 | 87 | 61.09% | 24.7785 | 90% | 22 | 22 | 2.7785 | 1.5 | 0.55 | 7855.3816 | 12219.4825 | 550000 | 3300000 | 2 | 0.561 | 14897.2986 | 18000.9025 | 1320000 | 3685000 | 2.5 | 0.57222 | 23822.7067 | 27793.1578 | 4246750 | 6556750 | [6 empty] | 2.5 | 0.57222 | 23822.7067 | 27793.1578 | 4246750 | 6556750 |  | PUD No 1 of Cowlitz County | 0.89673 | 1.3949 | 0.80387 | 0.65998 | 1.0189 | 1.1178 | 0.45325 | 3.1727
12 | 12825 | PUD No 1 of Clark County | WA | P | 175438 | 4289629 | 4354792 | 2230688 | 2317528 | 160224 | 170221 | 13922.3088 | 1 | 2 | 2 | 1984336.2823 | 1296346 | 13299 | 74604.7177 | 740918 | 25 |  | 47 | 85% | 40 | 40 | 7 | 0.7 | 0.33 | 5147.4341 | 11275.3318 | 1000000 | 11000000 | 1.2 | 0.3366 | 10688.0415 | 14399.167 | 2400000 | 12800000 | 1.7 | 0.34333 | 17200.6222 | 21416.4609 | 12311050 | 22311050 | [6 empty] | 1.7 | 0.34333 | 17200.6222 | 21416.4609 | 12311050 | 22311050 |  | PUD No 1 of Clark County | 0.58761 | 1.2871 | 0.63249 | 0.3566 | 0.74345 | 0.80106 | 0.48126 | 2.4448
13 | 6395 | PUD No 2 of Grant County | WA | P | 28154 | 3018611 | 3930023 | 669081 | 739941 | 31665 | 35547 | 21129.9858 | 2 | 3 | 3 | 141591.6864 | 720162 | 5651 | 2207938.3136 | 2469920 | 4406 |  | 17.0579 | 70% | 12 | 17 | 5.0579 | 1.5 | 0.55 | 8122.2391 | 12634.5942 | 425000 | 4675000 | 2 | 0.561 | 14523.1543 | 17548.8115 | 1020000 | 5440000 | 2.5 | 0.57222 | 22416.4841 | 26152.5648 | 3392350 | 7642350 | [6 empty] | 2.5 | 0.57222 | 22416.4841 | 26152.5648 | 3392350 | 7642350 |  | PUD No 2 of Grant County | 0.9272 | 1.4423 | 0.7307 | 0.56098 | 0.90107 | 0.98216 | 0.42649 | 2.9855
14 | 4442 | Eugene City of | OR | M | 74952 | 2663174 | 2364611 | 960623 | 941922 | 75298 | 79626 | 12757.6164 | 1 | 2 | 2 | 1687272.9204 | 872419 | 8835 | 15278.0796 | 550270 | 4 |  | 34 | 90% | 31 | 31 | 3 | 2 | 0.77 | 16431.9009 | 23278.5263 | 775000 | 4650000 | 2.5 | 0.7854 | 25313.5328 | 29532.4549 | 1860000 | 5192500 | 3 | 0.80111 | 35182.7599 | 40069.2543 | 6926300 | 10181300 | [6 empty] | 3 | 0.80111 | 35182.7599 | 40069.2543 | 6926300 | 10181300 |  | Eugene City of | 1.8758 | 2.6574 | 1.0139 | 0.71392 | 1.1266 | 1.2028 | 0.55782 | 4.5741
15 | 1579 | PUD No 1 of Benton County | WA | P | 46461 | 1602508 | 1645276 | 622639 | 668018 | 36963 | 40645 | 16844.926 | 1 | 3 | 3 | 311006.9418 | 520945 | 6705 | 668862.0582 | 456313 | 721 |  | 9.0557 | 85% | 8 | 9 | 1.0557 | 1.5 | 0.55 | 5939.1556 | 9238.6864 | 225000 | 2475000 | 2 | 0.561 | 9777.9592 | 11815.0341 | 540000 | 2880000 | 2.5 | 0.57222 | 14153.5696 | 16512.4979 | 2887250 | 5137250 | [6 empty] | 2.5 | 0.57222 | 14153.5696 | 16512.4979 | 2887250 | 5137250 |  | PUD No 1 of Benton County | 0.67799 | 1.0546 | 0.43822 | 0.2941 | 0.4995 | 0.53624 | 0.26928 | 1.885
16 | 7548 | PUD No 1 of Chelan County | WA | P | 19788 | 1423096 | 1542386 | 665318 | 762266 | 32769 | 36057 | 20303.2744 | 1 | 3 | 3 | 174800.118 | 469223 | 9373 | 582977.882 | 310897 | 1563 |  | 8.0418 | 80% | 6 | 7 | 2.0418 | 2 | 0.55 | 8308.0207 | 11769.696 | 175000 | 1925000 | 2.5 | 0.561 | 12643.8582 | 14751.1679 | 420000 | 2240000 | 3 | 0.57222 | 17327.0323 | 19733.5646 | 2467850 | 4217850 | [6 empty] | 3 | 0.57222 | 17327.0323 | 19733.5646 | 2467850 | 4217850 |  | PUD No 1 of Chelan County | 0.9484 | 1.3436 | 0.49496 | 0.34035 | 0.53461 | 0.56877 | 0.27472 | 2.2527
17 | 3413 | Flathead Electric Coop Inc | MT | C | 42543 | 1380361 | 1347516 | 568902 | 674819 | 49172 | 51979 | 11569.6331 | 3 | 1 | 3 | 107394.6104 | 427906 | 1083 | 704064.3896 | 244791 | 355 |  | 7.8003 | 100% | 8 | 11 | -0.19968 | 1 | 0.55 | 3695.5699 | 6775.2114 | 275000 | 3025000 | 1.5 | 0.561 | 6738.2289 | 8609.9592 | 660000 | 3520000 | 2 | 0.57222 | 10248.9328 | 12384.1271 | 3643950 | 6393950 | [6 empty] | 2 | 0.57222 | 10248.9328 | 12384.1271 | 3643950 | 6393950 |  | Flathead Electric Coop Inc | 0.42187 | 0.77343 | 0.34734 | 0.20945 | 0.40077 | 0.43084 | 0.24374 | 1.4137
18 | 8699 | Central Lincoln People's Ut Dt | OR | P | 25992 | 1292369 | 1311039 | 414445 | 433411 | 31371 | 32744 | 13211.0867 | 1 | 1 | 2 | 543847.6325 | 188055 | 5307 | 334076.3675 | 689573 | 163 |  | 7.3031 | 90% | 7 | 7 | 0.30308 | 2 | 0.55 | 4724.2628 | 6692.7057 | 175000 | 1925000 | 2.5 | 0.561 | 7538.3907 | 8794.7891 | 420000 | 2240000 | 3 | 0.57222 | 10706.2387 | 12193.2163 | 2302200 | 4052200 | [6 empty] | 3 | 0.57222 | 10706.2387 | 12193.2163 | 2302200 | 4052200 |  | Central Lincoln People's Ut Dt | 0.5393 | 0.76401 | 0.32125 | 0.23996 | 0.36163 | 0.38795 | 0.16975 | 1.3919
19 | 14624 | PUD No 1 of Grays Harbor Cnty | WA | P | 36109 | 992830 | 975944 | 486892 | 497856 | 34096 | 34660 | 14280.0328 | 1 | 1 | 1 | 260459 | 301746 | 6919 | 245479 | 176342 | 44 |  | 5.6104 | 85% | 5 | 5 | 0.61041 | 2 | 0.55 | 5385.3943 | 7629.3085 | 125000 | 1375000 | 2.5 | 0.561 | 8174.8654 | 9537.343 | 300000 | 1600000 | 3 | 0.57222 | 11176.799 | 12729.1322 | 2208000 | 3458000 | [6 empty] | 3 | 0.57222 | 11176.799 | 12729.1322 | 2208000 | 3458000 |  | PUD No 1 of Grays Harbor Cnty | 0.61477 | 0.87093 | 0.31843 | 0.21781 | 0.34269 | 0.36436 | 0.17721 | 1.4531
20 | 3264 | Clatskanie Peoples Util Dist | OR | P | 2779 | 980249 | 970591 | 67769 | 72364 | 3864 | 4036 | 17538.5611 | 1 | 1 | 2 | 794740.6452 | 26226 | 540 | 117739.3548 | 872001 | 4 |  | 5.5393 | 90% | 5 | 1 | 0.53931 | 1.5 | 0.55 | 977.1538 | 1520.017 | 25000 | 275000 | 2 | 0.561 | 2073.9505 | 2506.0236 | 60000 | 320000 | 2.5 | 0.57222 | 3542.0051 | 4132.3392 | 296800 | 546800 | [6 empty] | 2.5 | 0.57222 | 3542.0051 | 4132.3392 | 296800 | 546800 |  | Clatskanie Peoples Util Dist | 0.11155 | 0.17352 | 0.12521 | 0.11256 | 0.16759 | 0.18565 | 0.06739 | 0.47173
21 | 15419 | PUD No 1 of Pend Oreille Cnty | WA | P | 5330 | 977091 | 1002891 | 131586 | 138253 | 7408 | 7893 | 17762.689 | 2 | 2 | 3 | 723974.5072 | 49850 | 834 | 121530.4928 | 814788 | 7 |  | 5.5215 | 90% | 5 | 5 | 0.52147 | 1.5 | 0.55 | 1412.199 | 0 | 75000 | 0 | 2 | 0.561 | 2726.5159 | 0 | 162500 | 0 | 2.5 | 0.57222 | 4404.1636 | 0 | 644650 | 0 | [6 empty] | 2.5 | 0.57222 | 4404.1636 | 0 | 644650 | 0 |  | PUD No 1 of Pend Oreille Cnty | 0.16121 | 0 | 0.15004 | 0 | 0.19151 | 0 | -0.50276 | 0
22 | 17839 | McMinnville City of | OR | M | 8648 | 824917 | 717127 | 192092 | 204187 | 12092 | 13068 | 15885.875 | 1 | 2 | 2 | 549580.4591 | 177463 | 3301 | 83244.5409 | 335477 | 25 |  | 5 | 90% | 5 | 5 | 0 | 2 | 0.55 | 2644.1037 | 3745.8135 | 125000 | 1375000 | 2.5 | 0.561 | 4225.5364 | 4929.7924 | 300000 | 1600000 | 3 | 0.57222 | 6041.0294 | 6880.0612 | 1128400 | 2378400 | [6 empty] | 3 | 0.57222 | 6041.0294 | 6880.0612 | 1128400 | 2378400 |  | McMinnville City of | 0.30184 | 0.4276 | 0.18053 | 0.13516 | 0.20725 | 0.22263 | 0.09578 | 0.7854
23 | 14668 | PUD No 1 of Franklin County | WA | P | 25015 | 810428 | 985664 | 275018 | 336205 | 18963 | 21997 | 14502.874 | 1 | 3 | 3 | 526516.1462 | 364908 | 4736 | 8893.8538 | 284551 | 4 |  | 4.5797 | 90% | 4 | 4 | 0.57967 | 2 | 0.55 | 4499.439 | 6374.2053 | 100000 | 1100000 | 2.5 | 0.561 | 7007.857 | 8175.8332 | 240000 | 1280000 | 3 | 0.57222 | 9842.4707 | 11209.4806 | 1479850 | 2479850 | [6 empty] | 3 | 0.57222 | 9842.4707 | 11209.4806 | 1479850 | 2479850 |  | PUD No 1 of Franklin County | 0.51363 | 0.72765 | 0.28635 | 0.20567 | 0.32359 | 0.34631 | 0.15605 | 1.2796
24 | 3644 | PUD No 1 of Lewis County | WA | P | 21790 | 808281 | 924562 | 395293 | 457085 | 23979 | 25707 | 16484.966 | 1 | 1 | 2 | 312370.7685 | 217839 | 4781 | 100617.2315 | 249638 | 77 |  | 4.5675 | 90% | 4 | 4 | 0.56754 | 1.5 | 0.55 | 3549.7764 | 5521.8744 | 100000 | 1100000 | 2 | 0.561 | 5782.5817 | 6987.2863 | 240000 | 1280000 | 2.5 | 0.57222 | 8260.6515 | 9637.4268 | 1665350 | 2665350 | [6 empty] | 2.5 | 0.57222 | 8260.6515 | 9637.4268 | 1665350 | 2665350 |  | PUD No 1 of Lewis County | 0.40523 | 0.63035 | 0.25489 | 0.16728 | 0.28288 | 0.30253 | 0.15717 | 1.1002
25 | 3240 | City of Springfield | OR | M | 20024 | 783217 | 811908 | 382311 | 386504 | 27085 | 27848 | 14115.2298 | 1 | 2 | 2 | 374423.3882 | 262900 | 3676 | 26482.6118 | 162504 | 13 |  | 4.4259 | 90% | 4 | 4 | 0.4259 | 2 | 0.55 | 4331.5156 | 6136.3138 | 100000 | 1100000 | 2.5 | 0.561 | 6603.9281 | 7704.5827 | 240000 | 1280000 | 3 | 0.57222 | 9072.1871 | 10332.2131 | 1772400 | 2772400 | [6 empty] | 3 | 0.57222 | 9072.1871 | 10332.2131 | 1772400 | 2772400 |  | City of Springfield | 0.49447 | 0.70049 | 0.25941 | 0.17903 | 0.28176 | 0.29996 | 0.14384 | 1.1795
26 | 14109 | City of Richland | WA | M | 20349 | 752781 | 847518 | 295048 | 330864 | 18977 | 22846 | 15547.663 | 1 | 3 | 3 | 424367.4966 | 346643 | 2035 | 33365.5034 | 170011 | 8 |  | 4.2539 | 90% | 4 | 4 | 0.25391 | 2 | 0.55 | 4292.1078 | 6080.4861 | 100000 | 1100000 | 2.5 | 0.561 | 6605.2304 | 7706.1021 | 240000 | 1280000 | 3 | 0.57222 | 9185.0237 | 10460.7215 | 1522300 | 2522300 | [6 empty] | 3 | 0.57222 | 9185.0237 | 10460.7215 | 1522300 | 2522300 |  | City of Richland | 0.48997 | 0.69412 | 0.26406 | 0.18557 | 0.2945 | 0.31445 | 0.14563 | 1.1941
27 | 10944 | Port Angeles City of | WA | M | 7862 | 665404 | 721701 | 130727 | 133310 | 8662 | 9562 | 15092.0111 | 1 | 1 | 1 | 511642.9882 | 112336 | 1777 | 23034.0118 | 476055 | 4 |  | 3.7601 | 90% | 3 | 3 | 0.76015 | 2 | 0.55 | 1892.6867 | 2681.3061 | 75000 | 825000 | 2.5 | 0.561 | 3198.6855 | 3731.7998 | 180000 | 960000 | 3 | 0.57222 | 4761.2941 | 5422.5849 | 763100 | 1513100 | [6 empty] | 3 | 0.57222 | 4761.2941 | 5422.5849 | 763100 | 1513100 |  | Port Angeles City of | 0.21606 | 0.30609 | 0.14909 | 0.11992 | 0.17838 | 0.19301 | 0.07549 | 0.61902
28 | 9187 | Idaho Falls City of | ID | M | 18489 | 651095 | 627880 | 272395 | 279649 | 20721 | 22449 | 13145.8424 | 3 | 2 | 3 | 362359.1154 | 261215 | 3548 | 16340.8846 | 87016 | 8 |  | 3.6793 | 90% | 3 | 3 | 0.67929 | 2 | 0.55 | 3440.5421 | 4874.1013 | 75000 | 825000 | 2.5 | 0.561 | 5245.9462 | 6120.2705 | 180000 | 960000 | 3 | 0.57222 | 7230.7688 | 8235.0423 | 1407450 | 2157450 | [6 empty] | 3 | 0.57222 | 7230.7688 | 8235.0423 | 1407450 | 2157450 |  | Idaho Falls City of | 0.39276 | 0.5564 | 0.2061 | 0.14226 | 0.22658 | 0.24141 | 0.11464 | 0.94007
29 | 15979 | PUD No 3 of Mason County | WA | P | 24052 | 618256 | 663537 | 369780 | 425976 | 28619 | 30001 | 12920.7869 | 1 | 1 | 1 | 246247.5157 | 185203 | 2210 | 2228.4843 | 52358 | 1 |  | 3.4937 | 90% | 3 | 3 | 0.49372 | 2 | 0.55 | 4200.4052 | 5950.574 | 75000 | 825000 | 2.5 | 0.561 | 6278.2412 | 7324.6147 | 180000 | 960000 | 3 | 0.57222 | 8445.359 | 9618.3256 | 1785050 | 2535050 | [6 empty] | 3 | 0.57222 | 8445.359 | 9618.3256 | 1785050 | 2535050 |  | PUD No 3 of Mason County | 0.4795 | 0.67929 | 0.2372 | 0.15685 | 0.24739 | 0.26184 | 0.1339 | 1.098
30 | 6716 | Consumers Power, Inc | OR | C | 20291 | 617168 | 392705 | 251024 | 269083 | 18587 | 19723 | 13505.3532 | 1 | 1 | 2 | 24875.245 | 104203 | 812 | 341268.755 | 19419 | 557 |  | 3.4876 | 90% | 3 | 4 | 0.48757 | 1.5 | 0.55 | 1938.3808 | 3015.259 | 100000 | 1100000 | 2 | 0.561 | 3077.5189 | 3718.6687 | 240000 | 1280000 | 2.5 | 0.57222 | 4292.476 | 5007.8886 | 1366150 | 2366150 | [6 empty] | 2.5 | 0.57222 | 4292.476 | 5007.8886 | 1366150 | 2366150 |  | Consumers Power, Inc | 0.22128 | 0.34421 | 0.13004 | 0.080298 | 0.13869 | 0.14717 | 0.081668 | 0.57168
31 | 10454 | Umatilla Electric Coop Assn | OR | C | 10857 | 597904 | 973381 | 153858 | 164377 | 10285 | 10961 | 14959.4555 | 1 | 3 | 3 | 401524.4952 | 167374 | 1322 | 42521.5048 | 641630 | 7 |  | 3.3787 | 90% | 3 | 3 | 0.37871 | 1.5 | 0.55 | 1879.5236 | 2923.7034 | 75000 | 825000 | 2 | 0.561 | 3404.6434 | 4113.9441 | 180000 | 960000 | 2.5 | 0.57222 | 5304.2089 | 6188.2437 | 833050 | 1583050 | [6 empty] | 2.5 | 0.57222 | 5304.2089 | 6188.2437 | 833050 | 1583050 |  | Umatilla Electric Coop Assn | 0.21456 | 0.33376 | 0.1741 | 0.13587 | 0.21685 | 0.23679 | 0.10092 | 0.70642
32 | 4743 | PUD No 1 of Clallam County | WA | P | 27737 | 595906 | 647502 | 402235 | 446567 | 25376 | 27183 | 15851.0009 | 1 | 1 | 1 | 52933.0912 | 172056 | 2708 | 140737.9088 | 28879 | 360 |  | 3.3674 | 90% | 3 | 4 | 0.36742 | 1.5 | 0.55 | 3212.084 | 4996.5751 | 100000 | 1100000 | 2 | 0.561 | 5097.3823 | 6159.337 | 240000 | 1280000 | 2.5 | 0.57222 | 7106.5365 | 8290.9593 | 1739150 | 2739150 | [6 empty] | 2.5 | 0.57222 | 7106.5365 | 8290.9593 | 1739150 | 2739150 |  | PUD No 1 of Clallam County | 0.36668 | 0.57039 | 0.21522 | 0.13274 | 0.22936 | 0.24334 | 0.13521 | 0.94646
33 | 11273 | PUD No 1 of Douglas County | WA | P | 7770 | 550564 | 752097 | 338778 | 392981 | 14766 | 13893 | 22943.1126 | 1 | 3 | 3 | 25197.4307 | 254538 | 1580 | 186588.5693 | 104578 | 585 |  | 3.1112 | 90% | 3 | 4 | 0.1112 | 1.5 | 0.55 | 3226.4692 | 5018.9521 | 100000 | 1100000 | 2 | 0.561 | 5208.4633 | 6293.5598 | 240000 | 1280000 | 2.5 | 0.57222 | 7403.4917 | 8637.4069 | 1074650 | 2074650 | [6 empty] | 2.5 | 0.57222 | 7403.4917 | 8637.4069 | 1074650 | 2074650 |  | PUD No 1 of Douglas County | 0.36832 | 0.57294 | 0.22626 | 0.1455 | 0.25057 | 0.26756 | 0.14086 | 0.98601
34 | 18917 | Columbia River Peoples Ut Dist | OR | P | 12489 | 488199 | 461062 | 188505 | 211529 | 15254 | 16111 | 12357.7422 | 1 | 1 | 2 | 189105.8081 | 88068 | 2394 | 110588.1919 | 161465 | 70 |  | 7 | 90% | 6 | 6 | 1 | 1.5 | 0.55 | 1623.0606 | 2524.7609 | 150000 | 900000 | 2 | 0.561 | 2667.5457 | 3223.2844 | 360000 | 1005000 | 2.5 | 0.57222 | 3835.3136 | 4474.5325 | 1375550 | 2005550 | [6 empty] | 2.5 | 0.57222 | 3835.3136 | 4474.5325 | 1375550 | 2005550 |  | Columbia River Peoples Ut Dist | 0.18528 | 0.28821 | 0.11923 | 0.07974 | 0.13331 | 0.14284 | 0.07297 | 0.51079
35 | 40437 | Inland Power & Light Company | WA,ID | C | 29635 | 473000 | 852814 | 545226 | 615280 | 31987 | 36026 | 17045.2371 | 2 | 2 | 3 |  | 120409 | 897 |  | 117125 | 51 |  | 2.6729 | 90% | 2 | 2 | 0.67289 | 1.5 | 0.55 | 4062.3329 | 6319.1845 | 50000 | 550000 | 2 | 0.561 | 6447.6575 | 7790.9195 | 120000 | 640000 | 2.5 | 0.57222 | 8953.7418 | 10446.0321 | 1991300 | 2491300 | [6 empty] | 2.5 | 0.57222 | 8953.7418 | 10446.0321 | 1991300 | 2491300 |  | Inland Power & Light Company | 0.46374 | 0.72137 | 0.2723 | 0.16801 | 0.28608 | 0.3031 | 0.17035 | 1.1925
36 | 13758 | Emerald People's Utility Dist | OR | P | 18279 | 443992 | 413573 | 251360 | 280175 | 16274 | 18118 | 15445.4959 | 1 | 2 | 2 | 176829.539 | 86512 | 2238 | 15802.461 | 46886 | 10 |  | 9 | 90% | 8 | 8 | 1 | 1.5 | 0.55 | 1956.2582 | 3043.0682 | 200000 | 1200000 | 2 | 0.561 | 3113.4362 | 3762.0688 | 480000 | 1340000 | 2.5 | 0.57222 | 4345.0669 | 5069.2448 | 1665900 | 2505900 | [6 empty] | 2.5 | 0.57222 | 4345.0669 | 5069.2448 | 1665900 | 2505900 |  | Emerald People's Utility Dist | 0.22332 | 0.34738 | 0.1321 | 0.082078 | 0.1406 | 0.14922 | 0.082669 | 0.57868
37 | 14055 | Big Bend Electric Coop, Inc | WA | C | 5090 | 403284 | 493656 | 90453 | 97757 | 4094 | 4600 | 22094.0401 | 2 | 2 | 3 | 3508.7517 | 395899 | 483 | 309322.2483 | 0 | 2129 |  | 2.2789 | 90% | 2 | 6 | 0.27893 | 1.5 | 0.55 | 1942.0282 | 3020.9327 | 150000 | 1650000 | 2 | 0.561 | 3218.5115 | 3889.0347 | 360000 | 1920000 | 2.5 | 0.57222 | 4769.2315 | 5564.1035 | 800000 | 2300000 | [6 empty] | 2.5 | 0.57222 | 4769.2315 | 5564.1035 | 800000 | 2300000 |  | Big Bend Electric Coop, Inc | 0.22169 | 0.34486 | 0.14572 | 0.099098 | 0.17702 | 0.19122 | 0.090739 | 0.63517
38 | 16555 | Tillamook Peoples Utility Dist | OR | P | 16671 | 402184 | 460767 | 208751 | 229065 | 17120 | 18433 | 12193.3995 | 1 | 1 | 2 | 186282.0573 | 122911 | 2084 | 7150.9427 | 108791 | 4 |  | 2.2727 | 90% | 2 | 2 | 0.27271 | 1.5 | 0.55 | 1817.9037 | 2827.8502 | 50000 | 550000 | 2 | 0.561 | 2955.2581 | 3570.9369 | 120000 | 640000 | 2.5 | 0.57222 | 4218.4766 | 4921.556 | 1111650 | 1611650 | [6 empty] | 2.5 | 0.57222 | 4218.4766 | 4921.556 | 1111650 | 1611650 |  | Tillamook Peoples Utility Dist | 0.20752 | 0.32281 | 0.12983 | 0.084827 | 0.1442 | 0.15418 | 0.08026 | 0.56182
39 | 40438 | Central Electric Coop Inc | OR | C | 29264 | 398735 | 647088 | 400482 | 440371 | 24585 | 27188 | 16289.6888 | 2 | 3 | 4 |  | 97063 | 1260 |  | 109654 | 1380 |  | 2.2532 | 90% | 2 | 2 | 0.25322 | 1.5 | 0.55 | 2959.0192 | 4602.9188 | 50000 | 550000 | 2 | 0.561 | 4716.3532 | 5698.9268 | 120000 | 640000 | 2.5 | 0.57222 | 6578.1947 | 7674.5605 | 1549400 | 2049400 | [6 empty] | 2.5 | 0.57222 | 6578.1947 | 7674.5605 | 1549400 | 2049400 |  | Central Electric Coop Inc | 0.33779 | 0.52545 | 0.20061 | 0.12512 | 0.21254 | 0.22553 | 0.12516 | 0.87609
40 | 12439 | Peninsula Light Company | WA | C | 28761 | 386574 | 579675 | 386574 | 423183 | 25787 | 27232 | 14991.042 | 2 | 1 | 3 |  | 156492 |  |  | 0 |  |  | 2.1845 | 90% | 2 | 2 | 0.1845 | 1.5 | 0.55 | 3006.5679 | 4676.8834 | 50000 | 550000 | 2 | 0.561 | 4752.1398 | 5742.1689 | 120000 | 640000 | 2.5 | 0.57222 | 6599.3959 | 7699.2952 | 1551600 | 2051600 | [6 empty] | 2.5 | 0.57222 | 6599.3959 | 7699.2952 | 1551600 | 2051600 |  | Peninsula Light Company | 0.34322 | 0.53389 | 0.19927 | 0.12161 | 0.21087 | 0.22342 | 0.12556 | 0.87891
41 | 5326 | Benton Rural Electric Assn | WA | C | 16043 | 330430 | 554323 | 207909 | 223469 | 11292 | 11933 | 18412.0616 | 1 | 3 | 3 | 110838.4255 | 118874 | 759 | 11682.5745 | 211980 | 4 |  | 1.8672 | 90% | 2 | 2 | -0.13276 | 1.5 | 0.55 | 1826.3355 | 2840.9663 | 50000 | 550000 | 2 | 0.561 | 3030.4526 | 3661.7969 | 120000 | 640000 | 2.5 | 0.57222 | 4399.6372 | 5132.91 | 786650 | 1286650 | [6 empty] | 2.5 | 0.57222 | 4399.6372 | 5132.91 | 786650 | 1286650 |  | Benton Rural Electric Assn | 0.20849 | 0.32431 | 0.13746 | 0.093702 | 0.1563 | 0.16794 | 0.083707 | 0.58595
42 | 4317 | Lower Valley Energy Inc | WY,ID | C | 18087 | 329905 | 353421.8624 | 329905 | 354221.9232 | 18097 | 19455.7698 | 18229.8171 | 3 | 1 | 3 |  | 0 |  |  | 0 |  |  | 1.8643 | 90% | 2 | 2 | -0.13573 | 1.5 | 0.55 | 2062.3888 | 3208.1604 | 50000 | 550000 | 2 | 0.561 | 3205.5415 | 3873.3626 | 120000 | 640000 | 2.5 | 0.57222 | 4342.507 | 5066.2581 | 1162788.4922 | 1662788.4922 | [6 empty] | 2.5 | 0.57222 | 4342.507 | 5066.2581 | 1162788.4922 | 1662788.4922 |  | Lower Valley Energy Inc | 0.23543 | 0.36623 | 0.1305 | 0.075936 | 0.12979 | 0.13618 | 0.08262 | 0.57834
43 | 14324 | Coos-Curry Electric Coop, Inc | OR | C | 16040 | 284620 | 338679 | 182058 | 196349 | 14390 | 14938 | 12651.7026 | 1 | 1 | 3 | 102562 | 94495 | 2066 | 0 | 47835 |  |  | 1.6084 | 90% | 1 | 1 | 0.60837 | 1.5 | 0.55 | 1496.386 | 2327.7115 | 25000 | 275000 | 2 | 0.561 | 2403.287 | 2903.9718 | 60000 | 320000 | 2.5 | 0.57222 | 3392.0546 | 3957.397 | 841900 | 1091900 | [6 empty] | 2.5 | 0.57222 | 3392.0546 | 3957.397 | 841900 | 1091900 |  | Coos-Curry Electric Coop, Inc | 0.17082 | 0.26572 | 0.10353 | 0.065783 | 0.11287 | 0.12025 | 0.064537 | 0.45176
44 | 19603 | PUD No 1 of Klickitat County | WA | P | 9459 | 282250 | 315932 | 119451 | 139822 | 9244 | 10075 | 12922.0035 | 2 | 2 | 3 | 157838.1366 | 98078 | 1909 | 4960.8634 | 78032 | 3 |  | 1.595 | 90% | 1 | 1 | 0.59497 | 1.5 | 0.55 | 1195.7919 | 1860.1208 | 25000 | 275000 | 2 | 0.561 | 1956.6549 | 2364.2914 | 60000 | 320000 | 2.5 | 0.57222 | 2815.1365 | 3284.3259 | 598750 | 848750 | [6 empty] | 2.5 | 0.57222 | 2815.1365 | 3284.3259 | 598750 | 848750 |  | PUD No 1 of Klickitat County | 0.13651 | 0.21234 | 0.086857 | 0.057554 | 0.098 | 0.10503 | 0.05356 | 0.37492
45 | 5832 | Pacific Public Utility District No 2 | WA | P | 11442 | 281058 | 285855 | 165674 | 179572 | 14367 | 14998 | 11531.5654 | 1 | 1 | 1 | 113245.279 | 83201 | 2118 | 2138.721 | 23082 | 2 |  | 1.5882 | 90% | 1 | 1 | 0.58824 | 1.5 | 0.55 | 1346.3446 | 2094.3138 | 25000 | 275000 | 2 | 0.561 | 2148.9898 | 2596.696 | 60000 | 320000 | 2.5 | 0.57222 | 3015.8669 | 3518.5114 | 844900 | 1094900 | [6 empty] | 2.5 | 0.57222 | 3015.8669 | 3518.5114 | 844900 | 1094900 |  | Pacific Public Utility District No 2 | 0.15369 | 0.23908 | 0.091626 | 0.05735 | 0.098959 | 0.10523 | 0.05738 | 0.40166
46 | 12187 | Salmon River Electric Coop Inc | ID | C | 2155 | 272874 | 277743 | 26881 | 32666 | 1951 | 2142 | 13778.0625 | 3 | 1 | 4 | 245171.0558 | 19882 | 354 | 13851.4721 | 225195 | 2 |  | 1.542 | 90% | 1 | 1 | 0.54199 | 1.5 | 0.55 | 379.193 | 589.8558 | 25000 | 150000 | 2 | 0.561 | 739.3725 | 893.4084 | 60000 | 167500 | 2.5 | 0.57222 | 1204.3226 | 1405.043 | 202100 | 307100 | [6 empty] | 2.5 | 0.57222 | 1204.3226 | 1405.043 | 202100 | 307100 |  | Salmon River Electric Coop Inc | 0.043287 | 0.067335 | 0.041116 | 0.034652 | 0.053076 | 0.058406 | 0.022913 | 0.16039
47 | 12692 | Midstate Electric Coop, Inc | OR | C | 14215 | 259482 | 371579 | 208436 | 231394 | 15141 | 16160 | 13766.3298 | 2 | 3 | 4 | 7811.5506 | 112104 | 1384 | 43234.4494 | 28081 | 383 |  | 1.4663 | 90% | 1 | 1 | 0.46631 | 1.5 | 0.55 | 1750.96 | 2723.7156 | 25000 | 275000 | 2 | 0.561 | 2795.589 | 3378.0034 | 60000 | 320000 | 2.5 | 0.57222 | 3925.7211 | 4580.008 | 903000 | 1153000 | [6 empty] | 2.5 | 0.57222 | 3925.7211 | 4580.008 | 903000 | 1153000 |  | Midstate Electric Coop, Inc | 0.19988 | 0.31093 | 0.11925 | 0.07469 | 0.12901 | 0.13722 | 0.07469 | 0.52283
48 | 10681 | City of Forest Grove | OR | M | 5107 | 249995 | 232553 | 105163 | 109097 | 7596 | 8159 | 13844.5234 | 1 | 2 | 2 | 46640.8136 | 20915 | 1045 | 98191.1864 | 102541 | 110 |  | 1.4127 | 90% | 1 | 1 | 0.4127 | 2 | 0.55 | 1016.5202 | 1440.0703 | 25000 | 275000 | 2.5 | 0.561 | 1574.0831 | 1836.4303 | 60000 | 320000 | 3 | 0.57222 | 2172.5657 | 2474.3109 | 502950 | 752950 | [6 empty] | 3 | 0.57222 | 2172.5657 | 2474.3109 | 502950 | 752950 |  | City of Forest Grove | 0.11604 | 0.16439 | 0.063649 | 0.045247 | 0.06832 | 0.072817 | 0.034446 | 0.28246
49 | 1625 | Oregon Trail El Cons Coop, Inc | OR | C | 22621 | 246248 | 631608 | 246248 | 280932 | 24046 | 25033 | 10240.7053 | 2 | 2 | 3 |  | 244065 |  |  | 106611 |  |  | 1.3915 | 90% | 1 | 2 | 0.39153 | 1.5 | 0.55 | 2538.8522 | 3949.3256 | 50000 | 550000 | 2 | 0.561 | 4135.6815 | 4997.2818 | 120000 | 640000 | 2.5 | 0.57222 | 5941.0284 | 6931.1998 | 1441650 | 1941650 | [6 empty] | 2.5 | 0.57222 | 5941.0284 | 6931.1998 | 1441650 | 1941650 |  | Oregon Trail El Cons Coop, Inc | 0.28982 | 0.45084 | 0.18229 | 0.11963 | 0.20609 | 0.22077 | 0.11303 | 0.79123
50 | 14170 | Northern Wasco County PUD | OR | P | 7618 | 242429 | 550475 | 130575 | 139695 | 8888 | 9198 | 14691.1566 | 2 | 3 | 3 | 10997.6355 | 17549 | 410 | 100856.3645 | 393231 | 188 |  | 1.3699 | 90% | 1 | 1 | 0.36995 | 1.5 | 0.55 | 1083.8426 | 1685.9774 | 25000 | 275000 | 2 | 0.561 | 1937.8498 | 2341.5685 | 60000 | 320000 | 2.5 | 0.57222 | 2961.395 | 3454.9609 | 554900 | 804900 | [6 empty] | 2.5 | 0.57222 | 2961.395 | 3454.9609 | 554900 | 804900 |  | Northern Wasco County PUD | 0.12373 | 0.19246 | 0.097489 | 0.074839 | 0.11684 | 0.1271 | 0.056343 | 0.3944
51 | 6169 | Kootenai Electric Coop Inc | ID,WA | C | 15200 | 233093 | 412618 | 243294 | 281910 | 18702 | 20648 | 13008.983 | 2 | 2 | 3 |  | 102203 | 876 |  | 28505 | 87 |  | 1.3172 | 90% | 1 | 1 | 0.31719 | 1.5 | 0.55 | 2010.9721 | 3128.1788 | 25000 | 275000 | 2 | 0.561 | 3194.9826 | 3860.604 | 60000 | 320000 | 2.5 | 0.57222 | 4456.8851 | 5199.6993 | 1127400 | 1377400 | [6 empty] | 2.5 | 0.57222 | 4456.8851 | 5199.6993 | 1127400 | 1377400 |  | Kootenai Electric Coop Inc | 0.22956 | 0.3571 | 0.13516 | 0.08361 | 0.14405 | 0.15286 | 0.084796 | 0.59357
52 | 19325 | City of Centralia | WA | M | 6965 | 229336 | 260827 | 112752 | 117052 | 8037 | 8415 | 14029.1153 | 1 | 1 | 2 | 116584 | 36015 | 1543 | 0 | 107760 |  |  | 1.296 | 90% | 1 | 1 | 0.29596 | 2 | 0.55 | 1151.8015 | 1631.7188 | 25000 | 275000 | 2.5 | 0.561 | 1784.7991 | 2082.2656 | 60000 | 320000 | 3 | 0.57222 | 2470.3943 | 2813.5047 | 515750 | 765750 | [6 empty] | 3 | 0.57222 | 2470.3943 | 2813.5047 | 515750 | 765750 |  | City of Centralia | 0.13148 | 0.18627 | 0.07226 | 0.051432 | 0.078264 | 0.083475 | 0.039168 | 0.32118
53 | 907 | Harney Electric Coop, Inc | OR,NV | C | 1666 | 222346 | 238195.6546 | 27821 | 29871.6543 | 1528 | 1642.7262 | 18207.4607 | 3 | 3 | 5 | 1477.6204 | 483.6179 | 139 | 96523.6898 | 136410.7957 | 908 |  | 1.2565 | 90% | 1 | 1 | 0.25646 | 1.5 | 0.55 | 248.3228 | 0 | 15000 | 0 | 2 | 0.561 | 470.9842 | 0 | 32500 | 0 | 2.5 | 0.57222 | 748.8766 | 0 | 132136.3108 | 0 | [6 empty] | 2.5 | 0.57222 | 748.8766 | 0 | 132136.3108 | 0 |  | Harney Electric Coop, Inc | 0.028347 | 0 | 0.025418 | 0 | 0.031723 | 0 | -0.085488 | 0
54 | 10393 | PUD No 1 of Okanogan County | WA | P | 13487 | 216486 | 580927 | 262901 | 289640 | 15759 | 16937 | 16682.5941 | 2 | 2 | 3 |  | 270703 | 3620 |  | 20584 | 3 |  | 1.2233 | 90% | 1 | 2 | 0.22335 | 1.5 | 0.55 | 2636.0622 | 4100.5412 | 50000 | 550000 | 2 | 0.561 | 4246.7704 | 5131.5143 | 120000 | 640000 | 2.5 | 0.57222 | 6049.4634 | 7057.7073 | 1036850 | 1536850 | [6 empty] | 2.5 | 0.57222 | 6049.4634 | 7057.7073 | 1036850 | 1536850 |  | PUD No 1 of Okanogan County | 0.30092 | 0.4681 | 0.18387 | 0.11769 | 0.20579 | 0.21989 | 0.1151 | 0.80567
55 | 3739 | Elmhurst Mutual Power & Light Co | WA | C | 9656 | 211302 | 260571 | 211302 | 220710 | 12699 | 13288 | 16639.2629 | 1 | 1 | 1 |  | 39861 |  |  | 0 |  |  | 1.1941 | 90% | 1 | 1 | 0.19405 | 1.5 | 0.55 | 1423.2672 | 2213.9712 | 25000 | 275000 | 2 | 0.561 | 2232.3053 | 2697.3689 | 60000 | 320000 | 2.5 | 0.57222 | 3065.2717 | 3576.1503 | 759400 | 1009400 | [6 empty] | 2.5 | 0.57222 | 3065.2717 | 3576.1503 | 759400 | 1009400 |  | Elmhurst Mutual Power & Light Co | 0.16247 | 0.25274 | 0.092356 | 0.055182 | 0.095087 | 0.10032 | 0.058319 | 0.40824
56 | 26916 | PUD No 1 of Whatcom County | WA | P | 0 | 207228 | 195272 | 0 | . | 0 | . | NA | 1 | 1 | 2 |  | 0 |  | 207228 | 195272 | 1 |  | 1.171 | 0% | 0 | 0 | 1.171 | [24 empty] | 0 | 0 | 0 | 0 | 0 | 0 |  | PUD No 1 of Whatcom County | 0 | 0 | 0 | 0 | 0 | 0 | 0 | 0
57 | 13788 | Lane Electric Coop Inc | OR | C | 14915 | 202821 | 227694 | 184786 | 191562 | 11597 | 11884 | 15933.9484 | 1 | 2 | 2 | 9567.8638 | 32356 | 565 | 8467.1362 | 3776 | 25 |  | 1.1461 | 90% | 1 | 1 | 0.14613 | 1.5 | 0.55 | 1229.5466 | 1912.628 | 25000 | 275000 | 2.4 | 0.561 | 2315.7152 | 2717.7491 | 60000 | 320000 | 2.9 | 0.57222 | 3074.834 | 3516.6205 | 689200 | 939200 | [6 empty] | 2.9 | 0.57222 | 3074.834 | 3516.6205 | 689200 | 939200 |  | Lane Electric Coop Inc | 0.14036 | 0.21834 | 0.12399 | 0.091909 | 0.086657 | 0.091195 | 0.050432 | 0.40144
58 | 15231 | Vera Irrigation District #15 | WA | P | 6874 | 201038 | 220262 | 124864 | 136247 | 8350 | 9184 | 14953.7725 | 2 | 3 | 3 | 76174 | 84015 | 843 | 0 | 0 |  |  | 1.1361 | 90% | 1 | 1 | 0.13605 | 1.5 | 0.55 | 1084.6103 | 1687.1715 | 25000 | 275000 | 2.4 | 0.561 | 2073.8957 | 2433.947 | 60000 | 320000 | 2.9 | 0.57222 | 2816.5516 | 3221.2285 | 554200 | 804200 | [6 empty] | 2.9 | 0.57222 | 2816.5516 | 3221.2285 | 554200 | 804200 |  | Vera Irrigation District #15 | 0.12381 | 0.1926 | 0.11293 | 0.085248 | 0.084778 | 0.089872 | 0.046196 | 0.36772
59 | 5327 | Raft River Rural Elec Coop Inc | ID,NV | C | 2455 | 199177 | 216971 | 36000 | 22408 | 2982 | 1280 | 12072.4346 | 2 | 3 | 4 | 2332.2489 | 38124 | 232 | 80422.3756 | 156439 | 800 |  | 1.1255 | 90% | 1 | 1 | 0.12553 | 1.5 | 0.55 | 346.07 | 538.3311 | 25000 | 275000 | 2.4 | 0.561 | 785.2532 | 921.5818 | 60000 | 320000 | 2.9 | 0.57222 | 1220.8053 | 1396.2084 | 159000 | 409000 | [6 empty] | 2.9 | 0.57222 | 1220.8053 | 1396.2084 | 159000 | 409000 |  | Raft River Rural Elec Coop Inc | 0.039506 | 0.061453 | 0.050135 | 0.04375 | 0.049721 | 0.054181 | 0.020023 | 0.15938
60 | 19784 | Northern Lights, Inc | ID,MT,WA | C | 15674 | 197573 | 314876 | 180512 | 207105 | 15903 | 17542 | 11350.8143 | 2 | 1 | 3 | 8588.9281 | 41143 | 588 | 8472.0719 | 66628 | 29 |  | 1.1165 | 90% | 1 | 1 | 0.11647 | 1.5 | 0.55 | 1384.0213 | 2152.922 | 25000 | 275000 | 2.4 | 0.561 | 2656.0332 | 3117.1501 | 60000 | 320000 | 2.9 | 0.57222 | 3589.9996 | 4105.8042 | 972100 | 1222100 | [6 empty] | 2.9 | 0.57222 | 3589.9996 | 4105.8042 | 972100 | 1222100 |  | Northern Lights, Inc | 0.15799 | 0.24577 | 0.14521 | 0.11007 | 0.10662 | 0.11286 | 0.058882 | 0.4687
61 | 3295 | USBIA-Mission Valley Power | MT | F | 10342 | 194681 | 353302 | 194681 | 217040 | 13609 | 14512 | 14305.3127 | 2 | 1 | 2 |  | 121085 |  |  | 15177 |  |  | 1.1001 | 90% | 1 | 1 | 0.10013 | 1.5 | 0.55 | 1691.6506 | 2631.4565 | 25000 | 275000 | 2.4 | 0.561 | 3239.9085 | 3802.3926 | 60000 | 320000 | 2.9 | 0.57222 | 4402.1634 | 5034.6581 | 820600 | 1070600 | [6 empty] | 2.9 | 0.57222 | 4402.1634 | 5034.6581 | 820600 | 1070600 |  | USBIA-Mission Valley Power | 0.19311 | 0.30039 | 0.17674 | 0.13367 | 0.13268 | 0.14067 | 0.072203 | 0.57473
62 | 12744 | Columbia Rural Elec Assn, Inc | OR,WA | C | 2613 | 190563 | 298338 | 43104 | 48138 | 2508 | 3029 | 17186.6029 | 1 | 3 | 3 | 6599.331 | 46909 | 476 | 70429.8345 | 203291 | 508 |  | 1.0769 | 90% | 1 | 1 | 0.076857 | 1.5 | 0.55 | 551.3196 | 857.6083 | 25000 | 275000 | 2.4 | 0.561 | 1208.3403 | 1418.1216 | 60000 | 320000 | 2.9 | 0.57222 | 1829.3443 | 2092.1811 | 246450 | 496450 | [6 empty] | 2.9 | 0.57222 | 1829.3443 | 2092.1811 | 246450 | 496450 |  | Columbia Rural Elec Assn, Inc | 0.062936 | 0.0979 | 0.075002 | 0.063986 | 0.070891 | 0.076947 | 0.030004 | 0.23883
63 | 10627 | City of Ellensburg | WA | M | 3800 | 189945 | 202148 | 59644 | 75016 | 7008 | 7989 | 8510.8447 | 2 | 3 | 3 | 128482.4236 | 116613 | 1413 | 1818.5764 | 10519 | 1 |  | 1.0734 | 90% | 1 | 1 | 0.073365 | 2 | 0.55 | 1129.0032 | 1599.4212 | 25000 | 275000 | 2.9 | 0.561 | 2003.2564 | 2291.0806 | 60000 | 320000 | 3.4 | 0.57222 | 2720.8198 | 3054.2536 | 494450 | 744450 | [6 empty] | 3.4 | 0.57222 | 2720.8198 | 3054.2536 | 494450 | 744450 |  | City of Ellensburg | 0.12888 | 0.18258 | 0.099801 | 0.078957 | 0.081914 | 0.08712 | 0.038063 | 0.34866
64 | 6582 | Salem Electric | OR | C | 11874 | 176428 | 312073 | 176428 | 183577 | 15460 | 16500 | 11411.9017 | 1 | 2 | 2 |  | 102690 |  |  | 25806 |  |  | 1 | 90% | 1 | 1 | 0 | 1.5 | 0.55 | 1438.697 | 2237.9732 | 25000 | 275000 | 2.4 | 0.561 | 2764.8869 | 3244.902 | 60000 | 320000 | 2.9 | 0.57222 | 3768.0284 | 4309.4118 | 920000 | 1170000 | [6 empty] | 2.9 | 0.57222 | 3768.0284 | 4309.4118 | 920000 | 1170000 |  | Salem Electric | 0.16423 | 0.25548 | 0.15139 | 0.11495 | 0.11451 | 0.12152 | 0.061802 | 0.49194
65 | 14653 | Fall River Rural Elec Coop Inc | ID,MT,WY | C | 11322 | 174398 | 276930 | 116956 | 146967 | 10451 | 12382 | 11190.8908 | 3 | 3 | 3 | 8189.0455 | 129963 | 1656 | 49252.9545 | 0 | 498 |  | 1 | 90% | 1 | 2 | 0 | 1.5 | 0.55 | 1306.359 | 2032.114 | 50000 | 550000 | 2.4 | 0.561 | 2515.3494 | 2952.042 | 120000 | 640000 | 2.9 | 0.57222 | 3449.7333 | 3945.3847 | 809100 | 1309100 | [6 empty] | 2.9 | 0.57222 | 3449.7333 | 3945.3847 | 809100 | 1309100 |  | Fall River Rural Elec Coop Inc | 0.14913 | 0.23198 | 0.13801 | 0.10501 | 0.10666 | 0.1134 | 0.056581 | 0.45039
66 | 23586 | City of Ashland | OR | M | 5362 | 169156 | 172148 | 87675 | 90862 | 9264 | 10172 | 9464.0544 | 1 | 3 | 3 | 81481 | 81286 | 2046 | 0 | 0 |  |  | 1 | 90% | 1 | 1 | 0 | 2 | 0.55 | 1081.202 | 1531.7028 | 25000 | 275000 | 2.9 | 0.561 | 1887.0965 | 2158.231 | 60000 | 320000 | 3.4 | 0.57222 | 2512.0016 | 2819.8449 | 603600 | 853600 | [6 empty] | 3.4 | 0.57222 | 2512.0016 | 2819.8449 | 603600 | 853600 |  | City of Ashland | 0.12342 | 0.17485 | 0.091997 | 0.071521 | 0.071336 | 0.075527 | 0.035142 | 0.3219
67 | 6149 | Clearwater Power Company | ID,OR,WA | C | 10345 | 157160 | 181038 | 111456 | 128317 | 8979 | 9462 | 12412.9636 | 2 | 2 | 3 | 12046.0155 | 28244 | 680 | 33657.9845 | 24477 | 95 |  | 1 | 90% | 1 | 1 | 0 | 1.5 | 0.55 | 858.0918 | 1334.8095 | 25000 | 275000 | 2.4 | 0.561 | 1635.8437 | 1919.8443 | 60000 | 320000 | 2.9 | 0.57222 | 2199.0153 | 2514.9658 | 568100 | 818100 | [6 empty] | 2.9 | 0.57222 | 2199.0153 | 2514.9658 | 568100 | 818100 |  | Clearwater Power Company | 0.097956 | 0.15238 | 0.088784 | 0.066785 | 0.064289 | 0.067936 | 0.036067 | 0.2871
68 | 2955 | Canby Utility Board | OR | M | 4790 | 154206 | 168684 | 73142 | 78374 | 5639 | 6049 | 12970.7395 | 1 | 2 | 2 | 62332.9089 | 59383 | 599 | 18731.0911 | 30927 | 9 |  | 1 | 90% | 1 | 1 | 0 | 2 | 0.55 | 904.9701 | 1282.0409 | 25000 | 275000 | 2.9 | 0.561 | 1601.0357 | 1831.0695 | 60000 | 320000 | 3.4 | 0.57222 | 2151.7685 | 2415.4656 | 397450 | 647450 | [6 empty] | 3.4 | 0.57222 | 2151.7685 | 2415.4656 | 397450 | 647450 |  | Canby Utility Board | 0.10331 | 0.14635 | 0.07946 | 0.062674 | 0.062869 | 0.066712 | 0.030102 | 0.27574
69 | 7262 | Glacier Electric Coop, Inc | MT | C | 5428 | 144796 | 169141 | 61272 | 68147 | 5495 | 5790 | 11150.5005 | 3 | 1 | 3 | 23817.3906 | 81600 | 1460 | 59706.6094 | 19394 | 183 |  | 1 | 90% | 1 | 1 | 0 | 1.5 | 0.55 | 690.0761 | 1073.4516 | 25000 | 275000 | 2.4 | 0.561 | 1351.032 | 1585.5862 | 60000 | 320000 | 2.9 | 0.57222 | 1885.2414 | 2156.1094 | 384500 | 634500 | [6 empty] | 2.9 | 0.57222 | 1885.2414 | 2156.1094 | 384500 | 634500 |  | Glacier Electric Coop, Inc | 0.078776 | 0.12254 | 0.075452 | 0.058463 | 0.060983 | 0.065128 | 0.030921 | 0.24613
70 | 17279 | Lakeview Light & Power | WA | C | 7979 | 138820 | 264309 | 138820 | 114535 | 7806 | 9380 | 17783.7561 | 1 | 1 | 1 |  | 149774 |  |  | 0 |  |  | 1 | 90% | 1 | 1 | 0 | 1.5 | 0.55 | 1186.2285 | 1845.2443 | 25000 | 275000 | 2.4 | 0.561 | 2303.3012 | 2703.1799 | 60000 | 320000 | 2.9 | 0.57222 | 3195.7997 | 3654.9663 | 564000 | 814000 | [6 empty] | 2.9 | 0.57222 | 3195.7997 | 3654.9663 | 564000 | 814000 |  | Lakeview Light & Power | 0.13541 | 0.21064 | 0.12752 | 0.097938 | 0.10188 | 0.10865 | 0.052416 | 0.41723
71 | 22355 | Orcas Power & Light Coop | WA | C | 11898 | 138731 | 195166 | 131805 | 140026 | 11070 | 12757 | 11906.5041 | 1 | 1 | 1 | 6402.6247 | 55140 | 1468 | 523.3753 | 0 | 6 |  | 5 | 90% | 5 | 6 | 0 | 1.5 | 0.55 | 1006.4831 | 0 | 90000 | 0 | 2.4 | 0.561 | 1910.6689 | 0 | 195000 | 0 | 2.9 | 0.57222 | 2568.1846 | 0 | 937850 | 0 | [6 empty] | 2.9 | 0.57222 | 2568.1846 | 0 | 937850 | 0 |  | Orcas Power & Light Coop | 0.1149 | 0 | 0.10322 | 0 | 0.075059 | 0 | -0.29317 | 0
72 | 8515 | Blachly-Lane Cnty Coop El Assn | OR | C | 4601 | 136041 | 158523 | 51101 | 51494 | 3163 | 3242 | 16155.8647 | 1 | 1 | 2 | 45837.1867 | 41345 | 211 | 19551.4066 | 65684 | 9 |  | 1 | 90% | 1 | 1 | 0 | 1.5 | 0.55 | 478.2034 | 743.872 | 25000 | 275000 | 2.4 | 0.561 | 965.9721 | 1133.6756 | 60000 | 320000 | 2.9 | 0.57222 | 1376.1681 | 1573.8934 | 257100 | 507100 | [6 empty] | 2.9 | 0.57222 | 1376.1681 | 1573.8934 | 257100 | 507100 |  | Blachly-Lane Cnty Coop El Assn | 0.054589 | 0.084917 | 0.055681 | 0.044498 | 0.046826 | 0.050253 | 0.022571 | 0.17967
73 | 1723 | Missoula Electric Coop, Inc | ID,MT | C | 10337 | 135638 | 209860 | 135638 | 150332 | 11681 | 12496 | 11611.8483 | 3 | 2 | 2 |  | 40935 |  |  | 18593 |  |  | 1 | 90% | 1 | 1 | 0 | 1.5 | 0.55 | 1027.1415 | 1597.7757 | 25000 | 275000 | 2.4 | 0.561 | 1954.4527 | 2293.7674 | 60000 | 320000 | 2.9 | 0.57222 | 2625.9372 | 3003.227 | 719800 | 969800 | [6 empty] | 2.9 | 0.57222 | 2625.9372 | 3003.227 | 719800 | 969800 |  | Missoula Electric Coop, Inc | 0.11725 | 0.18239 | 0.10586 | 0.079451 | 0.076653 | 0.080989 | 0.04307 | 0.34283
74 | 20332 | PUD No 1 of Skamania Co | WA | P | 4841 | 122959 | 123192 | 67302 | 74327 | 4956 | 5223 | 13579.9031 | 1 | 1 | 2 | 23089.5131 | 21912 | 553 | 16283.7434 | 26953 | 39 |  | 1 | 90% | 1 | 1 | 0 | 1.5 | 0.55 | 523.108 | 813.7236 | 25000 | 275000 | 2.4 | 0.561 | 1009.0582 | 1184.2419 | 60000 | 320000 | 2.9 | 0.57222 | 1372.9522 | 1570.2155 | 356150 | 606150 | [6 empty] | 2.9 | 0.57222 | 1372.9522 | 1570.2155 | 356150 | 606150 |  | PUD No 1 of Skamania Co | 0.059716 | 0.092891 | 0.055474 | 0.042297 | 0.04154 | 0.044061 | 0.022519 | 0.17925
75 | 11022 | Douglas Electric Coop, Inc | OR | C | 10289 | 118949 | 146412 | 113405 | 120998 | 8570 | 9027 | 13232.7888 | 1 | 2 | 3 | 545.6379 | 18649 | 548 | 4998.3621 | 6765 | 251 |  | 1 | 90% | 1 | 1 | 0 | 1.5 | 0.55 | 772.7631 | 1202.076 | 25000 | 275000 | 2.4 | 0.561 | 1457.6666 | 1710.7337 | 60000 | 320000 | 2.9 | 0.57222 | 1937.5647 | 2215.9504 | 546350 | 796350 | [6 empty] | 2.9 | 0.57222 | 1937.5647 | 2215.9504 | 546350 | 796350 |  | Douglas Electric Coop, Inc | 0.088215 | 0.13722 | 0.078185 | 0.058066 | 0.054783 | 0.057673 | 0.031779 | 0.25296
76 | 18448 | Ravalli County Elec Coop, Inc | MT | C | 7741 | 115686 | 143191 | 115686 | 130987 | 8927 | 9416 | 12959.1128 | 2 | 1 | 3 |  | 9461 |  |  | 2743 |  |  | 1 | 90% | 1 | 1 | 0 | 1.5 | 0.55 | 796.9168 | 1239.6483 | 25000 | 275000 | 2.4 | 0.561 | 1494.1459 | 1753.5463 | 60000 | 320000 | 2.9 | 0.57222 | 1970.5468 | 2253.6713 | 565800 | 815800 | [6 empty] | 2.9 | 0.57222 | 1970.5468 | 2253.6713 | 565800 | 815800 |  | Ravalli County Elec Coop, Inc | 0.090972 | 0.14151 | 0.079592 | 0.058664 | 0.054384 | 0.057092 | 0.03232 | 0.25727
77 | 20385 | City of Cheney | WA | M | 2653 | 114658 | 132226 | 42997 | 52056 | 3748 | 4507 | 11471.9851 | 2 | 2 | 3 | 54288.6364 | 70429 | 500 | 17372.3636 | 9741 | 8 |  | 1 | 90% | 1 | 1 | 0 | 2 | 0.55 | 736.6739 | 1043.6214 | 25000 | 275000 | 2.9 | 0.561 | 1305.5689 | 1493.1506 | 60000 | 320000 | 3.4 | 0.57222 | 1768.5666 | 1985.3027 | 320350 | 570350 | [6 empty] | 3.4 | 0.57222 | 1768.5666 | 1985.3027 | 320350 | 570350 |  | City of Cheney | 0.084095 | 0.11913 | 0.064942 | 0.051316 | 0.052854 | 0.056182 | 0.024742 | 0.22663
78 | 19502 | City of Milton-Freewater | OR | M | 2946 | 109869 | 105209 | 59932 | 60331 | 3494 | 3504 | 17152.8334 | 1 | 3 | 3 | 24920.3911 | 14487 | 1295 | 25016.6089 | 30391 | 65 |  | 1 | 90% | 1 | 1 | 0 | 2 | 0.55 | 556.939 | 788.997 | 25000 | 275000 | 2.9 | 0.561 | 979.3866 | 1120.1031 | 60000 | 320000 | 3.4 | 0.57222 | 1298.2065 | 1457.3005 | 270200 | 520200 | [6 empty] | 3.4 | 0.57222 | 1298.2065 | 1457.3005 | 270200 | 520200 |  | City of Milton-Freewater | 0.063578 | 0.090068 | 0.048225 | 0.037798 | 0.036395 | 0.038493 | 0.018161 | 0.16636
79 | 14505 | City of Hermiston | OR | M | 3463 | 105027 | 104631 | 49525 | 51129 | 4382 | 4472 | 11301.9169 | 1 | 3 | 3 | 55502 | 53502 | 783 | 0 | 0 |  |  | 1 | 90% | 1 | 1 | 0 | 2 | 0.55 | 644.2898 | 912.7439 | 25000 | 275000 | 2.9 | 0.561 | 1128.2334 | 1290.3359 | 60000 | 320000 | 3.4 | 0.57222 | 1508.7361 | 1693.6303 | 318600 | 568600 | [6 empty] | 3.4 | 0.57222 | 1508.7361 | 1693.6303 | 318600 | 568600 |  | City of Hermiston | 0.073549 | 0.10419 | 0.055245 | 0.043104 | 0.043436 | 0.046038 | 0.021107 | 0.19334
80 | 28541 | Lincoln Electric Coop, Inc | MT | C | 3282 | 102182 | 108300 | 61753 | 71230 | 3975 | 4684 | 15535.3459 | 3 | 1 | 3 | 1242.8445 | 26060 | 170 | 39186.1555 | 11010 | 268 |  | 1 | 90% | 1 | 1 | 0 | 1.5 | 0.55 | 510.9608 | 794.8278 | 25000 | 275000 | 2.4 | 0.561 | 977.0272 | 1146.65 | 60000 | 320000 | 2.9 | 0.57222 | 1321.0201 | 1510.8218 | 329200 | 579200 | [6 empty] | 2.9 | 0.57222 | 1321.0201 | 1510.8218 | 329200 | 579200 |  | Lincoln Electric Coop, Inc | 0.058329 | 0.090734 | 0.053204 | 0.040162 | 0.039269 | 0.041572 | 0.021667 | 0.17247
81 | 14012 | City of Burley | ID | M | 2800 | 97698 | 110799 | 42664 | 46454 | 3653 | 3791 | 11679.1678 | 2 | 3 | 4 | 55034 | 64345 | 656 | 0 | 0 |  |  | 1 | 90% | 1 | 1 | 0 | 2 | 0.55 | 658.131 | 932.3523 | 25000 | 275000 | 2.9 | 0.561 | 1159.5734 | 1326.1788 | 60000 | 320000 | 3.4 | 0.57222 | 1563.7971 | 1755.4389 | 284550 | 534550 | [6 empty] | 3.4 | 0.57222 | 1563.7971 | 1755.4389 | 284550 | 534550 |  | City of Burley | 0.075129 | 0.10643 | 0.057242 | 0.044957 | 0.046144 | 0.049002 | 0.021877 | 0.20039
82 | 18260 | Columbia Basin Elec Cooperative, Inc | OR | C | 2847 | 95727 | 104884 | 37000 | 41387 | 3038 | 3092 | 12179.0652 | 1 | 2 | 3 | 4923.7388 | 27649 | 399 | 26901.6306 | 35848 | 218 |  | 1 | 90% | 1 | 1 | 0 | 1.5 | 0.55 | 355.9575 | 553.7117 | 25000 | 275000 | 2.4 | 0.561 | 707.4108 | 830.2252 | 60000 | 320000 | 2.9 | 0.57222 | 993.1596 | 1135.8549 | 249600 | 499600 | [6 empty] | 2.9 | 0.57222 | 993.1596 | 1135.8549 | 249600 | 499600 |  | Columbia Basin Elec Cooperative, Inc | 0.040634 | 0.063209 | 0.04012 | 0.031565 | 0.03262 | 0.034889 | 0.016289 | 0.12966
83 | 3420 | Modern Electric Water Company | WA | C | 4526 | 89999 | 209056 | 89999 | 96953 | 7942 | 8218 | 11332.0322 | 2 | 2 | 3 |  | 112103 |  |  | 0 |  |  | 1 | 90% | 1 | 2 | 0 | 1.5 | 0.55 | 953.2291 | 1482.8009 | 50000 | 550000 | 2.4 | 0.561 | 1845.8823 | 2166.348 | 120000 | 640000 | 2.9 | 0.57222 | 2551.6339 | 2918.248 | 600900 | 1100900 | [6 empty] | 2.9 | 0.57222 | 2551.6339 | 2918.248 | 600900 | 1100900 |  | Modern Electric Water Company | 0.10882 | 0.16927 | 0.1019 | 0.07803 | 0.080565 | 0.085833 | 0.041851 | 0.33313
84 | 20138 | United Electric Co-op, Inc | ID | C | 4832 | 83316 | 258700 | 83316 | 86074 | 3927 | 4176 | 21216.1956 | 2 | 2 | 4 | 0 | 45738 | 224 | 0 | 126888 | 924 |  | 1 | 90% | 1 | 1 | 0 | 1.5 | 0.55 | 727.4017 | 1131.5138 | 25000 | 275000 | 2.4 | 0.561 | 1479.0699 | 1735.8529 | 60000 | 320000 | 2.9 | 0.57222 | 2110.7802 | 2414.0532 | 303800 | 553800 | [6 empty] | 2.9 | 0.57222 | 2110.7802 | 2414.0532 | 303800 | 553800 |  | United Electric Co-op, Inc | 0.083037 | 0.12917 | 0.085807 | 0.068988 | 0.072113 | 0.07742 | 0.03462 | 0.27558
85 | 2545 | PUD No 1 of Ferry County | WA | P | 2473 | 82677 | 103053 | 32911 | 38511 | 2703 | 2829 | 12175.7307 | 3 | 1 | 3 | 8967.2297 | 9664 | 422 | 20399.3851 | 54878 | 96 |  | 1 | 90% | 1 | 1 | 0 | 1.5 | 0.55 | 286.9914 | 446.4311 | 25000 | 150000 | 2.4 | 0.561 | 582.0659 | 683.119 | 60000 | 167500 | 2.9 | 0.57222 | 825.3112 | 943.8904 | 236450 | 341450 | [6 empty] | 2.9 | 0.57222 | 825.3112 | 943.8904 | 236450 | 341450 |  | PUD No 1 of Ferry County | 0.032762 | 0.050962 | 0.033684 | 0.027019 | 0.027768 | 0.029768 | 0.013536 | 0.10775
86 | 12615 | Vigilante Electric Coop, Inc | MT,ID | C | 5084 | 79323 | 160673 | 79323 | 94938 | 7057 | 7842 | 11240.3288 | 3 | 1 | 3 |  | 65735 |  |  | 0 |  |  | 1 | 90% | 1 | 1 | 0 | 1.5 | 0.55 | 780.7071 | 1214.4333 | 25000 | 275000 | 2.4 | 0.561 | 1495.9888 | 1755.7091 | 60000 | 320000 | 2.9 | 0.57222 | 2037.8497 | 2330.6442 | 487100 | 737100 | [6 empty] | 2.9 | 0.57222 | 2037.8497 | 2330.6442 | 487100 | 737100 |  | Vigilante Electric Coop, Inc | 0.089122 | 0.13863 | 0.081653 | 0.061789 | 0.061856 | 0.065632 | 0.033424 | 0.26606
87 | 12789 | Rupert City of | ID | M | 2317 | 77142 | 73074 | 36280 | 36354 | 2337 | 2380 | 15524.1763 | 2 | 2 | 4 | 40862 | 24800 | 392 | 0 | 11920 |  |  | 1 | 90% | 1 | 1 | 0 | 2 | 0.55 | 405.3571 | 574.2559 | 25000 | 275000 | 2.9 | 0.561 | 714.0811 | 816.679 | 60000 | 320000 | 3.4 | 0.57222 | 955.2841 | 1072.3533 | 214000 | 464000 | [6 empty] | 3.4 | 0.57222 | 955.2841 | 1072.3533 | 214000 | 464000 |  | Rupert City of | 0.046274 | 0.065554 | 0.035242 | 0.027674 | 0.027535 | 0.029187 | 0.013364 | 0.12241
88 | 10326 | Wasco Electric Coop, Inc | OR | C | 3178 | 73411 | 107307 | 46912 | 49264 | 3684 | 3769 | 12733.9848 | 2 | 3 | 3 | 262.5589 | 15986 | 270 | 26236.4411 | 42057 | 1349 |  | 1 | 90% | 1 | 1 | 0 | 1.5 | 0.55 | 364.6863 | 567.2898 | 25000 | 275000 | 2.4 | 0.561 | 721.2498 | 846.4668 | 60000 | 320000 | 2.9 | 0.57222 | 1003.126 | 1147.2533 | 283450 | 533450 | [6 empty] | 2.9 | 0.57222 | 1003.126 | 1147.2533 | 283450 | 533450 |  | Wasco Electric Coop, Inc | 0.041631 | 0.064759 | 0.040704 | 0.03187 | 0.032178 | 0.034336 | 0.016453 | 0.13096
89 | 1736 | City of Bonners Ferry | ID | M | 1274 | 70501 | 66046 | 23131 | 24225.0273 | 1815 | 1914 | 12744.3526 | 2 | 1 | 3 | 27276.6808 | 23244.7546 | 543 | 10046.6596 | 18576.2182 | 20 |  | 1 | 90% | 1 | 1 | 0 | 2 | 0.55 | 308.7396 | 437.3811 | 25000 | 150000 | 2.9 | 0.561 | 555.6286 | 635.4603 | 60000 | 167500 | 3.4 | 0.57222 | 759.0902 | 852.116 | 190700 | 295700 | [6 empty] | 3.4 | 0.57222 | 759.0902 | 852.116 | 190700 | 295700 |  | City of Bonners Ferry | 0.035244 | 0.049929 | 0.028184 | 0.022612 | 0.023226 | 0.024732 | 0.010619 | 0.097274
90 | 12616 | Ohop Mutual Light Company, Inc | WA | C | 3770 | 69585 | 78082 | 69585 | 74133 | 3851 | 4065 | 18069.3326 | 1 | 1 | 1 |  | 3897 |  |  | 52 |  |  | 1 | 90% | 1 | 1 | 0 | 1.5 | 0.55 | 445.1664 | 692.4811 | 25000 | 275000 | 2.4 | 0.561 | 832.7007 | 977.2668 | 60000 | 320000 | 2.9 | 0.57222 | 1095.1683 | 1252.52 | 298250 | 548250 | [6 empty] | 2.9 | 0.57222 | 1095.1683 | 1252.52 | 298250 | 548250 |  | Ohop Mutual Light Company, Inc | 0.050818 | 0.07905 | 0.044239 | 0.03251 | 0.029962 | 0.031422 | 0.017963 | 0.14298
91 | 8830 | City of Blaine | WA | M | 1390 | 63892 | 72810 | 21123 | 24042 | 2241 | 2490 | 9425.7028 | 1 | 1 | 2 | 28271.0339 | 39249 | 507 | 7248.9831 | 9519 | 13 |  | 1 | 90% | 1 | 1 | 0 | 2 | 0.55 | 374.8777 | 531.0767 | 25000 | 275000 | 2.9 | 0.561 | 670.985 | 767.3909 | 60000 | 320000 | 3.4 | 0.57222 | 918.1934 | 1030.7171 | 219500 | 469500 | [6 empty] | 3.4 | 0.57222 | 918.1934 | 1030.7171 | 219500 | 469500 |  | City of Blaine | 0.042794 | 0.060625 | 0.033802 | 0.026977 | 0.02822 | 0.03006 | 0.012845 | 0.11766
92 | 9186 | PUD No 1 of Kittitas County | WA | P | 3473 | 61843 | 92446 | 44314 | 56179.8244 | 3259 | 3503.0763 | 13597.4225 | 2 | 3 | 3 | 1515.3826 | 29453.6382 | 282 | 16013.6174 | 6812.5374 | 149 |  | 1 | 90% | 1 | 1 | 0 | 1.5 | 0.55 | 432.8643 | 673.3445 | 25000 | 275000 | 2.4 | 0.561 | 830.2936 | 974.4418 | 60000 | 320000 | 2.9 | 0.57222 | 1128.9978 | 1291.2102 | 270153.8146 | 520153.8146 | [6 empty] | 2.9 | 0.57222 | 1128.9978 | 1291.2102 | 270153.8146 | 520153.8146 |  | PUD No 1 of Kittitas County | 0.049414 | 0.076866 | 0.045369 | 0.034372 | 0.034099 | 0.036161 | 0.018517 | 0.1474
93 | 4005 | PUD No 1 of Mason County | WA | P | 3878 | 61825 | 75261 | 47960 | 59327.5739 | 4501 | 4657.3341 | 10655.4099 | 1 | 1 | 1 | 13865 | 15933.4261 | 430 | 0 | 0 |  |  | 1 | 90% | 1 | 1 | 0 | 1.5 | 0.55 | 400.6756 | 623.2732 | 25000 | 275000 | 2.4 | 0.561 | 756.9785 | 888.3984 | 60000 | 320000 | 2.9 | 0.57222 | 1010.3886 | 1155.5594 | 327866.7057 | 577866.7057 | [6 empty] | 2.9 | 0.57222 | 1010.3886 | 1155.5594 | 327866.7057 | 577866.7057 |  | PUD No 1 of Mason County | 0.045739 | 0.07115 | 0.040674 | 0.030265 | 0.028928 | 0.030498 | 0.016572 | 0.13191
94 | 22814 | West Oregon Electric Coop Inc | OR | C | 5543 | 61194 | 68195 | 49161 | 53372.2872 | 3938 | 3922.7833 | 12483.7481 | 1 | 1 | 2 | 5850.9083 | 5319.0651 | 265 | 6182.0917 | 9503.6477 | 14 |  | 1 | 90% | 1 | 1 | 0 | 1.5 | 0.55 | 334.2614 | 519.9621 | 25000 | 150000 | 2.4 | 0.561 | 633.7579 | 743.7853 | 60000 | 167500 | 2.9 | 0.57222 | 845.2198 | 966.6594 | 291139.1628 | 396139.1628 | [6 empty] | 2.9 | 0.57222 | 845.2198 | 966.6594 | 291139.1628 | 396139.1628 |  | West Oregon Electric Coop Inc | 0.038158 | 0.059356 | 0.034189 | 0.025551 | 0.024139 | 0.025442 | 0.013863 | 0.11035
95 | 14074 | City of Bandon | OR | M | 2149 | 58511 | 63804 | 31794 | 34629 | 2731 | 2781 | 11641.8894 | 1 | 1 | 3 | 23209.2976 | 27842 | 397 | 1753.8512 | 1333 | 3 |  | 3 | 90% | 3 | 1 | 0 | 2 | 0.55 | 398.5052 | 564.549 | 25000 | 275000 | 2.9 | 0.561 | 695.1879 | 795.0713 | 60000 | 320000 | 3.4 | 0.57222 | 923.9075 | 1037.1315 | 234050 | 484050 | [6 empty] | 3.4 | 0.57222 | 923.9075 | 1037.1315 | 234050 | 484050 |  | City of Bandon | 0.045491 | 0.064446 | 0.033868 | 0.026315 | 0.02611 | 0.027632 | 0.012925 | 0.11839
96 | 1176 | City of Milton | WA | M | 2385 | 57670 | 58995 | 39390 | 41313.9366 | 3153 | 3193.5769 | 12492.8639 | 1 | 1 | 1 | 18280 | 17681.0634 | 179 | 0 | 0 |  |  | 1 | 90% | 1 | 1 | 0 | 2 | 0.55 | 402.4733 | 570.1705 | 25000 | 150000 | 2.9 | 0.561 | 693.2493 | 792.8541 | 60000 | 167500 | 3.4 | 0.57222 | 905.6963 | 1016.6885 | 254678.8473 | 359678.8473 | [6 empty] | 3.4 | 0.57222 | 905.6963 | 1016.6885 | 254678.8473 | 359678.8473 |  | City of Milton | 0.045944 | 0.065088 | 0.033194 | 0.025421 | 0.024252 | 0.025552 | 0.01267 | 0.11606
97 | 6297 | City of Weiser | ID | M | 469 | 55949 | 49236 | 24636 | 25177.6889 | 2399 | 2405.8453 | 10269.2789 | 2 | 2 | 4 | 29715.398 | 14221.4739 | 372 | 798.801 | 9836.8372 | 1 |  | 1 | 90% | 1 | 1 | 0 | 2 | 0.55 | 268.203 | 0 | 15000 | 0 | 2.9 | 0.561 | 472.6236 | 0 | 32500 | 0 | 3.4 | 0.57222 | 631.3273 | 0 | 170292.2652 | 0 | [6 empty] | 3.4 | 0.57222 | 631.3273 | 0 | 170292.2652 | 0 |  | City of Weiser | 0.030617 | 0 | 0.023336 | 0 | 0.018117 | 0 | -0.072069 | 0
98 | 18051 | City of Monmouth | OR | M | 2604 | 55718 | 69319 | 34470 | 43642 | 3419 | 3994 | 10081.8953 | 1 | 2 | 2 | 2858.7002 | 3758 | 171 | 18389.2998 | 21919 | 55 |  | 1 | 90% | 1 | 1 | 0 | 2 | 0.55 | 371.7524 | 526.6492 | 25000 | 150000 | 2.9 | 0.561 | 650.873 | 744.3892 | 60000 | 167500 | 3.4 | 0.57222 | 856.3961 | 961.3466 | 294700 | 399700 | [6 empty] | 3.4 | 0.57222 | 856.3961 | 961.3466 | 294700 | 399700 |  | City of Monmouth | 0.042437 | 0.06012 | 0.031863 | 0.024856 | 0.023462 | 0.024767 | 0.011981 | 0.10974
99 | 4041 | City of Cashmere | WA | M | 557 | 55683 | 59652.2925 | 19327 | 20751.5712 | 950 | 1021.3285 | 20344.2105 | 2 | 3 | 3 | 17624.5714 | 18880.9168 | 207 | 18731.4286 | 20019.8045 | 11 |  | 1 | 90% | 1 | 1 | 0 | 2 | 0.55 | 262.6244 | 0 | 15000 | 0 | 2.9 | 0.561 | 475.7843 | 0 | 32500 | 0 | 3.4 | 0.57222 | 653.0944 | 0 | 101066.4236 | 0 | [6 empty] | 3.4 | 0.57222 | 653.0944 | 0 | 101066.4236 | 0 |  | City of Cashmere | 0.02998 | 0 | 0.024333 | 0 | 0.020241 | 0 | -0.074554 | 0
100 | 20297 | Parkland Light & Water Company | WA | C | 2345 | 52894 | 116777 | 52894 | 55916 | 3866 | 3862 | 13681.8417 | 1 | 1 | 1 |  | 60861 |  |  | 0 |  |  | 1 | 90% | 1 | 1 | 0 | 1.5 | 0.55 | 536.6075 | 834.7228 | 25000 | 275000 | 2.4 | 0.561 | 1037.7528 | 1217.9182 | 60000 | 320000 | 2.9 | 0.57222 | 1431.9322 | 1637.6696 | 288100 | 538100 | [6 empty] | 2.9 | 0.57222 | 1431.9322 | 1637.6696 | 288100 | 538100 |  | Parkland Light & Water Company | 0.061257 | 0.095288 | 0.057208 | 0.043744 | 0.044998 | 0.047917 | 0.023486 | 0.18695
101 | 16416 | Lost River Electric Coop Inc | ID | C | 1836 | 50794 | 77882 | 25537 | 31934.353 | 1696 | 1800.4254 | 15057.1934 | 3 | 1 | 4 | 431.5364 | 4667.0573 | 178 | 12412.7318 | 41280.5897 | 512 |  | 1 | 90% | 1 | 1 | 0 | 1.5 | 0.55 | 224.1232 | 0 | 15000 | 0 | 2.4 | 0.561 | 451.6373 | 0 | 32500 | 0 | 2.9 | 0.57222 | 635.7619 | 0 | 140021.2692 | 0 | [6 empty] | 2.9 | 0.57222 | 635.7619 | 0 | 140021.2692 | 0 |  | Lost River Electric Coop Inc | 0.025585 | 0 | 0.025972 | 0 | 0.021019 | 0 | -0.072576 | 0
102 | 1818 | Hood River Electric Coop | OR | C | 3163 | 47944 | 108447 | 47944 | 53201 | 3078 | 3262 | 15576.3483 | 1 | 1 | 2 | 0 | 5606 | 214 | 0 | 49640 | 197 |  | 1 | 90% | 1 | 1 | 0 | 1.5 | 0.55 | 355.6567 | 553.2438 | 25000 | 150000 | 2.4 | 0.561 | 703.7695 | 825.9518 | 60000 | 167500 | 2.9 | 0.57222 | 974.9063 | 1114.979 | 258100 | 363100 | [6 empty] | 2.9 | 0.57222 | 974.9063 | 1114.979 | 258100 | 363100 |  | Hood River Electric Coop | 0.0406 | 0.063156 | 0.039739 | 0.031131 | 0.030952 | 0.032994 | 0.01599 | 0.12728
103 | 16565 | Surprise Valley Electrification Corp. | CA,NV,OR | C | 3266 | 46712 | 34804 | 46712 | 15827 | 3763 | 1148 | 12413.4999 | 2 | 1 | 4 |  | 3872 |  |  | 15105 |  |  | 1 | 90% | 1 | 1 | 0 | 1.5 | 0.55 | 113.6294 | 0 | 15000 | 0 | 2.4 | 0.561 | 225.5476 | 0 | 32500 | 0 | 2.9 | 0.57222 | 314.1766 | 0 | 107400 | 0 | [6 empty] | 2.9 | 0.57222 | 314.1766 | 0 | 107400 | 0 |  | Surprise Valley Electrification Corp. | 0.012971 | 0 | 0.012776 | 0 | 0.010117 | 0 | -0.035865 | 0
104 | 15327 | Wells Rural Electric Co | NV | C | 3673 | 45224 | 48447.7359 | 45224 | 48557.4097 | 4037 | 4340.1085 | 11202.378 | 2 | 3 | 4 |  | 0 |  |  | 0 |  |  | 1 | 90% | 1 | 1 | 0 | 1.5 | 0.55 | 282.7162 | 439.7807 | 25000 | 150000 | 2.4 | 0.561 | 527.306 | 618.8522 | 60000 | 167500 | 2.9 | 0.57222 | 690.5237 | 789.7369 | 312005.4232 | 417005.4232 | [6 empty] | 2.9 | 0.57222 | 690.5237 | 789.7369 | 312005.4232 | 417005.4232 |  | Wells Rural Electric Co | 0.032274 | 0.050203 | 0.027921 | 0.020442 | 0.018632 | 0.019507 | 0.011326 | 0.090153
105 | 1956 | Tanner Electric Coop | WA | C | 3842 | 41706 | 91728 | 51533 | 56449 | 3968 | 4268 | 12987.1472 | 1 | 1 | 1 |  | 35279 | 230 |  | 0 | 378 |  | 1 | 90% | 1 | 1 | 0 | 1.5 | 0.55 | 451.0002 | 701.5559 | 25000 | 275000 | 2.4 | 0.561 | 862.5713 | 1012.3233 | 60000 | 320000 | 2.9 | 0.57222 | 1171.8579 | 1340.2283 | 308400 | 558400 | [6 empty] | 2.9 | 0.57222 | 1171.8579 | 1340.2283 | 308400 | 558400 |  | Tanner Electric Coop | 0.051484 | 0.080086 | 0.046983 | 0.035476 | 0.035307 | 0.037432 | 0.01922 | 0.15299
106 | 11211 | City of McCleary | WA | M | 798 | 40273 | 29685 | 12685 | 15655.4091 | 953 | 920.8984 | 13310.5981 | 1 | 1 | 1 | 16662.0594 | 4308.0532 | 61 | 5462.9703 | 9721.5377 | 2 |  | 1 | 90% | 1 | 1 | 0 | 2 | 0.55 | 148.3632 | 0 | 15000 | 0 | 2.9 | 0.561 | 262.693 | 0 | 32500 | 0 | 3.4 | 0.57222 | 350.5282 | 0 | 96044.9219 | 0 | [6 empty] | 3.4 | 0.57222 | 350.5282 | 0 | 96044.9219 | 0 |  | City of McCleary | 0.016936 | 0 | 0.013051 | 0 | 0.010027 | 0 | -0.040015 | 0
107 | 11589 | Nespelem Valley Elec Coop, Inc | WA | C | 1254 | 38189 | 49509 | 17605 | 21214.3563 | 1500 | 1207.3594 | 11736.6667 | 2 | 2 | 3 | 2068.7912 | 14765.9723 | 219 | 9257.6044 | 13528.6714 | 98 |  | 1 | 90% | 1 | 1 | 0 | 1.5 | 0.55 | 181.9328 | 0 | 15000 | 0 | 2.4 | 0.561 | 358.3733 | 0 | 32500 | 0 | 2.9 | 0.57222 | 499.6971 | 0 | 110367.9703 | 0 | [6 empty] | 2.9 | 0.57222 | 499.6971 | 0 | 110367.9703 | 0 |  | Nespelem Valley Elec Coop, Inc | 0.020769 | 0 | 0.020142 | 0 | 0.016133 | 0 | -0.057043 | 0
108 | 13387 | Town of Steilacoom | WA | M | 1948 | 37733 | 38287 | 30517 | 30911 | 2675 | 2701 | 11408.2243 | 1 | 1 | 1 | 7216 | 7376 | 128 | 0 | 0 |  |  | 1 | 90% | 1 | 1 | 0 | 2 | 0.55 | 274.0681 | 0 | 15000 | 0 | 2.9 | 0.561 | 468.6575 | 0 | 32500 | 0 | 3.4 | 0.57222 | 605.8451 | 0 | 185050 | 0 | [6 empty] | 3.4 | 0.57222 | 605.8451 | 0 | 185050 | 0 |  | Town of Steilacoom | 0.031286 | 0 | 0.022213 | 0 | 0.015661 | 0 | -0.06916 | 0
109 | 5631 | Idaho Cnty L&P Coop Assn, Inc | ID | C | 3075 | 36518 | 48769 | 33231 | 40455.6486 | 3043 | 3493.2615 | 10920.4732 | 2 | 1 | 3 | 1435.169 | 8115.6695 | 217 | 925.9155 | 197.6819 | 14 |  | 1 | 90% | 1 | 1 | 0 | 1.5 | 0.55 | 263.7933 | 410.3451 | 25000 | 150000 | 2.4 | 0.561 | 497.0805 | 583.3792 | 60000 | 167500 | 2.9 | 0.57222 | 660.8573 | 755.8081 | 269663.0728 | 374663.0728 | [6 empty] | 2.9 | 0.57222 | 660.8573 | 755.8081 | 269663.0728 | 374663.0728 |  | Idaho Cnty L&P Coop Assn, Inc | 0.030113 | 0.046843 | 0.026631 | 0.019753 | 0.018696 | 0.019684 | 0.010839 | 0.086279
110 | 17493 | PUD No 1 Wahkiakum County | WA | P | 1935 | 36079 | 38650.8461 | 26264 | 28199.8896 | 1920 | 2064.1586 | 13679.1667 | 1 | 1 | 1 | 9815 | 10450.9564 | 342 | 0 | 0 |  |  | 1 | 90% | 1 | 1 | 0 | 1.5 | 0.55 | 200.4291 | 0 | 15000 | 0 | 2.4 | 0.561 | 380.1659 | 0 | 32500 | 0 | 2.9 | 0.57222 | 510.3682 | 0 | 153207.9298 | 0 | [6 empty] | 2.9 | 0.57222 | 510.3682 | 0 | 153207.9298 | 0 |  | PUD No 1 Wahkiakum County | 0.02288 | 0 | 0.020518 | 0 | 0.014863 | 0 | -0.058261 | 0
111 | 4008 | Okanogan County Elec Coop, Inc | WA | C | 2470 | 30797 | 54241 | 30797 | 37438 | 2832 | 3212 | 10874.6469 | 2 | 2 | 3 | 0 | 16803 | 228 | 0 | 0 | 135 |  | 1 | 90% | 1 | 1 | 0 | 1.5 | 0.55 | 276.2432 | 429.7117 | 25000 | 150000 | 2.4 | 0.561 | 525.4216 | 616.6406 | 60000 | 167500 | 2.9 | 0.57222 | 708.2 | 809.9529 | 255600 | 360600 | [6 empty] | 2.9 | 0.57222 | 708.2 | 809.9529 | 255600 | 360600 |  | Okanogan County Elec Coop, Inc | 0.031535 | 0.049054 | 0.028445 | 0.021339 | 0.020865 | 0.022068 | 0.011616 | 0.09246
112 | 8532 | City of Plummer | ID | M | 608 | 30296 | 32436 | 9016 | 9994.5608 | 644 | 826.2331 | 14000 | 2 | 2 | 3 | 14488.5106 | 8646.9 | 128 | 6791.4894 | 13794.5392 | 3 |  | 1 | 90% | 1 | 1 | 0 | 2 | 0.55 | 127.3739 | 0 | 15000 | 0 | 2.9 | 0.561 | 234.0643 | 0 | 32500 | 0 | 3.4 | 0.57222 | 324.7315 | 0 | 91311.6545 | 0 | [6 empty] | 3.4 | 0.57222 | 324.7315 | 0 | 91311.6545 | 0 |  | City of Plummer | 0.01454 | 0 | 0.012179 | 0 | 0.01035 | 0 | -0.03707 | 0
113 | 3459 | Heyburn City of | ID | M | 967 | 28891 | 39871 | 16393 | 19715.932 | 1089 | 1376.3624 | 15053.2599 | 2 | 3 | 4 | 10266.2143 | 6790.3992 | 92 | 1115.8929 | 13364.6688 | 1 |  | 1 | 90% | 1 | 1 | 0 | 2 | 0.55 | 193.9524 | 0 | 15000 | 0 | 2.9 | 0.561 | 344.8534 | 0 | 32500 | 0 | 3.4 | 0.57222 | 462.4182 | 0 | 118818.1199 | 0 | [6 empty] | 3.4 | 0.57222 | 462.4182 | 0 | 118818.1199 | 0 |  | Heyburn City of | 0.022141 | 0 | 0.017226 | 0 | 0.013421 | 0 | -0.052787 | 0
114 | 11965 | City of Sumas | WA | M | 285 | 27930 | 29499 | 4002 | 5513.869 | 454 | 545.6277 | 8814.978 | 1 | 1 | 2 | 7077.2958 | 4826.1305 | 126 | 16850.7042 | 19159.0005 | 15 |  | 1 | 90% | 1 | 1 | 0 | 2 | 0.55 | 78.7375 | 0 | 15000 | 0 | 2.9 | 0.561 | 153.8896 | 0 | 32500 | 0 | 3.4 | 0.57222 | 223.3924 | 0 | 77281.3853 | 0 | [6 empty] | 3.4 | 0.57222 | 223.3924 | 0 | 77281.3853 | 0 |  | City of Sumas | 0.0089883 | 0 | 0.008579 | 0 | 0.0079341 | 0 | -0.025501 | 0
115 | 3155 | South Side Electric, Inc | ID | C | 1178 | 24662 | 57506 | 24662 | 27737.648 | 703 | 917.7276 | 35081.0811 | 2 | 2 | 4 | 0 | 0 | 177 | 0 | 29768.352 |  |  | 1 | 90% | 1 | 1 | 0 | 1.5 | 0.55 | 177.3673 | 0 | 15000 | 0 | 2.4 | 0.561 | 353.0156 | 0 | 32500 | 0 | 2.9 | 0.57222 | 490.2167 | 0 | 95886.3785 | 0 | [6 empty] | 2.9 | 0.57222 | 490.2167 | 0 | 95886.3785 | 0 |  | South Side Electric, Inc | 0.020247 | 0 | 0.020051 | 0 | 0.015662 | 0 | -0.055961 | 0
116 | 19236 | Town of Eatonville | WA | M | 920 | 24292 | 27745 | 14697 | 15557.9615 | 1475 | 973.1588 | 9964.0678 | 1 | 1 | 1 | 9595 | 12187.0385 | 107 | 0 | 0 |  |  | 1 | 90% | 1 | 1 | 0 | 2 | 0.55 | 177.1255 | 0 | 15000 | 0 | 2.9 | 0.561 | 308.3219 | 0 | 32500 | 0 | 3.4 | 0.57222 | 408.8842 | 0 | 98657.9399 | 0 | [6 empty] | 3.4 | 0.57222 | 408.8842 | 0 | 98657.9399 | 0 |  | Town of Eatonville | 0.02022 | 0 | 0.014977 | 0 | 0.01148 | 0 | -0.046676 | 0
117 | 17576 | Columbia Power Coop Assn Inc | OR | C | 1028 | 23706 | 24084 | 13655 | 13912 | 1276 | 1329 | 10701.4107 | 2 | 1 | 4 | 359.7509 | 5034 | 196 | 4845.6245 | 5138 | 264 |  | 1 | 90% | 1 | 1 | 0 | 1.5 | 0.55 | 101.1955 | 0 | 15000 | 0 | 2.4 | 0.561 | 195.6282 | 0 | 32500 | 0 | 2.9 | 0.57222 | 267.0372 | 0 | 116450 | 0 | [6 empty] | 2.9 | 0.57222 | 267.0372 | 0 | 116450 | 0 |  | Columbia Power Coop Assn Inc | 0.011552 | 0 | 0.01078 | 0 | 0.0081517 | 0 | -0.030484 | 0
118 | 15297 | City of Soda Springs | ID | M | 719 | 23209 | 27168 | 12349 | 13569.9547 | 1446 | 1449.8155 | 8540.1107 | 3 | 1 | 4 | 9570.9792 | 13229.6254 | 297 | 644.5104 | 368.4199 | 2 |  | 1 | 90% | 1 | 1 | 0 | 2 | 0.55 | 166.7749 | 0 | 15000 | 0 | 2.9 | 0.561 | 291.9222 | 0 | 32500 | 0 | 3.4 | 0.57222 | 389.9173 | 0 | 122490.7753 | 0 | [6 empty] | 3.4 | 0.57222 | 389.9173 | 0 | 122490.7753 | 0 |  | City of Soda Springs | 0.019038 | 0 | 0.014286 | 0 | 0.011187 | 0 | -0.044511 | 0
119 | 5584 | City of Chewelah | WA | M | 711 | 21093 | 22800 | 11017 | 12568.3572 | 1080 | 1085.2696 | 10200.9259 | 2 | 2 | 3 | 10076 | 10231.6428 | 185 | 0 | 0 |  |  | 1 | 90% | 1 | 1 | 0 | 2 | 0.55 | 144.8761 | 0 | 15000 | 0 | 2.9 | 0.561 | 252.3784 | 0 | 32500 | 0 | 3.4 | 0.57222 | 335.0538 | 0 | 104263.4823 | 0 | [6 empty] | 3.4 | 0.57222 | 335.0538 | 0 | 104263.4823 | 0 |  | City of Chewelah | 0.016538 | 0 | 0.012272 | 0 | 0.0094378 | 0 | -0.038248 | 0
120 | 4414 | City of Drain | OR | M | 490 | 20469 | 15758 | 7502 | 7479.5778 | 512 | 513.8911 | 14652.3438 | 1 | 2 | 3 | 6208.9544 | 3461.0353 | 147 | 6758.0456 | 4817.3869 | 8 |  | 1 | 90% | 1 | 1 | 0 | 2 | 0.55 | 77.4913 | 0 | 15000 | 0 | 2.9 | 0.561 | 137.8594 | 0 | 32500 | 0 | 3.4 | 0.57222 | 185.3287 | 0 | 75694.5573 | 0 | [6 empty] | 3.4 | 0.57222 | 185.3287 | 0 | 75694.5573 | 0 |  | City of Drain | 0.008846 | 0 | 0.0068913 | 0 | 0.0054189 | 0 | -0.021156 | 0
121 | 5354 | City of Cascade Locks | OR | M | 633 | 20339 | 17739 | 8334 | 8082.5202 | 501 | 734.779 | 16634.7305 | 1 | 1 | 2 | 12005 | 9656.4798 | 68 | 0 | 0 |  |  | 1 | 90% | 1 | 1 | 0 | 2 | 0.55 | 107.3929 | 0 | 15000 | 0 | 2.9 | 0.561 | 188.5997 | 0 | 32500 | 0 | 3.4 | 0.57222 | 253.2079 | 0 | 86738.9507 | 0 | [6 empty] | 3.4 | 0.57222 | 253.2079 | 0 | 86738.9507 | 0 |  | City of Cascade Locks | 0.012259 | 0 | 0.0092702 | 0 | 0.0073754 | 0 | -0.028905 | 0
122 | 3136 | City of Coulee Dam | WA | M | 464 | 18044 | 16634 | 9810 | 9446.4928 | 517 | 515.1371 | 18974.8549 | 2 | 3 | 3 | 8234 | 7187.5072 | 86 | 0 | 0 |  |  | 1 | 90% | 1 | 1 | 0 | 2 | 0.55 | 106.566 | 0 | 15000 | 0 | 2.9 | 0.561 | 185.393 | 0 | 32500 | 0 | 3.4 | 0.57222 | 245.6633 | 0 | 75756.8562 | 0 | [6 empty] | 3.4 | 0.57222 | 245.6633 | 0 | 75756.8562 | 0 |  | City of Coulee Dam | 0.012165 | 0 | 0.0089985 | 0 | 0.0068802 | 0 | -0.028044 | 0
123 | 18282 | East End Mutual Elec Co Ltd | ID | C | 557 | 13016 | 23000 | 13016 | 15333.3333 | 559 | 487.7735 | 23284.4365 | 2 | 2 | 4 |  | 7666.6667 |  |  | 0 |  |  | 1 | 90% | 1 | 1 | 0 | 1.5 | 0.55 | 115.861 | 0 | 15000 | 0 | 2.4 | 0.561 | 220.7461 | 0 | 32500 | 0 | 2.9 | 0.57222 | 298.265 | 0 | 74388.6752 | 0 | [6 empty] | 2.9 | 0.57222 | 298.265 | 0 | 74388.6752 | 0 |  | East End Mutual Elec Co Ltd | 0.013226 | 0 | 0.011973 | 0 | 0.0088492 | 0 | -0.034049 | 0
124 | 16462 | City of Troy | MT | M | 538 | 9724 | 18538 | 9724 | 12816.6459 | 786 | 846.9421 | 12371.5013 | 2 | 1 | 3 |  | 5649.7169 |  |  | 71.6372 |  |  | 1 | 90% | 1 | 1 | 0 | 2 | 0.55 | 125.6695 | 0 | 15000 | 0 | 2.9 | 0.561 | 216.6213 | 0 | 32500 | 0 | 3.4 | 0.57222 | 283.2595 | 0 | 92347.1074 | 0 | [6 empty] | 3.4 | 0.57222 | 283.2595 | 0 | 92347.1074 | 0 |  | City of Troy | 0.014346 | 0 | 0.010383 | 0 | 0.0076071 | 0 | -0.032336 | 0
125 | 287 | Town of Ruston | WA | M | 366 | 5187 | 6216 | 5058 | 6216 | 417 | 489 | 12129.4964 | 1 | 1 | 1 | 129 | 0 | 1 | 0 | 0 |  |  | 1 | 90% | 1 | 1 | 0 | 2 | 0.55 | 48.2553 | 0 | 15000 | 0 | 2.9 | 0.561 | 81.5652 | 0 | 32500 | 0 | 3.4 | 0.57222 | 103.637 | 0 | 74450 | 0 | [6 empty] | 3.4 | 0.57222 | 103.637 | 0 | 74450 | 0 |  | Town of Ruston | 0.0055086 | 0 | 0.0038025 | 0 | 0.0025196 | 0 | -0.011831 | 0
126 | 244 | Alder Mutual Light Co, Inc | WA | C | 213 | 3285 | 4621 | 3285 | 4192.5981 | 246 | 250.7832 | 13353.6585 | 1 | 1 | 1 |  | 428.4019 |  |  | 0 |  |  | 1 | 90% | 1 | 1 | 0 | 1.5 | 0.55 | 25.8962 | 0 | 15000 | 0 | 2.4 | 0.561 | 48.5598 | 0 | 32500 | 0 | 2.9 | 0.57222 | 64.1042 | 0 | 62539.1608 | 0 | [6 empty] | 2.9 | 0.57222 | 64.1042 | 0 | 62539.1608 | 0 |  | Alder Mutual Light Co, Inc | 0.0029562 | 0 | 0.0025872 | 0 | 0.0017745 | 0 | -0.0073178 | 0
127 | 7084 | City of Albion | ID | M | 118 | 2962 | 2749 | 1908 | 1903.3496 | 120 | 180.5106 | 15900 | 2 | 3 | 4 | 1054 | 845.6504 | 19 | 0 | 0 |  |  | 1 | 90% | 1 | 1 | 0 | 2 | 0.55 | 18.6858 | 0 | 15000 | 0 | 2.9 | 0.561 | 32.2039 | 0 | 32500 | 0 | 3.4 | 0.57222 | 42.107 | 0 | 59025.5319 | 0 | [6 empty] | 3.4 | 0.57222 | 42.107 | 0 | 59025.5319 | 0 |  | City of Albion | 0.0021331 | 0 | 0.0015432 | 0 | 0.0011305 | 0 | -0.0048067 | 0
128 | 6155 | City of Declo | ID | M | 83 | 2119 | 3002 | 1257 | 1641.4379 | 101 | 109 | 12445.5446 | 2 | 3 | 4 | 78.3636 | 994.3001 | 20 | 783.6364 | 366.262 | 10 |  | 1 | 90% | 1 | 1 | 0 | 2 | 0.55 | 17.6002 | 0 | 15000 | 0 | 2.9 | 0.561 | 30.8079 | 0 | 32500 | 0 | 3.4 | 0.57222 | 40.9451 | 0 | 55450 | 0 | [6 empty] | 3.4 | 0.57222 | 40.9451 | 0 | 55450 | 0 |  | City of Declo | 0.0020092 | 0 | 0.0015077 | 0 | 0.0011572 | 0 | -0.0046741 | 0
129 | 12609 | Farmers Electric Company, Ltd | ID | C | 81 | 1892 | 4034 | 1892 | 1875.4395 | 99 | 99.1736 | 19111.1111 | 2 | 3 | 4 |  | 1975.1969 |  |  | 183.3636 |  |  | 1 | 90% | 1 | 1 | 0 | 1.5 | 0.55 | 17.8665 | 0 | 15000 | 0 | 2.4 | 0.561 | 34.658 | 0 | 32500 | 0 | 2.9 | 0.57222 | 47.9258 | 0 | 54958.6777 | 0 | [6 empty] | 2.9 | 0.57222 | 47.9258 | 0 | 54958.6777 | 0 |  | Farmers Electric Company, Ltd | 0.0020396 | 0 | 0.0019168 | 0 | 0.0015146 | 0 | -0.005471 | 0
130 | 40456 | City of Minidoka | ID | M | 32 | 566 | 868 | 473 | 827.8355 | 41 | 45.9574 | 11536.5854 | 2 | 2 | 4 | 93 | 40.1645 | 2 | 0 | 0 |  |  | 1 | 90% | 1 | 1 | 0 | 2 | 0.55 | 6.6123 | 0 | 15000 | 0 | 2.9 | 0.561 | 11.206 | 0 | 32500 | 0 | 3.4 | 0.57222 | 14.2949 | 0 | 52297.8723 | 0 | [6 empty] | 3.4 | 0.57222 | 14.2949 | 0 | 52297.8723 | 0 |  | City of Minidoka | 0.00075482 | 0 | 0.0005244 | 0 | 0.00035261 | 0 | -0.0016318 | 0
[12 empty] | Regional | [47 empty] | 88.4956 | 129.6601 | 53.0096 | 36.3338 | 58.2271 | 61.7073 | 27.9689 | 227.7012
|  |  |  | Region MWhr | MWhr | 155212720.7176 | 166355322.3914 | 62209185.86 | 66765371.067 | 5192614.88 | [5 empty] | 59114338.0276 | 54234352.5209 |  | 32033898.7476 | 45253302.9516 |  |  | 1362.0778 |  | 1183 | 1219 | 165.0778 |  |  | 775221.5602 | 1135822.8773 |  |  |  |  | 1239585.8103 | 1454107.246 |  |  |  |  | 1749655.2764 | 1994662.7807 |  |  |  |  | 0 | 19713.8553 |  |  |  |  | 1749655.2764 | 2014376.6361
|  |  |  | Region aMW | aMW | 17718.3471 |  | 7101.5052 | [7 empty] | 6748.2121 |  |  | 3656.8378 | [10 empty] | 88.4956 | 129.6601 |  |  |  |  | 141.5052 | 165.994 |  |  |  |  | 199.7323 | 227.7012 |  |  |  |  | 0 | 2.2504 |  |  |  |  | 199.7323 | 229.9517
|  |  |  | Weighted Averages dV & CVRf | [23 empty] | 1.5749 | 0.62087 |  |  |  |  | 2.0761 | 0.63329 |  |  |  |  | 2.5524 | 0.64595 |  |  |  |  | 0 | 0.7 |  |  |  |  | 2.5524 | 0.67913
|  |  | From NWC | Region MWhr |  | 182788996 |  | 67312293.4963 | [7 empty] | 56990357.6905 |  |  | 58486344.8131 | [23 empty] | Incremental Savings for EOL
|  |  |  | Region aMW |  | 20866.3237 |  | 7684.0518 | [7 empty] | 6505.7486 |  |  | 6676.5234 | [23 empty] | 261409.9174
|  |  |  | Adjustment Factors |  |  |  | 1.0082 | [7 empty] | 1.0508 |  |  | 1.2924
|  |  |  | Benefit/Cost Factor | [27 empty] | 11.7925 | 2.3913 |  |  |  |  | 8.6655 | 2.6319 |  |  |  |  | 2.7601 | 1.9477 |  |  |  |  | 0 | 0.21289 |  |  |  |  | 2.7584 | 1.9566
|  |  |  | Mils | [13 empty] | = Estimated | [13 empty] | 4.5202 | 22.2912 |  |  |  |  | 6.1513 | 20.2533 |  |  |  |  | 19.312 | 27.3676 |  |  |  |  | #DIV/0! | 250.3874 |  |  |  |  | 19.3242 | 27.2426
| 12825 |  |  | Cost/Customer | 183532
[30 empty] | 775221.5602 | 1135822.8773 |  |  |  |  | 1239585.8103 | 1454107.246 |  |  |  |  | 1749655.2764 | 1994662.7807 | 213.0074 | 303.98 |  |  | 0 | 19713.8553 | #DIV/0! | 2943.3614 |  |  | 1749655.2764 | 2014376.6361 | 213.0074 | 302.5068 | 0 | 0
|  | Inflation | 0.025 | 1 | [25 empty] | 38761078.0083 | 56791143.8666 | 27910000 | 273200000 |  |  | 61979290.5166 | 72705362.2999 | 69892500 | 315492500 |  |  | 87482763.8181 | 99733139.036 | 372689439.7346 | 606337545.5185 |  |  | 0 | 985692.767 | 55000000 | 58025000 |  |  | 87482763.8181 | 100718831.803 | 372689439.7346 | 609362545.5185 | 0 | 0 | 55000000 | 55000000
|  | Discount | 0.05 | 2 | [25 empty] | 39669366.3493 | 58121930.7408 | 1183000 | 2302000 |  |  | 63431651.2313 | 74409067.0547 | 1774500 | 2877500 |  |  | 89532747.4226 | 102070185.6831 | 2366000 | 3453000 |  |  | 0 | 1008790.5056 | 22000 | 33000 |  |  | 89532747.4226 | 103078976.1886 | 2388000 | 3486000 | 0 | 0 | 0 | 0
|  | Energey Growth | 0.01 | 3 | [25 empty] | 40598938.6109 | 59483901.9439 | 1212575 | 2359550 |  |  | 64918045.1146 | 76152694.723 | 1818862.5 | 2949437.5 |  |  | 91630768.293 | 104461996.3442 | 2425150 | 3539325 |  |  | 0 | 1032429.4935 | 22550 | 33825 |  |  | 91630768.293 | 105494425.8376 | 2447700 | 3573150 | 0 | 0 | 0 | 0
|  | Load Growth | 0.0133 | 4 | [25 empty] | 41550293.5394 | 60877788.2181 | 1242889.375 | 2418538.75 |  |  | 66439269.6658 | 77937180.8184 | 1864334.0625 | 3023173.4375 |  |  | 93777952.0864 | 106909854.3045 | 2485778.75 | 3627808.125 |  |  | 0 | 1056622.4138 | 23113.75 | 34670.625 |  |  | 93777952.0864 | 107966476.7183 | 2508892.5 | 3662478.75 | 0 | 0 | 0 | 0
|  | Energy Cost $/MW | 50 | 5 | [25 empty] | 42523941.5679 | 62304337.4294 | 1273961.6094 | 2479002.2188 |  |  | 67996141.0718 | 79763482.7765 | 1910942.4141 | 3098752.7734 |  |  | 95975450.8376 | 109415072.9204 | 2547923.2188 | 3718503.3281 |  |  | 0 | 1081382.2468 | 23691.5937 | 35537.3906 |  |  | 95975450.8376 | 110496455.1672 | 2571614.8125 | 3754040.7187 | 0 | 0 | 0 | 0
|  |  |  | 6 | [25 empty] | 43520405.0907 | 63764314.9684 | 1305810.6496 | 2540977.2742 |  |  | 69589494.6456 | 81632580.4685 | 1958715.9744 | 3176221.5928 |  |  | 98224443.5771 | 111978996.3242 | 2611621.2992 | 3811465.9113 |  |  | 0 | 1106722.277 | 24283.8836 | 36425.8254 |  |  | 98224443.5771 | 113085718.6012 | 2635905.1828 | 3847891.7367 | 0 | 0 | 0 | 0
|  |  |  | 7 | [25 empty] | 44540218.7432 | 65258504.1611 | 1338455.9158 | 2604501.7061 |  |  | 71220185.2736 | 83545476.7266 | 2007683.8738 | 3255627.1326 |  |  | 100526136.9634 | 114603000.145 | 2676911.8317 | 3906752.5591 |  |  | 0 | 1132656.1001 | 24890.9807 | 37336.471 |  |  | 100526136.9634 | 115735656.2452 | 2701802.8124 | 3944089.0301 | 0 | 0 | 0 | 0
|  |  |  | 8 | [25 empty] | 45583929.689 | 66787706.6891 | 1371917.3137 | 2669614.2487 |  |  | 72889087.8751 | 85503197.8827 | 2057875.9706 | 3337017.8109 |  |  | 102881765.9309 | 117288492.2474 | 2743834.6275 | 4004421.3731 |  |  | 0 | 1159197.6305 | 25513.2552 | 38269.8828 |  |  | 102881765.9309 | 118447689.8779 | 2769347.8827 | 4042691.2559 | 0 | 0 | 0 | 0
|  |  |  | 9 | [25 empty] | 46652097.9134 | 68352743.0199 | 1406215.2466 | 2736354.6049 |  |  | 74597097.8713 | 87506794.3187 | 2109322.8699 | 3420443.2562 |  |  | 105292594.352 | 120036913.4863 | 2812430.4932 | 4104531.9074 |  |  | 0 | 1186361.1086 | 26151.0866 | 39226.6299 |  |  | 105292594.352 | 121223274.5949 | 2838581.5798 | 4143758.5373 | 0 | 0 | 0 | 0
|  |  |  | 10 | [25 empty] | 47745296.5238 | 69954452.8471 | 1441370.6278 | 2804763.4701 |  |  | 76345131.6657 | 89557341.03 | 2162055.9416 | 3505954.3376 |  |  | 107759915.7154 | 122849738.48 | 2882741.2555 | 4207145.2051 |  |  | 0 | 1214161.1085 | 26804.8637 | 40207.2956 |  |  | 107759915.7154 | 124063899.5884 | 2909546.1193 | 4247352.5007 | 0 | 0 | 0 | 0
|  |  |  | 11 | [25 empty] | 48864112.0572 | 71593695.5407 | 1477404.8934 | 2874882.5568 |  |  | 78134127.136 | 91655938.2023 | 2216107.3402 | 3593603.196 |  |  | 110285053.8204 | 125728476.4018 | 2954809.7869 | 4312323.8352 |  |  | 0 | 1242612.5457 | 27474.9853 | 41212.478 |  |  | 110285053.8204 | 126971088.9475 | 2982284.7722 | 4353536.3132 | 0 | 0 | 0 | 0
|  |  |  | 12 | [25 empty] | 50009144.7951 | 73271350.6083 | 1514340.0158 | 2946754.6207 |  |  | 79965044.1372 | 93803711.8022 | 2271510.0237 | 3683443.2759 |  |  | 112869363.4865 | 128674671.7893 | 3028680.0316 | 4420131.9311 |  |  | 0 | 1271730.6855 | 28161.86 | 42242.79 |  |  | 112869363.4865 | 129946402.4748 | 3056841.8915 | 4462374.7211 | 0 | 0 | 0 | 0
|  |  |  | 13 | [25 empty] | 51181009.085 | 74988318.1671 | 1552198.5162 | 3020423.4863 |  |  | 81838865.0165 | 96001814.1809 | 2328297.7743 | 3775529.3578 |  |  | 115514231.2811 | 131689905.3733 | 3104397.0324 | 4530635.2294 |  |  | 0 | 1301531.1506 | 28865.9065 | 43298.8597 |  |  | 115514231.2811 | 132991436.524 | 3133262.9388 | 4573934.0891 | 0 | 0 | 0 | 0
|  |  |  | 14 | [25 empty] | 52380333.6709 | 76745519.4267 | 1591003.4791 | 3095934.0734 |  |  | 83756595.1404 | 98251424.6926 | 2386505.2186 | 3869917.5918 |  |  | 118221076.2627 | 134775794.926 | 3182006.9582 | 4643901.1101 |  |  | 0 | 1332029.9301 | 29587.5541 | 44381.3312 |  |  | 118221076.2627 | 136107824.8561 | 3211594.5123 | 4688282.4413 | 0 | 0 | 0 | 0
|  |  |  | 15 | [25 empty] | 53607762.0298 | 78543897.1834 | 1630778.5661 | 3173332.4253 |  |  | 85719263.4343 | 100553750.3274 | 2446167.8491 | 3966665.5316 |  |  | 120991350.7428 | 137933996.1285 | 3261557.1321 | 4759998.6379 |  |  | 0 | 1363243.3875 | 30327.243 | 45490.8645 |  |  | 120991350.7428 | 139297239.5159 | 3291884.3751 | 4805489.5024 | 0 | 0 | 0 | 0
[58 empty] | 0 | 0 | 0 | 0
[30 empty] | 775221.5602 | 1135822.8773 |  |  |  |  | 1239585.8103 | 1454107.246 |  |  |  |  | 1749655.2764 | 1994662.7807 |  |  |  |  | 0 | 19713.8553 |  |  |  |  | 1749655.2764 | 2014376.6361 |  |  | 0 | 0 | 0 | 0
[30 empty] | 785532.0069 | 1150929.3216 |  |  |  |  | 1256072.3016 | 1473446.8724 |  |  |  |  | 1772925.6915 | 2021191.7957 |  |  |  |  | 0 | 19976.0496 |  |  |  |  | 1772925.6915 | 2041167.8453 |  |  | 0 | 0 | 0 | 0
[30 empty] | 795979.5826 | 1166236.6816 |  |  |  |  | 1272778.0632 | 1493043.7158 |  |  |  |  | 1796505.6032 | 2048073.6466 |  |  |  |  | 0 | 20241.7311 |  |  |  |  | 1796505.6032 | 2068315.3777 |  |  | 0 | 0 | 0 | 0
[30 empty] | 806566.1111 | 1181747.6294 |  |  |  |  | 1289706.0115 | 1512901.1972 |  |  |  |  | 1820399.1278 | 2075313.0261 |  |  |  |  | 0 | 20510.9461 |  |  |  |  | 1820399.1278 | 2095823.9722 |  |  | 0 | 0 | 0 | 0
[30 empty] | 817293.4403 | 1197464.8729 |  |  |  |  | 1306859.1014 | 1533022.7831 |  |  |  |  | 1844610.4362 | 2102914.6893 |  |  |  |  | 0 | 20783.7417 |  |  |  |  | 1844610.4362 | 2123698.431 |  |  | 0 | 0 | 0 | 0
[30 empty] | 828163.4431 | 1213391.1557 |  |  |  |  | 1324240.3275 | 1553411.9861 |  |  |  |  | 1869143.755 | 2130883.4547 |  |  |  |  | 0 | 21060.1654 |  |  |  |  | 1869143.755 | 2151943.6201 |  |  | 0 | 0 | 0 | 0
[30 empty] | 839178.0169 | 1229529.2581 |  |  |  |  | 1341852.7238 | 1574072.3655 |  |  |  |  | 1894003.3669 | 2159224.2046 |  |  |  |  | 0 | 21340.2656 |  |  |  |  | 1894003.3669 | 2180564.4703 |  |  | 0 | 0 | 0 | 0
[30 empty] | 850339.0845 | 1245881.9972 |  |  |  |  | 1359699.365 | 1595007.528 |  |  |  |  | 1919193.6117 | 2187941.8866 |  |  |  |  | 0 | 21624.0912 |  |  |  |  | 1919193.6117 | 2209565.9778 |  |  | 0 | 0 | 0 | 0
[30 empty] | 861648.5943 | 1262452.2278 |  |  |  |  | 1377783.3666 | 1616221.1281 |  |  |  |  | 1944718.8867 | 2217041.5137 |  |  |  |  | 0 | 21911.6916 |  |  |  |  | 1944718.8867 | 2238953.2053 |  |  | 0 | 0 | 0 | 0
[30 empty] | 873108.5206 | 1279242.8424 |  |  |  |  | 1396107.8854 | 1637716.8691 |  |  |  |  | 1970583.6479 | 2246528.1658 |  |  |  |  | 0 | 22203.1171 |  |  |  |  | 1970583.6479 | 2268731.2829 |  |  | 0 | 0 | 0 | 0
[30 empty] | 884720.864 | 1296256.7722 |  |  |  |  | 1414676.1203 | 1659498.5035 |  |  |  |  | 1996792.4104 | 2276406.9904 |  |  |  |  | 0 | 22498.4185 |  |  |  |  | 1996792.4104 | 2298905.4089 |  |  | 0 | 0 | 0 | 0
[30 empty] | 896487.6515 | 1313496.9873 |  |  |  |  | 1433491.3127 | 1681569.8336 |  |  |  |  | 2023349.7495 | 2306683.2034 |  |  |  |  | 0 | 22797.6475 |  |  |  |  | 2023349.7495 | 2329480.8509 |  |  | 0 | 0 | 0 | 0
[30 empty] | 908410.9372 | 1330966.4972 |  |  |  |  | 1452556.7471 | 1703934.7124 |  |  |  |  | 2050260.3012 | 2337362.09 |  |  |  |  | 0 | 23100.8562 |  |  |  |  | 2050260.3012 | 2360462.9462 |  |  | 0 | 0 | 0 | 0
[30 empty] | 920492.8027 | 1348668.3516 |  |  |  |  | 1471875.7518 | 1726597.0441 |  |  |  |  | 2077528.7632 | 2368449.0058 |  |  |  |  | 0 | 23408.0976 |  |  |  |  | 2077528.7632 | 2391857.1034 |  |  | 0 | 0 | 0 | 0
[30 empty] | 932735.357 | 1366605.6407 |  |  |  |  | 1491451.6993 | 1749560.7847 |  |  |  |  | 2105159.8957 | 2399949.3775 |  |  |  |  | 0 | 23719.4253 |  |  |  |  | 2105159.8957 | 2423668.8029 |  |  | 0 | 0 | 0 | 0
[27 empty] | Table 4-4 |  |  |  | Table 4-5 |  |  | Table 4-6
[27 empty] | Option | Total | Saved | aMW Saved | % Saving | Average dV | Average CVRf | Ben/Cost | Mils
[27 empty] | 1 LDC | 173627530 | 775221.5602 | 88.4956 | 0.4465% | 1.5749 | 0.62087 | 11.7925 | 4.5202
[27 empty] | 2 LDC | 173627530 | 1239585.8103 | 141.5052 | 0.7139% | 2.0761 | 0.63329 | 8.6655 | 6.1513
[27 empty] | 3 LDC | 173627530 | 1749655.2764 | 199.7323 | 1.008% | 2.5524 | 0.64595 | 2.7601 | 19.312
[27 empty] | 1 EOL | 173627530 | 1135822.8773 | 129.6601 | 0.6542% | 2.4083 | 0.62087 | 2.3913 | 22.2912
[27 empty] | 2 EOL | 173627530 | 1454107.246 | 165.994 | 0.8375% | 2.4927 | 0.63329 | 2.6319 | 20.2533
[27 empty] | 3 EOL | 173627530 | 1994662.7807 | 227.7012 | 1.149% | 2.969 | 0.64595 | 1.9477 | 27.3676
[27 empty] | SCL LDC | 9161466 | 0 | 0 | 0% | 0 | 0.7 | 0 | #DIV/0!
[27 empty] | SCL EOL | 9161466 | 19713.8553 | 2.2504 | 0.2152% | 0.41667 | 0.7 | 0.21289 | 250.3874
[27 empty] | 3 LDC + SCL | 182788996 | 1749655.2764 | 199.7323 | 0.9572% | 2.5524 | 0.67913 | 2.7584 | 19.3242
[27 empty] | 3 EOL + SCL | 182788996 | 2014376.6361 | 229.9517 | 1.102% | 2.969 | 0.67913 | 1.9566 | 27.2426
[28 empty] | Annual Peak kW Savings 1 | Annual kWhr Savings 2 |  | 15 Year kWhr Savings 3 | Benefit/
[30 empty] | 15 Year Peak kW Savings 3 |  | Cost Ratio 3 | Cost per MWh (Mils) 3 |  | Pilots
[27 empty] | Francis and Cedar | 59461 | 822319 |  | 13552056 | 1.67 | 21.79 |  |  | Mils
[27 empty] | Union Ridge | 39461 | 193327 | 979940 | 3186088 | 2.57 | 14.15 |  | Francis and Cedar | 21.79
[27 empty] | Waterville | 9328 | 88863 | 650322 | 1464490 | 7.42 | 4.91 |  | Union Ridge | 14.15
[27 empty] | Boise Bank T133 | 140695 | 2307466 | 153730 | 38027712 | 19.88 | 1.83 |  | Waterville | 4.91
[27 empty] | Boise Bank T134 | 114714 | 2495412 | 2318700 | 41125119 | 23.07 | 1.58 |  | Boise Bank T133 | 1.83
[27 empty] | Boise Bank T135 | 138720 | 2073015 | 1890519 | 34163898 | 11.93 | 3.06 |  | Boise Bank T134 | 1.58
[27 empty] | Union Hill | 144593 | 2578054 | 2286149 | 42487077 | 22.91 | 1.59 |  | Boise Bank T135 | 3.06
[27 empty] | Hazelwood | 169088 | 2957781 | 2382940 | 48745098 | 21.7 | 1.68 |  | Union Hill | 1.59
[27 empty] | Murphy's Corner | 102078 | 2054824 | 2786623 | 33864103 | 17.53 | 2.08 |  | Hazelwood | 1.68
[30 empty] | 1682272 |  |  |  |  | Murphy's Corner | 2.08
Notes:
1. Average daily hourly peak kW during OFF mode - average daily hourly peak kW during ON mode multiplied by 365.
2. Average daily kWhr during OFF mode - average daily kWhr during ON mode multiplied by 8759.
3. 15 year Net Present Value
Note on AE6: Hadley: Page 4-4 of Report: "Table 4-1, Percent of Energy by Customer Class, shows the percent of energy by customer type that was included in determining the potential energy savings for each utility. Percent of Energy by Customer Class increased as more system improvements were accounted for in the options."
Note on AG6: Hadley: Page 4-4 of report: "It was assumed that larger substations would have a higher implementation cost than smaller substations (less than 40,000 MWhr/year for LDC and 60,000 MWHr/year for EOL systems)"
Note on AH6: Hadley: Page 4-4 of report: "It was assumed that larger substations would have a higher implementation cost than smaller substations (less than 40,000 MWhr/year for LDC and 60,000 MWHr/year for EOL systems)"
Note on AK6: Hadley: Page 4-4 of Report: "Table 4-1, Percent of Energy by Customer Class, shows the percent of energy by customer type that was included in determining the potential energy savings for each utility. Percent of Energy by Customer Class increased as more system improvements were accounted for in the options."
Note on AM6: Hadley: Page 4-4 of report: "It was assumed that larger substations would have a higher implementation cost than smaller substations (less than 40,000 MWhr/year for LDC and 60,000 MWHr/year for EOL systems)"
Note on AN6: Hadley: Page 4-4 of report: "It was assumed that larger substations would have a higher implementation cost than smaller substations (less than 40,000 MWhr/year for LDC and 60,000 MWHr/year for EOL systems)"
Note on AQ6: Hadley: Page 4-4 of Report: "Table 4-1, Percent of Energy by Customer Class, shows the percent of energy by customer type that was included in determining the potential energy savings for each utility. Percent of Energy by Customer Class increased as more system improvements were accounted for in the options."
Note on AS6: Hadley: Page 4-4 of report: "It was assumed that larger substations would have a higher implementation cost than smaller substations (less than 40,000 MWhr/year for LDC and 60,000 MWHr/year for EOL systems)"
Note on AT6: Hadley: Page 4-4 of report: "It was assumed that larger substations would have a higher implementation cost than smaller substations (less than 40,000 MWhr/year for LDC and 60,000 MWHr/year for EOL systems)"
Note on AW6: Hadley: Page 4-4 of Report: "Table 4-1, Percent of Energy by Customer Class, shows the percent of energy by customer type that was included in determining the potential energy savings for each utility. Percent of Energy by Customer Class increased as more system improvements were accounted for in the options."
Note on AE7: Hadley: Page 4-4 of Report: "Table 4-1, Percent of Energy by Customer Class, shows the percent of energy by customer type that was included in determining the potential energy savings for each utility. Percent of Energy by Customer Class increased as more system improvements were accounted for in the options."
Note on AG7: Hadley: Source: Table 4-2 (page 4-5) of Report.
Note on AH7: Hadley: Source: Table 4-2 (page 4-5) of Report.
Note on AK7: Hadley: Page 4-4 of Report: "Table 4-1, Percent of Energy by Customer Class, shows the percent of energy by customer type that was included in determining the potential energy savings for each utility. Percent of Energy by Customer Class increased as more system improvements were accounted for in the options."
Note on AM7: Hadley: Source: Table 4-2 (page 4-5) of Report.
Note on AN7: Hadley: Source: Table 4-2 (page 4-5) of Report.
Note on AQ7: Hadley: Page 4-4 of Report: "Table 4-1, Percent of Energy by Customer Class, shows the percent of energy by customer type that was included in determining the potential energy savings for each utility. Percent of Energy by Customer Class increased as more system improvements were accounted for in the options."
Note on AS7: Hadley: Source: Table 4-2 (page 4-5) of Report.
Note on AT7: Hadley: Source: Table 4-2 (page 4-5) of Report.
Note on AW7: Hadley: Page 4-4 of Report: "Table 4-1, Percent of Energy by Customer Class, shows the percent of energy by customer type that was included in determining the potential energy savings for each utility. Percent of Energy by Customer Class increased as more system improvements were accounted for in the options."
Note on AE8: Hadley: Page 4-4 of Report: "Table 4-1, Percent of Energy by Customer Class, shows the percent of energy by customer type that was included in determining the potential energy savings for each utility. Percent of Energy by Customer Class increased as more system improvements were accounted for in the options."
Note on AG8: Hadley: Source: Table 4-2 (page 4-5) of Report.
Note on AH8: Hadley: Source: Table 4-2 (page 4-5) of Report.
Note on AK8: Hadley: Page 4-4 of Report: "Table 4-1, Percent of Energy by Customer Class, shows the percent of energy by customer type that was included in determining the potential energy savings for each utility. Percent of Energy by Customer Class increased as more system improvements were accounted for in the options."
Note on AM8: Hadley: Source: Table 4-2 (page 4-5) of Report.
Note on AN8: Hadley: Source: Table 4-2 (page 4-5) of Report.
Note on AQ8: Hadley: Page 4-4 of Report: "Table 4-1, Percent of Energy by Customer Class, shows the percent of energy by customer type that was included in determining the potential energy savings for each utility. Percent of Energy by Customer Class increased as more system improvements were accounted for in the options."
Note on AS8: Hadley: Source: Table 4-2 (page 4-5) of Report.
Note on AT8: Hadley: Source: Table 4-2 (page 4-5) of Report.
Note on AW8: Hadley: Page 4-4 of Report: "Table 4-1, Percent of Energy by Customer Class, shows the percent of energy by customer type that was included in determining the potential energy savings for each utility. Percent of Energy by Customer Class increased as more system improvements were accounted for in the options."
Note on AH9: Hadley: Page 4-4 of Report: "It was assumed…that the EOL system would not be implemented on sustations that delivered less than 40,000 MHhr/yr."
Note on AN9: Hadley: Page 4-4 of Report: "It was assumed…that the EOL system would not be implemented on sustations that delivered less than 40,000 MHhr/yr."
Note on AT9: Hadley: Page 4-4 of Report: "It was assumed…that the EOL system would not be implemented on sustations that delivered less than 40,000 MHhr/yr."
Note on AA12: Hadley: If there's load growth, we assume half of the load growth causes new substations to be built, and half is absorbed within existing substations. We don't know how this would really play out, so the 50/50 is a placeholder until we get better data. There's also a check to make sure we don't add an additional substation where loads are less than the average load per substation (176,962); in these cases - small utilities - the number of substations is forced to one.
Note on AF12: Hadley: Page 4-4 of Report: "It was assumed…that the EOL system would not be implemented on sustations that delivered less than 40,000 MHhr/yr."
Note on AH12: Hadley: Page 4-4 of Report: "It was assumed…that the EOL system would not be implemented on sustations that delivered less than 40,000 MHhr/yr."
Note on AL12: Hadley: Page 4-4 of Report: "It was assumed…that the EOL system would not be implemented on sustations that delivered less than 40,000 MHhr/yr."
Note on AN12: Hadley: Page 4-4 of Report: "It was assumed…that the EOL system would not be implemented on sustations that delivered less than 40,000 MHhr/yr."
Note on AR12: Hadley: Page 4-4 of Report: "It was assumed…that the EOL system would not be implemented on sustations that delivered less than 40,000 MHhr/yr."
Note on AT12: Hadley: Page 4-4 of Report: "It was assumed…that the EOL system would not be implemented on sustations that delivered less than 40,000 MHhr/yr."
Note on AC15: Hadley: Previously assumed at 2.50. Changed to 0 based on conversation with Wyatt Pierce (1/30/2015) that PacifiCorp already runs its systems with a base voltage of 121 and with LDC, so there's nothing more to do here.
Note on AD15: Hadley: Previoulsy assumed as 0.77. Based on conversations with Wyatt Pierce on 1/30/2015 that through its "Tier 1" and "Tier 2" studies, the circuits that were expected to be the best candidates for CVR delivered a measured CVRf of 0.48.
Note on AG15: Hadley: No measure, no cost.
Note on AH15: Hadley: Costs are cumulative, so need to remove the cost of the measure no longer included.
Note on AM15: Hadley: Costs are cumulative, so need to remove the cost of the measure no longer included.
Note on AN15: Hadley: Costs are cumulative, so need to remove the cost of the measure no longer included.
Note on AS15: Hadley: Costs are cumulative, so need to remove the cost of the measure no longer included.
Note on AT15: Hadley: Costs are cumulative, so need to remove the cost of the measure no longer included.
Note on AD17: Hadley: Page 4-3 of report: "Adjustments were made to utilities that already practice forms of distribution efficiency and voltage reduction techniques, such as Grant County PUD, Snohomish PUD, Clark, and Idaho Power."
Note on C18: Hadley: "the larger utilities that do not have voltage regulation on the low side of the power transformers were analyzed separately because of the higher capital investment required to install voltage regulation." Page 4-4 of Report.
Note on AU18: Hadley: Based on 1/30/2015 conversation with KC Fagen that after metering its system, SCL found it's already running its system at the ideal (low) voltage.
Note on BE18: Hadley: Costs zeroed to match savings.
Note on BF18: Hadley: Now only measure available at SCL is this one.
Note on AC20: Hadley: Page 4-3 of report: "Adjustments were made to utilities that already practice forms of distribution efficiency and voltage reduction techniques, such as Grant County PUD, Snohomish PUD, Clark, and Idaho Power."
Note on AC22: Hadley: Changed to 0 based on conversation with Wyatt Pierce (1/30/2015) that PacifiCorp already runs its systems with a base voltage of 121 and with LDC, so there's nothing more to do here.
Note on AD22: Hadley: Previoulsy assumed as 0.77. Based on conversations with Wyatt Pierce on 1/30/2015 that through its "Tier 1" and "Tier 2" studies, the circuits that were expected to be the best candidates for CVR delivered a measured CVRf of 0.48.
Note on AG22: Hadley: No measure, no cost.
Note on AH22: Hadley: Costs are cumulative, so need to remove the cost of the measure no longer included.
Note on AM22: Hadley: Costs are cumulative, so need to remove the cost of the measure no longer included.
Note on AN22: Hadley: Costs are cumulative, so need to remove the cost of the measure no longer included.
Note on AS22: Hadley: Costs are cumulative, so need to remove the cost of the measure no longer included.
Note on AT22: Hadley: Costs are cumulative, so need to remove the cost of the measure no longer included.
Note on AC24: Hadley: Page 4-3 of report: "Adjustments were made to utilities that already practice forms of distribution efficiency and voltage reduction techniques, such as Grant County PUD, Snohomish PUD, Clark, and Idaho Power."
Note on AD24: Hadley: Page 4-3 of report: "Adjustments were made to utilities that already practice forms of distribution efficiency and voltage reduction techniques, such as Grant County PUD, Snohomish PUD, Clark, and Idaho Power."
Note on AC25: Hadley: Page 4-3 of report: "Adjustments were made to utilities that already practice forms of distribution efficiency and voltage reduction techniques, such as Grant County PUD, Snohomish PUD, Clark, and Idaho Power."
Note on AR148: Hadley: Since all utilities aren't assumed to use EOL, we need to calculate the incremental savings for EOL as the difference between Manual and EOL for only the utilities assumed to be able to apply EOL.

## Approach for 7th Plan
The approach used for the 7th Plan is to update the analysis in the 6th Plan with a) savings accomplishments, b) updated regional energy use, and c) updated knowledge about utility-specific savings inputs. We also tried to better document the analysis within the workbook. Savings Accomplishments The BPA/Cadmus "6 going on 7" reported ~6aMW of savings attributed to distribution efficiency improvements. This includes about 5 aMW from an Avista project. Prior to subracting these savings accomplishments from the achievements in year 2035, the savings were prorated to 2035 loads. Regional Energy Use The Council's energy sales estimates in the region for 2012, by utility, were used to update the analysis in the workbook (utility-by-utility). Since all utilities and sectors are not represented, the final loads are prorated to be sure the individual utility estimates sum to the totals given by the Council (Same method as used in the 6th Plan estimates). Utility-specific Savings Inputs PacifiCorp: Through conversations with Wyatt Pierce at PacifiCorp, we learned PacifiCorp is already doing line drop compensation and that their target base voltage is already at 121 volts, so there aren't any savings to be had for ECM1 LDC (EOL, or other system improvements, however still may be achievable). Based on this, we have zeroed the %deltaVoltage for ECM1 LDC for PacifiCorp. Wyatt also said recent projects "Tier 1" and "Tier 2" showed lower CVRfactors than previously estimated (0.77). The circuits selected for these studies were expected to be the most fruitful with respect to CVR and they averaged a CVRf of about 0.48. We have changed PacifiCorp's base CVRf to 0.48. Seattle City Light: Based on a conversation with KC Fagen at Leidos (author of NEEA DEI report and analysis), Seattle City Light ran a ~2 week metering project which determined they are already running their system at a base voltage of 119 volts, so there's no more work to do on their system. At the time of the NEEA DEI report and associated estimates, the metering data were not available. Seattle City Light's delta V for ECM3 Manual LDC has been zero'd. Remaining Public Utilities: Stephen Brooks at BPA agreed that the delta V and CVRf assumptions "pass the smell test". No additional adjustments were made. Two notes about costs: 1. Wyatt, KC Fagen, and Stephen Brooks all mentioned measure costs are coming in higher than the 6th Plan estimates. Since the distribution efficiency measure costs they see are often times conflated with other system improvements, and since the NEEA Long-term Tracking report suggests costs are coming down because of more availability of metering (through AMI, mostly), we are leaving cost assumptions as they are in the 6th Plan (updated to 2012$'s). A more detailed review of costs may be warrated as more projects are completed across the region if cost data are available. 2. Cost assumptions are on a per substation basis, so since we are estimating the savings to represent loads growing to 2035, we also increase the estimated number of substations. The analysis assumes 50% of the load increases (2016-2035) are met by new substations, and 50% are met with existing substations. This is a change from the 6th Plan, where no adjustments were made in the costs when increasing the loads for year 2030. The 50/50 mix is a rough estiamte that could be refined with further research. It should be noted smaller delta V's than assumed in this analysis are likely in cases where remaining substations meet new load; this wasn't taken into account in the savings potential for this analysis but should be considered in future analyses. Two errors to note in the previous analysis: 1. The Council's typical 85% factor for achievable potential was not included in the 6th Plan estimates. That was an oversight and should be included in these estimates. 2. There was a minor error found in the 6th Plan's method of determining incremental savings attributed to EOL measures. See cell AR149 on RegionWideSubstations tab. Correction of this error increases savings for EOL.
Updated: 1/30/2015 (Adam Hadley)

## SixGoingOnSeven
Utility System Efficiency Achievements 2010 through 2013
6.047 | aMW (busbar)
6 P Max potential 2010-2013
48 | aMW (busbar)
From Six Going on Seven | Six Going on Seven Workbook with Utility Names.xlsm
Achieved aMW (Busbar)
Sector and End Use | 2010 | 2011 | 2012 | 2013 | Sum
DEI
4 - EOL voltage control method | 0 | 0 | 0.0016729 | 5.2651 | 5.2667
1 - Reduce system voltage w/ LDC voltage control method | 0.46086 | 0 | 0 | 0.0012275 | 0.46209
unknown | 0.18882 | 0 | 0 | 0 | 0.18882
3 - Major system improvements (voltage regulators on 1 of 4 substations, and select reconductoring on 1 of every 2 substations) | 0 | 0.084967 | 0 | 0.044367 | 0.12933
2 - Light system improvements (var mgmt, phase load balancing, and feeder load balancing) | 0 | 0 | 0 | 0 | 0
A - SCL implement EOL w/ major system improvements | 0 | 0 | 0 | 0 | 0
| 0.64968 | 0.084967 | 0.0016729 | 5.3107 | 6.047
[5 empty] | 1.5117 | aMW per year average
[5 empty] | 5.3107 | aMW per year max

## NEEALong-TermTracking_AvistaEvl
Source: Navigant. "Long-Term Monitoring and Tracking Distribution Efficiency." For NEEA. Report #E14-289. June 12, 2014.
Note: Evaluation of Avista's implementation of CVR is included in this report.
Page 2 | The tools and techniques that are available to utilities to assess real or potential savings from implementing DE have evolved considerably since the conclusion of the DEI, and continue to improve as more utilities deploy advanced metering infrastructure (AMI) and elements of distribution automation.
Page 42 | 42292 | MWh energy savings estimate for Avista's 70 feeders that received CVR via IVVC.
| 4.8279 | aMW
Page D8 | Weighted average voltage reduction of 2%.
Page D14 | CVRf = 0.705-0.942, depending on season and day of the week. Average annual CVRf=0.881.
Avista Savings compared to 6th Plan (roughly)
Avista's DE Project, Impact Evaluation |  |  | 6th Plan Estimates
17 | Substations |  | 122 | Substations
0.881 | CVRf |  | 0.96133 | CVRf (ECM3 EOL)
2% | voltage reduction |  | 2.917% | voltage reduction
2442217 | MWh of total usage |  | 6606958.2312 | MWh of total usage (impacted by CVR)
42292 | MWh energy savings |  | 185251.0483 | MWh of energy savings potential
2487.7647 | MWh energy savings per Substation |  | 1518.4512 | MWh energy savings per substation
13.93% | of Avista's System (by substation count)
36.96% | of Avista's System (by 2007 total energy use impacted by CVR)
22.83% | of Avista's 2007 energy savings potential
Notes from call with Dan Johnson at Avista:
Total 13 feeders in Pullman selected as site location for demonstration project (represents 100% of feeders in Pullman). Another 59 in Spokane are the "core metro area" in Spokane (a rectangle around the center of Spokane consisting of the N & S, and a little E & W). High density. 100% of system captured within the "rectangle" area around the core of Spokane.
Remote switching, cap banks, etc. No smart transformers or smart meters here, but yes in Pullman (so deeper, "EOL" savings in Pullman vs Spokane; note: Dan thought the Navigant evaluation only looked at one Pullman feeder for day-on, day-off and extrapolated to remaining 71-ish feeders to get program savings - a rough estimate).
The 72 feeders roughly represents 20% of system (~300+ feeders in total system). Not all feeders are "grid mod ready". Next step: Sandpoint. Probably not payback on rural feeders (maybe 50% or 60% of system would work, total - a total WAG on his part). Pace: accomplish next 20% or 30% of system in 10 or 20 years (assuming no regulation to speed things up beyond that pace). Both projects (Pullman and Spokane) were $40 million each (1/2 of each was ARRA grant).

## Sales
2035 Sales Forecast
Source: Massoud Jourabchi, January 29, 2015.
| Prior to Adjustment for Solar PV (225-250 aMW) | [6 empty] | Load Forecast 2035 December Draft |  |  |  |  | 2012 Sales
| Sector | Load (MWA) | MWh | Ratio: 2035/2012 |  |  |  |  | aMW | Ratio 2014-2035 | Ratio 2012-2035 |  | 20869.9511 | aMW
| Residential | 9026 | 79067760 | 1.1746 |  |  |  | 7P Draft Low | 23279.88 | 1.1084 | 1.1155 |  | 182820772 | MWh
| Commercial | 8393 | 73522680 | 1.2901 |  |  |  | 7P Draft Mid | 24934.65 | 1.1843 | 1.1948
| Industrial | 7225 | 63291000 | 1.0822 |  |  |  | 7P Draft High | 26197.07 | 1.241 | 1.2553
| Transportation | 459 | 4020840
| Public Service | 360 | 3153600
| Total | 25463 | 223055880 | 1.2201
|  | 250 | Solar PV
|  | 25213 | 220865880 | 1.2081
2012 Regional Sales Numbers
| Source: Massoud Jourabchi, January 23, 2015. | [8 empty] | 182788996 | Res+Com+Ind Sales (MWh)
1 | 2 | 3 | 4 | 5 | 6 | 7 | 8 | 9 | 10 | 11 | 12 | 13 | 14 | 15 | 16 | 17 | 18 | 19 | 20 | 21 | 22 | 23
[10 empty] | 67312293.4963 | 5641609.7753 |  | 56990357.6905 | 797696.992 |  | 58486344.8131 | 84812.2328 |  | 31776 |  | 13018364.6 | 182820772
| YEAR | UTILITY_ID | UTILITY_NAME | Service Type | Public/IOU | region | State | Owner Type | Res Revenue (000) | Res Sales (MWh) | Res Consumers (n) | Com Revenue (000) | Com Sales (MWh) | Com Consumers (n) | Ind Revenue (000) | Ind Sales (MWh) | Ind Consumers (n) | Trans Rev (000) | Trans Sales (MWh) | Trans Consumers (n) | Total Revenue (000) | Total Sales (MWh) | Total Consumers (n) | Public urban/non-urban | Number of Entries
Puget Sound Energy IncWA | 2012 | 15500 | Puget Sound Energy Inc | Bundle | Private | WA | WA | Investor Owned | 1126311.4 | 10869292 | 961914 | 865883.9 | 9081941 | 123756 | 107591 | 1183241 | 3600 | 307.1 | 3694 | 1 | 2100093.4 | 21138168 | 1089271 | 0 | 2 | Puget Sound Energy Inc
Portland General Electric CompanyOR | 2012 | 15248 | Portland General Electric Company | Bundle | Private | OR | OR | Investor Owned | 804945 | 7505404 | 723440 | 601992 | 6883172 | 100187 | 216166 | 3547693 | 3339 | 714 | 8166 | 3 | 1623817 | 17944435 | 826969 |  | 2 | Portland General Electric Company
Idaho Power CoID | 2012 | 9191 | Idaho Power Co | Bundle | Private | ID | ID | Investor Owned | 415210.9 | 4854236 | 400291 | 230715.8 | 3716773 | 62249 | 265534 | 4893132 | 17344 | 0 | 0 | 0 | 911460.7 | 13464141 | 479884 |  | 2 | Idaho Power Co
PacifiCorpOR | 2012 | 14354 | PacifiCorp | Bundle | Private | OR | OR | Investor Owned | 561148.3 | 5405577 | 473821 | 427944.8 | 4998437 | 76659 | 161193.3 | 2358130 | 9552 | 1329.5 | 16638 | 1 | 1151615.9 | 12778782 | 560033 |  | 4 | PacifiCorp
Seattle City ofWA | 2012 | 16868 | Seattle City of | Bundle | Public | WA | WA | Municipal | 243806 | 3146951 | 362524 | 356093 | 5237477 | 39866 | 64316 | 1081568 | 214 | 48 | 646 | 4 | 664263 | 9466642 | 402608 | Urban | 1
Bonneville Power AdminWA | 2012 | 1738 | Bonneville Power Admin | Bundle | Public | WA | WA | Federal | . | . | . | 30023 | 858775 | 7 | 118325 | 6543152 | 2 | . | . | . | 148348 | 7401927 | 9 |  | 5 | Bonneville Power Admin
Snohomish County PUD No 1WA | 2012 | 17470 | Snohomish County PUD No 1 | Bundle | Public | WA | WA | Political Subdivision | 297937 | 3531333 | 295622 | 178463 | 2364872 | 30149 | 40632 | 639379 | 78 | . | . | . | 517032 | 6535584 | 325849 | Urban | 1
NorthWestern CorporationMT | 2012 | 12825 | NorthWestern Corporation | Bundle | Private | EMT | MT | Investor Owned | 188720.0872 | 1755485.409 | 204178.1973 | 228758.7742 | 2363426.7843 | 47906.2327 | 28773.8449 | 1781094.2779 | 948.7266 | 0 | 0 | 0 | 446252.7063 | 5900006.4712 | 234390.5475 |  | 2 | NorthWestern Corporation
Avista CorpWA | 2012 | 20169 | Avista Corp | Bundle | Private | WA | WA | Investor Owned | 212204 | 2443487 | 212164 | 207440 | 2156301 | 23552 | 56438 | 914328 | 927 | 0 | 0 | 0 | 476082 | 5514116 | 236643 |  | 3 | Avista Corp
PUD No 1 of Cowlitz CountyWA | 2012 | 4442 | PUD No 1 of Cowlitz County | Bundle | Public | WA | WA | Political Subdivision | 55001 | 754607 | 43135 | 31685 | 381027 | 5058 | 153459 | 4015094 | 113 | . | . | . | 240145 | 5150728 | 48306 | Urban | 1
Tacoma City ofWA | 2012 | 18429 | Tacoma City of | Bundle | Public | WA | WA | Municipal | 142439.2 | 1898579 | 151174 | 23499.7 | 334921 | 15086 | 122250 | 2505933 | 2757 | 207.1 | 2632 | 1 | 288396 | 4742065 | 169018 | Urban | 1
PUD No 1 of Clark CountyWA | 2012 | 3660 | PUD No 1 of Clark County | Bundle | Public | WA | WA | Political Subdivision | 212704 | 2317528 | 170221 | 97711 | 1296346 | 16331 | 41257 | 740918 | 25 | 0 | 0 | 0 | 351672 | 4354792 | 186577 | Urban | 1
PacifiCorpWA | 2012 | 14354 | PacifiCorp | Bundle | Private | WA | WA | Investor Owned | 131372.3 | 1596276 | 104224 | 111956.9 | 1457584 | 17921 | 63476 | 988038 | 5749 | 0 | 0 | 0 | 306805.2 | 4041898 | 127894 |  | 4 | PacifiCorp
PUD No 2 of Grant CountyWA | 2012 | 14624 | PUD No 2 of Grant County | Bundle | Public | WA | WA | Political Subdivision | 35898 | 739941 | 35547 | 26925 | 720162 | 6406 | 81087 | 2469920 | 4649 | . | . | . | 143910 | 3930023 | 46602 | Urban | 1
PacifiCorpID | 2012 | 14354 | PacifiCorp | Bundle | Private | ID | ID | Investor Owned | 70090.7 | 675655 | 57890 | 38404.3 | 439776 | 8673 | 153750.8 | 2402196 | 5550 | 0 | 0 | 0 | 262245.8 | 3517627 | 72113 |  | 4 | PacifiCorp
Avista CorpID | 2012 | 20169 | Avista Corp | Bundle | Private | ID | ID | Investor Owned | 102920 | 1164976 | 106519 | 87364 | 1008094 | 16900 | 63150 | 1185320 | 468 | 0 | 0 | 0 | 253434 | 3358390 | 123887 |  | 3 | Avista Corp
NorthWestern CorporationMT | 2012 | 12825 | NorthWestern Corporation | Bundle | Private | WMT | MT | Investor Owned | 64363.6128 | 599222.591 | 69628.8027 | 89060.2258 | 884308.2157 | 17924.7673 | 19479.4551 | 1205773.7221 | 642.2734 | 0 | 0 | 0 | 172903.2937 | 2689304.5288 | 106838.4525 |  | 2 | NorthWestern Corporation
Eugene City ofOR | 2012 | 6022 | Eugene City of | Bundle | Public | OR | OR | Municipal | 90785 | 941922 | 79626 | 67004 | 872419 | 9712 | 25721 | 550270 | 4 | 0 | 0 | 0 | 183510 | 2364611 | 89342 | Urban | 1
PPL EnergyPlus LLCMT | 2012 | 28802 | PPL EnergyPlus LLC | Energy | Unreg | WMT | MT | Power Marketer | 0 | 0 | 0 | 3058.9 | 86404 | 4 | 73869.6 | 2128598 | 10 | 0 | 0 | 0 | 76928.5 | 2215002 | 14 |  | 1
Puget Sound Energy IncWA | 2012 | 15500 | Puget Sound Energy Inc | Delivery | Private | WA | WA | Investor Owned | 0 | 0 | 0 | 591 | 76180 | 1 | 9145.3 | 1904693 | 15 | . | . | . | 9736.3 | 1980873 | 16 | 0 | 2 | Puget Sound Energy Inc
PUD No 1 of Benton CountyWA | 2012 | 1579 | PUD No 1 of Benton County | Bundle | Public | WA | WA | Political Subdivision | 50678 | 668018 | 40645 | 33237 | 520945 | 7341 | 22040 | 456313 | 724 | . | . | . | 105955 | 1645276 | 48710 | Urban | 1
PUD No 1 of Chelan CountyWA | 2012 | 3413 | PUD No 1 of Chelan County | Bundle | Public | WA | WA | Political Subdivision | 24520.2 | 762266 | 36057 | 16161.1 | 469223 | 10333 | 6789.1 | 310897 | 1521 | 0 | 0 | 0 | 47470.4 | 1542386 | 47911 | Urban | 1
Flathead Electric Coop IncMT | 2012 | 6395 | Flathead Electric Coop Inc | Bundle | Public | WMT | MT | Cooperative | 53850 | 674819 | 51979 | 27431 | 427906 | 9561 | 12006 | 244791 | 81 | . | . | . | 93287 | 1347516 | 61621 | Urban | 1
Noble Americas Energy Solutions LLCOR | 2012 | 16840 | Noble Americas Energy Solutions LLC | Energy | Unreg | OR | OR | Power Marketer | 0 | 0 | 0 | 31984 | 904381 | 40 | 15341.8 | 434140 | 7 | 0 | 0 | 0 | 47325.8 | 1338521 | 47 |  | 1
Central Lincoln People's Ut DtOR | 2012 | 3264 | Central Lincoln People's Ut Dt | Bundle | Public | OR | OR | Political Subdivision | 34004 | 433411 | 32744 | 13633 | 188055 | 5449 | 28118 | 689573 | 182 | . | . | . | 75755 | 1311039 | 38375 | Rural | 1
Portland General Electric CompanyOR | 2012 | 15248 | Portland General Electric Company | Delivery | Private | OR | OR | Investor Owned | 0 | 0 | 0 | 16504 | 438470 | 452 | 16771 | 808238 | 46 | 0 | 0 | 0 | 33275 | 1246708 | 498 |  | 2 | Portland General Electric Company
PUD No 1 of Pend Oreille CntyWA | 2012 | 14653 | PUD No 1 of Pend Oreille Cnty | Bundle | Public | WA | WA | Political Subdivision | 8460 | 138253 | 7893 | 2489 | 49850 | 876 | 32048 | 814788 | 8 | . | . | . | 42997 | 1002891 | 8777 | Rural | 1
PUD No 1 of Franklin CountyWA | 2012 | 6716 | PUD No 1 of Franklin County | Bundle | Public | WA | WA | Political Subdivision | 27963 | 336205 | 21997 | 21549 | 364908 | 1830 | 15220 | 284551 | 421 | . | . | . | 64732 | 985664 | 24248 | Rural | 1
PUD No 1 of Grays Harbor CntyWA | 2012 | 7548 | PUD No 1 of Grays Harbor Cnty | Bundle | Public | WA | WA | Political Subdivision | 42555 | 497856 | 34660 | 24268 | 301746 | 4229 | 10355 | 176342 | 2524 | . | . | . | 77178 | 975944 | 41413 | Urban | 1
Umatilla Electric Coop AssnOR | 2012 | 19325 | Umatilla Electric Coop Assn | Bundle | Public | OR | OR | Cooperative | 12794.8 | 164377 | 10961 | 10359.7 | 167374 | 1859 | 30618.2 | 641630 | 1434 | . | . | . | 53772.7 | 973381 | 14254 | Rural | 1
Clatskanie Peoples Util DistOR | 2012 | 28541 | Clatskanie Peoples Util Dist | Bundle | Public | OR | OR | Political Subdivision | 3499 | 72364 | 4036 | 1347 | 26226 | 569 | 37167 | 872001 | 4 | 0 | 0 | 0 | 42013 | 970591 | 4609 | Rural | 1
PUD No 1 of Lewis CountyWA | 2012 | 10944 | PUD No 1 of Lewis County | Bundle | Public | WA | WA | Political Subdivision | 28977 | 457085 | 25707 | 12569 | 217839 | 5266 | 12144 | 249638 | 74 | . | . | . | 53690 | 924562 | 31047 | Rural | 1
BP Energy CompanyWA | 2012 | 540 | BP Energy Company | Energy | Unreg | WA | WA | Power Marketer | . | . | . | . | 0 | . | 21718 | 852781 | 3 | . | . | . | 21718 | 852781 | 3 |  | 1
City of RichlandWA | 2012 | 15979 | City of Richland | Bundle | Public | WA | WA | Municipal | 22913 | 330864 | 22846 | 16527 | 346643 | 2870 | 6912 | 170011 | 11 | . | . | . | 46352 | 847518 | 25727 | Urban | 1
Inland Power & Light CompanyWA | 2012 | 8699 | Inland Power & Light Company | Bundle | Public | WA | WA | Cooperative | 43042 | 591806 | 34465 | 8071 | 117436 | 2149 | 6655 | 117121 | 525 | . | . | . | 57768 | 826363 | 37139 | Rural | 2 | Inland Power & Light Company
City of SpringfieldOR | 2012 | 17839 | City of Springfield | Bundle | Public | OR | OR | Municipal | 21526 | 386504 | 27848 | 14565 | 262900 | 3834 | 7855 | 162504 | 13 | . | . | . | 43946 | 811908 | 31695 | Urban | 1
Montana-Dakota Utilities CoMT | 2012 | 12199 | Montana-Dakota Utilities Co | Bundle | Private | EMT | MT | Investor Owned | 16042 | 190509 | 19390 | 17694 | 251430 | 5478 | 17062 | 320527 | 143 | 0 | 0 | 0 | 50798 | 762466 | 25011 |  | 1
PUD No 1 of Douglas CountyWA | 2012 | 5326 | PUD No 1 of Douglas County | Bundle | Public | WA | WA | Political Subdivision | 10371 | 392981 | 13893 | 4917 | 254538 | 1088 | 2499 | 104578 | 299 | . | . | . | 17787 | 752097 | 15280 | Rural | 1
Port Angeles City ofWA | 2012 | 15231 | Port Angeles City of | Bundle | Public | WA | WA | Municipal | 9617 | 133310 | 9562 | 7133 | 112336 | 1960 | 16444 | 476055 | 5 | . | . | . | 33194 | 721701 | 11527 | Rural | 1
McMinnville City ofOR | 2012 | 12187 | McMinnville City of | Bundle | Public | OR | OR | Municipal | 10950 | 204187 | 13068 | 11851 | 177463 | 3150 | 12947 | 335477 | 52 | 0 | 0 | 0 | 35748 | 717127 | 16270 | Urban | 1
PUD No 3 of Mason CountyWA | 2012 | 15419 | PUD No 3 of Mason County | Bundle | Public | WA | WA | Political Subdivision | 32336.2 | 425976 | 30001 | 12847.8 | 185203 | 2247 | 2468.1 | 52358 | 1 | . | . | . | 47652.1 | 663537 | 32249 | Rural | 1
PUD No 1 of Clallam CountyWA | 2012 | 3644 | PUD No 1 of Clallam County | Bundle | Public | WA | WA | Political Subdivision | 36111 | 446567 | 27183 | 11587 | 172056 | 3282 | 1750 | 28879 | 5 | . | . | . | 49448 | 647502 | 30470 | Rural | 1
Central Electric Coop IncOR | 2012 | 3240 | Central Electric Coop Inc | Bundle | Public | OR | OR | Cooperative | 35713 | 440371 | 27188 | 7062 | 97063 | 2579 | 6379 | 109654 | 1613 | . | . | . | 49154 | 647088 | 31380 | Rural | 1
Oregon Trail El Cons Coop, IncOR | 2012 | 14109 | Oregon Trail El Cons Coop, Inc | Bundle | Public | OR | OR | Cooperative | 24621 | 280932 | 25033 | 16461 | 244065 | 5267 | 5508 | 106611 | 9 | . | . | . | 46590 | 631608 | 30309 | Rural | 1
Idaho Falls City ofID | 2012 | 9187 | Idaho Falls City of | Bundle | Public | ID | ID | Municipal | 19212 | 279649 | 22449 | 16420 | 261215 | 3705 | 4158 | 87016 | 7 | 0 | 0 | 0 | 39790 | 627880 | 26161 | Urban | 1
Idaho Power CoOR | 2012 | 9191 | Idaho Power Co | Bundle | Private | OR | OR | Investor Owned | 16344.6 | 185122 | 13319 | 10803.1 | 148194 | 3349 | 16944 | 287859 | 1730 | 0 | 0 | 0 | 44091.7 | 621175 | 18398 |  | 2 | Idaho Power Co
Shell Energy North America (US), L.P.WA | 2012 | 4410 | Shell Energy North America (US), L.P. | Energy | Unreg | WA | WA | Power Marketer | 0 | 0 | 0 | 0 | 0 | 0 | 13387.1 | 604899 | 2 | 0 | 0 | 0 | 13387.1 | 604899 | 2 |  | 1
JP MorganWA | 2012 | 56528 | JP Morgan | Energy | Unreg | WA | WA | Power Marketer | 0 | 0 | 0 | 0 | 0 | 0 | 41997 | 602987 | 2 | 0 | 0 | 0 | 41997 | 602987 | 2 |  | 2 | JP Morgan
PUD No 1 of Okanogan CountyWA | 2012 | 14055 | PUD No 1 of Okanogan County | Bundle | Public | WA | WA | Political Subdivision | 18862.7 | 289640 | 16937 | 15590.4 | 270703 | 3738 | 1135.3 | 20584 | 4 | . | . | . | 35588.4 | 580927 | 20679 | Rural | 1
Peninsula Light CompanyWA | 2012 | 14668 | Peninsula Light Company | Bundle | Public | WA | WA | Cooperative | 36721 | 423183 | 27232 | 12418 | 156492 | 3633 | 0 | 0 | . | 0 | 0 | . | 49139 | 579675 | 30865 | Urban | 1
Benton Rural Electric AssnWA | 2012 | 1625 | Benton Rural Electric Assn | Bundle | Public | WA | WA | Cooperative | 17532 | 223469 | 11933 | 7490 | 118874 | 1360 | 12431 | 211980 | 1895 | . | . | . | 37453 | 554323 | 15188 | Rural | 1
Northern Wasco County PUDOR | 2012 | 13788 | Northern Wasco County PUD | Bundle | Public | OR | OR | Political Subdivision | 8146.7 | 139695 | 9198 | 990.9 | 17549 | 431 | 16507.6 | 393231 | 226 | . | . | . | 25645.2 | 550475 | 9855 | Rural | 1
Big Bend Electric Coop, IncWA | 2012 | 1723 | Big Bend Electric Coop, Inc | Bundle | Public | WA | WA | Cooperative | 6468 | 97757 | 4600 | 20876 | 395899 | 4094 | . | 0 | . | . | . | . | 27344 | 493656 | 8694 | Rural | 1
Columbia River Peoples Ut DistOR | 2012 | 40438 | Columbia River Peoples Ut Dist | Bundle | Public | OR | OR | Political Subdivision | 14259 | 211529 | 16111 | 6346.5 | 88068 | 2461 | 6861.2 | 161465 | 65 | . | . | . | 27466.7 | 461062 | 18637 | Rural | 1
Tillamook Peoples Utility DistOR | 2012 | 18917 | Tillamook Peoples Utility Dist | Bundle | Public | OR | OR | Political Subdivision | 19170 | 229065 | 18433 | 8535 | 122911 | 2147 | 5273 | 108791 | 5 | . | . | . | 32978 | 460767 | 20585 | Urban | 1
Emerald People's Utility DistOR | 2012 | 40437 | Emerald People's Utility Dist | Bundle | Public | OR | OR | Political Subdivision | 23770.3 | 280175 | 18118 | 7431.9 | 86512 | 1814 | 3170.6 | 46886 | 553 | 0 | 0 | 0 | 34372.8 | 413573 | 20485 | Rural | 2 | Emerald People's Utility Dist
Kootenai Electric Coop IncID | 2012 | 10454 | Kootenai Electric Coop Inc | Bundle | Public | ID | ID | Cooperative | 23534.4 | 279946 | 20571 | 8281.6 | 102202 | 1672 | 1322.9 | 28502 | 46 | 0 | 0 | 0 | 33138.9 | 410650 | 22289 | Rural | 2 | Kootenai Electric Coop Inc
Consumers Power, IncOR | 2012 | 4743 | Consumers Power, Inc | Bundle | Public | OR | OR | Cooperative | 23942.7 | 269083 | 19723 | 7338.4 | 104203 | 1726 | 1473.5 | 19419 | 565 | . | . | . | 32754.6 | 392705 | 22014 | Rural | 1
ConocoPhillips CompanyMT | 2012 | 5470 | ConocoPhillips Company | Energy | Unreg | EMT | MT | Power Marketer | 0 | 0 | 0 | 0 | 0 | 0 | 11907 | 384715 | 3 | 0 | 0 | 0 | 11907 | 384715 | 3 |  | 1
Midstate Electric Coop, IncOR | 2012 | 12439 | Midstate Electric Coop, Inc | Bundle | Public | OR | OR | Cooperative | 17881 | 231394 | 16160 | 7428 | 112104 | 2052 | 1813 | 28081 | 3 | . | . | . | 27122 | 371579 | 18215 | Rural | 1
USBIA-Mission Valley PowerMT | 2012 | 19603 | USBIA-Mission Valley Power | Bundle | Public | WMT | MT | Federal | 14491 | 217040 | 14512 | 7359 | 121085 | 5339 | 1046 | 15177 | 1042 | 0 | 0 | 0 | 22896 | 353302 | 20893 | Rural | 1
Coos-Curry Electric Coop, IncOR | 2012 | 4317 | Coos-Curry Electric Coop, Inc | Bundle | Public | OR | OR | Cooperative | 18867.5 | 196349 | 14938 | 8295.7 | 94495 | 2051 | 3580.4 | 47835 | 463 | . | . | . | 30743.6 | 338679 | 17452 | Rural | 1
PUD No 1 of Klickitat CountyWA | 2012 | 10393 | PUD No 1 of Klickitat County | Bundle | Public | WA | WA | Political Subdivision | 12205.6 | 139822 | 10075 | 7113.3 | 98078 | 1883 | 3881.2 | 78032 | 245 | 0 | . | . | 23200.1 | 315932 | 12203 | Rural | 1
Bonneville Power AdminWA | 2012 | 1738 | Bonneville Power Admin | Delivery | Public | WA | WA | Federal | . | . | . | . | 0 | . | 1390 | 315200 | 1 | . | . | . | 1390 | 315200 | 1 |  | 5 | Bonneville Power Admin
Salem ElectricOR | 2012 | 16555 | Salem Electric | Bundle | Public | OR | OR | Cooperative | 15075 | 183577 | 16500 | 7877 | 102690 | 2068 | 1661 | 25806 | 10 | . | . | . | 24613 | 312073 | 18578 | Urban | 1
Columbia Rural Elec Assn, IncWA | 2012 | 4041 | Columbia Rural Elec Assn, Inc | Bundle | Public | WA | WA | Cooperative | 4500.7 | 47381 | 2985 | 3868.7 | 46742 | 1243 | 11677.9 | 198368 | 531 | . | . | . | 20047.3 | 292491 | 4759 | Rural | 2 | Columbia Rural Elec Assn, Inc
Pacific Public Utility District No 2WA | 2012 | 14324 | Pacific Public Utility District No 2 | Bundle | Public | WA | WA | Political Subdivision | 13876.7 | 179572 | 14998 | 6845.7 | 83201 | 2261 | 1158.8 | 23082 | 2 | . | . | . | 21881.2 | 285855 | 17261 | Rural | 1
Salmon River Electric Coop IncID | 2012 | 16565 | Salmon River Electric Coop Inc | Bundle | Public | ID | ID | Cooperative | 2600 | 32666 | 2142 | 1351 | 19882 | 437 | 7570 | 225195 | 115 | . | . | . | 11521 | 277743 | 2694 | Rural | 1
Lakeview Light & PowerWA | 2012 | 10627 | Lakeview Light & Power | Bundle | Public | WA | WA | Cooperative | 8312 | 114535 | 9380 | 10865 | 149774 | 2054 | . | 0 | . | . | . | . | 19177 | 264309 | 11434 | Rural | 1
City of CentraliaWA | 2012 | 3295 | City of Centralia | Bundle | Public | WA | WA | Municipal | 8923.7 | 117052 | 8415 | 3069.2 | 36015 | 1426 | 8217.9 | 107760 | 141 | . | . | . | 20210.8 | 260827 | 9982 | Rural | 1
Elmhurst Mutual Power & Light CoWA | 2012 | 5832 | Elmhurst Mutual Power & Light Co | Bundle | Public | WA | WA | Cooperative | 12390 | 220710 | 13288 | 2008 | 39861 | 647 | . | 0 | . | . | . | . | 14398 | 260571 | 13935 | Rural | 1
United Electric Co-op, IncID | 2012 | 19502 | United Electric Co-op, Inc | Bundle | Public | ID | ID | Cooperative | 5635 | 86074 | 4176 | 2774 | 45738 | 935 | 5780 | 126888 | 1057 | . | . | . | 14189 | 258700 | 6168 | Rural | 1
Yellowstone Valley Elec Co-opMT | 2012 | 20997 | Yellowstone Valley Elec Co-op | Bundle | Public | EMT | MT | Cooperative | 23304 | 185958 | 15863 | 6080 | 52012 | 1444 | 978 | 8869 | 187 | . | . | . | 30362 | 246839 | 17494 | Rural | 1
City of Forest GroveOR | 2012 | 6582 | City of Forest Grove | Bundle | Public | OR | OR | Municipal | 7134.2 | 109097 | 8159 | 1415 | 20915 | 810 | 5333.6 | 102541 | 141 | . | . | . | 13882.8 | 232553 | 9110 | Rural | 1
Fall River Rural Elec Coop IncID | 2012 | 6169 | Fall River Rural Elec Coop Inc | Bundle | Public | ID | ID | Cooperative | 14097 | 130972 | 11011 | 6931 | 100011 | 2210 | . | 0 | . | . | . | . | 21028 | 230983 | 13221 | Rural | 2 | Fall River Rural Elec Coop Inc
Lane Electric Coop IncOR | 2012 | 10681 | Lane Electric Coop Inc | Bundle | Public | OR | OR | Cooperative | 17789.9 | 191562 | 11884 | 2949.8 | 32356 | 844 | 270.3 | 3776 | 1 | . | . | . | 21010 | 227694 | 12729 | Rural | 1
Vera Irrigation District #15WA | 2012 | 19784 | Vera Irrigation District #15 | Bundle | Public | WA | WA | Political Subdivision | 8547 | 136247 | 9184 | 5219 | 84015 | 992 | . | 0 | . | . | . | . | 13766 | 220262 | 10176 | Rural | 1
Clear Lake Cogeneration LPID | 2012 | 3775 | Clear Lake Cogeneration LP | Bundle | Unreg | ID | ID | Power Marketer | . | . | . | . | 0 | . | 4916 | 218452 | 1 | . | . | . | 4916 | 218452 | 1 |  | 1
Northern Lights, IncID | 2012 | 13758 | Northern Lights, Inc | Bundle | Public | ID | ID | Cooperative | 15212.6 | 165504 | 13810 | 2972.7 | 34504 | 742 | 829 | 18342 | 4 | . | . | . | 19014.3 | 218350 | 14556 | Rural | 3 | Northern Lights, Inc
Raft River Rural Elec Coop IncID | 2012 | 22814 | Raft River Rural Elec Coop Inc | Bundle | Public | ID | ID | Cooperative | 1817 | 22408 | 1280 | 1872 | 38124 | 320 | 7074 | 156439 | 894 | 0 | 0 | 0 | 10763 | 216971 | 2494 | Rural | 1
Modern Electric Water CompanyWA | 2012 | 12744 | Modern Electric Water Company | Bundle | Public | WA | WA | Cooperative | 5538 | 96953 | 8218 | 6297 | 112103 | 1637 | . | 0 | . | . | . | . | 11835 | 209056 | 9855 | Rural | 1
Missoula Electric Coop, IncMT | 2012 | 12692 | Missoula Electric Coop, Inc | Bundle | Public | WMT | MT | Cooperative | 13974.1 | 149863 | 12460 | 3384.8 | 40154 | 1284 | 1306.2 | 18593 | 272 | 0 | 0 | 0 | 18665.1 | 208610 | 14016 | Rural | 2 | Missoula Electric Coop, Inc
City of EllensburgWA | 2012 | 6149 | City of Ellensburg | Bundle | Public | WA | WA | Municipal | 5726 | 75016 | 7989 | 6639 | 116613 | 1541 | 655 | 10519 | 1 | 0 | 0 | 0 | 13020 | 202148 | 9531 | Rural | 1
Fergus Electric Coop, IncMT | 2012 | 21513 | Fergus Electric Coop, Inc | Bundle | Public | EMT | MT | Cooperative | 8900 | 57000 | 5816 | 13100 | 138000 | 236 | 400 | 3000 | 94 | . | . | . | 22400 | 198000 | 6146 | Rural | 1
PUD No 1 of Whatcom CountyWA | 2012 | 40456 | PUD No 1 of Whatcom County | Bundle | Public | WA | WA | Political Subdivision | . | . | . | . | 0 | . | 8870.3 | 195272 | 1 | . | . | . | 8870.3 | 195272 | 1 |  | 1
Orcas Power & Light CoopWA | 2012 | 14170 | Orcas Power & Light Coop | Bundle | Public | WA | WA | Cooperative | 14475 | 140026 | 12757 | 5133 | 55140 | 1928 | . | 0 | . | . | . | . | 19608 | 195166 | 14685 | Rural | 1
PacifiCorpOR | 2012 | 14354 | PacifiCorp | Delivery | Private | OR | OR | Investor Owned | 0 | 0 | 0 | 5152.8 | 136162 | 64 | 1474.6 | 50641 | 2 | 0 | 0 | 0 | 6627.4 | 186803 | 66 |  | 4 | PacifiCorp
City of AshlandOR | 2012 | 907 | City of Ashland | Bundle | Public | OR | OR | Municipal | 6483 | 90862 | 10172 | 5992 | 81286 | 1516 | . | 0 | . | . | . | . | 12475 | 172148 | 11688 | Rural | 1
Glacier Electric Coop, IncMT | 2012 | 7262 | Glacier Electric Coop, Inc | Bundle | Public | WMT | MT | Cooperative | 6732 | 68147 | 5790 | 6130 | 81600 | 1676 | 1238 | 19394 | 5 | . | . | . | 14100 | 169141 | 7471 | Rural | 1
Canby Utility BoardOR | 2012 | 2955 | Canby Utility Board | Bundle | Public | OR | OR | Municipal | 5027.6 | 78374 | 6049 | 3029.9 | 59383 | 685 | 1646.8 | 30927 | 12 | . | . | . | 9704.3 | 168684 | 6746 | Rural | 1
Clearwater Power CompanyID | 2012 | 3739 | Clearwater Power Company | Bundle | Public | ID | ID | Cooperative | 12029.9 | 117033 | 8519 | 2109.1 | 25204 | 738 | 1226 | 23408 | 5 | . | . | . | 15365 | 165645 | 9262 | Rural | 3 | Clearwater Power Company
Vigilante Electric Coop, IncMT | 2012 | 23586 | Vigilante Electric Coop, Inc | Bundle | Public | WMT | MT | Cooperative | 7462.2 | 94838 | 7809 | 4188.2 | 65735 | 1303 | . | 0 | . | . | . | . | 11650.4 | 160573 | 9112 | Rural | 2 | Vigilante Electric Coop, Inc
Blachly-Lane Cnty Coop El AssnOR | 2012 | 1736 | Blachly-Lane Cnty Coop El Assn | Bundle | Public | OR | OR | Cooperative | 5272 | 51494 | 3242 | 2554 | 41345 | 375 | 3692 | 65684 | 4 | . | . | . | 11518 | 158523 | 3621 | Rural | 1
JP MorganOR | 2012 | 56528 | JP Morgan | Energy | Unreg | OR | OR | Power Marketer | 0 | 0 | 0 | 0 | 0 | 0 | 3088 | 158044 | 1 | 0 | 0 | 0 | 3088 | 158044 | 1 |  | 2 | JP Morgan
Emerald People's Utility DistOR | 2012 | 40437 | Emerald People's Utility Dist | Delivery | Public | OR | OR | Political Subdivision | 0 | 0 | 0 | 0 | 0 | 0 | 607.3 | 158031 | 1 | 0 | 0 | 0 | 607.3 | 158031 | 1 | Rural | 2 | Emerald People's Utility Dist
Park Electric Coop IncMT | 2012 | 14500 | Park Electric Coop Inc | Bundle | Public | EMT | MT | Cooperative | 6333.9 | 65094 | 5181 | 552.6 | 7610 | 85 | 6248.2 | 81627 | 292 | . | . | . | 13134.7 | 154331 | 5558 | Rural | 1
Lower Yellowstone R E A, IncMT | 2012 | 11272 | Lower Yellowstone R E A, Inc | Bundle | Public | EMT | MT | Cooperative | 2835 | 37263 | 2813 | 2683 | 29379 | 774 | 8648 | 86946 | 979 | . | . | . | 14166 | 153588 | 4566 | Rural | 1
Douglas Electric Coop, IncOR | 2012 | 5327 | Douglas Electric Coop, Inc | Bundle | Public | OR | OR | Cooperative | 11268 | 120998 | 9027 | 1758 | 18649 | 744 | 525 | 6765 | 7 | . | . | . | 13551 | 146412 | 9778 | Rural | 1
Ravalli County Elec Coop, IncMT | 2012 | 26916 | Ravalli County Elec Coop, Inc | Bundle | Public | WMT | MT | Cooperative | 11060 | 130987 | 9416 | 759 | 9461 | 377 | 173 | 2743 | 1 | 0 | 0 | 0 | 11992 | 143191 | 9794 | Rural | 1
City of CheneyWA | 2012 | 3420 | City of Cheney | Bundle | Public | WA | WA | Municipal | 3224.5 | 52056 | 4507 | 3429.7 | 70429 | 410 | 468.3 | 9741 | 8 | . | . | . | 7122.5 | 132226 | 4925 | Rural | 1
Hill County Electric Coop, IncMT | 2012 | 8632 | Hill County Electric Coop, Inc | Bundle | Public | EMT | MT | Cooperative | 4893.1 | 39008 | 3566 | 2618.1 | 26909 | 190 | 4551.5 | 59591 | 3 | . | . | . | 12062.7 | 125508 | 3759 | Rural | 1
PUD No 1 of Skamania CoWA | 2012 | 17279 | PUD No 1 of Skamania Co | Bundle | Public | WA | WA | Political Subdivision | 5480 | 74327 | 5223 | 1395.1 | 21912 | 563 | 1525.2 | 26953 | 55 | . | . | . | 8400.3 | 123192 | 5841 | Rural | 1
Parkland Light & Water CompanyWA | 2012 | 14505 | Parkland Light & Water Company | Bundle | Public | WA | WA | Cooperative | 3360 | 55916 | 3862 | 3297 | 60861 | 591 | . | 0 | . | . | . | . | 6657 | 116777 | 4453 | Rural | 1
City of BurleyID | 2012 | 2545 | City of Burley | Bundle | Public | ID | ID | Municipal | 3143 | 46454 | 3791 | 3706 | 64345 | 723 | 0 | 0 | 0 | 0 | 0 | 0 | 6849 | 110799 | 4514 | Rural | 1
Powder River Energy CorporationMT | 2012 | 19156 | Powder River Energy Corporation | Bundle | Public | EMT | MT | Cooperative | 45.7 | 532 | 44 | 1817.1 | 13020 | 175 | 5465.5 | 96387 | 64 | . | . | . | 7328.3 | 109939 | 283 | Rural | 1
Hood River Electric CoopOR | 2012 | 8830 | Hood River Electric Coop | Bundle | Public | OR | OR | Cooperative | 3768.9 | 53201 | 3262 | 394 | 5606 | 215 | 2761.3 | 49640 | 208 | . | . | . | 6924.2 | 108447 | 3685 | Rural | 1
Lincoln Electric Coop, IncMT | 2012 | 11022 | Lincoln Electric Coop, Inc | Bundle | Public | WMT | MT | Cooperative | 6063 | 71230 | 4684 | 1906 | 26060 | 695 | 860 | 11010 | 4 | . | . | . | 8829 | 108300 | 5383 | Rural | 1
Wasco Electric Coop, IncOR | 2012 | 20138 | Wasco Electric Coop, Inc | Bundle | Public | OR | OR | Cooperative | 4711 | 49264 | 3769 | 1545 | 15986 | 533 | 3107 | 42057 | 331 | . | . | . | 9363 | 107307 | 4633 | Rural | 1
Sheridan Electric Coop, IncMT | 2012 | 16759 | Sheridan Electric Coop, Inc | Bundle | Public | EMT | MT | Cooperative | 2950 | 34059 | 2729 | 7448.1 | 67399 | 781 | 606.3 | 4435 | 614 | . | . | . | 11004.4 | 105893 | 4124 | Rural | 1
Western Area Power AdministrationMT | 2012 | 27000 | Western Area Power Administration | Bundle | Public | EMT | MT | Federal | . | . | . | 2402 | 105218 | 22 | . | 0 | . | . | . | . | 2402 | 105218 | 22 |  | 1
City of Milton-FreewaterOR | 2012 | 12615 | City of Milton-Freewater | Bundle | Public | OR | OR | Municipal | 3646 | 60331 | 3504 | 828 | 14487 | 500 | 1738 | 30391 | 340 | . | . | . | 6212 | 105209 | 4344 | Rural | 1
Columbia Basin Elec Cooperative, IncOR | 2012 | 4005 | Columbia Basin Elec Cooperative, Inc | Bundle | Public | OR | OR | Cooperative | 3744.6 | 41387 | 3092 | 1932 | 27649 | 513 | 1857.4 | 35848 | 233 | 0 | 0 | 0 | 7534 | 104884 | 3838 | Rural | 1
City of HermistonOR | 2012 | 8515 | City of Hermiston | Bundle | Public | OR | OR | Municipal | 3577 | 51129 | 4472 | 3480 | 53502 | 816 | 0 | 0 | 0 | 0 | 0 | 0 | 7057 | 104631 | 5288 | Rural | 1
PUD No 1 of Ferry CountyWA | 2012 | 6297 | PUD No 1 of Ferry County | Bundle | Public | WA | WA | Political Subdivision | 3609.5 | 38511 | 2829 | 893.8 | 9664 | 489 | 3044.8 | 54878 | 25 | 0 | 0 | 0 | 7548.1 | 103053 | 3343 | Rural | 1
Northern Lights, IncMT | 2012 | 13758 | Northern Lights, Inc | Bundle | Public | WMT | MT | Cooperative | 3920.3 | 41489 | 3717 | 573.6 | 6639 | 250 | 1909.8 | 48286 | 5 | . | . | . | 6403.7 | 96414 | 3972 | Rural | 3 | Northern Lights, Inc
PUD No 1 of Kittitas CountyWA | 2012 | 10326 | PUD No 1 of Kittitas County | Bundle | Public | WA | WA | Political Subdivision | 5468.5515 | 56179.8244 | 3503.0763 | 1994.2722 | 29453.6382 | 297.647 | 594.1763 | 6812.5374 | 388.2767 | 0 | 0 | 0 | 8057 | 92446 | 4189 | Rural | 1
Tanner Electric CoopWA | 2012 | 18448 | Tanner Electric Coop | Bundle | Public | WA | WA | Cooperative | 6312.8 | 56449 | 4268 | 2877.8 | 35279 | 290 | . | 0 | . | . | . | . | 9190.6 | 91728 | 4558 | Rural | 1
Sun River Electric Coop, IncMT | 2012 | 18401 | Sun River Electric Coop, Inc | Bundle | Public | EMT | MT | Cooperative | 5660.2 | 45248 | 4435 | 1318.2 | 15275 | 285 | 3009.3 | 28919 | 890 | . | . | . | 9987.7 | 89442 | 5610 | Rural | 1
Marias River Electric Coop IncMT | 2012 | 11643 | Marias River Electric Coop Inc | Bundle | Public | EMT | MT | Cooperative | 2354.4 | 29843 | 2512 | 4431 | 56393 | 1326 | . | 0 | . | . | . | . | 6785.4 | 86236 | 3838 | Rural | 1
Tongue River Electric Coop IncMT | 2012 | 19022 | Tongue River Electric Coop Inc | Bundle | Public | EMT | MT | Cooperative | 7360 | 51389 | 4258 | 1531 | 12602 | 527 | 2503 | 19184 | 148 | . | . | . | 11394 | 83175 | 4933 | Rural | 1
Harney Electric Coop, IncOR | 2012 | 11589 | Harney Electric Coop, Inc | Bundle | Public | OR | OR | Cooperative | 1256 | 17596 | 945 | . | 0 | . | 3638.2 | 64794 | 1468 | . | . | . | 4894.2 | 82390 | 2413 | Rural | 1
Ohop Mutual Light Company, IncWA | 2012 | 14012 | Ohop Mutual Light Company, Inc | Bundle | Public | WA | WA | Cooperative | 5893 | 74133 | 4065 | 290 | 3897 | 112 | 5 | 52 | 11 | . | . | . | 6188 | 78082 | 4188 | Rural | 1
Lost River Electric Coop IncID | 2012 | 11211 | Lost River Electric Coop Inc | Bundle | Public | ID | ID | Cooperative | 2482.6089 | 31934.353 | 1800.4254 | 335.7453 | 4667.0573 | 215.7285 | 2608.6458 | 41280.5897 | 604.8462 | 0 | 0 | 0 | 5427 | 77882 | 2621 | Rural | 1
PUD No 1 of Mason CountyWA | 2012 | 22355 | PUD No 1 of Mason County | Bundle | Public | WA | WA | Political Subdivision | 5287.5171 | 59327.5739 | 4657.3341 | 1493.5829 | 15933.4261 | 454.6659 | 0 | 0 | 0 | 0 | 0 | 0 | 6781.1 | 75261 | 5112 | Rural | 1
Rupert City ofID | 2012 | 16416 | Rupert City of | Bundle | Public | ID | ID | Municipal | 1948 | 36354 | 2380 | 940 | 24800 | 232 | 479 | 11920 | 1 | . | . | . | 3367 | 73074 | 2613 | Rural | 1
City of BlaineWA | 2012 | 1818 | City of Blaine | Bundle | Public | WA | WA | Municipal | 1621 | 24042 | 2490 | 2915 | 39249 | 517 | 706 | 9519 | 13 | . | . | . | 5242 | 72810 | 3020 | Rural | 1
City of MonmouthOR | 2012 | 12789 | City of Monmouth | Bundle | Public | OR | OR | Municipal | 3760.7 | 43642 | 3994 | 331.2 | 3758 | 213 | 1675 | 21919 | 61 | . | . | . | 5766.9 | 69319 | 4268 | Rural | 1
West Oregon Electric Coop IncOR | 2012 | 20385 | West Oregon Electric Coop Inc | Bundle | Public | OR | OR | Cooperative | 7202.0619 | 53372.2872 | 3922.7833 | 711.3655 | 5319.0651 | 278.7865 | 1049.5725 | 9503.6477 | 49.4302 | 0 | 0 | 0 | 8963 | 68195 | 4251 | Rural | 1
McCone Electric Coop IncMT | 2012 | 11989 | McCone Electric Coop Inc | Bundle | Public | EMT | MT | Cooperative | 5377.4 | 43344 | 4539 | 2221.2 | 21603 | 514 | 214.1 | 1744 | 70 | . | . | . | 7812.7 | 66691 | 5123 | Rural | 1
City of Bonners FerryID | 2012 | 1956 | City of Bonners Ferry | Bundle | Public | ID | ID | Municipal | 1793.408 | 24225.0273 | 1914 | 1536.7206 | 23244.7546 | 659 | 956.8714 | 18576.2182 | 20 | 0 | 0 | 0 | 4287 | 66046 | 2593 | Rural | 1
City of BandonOR | 2012 | 1176 | City of Bandon | Bundle | Public | OR | OR | Municipal | 2653 | 34629 | 2781 | 2179 | 27842 | 975 | 131 | 1333 | 3 | . | . | . | 4963 | 63804 | 3759 | Rural | 1
Constellation NewEnergy, IncOR | 2012 | 13374 | Constellation NewEnergy, Inc | Energy | Unreg | OR | OR | Power Marketer | 0 | 0 | 0 | 5204.7 | 63284 | 1 | 0 | 0 | 0 | 0 | 0 | 0 | 5204.7 | 63284 | 1 |  | 1
Lower Valley Energy IncID | 2012 | 11273 | Lower Valley Energy Inc | Bundle | Public | ID | ID | Cooperative | 784 | 13073 | 1265 | 158 | 2690 | 317 | 1803 | 46527 | 39 | . | . | . | 2745 | 62290 | 1621 | Rural | 1
City of MiltonWA | 2012 | 12616 | City of Milton | Bundle | Public | WA | WA | Municipal | 2723.8797 | 41313.9366 | 3193.5769 | 1278.1203 | 17681.0634 | 205.4231 | 0 | 0 | 0 | 0 | 0 | 0 | 4002 | 58995 | 3399 | Rural | 1
Big Horn County Elec Coop, IncMT | 2012 | 1683 | Big Horn County Elec Coop, Inc | Bundle | Public | EMT | MT | Cooperative | 3824.2 | 38911 | 3102 | 2055 | 20022 | 543 | . | 0 | . | . | . | . | 5879.2 | 58933 | 3645 | Rural | 1
South Side Electric, IncID | 2012 | 17576 | South Side Electric, Inc | Bundle | Public | ID | ID | Cooperative | 1525.1507 | 27737.648 | 917.7276 | 0 | 0 | 0 | 1093.8493 | 29768.352 | 313.2724 | 0 | 0 | 0 | 2619 | 57506 | 1231 | Rural | 1
Beartooth Electric Coop, IncMT | 2012 | 1417 | Beartooth Electric Coop, Inc | Bundle | Public | EMT | MT | Cooperative | 7681 | 44600 | 4943 | 1125 | 7810 | 400 | 234 | 2094 | 1 | . | . | . | 9040 | 54504 | 5344 | Rural | 1
Okanogan County Elec Coop, IncWA | 2012 | 14074 | Okanogan County Elec Coop, Inc | Bundle | Public | WA | WA | Cooperative | 3852.5 | 37438 | 3212 | 1038.1 | 16803 | 300 | . | 0 | . | . | . | . | 4890.6 | 54241 | 3512 | Rural | 1
NorVal Electric Cooperative, IncMT | 2012 | 13749 | NorVal Electric Cooperative, Inc | Bundle | Public | EMT | MT | Cooperative | 3768.7847 | 29622.1978 | 1923.363 | 2897.6 | 17547.1567 | 1327.5772 | 577.6153 | 5380.6456 | 4.0599 | 0 | 0 | 0 | 7244 | 52550 | 3255 | Rural | 1
Black Hills Power IncMT | 2012 | 19545 | Black Hills Power Inc | Bundle | Private | EMT | MT | Investor Owned | 5.2 | 61 | 12 | 114.3 | 1519 | 20 | 2464.7 | 48328 | 3 | . | . | . | 2584.2 | 49908 | 35 |  | 1
Nespelem Valley Elec Coop, IncWA | 2012 | 13387 | Nespelem Valley Elec Coop, Inc | Bundle | Public | WA | WA | Cooperative | 1578.6454 | 21214.3563 | 1207.3594 | 999.7711 | 14765.9723 | 257.6374 | 813.5835 | 13528.6714 | 98.0032 | 0 | 0 | 0 | 3392 | 49509 | 1563 | Rural | 1
City of WeiserID | 2012 | 20297 | City of Weiser | Bundle | Public | ID | ID | Municipal | 1663.0828 | 25177.6889 | 2405.8453 | 773.3463 | 14221.4739 | 326.1481 | 476.5709 | 9836.8372 | 1.0066 | 0 | 0 | 0 | 2913 | 49236 | 2733 | Rural | 1
Idaho Cnty L&P Coop Assn, IncID | 2012 | 9186 | Idaho Cnty L&P Coop Assn, Inc | Bundle | Public | ID | ID | Cooperative | 4292.6243 | 40455.6486 | 3493.2615 | 791.0668 | 8115.6695 | 247.6415 | 28.2089 | 197.6819 | 9.097 | 0 | 0 | 0 | 5111.9 | 48769 | 3750 | Rural | 1
Fall River Rural Elec Coop IncMT | 2012 | 6169 | Fall River Rural Elec Coop Inc | Bundle | Public | WMT | MT | Cooperative | 1735 | 15995 | 1371 | 2232 | 29952 | 484 | . | 0 | . | . | . | . | 3967 | 45947 | 1855 | Rural | 2 | Fall River Rural Elec Coop Inc
Public Utility District No 1WA | 2012 | 15327 | Public Utility District No 1 | Bundle | Public | WA | WA | Political Subdivision | 2521.5517 | 30472.0617 | 1938.691 | 871.4483 | 10611.9383 | 461.309 | 0 | 0 | 0 | 0 | 0 | 0 | 3393 | 41084 | 2400 | Rural | 1
Heyburn City ofID | 2012 | 8532 | Heyburn City of | Bundle | Public | ID | ID | Municipal | 1083.3494 | 19715.932 | 1376.3624 | 465.6662 | 6790.3992 | 119.5504 | 762.8844 | 13364.6688 | 4.0872 | 0 | 0 | 0 | 2311.9 | 39871 | 1500 | Rural | 1
Town of SteilacoomWA | 2012 | 18051 | Town of Steilacoom | Bundle | Public | WA | WA | Municipal | 2166.8 | 30911 | 2701 | 459.2 | 7376 | 162 | . | 0 | . | . | . | . | 2626 | 38287 | 2863 | Rural | 1
Sierra Pacific Industries IncWA | 2012 | 17164 | Sierra Pacific Industries Inc | Bundle | Unreg | WA | WA | Power Marketer | . | . | . | . | 0 | . | 3553 | 37537 | 1 | . | . | . | 3553 | 37537 | 1 |  | 1
Surprise Valley Electrification Corp.OR | 2012 | 18260 | Surprise Valley Electrification Corp. | Bundle | Public | OR | OR | Cooperative | 1161.9 | 15827 | 1148 | 297 | 3872 | 365 | 984.2 | 15105 | 250 | 0 | 0 | 0 | 2443.1 | 34804 | 1763 | Rural | 1
City of PlummerID | 2012 | 15297 | City of Plummer | Bundle | Public | ID | ID | Municipal | 828.6813 | 9994.5608 | 826.2331 | 568.4595 | 8646.9 | 163.59 | 699.6592 | 13794.5392 | 5.1769 | 0 | 0 | 0 | 2096.8 | 32436 | 995 | Rural | 1
City of McClearyWA | 2012 | 11965 | City of McCleary | Bundle | Public | WA | WA | Municipal | 1126.6257 | 15655.4091 | 920.8984 | 422.5628 | 4308.0532 | 101.0986 | 641.6115 | 9721.5377 | 3.0029 | 0 | 0 | 0 | 2190.8 | 29685 | 1025 | Rural | 1
City of SumasWA | 2012 | 18282 | City of Sumas | Bundle | Public | WA | WA | Municipal | 352.8579 | 5513.869 | 545.6277 | 297.1958 | 4826.1305 | 126.4502 | 1161.9462 | 19159.0005 | 17.9221 | 0 | 0 | 0 | 1812 | 29499 | 690 | Rural | 1
Mid-Yellowstone Elec Coop, IncMT | 2012 | 12463 | Mid-Yellowstone Elec Coop, Inc | Bundle | Public | EMT | MT | Cooperative | 2108.3 | 13438 | 1020 | 497.4 | 3713 | 204 | 1588 | 11883 | 732 | . | . | . | 4193.7 | 29034 | 1956 | Rural | 1
Town of EatonvilleWA | 2012 | 5631 | Town of Eatonville | Bundle | Public | WA | WA | Municipal | 1023.856 | 15557.9615 | 973.1588 | 828.144 | 12187.0385 | 196.8412 | 0 | 0 | 0 | 0 | 0 | 0 | 1852 | 27745 | 1170 | Rural | 1
City of Soda SpringsID | 2012 | 17493 | City of Soda Springs | Bundle | Public | ID | ID | Municipal | 1060.3415 | 13569.9547 | 1449.8155 | 896.5976 | 13229.6254 | 325.0979 | 24.961 | 368.4199 | 9.0866 | 0 | 0 | 0 | 1981.9 | 27168 | 1784 | Rural | 1
Big Flat Electric Coop IncMT | 2012 | 1671 | Big Flat Electric Coop Inc | Bundle | Public | EMT | MT | Cooperative | 2107.6248 | 18204.5308 | 1659.0074 | 418.226 | 3790.4868 | 201.8526 | 685.9492 | 5053.9824 | 33.14 | 0 | 0 | 0 | 3211.8 | 27049 | 1894 | Rural | 1
Inland Power & Light CompanyID | 2012 | 8699 | Inland Power & Light Company | Bundle | Public | ID | ID | Cooperative | 1736 | 23474 | 1561 | 221 | 2973 | 99 | 1 | 4 | 4 | . | . | . | 1958 | 26451 | 1664 | Rural | 2 | Inland Power & Light Company
Southeast Electric Coop, IncMT | 2012 | 17593 | Southeast Electric Coop, Inc | Bundle | Public | EMT | MT | Cooperative | 2338.7897 | 16224.6929 | 1940.202 | 92.5727 | 791.4733 | 17.8182 | 907.6377 | 9264.8338 | 1.9798 | 0 | 0 | 0 | 3339 | 26281 | 1960 | Rural | 1
Columbia Power Coop Assn IncOR | 2012 | 4008 | Columbia Power Coop Assn Inc | Bundle | Public | OR | OR | Cooperative | 1279.4 | 13912 | 1329 | 405 | 5034 | 236 | 353 | 5138 | 249 | . | . | 0 | 2037.4 | 24084 | 1814 | Rural | 1
East End Mutual Elec Co LtdID | 2012 | 5584 | East End Mutual Elec Co Ltd | Bundle | Public | ID | ID | Cooperative | 970.7317 | 15333.3333 | 487.7735 | 478.2683 | 7666.6667 | 239.2265 | 0 | 0 | 0 | 0 | 0 | 0 | 1449 | 23000 | 727 | Rural | 1
City of ChewelahWA | 2012 | 3459 | City of Chewelah | Bundle | Public | WA | WA | Municipal | 1014.4387 | 12568.3572 | 1085.2696 | 902.5613 | 10231.6428 | 204.7304 | 0 | 0 | 0 | 0 | 0 | 0 | 1917 | 22800 | 1290 | Rural | 1
Riverside Electric CooperativeID | 2012 | 56536 | Riverside Electric Cooperative | Bundle | Public | ID | ID | Cooperative | 1238 | 20000 | 540 | 0 | 0 | 0 | 0 | 0 | 0 | 0 | 0 | 0 | 1238 | 20000 | 540 | Rural | 1
Bonneville Power AdminID | 2012 | 1738 | Bonneville Power Admin | Bundle | Public | ID | ID | Federal | . | . | . | . | 0 | . | 1 | 19796 | 1 | . | . | 0 | 1 | 19796 | 1 |  | 5 | Bonneville Power Admin
City of TroyMT | 2012 | 19236 | City of Troy | Bundle | Public | WMT | MT | Municipal | 763.62 | 12816.6459 | 846.9421 | 297.972 | 5649.7169 | 124.0165 | 6.408 | 71.6372 | 5.0413 | 0 | 0 | 0 | 1068 | 18538 | 976 | Rural | 1
City of Cascade LocksOR | 2012 | 3136 | City of Cascade Locks | Bundle | Public | OR | OR | Municipal | 709.9052 | 8082.5202 | 734.779 | 779.0948 | 9656.4798 | 73.221 | 0 | 0 | 0 | 0 | 0 | 0 | 1489 | 17739 | 808 | Rural | 1
City of Coulee DamWA | 2012 | 4414 | City of Coulee Dam | Bundle | Public | WA | WA | Municipal | 528.2784 | 9446.4928 | 515.1371 | 401.7216 | 7187.5072 | 81.8629 | 0 | 0 | 0 | 0 | 0 | 0 | 930 | 16634 | 597 | Rural | 1
Big Horn Rural Electric CoMT | 2012 | 1675 | Big Horn Rural Electric Co | Bundle | Public | EMT | MT | Cooperative | 45 | 354 | 36 | 306 | 2020 | 30 | 1759 | 13736 | 1 | . | . | 0 | 2110 | 16110 | 67 | Rural | 1
City of DrainOR | 2012 | 5354 | City of Drain | Bundle | Public | OR | OR | Municipal | 626.1406 | 7479.5778 | 513.8911 | 323.3107 | 3461.0353 | 156.2308 | 352.2487 | 4817.3869 | 6.8781 | 0 | 0 | 0 | 1301.7 | 15758 | 677 | Rural | 1
Clearwater Power CompanyWA | 2012 | 3739 | Clearwater Power Company | Bundle | Public | WA | WA | Cooperative | 1031.4 | 9865 | 808 | 252.5 | 2790 | 132 | 47.2 | 1069 | 1 | . | . | 0 | 1331.1 | 13724 | 941 | Rural | 3 | Clearwater Power Company
Hinson Power Company LLCMT | 2012 | 8936 | Hinson Power Company LLC | Bundle | Unreg | WMT | MT | Power Marketer | 0 | 0 | 0 | 0 | 0 | 0 | 180.5 | 8783 | 1 | 0 | 0 | 0 | 180.5 | 8783 | 1 |  | 1
Goldenwest Electric Coop, IncMT | 2012 | 7318 | Goldenwest Electric Coop, Inc | Bundle | Public | EMT | MT | Cooperative | 718.7264 | 5855.3944 | 711.8088 | 102.5736 | 773.6056 | 9.1912 | 0 | 0 | 0 | 0 | 0 | 0 | 821.3 | 6629 | 721 | Rural | 1
Town of RustonWA | 2012 | 16462 | Town of Ruston | Bundle | Public | WA | WA | Municipal | 506 | 6216 | 489 | 0 | 0 | 0 | 0 | 0 | 0 | 0 | 0 | 0 | 506 | 6216 | 489 | Rural | 1
Columbia Rural Elec Assn, IncOR | 2012 | 4041 | Columbia Rural Elec Assn, Inc | Bundle | Public | OR | OR | Cooperative | 71.7 | 757 | 44 | 28.4 | 167 | 29 | 324.3 | 4923 | 68 | . | . | 0 | 424.4 | 5847 | 141 | Rural | 2 | Columbia Rural Elec Assn, Inc
Alder Mutual Light Co, IncWA | 2012 | 287 | Alder Mutual Light Co, Inc | Bundle | Public | WA | WA | Cooperative | 246.6523 | 4192.5981 | 250.7832 | 25.3477 | 428.4019 | 27.2168 | 0 | 0 | 0 | 0 | 0 | 0 | 272 | 4621 | 278 | Rural | 1
Bonneville Power AdminOR | 2012 | 1738 | Bonneville Power Admin | Bundle | Public | OR | OR | Federal | . | . | . | 167 | 4555 | 1 | . | 0 | 0 | . | . | 0 | 167 | 4555 | 1 |  | 5 | Bonneville Power Admin
Bonneville Power AdminMT | 2012 | 1738 | Bonneville Power Admin | Delivery | Public | WMT | MT | Federal | . | . | . | . | 0 | . | 645 | 4067 | 1 | . | . | 0 | 645 | 4067 | 1 |  | 5 | Bonneville Power Admin
Farmers Electric Company, LtdID | 2012 | 6155 | Farmers Electric Company, Ltd | Bundle | Public | ID | ID | Cooperative | 93.4131 | 1875.4395 | 99.1736 | 93.4131 | 1975.1969 | 11.9008 | 10.1737 | 183.3636 | 8.9256 | 0 | 0 | 0 | 197 | 4034 | 120 | Rural | 1
City of DecloID | 2012 | 7084 | City of Declo | Bundle | Public | ID | ID | Municipal | 107.6988 | 1641.4379 | 109 | 60.7238 | 994.3001 | 14 | 19.4774 | 366.262 | 11 | 0 | 0 | 0 | 187.9 | 3002 | 134 | Rural | 1
City of AlbionID | 2012 | 244 | City of Albion | Bundle | Public | ID | ID | Municipal | 165.4346 | 1903.3496 | 180.5106 | 66.5654 | 845.6504 | 21.4894 | 0 | 0 | 0 | 0 | 0 | 0 | 232 | 2749 | 202 | Rural | 1
Kootenai Electric Coop IncWA | 2012 | 10454 | Kootenai Electric Coop Inc | Bundle | Public | WA | WA | Cooperative | 155.4 | 1964 | 77 | 0.1 | 1 | 1 | 0.4 | 3 | 1 | 0 | 0 | 0 | 155.9 | 1968 | 79 | Rural | 2 | Kootenai Electric Coop Inc
Clearwater Power CompanyOR | 2012 | 3739 | Clearwater Power Company | Bundle | Public | OR | OR | Cooperative | 149.9 | 1419 | 135 | 25.8 | 250 | 21 | . | 0 | 0 | . | . | 0 | 175.7 | 1669 | 156 | Rural | 3 | Clearwater Power Company
Missoula Electric Coop, IncID | 2012 | 12692 | Missoula Electric Coop, Inc | Bundle | Public | ID | ID | Cooperative | 49.2 | 469 | 36 | 69.8 | 781 | 20 | 0 | 0 | 0 | 0 | 0 | 0 | 119 | 1250 | 56 | Rural | 2 | Missoula Electric Coop, Inc
City of MinidokaID | 2012 | 12609 | City of Minidoka | Bundle | Public | ID | ID | Municipal | 45.5 | 827.8355 | 45.9574 | 6.5 | 40.1645 | 2.0426 | 0 | 0 | 0 | 0 | 0 | 0 | 52 | 868 | 48 | Rural | 1
McKenzie Electric Coop IncMT | 2012 | 12087 | McKenzie Electric Coop Inc | Bundle | Public | EMT | MT | Cooperative | 83.2 | 749 | 124 | 0.3 | 1 | 1 | 0 | 0 | 0 | 0 | 0 | 0 | 83.5 | 750 | 125 | Rural | 1
Avista CorpMT | 2012 | 20169 | Avista Corp | Bundle | Private | WMT | MT | Investor Owned | 13 | 162 | 9 | 31 | 337 | 14 | 0 | 0 | 0 | 0 | 0 | 0 | 44 | 499 | 23 |  | 3 | Avista Corp
PUD No 1 of Asotin CountyWA | 2012 | 14771 | PUD No 1 of Asotin County | Bundle | Public | WA | WA | Municipal | 0 | 0 | 0 | 14 | 282 | 3 | 0 | 0 | 0 | 0 | 0 | 0 | 14 | 282 | 3 | Rural | 1
Grand Electric Coop, IncMT | 2012 | 7484 | Grand Electric Coop, Inc | Bundle | Public | EMT | MT | Cooperative | 11 | 117 | 15 | 0 | 0 | 0 | 0 | 0 | 0 | 0 | 0 | 0 | 11 | 117 | 15 | Rural | 1
Northern Lights, IncWA | 2012 | 13758 | Northern Lights, Inc | Bundle | Public | WA | WA | Cooperative | 11.8 | 112 | 15 | 0 | 0 | 0 | 0 | 0 | 0 | 0 | 0 | 0 | 11.8 | 112 | 15 | Rural | 3 | Northern Lights, Inc
Vigilante Electric Coop, IncID | 2012 | 23586 | Vigilante Electric Coop, Inc | Bundle | Public | ID | ID | Cooperative | 14.2 | 100 | 33 | 0 | 0 | 0 | 0 | 0 | 0 | 0 | 0 | 0 | 14.2 | 100 | 33 | Rural | 2 | Vigilante Electric Coop, Inc
Note on C4: Hadley: prior to adjusting for rooftop generation, which is about 225-250 MWA

## SalesForecast
2015-2030 | Energy | 2010 | 2011 | 2012 | 2013 | 2014 | 2015 | 2016 | 2017 | 2018 | 2019 | 2020 | 2021 | 2022 | 2023 | 2024 | 2025 | 2026 | 2027 | 2028 | 2029 | 2030 | 2031 | 2032 | 2033 | 2034 | 2035 | 2036 | 2037 | 2038 | 2039 | 2040
0.7167% | Low-6P | 21258 | 21580 | 21903 | 21985 | 22181 | 22286 | 22508 | 22745 | 22933 | 23053 | 23063 | 23232 | 23433 | 23631 | 23802 | 23977 | 24135 | 24288 | 24458 | 24627 | 24806
1.336% | Med 6P | 21745 | 22194 | 22566 | 22774 | 23116 | 23346 | 23675 | 24015 | 24292 | 24499 | 24593 | 24890 | 25246 | 25618 | 25990 | 26374 | 26753 | 27153 | 27582 | 28028 | 28488
1.82% | High 6P | 22081 | 22626 | 22982 | 23188 | 23574 | 23875 | 24299 | 24743 | 25091 | 25364 | 25530 | 25932 | 26422 | 26963 | 27512 | 28080 | 28650 | 29255 | 29915 | 30593 | 31291
0.492% | Low 7P Dec Draft | 20331.9 | 21076.66 | 20660.96 | 20925.97 | 21002.43 | 21108.12 | 21130.93 | 21185.26 | 21328.15 | 21427 | 21510.3 | 21605.94 | 21701.25 | 21815.64 | 21938.17 | 22059.71 | 22196.74 | 22345.24 | 22485.29 | 22603.65 | 22720.62 | 22783.73 | 22898.97 | 23020.67 | 23148.52 | 23279.88
0.7786% | Med 7P Dec Draft | 20331.9 | 21076.66 | 20660.96 | 20968.52 | 21054.05 | 21352.24 | 21427.94 | 21533.93 | 21739.39 | 21902.13 | 22040.8 | 22195.55 | 22354.43 | 22521.24 | 22700.7 | 22889.93 | 23090.63 | 23308.73 | 23537.66 | 23760.28 | 23986.59 | 24157.41 | 24355.41 | 24550.23 | 24744.29 | 24934.65
1.007% | High 7P Dec Draft | 20331.9 | 21076.66 | 20660.96 | 21011.54 | 21108.9 | 21580.15 | 21739.06 | 21899.43 | 22159.69 | 22382.59 | 22599.14 | 22832.55 | 23068.68 | 23307.93 | 23546.1 | 23792.03 | 24047.83 | 24310.03 | 24566.3 | 24820.32 | 25081.19 | 25283.15 | 25507.39 | 25734.87 | 25966.79 | 26197.07
0.4316% | Short-term Model 2014 |  |  |  | 21056.9353 | 21207.5268 | 21358.1386 | 21497.3301 | 21729.8923 | 21844.7287 | 21950.4466 | 22046.7769 | 22128.0599 | 22213.8307 | 22290.9704 | 22375.5959 | 22446.4039 | 22518.1115 | 22583.1565 | 22647.7948 | 22716.1772 | 22783.2986 | 22852.2443 | 22921.8645 | 22994.831 | 23064.4793 | 23141.2467
| NRF 2014 (net) | 2014: 20536.0048; 2015: 20755.5679; 2016: 20975.8355; 2017: 21189.2666; 2018: 21379.1528; 2019: 21571.6164; 2020: 21732.7842; 2021: 21908.9189; 2022: 22067.0532; 2023: 22231.7114
2015-2023 | Peak |  |  |  |  | 2014 | 2015 | 2016 | 2017 | 2018 | 2019 | 2020 | 2021 | 2022 | 2023 | 2024 | 2025 | 2026 | 2027 | 2028 | 2029 | 2030 | 2031 | 2032 | 2033 | 2034 | 2035
0.5757% | Med 7P Draft |  |  |  |  | 29373.97 | 29845.62 | 29978.73 | 30121.08 | 30318 | 30513.83 | 30678.32 | 30864.93 | 31053.23 | 31248.12 | 31457.48 | 31678.56 | 31914.44 | 32169.11 | 32432.09 | 32687.51 | 32950.45 | 33169.86 | 33421.61 | 33667.85 | 33914.89 | 34161.65
0.3231% | Low 7P Draft |  |  |  |  | 29373.97 | 29551.25 | 29605.63 | 29674.13 | 29786.07 | 29896.32 | 29985.64 | 30093.97 | 30199.07 | 30323.73 | 30458.04 | 30594.18 | 30751.57 | 30922.06 | 31079.98 | 31211.36 | 31341.84 | 31428.12 | 31572.2 | 31718.54 | 31872.35 | 32028.82
0.8611% | High 7P Draft |  |  |  |  | 29373.97 | 30112.74 | 30355.85 | 30574.29 | 30846.27 | 31121.91 | 31386.8 | 31675.62 | 31962.88 | 32250.71 | 32536.02 | 32830.7 | 33140.18 | 33454.92 | 33756.2 | 34052.65 | 34359.46 | 34617.39 | 34902.36 | 35187.8 | 35484.16 | 35780.13
0.7834% | NRF 2014 Peak |  |  |  |  | 20536.0048 2014: 32135.2749; 20755.5679 2015: 32349.9737; 20975.8355 2016: 32725.6237; 21189.2666 2017: 32960.8787; 21379.1528 2018: 33227.7941; 21571.6164 2019: 33500.8769; 21732.7842 2020: 33726.2747; 21908.9189 2021: 33975.041; 22067.0532 2022: 34205.7243; 22231.7114 2023: 34433.7531
[7 empty] | 2015 | 2016 | 2017 | 2018 | 2019 | 2020 | 2021 | 2022 | 2023 | 2024 | 2025 | 2026 | 2027 | 2028 | 2029 | 2030 | 2031 | 2032 | 2033 | 2034 | 2035
|  | 21558.19 | 21661.42 | 21760.79 | 21946.44 | Forecast Jan 2015 | 21558.19 | 21661.42 | 21760.79 | 21946.44 | 22054.69 | 22143.92 | 22252.31 | 22371.84 | 22501.95 | 22645.08 | 22804.33 | 22970.71 | 23153.25 | 23348.19 | 23538.93 | 23740.32 | 23901.99 | 24093.55 | 24283.27 | 24473.97 | 24666.28
[6 empty] | Forecast Dec 2014 | 21352.24 | 21427.94 | 21533.93 | 21739.39 | 21902.13 | 22040.8 | 22195.55 | 22354.43 | 22521.24 | 22700.7 | 22889.93 | 23090.63 | 23308.73 | 23537.66 | 23760.28 | 23986.59 | 24157.41 | 24355.41 | 24550.23 | 24744.29 | 24934.65

## ACHEIVE
|  | Incremental | [19 empty] | Cumulative
| Year | 2016 | 2017 | 2018 | 2019 | 2020 | 2021 | 2022 | 2023 | 2024 | 2025 | 2026 | 2027 | 2028 | 2029 | 2030 | 2031 | 2032 | 2033 | 2034 | 2035 | 2016 | 2017 | 2018 | 2019 | 2020 | 2021 | 2022 | 2023 | 2024 | 2025 | 2026 | 2027 | 2028 | 2029 | 2030 | 2031 | 2032 | 2033 | 2034 | 2035
LO | LO50Fast | 43.35% | 19.54% | 15.63% | 10.42% | 5.954% | 2.977% | 1.323% | 0.5292% | 0.1925% | 0.06415% | 0.01974% | 0.00564% | 0.001504% | 0.000376% | 8.847e-05% | 1.966e-05% | 4.139e-06% | 8.277e-07% | 1.577e-07% | 2.867e-08% | 43.35% | 62.88% | 78.51% | 88.93% | 94.89% | 97.86% | 99.19% | 99.72% | 99.91% | 99.97% | 99.99% | 100% | 100% | 100% | 100% | 100% | 100% | 100% | 100% | 100%
| LO12Med | 13.21% | 10.94% | 13.67% | 14.65% | 13.73% | 11.44% | 8.583% | 5.852% | 3.658% | 2.11% | 1.13% | 0.5652% | 0.2649% | 0.1169% | 0.0487% | 0.01922% | 0.007209% | 0.002575% | 0.0008778% | 0.0002862% | 13.21% | 24.14% | 37.82% | 52.46% | 66.2% | 77.64% | 86.22% | 92.08% | 95.73% | 97.84% | 98.97% | 99.54% | 99.8% | 99.92% | 99.97% | 99.99% | 100% | 100% | 100% | 100%
| LO5Med | 6.461% | 3.83% | 5.28% | 6.905% | 8.555% | 10% | 10.97% | 11.21% | 10.56% | 9.079% | 7.026% | 4.822% | 2.885% | 1.477% | 0.6339% | 0.2227% | 0.06247% | 0.01362% | 0.002238% | 0.0002686% | 6.461% | 10.29% | 15.57% | 22.48% | 31.03% | 41.03% | 52% | 63.21% | 73.77% | 82.85% | 89.88% | 94.7% | 97.59% | 99.06% | 99.7% | 99.92% | 99.98% | 100% | 100% | 100%
| LO20Fast | 22.12% | 17.23% | 13.42% | 10.45% | 8.137% | 6.337% | 4.936% | 3.844% | 2.994% | 2.331% | 1.816% | 1.414% | 1.101% | 0.8577% | 0.668% | 0.5202% | 0.4051% | 0.3155% | 0.2457% | 0.1914% | 22.12% | 39.35% | 52.76% | 63.21% | 71.35% | 77.69% | 82.62% | 86.47% | 89.46% | 91.79% | 93.61% | 95.02% | 96.12% | 96.98% | 97.65% | 98.17% | 98.57% | 98.89% | 99.13% | 99.33%
| LO1Slow | 2.149% | 0.2564% | 0.5126% | 0.9102% | 1.48% | 2.247% | 3.218% | 4.378% | 5.675% | 7.02% | 8.278% | 9.287% | 9.88% | 9.921% | 9.352% | 8.223% | 6.693% | 5.003% | 3.402% | 2.085% | 2.149% | 2.405% | 2.918% | 3.828% | 5.308% | 7.555% | 10.77% | 15.15% | 20.83% | 27.85% | 36.12% | 45.41% | 55.29% | 65.21% | 74.56% | 82.79% | 89.48% | 94.48% | 97.89% | 99.97%
| LOEven20 | 3% | 5.105% | 5.105% | 5.105% | 5.105% | 5.105% | 5.105% | 5.105% | 5.105% | 5.105% | 5.105% | 5.105% | 5.105% | 5.105% | 5.105% | 5.105% | 5.105% | 5.105% | 5.105% | 5.105% | 3% | 8.105% | 13.21% | 18.32% | 23.42% | 28.53% | 33.63% | 38.74% | 43.84% | 48.95% | 54.05% | 59.16% | 64.26% | 69.37% | 74.47% | 79.58% | 84.68% | 89.79% | 94.89% | 100%
| LOMax60 | 1% | 1.98% | 2.911% | 3.764% | 4.517% | 4.864% | 4.588% | 4.328% | 4.083% | 3.851% | 3.633% | 3.427% | 3.233% | 3.05% | 2.877% | 2.714% | 2.56% | 2.415% | 2.278% | 2.149% | 1% | 2.98% | 5.891% | 9.655% | 14.17% | 19.04% | 23.62% | 27.95% | 32.03% | 35.89% | 39.52% | 42.95% | 46.18% | 49.23% | 52.11% | 54.82% | 57.38% | 59.8% | 62.07% | 64.22%
| LO3Slow | 0.5532% | 0.8696% | 1.739% | 3.044% | 4.734% | 6.628% | 8.436% | 9.842% | 10.6% | 10.6% | 9.892% | 8.656% | 7.128% | 5.544% | 4.085% | 2.86% | 1.906% | 1.213% | 0.7385% | 0.4308% | 0.5532% | 1.423% | 3.162% | 6.206% | 10.94% | 17.57% | 26% | 35.85% | 46.44% | 57.04% | 66.94% | 75.59% | 82.72% | 88.26% | 92.35% | 95.21% | 97.12% | 98.33% | 99.07% | 99.5%
Retro | Retro50Fast | 43.35% | 19.54% | 15.63% | 10.42% | 5.954% | 2.977% | 1.323% | 0.5292% | 0.1925% | 0.06415% | 0.01974% | 0.00564% | 0.001504% | 0.000376% | 8.847e-05% | 1.966e-05% | 4.139e-06% | 8.277e-07% | 1.577e-07% | 2.867e-08% | 43.35% | 62.88% | 78.51% | 88.93% | 94.89% | 97.86% | 99.19% | 99.72% | 99.91% | 99.97% | 99.99% | 100% | 100% | 100% | 100% | 100% | 100% | 100% | 100% | 100%
| Retro12Med | 13.21% | 10.94% | 13.67% | 14.65% | 13.73% | 11.44% | 8.583% | 5.852% | 3.658% | 2.11% | 1.13% | 0.5652% | 0.2649% | 0.1169% | 0.0487% | 0.01922% | 0.007209% | 0.002575% | 0.0008778% | 0.0002862% | 13.21% | 24.14% | 37.82% | 52.46% | 66.2% | 77.64% | 86.22% | 92.08% | 95.73% | 97.84% | 98.97% | 99.54% | 99.8% | 99.92% | 99.97% | 99.99% | 100% | 100% | 100% | 100%
| Retro5Med | 6.461% | 3.83% | 5.28% | 6.905% | 8.555% | 10% | 10.97% | 11.21% | 10.56% | 9.079% | 7.026% | 4.822% | 2.885% | 1.477% | 0.6339% | 0.2227% | 0.06247% | 0.01362% | 0.002238% | 0.0002686% | 6.461% | 10.29% | 15.57% | 22.48% | 31.03% | 41.03% | 52% | 63.21% | 73.77% | 82.85% | 89.88% | 94.7% | 97.59% | 99.06% | 99.7% | 99.92% | 99.98% | 100% | 100% | 100%
| Retro20Fast | 22.12% | 17.23% | 13.42% | 10.45% | 8.137% | 6.337% | 4.936% | 3.844% | 2.994% | 2.331% | 1.816% | 1.414% | 1.101% | 0.8577% | 0.668% | 0.5202% | 0.4051% | 0.3155% | 0.2457% | 0.1914% | 22.12% | 39.35% | 52.76% | 63.21% | 71.35% | 77.69% | 82.62% | 86.47% | 89.46% | 91.79% | 93.61% | 95.02% | 96.12% | 96.98% | 97.65% | 98.17% | 98.57% | 98.89% | 99.13% | 99.33%
| Retro1Slow | 2.149% | 0.2564% | 0.5126% | 0.9102% | 1.48% | 2.247% | 3.218% | 4.378% | 5.675% | 7.02% | 8.278% | 9.287% | 9.88% | 9.921% | 9.352% | 8.223% | 6.693% | 5.003% | 3.402% | 2.085% | 2.149% | 2.405% | 2.918% | 3.828% | 5.308% | 7.555% | 10.77% | 15.15% | 20.83% | 27.85% | 36.12% | 45.41% | 55.29% | 65.21% | 74.56% | 82.79% | 89.48% | 94.48% | 97.89% | 99.97%
| RetroEven20 | 3% | 5.105% | 5.105% | 5.105% | 5.105% | 5.105% | 5.105% | 5.105% | 5.105% | 5.105% | 5.105% | 5.105% | 5.105% | 5.105% | 5.105% | 5.105% | 5.105% | 5.105% | 5.105% | 5.105% | 3% | 8.105% | 13.21% | 18.32% | 23.42% | 28.53% | 33.63% | 38.74% | 43.84% | 48.95% | 54.05% | 59.16% | 64.26% | 69.37% | 74.47% | 79.58% | 84.68% | 89.79% | 94.89% | 100%
| RetroMax60 | 1% | 1.98% | 2.911% | 3.764% | 4.517% | 4.864% | 4.588% | 4.328% | 4.083% | 3.851% | 3.633% | 3.427% | 3.233% | 3.05% | 2.877% | 2.714% | 2.56% | 2.415% | 2.278% | 2.149% | 1% | 2.98% | 5.891% | 9.655% | 14.17% | 19.04% | 23.62% | 27.95% | 32.03% | 35.89% | 39.52% | 42.95% | 46.18% | 49.23% | 52.11% | 54.82% | 57.38% | 59.8% | 62.07% | 64.22%
| Retro3Slow | 0.5532% | 0.8696% | 1.739% | 3.044% | 4.734% | 6.628% | 8.436% | 9.842% | 10.6% | 10.6% | 9.892% | 8.656% | 7.128% | 5.544% | 4.085% | 2.86% | 1.906% | 1.213% | 0.7385% | 0.4308% | 0.5532% | 1.423% | 3.162% | 6.206% | 10.94% | 17.57% | 26% | 35.85% | 46.44% | 57.04% | 66.94% | 75.59% | 82.72% | 88.26% | 92.35% | 95.21% | 97.12% | 98.33% | 99.07% | 99.5%
0.311%
Final Ramp Rates |  | Incremental 2016: Incremental; Cumulative 2016: cumulative
Adjusted | Retro12Med | 10.94% | 10.94% | 10.94% | 10.94% | 10.94% | 9.844% | 7.875% | 6.3% | 5.04% | 4.032% | 3.226% | 2.58% | 2.064% | 1.652% | 1.321% | 1.057% | 0.007209% | 0.002575% | 0.0008778% | 0.0002862% | 10.94% | 21.87% | 32.81% | 43.75% | 54.69% | 64.53% | 72.41% | 78.71% | 83.75% | 87.78% | 91% | 93.58% | 95.65% | 97.3% | 98.62% | 99.68% | 99.69% | 99.69% | 99.69% | 99.69%
Manually | Retro5Med | 4.3% | 5.28% | 6.461% | 7.5% | 8.555% | 10% | 10.97% | 11.21% | 10.56% | 9.079% | 7.026% | 4.822% | 2.885% | 1.477% | 0.6339% | 0.2227% | 0.06247% | 0.01362% | 0.002238% | 0.0002686% | 4.3% | 9.58% | 16.04% | 23.54% | 32.1% | 42.1% | 53.07% | 64.28% | 74.84% | 83.92% | 90.95% | 95.77% | 98.65% | 100.1% | 100.8% | 101% | 101% | 101.1% | 101.1% | 101.1%
| Retro1Slow | 0.2564% | 0.5126% | 0.9102% | 1.48% | 2.247% | 3.218% | 4.378% | 5.675% | 7.02% | 8.278% | 9.287% | 9.88% | 9.921% | 9.352% | 8.223% | 6.693% | 5.003% | 3.402% | 2.085% | 1% | 0.2564% | 0.769% | 1.679% | 3.16% | 5.407% | 8.625% | 13% | 18.68% | 25.7% | 33.98% | 43.26% | 53.14% | 63.06% | 72.42% | 80.64% | 87.33% | 92.33% | 95.74% | 97.82% | 98.82%
| Retro50Fast | 45% | 21% | 14% | 9% | 5.954% | 2.977% | 1.323% | 0.5292% | 0.1925% | 0.06415% | 0.01974% | 0.00564% | 0.001504% | 0.000376% | 8.847e-05% | 1.966e-05% | 4.139e-06% | 8.277e-07% | 1.577e-07% | 2.867e-08% | 45% | 66% | 80% | 89% | 94.95% | 97.93% | 99.25% | 99.78% | 99.98% | 100% | 100.1% | 100.1% | 100.1% | 100.1% | 100.1% | 100.1% | 100.1% | 100.1% | 100.1% | 100.1%
| Retro20Fast | 22.12% | 15.5% | 10.73% | 8.359% | 7.324% | 6.337% | 5.429% | 4.613% | 3.892% | 3.264% | 2.724% | 2.121% | 1.652% | 1.287% | 1.002% | 0.7803% | 0.6077% | 0.4733% | 0.3686% | 0.2871% | 22.12% | 37.62% | 48.36% | 56.72% | 64.04% | 70.38% | 75.81% | 80.42% | 84.31% | 87.58% | 90.3% | 92.42% | 94.07% | 95.36% | 96.36% | 97.14% | 97.75% | 98.22% | 98.59% | 98.88%
| RetroEven20 | 5% | 5% | 5% | 5% | 5% | 5% | 5% | 5% | 5% | 5% | 5% | 5% | 5% | 5% | 5% | 5% | 5% | 5% | 5% | 5% | 5% | 10% | 15% | 20% | 25% | 30% | 35% | 40% | 45% | 50% | 55% | 60% | 65% | 70% | 75% | 80% | 85% | 90% | 95% | 100%
| RetroMax60 | 1% | 1.98% | 2.911% | 3.764% | 4.517% | 4.864% | 4.588% | 4.328% | 4.083% | 3.851% | 3.633% | 3.427% | 3.233% | 3.05% | 2.877% | 2.714% | 2.56% | 2.415% | 2.278% | 2.149% | 1% | 2.98% | 5.891% | 9.655% | 14.17% | 19.04% | 23.62% | 27.95% | 32.03% | 35.89% | 39.52% | 42.95% | 46.18% | 49.23% | 52.11% | 54.82% | 57.38% | 59.8% | 62.07% | 64.22%
| Retro3Slow | 0.5532% | 0.8696% | 1.739% | 3.044% | 4.734% | 6.628% | 8.436% | 9.842% | 10.6% | 10.6% | 9.892% | 8.656% | 7.128% | 5.544% | 4.085% | 2.86% | 1.906% | 1.213% | 0.7385% | 0.4308% | 0.5532% | 1.423% | 3.162% | 6.206% | 10.94% | 17.57% | 26% | 35.85% | 46.44% | 57.04% | 66.94% | 75.59% | 82.72% | 88.26% | 92.35% | 95.21% | 97.12% | 98.33% | 99.07% | 99.5%
| LO12Med | 10.94% | 10.94% | 10.94% | 10.94% | 10.94% | 9.844% | 7.875% | 6.3% | 5.04% | 4.032% | 3.226% | 2.58% | 2.064% | 1.652% | 1.321% | 1.057% | 0.007209% | 0.002575% | 0.0008778% | 0.0002862% | 10.94% | 21.87% | 32.81% | 43.75% | 54.69% | 64.53% | 72.41% | 78.71% | 83.75% | 87.78% | 91% | 93.58% | 95.65% | 97.3% | 98.62% | 99.68% | 99.69% | 99.69% | 99.69% | 99.69%
| LO5Med | 4.3% | 5.28% | 6.461% | 7.5% | 8.555% | 10% | 10.97% | 11.21% | 10.56% | 9.079% | 7.026% | 4.822% | 2.885% | 1.477% | 0.6339% | 0.2227% | 0.06247% | 0.01362% | 0.002238% | 0.0002686% | 4.3% | 9.58% | 16.04% | 23.54% | 32.1% | 42.1% | 53.07% | 64.28% | 74.84% | 83.92% | 90.95% | 95.77% | 98.65% | 100.1% | 100.8% | 101% | 101% | 101.1% | 101.1% | 101.1%
| LO1Slow | 0.2564% | 0.5126% | 0.9102% | 1.48% | 2.247% | 3.218% | 4.378% | 5.675% | 7.02% | 8.278% | 9.287% | 9.88% | 9.921% | 9.352% | 8.223% | 6.693% | 5.003% | 3.402% | 2.085% | 1% | 0.2564% | 0.769% | 1.679% | 3.16% | 5.407% | 8.625% | 13% | 18.68% | 25.7% | 33.98% | 43.26% | 53.14% | 63.06% | 72.42% | 80.64% | 87.33% | 92.33% | 95.74% | 97.82% | 98.82%
| LO50Fast | 45% | 21% | 14% | 9% | 5.954% | 2.977% | 1.323% | 0.5292% | 0.1925% | 0.06415% | 0.01974% | 0.00564% | 0.001504% | 0.000376% | 8.847e-05% | 1.966e-05% | 4.139e-06% | 8.277e-07% | 1.577e-07% | 2.867e-08% | 45% | 66% | 80% | 89% | 94.95% | 97.93% | 99.25% | 99.78% | 99.98% | 100% | 100.1% | 100.1% | 100.1% | 100.1% | 100.1% | 100.1% | 100.1% | 100.1% | 100.1% | 100.1%
| LO20Fast | 22.12% | 15.5% | 10.73% | 8.359% | 7.324% | 6.337% | 5.429% | 4.613% | 3.892% | 3.264% | 2.724% | 2.121% | 1.652% | 1.287% | 1.002% | 0.7803% | 0.6077% | 0.4733% | 0.3686% | 0.2871% | 22.12% | 37.62% | 48.36% | 56.72% | 64.04% | 70.38% | 75.81% | 80.42% | 84.31% | 87.58% | 90.3% | 92.42% | 94.07% | 95.36% | 96.36% | 97.14% | 97.75% | 98.22% | 98.59% | 98.88%
| LOEven20 | 5% | 5% | 5% | 5% | 5% | 5% | 5% | 5% | 5% | 5% | 5% | 5% | 5% | 5% | 5% | 5% | 5% | 5% | 5% | 5% | 5% | 10% | 15% | 20% | 25% | 30% | 35% | 40% | 45% | 50% | 55% | 60% | 65% | 70% | 75% | 80% | 85% | 90% | 95% | 100%
| LOMax60 | 1% | 1.98% | 2.911% | 3.764% | 4.517% | 4.864% | 4.588% | 4.328% | 4.083% | 3.851% | 3.633% | 3.427% | 3.233% | 3.05% | 2.877% | 2.714% | 2.56% | 2.415% | 2.278% | 2.149% | 1% | 2.98% | 5.891% | 9.655% | 14.17% | 19.04% | 23.62% | 27.95% | 32.03% | 35.89% | 39.52% | 42.95% | 46.18% | 49.23% | 52.11% | 54.82% | 57.38% | 59.8% | 62.07% | 64.22%
| LO3Slow | 0.5532% | 0.8696% | 1.739% | 3.044% | 4.734% | 6.628% | 8.436% | 9.842% | 10.6% | 10.6% | 9.892% | 8.656% | 7.128% | 5.544% | 4.085% | 2.86% | 1.906% | 1.213% | 0.7385% | 0.4308% | 0.5532% | 1.423% | 3.162% | 6.206% | 10.94% | 17.57% | 26% | 35.85% | 46.44% | 57.04% | 66.94% | 75.59% | 82.72% | 88.26% | 92.35% | 95.21% | 97.12% | 98.33% | 99.07% | 99.5%
| DEI | Incremental 2016: 1%; Incremental 2017: 1.6%; Incremental 2018: 2.2%; Incremental 2019: 3%; Incremental 2020: 3.5%; Incremental 2021: 4%; Incremental 2022: 4.5%; Incremental 2023: 4.8%; Incremental 2024: 5.1%; Incremental 2025: 5.4%; Incremental 2026: 5.7%; Incremental 2027: 6%; Incremental 2028: 6%; Incremental 2029: 6%; Incremental 2030: 6%; Incremental 2031: 6%; Incremental 2032: 6%; Incremental 2033: 6%; Incremental 2034: 6%; Incremental 2035: 6%
| Year | 2016 | 2017 | 2018 | 2019 | 2020 | 2021 | 2022 | 2023 | 2024 | 2025 | 2026 | 2027 | 2028 | 2029 | 2030 | 2031 | 2032 | 2033 | 2034 | 2035 | 2016 | 2017 | 2018 | 2019 | 2020 | 2021 | 2022 | 2023 | 2024 | 2025 | 2026 | 2027 | 2028 | 2029 | 2030 | 2031 | 2032 | 2033 | 2034 | 2035
|  | 1 | 2 | 3 | 4 | 5 | 6 | 7 | 8 | 9 | 10 | 11 | 12 | 13 | 14 | 15 | 16 | 17 | 18 | 19 | 20 | 1 | 2 | 3 | 4 | 5 | 6 | 7 | 8 | 9 | 10 | 11 | 12 | 13 | 14 | 15 | 16 | 17 | 18 | 19 | 20
Note on A30: Kevin Smit: Red are typed in numbers, gray cells are offset.

## LOG
Item | Description | Who | When | Note
1 | Update 6P | Hadley | 2015-03-07
2 | Revise Com an Industrial applicability | CG | 2015-03-14
3 | Revise ramp rate | CG | 2015-03-14
4 | Review CVR factors | CG | 2015-03-14
5 | Updated High Low Forecast | CG | 2015-03-18
6 | Amend Units D2 to add DEI | CG | 2015-03-18
7 | Revise on final plan SALES foecast | CG
8
9
10
11