{"text_format":"1","workbook":"xlsx","n_sheets":20,"sheets":["Structure","forRPM","SC Summary","M_Input","M_Input (link)","MMap","ETO Data","Data (clean)","Pivot","Pasted Charts","Cost Matrix","Cost Curve","How Big","How Fast","Shape","InForecast","Support Docs","Other Forecasts","PNW Solar Zones","LOG"],"not_rendered":{"charts":17,"images":22,"macros":0,"external_links":5,"defined_names":37,"comments":5,"pivot_tables":1},"unopened":[],"bounds":{"document_bytes":16777216,"sheet_cells":100000,"rows_first":2000,"rows_last":500,"rows_between":2000,"halvings":0,"cell_chars":16384,"cell_head_chars":4096},"cells_cut":0,"cells_raw":0,"read":"whole","date_system":"1900"}

{"sheet":"Structure","index":0,"n_rows":22,"n_cols":3,"rows_kept":22,"cut":false,"hidden":false,"merged":[]}
[]
[]
[null,"Sheetname","Purpose"]
[null,{"$f":"INDEX(sheetlist,ROW()-3)","v":" Structure"},"Identify purpose of each worksheet"]
[null,{"$f":"INDEX(sheetlist,ROW()-3)","v":" forRPM"},"Input file for RPM"]
[null," SC Summary","Summary"]
[null," M_Input","Past values version of ProCost input deck"]
[null," M_Input (link)","Linked version of ProCost input deck"]
[null," MMap","ProCost input deck generation"]
[null," ETO Data","Data on cost and size of solar installs"]
[null," Data (clean)","Cleaned version of ETO data for analysis"]
[null," Pivot","Live pivot table for ETO data"]
[null," Pasted Charts","Pasted Pivot Table charts "]
[null," Cost Matrix","Development of measure inputs for ProCost"]
[null," Cost Curve","Development of future costs"]
[null," How Big","Development of max technical potential"]
[null," How Fast","Development of achievable technical potential"]
[null," Shape","Development of shape of the savings"]
[null," InForecast","Clips from supporting documentation that inform key inputs"]
[null," Support Docs"]
[null," Other Forecasts"]
[null," PNW Solar Zones","Log file of analysis updates"]

{"sheet":"forRPM","index":1,"n_rows":57,"n_cols":77,"rows_kept":57,"cut":false,"hidden":false,"merged":[]}
[]
[]
[]
[]
[null,"lookup",null,"Resource size for cost basis (MW)","Planning Costs (Real Levelized $/kW-yr)","Construction Costs (Real Levelized $/kW-yr)","Total Construction Time (Months)","Cancellation Costs, End of Planning ($/kW-year)","Heat Rate (MMBtu/MWh)","Plant Lifetime (Months)","Fixed O&M ($/kW-yr)","Variable O&M ($/MWh)","Fuel Type (Select from List of Fuel Types)","Earliest Availability Year","Earliest Availability SubAnnualBlock (integer)","CO2 Removal Efficiency (%)","Maximum Build Rate (Units/Decision Period)","Total Potential Capacity (MW)","Sub-Region (East or West)","Must Run Resource? (Y/N)","Renewable Resource? (Y/N)","Include in Simulation? (0 or 1)","Production Tax Credit Multiplier (fraction)"]
[null,"Boise-RES-(Average)-(2014)","Distrib Solar PV East Residential",1,{"$f":"E18","v":19.014236712917626},380.2847342583525,12,0,0,{"$f":"J18*12","v":300},{"$f":"K18","v":55.055107356028593},{"$f":"L18","v":0.99653330111886895},"None",2020,1,0,{"$f":"Q18","v":600},6000,"East","Y","Y",1,0]
[null,"Boise-COM-(Average)-(2014)","Distrib Solar PV East Commercial",1,15.633927963954491,312.67855927908982,12,0,0,{"$f":"J19*12","v":300},{"$f":"K19","v":37.450300840703214},0.99653330111886895,"None",2020,1,0,360,3600,"East","Y","Y",1,0]
[null,"Portland-RES-(Average)-(2014)","Distrib Solar PV West Residential",1,19.014236712917626,380.2847342583525,12,0,0,{"$f":"J20*12","v":300},62.660072730057813,0.99688136733200083,"None",2020,1,0,1140,11400,"West","Y","Y",1,0]
[null,"Portland-COM-(Average)-(2014)","Distrib Solar PV West Commercial",1,15.633927963954491,312.67855927908982,12,0,0,{"$f":"J21*12","v":300},45.055266214732434,0.99688136733200083,"None",2020,1,0,710,7100,"West","Y","Y",1,0]
[]
[null,null,null,null,null,null,null,null,null,null,null,null,null,null,null,null,"years to finish",{"$f":"R6/Q6*2","v":20}]
[null,null,null,null,null,null,null,null,null,null,null,null,null,null,null,null,"years to finish",{"$f":"R7/Q7*2","v":20}]
[null,null,null,null,null,null,null,null,null,null,null,null,null,null,null,null,"years to finish",20]
[null,null,null,null,null,null,null,null,null,null,"Levelized Transmission Deferral per kW (AC)",null,null,null,null,null,"years to finish",20]
[null,null,null,null,null,null,null,null,null,null,"Levelized Distribution Deferral per kW (AC)"]
[null,null,null,null,0.05,null,null,null,null,null,{"$f":"MMap!$AD$5","v":"Levelized Periodic Replacement Cost per kW (AC) (Inverter)"},null,null,null,null,null,null,null,null,48,49,50,51,55,56,57,58]
[null,"lookup",null,null,{"$f":"CONCATENATE(\"Planning Cost at \",E16:E16,\"  of Capital\")","v":"Planning Cost at 0.05  of Capital"},{"$f":"MMap!AA5","v":"Levelized Capital per kW (AC) (Construction)"},null,null,null,"Life",{"$f":"MMap!$AB$5","v":"Levelized Non-E Value (Fixed OM Cleaning)"},{"$f":"MMap!AC5","v":"Levelized Annual O&M Cost per MWh (Var O&M in  $/MWh)"},null,null,null,null,"Max Rate Units","MW Potential",null,"Energy Q1","Energy Q2","Energy Q3","Energy Q4","Peak Q1","Peak Q2","Peak Q3","Peak Q4",null,null,"Peak Winter","Peak Summer"]
[null,"Boise-RES-(Average)-(2014)",null,null,{"$f":"$E$16*F18","v":19.014236712917626},{"$f":"VLOOKUP($B18,MMap,MATCH(F$17,MMapHeader,0),FALSE)","v":380.2847342583525},null,null,null,{"$f":"'Cost Matrix'!$C$35","v":25},{"$f":"-VLOOKUP($B18,MMap,MATCH(K$17,MMapHeader,0),FALSE)+VLOOKUP($B18,MMap,MATCH(K$16,MMapHeader,0),FALSE)-VLOOKUP($B18,MMap,MATCH(K$15,MMapHeader,0),FALSE)-VLOOKUP($B18,MMap,MATCH(K$14,MMapHeader,0),FALSE)","v":55.055107356028593},{"$f":"VLOOKUP($B18,MMap,MATCH(L$17,MMapHeader,0),FALSE)","v":0.99653330111886895},null,null,null,null,{"$f":"R18/20*$R$23","v":600},{"$f":"'SC Summary'!J15","v":6000},null,{"$f":"VLOOKUP($B18,$B$33:$CF$64,T$16,FALSE)","v":0.13082911770953837},{"$f":"VLOOKUP($B18,$B$33:$CF$64,U$16,FALSE)","v":0.2292317074518741},0.23511348746833374,0.11925293860641939,{"$f":"VLOOKUP($B18,$B$33:$CF$64,X$16,FALSE)","v":8.2925028572651424E-2},0.29355419585835296,{"$f":"VLOOKUP($B18,$B$33:$CF$64,Z$16,FALSE)","v":0.36062876572560343},1.9252045654282294E-3,null,null,{"$f":"R18*AA18","v":11.551227392569377},{"$f":"R18*Z18","v":2163.7725943536207}]
[null,"Boise-COM-(Average)-(2014)",null,null,{"$f":"$E$16*F19","v":15.633927963954491},{"$f":"VLOOKUP($B19,MMap,MATCH(F$17,MMapHeader,0),FALSE)","v":312.67855927908982},null,null,null,{"$f":"'Cost Matrix'!$C$35","v":25},{"$f":"-VLOOKUP($B19,MMap,MATCH(K$17,MMapHeader,0),FALSE)+VLOOKUP($B19,MMap,MATCH(K$16,MMapHeader,0),FALSE)-VLOOKUP($B19,MMap,MATCH(K$15,MMapHeader,0),FALSE)-VLOOKUP($B19,MMap,MATCH(K$14,MMapHeader,0),FALSE)","v":37.450300840703214},{"$f":"VLOOKUP($B19,MMap,MATCH(L$17,MMapHeader,0),FALSE)","v":0.99653330111886895},null,null,null,null,{"$f":"R19/20*$R$23","v":360},{"$f":"'SC Summary'!J16","v":3600},null,{"$f":"VLOOKUP($B19,$B$33:$CF$64,T$16,FALSE)","v":0.13082911770953837},0.2292317074518741,0.23511348746833374,0.11925293860641939,8.2925028572651424E-2,0.29355419585835296,0.36062876572560343,1.9252045654282294E-3,null,null,{"$f":"R19*AA19","v":6.9307364355416263},{"$f":"R19*Z19","v":1298.2635566121724}]
[null,"Portland-RES-(Average)-(2014)",null,null,{"$f":"$E$16*F20","v":19.014236712917626},{"$f":"VLOOKUP($B20,MMap,MATCH(F$17,MMapHeader,0),FALSE)","v":380.2847342583525},null,null,null,{"$f":"'Cost Matrix'!$C$35","v":25},{"$f":"-VLOOKUP($B20,MMap,MATCH(K$17,MMapHeader,0),FALSE)+VLOOKUP($B20,MMap,MATCH(K$16,MMapHeader,0),FALSE)-VLOOKUP($B20,MMap,MATCH(K$15,MMapHeader,0),FALSE)-VLOOKUP($B20,MMap,MATCH(K$14,MMapHeader,0),FALSE)","v":62.660072730057813},{"$f":"VLOOKUP($B20,MMap,MATCH(L$17,MMapHeader,0),FALSE)","v":0.99688136733200083},null,null,null,null,{"$f":"R20/20*$R$23","v":1140},{"$f":"'SC Summary'!J17","v":11400},null,9.5127443709906598E-2,0.18985633111433473,0.19570372317989945,7.8133747306899162E-2,0,0.15530071398391629,0.26054037175476308,0,null,null,0,2970.1602380042991]
[null,"Portland-COM-(Average)-(2014)",null,null,{"$f":"$E$16*F21","v":15.633927963954491},{"$f":"VLOOKUP($B21,MMap,MATCH(F$17,MMapHeader,0),FALSE)","v":312.67855927908982},null,null,null,{"$f":"'Cost Matrix'!$C$35","v":25},{"$f":"-VLOOKUP($B21,MMap,MATCH(K$17,MMapHeader,0),FALSE)+VLOOKUP($B21,MMap,MATCH(K$16,MMapHeader,0),FALSE)-VLOOKUP($B21,MMap,MATCH(K$15,MMapHeader,0),FALSE)-VLOOKUP($B21,MMap,MATCH(K$14,MMapHeader,0),FALSE)","v":45.055266214732434},{"$f":"VLOOKUP($B21,MMap,MATCH(L$17,MMapHeader,0),FALSE)","v":0.99688136733200083},null,null,null,null,{"$f":"R21/20*$R$23","v":710},{"$f":"'SC Summary'!J18","v":7100},null,9.5127443709906598E-2,0.18985633111433473,0.19570372317989945,7.8133747306899162E-2,0,0.15530071398391629,0.26054037175476308,0,null,null,0,1849.8366394588179]
[null,null,null,null,null,null,null,null,null,null,null,null,null,null,null,null,null,null,null,null,null,null,null,null,null,null,null,null,"Total",{"$f":"SUM(AD18:AD21)","v":18.481963828111002},{"$f":"SUM(AE18:AE21)","v":8282.0330284289103}]
[null,null,null,null,null,null,null,null,null,null,null,null,null,null,null,null,"Years per Decision Period",2,null,null,null,null,null,null,null,null,null,null,"Round",20,{"$f":"ROUND(AE22,-2)","v":8300}]
[]
[null,null,null,null,null,null,null,null,null,null,null,null,null,null,null,null,"Prior Estimate V5"]
[null,null,null,null,null,null,null,null,null,null,null,null,null,null,null,null,"Maximum Build Rate (Units/Decision Period)","Total Potential Capacity (MW)","Sub-Region (East or West)",null,null,null,null,null,null,null,null,null,null,null,null,null,null,null,null,null,null,null,null,null,null,null,null,null,null,null,null,null,null,null,null,null,null,null,null,"Fraction of energy at hour 18 from 'Shape' for Jan, Apr July, Oct"]
[null,null,null,null,null,null,null,null,null,null,null,null,null,null,null,null,130,7100,"East",null,null,null,null,null,null,null,null,null,null,null,null,null,null,null,null,null,null,null,null,null,null,null,null,null,null,null,null,null,"RPM Unit =>",null,1,"MW (AC)",null,null,null,"Jan","Apr","Jul","Oct"]
[null,null,null,null,null,null,null,null,null,null,null,null,null,null,null,null,30,4500,"East",null,null,null,null,null,null,null,null,null,null,null,null,null,null,null,null,null,null,null,null,null,null,null,null,null,null,null,null,null,"System kW(DC) =>",null,{"$f":"MMap!$U$2","v":5.3},"Basis of energy calc in PVWatts",null,null,null,"Q1","Q2","Q3","Q4"]
[null,null,null,null,null,null,null,null,null,null,null,null,null,null,null,null,260,12200,"West",null,null,null,null,null,null,null,null,null,null,null,null,null,null,null,null,null,null,null,null,null,null,null,null,null,null,null,null,null,"Scalar =>",null,{"$f":"AY27*1000/AY28","v":188.67924528301887},null,null,null,"Portl",{"$f":"AVERAGE(Shape!B27)","v":0},{"$f":"AVERAGE(Shape!K27)","v":0.15530071398391629},{"$f":"AVERAGE(Shape!T27)","v":0.26054037175476308},{"$f":"AVERAGE(Shape!AI27)","v":0}]
[null,"Quarterly Energy Calculation",null,null,null,null,null,null,null,null,null,null,null,null,null,null,70,8300,"West",null,null,null,null,null,null,null,null,null,null,null,null,null,null,null,null,null,null,null,null,null,null,null,null,null,null,null,null,null,"Hours per Quarter",null,{"$f":"8760/4","v":2190},null,null,null,"Boise",{"$f":"AVERAGE(Shape!B60)","v":8.2925028572651424E-2},{"$f":"AVERAGE(Shape!K60)","v":0.29355419585835296},{"$f":"AVERAGE(Shape!T60)","v":0.36062876572560343},{"$f":"AVERAGE(Shape!AI60)","v":1.9252045654282294E-3}]
[]
[null,"Bring in ProCost Output",{"$f":"COLUMN()-1","v":2},{"$f":"COLUMN()-1","v":3},4,5,6,7,8,9,10,11,12,13,14,15,16,17,18,19,20,21,22,23,24,25,26,27,28,29,30,31,32,33,34,35,36,37,38,39,40,41,42,43,44,45,46,47,48,49,50,51,52,53,54,55,56,57,58,59,60,61,62,63,64,65,66,{"$f":"COLUMN()-1","v":67},68,69,70,71,72,73,74,75,76]
[null,null,{"$f":"M_Input!A147","v":"Category"},{"$f":"M_Input!B147","v":"Measure"},{"$f":"M_Input!C147","v":"Busbar Savings"},{"$f":"M_Input!D147","v":"First Cost"},{"$f":"M_Input!E147","v":"Admin Cost"},{"$f":"M_Input!F147","v":"First Year Program Cost"},{"$f":"M_Input!G147","v":"PV Cost"},{"$f":"M_Input!H147","v":"PV Benefits"},{"$f":"M_Input!I147","v":"Unit Program Cost: First Year Program Cost in $/average annual kW saved"},{"$f":"M_Input!J147","v":"Utility System Net Levelized Cost (Net of T&D Capacity Benefits, Act Credit & Risk-Mitigation) in mills/kWh"},{"$f":"M_Input!K147","v":"TRC Net Levelized Cost (Net of All Benefits) in mills/kWh"},{"$f":"M_Input!L147","v":"TRC B/C Ratio"},{"$f":"M_Input!M147","v":"Net Electric & Gas System CO2 Avoided (Lifetime Tons)"},{"$f":"M_Input!N147","v":"Wholesale KW"},{"$f":"M_Input!O147","v":"Jan"},{"$f":"M_Input!P147","v":"Feb"},{"$f":"M_Input!Q147","v":"Mar"},{"$f":"M_Input!R147","v":"Apr"},{"$f":"M_Input!S147","v":"May"},{"$f":"M_Input!T147","v":"Jun"},{"$f":"M_Input!U147","v":"Jul"},{"$f":"M_Input!V147","v":"Aug"},{"$f":"M_Input!W147","v":"Sep"},{"$f":"M_Input!X147","v":"Oct"},{"$f":"M_Input!Y147","v":"Nov"},{"$f":"M_Input!Z147","v":"Dec"},{"$f":"M_Input!AA147","v":0},{"$f":"M_Input!AB147","v":"Jan"},{"$f":"M_Input!AC147","v":"Feb"},{"$f":"M_Input!AD147","v":"Mar"},{"$f":"M_Input!AE147","v":"Apr"},{"$f":"M_Input!AF147","v":"May"},{"$f":"M_Input!AG147","v":"Jun"},{"$f":"M_Input!AH147","v":"Jul"},{"$f":"M_Input!AI147","v":"Aug"},{"$f":"M_Input!AJ147","v":"Sep"},{"$f":"M_Input!AK147","v":"Oct"},{"$f":"M_Input!AL147","v":"Nov"},{"$f":"M_Input!AM147","v":"Dec"},null,"Energy Q1","Energy Q2","Energy Q3","Energy Q4","Sum Check",null,"aMW Normalized Energy Q1","aMW Normalized Energy Q2","aMW Normalized Energy Q3","aMW Normalized Energy Q4","aMW Sum Check",null,null,"Peak Q1","Peak Q2","Peak Q3","Peak Q4"]
[null,null,{"$f":"M_Input!A148","v":"Boise-COM-(Average)-(2035)"},{"$f":"M_Input!B148","v":0},{"$f":"M_Input!C148","v":8292.3571050981736},{"$f":"M_Input!D148","v":10492.167582989317},{"$f":"M_Input!E148","v":0},{"$f":"M_Input!F148","v":10492.167582989317},{"$f":"M_Input!G148","v":10277.187489538357},{"$f":"M_Input!H148","v":3160.2360362819295},{"$f":"M_Input!I148","v":11083.867573729904},{"$f":"M_Input!J148","v":49.020410062608356},{"$f":"M_Input!K148","v":101.7603945604521},{"$f":"M_Input!L148","v":0.40542747483431402},{"$f":"M_Input!M148","v":78.778800840600525},{"$f":"M_Input!N148","v":0.65044643219634757},{"$f":"M_Input!O148","v":291.20407991645249},{"$f":"M_Input!P148","v":388.31131213211063},{"$f":"M_Input!Q148","v":587.8037221184652},{"$f":"M_Input!R148","v":664.72490336027511},{"$f":"M_Input!S148","v":769.65018114832083},{"$f":"M_Input!T148","v":824.14223774953859},{"$f":"M_Input!U148","v":816.62906937900266},{"$f":"M_Input!V148","v":830.15975782254498},{"$f":"M_Input!W148","v":629.91624718046808},{"$f":"M_Input!X148","v":558.84932784141063},{"$f":"M_Input!Y148","v":319.18182168035565},{"$f":"M_Input!Z148","v":273.13834627926138},{"$f":"M_Input!AA148","v":0},{"$f":"M_Input!AB148","v":72.512748832589523},{"$f":"M_Input!AC148","v":87.815095068739041},{"$f":"M_Input!AD148","v":90.886611186254896},{"$f":"M_Input!AE148","v":131.27001714615193},{"$f":"M_Input!AF148","v":147.57655136160804},{"$f":"M_Input!AG148","v":123.32853762800815},{"$f":"M_Input!AH148","v":186.90845547305298},{"$f":"M_Input!AI148","v":116.36759877996367},{"$f":"M_Input!AJ148","v":148.98112040991742},{"$f":"M_Input!AK148","v":81.880722988512005},{"$f":"M_Input!AL148","v":83.294884231821683},{"$f":"M_Input!AM148","v":67.823755383348541},null,{"$f":"SUM(Q34:S34,AD34:AF34)","v":1518.5335692546118},{"$f":"SUM(T34:V34,AG34:AI34)","v":2660.6924283939029},{"$f":"SUM(W34:Y34,AJ34:AL34)","v":2728.9622490449497},{"$f":"SUM(Z34:AB34,AM34:AO34)","v":1384.1688584047099},{"$f":"SUM(AQ34:AT34)","v":8292.3571050981736},null,{"$f":"AQ34/$AY$30/1000*$AY$29","v":0.13082911770953837},{"$f":"AR34/$AY$30/1000*$AY$29","v":0.2292317074518741},{"$f":"AS34/$AY$30/1000*$AY$29","v":0.23511348746833374},{"$f":"AT34/$AY$30/1000*$AY$29","v":0.11925293860641939},{"$f":"SUM(AW34:AZ34)/4","v":0.17860681280904139},null,{"$f":"LEFT(C34,5)","v":"Boise"},{"$f":"$AY$27*INDEX($BD$29:$BG$30,MATCH($BC34,$BC$29:$BC$30,0),1)","v":8.2925028572651424E-2},{"$f":"$AY$27*INDEX($BD$29:$BG$30,MATCH($BC34,$BC$29:$BC$30,0),2)","v":0.29355419585835296},{"$f":"$AY$27*INDEX($BD$29:$BG$30,MATCH($BC34,$BC$29:$BC$30,0),3)","v":0.36062876572560343},{"$f":"$AY$27*INDEX($BD$29:$BG$30,MATCH($BC34,$BC$29:$BC$30,0),4)","v":1.9252045654282294E-3}]
[null,null,{"$f":"M_Input!A149","v":"Boise-COM-(Average)-(2025)"},{"$f":"M_Input!B149","v":0},{"$f":"M_Input!C149","v":8292.3571050981736},{"$f":"M_Input!D149","v":12885.941603924082},{"$f":"M_Input!E149","v":0},{"$f":"M_Input!F149","v":12885.941603924082},{"$f":"M_Input!G149","v":12394.086492007718},{"$f":"M_Input!H149","v":3160.2360362819295},{"$f":"M_Input!I149","v":13612.637157289737},{"$f":"M_Input!J149","v":61.220408493152782},{"$f":"M_Input!K149","v":120.54457520974648},{"$f":"M_Input!L149","v":0.34450154742182865},{"$f":"M_Input!M149","v":78.778800840600525},{"$f":"M_Input!N149","v":0.65044643219634757},{"$f":"M_Input!O149","v":291.20407991645249},{"$f":"M_Input!P149","v":388.31131213211063},{"$f":"M_Input!Q149","v":587.8037221184652},{"$f":"M_Input!R149","v":664.72490336027511},{"$f":"M_Input!S149","v":769.65018114832083},{"$f":"M_Input!T149","v":824.14223774953859},{"$f":"M_Input!U149","v":816.62906937900266},{"$f":"M_Input!V149","v":830.15975782254498},{"$f":"M_Input!W149","v":629.91624718046808},{"$f":"M_Input!X149","v":558.84932784141063},{"$f":"M_Input!Y149","v":319.18182168035565},{"$f":"M_Input!Z149","v":273.13834627926138},{"$f":"M_Input!AA149","v":0},{"$f":"M_Input!AB149","v":72.512748832589523},{"$f":"M_Input!AC149","v":87.815095068739041},{"$f":"M_Input!AD149","v":90.886611186254896},{"$f":"M_Input!AE149","v":131.27001714615193},{"$f":"M_Input!AF149","v":147.57655136160804},{"$f":"M_Input!AG149","v":123.32853762800815},{"$f":"M_Input!AH149","v":186.90845547305298},{"$f":"M_Input!AI149","v":116.36759877996367},{"$f":"M_Input!AJ149","v":148.98112040991742},{"$f":"M_Input!AK149","v":81.880722988512005},{"$f":"M_Input!AL149","v":83.294884231821683},{"$f":"M_Input!AM149","v":67.823755383348541},null,{"$f":"SUM(Q35:S35,AD35:AF35)","v":1518.5335692546118},{"$f":"SUM(T35:V35,AG35:AI35)","v":2660.6924283939029},{"$f":"SUM(W35:Y35,AJ35:AL35)","v":2728.9622490449497},{"$f":"SUM(Z35:AB35,AM35:AO35)","v":1384.1688584047099},{"$f":"SUM(AQ35:AT35)","v":8292.3571050981736},null,{"$f":"AQ35/$AY$30/1000*$AY$29","v":0.13082911770953837},{"$f":"AR35/$AY$30/1000*$AY$29","v":0.2292317074518741},{"$f":"AS35/$AY$30/1000*$AY$29","v":0.23511348746833374},{"$f":"AT35/$AY$30/1000*$AY$29","v":0.11925293860641939},{"$f":"SUM(AW35:AZ35)/4","v":0.17860681280904139},null,{"$f":"LEFT(C35,5)","v":"Boise"},{"$f":"$AY$27*INDEX($BD$29:$BG$30,MATCH($BC35,$BC$29:$BC$30,0),1)","v":8.2925028572651424E-2},{"$f":"$AY$27*INDEX($BD$29:$BG$30,MATCH($BC35,$BC$29:$BC$30,0),2)","v":0.29355419585835296},{"$f":"$AY$27*INDEX($BD$29:$BG$30,MATCH($BC35,$BC$29:$BC$30,0),3)","v":0.36062876572560343},{"$f":"$AY$27*INDEX($BD$29:$BG$30,MATCH($BC35,$BC$29:$BC$30,0),4)","v":1.9252045654282294E-3}]
[null,null,{"$f":"M_Input!A150","v":"Boise-COM-(Low Quartile)-(Fed Tax Credit)"},{"$f":"M_Input!B150","v":0},{"$f":"M_Input!C150","v":8292.3571050981736},{"$f":"M_Input!D150","v":13356},{"$f":"M_Input!E150","v":0},{"$f":"M_Input!F150","v":13356},{"$f":"M_Input!G150","v":12809.775751333411},{"$f":"M_Input!H150","v":3160.2360362819295},{"$f":"M_Input!I150","v":14109.204236762649},{"$f":"M_Input!J150","v":63.616086466193458},{"$f":"M_Input!K150","v":124.23316976812491},{"$f":"M_Input!L150","v":0.33462696869748054},{"$f":"M_Input!M150","v":78.778800840600525},{"$f":"M_Input!N150","v":0.65044643219634757},{"$f":"M_Input!O150","v":291.20407991645249},{"$f":"M_Input!P150","v":388.31131213211063},{"$f":"M_Input!Q150","v":587.8037221184652},{"$f":"M_Input!R150","v":664.72490336027511},{"$f":"M_Input!S150","v":769.65018114832083},{"$f":"M_Input!T150","v":824.14223774953859},{"$f":"M_Input!U150","v":816.62906937900266},{"$f":"M_Input!V150","v":830.15975782254498},{"$f":"M_Input!W150","v":629.91624718046808},{"$f":"M_Input!X150","v":558.84932784141063},{"$f":"M_Input!Y150","v":319.18182168035565},{"$f":"M_Input!Z150","v":273.13834627926138},{"$f":"M_Input!AA150","v":0},{"$f":"M_Input!AB150","v":72.512748832589523},{"$f":"M_Input!AC150","v":87.815095068739041},{"$f":"M_Input!AD150","v":90.886611186254896},{"$f":"M_Input!AE150","v":131.27001714615193},{"$f":"M_Input!AF150","v":147.57655136160804},{"$f":"M_Input!AG150","v":123.32853762800815},{"$f":"M_Input!AH150","v":186.90845547305298},{"$f":"M_Input!AI150","v":116.36759877996367},{"$f":"M_Input!AJ150","v":148.98112040991742},{"$f":"M_Input!AK150","v":81.880722988512005},{"$f":"M_Input!AL150","v":83.294884231821683},{"$f":"M_Input!AM150","v":67.823755383348541},null,1518.5335692546118,2660.6924283939029,2728.9622490449497,1384.1688584047099,8292.3571050981736,null,0.13082911770953837,0.2292317074518741,0.23511348746833374,0.11925293860641939,0.17860681280904139,null,"Boise",8.2925028572651424E-2,0.29355419585835296,0.36062876572560343,1.9252045654282294E-3]
[null,null,{"$f":"M_Input!A151","v":"Boise-COM-(Low Quartile)-(2014)"},{"$f":"M_Input!B151","v":0},{"$f":"M_Input!C151","v":8292.3571050981736},{"$f":"M_Input!D151","v":14840},{"$f":"M_Input!E151","v":0},{"$f":"M_Input!F151","v":14840},{"$f":"M_Input!G151","v":14122.129420556452},{"$f":"M_Input!H151","v":3160.2360362819295},{"$f":"M_Input!I151","v":15676.893596402942},{"$f":"M_Input!J151","v":71.17937252101413},{"$f":"M_Input!K151","v":135.87826401669039},{"$f":"M_Input!L151","v":0.30685875137076057},{"$f":"M_Input!M151","v":78.778800840600525},{"$f":"M_Input!N151","v":0.65044643219634757},{"$f":"M_Input!O151","v":291.20407991645249},{"$f":"M_Input!P151","v":388.31131213211063},{"$f":"M_Input!Q151","v":587.8037221184652},{"$f":"M_Input!R151","v":664.72490336027511},{"$f":"M_Input!S151","v":769.65018114832083},{"$f":"M_Input!T151","v":824.14223774953859},{"$f":"M_Input!U151","v":816.62906937900266},{"$f":"M_Input!V151","v":830.15975782254498},{"$f":"M_Input!W151","v":629.91624718046808},{"$f":"M_Input!X151","v":558.84932784141063},{"$f":"M_Input!Y151","v":319.18182168035565},{"$f":"M_Input!Z151","v":273.13834627926138},{"$f":"M_Input!AA151","v":0},{"$f":"M_Input!AB151","v":72.512748832589523},{"$f":"M_Input!AC151","v":87.815095068739041},{"$f":"M_Input!AD151","v":90.886611186254896},{"$f":"M_Input!AE151","v":131.27001714615193},{"$f":"M_Input!AF151","v":147.57655136160804},{"$f":"M_Input!AG151","v":123.32853762800815},{"$f":"M_Input!AH151","v":186.90845547305298},{"$f":"M_Input!AI151","v":116.36759877996367},{"$f":"M_Input!AJ151","v":148.98112040991742},{"$f":"M_Input!AK151","v":81.880722988512005},{"$f":"M_Input!AL151","v":83.294884231821683},{"$f":"M_Input!AM151","v":67.823755383348541},null,1518.5335692546118,2660.6924283939029,2728.9622490449497,1384.1688584047099,8292.3571050981736,null,0.13082911770953837,0.2292317074518741,0.23511348746833374,0.11925293860641939,0.17860681280904139,null,"Boise",8.2925028572651424E-2,0.29355419585835296,0.36062876572560343,1.9252045654282294E-3]
[null,null,{"$f":"M_Input!A152","v":"Boise-RES-(Average)-(2035)"},{"$f":"M_Input!B152","v":0},{"$f":"M_Input!C152","v":8292.3571050981736},{"$f":"M_Input!D152","v":14178.604841877455},{"$f":"M_Input!E152","v":0},{"$f":"M_Input!F152","v":14178.604841877455},{"$f":"M_Input!G152","v":13901.390019152666},{"$f":"M_Input!H152","v":2547.9918344411358},{"$f":"M_Input!I152","v":14978.199423959328},{"$f":"M_Input!J152","v":67.80853641848438},{"$f":"M_Input!K152","v":139.35225918032179},{"$f":"M_Input!L152","v":0.29944579438621316},{"$f":"M_Input!M152","v":78.778800840600525},{"$f":"M_Input!N152","v":0.65044643219634757},{"$f":"M_Input!O152","v":291.20407991645249},{"$f":"M_Input!P152","v":388.31131213211063},{"$f":"M_Input!Q152","v":587.8037221184652},{"$f":"M_Input!R152","v":664.72490336027511},{"$f":"M_Input!S152","v":769.65018114832083},{"$f":"M_Input!T152","v":824.14223774953859},{"$f":"M_Input!U152","v":816.62906937900266},{"$f":"M_Input!V152","v":830.15975782254498},{"$f":"M_Input!W152","v":629.91624718046808},{"$f":"M_Input!X152","v":558.84932784141063},{"$f":"M_Input!Y152","v":319.18182168035565},{"$f":"M_Input!Z152","v":273.13834627926138},{"$f":"M_Input!AA152","v":0},{"$f":"M_Input!AB152","v":72.512748832589523},{"$f":"M_Input!AC152","v":87.815095068739041},{"$f":"M_Input!AD152","v":90.886611186254896},{"$f":"M_Input!AE152","v":131.27001714615193},{"$f":"M_Input!AF152","v":147.57655136160804},{"$f":"M_Input!AG152","v":123.32853762800815},{"$f":"M_Input!AH152","v":186.90845547305298},{"$f":"M_Input!AI152","v":116.36759877996367},{"$f":"M_Input!AJ152","v":148.98112040991742},{"$f":"M_Input!AK152","v":81.880722988512005},{"$f":"M_Input!AL152","v":83.294884231821683},{"$f":"M_Input!AM152","v":67.823755383348541},null,1518.5335692546118,2660.6924283939029,2728.9622490449497,1384.1688584047099,8292.3571050981736,null,0.13082911770953837,0.2292317074518741,0.23511348746833374,0.11925293860641939,0.17860681280904139,null,"Boise",8.2925028572651424E-2,0.29355419585835296,0.36062876572560343,1.9252045654282294E-3]
[null,null,{"$f":"M_Input!A153","v":"Portland-COM-(Average)-(2035)"},{"$f":"M_Input!B153","v":0},{"$f":"M_Input!C153","v":6486.2381943252412},{"$f":"M_Input!D153","v":10492.167582989317},{"$f":"M_Input!E153","v":0},{"$f":"M_Input!F153","v":10492.167582989317},{"$f":"M_Input!G153","v":10252.757518900644},{"$f":"M_Input!H153","v":1775.3197190134911},{"$f":"M_Input!I153","v":14170.214733618473},{"$f":"M_Input!J153","v":67.455217687149045},{"$f":"M_Input!K153","v":134.60372073696203},{"$f":"M_Input!L153","v":0.29031973662972521},{"$f":"M_Input!M153","v":61.620336043390886},{"$f":"M_Input!N153","v":0.10381187170120601},{"$f":"M_Input!O153","v":211.0495990865353},{"$f":"M_Input!P153","v":258.21035109665956},{"$f":"M_Input!Q153","v":463.11460017875464},{"$f":"M_Input!R153","v":497.42628137164621},{"$f":"M_Input!S153","v":647.39882924409687},{"$f":"M_Input!T153","v":691.01896357867395},{"$f":"M_Input!U153","v":733.04652727482949},{"$f":"M_Input!V153","v":679.10668438575965},{"$f":"M_Input!W153","v":503.11868998124248},{"$f":"M_Input!X153","v":401.91188628172711},{"$f":"M_Input!Y153","v":198.31430083112426},{"$f":"M_Input!Z153","v":152.28388309447277},{"$f":"M_Input!AA153","v":0},{"$f":"M_Input!AB153","v":49.395749135846195},{"$f":"M_Input!AC153","v":54.942031950181232},{"$f":"M_Input!AD153","v":67.431907692908808},{"$f":"M_Input!AE153","v":117.45055075052164},{"$f":"M_Input!AF153","v":150.68095643024688},{"$f":"M_Input!AG153","v":99.686853868897501},{"$f":"M_Input!AH153","v":157.14837569409238},{"$f":"M_Input!AI153","v":88.793905722375001},{"$f":"M_Input!AJ153","v":110.31893189079442},{"$f":"M_Input!AK153","v":70.071926132329608},{"$f":"M_Input!AL153","v":48.667588501657285},{"$f":"M_Input!AM153","v":35.648820149867582},null,1104.1442391408859,2203.6624352440831,2271.533114949093,906.89840499117861,6486.2381943252412,null,9.5127443709906598E-2,0.18985633111433473,0.19570372317989945,7.8133747306899162E-2,0.13970531132775998,null,"Portl",0,0.15530071398391629,0.26054037175476308,0]
[null,null,{"$f":"M_Input!A154","v":"Boise-RES-(Average)-(2025)"},{"$f":"M_Input!B154","v":0},{"$f":"M_Input!C154","v":8292.3571050981736},{"$f":"M_Input!D154","v":15672.091139907669},{"$f":"M_Input!E154","v":0},{"$f":"M_Input!F154","v":15672.091139907669},{"$f":"M_Input!G154","v":15222.132757127254},{"$f":"M_Input!H154","v":2547.9918344411358},{"$f":"M_Input!I154","v":16555.910056163197},{"$f":"M_Input!J154","v":75.420169902957213},{"$f":"M_Input!K154","v":151.07179334440735},{"$f":"M_Input!L154","v":0.27688119789970395},{"$f":"M_Input!M154","v":78.778800840600525},{"$f":"M_Input!N154","v":0.65044643219634757},{"$f":"M_Input!O154","v":291.20407991645249},{"$f":"M_Input!P154","v":388.31131213211063},{"$f":"M_Input!Q154","v":587.8037221184652},{"$f":"M_Input!R154","v":664.72490336027511},{"$f":"M_Input!S154","v":769.65018114832083},{"$f":"M_Input!T154","v":824.14223774953859},{"$f":"M_Input!U154","v":816.62906937900266},{"$f":"M_Input!V154","v":830.15975782254498},{"$f":"M_Input!W154","v":629.91624718046808},{"$f":"M_Input!X154","v":558.84932784141063},{"$f":"M_Input!Y154","v":319.18182168035565},{"$f":"M_Input!Z154","v":273.13834627926138},{"$f":"M_Input!AA154","v":0},{"$f":"M_Input!AB154","v":72.512748832589523},{"$f":"M_Input!AC154","v":87.815095068739041},{"$f":"M_Input!AD154","v":90.886611186254896},{"$f":"M_Input!AE154","v":131.27001714615193},{"$f":"M_Input!AF154","v":147.57655136160804},{"$f":"M_Input!AG154","v":123.32853762800815},{"$f":"M_Input!AH154","v":186.90845547305298},{"$f":"M_Input!AI154","v":116.36759877996367},{"$f":"M_Input!AJ154","v":148.98112040991742},{"$f":"M_Input!AK154","v":81.880722988512005},{"$f":"M_Input!AL154","v":83.294884231821683},{"$f":"M_Input!AM154","v":67.823755383348541},null,1518.5335692546118,2660.6924283939029,2728.9622490449497,1384.1688584047099,8292.3571050981736,null,0.13082911770953837,0.2292317074518741,0.23511348746833374,0.11925293860641939,0.17860681280904139,null,"Boise",8.2925028572651424E-2,0.29355419585835296,0.36062876572560343,1.9252045654282294E-3]
[null,null,{"$f":"M_Input!A155","v":"Boise-COM-(Average)-(Fed Tax Credit)"},{"$f":"M_Input!B155","v":0},{"$f":"M_Input!C155","v":8292.3571050981736},{"$f":"M_Input!D155","v":17649},{"$f":"M_Input!E155","v":0},{"$f":"M_Input!F155","v":17649},{"$f":"M_Input!G155","v":16606.227437300066},{"$f":"M_Input!H155","v":3160.2360362819295},{"$f":"M_Input!I155","v":18644.305598579213},{"$f":"M_Input!J155","v":85.495592553353276},{"$f":"M_Input!K155","v":157.92076384433213},{"$f":"M_Input!L155","v":0.26520230709933634},{"$f":"M_Input!M155","v":78.778800840600525},{"$f":"M_Input!N155","v":0.65044643219634757},{"$f":"M_Input!O155","v":291.20407991645249},{"$f":"M_Input!P155","v":388.31131213211063},{"$f":"M_Input!Q155","v":587.8037221184652},{"$f":"M_Input!R155","v":664.72490336027511},{"$f":"M_Input!S155","v":769.65018114832083},{"$f":"M_Input!T155","v":824.14223774953859},{"$f":"M_Input!U155","v":816.62906937900266},{"$f":"M_Input!V155","v":830.15975782254498},{"$f":"M_Input!W155","v":629.91624718046808},{"$f":"M_Input!X155","v":558.84932784141063},{"$f":"M_Input!Y155","v":319.18182168035565},{"$f":"M_Input!Z155","v":273.13834627926138},{"$f":"M_Input!AA155","v":0},{"$f":"M_Input!AB155","v":72.512748832589523},{"$f":"M_Input!AC155","v":87.815095068739041},{"$f":"M_Input!AD155","v":90.886611186254896},{"$f":"M_Input!AE155","v":131.27001714615193},{"$f":"M_Input!AF155","v":147.57655136160804},{"$f":"M_Input!AG155","v":123.32853762800815},{"$f":"M_Input!AH155","v":186.90845547305298},{"$f":"M_Input!AI155","v":116.36759877996367},{"$f":"M_Input!AJ155","v":148.98112040991742},{"$f":"M_Input!AK155","v":81.880722988512005},{"$f":"M_Input!AL155","v":83.294884231821683},{"$f":"M_Input!AM155","v":67.823755383348541},null,1518.5335692546118,2660.6924283939029,2728.9622490449497,1384.1688584047099,8292.3571050981736,null,0.13082911770953837,0.2292317074518741,0.23511348746833374,0.11925293860641939,0.17860681280904139,null,"Boise",8.2925028572651424E-2,0.29355419585835296,0.36062876572560343,1.9252045654282294E-3]
[null,null,{"$f":"M_Input!A156","v":"Boise-RES-(Low Quartile)-(Fed Tax Credit)"},{"$f":"M_Input!B156","v":0},{"$f":"M_Input!C156","v":8292.3571050981736},{"$f":"M_Input!D156","v":17649},{"$f":"M_Input!E156","v":0},{"$f":"M_Input!F156","v":17649},{"$f":"M_Input!G156","v":16970.38315892086},{"$f":"M_Input!H156","v":2547.9918344411358},{"$f":"M_Input!I156","v":18644.305598579213},{"$f":"M_Input!J156","v":85.495592553353276},{"$f":"M_Input!K156","v":166.58479199440694},{"$f":"M_Input!L156","v":0.25176835387036767},{"$f":"M_Input!M156","v":78.778800840600525},{"$f":"M_Input!N156","v":0.65044643219634757},{"$f":"M_Input!O156","v":291.20407991645249},{"$f":"M_Input!P156","v":388.31131213211063},{"$f":"M_Input!Q156","v":587.8037221184652},{"$f":"M_Input!R156","v":664.72490336027511},{"$f":"M_Input!S156","v":769.65018114832083},{"$f":"M_Input!T156","v":824.14223774953859},{"$f":"M_Input!U156","v":816.62906937900266},{"$f":"M_Input!V156","v":830.15975782254498},{"$f":"M_Input!W156","v":629.91624718046808},{"$f":"M_Input!X156","v":558.84932784141063},{"$f":"M_Input!Y156","v":319.18182168035565},{"$f":"M_Input!Z156","v":273.13834627926138},{"$f":"M_Input!AA156","v":0},{"$f":"M_Input!AB156","v":72.512748832589523},{"$f":"M_Input!AC156","v":87.815095068739041},{"$f":"M_Input!AD156","v":90.886611186254896},{"$f":"M_Input!AE156","v":131.27001714615193},{"$f":"M_Input!AF156","v":147.57655136160804},{"$f":"M_Input!AG156","v":123.32853762800815},{"$f":"M_Input!AH156","v":186.90845547305298},{"$f":"M_Input!AI156","v":116.36759877996367},{"$f":"M_Input!AJ156","v":148.98112040991742},{"$f":"M_Input!AK156","v":81.880722988512005},{"$f":"M_Input!AL156","v":83.294884231821683},{"$f":"M_Input!AM156","v":67.823755383348541},null,1518.5335692546118,2660.6924283939029,2728.9622490449497,1384.1688584047099,8292.3571050981736,null,0.13082911770953837,0.2292317074518741,0.23511348746833374,0.11925293860641939,0.17860681280904139,null,"Boise",8.2925028572651424E-2,0.29355419585835296,0.36062876572560343,1.9252045654282294E-3]
[null,null,{"$f":"M_Input!A157","v":"Portland-COM-(Average)-(2025)"},{"$f":"M_Input!B157","v":0},{"$f":"M_Input!C157","v":6486.2381943252412},{"$f":"M_Input!D157","v":12885.941603924082},{"$f":"M_Input!E157","v":0},{"$f":"M_Input!F157","v":12885.941603924082},{"$f":"M_Input!G157","v":12369.656521370005},{"$f":"M_Input!H157","v":1775.3197190134911},{"$f":"M_Input!I157","v":17403.130299644796},{"$f":"M_Input!J157","v":83.052354368965865},{"$f":"M_Input!K157","v":158.61843145278215},{"$f":"M_Input!L157","v":0.24661592026454338},{"$f":"M_Input!M157","v":61.620336043390886},{"$f":"M_Input!N157","v":0.10381187170120601},{"$f":"M_Input!O157","v":211.0495990865353},{"$f":"M_Input!P157","v":258.21035109665956},{"$f":"M_Input!Q157","v":463.11460017875464},{"$f":"M_Input!R157","v":497.42628137164621},{"$f":"M_Input!S157","v":647.39882924409687},{"$f":"M_Input!T157","v":691.01896357867395},{"$f":"M_Input!U157","v":733.04652727482949},{"$f":"M_Input!V157","v":679.10668438575965},{"$f":"M_Input!W157","v":503.11868998124248},{"$f":"M_Input!X157","v":401.91188628172711},{"$f":"M_Input!Y157","v":198.31430083112426},{"$f":"M_Input!Z157","v":152.28388309447277},{"$f":"M_Input!AA157","v":0},{"$f":"M_Input!AB157","v":49.395749135846195},{"$f":"M_Input!AC157","v":54.942031950181232},{"$f":"M_Input!AD157","v":67.431907692908808},{"$f":"M_Input!AE157","v":117.45055075052164},{"$f":"M_Input!AF157","v":150.68095643024688},{"$f":"M_Input!AG157","v":99.686853868897501},{"$f":"M_Input!AH157","v":157.14837569409238},{"$f":"M_Input!AI157","v":88.793905722375001},{"$f":"M_Input!AJ157","v":110.31893189079442},{"$f":"M_Input!AK157","v":70.071926132329608},{"$f":"M_Input!AL157","v":48.667588501657285},{"$f":"M_Input!AM157","v":35.648820149867582},null,1104.1442391408859,2203.6624352440831,2271.533114949093,906.89840499117861,6486.2381943252412,null,9.5127443709906598E-2,0.18985633111433473,0.19570372317989945,7.8133747306899162E-2,0.13970531132775998,null,"Portl",0,0.15530071398391629,0.26054037175476308,0]
[null,null,{"$f":"M_Input!A158","v":"Boise-COM-(Average)-(2014)"},{"$f":"M_Input!B158","v":0},{"$f":"M_Input!C158","v":8292.3571050981736},{"$f":"M_Input!D158","v":19610},{"$f":"M_Input!E158","v":0},{"$f":"M_Input!F158","v":19610},{"$f":"M_Input!G158","v":18340.409071630515},{"$f":"M_Input!H158","v":3160.2360362819295},{"$f":"M_Input!I158","v":20715.895109532459},{"$f":"M_Input!J158","v":95.489934840080608},{"$f":"M_Input!K158","v":173.30892410136516},{"$f":"M_Input!L158","v":0.24224483508197819},{"$f":"M_Input!M158","v":78.778800840600525},{"$f":"M_Input!N158","v":0.65044643219634757},{"$f":"M_Input!O158","v":291.20407991645249},{"$f":"M_Input!P158","v":388.31131213211063},{"$f":"M_Input!Q158","v":587.8037221184652},{"$f":"M_Input!R158","v":664.72490336027511},{"$f":"M_Input!S158","v":769.65018114832083},{"$f":"M_Input!T158","v":824.14223774953859},{"$f":"M_Input!U158","v":816.62906937900266},{"$f":"M_Input!V158","v":830.15975782254498},{"$f":"M_Input!W158","v":629.91624718046808},{"$f":"M_Input!X158","v":558.84932784141063},{"$f":"M_Input!Y158","v":319.18182168035565},{"$f":"M_Input!Z158","v":273.13834627926138},{"$f":"M_Input!AA158","v":0},{"$f":"M_Input!AB158","v":72.512748832589523},{"$f":"M_Input!AC158","v":87.815095068739041},{"$f":"M_Input!AD158","v":90.886611186254896},{"$f":"M_Input!AE158","v":131.27001714615193},{"$f":"M_Input!AF158","v":147.57655136160804},{"$f":"M_Input!AG158","v":123.32853762800815},{"$f":"M_Input!AH158","v":186.90845547305298},{"$f":"M_Input!AI158","v":116.36759877996367},{"$f":"M_Input!AJ158","v":148.98112040991742},{"$f":"M_Input!AK158","v":81.880722988512005},{"$f":"M_Input!AL158","v":83.294884231821683},{"$f":"M_Input!AM158","v":67.823755383348541},null,1518.5335692546118,2660.6924283939029,2728.9622490449497,1384.1688584047099,8292.3571050981736,null,0.13082911770953837,0.2292317074518741,0.23511348746833374,0.11925293860641939,0.17860681280904139,null,"Boise",8.2925028572651424E-2,0.29355419585835296,0.36062876572560343,1.9252045654282294E-3]
[null,null,{"$f":"M_Input!A159","v":"Portland-COM-(Low Quartile)-(Fed Tax Credit)"},{"$f":"M_Input!B159","v":0},{"$f":"M_Input!C159","v":6486.2381943252412},{"$f":"M_Input!D159","v":13356},{"$f":"M_Input!E159","v":0},{"$f":"M_Input!F159","v":13356},{"$f":"M_Input!G159","v":12785.345780695698},{"$f":"M_Input!H159","v":1775.3197190134911},{"$f":"M_Input!I159","v":18037.968464118559},{"$f":"M_Input!J159","v":86.115118434376157},{"$f":"M_Input!K159","v":163.33412988654553},{"$f":"M_Input!L159","v":0.23953514660425779},{"$f":"M_Input!M159","v":61.620336043390886},{"$f":"M_Input!N159","v":0.10381187170120601},{"$f":"M_Input!O159","v":211.0495990865353},{"$f":"M_Input!P159","v":258.21035109665956},{"$f":"M_Input!Q159","v":463.11460017875464},{"$f":"M_Input!R159","v":497.42628137164621},{"$f":"M_Input!S159","v":647.39882924409687},{"$f":"M_Input!T159","v":691.01896357867395},{"$f":"M_Input!U159","v":733.04652727482949},{"$f":"M_Input!V159","v":679.10668438575965},{"$f":"M_Input!W159","v":503.11868998124248},{"$f":"M_Input!X159","v":401.91188628172711},{"$f":"M_Input!Y159","v":198.31430083112426},{"$f":"M_Input!Z159","v":152.28388309447277},{"$f":"M_Input!AA159","v":0},{"$f":"M_Input!AB159","v":49.395749135846195},{"$f":"M_Input!AC159","v":54.942031950181232},{"$f":"M_Input!AD159","v":67.431907692908808},{"$f":"M_Input!AE159","v":117.45055075052164},{"$f":"M_Input!AF159","v":150.68095643024688},{"$f":"M_Input!AG159","v":99.686853868897501},{"$f":"M_Input!AH159","v":157.14837569409238},{"$f":"M_Input!AI159","v":88.793905722375001},{"$f":"M_Input!AJ159","v":110.31893189079442},{"$f":"M_Input!AK159","v":70.071926132329608},{"$f":"M_Input!AL159","v":48.667588501657285},{"$f":"M_Input!AM159","v":35.648820149867582},null,1104.1442391408859,2203.6624352440831,2271.533114949093,906.89840499117861,6486.2381943252412,null,9.5127443709906598E-2,0.18985633111433473,0.19570372317989945,7.8133747306899162E-2,0.13970531132775998,null,"Portl",0,0.15530071398391629,0.26054037175476308,0]
[null,"Boise-COM-(Average)-(2014)",{"$f":"M_Input!A160","v":"Boise-RES-(Low Quartile)-(2014)"},{"$f":"M_Input!B160","v":0},{"$f":"M_Input!C160","v":8292.3571050981736},{"$f":"M_Input!D160","v":19610},{"$f":"M_Input!E160","v":0},{"$f":"M_Input!F160","v":19610},{"$f":"M_Input!G160","v":18704.564793251309},{"$f":"M_Input!H160","v":2547.9918344411358},{"$f":"M_Input!I160","v":20715.895109532459},{"$f":"M_Input!J160","v":95.489934840080608},{"$f":"M_Input!K160","v":181.97295225143986},{"$f":"M_Input!L160","v":0.23098668914933265},{"$f":"M_Input!M160","v":78.778800840600525},{"$f":"M_Input!N160","v":0.65044643219634757},{"$f":"M_Input!O160","v":291.20407991645249},{"$f":"M_Input!P160","v":388.31131213211063},{"$f":"M_Input!Q160","v":587.8037221184652},{"$f":"M_Input!R160","v":664.72490336027511},{"$f":"M_Input!S160","v":769.65018114832083},{"$f":"M_Input!T160","v":824.14223774953859},{"$f":"M_Input!U160","v":816.62906937900266},{"$f":"M_Input!V160","v":830.15975782254498},{"$f":"M_Input!W160","v":629.91624718046808},{"$f":"M_Input!X160","v":558.84932784141063},{"$f":"M_Input!Y160","v":319.18182168035565},{"$f":"M_Input!Z160","v":273.13834627926138},{"$f":"M_Input!AA160","v":0},{"$f":"M_Input!AB160","v":72.512748832589523},{"$f":"M_Input!AC160","v":87.815095068739041},{"$f":"M_Input!AD160","v":90.886611186254896},{"$f":"M_Input!AE160","v":131.27001714615193},{"$f":"M_Input!AF160","v":147.57655136160804},{"$f":"M_Input!AG160","v":123.32853762800815},{"$f":"M_Input!AH160","v":186.90845547305298},{"$f":"M_Input!AI160","v":116.36759877996367},{"$f":"M_Input!AJ160","v":148.98112040991742},{"$f":"M_Input!AK160","v":81.880722988512005},{"$f":"M_Input!AL160","v":83.294884231821683},{"$f":"M_Input!AM160","v":67.823755383348541},null,1518.5335692546118,2660.6924283939029,2728.9622490449497,1384.1688584047099,8292.3571050981736,null,0.13082911770953837,0.2292317074518741,0.23511348746833374,0.11925293860641939,0.17860681280904139,null,"Boise",8.2925028572651424E-2,0.29355419585835296,0.36062876572560343,1.9252045654282294E-3]
[null,null,{"$f":"M_Input!A161","v":"Portland-COM-(Low Quartile)-(2014)"},{"$f":"M_Input!B161","v":0},{"$f":"M_Input!C161","v":6486.2381943252412},{"$f":"M_Input!D161","v":14840},{"$f":"M_Input!E161","v":0},{"$f":"M_Input!F161","v":14840},{"$f":"M_Input!G161","v":14097.699449918739},{"$f":"M_Input!H161","v":1775.3197190134911},{"$f":"M_Input!I161","v":20042.187182353955},{"$f":"M_Input!J161","v":95.784431675054421},{"$f":"M_Input!K161","v":178.22184710237548},{"$f":"M_Input!L161","v":0.21962714336854375},{"$f":"M_Input!M161","v":61.620336043390886},{"$f":"M_Input!N161","v":0.10381187170120601},{"$f":"M_Input!O161","v":211.0495990865353},{"$f":"M_Input!P161","v":258.21035109665956},{"$f":"M_Input!Q161","v":463.11460017875464},{"$f":"M_Input!R161","v":497.42628137164621},{"$f":"M_Input!S161","v":647.39882924409687},{"$f":"M_Input!T161","v":691.01896357867395},{"$f":"M_Input!U161","v":733.04652727482949},{"$f":"M_Input!V161","v":679.10668438575965},{"$f":"M_Input!W161","v":503.11868998124248},{"$f":"M_Input!X161","v":401.91188628172711},{"$f":"M_Input!Y161","v":198.31430083112426},{"$f":"M_Input!Z161","v":152.28388309447277},{"$f":"M_Input!AA161","v":0},{"$f":"M_Input!AB161","v":49.395749135846195},{"$f":"M_Input!AC161","v":54.942031950181232},{"$f":"M_Input!AD161","v":67.431907692908808},{"$f":"M_Input!AE161","v":117.45055075052164},{"$f":"M_Input!AF161","v":150.68095643024688},{"$f":"M_Input!AG161","v":99.686853868897501},{"$f":"M_Input!AH161","v":157.14837569409238},{"$f":"M_Input!AI161","v":88.793905722375001},{"$f":"M_Input!AJ161","v":110.31893189079442},{"$f":"M_Input!AK161","v":70.071926132329608},{"$f":"M_Input!AL161","v":48.667588501657285},{"$f":"M_Input!AM161","v":35.648820149867582},null,1104.1442391408859,2203.6624352440831,2271.533114949093,906.89840499117861,6486.2381943252412,null,9.5127443709906598E-2,0.18985633111433473,0.19570372317989945,7.8133747306899162E-2,0.13970531132775998,null,"Portl",0,0.15530071398391629,0.26054037175476308,0]
[null,null,{"$f":"M_Input!A162","v":"Portland-RES-(Average)-(2035)"},{"$f":"M_Input!B162","v":0},{"$f":"M_Input!C162","v":6486.2381943252412},{"$f":"M_Input!D162","v":14178.604841877455},{"$f":"M_Input!E162","v":0},{"$f":"M_Input!F162","v":14178.604841877455},{"$f":"M_Input!G162","v":13876.960048514953},{"$f":"M_Input!H162","v":1163.0755171726973},{"$f":"M_Input!I162","v":19148.938829214152},{"$f":"M_Input!J162","v":91.474972807295117},{"$f":"M_Input!K162","v":182.66319008349188},{"$f":"M_Input!L162","v":0.21431347869291872},{"$f":"M_Input!M162","v":61.620336043390886},{"$f":"M_Input!N162","v":0.10381187170120601},{"$f":"M_Input!O162","v":211.0495990865353},{"$f":"M_Input!P162","v":258.21035109665956},{"$f":"M_Input!Q162","v":463.11460017875464},{"$f":"M_Input!R162","v":497.42628137164621},{"$f":"M_Input!S162","v":647.39882924409687},{"$f":"M_Input!T162","v":691.01896357867395},{"$f":"M_Input!U162","v":733.04652727482949},{"$f":"M_Input!V162","v":679.10668438575965},{"$f":"M_Input!W162","v":503.11868998124248},{"$f":"M_Input!X162","v":401.91188628172711},{"$f":"M_Input!Y162","v":198.31430083112426},{"$f":"M_Input!Z162","v":152.28388309447277},{"$f":"M_Input!AA162","v":0},{"$f":"M_Input!AB162","v":49.395749135846195},{"$f":"M_Input!AC162","v":54.942031950181232},{"$f":"M_Input!AD162","v":67.431907692908808},{"$f":"M_Input!AE162","v":117.45055075052164},{"$f":"M_Input!AF162","v":150.68095643024688},{"$f":"M_Input!AG162","v":99.686853868897501},{"$f":"M_Input!AH162","v":157.14837569409238},{"$f":"M_Input!AI162","v":88.793905722375001},{"$f":"M_Input!AJ162","v":110.31893189079442},{"$f":"M_Input!AK162","v":70.071926132329608},{"$f":"M_Input!AL162","v":48.667588501657285},{"$f":"M_Input!AM162","v":35.648820149867582},null,1104.1442391408859,2203.6624352440831,2271.533114949093,906.89840499117861,6486.2381943252412,null,9.5127443709906598E-2,0.18985633111433473,0.19570372317989945,7.8133747306899162E-2,0.13970531132775998,null,"Portl",0,0.15530071398391629,0.26054037175476308,0]
[null,null,{"$f":"M_Input!A163","v":"Boise-RES-(Average)-(Fed Tax Credit)"},{"$f":"M_Input!B163","v":0},{"$f":"M_Input!C163","v":8292.3571050981736},{"$f":"M_Input!D163","v":21465},{"$f":"M_Input!E163","v":0},{"$f":"M_Input!F163","v":21465},{"$f":"M_Input!G163","v":20345.00687978011},{"$f":"M_Input!H163","v":2547.9918344411358},{"$f":"M_Input!I163","v":22675.506809082828},{"$f":"M_Input!J163","v":104.94404240860644},{"$f":"M_Input!K163","v":196.52932006214672},{"$f":"M_Input!L163","v":0.21425726219685173},{"$f":"M_Input!M163","v":78.778800840600525},{"$f":"M_Input!N163","v":0.65044643219634757},{"$f":"M_Input!O163","v":291.20407991645249},{"$f":"M_Input!P163","v":388.31131213211063},{"$f":"M_Input!Q163","v":587.8037221184652},{"$f":"M_Input!R163","v":664.72490336027511},{"$f":"M_Input!S163","v":769.65018114832083},{"$f":"M_Input!T163","v":824.14223774953859},{"$f":"M_Input!U163","v":816.62906937900266},{"$f":"M_Input!V163","v":830.15975782254498},{"$f":"M_Input!W163","v":629.91624718046808},{"$f":"M_Input!X163","v":558.84932784141063},{"$f":"M_Input!Y163","v":319.18182168035565},{"$f":"M_Input!Z163","v":273.13834627926138},{"$f":"M_Input!AA163","v":0},{"$f":"M_Input!AB163","v":72.512748832589523},{"$f":"M_Input!AC163","v":87.815095068739041},{"$f":"M_Input!AD163","v":90.886611186254896},{"$f":"M_Input!AE163","v":131.27001714615193},{"$f":"M_Input!AF163","v":147.57655136160804},{"$f":"M_Input!AG163","v":123.32853762800815},{"$f":"M_Input!AH163","v":186.90845547305298},{"$f":"M_Input!AI163","v":116.36759877996367},{"$f":"M_Input!AJ163","v":148.98112040991742},{"$f":"M_Input!AK163","v":81.880722988512005},{"$f":"M_Input!AL163","v":83.294884231821683},{"$f":"M_Input!AM163","v":67.823755383348541},null,1518.5335692546118,2660.6924283939029,2728.9622490449497,1384.1688584047099,8292.3571050981736,null,0.13082911770953837,0.2292317074518741,0.23511348746833374,0.11925293860641939,0.17860681280904139,null,"Boise",8.2925028572651424E-2,0.29355419585835296,0.36062876572560343,1.9252045654282294E-3]
[null,null,{"$f":"M_Input!A164","v":"Portland-RES-(Average)-(2025)"},{"$f":"M_Input!B164","v":0},{"$f":"M_Input!C164","v":6486.2381943252412},{"$f":"M_Input!D164","v":15672.091139907669},{"$f":"M_Input!E164","v":0},{"$f":"M_Input!F164","v":15672.091139907669},{"$f":"M_Input!G164","v":15197.702786489541},{"$f":"M_Input!H164","v":1163.0755171726973},{"$f":"M_Input!I164","v":21165.96928335178},{"$f":"M_Input!J164","v":101.20609601235923},{"$f":"M_Input!K164","v":197.6460753063966},{"$f":"M_Input!L164","v":0.19814144638501355},{"$f":"M_Input!M164","v":61.620336043390886},{"$f":"M_Input!N164","v":0.10381187170120601},{"$f":"M_Input!O164","v":211.0495990865353},{"$f":"M_Input!P164","v":258.21035109665956},{"$f":"M_Input!Q164","v":463.11460017875464},{"$f":"M_Input!R164","v":497.42628137164621},{"$f":"M_Input!S164","v":647.39882924409687},{"$f":"M_Input!T164","v":691.01896357867395},{"$f":"M_Input!U164","v":733.04652727482949},{"$f":"M_Input!V164","v":679.10668438575965},{"$f":"M_Input!W164","v":503.11868998124248},{"$f":"M_Input!X164","v":401.91188628172711},{"$f":"M_Input!Y164","v":198.31430083112426},{"$f":"M_Input!Z164","v":152.28388309447277},{"$f":"M_Input!AA164","v":0},{"$f":"M_Input!AB164","v":49.395749135846195},{"$f":"M_Input!AC164","v":54.942031950181232},{"$f":"M_Input!AD164","v":67.431907692908808},{"$f":"M_Input!AE164","v":117.45055075052164},{"$f":"M_Input!AF164","v":150.68095643024688},{"$f":"M_Input!AG164","v":99.686853868897501},{"$f":"M_Input!AH164","v":157.14837569409238},{"$f":"M_Input!AI164","v":88.793905722375001},{"$f":"M_Input!AJ164","v":110.31893189079442},{"$f":"M_Input!AK164","v":70.071926132329608},{"$f":"M_Input!AL164","v":48.667588501657285},{"$f":"M_Input!AM164","v":35.648820149867582},null,1104.1442391408859,2203.6624352440831,2271.533114949093,906.89840499117861,6486.2381943252412,null,9.5127443709906598E-2,0.18985633111433473,0.19570372317989945,7.8133747306899162E-2,0.13970531132775998,null,"Portl",0,0.15530071398391629,0.26054037175476308,0]
[null,"Boise-RES-(Average)-(2014)",{"$f":"M_Input!A165","v":"Boise-RES-(Average)-(2014)"},{"$f":"M_Input!B165","v":0},{"$f":"M_Input!C165","v":8292.3571050981736},{"$f":"M_Input!D165","v":23850},{"$f":"M_Input!E165","v":0},{"$f":"M_Input!F165","v":23850},{"$f":"M_Input!G165","v":22454.146705317147},{"$f":"M_Input!H165","v":2547.9918344411358},{"$f":"M_Input!I165","v":25195.007565647586},{"$f":"M_Input!J165","v":117.0993235681397},{"$f":"M_Input!K165","v":215.24465010448415},{"$f":"M_Input!L165","v":0.19600542169386867},{"$f":"M_Input!M165","v":78.778800840600525},{"$f":"M_Input!N165","v":0.65044643219634757},{"$f":"M_Input!O165","v":291.20407991645249},{"$f":"M_Input!P165","v":388.31131213211063},{"$f":"M_Input!Q165","v":587.8037221184652},{"$f":"M_Input!R165","v":664.72490336027511},{"$f":"M_Input!S165","v":769.65018114832083},{"$f":"M_Input!T165","v":824.14223774953859},{"$f":"M_Input!U165","v":816.62906937900266},{"$f":"M_Input!V165","v":830.15975782254498},{"$f":"M_Input!W165","v":629.91624718046808},{"$f":"M_Input!X165","v":558.84932784141063},{"$f":"M_Input!Y165","v":319.18182168035565},{"$f":"M_Input!Z165","v":273.13834627926138},{"$f":"M_Input!AA165","v":0},{"$f":"M_Input!AB165","v":72.512748832589523},{"$f":"M_Input!AC165","v":87.815095068739041},{"$f":"M_Input!AD165","v":90.886611186254896},{"$f":"M_Input!AE165","v":131.27001714615193},{"$f":"M_Input!AF165","v":147.57655136160804},{"$f":"M_Input!AG165","v":123.32853762800815},{"$f":"M_Input!AH165","v":186.90845547305298},{"$f":"M_Input!AI165","v":116.36759877996367},{"$f":"M_Input!AJ165","v":148.98112040991742},{"$f":"M_Input!AK165","v":81.880722988512005},{"$f":"M_Input!AL165","v":83.294884231821683},{"$f":"M_Input!AM165","v":67.823755383348541},null,1518.5335692546118,2660.6924283939029,2728.9622490449497,1384.1688584047099,8292.3571050981736,null,0.13082911770953837,0.2292317074518741,0.23511348746833374,0.11925293860641939,0.17860681280904139,null,"Boise",8.2925028572651424E-2,0.29355419585835296,0.36062876572560343,1.9252045654282294E-3]
[null,null,{"$f":"M_Input!A166","v":"Portland-COM-(Average)-(Fed Tax Credit)"},{"$f":"M_Input!B166","v":0},{"$f":"M_Input!C166","v":6486.2381943252412},{"$f":"M_Input!D166","v":17649},{"$f":"M_Input!E166","v":0},{"$f":"M_Input!F166","v":17649},{"$f":"M_Input!G166","v":16581.797466662352},{"$f":"M_Input!H166","v":1775.3197190134911},{"$f":"M_Input!I166","v":23835.886899013807},{"$f":"M_Input!J166","v":114.08706030919542},{"$f":"M_Input!K166","v":206.4021689751965},{"$f":"M_Input!L166","v":0.18977263742351835},{"$f":"M_Input!M166","v":61.620336043390886},{"$f":"M_Input!N166","v":0.10381187170120601},{"$f":"M_Input!O166","v":211.0495990865353},{"$f":"M_Input!P166","v":258.21035109665956},{"$f":"M_Input!Q166","v":463.11460017875464},{"$f":"M_Input!R166","v":497.42628137164621},{"$f":"M_Input!S166","v":647.39882924409687},{"$f":"M_Input!T166","v":691.01896357867395},{"$f":"M_Input!U166","v":733.04652727482949},{"$f":"M_Input!V166","v":679.10668438575965},{"$f":"M_Input!W166","v":503.11868998124248},{"$f":"M_Input!X166","v":401.91188628172711},{"$f":"M_Input!Y166","v":198.31430083112426},{"$f":"M_Input!Z166","v":152.28388309447277},{"$f":"M_Input!AA166","v":0},{"$f":"M_Input!AB166","v":49.395749135846195},{"$f":"M_Input!AC166","v":54.942031950181232},{"$f":"M_Input!AD166","v":67.431907692908808},{"$f":"M_Input!AE166","v":117.45055075052164},{"$f":"M_Input!AF166","v":150.68095643024688},{"$f":"M_Input!AG166","v":99.686853868897501},{"$f":"M_Input!AH166","v":157.14837569409238},{"$f":"M_Input!AI166","v":88.793905722375001},{"$f":"M_Input!AJ166","v":110.31893189079442},{"$f":"M_Input!AK166","v":70.071926132329608},{"$f":"M_Input!AL166","v":48.667588501657285},{"$f":"M_Input!AM166","v":35.648820149867582},null,1104.1442391408859,2203.6624352440831,2271.533114949093,906.89840499117861,6486.2381943252412,null,9.5127443709906598E-2,0.18985633111433473,0.19570372317989945,7.8133747306899162E-2,0.13970531132775998,null,"Portl",0,0.15530071398391629,0.26054037175476308,0]
[null,null,{"$f":"M_Input!A167","v":"Portland-RES-(Low Quartile)-(Fed Tax Credit)"},{"$f":"M_Input!B167","v":0},{"$f":"M_Input!C167","v":6486.2381943252412},{"$f":"M_Input!D167","v":17649},{"$f":"M_Input!E167","v":0},{"$f":"M_Input!F167","v":17649},{"$f":"M_Input!G167","v":16945.953188283147},{"$f":"M_Input!H167","v":1163.0755171726973},{"$f":"M_Input!I167","v":23835.886899013807},{"$f":"M_Input!J167","v":114.08706030919542},{"$f":"M_Input!K167","v":217.47873034044201},{"$f":"M_Input!L167","v":0.1801474119535991},{"$f":"M_Input!M167","v":61.620336043390886},{"$f":"M_Input!N167","v":0.10381187170120601},{"$f":"M_Input!O167","v":211.0495990865353},{"$f":"M_Input!P167","v":258.21035109665956},{"$f":"M_Input!Q167","v":463.11460017875464},{"$f":"M_Input!R167","v":497.42628137164621},{"$f":"M_Input!S167","v":647.39882924409687},{"$f":"M_Input!T167","v":691.01896357867395},{"$f":"M_Input!U167","v":733.04652727482949},{"$f":"M_Input!V167","v":679.10668438575965},{"$f":"M_Input!W167","v":503.11868998124248},{"$f":"M_Input!X167","v":401.91188628172711},{"$f":"M_Input!Y167","v":198.31430083112426},{"$f":"M_Input!Z167","v":152.28388309447277},{"$f":"M_Input!AA167","v":0},{"$f":"M_Input!AB167","v":49.395749135846195},{"$f":"M_Input!AC167","v":54.942031950181232},{"$f":"M_Input!AD167","v":67.431907692908808},{"$f":"M_Input!AE167","v":117.45055075052164},{"$f":"M_Input!AF167","v":150.68095643024688},{"$f":"M_Input!AG167","v":99.686853868897501},{"$f":"M_Input!AH167","v":157.14837569409238},{"$f":"M_Input!AI167","v":88.793905722375001},{"$f":"M_Input!AJ167","v":110.31893189079442},{"$f":"M_Input!AK167","v":70.071926132329608},{"$f":"M_Input!AL167","v":48.667588501657285},{"$f":"M_Input!AM167","v":35.648820149867582},null,1104.1442391408859,2203.6624352440831,2271.533114949093,906.89840499117861,6486.2381943252412,null,9.5127443709906598E-2,0.18985633111433473,0.19570372317989945,7.8133747306899162E-2,0.13970531132775998,null,"Portl",0,0.15530071398391629,0.26054037175476308,0]
[null,null,{"$f":"M_Input!A168","v":"Portland-COM-(Average)-(2014)"},{"$f":"M_Input!B168","v":0},{"$f":"M_Input!C168","v":6486.2381943252412},{"$f":"M_Input!D168","v":19610},{"$f":"M_Input!E168","v":0},{"$f":"M_Input!F168","v":19610},{"$f":"M_Input!G168","v":18315.979100992798},{"$f":"M_Input!H168","v":1775.3197190134911},{"$f":"M_Input!I168","v":26484.318776682008},{"$f":"M_Input!J168","v":126.86436709152032},{"$f":"M_Input!K168","v":226.07522386754317},{"$f":"M_Input!L168","v":0.17332474350464536},{"$f":"M_Input!M168","v":61.620336043390886},{"$f":"M_Input!N168","v":0.10381187170120601},{"$f":"M_Input!O168","v":211.0495990865353},{"$f":"M_Input!P168","v":258.21035109665956},{"$f":"M_Input!Q168","v":463.11460017875464},{"$f":"M_Input!R168","v":497.42628137164621},{"$f":"M_Input!S168","v":647.39882924409687},{"$f":"M_Input!T168","v":691.01896357867395},{"$f":"M_Input!U168","v":733.04652727482949},{"$f":"M_Input!V168","v":679.10668438575965},{"$f":"M_Input!W168","v":503.11868998124248},{"$f":"M_Input!X168","v":401.91188628172711},{"$f":"M_Input!Y168","v":198.31430083112426},{"$f":"M_Input!Z168","v":152.28388309447277},{"$f":"M_Input!AA168","v":0},{"$f":"M_Input!AB168","v":49.395749135846195},{"$f":"M_Input!AC168","v":54.942031950181232},{"$f":"M_Input!AD168","v":67.431907692908808},{"$f":"M_Input!AE168","v":117.45055075052164},{"$f":"M_Input!AF168","v":150.68095643024688},{"$f":"M_Input!AG168","v":99.686853868897501},{"$f":"M_Input!AH168","v":157.14837569409238},{"$f":"M_Input!AI168","v":88.793905722375001},{"$f":"M_Input!AJ168","v":110.31893189079442},{"$f":"M_Input!AK168","v":70.071926132329608},{"$f":"M_Input!AL168","v":48.667588501657285},{"$f":"M_Input!AM168","v":35.648820149867582},null,1104.1442391408859,2203.6624352440831,2271.533114949093,906.89840499117861,6486.2381943252412,null,9.5127443709906598E-2,0.18985633111433473,0.19570372317989945,7.8133747306899162E-2,0.13970531132775998,null,"Portl",0,0.15530071398391629,0.26054037175476308,0]
[null,"Portland-COM-(Average)-(2014)",{"$f":"M_Input!A169","v":"Portland-RES-(Low Quartile)-(2014)"},{"$f":"M_Input!B169","v":0},{"$f":"M_Input!C169","v":6486.2381943252412},{"$f":"M_Input!D169","v":19610},{"$f":"M_Input!E169","v":0},{"$f":"M_Input!F169","v":19610},{"$f":"M_Input!G169","v":18680.134822613592},{"$f":"M_Input!H169","v":1163.0755171726973},{"$f":"M_Input!I169","v":26484.318776682008},{"$f":"M_Input!J169","v":126.86436709152032},{"$f":"M_Input!K169","v":237.15178523278877},{"$f":"M_Input!L169","v":0.16526022935494813},{"$f":"M_Input!M169","v":61.620336043390886},{"$f":"M_Input!N169","v":0.10381187170120601},{"$f":"M_Input!O169","v":211.0495990865353},{"$f":"M_Input!P169","v":258.21035109665956},{"$f":"M_Input!Q169","v":463.11460017875464},{"$f":"M_Input!R169","v":497.42628137164621},{"$f":"M_Input!S169","v":647.39882924409687},{"$f":"M_Input!T169","v":691.01896357867395},{"$f":"M_Input!U169","v":733.04652727482949},{"$f":"M_Input!V169","v":679.10668438575965},{"$f":"M_Input!W169","v":503.11868998124248},{"$f":"M_Input!X169","v":401.91188628172711},{"$f":"M_Input!Y169","v":198.31430083112426},{"$f":"M_Input!Z169","v":152.28388309447277},{"$f":"M_Input!AA169","v":0},{"$f":"M_Input!AB169","v":49.395749135846195},{"$f":"M_Input!AC169","v":54.942031950181232},{"$f":"M_Input!AD169","v":67.431907692908808},{"$f":"M_Input!AE169","v":117.45055075052164},{"$f":"M_Input!AF169","v":150.68095643024688},{"$f":"M_Input!AG169","v":99.686853868897501},{"$f":"M_Input!AH169","v":157.14837569409238},{"$f":"M_Input!AI169","v":88.793905722375001},{"$f":"M_Input!AJ169","v":110.31893189079442},{"$f":"M_Input!AK169","v":70.071926132329608},{"$f":"M_Input!AL169","v":48.667588501657285},{"$f":"M_Input!AM169","v":35.648820149867582},null,1104.1442391408859,2203.6624352440831,2271.533114949093,906.89840499117861,6486.2381943252412,null,9.5127443709906598E-2,0.18985633111433473,0.19570372317989945,7.8133747306899162E-2,0.13970531132775998,null,"Portl",0,0.15530071398391629,0.26054037175476308,0]
[null,null,{"$f":"M_Input!A170","v":"Portland-RES-(Average)-(Fed Tax Credit)"},{"$f":"M_Input!B170","v":0},{"$f":"M_Input!C170","v":6486.2381943252412},{"$f":"M_Input!D170","v":21465},{"$f":"M_Input!E170","v":0},{"$f":"M_Input!F170","v":21465},{"$f":"M_Input!G170","v":20320.576909142394},{"$f":"M_Input!H170","v":1163.0755171726973},{"$f":"M_Input!I170","v":28989.592174476253},{"$f":"M_Input!J170","v":138.95100864236809},{"$f":"M_Input!K170","v":255.76143175257621},{"$f":"M_Input!L170","v":0.15327817899985802},{"$f":"M_Input!M170","v":61.620336043390886},{"$f":"M_Input!N170","v":0.10381187170120601},{"$f":"M_Input!O170","v":211.0495990865353},{"$f":"M_Input!P170","v":258.21035109665956},{"$f":"M_Input!Q170","v":463.11460017875464},{"$f":"M_Input!R170","v":497.42628137164621},{"$f":"M_Input!S170","v":647.39882924409687},{"$f":"M_Input!T170","v":691.01896357867395},{"$f":"M_Input!U170","v":733.04652727482949},{"$f":"M_Input!V170","v":679.10668438575965},{"$f":"M_Input!W170","v":503.11868998124248},{"$f":"M_Input!X170","v":401.91188628172711},{"$f":"M_Input!Y170","v":198.31430083112426},{"$f":"M_Input!Z170","v":152.28388309447277},{"$f":"M_Input!AA170","v":0},{"$f":"M_Input!AB170","v":49.395749135846195},{"$f":"M_Input!AC170","v":54.942031950181232},{"$f":"M_Input!AD170","v":67.431907692908808},{"$f":"M_Input!AE170","v":117.45055075052164},{"$f":"M_Input!AF170","v":150.68095643024688},{"$f":"M_Input!AG170","v":99.686853868897501},{"$f":"M_Input!AH170","v":157.14837569409238},{"$f":"M_Input!AI170","v":88.793905722375001},{"$f":"M_Input!AJ170","v":110.31893189079442},{"$f":"M_Input!AK170","v":70.071926132329608},{"$f":"M_Input!AL170","v":48.667588501657285},{"$f":"M_Input!AM170","v":35.648820149867582},null,1104.1442391408859,2203.6624352440831,2271.533114949093,906.89840499117861,6486.2381943252412,null,9.5127443709906598E-2,0.18985633111433473,0.19570372317989945,7.8133747306899162E-2,0.13970531132775998,null,"Portl",0,0.15530071398391629,0.26054037175476308,0]
[null,"Portland-RES-(Average)-(2014)",{"$f":"M_Input!A171","v":"Portland-RES-(Average)-(2014)"},{"$f":"M_Input!B171","v":0},{"$f":"M_Input!C171","v":6486.2381943252412},{"$f":"M_Input!D171","v":23850},{"$f":"M_Input!E171","v":0},{"$f":"M_Input!F171","v":23850},{"$f":"M_Input!G171","v":22429.71673467943},{"$f":"M_Input!H171","v":1163.0755171726973},{"$f":"M_Input!I171","v":32210.657971640281},{"$f":"M_Input!J171","v":154.4909763506011},{"$f":"M_Input!K171","v":279.68812013516015},{"$f":"M_Input!L171","v":0.14020804080852295},{"$f":"M_Input!M171","v":61.620336043390886},{"$f":"M_Input!N171","v":0.10381187170120601},{"$f":"M_Input!O171","v":211.0495990865353},{"$f":"M_Input!P171","v":258.21035109665956},{"$f":"M_Input!Q171","v":463.11460017875464},{"$f":"M_Input!R171","v":497.42628137164621},{"$f":"M_Input!S171","v":647.39882924409687},{"$f":"M_Input!T171","v":691.01896357867395},{"$f":"M_Input!U171","v":733.04652727482949},{"$f":"M_Input!V171","v":679.10668438575965},{"$f":"M_Input!W171","v":503.11868998124248},{"$f":"M_Input!X171","v":401.91188628172711},{"$f":"M_Input!Y171","v":198.31430083112426},{"$f":"M_Input!Z171","v":152.28388309447277},{"$f":"M_Input!AA171","v":0},{"$f":"M_Input!AB171","v":49.395749135846195},{"$f":"M_Input!AC171","v":54.942031950181232},{"$f":"M_Input!AD171","v":67.431907692908808},{"$f":"M_Input!AE171","v":117.45055075052164},{"$f":"M_Input!AF171","v":150.68095643024688},{"$f":"M_Input!AG171","v":99.686853868897501},{"$f":"M_Input!AH171","v":157.14837569409238},{"$f":"M_Input!AI171","v":88.793905722375001},{"$f":"M_Input!AJ171","v":110.31893189079442},{"$f":"M_Input!AK171","v":70.071926132329608},{"$f":"M_Input!AL171","v":48.667588501657285},{"$f":"M_Input!AM171","v":35.648820149867582},null,1104.1442391408859,2203.6624352440831,2271.533114949093,906.89840499117861,6486.2381943252412,null,9.5127443709906598E-2,0.18985633111433473,0.19570372317989945,7.8133747306899162E-2,0.13970531132775998,null,"Portl",0,0.15530071398391629,0.26054037175476308,0]

{"sheet":"SC Summary","index":2,"n_rows":39,"n_cols":17,"rows_kept":39,"cut":false,"hidden":false,"merged":[]}
["These estimates used for initial all resource supply bar and whisker chart March 7, 2015"]
[null,"Supply Curve Results"]
[null,"Distributed Solar PV"]
[null,null,null,null,"Whisker Low",null,"Whisker High"]
[null,null,null,null,{"$f":"'Cost Curve'!$T$18","v":0.55332312177693155},null,{"$f":"'Cost Curve'!U18","v":1.5090630593916314}]
[null,null,null,null,null,null,null,null,null,"SunShot High","SunShot High","SunShot Low","SunShot Low"]
[null,null,null,null,"$/MWh","$/MWh","$/MWh","aMW","MW","MW","aMW","MW","aMW"]
[null,"lookup","Year","Resource","Low Cost","Med Cost","High Cost","aMW Plant","MW Plant","MW Potential","aMW Potential","MW Potential","aMW Potential",null,"Peak Winter","Peak Summer"]
[null,"Boise-RES-(Average)-(2025)",2025,"Distrib Solar PV East Residential",{"$f":"F9*$E$5","v":82.998468266539732},{"$f":"ROUND(VLOOKUP(B9,MeasOut,83,FALSE),-1)","v":150},{"$f":"F9*$G$5","v":226.35945890874473},null,null,{"$f":"ROUND(VLOOKUP($B9,HowBig,6,FALSE),-2)","v":2000},{"$f":"ROUND(VLOOKUP($B9,HowBig,7,FALSE),-1)","v":330},{"$f":"ROUND(VLOOKUP($B9,HowBig,11,FALSE),-2)","v":1100},{"$f":"ROUND(VLOOKUP($B9,HowBig,12,FALSE),-1)","v":180},null,{"$f":"J9*forRPM!$AA$18","v":3.850409130856459},{"$f":"J9*forRPM!$Z$18","v":721.25753145120689}]
[null,"Boise-COM-(Average)-(2025)",2025,"Distrib Solar PV East Commercial",{"$f":"F10*$E$5","v":66.39877461323178},{"$f":"ROUND(VLOOKUP(B10,MeasOut,83,FALSE),-1)","v":120},{"$f":"F10*$G$5","v":181.08756712699576},null,null,{"$f":"ROUND(VLOOKUP($B10,HowBig,6,FALSE),-2)","v":1200},{"$f":"ROUND(VLOOKUP($B10,HowBig,7,FALSE),-1)","v":200},{"$f":"ROUND(VLOOKUP($B10,HowBig,11,FALSE),-2)","v":700},{"$f":"ROUND(VLOOKUP($B10,HowBig,12,FALSE),-1)","v":110},null,{"$f":"J10*forRPM!$AA$19","v":2.3102454785138753},{"$f":"J10*forRPM!$Z$19","v":432.7545188707241}]
[null,"Portland-RES-(Average)-(2025)",2025,"Distrib Solar PV West Residential",{"$f":"F11*$E$5","v":110.66462435538631},{"$f":"ROUND(VLOOKUP(B11,MeasOut,83,FALSE),-1)","v":200},{"$f":"F11*$G$5","v":301.81261187832627},null,null,{"$f":"ROUND(VLOOKUP($B11,HowBig,6,FALSE),-2)","v":3800},{"$f":"ROUND(VLOOKUP($B11,HowBig,7,FALSE),-1)","v":500},{"$f":"ROUND(VLOOKUP($B11,HowBig,11,FALSE),-2)","v":2100},{"$f":"ROUND(VLOOKUP($B11,HowBig,12,FALSE),-1)","v":280},null,{"$f":"J11*forRPM!$AA$20","v":0},{"$f":"J11*forRPM!$Z$20","v":990.05341266809967}]
[null,"Portland-COM-(Average)-(2025)",2025,"Distrib Solar PV West Commercial",{"$f":"F12*$E$5","v":88.531699484309044},{"$f":"ROUND(VLOOKUP(B12,MeasOut,83,FALSE),-1)","v":160},{"$f":"F12*$G$5","v":241.45008950266103},null,null,{"$f":"ROUND(VLOOKUP($B12,HowBig,6,FALSE),-2)","v":2400},{"$f":"ROUND(VLOOKUP($B12,HowBig,7,FALSE),-1)","v":320},{"$f":"ROUND(VLOOKUP($B12,HowBig,11,FALSE),-2)","v":1300},{"$f":"ROUND(VLOOKUP($B12,HowBig,12,FALSE),-1)","v":180},null,{"$f":"J12*forRPM!$AA$21","v":0},{"$f":"J12*forRPM!$Z$21","v":625.29689221143144}]
[null,null,null,null,{"$f":"SUMPRODUCT(E9:E12,J9:J12)/J13","v":93.476289083166748},{"$f":"SUMPRODUCT(F9:F12,K9:K12)/K13","v":166.44444444444446},{"$f":"SUMPRODUCT(G9:G12,L9:L12)/L13","v":254.50928905508863},null,null,{"$f":"SUM(J9:J12)","v":9400},{"$f":"SUM(K9:K12)","v":1350},{"$f":"SUM(L9:L12)","v":5200},{"$f":"SUM(M9:M12)","v":750},null,{"$f":"SUM(O9:O12)","v":6.1606546093703347},{"$f":"SUM(P9:P12)","v":2769.3623552014619},{"$f":"ROUND(P13,-2)","v":2800}]
[]
[null,"Boise-RES-(Average)-(2035)",2035,"Distrib Solar PV East Residential",{"$f":"F15*$E$5","v":77.465237048770419},{"$f":"ROUND(VLOOKUP(B15,MeasOut,83,FALSE),-1)","v":140},{"$f":"F15*$G$5","v":211.2688283148284},null,null,{"$f":"ROUND(VLOOKUP($B15,HowBig,6,FALSE),-2)","v":6000},{"$f":"ROUND(VLOOKUP($B15,HowBig,7,FALSE),-1)","v":1000},{"$f":"ROUND(VLOOKUP($B15,HowBig,11,FALSE),-2)","v":3300},{"$f":"ROUND(VLOOKUP($B15,HowBig,12,FALSE),-1)","v":550},null,{"$f":"J15*forRPM!$AA$18","v":11.551227392569377},{"$f":"J15*forRPM!$Z$18","v":2163.7725943536207}]
[null,"Boise-COM-(Average)-(2035)",2035,"Distrib Solar PV East Commercial",{"$f":"F16*$E$5","v":55.332312177693154},{"$f":"ROUND(VLOOKUP(B16,MeasOut,83,FALSE),-1)","v":100},{"$f":"F16*$G$5","v":150.90630593916313},null,null,{"$f":"ROUND(VLOOKUP($B16,HowBig,6,FALSE),-2)","v":3600},{"$f":"ROUND(VLOOKUP($B16,HowBig,7,FALSE),-1)","v":600},{"$f":"ROUND(VLOOKUP($B16,HowBig,11,FALSE),-2)","v":2000},{"$f":"ROUND(VLOOKUP($B16,HowBig,12,FALSE),-1)","v":330},null,{"$f":"J16*forRPM!$AA$19","v":6.9307364355416263},{"$f":"J16*forRPM!$Z$19","v":1298.2635566121724}]
[null,"Portland-RES-(Average)-(2035)",2035,"Distrib Solar PV West Residential",{"$f":"F17*$E$5","v":99.598161919847684},{"$f":"ROUND(VLOOKUP(B17,MeasOut,83,FALSE),-1)","v":180},{"$f":"F17*$G$5","v":271.63135069049366},null,null,{"$f":"ROUND(VLOOKUP($B17,HowBig,6,FALSE),-2)","v":11400},{"$f":"ROUND(VLOOKUP($B17,HowBig,7,FALSE),-1)","v":1470},{"$f":"ROUND(VLOOKUP($B17,HowBig,11,FALSE),-2)","v":6300},{"$f":"ROUND(VLOOKUP($B17,HowBig,12,FALSE),-1)","v":810},null,{"$f":"J17*forRPM!$AA$20","v":0},{"$f":"J17*forRPM!$Z$20","v":2970.1602380042991}]
[null,"Portland-COM-(Average)-(2035)",2035,"Distrib Solar PV West Commercial",{"$f":"F18*$E$5","v":71.932005831001106},{"$f":"ROUND(VLOOKUP(B18,MeasOut,83,FALSE),-1)","v":130},{"$f":"F18*$G$5","v":196.1781977209121},null,null,{"$f":"ROUND(VLOOKUP($B18,HowBig,6,FALSE),-2)","v":7100},{"$f":"ROUND(VLOOKUP($B18,HowBig,7,FALSE),-1)","v":930},{"$f":"ROUND(VLOOKUP($B18,HowBig,11,FALSE),-2)","v":3900},{"$f":"ROUND(VLOOKUP($B18,HowBig,12,FALSE),-1)","v":510},null,{"$f":"J18*forRPM!$AA$21","v":0},{"$f":"J18*forRPM!$Z$21","v":1849.8366394588179}]
[null,null,null,null,{"$f":"SUMPRODUCT(E15:E18,J15:J18)/J19","v":82.210819694615282},{"$f":"SUMPRODUCT(F15:F18,K15:K18)/K19","v":146.375},{"$f":"SUMPRODUCT(G15:G18,L15:L18)/L19","v":224.21756295347916},null,null,{"$f":"SUM(J15:J18)","v":28100},{"$f":"SUM(K15:K18)","v":4000},{"$f":"SUM(L15:L18)","v":15500},2200,null,{"$f":"SUM(O15:O18)","v":18.481963828111002},{"$f":"SUM(P15:P18)","v":8282.0330284289103},{"$f":"ROUND(P19,-2)","v":8300}]
[]
[null,"Boise-RES-(Average)-(2030)",null,null,null,null,null,null,null,{"$f":"ROUND(VLOOKUP($B21,HowBig,6,FALSE),-2)","v":4300},{"$f":"ROUND(VLOOKUP($B21,HowBig,7,FALSE),-1)","v":710},{"$f":"ROUND(VLOOKUP($B21,HowBig,11,FALSE),-2)","v":2400},{"$f":"ROUND(VLOOKUP($B21,HowBig,12,FALSE),-1)","v":390},null,{"$f":"J21*forRPM!$AA$18","v":8.2783796313413873},{"$f":"J21*forRPM!$Z$18","v":1550.7036926200947}]
[null,"Boise-COM-(Average)-(2030)",null,null,null,null,null,null,null,{"$f":"ROUND(VLOOKUP($B22,HowBig,6,FALSE),-2)","v":2600},{"$f":"ROUND(VLOOKUP($B22,HowBig,7,FALSE),-1)","v":430},{"$f":"ROUND(VLOOKUP($B22,HowBig,11,FALSE),-2)","v":1400},{"$f":"ROUND(VLOOKUP($B22,HowBig,12,FALSE),-1)","v":240},null,{"$f":"J22*forRPM!$AA$19","v":5.0055318701133968},{"$f":"J22*forRPM!$Z$19","v":937.63479088656891}]
[null,"Portland-RES-(Average)-(2030)",null,null,null,null,null,null,null,{"$f":"ROUND(VLOOKUP($B23,HowBig,6,FALSE),-2)","v":8200},{"$f":"ROUND(VLOOKUP($B23,HowBig,7,FALSE),-1)","v":1060},{"$f":"ROUND(VLOOKUP($B23,HowBig,11,FALSE),-2)","v":4500},{"$f":"ROUND(VLOOKUP($B23,HowBig,12,FALSE),-1)","v":590},null,{"$f":"J23*forRPM!$AA$20","v":0},{"$f":"J23*forRPM!$Z$20","v":2136.4310483890572}]
[null,"Portland-COM-(Average)-(2030)",null,null,null,null,null,null,null,{"$f":"ROUND(VLOOKUP($B24,HowBig,6,FALSE),-2)","v":5100},{"$f":"ROUND(VLOOKUP($B24,HowBig,7,FALSE),-1)","v":680},{"$f":"ROUND(VLOOKUP($B24,HowBig,11,FALSE),-2)","v":2800},{"$f":"ROUND(VLOOKUP($B24,HowBig,12,FALSE),-1)","v":370},null,{"$f":"J24*forRPM!$AA$21","v":0},{"$f":"J24*forRPM!$Z$21","v":1328.7558959492917}]
[null,null,null,null,null,null,null,null,null,{"$f":"SUM(J21:J24)","v":20200},{"$f":"SUM(K21:K24)","v":2880},{"$f":"SUM(L21:L24)","v":11100},{"$f":"SUM(M21:M24)","v":1590},null,{"$f":"SUM(O21:O24)","v":13.283911501454785},{"$f":"SUM(P21:P24)","v":5953.5254278450129},{"$f":"ROUND(P25,-2)","v":6000}]
[]
[null,"Boise-RES-(Average)-(2020)",null,null,null,null,null,null,null,{"$f":"ROUND(VLOOKUP($B27,HowBig,6,FALSE),-2)","v":500},{"$f":"ROUND(VLOOKUP($B27,HowBig,7,FALSE),-1)","v":80},{"$f":"ROUND(VLOOKUP($B27,HowBig,11,FALSE),-2)","v":300},{"$f":"ROUND(VLOOKUP($B27,HowBig,12,FALSE),-1)","v":50},null,{"$f":"J27*forRPM!$AA$18","v":0.96260228271411474},{"$f":"J27*forRPM!$Z$18","v":180.31438286280172}]
[null,"Boise-COM-(Average)-(2020)",null,null,null,null,null,null,null,{"$f":"ROUND(VLOOKUP($B28,HowBig,6,FALSE),-2)","v":300},{"$f":"ROUND(VLOOKUP($B28,HowBig,7,FALSE),-1)","v":50},{"$f":"ROUND(VLOOKUP($B28,HowBig,11,FALSE),-2)","v":200},{"$f":"ROUND(VLOOKUP($B28,HowBig,12,FALSE),-1)","v":30},null,{"$f":"J28*forRPM!$AA$19","v":0.57756136962846882},{"$f":"J28*forRPM!$Z$19","v":108.18862971768102}]
[null,"Portland-RES-(Average)-(2020)",null,null,null,null,null,null,null,{"$f":"ROUND(VLOOKUP($B29,HowBig,6,FALSE),-2)","v":1000},{"$f":"ROUND(VLOOKUP($B29,HowBig,7,FALSE),-1)","v":130},{"$f":"ROUND(VLOOKUP($B29,HowBig,11,FALSE),-2)","v":500},{"$f":"ROUND(VLOOKUP($B29,HowBig,12,FALSE),-1)","v":70},null,{"$f":"J29*forRPM!$AA$20","v":0},{"$f":"J29*forRPM!$Z$20","v":260.5403717547631}]
[null,"Portland-COM-(Average)-(2020)",null,null,null,null,null,null,null,{"$f":"ROUND(VLOOKUP($B30,HowBig,6,FALSE),-2)","v":600},{"$f":"ROUND(VLOOKUP($B30,HowBig,7,FALSE),-1)","v":80},{"$f":"ROUND(VLOOKUP($B30,HowBig,11,FALSE),-2)","v":300},{"$f":"ROUND(VLOOKUP($B30,HowBig,12,FALSE),-1)","v":40},null,{"$f":"J30*forRPM!$AA$21","v":0},{"$f":"J30*forRPM!$Z$21","v":156.32422305285786}]
[null,null,null,null,null,null,null,null,null,{"$f":"SUM(J27:J30)","v":2400},{"$f":"SUM(K27:K30)","v":340},{"$f":"SUM(L27:L30)","v":1300},{"$f":"SUM(M27:M30)","v":190},null,{"$f":"SUM(O27:O30)","v":1.5401636523425837},{"$f":"SUM(P27:P30)","v":705.36760738810369},{"$f":"ROUND(P31,-2)","v":700}]
[]
[]
[null,null,null,null,null,null,null,null,"Scenario 3B Inputs"]
[null,null,null,null,null,null,null,null,"Year","Connected (MW)","Energy (aMW)","Winter Peak (MW)","Summer Peak (MW)","Cost ($/MWh)"]
[null,null,null,null,null,null,null,null,2020,{"$f":"J31","v":2400},{"$f":"K31","v":340},{"$f":"O31","v":1.5401636523425837},{"$f":"Q31","v":700},{"$f":"ROUND(F13*(0.83/0.77),-1)","v":180}]
[null,null,null,null,null,null,null,null,2025,{"$f":"J13","v":9400},{"$f":"K13","v":1350},{"$f":"O13","v":6.1606546093703347},{"$f":"Q13","v":2800},{"$f":"ROUND(F13,-1)","v":170}]
[null,null,null,null,null,null,null,null,2030,{"$f":"J25","v":20200},{"$f":"K25","v":2880},{"$f":"O25","v":13.283911501454785},{"$f":"Q25","v":6000},{"$f":"ROUND(F19*(0.72/0.69),-1)","v":150}]
[null,null,null,null,null,null,null,null,2035,{"$f":"J19","v":28100},{"$f":"K19","v":4000},{"$f":"O19","v":18.481963828111002},{"$f":"Q19","v":8300},{"$f":"ROUND(F19,-1)","v":150}]

{"sheet":"M_Input","index":3,"n_rows":171,"n_cols":105,"rows_kept":171,"cut":false,"hidden":false,"merged":[[5,8,5,13],[5,14,5,15],[5,17,5,19]]}
["Data Set Name",{"$error":"#REF!"},{"$error":"#REF!"},{"$error":"#REF!"},{"$error":"#REF!"},{"$error":"#REF!"},{"$error":"#REF!"},null,null,null,null,null,null,null,{"$error":"#REF!"}]
["Measure Index Name",null,null,null,null,"Beta04"]
["Costs must be denominated in the same year as 'Input Cost Reference Year' =",null,2012]
[null,null,null,null,null,"Var O&M (Sys Integration)",null,"Fixed O&M"]
[1,2,3,4,5,6,7,8,9,10,11,12,13,14,15,16,17,18,19,20,21,22,23,24,25,26,27,28,29,30,31,32,33,34,35,36,37,38,39,40,41,42,43,44,45,46,47,48,49,50,51,52,53,54,55,56,57,58,59,60,61,62,63,64,65,66,67,68,69,70,71,72,73,74,75,76,77,78,79,80,81,82,83,84,85,86,87,88,89,90,91,92,93,94,95,96,97,98,99,100,101,102,103,104,105]
["Input Data",null,null,null,null,null,null,null,"Periodic Replacement Costs and Savings and Replacement Period",null,null,null,null,null,"Gas Inputs",null,"Retro or LO","Early Retrofit Parameters"]
["Category Name","Measure Name","Savings (kwh/yr)","Life (yrs)","Capital Cost","Annual O&M","Shape Pointer","Non-E Val ($/yr)","Cost 1 ($)","Period 1 ","Cost 2 ($)","Period 2","Cost 3 ($)","Period 3","Savings (therms/yr)","Shape Pointer","R or L","Savings 2\n(kWh)","Remaining\nLife (yrs)","Salvage Value ($)"]
["Boise-RES-(Average)-(2014)","Boise-RES-(Average)-(2014)",7723,25,23850,8.2636099999999999,"Residential-RES-SolarPV-Boise",-169.6,1925,10,null,null,null,null,null,null,"R"]
["Boise-RES-(Low Quartile)-(2014)","Boise-RES-(Low Quartile)-(2014)",7723,25,19610,8.2636099999999999,"Residential-RES-SolarPV-Boise",-169.6,1925,10,null,null,null,null,null,null,"R"]
["Boise-COM-(Average)-(2014)","Boise-COM-(Average)-(2014)",7723,25,19610,8.2636099999999999,"Residential-RES-SolarPV-Boise",-124.55,1660,15,null,null,null,null,null,null,"R"]
["Boise-COM-(Low Quartile)-(2014)","Boise-COM-(Low Quartile)-(2014)",7723,25,14840,8.2636099999999999,"Residential-RES-SolarPV-Boise",-124.55,1660,15,null,null,null,null,null,null,"R"]
["Boise-RES-(Average)-(Fed Tax Credit)","Boise-RES-(Average)-(Fed Tax Credit)",7723,25,21465,8.2636099999999999,"Residential-RES-SolarPV-Boise",-169.6,1925,10,null,null,null,null,null,null,"R"]
["Boise-RES-(Low Quartile)-(Fed Tax Credit)","Boise-RES-(Low Quartile)-(Fed Tax Credit)",7723,25,17649,8.2636099999999999,"Residential-RES-SolarPV-Boise",-169.6,1925,10,null,null,null,null,null,null,"R"]
["Boise-COM-(Average)-(Fed Tax Credit)","Boise-COM-(Average)-(Fed Tax Credit)",7723,25,17649,8.2636099999999999,"Residential-RES-SolarPV-Boise",-124.55,1660,15,null,null,null,null,null,null,"R"]
["Boise-COM-(Low Quartile)-(Fed Tax Credit)","Boise-COM-(Low Quartile)-(Fed Tax Credit)",7723,25,13356,8.2636099999999999,"Residential-RES-SolarPV-Boise",-124.55,1660,15,null,null,null,null,null,null,"R"]
["Boise-RES-(Average)-(2025)","Boise-RES-(Average)-(2025)",7723,25,15672.091139907669,8.2636099999999999,"Residential-RES-SolarPV-Boise",-169.6,1925,10,null,null,null,null,null,null,"R"]
["Boise-COM-(Average)-(2025)","Boise-COM-(Average)-(2025)",7723,25,12885.941603924082,8.2636099999999999,"Residential-RES-SolarPV-Boise",-124.55,1660,15,null,null,null,null,null,null,"R"]
["Boise-RES-(Average)-(2035)","Boise-RES-(Average)-(2035)",7723,25,14178.604841877455,8.2636099999999999,"Residential-RES-SolarPV-Boise",-169.6,1925,10,null,null,null,null,null,null,"R"]
["Boise-COM-(Average)-(2035)","Boise-COM-(Average)-(2035)",7723,25,10492.167582989317,8.2636099999999999,"Residential-RES-SolarPV-Boise",-124.55,1660,15,null,null,null,null,null,null,"R"]
["Portland-RES-(Average)-(2014)","Portland-RES-(Average)-(2014)",6043,25,23850,6.4660099999999998,"Residential-RES-SolarPV-Portland",-169.6,1925,10,null,null,null,null,null,null,"R"]
["Portland-RES-(Low Quartile)-(2014)","Portland-RES-(Low Quartile)-(2014)",6043,25,19610,6.4660099999999998,"Residential-RES-SolarPV-Portland",-169.6,1925,10,null,null,null,null,null,null,"R"]
["Portland-COM-(Average)-(2014)","Portland-COM-(Average)-(2014)",6043,25,19610,6.4660099999999998,"Residential-RES-SolarPV-Portland",-124.55,1660,15,null,null,null,null,null,null,"R"]
["Portland-COM-(Low Quartile)-(2014)","Portland-COM-(Low Quartile)-(2014)",6043,25,14840,6.4660099999999998,"Residential-RES-SolarPV-Portland",-124.55,1660,15,null,null,null,null,null,null,"R"]
["Portland-RES-(Average)-(Fed Tax Credit)","Portland-RES-(Average)-(Fed Tax Credit)",6043,25,21465,6.4660099999999998,"Residential-RES-SolarPV-Portland",-169.6,1925,10,null,null,null,null,null,null,"R"]
["Portland-RES-(Low Quartile)-(Fed Tax Credit)","Portland-RES-(Low Quartile)-(Fed Tax Credit)",6043,25,17649,6.4660099999999998,"Residential-RES-SolarPV-Portland",-169.6,1925,10,null,null,null,null,null,null,"R"]
["Portland-COM-(Average)-(Fed Tax Credit)","Portland-COM-(Average)-(Fed Tax Credit)",6043,25,17649,6.4660099999999998,"Residential-RES-SolarPV-Portland",-124.55,1660,15,null,null,null,null,null,null,"R"]
["Portland-COM-(Low Quartile)-(Fed Tax Credit)","Portland-COM-(Low Quartile)-(Fed Tax Credit)",6043,25,13356,6.4660099999999998,"Residential-RES-SolarPV-Portland",-124.55,1660,15,null,null,null,null,null,null,"R"]
["Portland-RES-(Average)-(2025)","Portland-RES-(Average)-(2025)",6043,25,15672.091139907669,6.4660099999999998,"Residential-RES-SolarPV-Portland",-169.6,1925,10,null,null,null,null,null,null,"R"]
["Portland-COM-(Average)-(2025)","Portland-COM-(Average)-(2025)",6043,25,12885.941603924082,6.4660099999999998,"Residential-RES-SolarPV-Portland",-124.55,1660,15,null,null,null,null,null,null,"R"]
["Portland-RES-(Average)-(2035)","Portland-RES-(Average)-(2035)",6043,25,14178.604841877455,6.4660099999999998,"Residential-RES-SolarPV-Portland",-169.6,1925,10,null,null,null,null,null,null,"R"]
["Portland-COM-(Average)-(2035)","Portland-COM-(Average)-(2035)",6043,25,10492.167582989317,6.4660099999999998,"Residential-RES-SolarPV-Portland",-124.55,1660,15,null,null,null,null,null,null,"R"]
[]
[]
[]
["ProCost Results"]
["Version:    ","ProCost 3.0 - Beta04"]
["Run Time:","Thursday, 25 June , 2015 at 10:07 PM"]
[]
["Regurgitation of ProData input parameters which were used for this run"]
[null,"Run Parameters",null,"Run Parameters",null,null,"Marginal Cost & Conservation Load Shape Parameters",null,null,null,null,null,null,null,null,null,"Sponsor Parameters",null,null,null,null,null,"Program Parameters",null,null,"Utility System Parameters"]
[null,"Run Type","Electric","Run Type","Electric",null,"Marginal Costs and Savings Shape File","Q:\\SeventhPlan\\Conservation Analysis\\Global EE Inputs\\MC Files\\MC_AND_LOADSHAPE_v3.0_24segment-7P-D9 - NewSegValues.xlsx",null,null,"6P MidC Final (with carbon)",null,null,null,null,null,null,"Customer","Wholesale Elec","Retail Elec","Nat Gas",null,"Program Life (yrs)",20,null,null,"Electric","Gas"]
[null,"Negative B/C Ratios","Off","Negative B/C Ratios","Off",null,"Marginal Elec Avoided Cost Input Worksheet","7P Mid",null,null,"Conservation Load Shapes",null,null,null,null,null,"Real After-Tax Cost of Capital",4.3096045197740109E-2,4.387844424080023E-2,5.3289007766645871E-2,5.447903102274565E-2,null,"Program Start Date",2016,null,"Bulk System T&D Loss Factor",4.03890184699085E-3,0.01]
[null,"Admin Cost @ Category Level","On","Admin Cost @ Category Level","On",null,"Elec Savings Shape Input Worksheet","GLSShapes",null,null,"6P_Gas_Final",null,null,null,null,null,"Financial Life (years)",12,12,1,1,null,"Present Value Time Zero",2016,null,"Bulk System T&D Credit ($/kw-yr)($/dailytherm-yr)",26,0]
[null,"Repeat Periodic Replacement ","On","Repeat Periodic Replacement ","On",null,"Marginal Gas Avoided Cost Input Worksheet","7P Gas",null,null,"Conservation Load Shapes",null,null,null,null,null,null,"Customer","Wholesale Elec","Retail Elec","Nat Gas",null,"Input Cost Reference Year",2012,null,"Bulk System T&D I2R Loss Component (%)",0.9,"N/A"]
[null,null,null,null,null,null,"Gas Savings Shape Input Worksheet","GLSShapes",null,null,null,null,null,null,null,null,"Sponsor Share of Initial Capital Cost ",0.35,0.19500000000000001,0.45499999999999996,0,null,"Real Discount Rate",0.04,null,"Local System Dist Loss Factor",4.7399348199455904E-2,0]
[null,"Run Type:","Electric",null,null,null,"Marginal Elec CO2 per kWh Input Worksheet","CO2 lbs per kWh .95",null,null,"CO2 lbs per therm",null,null,null,null,null,"Sponsor Share of Annual O&M",1,0,0,0,null,"Capital Real Escalation Rate",0,null,"Local System Dist Credit ($/kw-yr)($/dailytherm-yr)",31,0]
[null,"Negative B/C Ratios:","False:  (Converts Negative B/C Ratios)",null,null,null,"Marginal Gas CO2 per therm Input Worksheet","CO2 lbs per therm",null,null,"Zero Dollars per ton CO2",null,null,null,null,null,"Sponsor Share of Periodic Replacement Cost",1,0,0,0,null,"Admin Cost (as % of Initial Capital Cost)",0,null,"Local System Dist I2R Loss Component (%)",0.7,"N/A"]
[null,"Admin Cost / Category Level:","True:  Admin Costs added at Category Results",null,null,null,"Marginal Avoided Cost CO2 Input Worksheet","Zero Dollars per ton CO2",null,null,"LineLossShapes",null,null,null,null,null,"Sponsor Share of Admin Cost",null,0.3,0.7,0,null,"Regional Act Conservation Credit (%)",0,null,"Risk-Mitigation Credit (mills/kWh)(mills/therm) - Retro.",0,0]
[null,"Periodic O&M Treatment:","True:  (Periodic O&M Repeats over measure life)",null,null,null,"Line Loss Shape Input Worksheet","LineLossShapes",null,null,null,null,null,null,null,null,"Last Year of Non-Customer O&M & Period Replacement",null,20,null,null,null,"Report Annual Carbon Saved for Year",2018,null,"Risk-Mitigation Credit (mills/kWh)(mills/therm) - Lost Op.",0,0]
[]
[]
[]
[]
[]
[]
[]
["Measure Results; Sorted in same order as input"]
["Total Results",null,"Measure Input Data",null,null,null,null,null,null,null,null,"Savings",null,null,null,null,null,"PV Capital",null,null,null,"PV Admin",null,null,null,"PV O&M",null,null,null,"PV Periodic Repl.",null,null,null,"Total PV Capital, O&M and Periodic Repl Costs",null,null,null,null,"PV Wholesale Electric Utility Costs & Benefits",null,null,null,null,null,null,"PV Retail Electric Utility Costs & Benefits",null,null,null,null,null,null,"PV Electric Utility System Costs & Benefits",null,null,null,null,null,"Electric Utility System Economics",null,"Sponsor Levelized Cost (mills/kwh)",null,null,null,null,"PV Regional Costs & Benefits",null,null,null,null,null,null,null,null,null,null,null,null,null,null,null,"TRC Economics",null,"Physical CO2",null,null,null,null,null,null,"Gas Inputs",null,null,null,"PV Gas Utility System Costs & Benefits",null,null,null,null,"Gas Utility System Economics"]
["Category","Measure","Measure Life","Site Savings (kWh)","Site Savings (therms)","Capital Cost ($/unit)","Annual O&M Cost ($/unit)","PV Per. Repl. Cost ($/unit)","Load Shape (electric)","Diversified Load Factor (electric)","Wholesale Power Coincidence Factor (electric)","Wholesale Electric Energy (kWh)","Wholesale Electric Demand (kw)","Retail Electric Demand (kW)","Wholesale Gas Energy (therms/yr)","Wholesale Gas Demand (therms/day)","Retail Gas Demand (therms/day)","Wholesale Electric","Retail Electric","Natural Gas","Customer","Wholesale Electric","Retail Electric","Natural Gas","Customer","Wholesale Electric","Retail Electric","Natural Gas","Customer","Wholesale Electric","Retail Electric","Natural Gas","Customer","Wholesale Electric","Retail Electric","Natural Gas","Customer","Total","Wholesale Utility System Energy","Wholesale Utility System T&D Def. Cap.","Wholesale Utility System Act C-E Credit","Wholesale Utility System Risk Mitigation Benefit","Wholesale Utility System Total System Benefit","Wholesale Utility System Total Non-Consumer Cost","Wholesale Utility System B/C Ratio","Retail Utility System Energy","Retail Utility System T&D Def. Cap.","Retail Utility System Act C-E Credit","Retail Utility System Risk Mitigation Benefit","Retail Utility System Total System Benefit","Retail Utility System Total Non-Consumer Cost","Retail Utility System System B/C Ratio","Utility System Energy","Utility System T&D Def. Cap.","Utility System Act C-E Credit","Utility System Total Risk Mitigation Benefit","Utility System Total System Benefit","Utility System Total Non-Consumer Cost","Utility System Net Levelized Cost (Net of Elec T&D Capacity Benefits, Act Credit & Risk-Mitigation Benefit) in mills/kwh","Utility System System B/C Ratio","Wholesale Electric Levelized Cost","Retail Electric Levelized Cost","Natural Gas Levelized Cost","Customer Levelized Cost","Total Levelized Cost","PV Regional Electric Energy","PV Regional Gas Energy","PV Regional Electric T&D Def. Cap.","PV Regional Gas T&D Def. Cap.","PV Regional Electric System CO2","PV Regional Gas System CO2","PV Regional Electric System Risk-Mitigation Benefit","PV Regional Gas System Risk-Mitigation Benefit","PV Regional Non-E Value","PV Regional Act Credit","PV Regional Capital Cost","PV Regional Admin Cost","PV Regional Annual O&M Cost","PV Regional Periodic Replacement Cost","PV Total Regional Benefit","PV Total Regional Cost","TRC B/C Ratio","TRC Net Levelized Cost (Net of All Benefits) in mills/kWh","Electric System CO2 Avoided (Lifetime Tons)","Gas System CO2 Avoided (Lifetime Tons)","Total System CO2 Avoided (Lifetime Tons)","Electric System CO2 Avoided (Annual Tons in 2018)","Gas System CO2 Avoided (Annual Tons in 2018)","Total System CO2 Avoided (Annual Tons in 2018)",null,"Gas Site Savings (therms)","Load Shape (gas)","Diversitfied Load Factor (gas)","Wholesale Coincidence Factor (gas)","Total Gas Utility System Energy","Gas Utility System T&D Def. Cap.","Gas Utility System Risk Mitigation Benefit","Gas Utility System Total System Benefit","Gas Utility System Total Non-Consumer Cost","Gas Utility System Net Levelized Cost (Net of Gas T&D Capacity Benefits & Risk-Mitigation Benefits) in cents/therm","Gas Utility System System B/C Ratio"]
["Boise-RES-(Average)-(2014)","Boise-RES-(Average)-(2014)",25,7723,0,23850,8.2636099999999999,1250.4432932592906,"Residential-RES-SolarPV-Boise",null,null,8292.3571050981736,0.65044643219634757,0.64575180153727973,0,0,0,4137.4585977268653,9561.0375154464818,0,7392.9021421969683,"(na)","(na)","(na)","(na)",0,0,0,112.3051566875384,0,0,0,1250.4432932592906,4137.4585977268653,9561.0375154464818,0,8755.6505921437965,22454.146705317144,4351.0216118344651,229.83426137017474,0,0,4580.8558732046395,4137.4585977268653,1.1071665770193757,4351.0216118344651,272.05530934301555,0,0,4623.0769211774805,9561.0375154464818,0.48353297575797577,4351.0216118344651,501.88957071319032,0,0,4852.9111825476548,13698.496113173347,117.0993235681397,0.35426598237165507,36.7134991504171,84.839312444915251,0,77.692758243581295,199.24556983891364,4351.0216118344651,0,501.88957071319032,0,0,0,0,0,-2304.919348106519,0,21091.398255370317,null,112.3051566875384,1250.4432932592906,2547.9918344411358,22454.146705317147,0.19600542169386867,215.24465010448415,78.778800840600525,0,78.778800840600525,3.9388696249216331,0,3.9388696249216331,null,0,null,0,0,0,0,0,0,0,9999,9999]
["Boise-RES-(Low Quartile)-(2014)","Boise-RES-(Low Quartile)-(2014)",25,7723,0,19610,8.2636099999999999,1250.4432932592906,"Residential-RES-SolarPV-Boise",null,null,8292.3571050981736,0.65044643219634757,0.64575180153727973,0,0,0,3401.9104025754227,7861.2975127004402,0,6078.6084280286168,"(na)","(na)","(na)","(na)",0,0,0,112.3051566875384,0,0,0,1250.4432932592906,3401.9104025754227,7861.2975127004402,0,7441.356877975446,18704.564793251309,4351.0216118344651,229.83426137017474,0,0,4580.8558732046395,3401.9104025754227,1.3465539450235648,4351.0216118344651,272.05530934301555,0,0,4623.0769211774805,7861.2975127004402,0.58808064619213274,4351.0216118344651,501.88957071319032,0,0,4852.9111825476548,11263.207915275863,95.489934840080608,0.43086403261417511,30.186654857009614,69.756768010263642,0,66.030449118596152,165.97387198586941,4351.0216118344651,0,501.88957071319032,0,0,0,0,0,-2304.919348106519,0,17341.816343304479,null,112.3051566875384,1250.4432932592906,2547.9918344411358,18704.564793251309,0.23098668914933265,181.97295225143986,78.778800840600525,0,78.778800840600525,3.9388696249216331,0,3.9388696249216331,null,0,null,0,0,0,0,0,0,0,9999,9999]
["Boise-COM-(Average)-(2014)","Boise-COM-(Average)-(2014)",25,7723,0,19610,8.2636099999999999,886.28757163849639,"Residential-RES-SolarPV-Boise",null,null,8292.3571050981736,0.65044643219634757,0.64575180153727973,0,0,0,3401.9104025754227,7861.2975127004402,0,6078.6084280286168,"(na)","(na)","(na)","(na)",0,0,0,112.3051566875384,0,0,0,886.28757163849639,3401.9104025754227,7861.2975127004402,0,7077.2011563546512,18340.409071630515,4351.0216118344651,229.83426137017474,0,0,4580.8558732046395,3401.9104025754227,1.3465539450235648,4351.0216118344651,272.05530934301555,0,0,4623.0769211774805,7861.2975127004402,0.58808064619213274,4351.0216118344651,501.88957071319032,0,0,4852.9111825476548,11263.207915275863,95.489934840080608,0.43086403261417511,30.186654857009614,69.756768010263642,0,62.799134421286603,162.74255728855988,4351.0216118344651,0,501.88957071319032,0,0,0,0,0,-1692.6751462657253,0,17341.816343304479,null,112.3051566875384,886.28757163849639,3160.2360362819295,18340.409071630515,0.24224483508197819,173.30892410136516,78.778800840600525,0,78.778800840600525,3.9388696249216331,0,3.9388696249216331,null,0,null,0,0,0,0,0,0,0,9999,9999]
["Boise-COM-(Low Quartile)-(2014)","Boise-COM-(Low Quartile)-(2014)",25,7723,0,14840,8.2636099999999999,886.28757163849639,"Residential-RES-SolarPV-Boise",null,null,8292.3571050981736,0.65044643219634757,0.64575180153727973,0,0,0,2574.4186830300491,5949.0900096111436,0,4600.0279995892233,"(na)","(na)","(na)","(na)",0,0,0,112.3051566875384,0,0,0,886.28757163849639,2574.4186830300491,5949.0900096111436,0,5598.6207279152577,14122.129420556452,4351.0216118344651,229.83426137017474,0,0,4580.8558732046395,2574.4186830300491,1.7793748559239968,4351.0216118344651,272.05530934301555,0,0,4623.0769211774805,5949.0900096111436,0.77710656818246115,4351.0216118344651,501.88957071319032,0,0,4852.9111825476548,8523.5086926411932,71.17937252101413,0.56935604309730281,22.843955026926192,52.78890552128059,0,49.679036655678324,125.31189720388512,4351.0216118344651,0,501.88957071319032,0,0,0,0,0,-1692.6751462657253,0,13123.536692230417,null,112.3051566875384,886.28757163849639,3160.2360362819295,14122.129420556452,0.30685875137076057,135.87826401669039,78.778800840600525,0,78.778800840600525,3.9388696249216331,0,3.9388696249216331,null,0,null,0,0,0,0,0,0,0,9999,9999]
["Boise-RES-(Average)-(Fed Tax Credit)","Boise-RES-(Average)-(Fed Tax Credit)",25,7723,0,21465,8.2636099999999999,1250.4432932592906,"Residential-RES-SolarPV-Boise",null,null,8292.3571050981736,0.65044643219634757,0.64575180153727973,0,0,0,3723.7127379541785,8604.9337639018322,0,6653.6119279772702,"(na)","(na)","(na)","(na)",0,0,0,112.3051566875384,0,0,0,1250.4432932592906,3723.7127379541785,8604.9337639018322,0,8016.3603779240993,20345.00687978011,4351.0216118344651,229.83426137017474,0,0,4580.8558732046395,3723.7127379541785,1.2301850855770842,4351.0216118344651,272.05530934301555,0,0,4623.0769211774805,8604.9337639018322,0.53725886195330652,4351.0216118344651,501.88957071319032,0,0,4852.9111825476548,12328.64650185601,104.94404240860644,0.39362886930183905,33.042149235375383,76.355381200423707,0,71.132709360777156,180.53023979657624,4351.0216118344651,0,501.88957071319032,0,0,0,0,0,-2304.919348106519,0,18982.25842983328,null,112.3051566875384,1250.4432932592906,2547.9918344411358,20345.00687978011,0.21425726219685173,196.52932006214672,78.778800840600525,0,78.778800840600525,3.9388696249216331,0,3.9388696249216331,null,0,null,0,0,0,0,0,0,0,9999,9999]
["Boise-RES-(Low Quartile)-(Fed Tax Credit)","Boise-RES-(Low Quartile)-(Fed Tax Credit)",25,7723,0,17649,8.2636099999999999,1250.4432932592906,"Residential-RES-SolarPV-Boise",null,null,8292.3571050981736,0.65044643219634757,0.64575180153727973,0,0,0,3061.7193623178796,7075.1677614303953,0,5470.7475852257548,"(na)","(na)","(na)","(na)",0,0,0,112.3051566875384,0,0,0,1250.4432932592906,3061.7193623178796,7075.1677614303953,0,6833.496035172584,16970.383158920857,4351.0216118344651,229.83426137017474,0,0,4580.8558732046395,3061.7193623178796,1.4961710500261838,4351.0216118344651,272.05530934301555,0,0,4623.0769211774805,7075.1677614303953,0.65342294021348091,4351.0216118344651,501.88957071319032,0,0,4852.9111825476548,10136.887123748274,85.495592553353276,0.47873781401575022,27.167989371308646,62.781091209237275,0,60.636631148290526,150.58571172883643,4351.0216118344651,0,501.88957071319032,0,0,0,0,0,-2304.919348106519,0,15607.63470897403,null,112.3051566875384,1250.4432932592906,2547.9918344411358,16970.38315892086,0.25176835387036767,166.58479199440694,78.778800840600525,0,78.778800840600525,3.9388696249216331,0,3.9388696249216331,null,0,null,0,0,0,0,0,0,0,9999,9999]
["Boise-COM-(Average)-(Fed Tax Credit)","Boise-COM-(Average)-(Fed Tax Credit)",25,7723,0,17649,8.2636099999999999,886.28757163849639,"Residential-RES-SolarPV-Boise",null,null,8292.3571050981736,0.65044643219634757,0.64575180153727973,0,0,0,3061.7193623178796,7075.1677614303953,0,5470.7475852257548,"(na)","(na)","(na)","(na)",0,0,0,112.3051566875384,0,0,0,886.28757163849639,3061.7193623178796,7075.1677614303953,0,6469.3403135517892,16606.227437300066,4351.0216118344651,229.83426137017474,0,0,4580.8558732046395,3061.7193623178796,1.4961710500261838,4351.0216118344651,272.05530934301555,0,0,4623.0769211774805,7075.1677614303953,0.65342294021348091,4351.0216118344651,501.88957071319032,0,0,4852.9111825476548,10136.887123748274,85.495592553353276,0.47873781401575022,27.167989371308646,62.781091209237275,0,57.405316450980976,147.3543970315269,4351.0216118344651,0,501.88957071319032,0,0,0,0,0,-1692.6751462657253,0,15607.63470897403,null,112.3051566875384,886.28757163849639,3160.2360362819295,16606.227437300066,0.26520230709933634,157.92076384433213,78.778800840600525,0,78.778800840600525,3.9388696249216331,0,3.9388696249216331,null,0,null,0,0,0,0,0,0,0,9999,9999]
["Boise-COM-(Low Quartile)-(Fed Tax Credit)","Boise-COM-(Low Quartile)-(Fed Tax Credit)",25,7723,0,13356,8.2636099999999999,886.28757163849639,"Residential-RES-SolarPV-Boise",null,null,8292.3571050981736,0.65044643219634757,0.64575180153727973,0,0,0,2316.9768147270443,5354.18100865003,0,4140.0251996303014,"(na)","(na)","(na)","(na)",0,0,0,112.3051566875384,0,0,0,886.28757163849639,2316.9768147270443,5354.18100865003,0,5138.6179279563357,12809.775751333411,4351.0216118344651,229.83426137017474,0,0,4580.8558732046395,2316.9768147270443,1.9770831732488854,4351.0216118344651,272.05530934301555,0,0,4623.0769211774805,5354.18100865003,0.8634517424249567,4351.0216118344651,501.88957071319032,0,0,4852.9111825476548,7671.1578233770742,63.616086466193458,0.63261782566366986,20.55955952423357,47.510014969152536,0,45.597228461933533,113.66680295531965,4351.0216118344651,0,501.88957071319032,0,0,0,0,0,-1692.6751462657253,0,11811.183023007376,null,112.3051566875384,886.28757163849639,3160.2360362819295,12809.775751333411,0.33462696869748054,124.23316976812491,78.778800840600525,0,78.778800840600525,3.9388696249216331,0,3.9388696249216331,null,0,null,0,0,0,0,0,0,0,9999,9999]
["Boise-RES-(Average)-(2025)","Boise-RES-(Average)-(2025)",25,7723,0,15672.091139907669,8.2636099999999999,1250.4432932592906,"Residential-RES-SolarPV-Boise",null,null,8292.3571050981736,0.65044643219634757,0.64575180153727973,0,0,0,2718.7684792943401,6282.660433297845,0,4857.9553945882399,"(na)","(na)","(na)","(na)",0,0,0,112.3051566875384,0,0,0,1250.4432932592906,2718.7684792943401,6282.660433297845,0,6220.703844535069,15222.132757127254,4351.0216118344651,229.83426137017474,0,0,4580.8558732046395,2718.7684792943401,1.6849010528449289,4351.0216118344651,272.05530934301555,0,0,4623.0769211774805,6282.660433297845,0.73584701421635978,4351.0216118344651,501.88957071319032,0,0,4852.9111825476548,9001.428912592186,75.420169902957213,0.53912675750389705,24.124834580723672,55.748823349426175,0,55.199055148687052,135.0727130788369,4351.0216118344651,0,501.88957071319032,0,0,0,0,0,-2304.919348106519,0,13859.384307180426,null,112.3051566875384,1250.4432932592906,2547.9918344411358,15222.132757127254,0.27688119789970395,151.07179334440735,78.778800840600525,0,78.778800840600525,3.9388696249216331,0,3.9388696249216331,null,0,null,0,0,0,0,0,0,0,9999,9999]
["Boise-COM-(Average)-(2025)","Boise-COM-(Average)-(2025)",25,7723,0,12885.941603924082,8.2636099999999999,886.28757163849639,"Residential-RES-SolarPV-Boise",null,null,8292.3571050981736,0.65044643219634757,0.64575180153727973,0,0,0,2235.4318607531241,5165.7430229337833,0,3994.3188799947748,"(na)","(na)","(na)","(na)",0,0,0,112.3051566875384,0,0,0,886.28757163849639,2235.4318607531241,5165.7430229337833,0,4992.9116083208091,12394.086492007717,4351.0216118344651,229.83426137017474,0,0,4580.8558732046395,2235.4318607531241,2.0492039831897784,4351.0216118344651,272.05530934301555,0,0,4623.0769211774805,5165.7430229337833,0.89494907134422141,4351.0216118344651,501.88957071319032,0,0,4852.9111825476548,7401.1748836869074,61.220408493152782,0.65569470507230732,19.835975099706129,45.837921420639297,0,44.304311876595783,109.9782083969412,4351.0216118344651,0,501.88957071319032,0,0,0,0,0,-1692.6751462657253,0,11395.493763681683,null,112.3051566875384,886.28757163849639,3160.2360362819295,12394.086492007718,0.34450154742182865,120.54457520974648,78.778800840600525,0,78.778800840600525,3.9388696249216331,0,3.9388696249216331,null,0,null,0,0,0,0,0,0,0,9999,9999]
["Boise-RES-(Average)-(2035)","Boise-RES-(Average)-(2035)",25,7723,0,14178.604841877455,8.2636099999999999,1250.4432932592906,"Residential-RES-SolarPV-Boise",null,null,8292.3571050981736,0.65044643219634757,0.64575180153727973,0,0,0,2459.6809436812423,5683.9485454876931,0,4395.0120800369023,"(na)","(na)","(na)","(na)",0,0,0,112.3051566875384,0,0,0,1250.4432932592906,2459.6809436812423,5683.9485454876931,0,5757.7605299837314,13901.390019152666,4351.0216118344651,229.83426137017474,0,0,4580.8558732046395,2459.6809436812423,1.8623780799589293,4351.0216118344651,272.05530934301555,0,0,4623.0769211774805,5683.9485454876931,0.81335657495485159,4351.0216118344651,501.88957071319032,0,0,4852.9111825476548,8143.6294891689358,67.80853641848438,0.59591502646357486,21.825836344501788,50.436188101175247,0,51.091154469074297,123.35317891475133,4351.0216118344651,0,501.88957071319032,0,0,0,0,0,-2304.919348106519,0,12538.641569205838,null,112.3051566875384,1250.4432932592906,2547.9918344411358,13901.390019152666,0.29944579438621316,139.35225918032179,78.778800840600525,0,78.778800840600525,3.9388696249216331,0,3.9388696249216331,null,0,null,0,0,0,0,0,0,0,9999,9999]
["Boise-COM-(Average)-(2035)","Boise-COM-(Average)-(2035)",25,7723,0,10492.167582989317,8.2636099999999999,886.28757163849639,"Residential-RES-SolarPV-Boise",null,null,8292.3571050981736,0.65044643219634757,0.64575180153727973,0,0,0,1820.1638983241196,4206.1219236608931,0,3252.3089392273082,"(na)","(na)","(na)","(na)",0,0,0,112.3051566875384,0,0,0,886.28757163849639,1820.1638983241196,4206.1219236608931,0,4250.901667553343,10277.187489538355,4351.0216118344651,229.83426137017474,0,0,4580.8558732046395,1820.1638983241196,2.5167271350796336,4351.0216118344651,272.05530934301555,0,0,4623.0769211774805,4206.1219236608931,1.0991305066957453,4351.0216118344651,501.88957071319032,0,0,4852.9111825476548,6026.2858219850132,49.020410062608356,0.80529057630212808,16.151118894931326,37.322779194869682,0,37.720129657845817,91.194027747646814,4351.0216118344651,0,501.88957071319032,0,0,0,0,0,-1692.6751462657253,0,9278.5947612123218,null,112.3051566875384,886.28757163849639,3160.2360362819295,10277.187489538357,0.40542747483431402,101.7603945604521,78.778800840600525,0,78.778800840600525,3.9388696249216331,0,3.9388696249216331,null,0,null,0,0,0,0,0,0,0,9999,9999]
["Portland-RES-(Average)-(2014)","Portland-RES-(Average)-(2014)",25,6043,0,23850,6.4660099999999998,1250.4432932592906,"Residential-RES-SolarPV-Portland",null,null,6486.2381943252412,0.10381187170120601,0.10306260416503391,0,0,0,4137.4585977268653,9561.0375154464818,0,7392.9021421969683,"(na)","(na)","(na)","(na)",0,0,0,87.875186049824507,0,0,0,1250.4432932592906,4137.4585977268653,9561.0375154464818,0,8731.2206215060833,22429.71673467943,3387.8928105302662,36.681767587433939,0,0,3424.5745781177002,4137.4585977268653,0.82770002339097093,3387.8928105302662,43.420287161516129,0,0,3431.3130976917823,9561.0375154464818,0.35888501557997982,3387.8928105302662,80.102054748950067,0,0,3467.9948652792164,13698.496113173347,154.4909763506011,0.25316610207628348,46.936519506688853,108.46315757564055,0,99.049476227672002,254.44915331000141,3387.8928105302662,0,80.102054748950067,0,0,0,0,0,-2304.919348106519,0,21091.398255370317,null,87.875186049824507,1250.4432932592906,1163.0755171726973,22429.71673467943,0.14020804080852295,279.68812013516015,61.620336043390886,0,61.620336043390886,3.0809631423044892,0,3.0809631423044892,null,0,null,0,0,0,0,0,0,0,9999,9999]
["Portland-RES-(Low Quartile)-(2014)","Portland-RES-(Low Quartile)-(2014)",25,6043,0,19610,6.4660099999999998,1250.4432932592906,"Residential-RES-SolarPV-Portland",null,null,6486.2381943252412,0.10381187170120601,0.10306260416503391,0,0,0,3401.9104025754227,7861.2975127004402,0,6078.6084280286168,"(na)","(na)","(na)","(na)",0,0,0,87.875186049824507,0,0,0,1250.4432932592906,3401.9104025754227,7861.2975127004402,0,7416.9269073377318,18680.134822613596,3387.8928105302662,36.681767587433939,0,0,3424.5745781177002,3401.9104025754227,1.0066621906106403,3387.8928105302662,43.420287161516129,0,0,3431.3130976917823,7861.2975127004402,0.43648177570538088,3387.8928105302662,80.102054748950067,0,0,3467.9948652792164,11263.207915275863,126.86436709152032,0.30790471874142589,38.592249372166393,89.180818451082217,0,84.139750584381403,211.91281840763003,3387.8928105302662,0,80.102054748950067,0,0,0,0,0,-2304.919348106519,0,17341.816343304479,null,87.875186049824507,1250.4432932592906,1163.0755171726973,18680.134822613592,0.16526022935494813,237.15178523278877,61.620336043390886,0,61.620336043390886,3.0809631423044892,0,3.0809631423044892,null,0,null,0,0,0,0,0,0,0,9999,9999]
["Portland-COM-(Average)-(2014)","Portland-COM-(Average)-(2014)",25,6043,0,19610,6.4660099999999998,886.28757163849639,"Residential-RES-SolarPV-Portland",null,null,6486.2381943252412,0.10381187170120601,0.10306260416503391,0,0,0,3401.9104025754227,7861.2975127004402,0,6078.6084280286168,"(na)","(na)","(na)","(na)",0,0,0,87.875186049824507,0,0,0,886.28757163849639,3401.9104025754227,7861.2975127004402,0,7052.7711857169379,18315.979100992801,3387.8928105302662,36.681767587433939,0,0,3424.5745781177002,3401.9104025754227,1.0066621906106403,3387.8928105302662,43.420287161516129,0,0,3431.3130976917823,7861.2975127004402,0.43648177570538088,3387.8928105302662,80.102054748950067,0,0,3467.9948652792164,11263.207915275863,126.86436709152032,0.30790471874142589,38.592249372166393,89.180818451082217,0,80.008663413934002,207.78173123718264,3387.8928105302662,0,80.102054748950067,0,0,0,0,0,-1692.6751462657253,0,17341.816343304479,null,87.875186049824507,886.28757163849639,1775.3197190134911,18315.979100992798,0.17332474350464536,226.07522386754317,61.620336043390886,0,61.620336043390886,3.0809631423044892,0,3.0809631423044892,null,0,null,0,0,0,0,0,0,0,9999,9999]
["Portland-COM-(Low Quartile)-(2014)","Portland-COM-(Low Quartile)-(2014)",25,6043,0,14840,6.4660099999999998,886.28757163849639,"Residential-RES-SolarPV-Portland",null,null,6486.2381943252412,0.10381187170120601,0.10306260416503391,0,0,0,2574.4186830300491,5949.0900096111436,0,4600.0279995892233,"(na)","(na)","(na)","(na)",0,0,0,87.875186049824507,0,0,0,886.28757163849639,2574.4186830300491,5949.0900096111436,0,5574.1907572775444,14097.699449918737,3387.8928105302662,36.681767587433939,0,0,3424.5745781177002,2574.4186830300491,1.330232180449775,3387.8928105302662,43.420287161516129,0,0,3431.3130976917823,5949.0900096111436,0.5767794893249677,3387.8928105302662,80.102054748950067,0,0,3467.9948652792164,8523.5086926411932,95.784431675054421,0.40687409262259849,29.204945470828619,67.488186935954104,0,63.235222065232115,159.92835447201483,3387.8928105302662,0,80.102054748950067,0,0,0,0,0,-1692.6751462657253,0,13123.536692230417,null,87.875186049824507,886.28757163849639,1775.3197190134911,14097.699449918739,0.21962714336854375,178.22184710237548,61.620336043390886,0,61.620336043390886,3.0809631423044892,0,3.0809631423044892,null,0,null,0,0,0,0,0,0,0,9999,9999]
["Portland-RES-(Average)-(Fed Tax Credit)","Portland-RES-(Average)-(Fed Tax Credit)",25,6043,0,21465,6.4660099999999998,1250.4432932592906,"Residential-RES-SolarPV-Portland",null,null,6486.2381943252412,0.10381187170120601,0.10306260416503391,0,0,0,3723.7127379541785,8604.9337639018322,0,6653.6119279772702,"(na)","(na)","(na)","(na)",0,0,0,87.875186049824507,0,0,0,1250.4432932592906,3723.7127379541785,8604.9337639018322,0,7991.9304072863852,20320.576909142397,3387.8928105302662,36.681767587433939,0,0,3424.5745781177002,3723.7127379541785,0.91966669265663448,3387.8928105302662,43.420287161516129,0,0,3431.3130976917823,8604.9337639018322,0.39876112842219991,3387.8928105302662,80.102054748950067,0,0,3467.9948652792164,12328.64650185601,138.95100864236809,0.28129566897364838,42.242867556019966,97.616841818076466,0,90.662755553321034,230.52246492741747,3387.8928105302662,0,80.102054748950067,0,0,0,0,0,-2304.919348106519,0,18982.25842983328,null,87.875186049824507,1250.4432932592906,1163.0755171726973,20320.576909142394,0.15327817899985802,255.76143175257621,61.620336043390886,0,61.620336043390886,3.0809631423044892,0,3.0809631423044892,null,0,null,0,0,0,0,0,0,0,9999,9999]
["Portland-RES-(Low Quartile)-(Fed Tax Credit)","Portland-RES-(Low Quartile)-(Fed Tax Credit)",25,6043,0,17649,6.4660099999999998,1250.4432932592906,"Residential-RES-SolarPV-Portland",null,null,6486.2381943252412,0.10381187170120601,0.10306260416503391,0,0,0,3061.7193623178796,7075.1677614303953,0,5470.7475852257548,"(na)","(na)","(na)","(na)",0,0,0,87.875186049824507,0,0,0,1250.4432932592906,3061.7193623178796,7075.1677614303953,0,6809.0660645348698,16945.953188283143,3387.8928105302662,36.681767587433939,0,0,3424.5745781177002,3061.7193623178796,1.118513545122934,3387.8928105302662,43.420287161516129,0,0,3431.3130976917823,7075.1677614303953,0.4849797507837566,3387.8928105302662,80.102054748950067,0,0,3467.9948652792164,10136.887123748274,114.08706030919542,0.34211635415713992,34.733024434949748,80.262736605973984,0,77.244002474359519,192.23976351528322,3387.8928105302662,0,80.102054748950067,0,0,0,0,0,-2304.919348106519,0,15607.63470897403,null,87.875186049824507,1250.4432932592906,1163.0755171726973,16945.953188283147,0.1801474119535991,217.47873034044201,61.620336043390886,0,61.620336043390886,3.0809631423044892,0,3.0809631423044892,null,0,null,0,0,0,0,0,0,0,9999,9999]
["Portland-COM-(Average)-(Fed Tax Credit)","Portland-COM-(Average)-(Fed Tax Credit)",25,6043,0,17649,6.4660099999999998,886.28757163849639,"Residential-RES-SolarPV-Portland",null,null,6486.2381943252412,0.10381187170120601,0.10306260416503391,0,0,0,3061.7193623178796,7075.1677614303953,0,5470.7475852257548,"(na)","(na)","(na)","(na)",0,0,0,87.875186049824507,0,0,0,886.28757163849639,3061.7193623178796,7075.1677614303953,0,6444.910342914076,16581.797466662349,3387.8928105302662,36.681767587433939,0,0,3424.5745781177002,3061.7193623178796,1.118513545122934,3387.8928105302662,43.420287161516129,0,0,3431.3130976917823,7075.1677614303953,0.4849797507837566,3387.8928105302662,80.102054748950067,0,0,3467.9948652792164,10136.887123748274,114.08706030919542,0.34211635415713992,34.733024434949748,80.262736605973984,0,73.112915303912104,188.10867634483583,3387.8928105302662,0,80.102054748950067,0,0,0,0,0,-1692.6751462657253,0,15607.63470897403,null,87.875186049824507,886.28757163849639,1775.3197190134911,16581.797466662352,0.18977263742351835,206.4021689751965,61.620336043390886,0,61.620336043390886,3.0809631423044892,0,3.0809631423044892,null,0,null,0,0,0,0,0,0,0,9999,9999]
["Portland-COM-(Low Quartile)-(Fed Tax Credit)","Portland-COM-(Low Quartile)-(Fed Tax Credit)",25,6043,0,13356,6.4660099999999998,886.28757163849639,"Residential-RES-SolarPV-Portland",null,null,6486.2381943252412,0.10381187170120601,0.10306260416503391,0,0,0,2316.9768147270443,5354.18100865003,0,4140.0251996303014,"(na)","(na)","(na)","(na)",0,0,0,87.875186049824507,0,0,0,886.28757163849639,2316.9768147270443,5354.18100865003,0,5114.1879573186225,12785.345780695696,3387.8928105302662,36.681767587433939,0,0,3424.5745781177002,2316.9768147270443,1.4780357560553055,3387.8928105302662,43.420287161516129,0,0,3431.3130976917823,5354.18100865003,0.64086609924996396,3387.8928105302662,80.102054748950067,0,0,3467.9948652792164,7671.1578233770742,86.115118434376157,0.45208232513622054,26.284450923745755,60.739368242358708,0,58.01681809008042,145.04063725618485,3387.8928105302662,0,80.102054748950067,0,0,0,0,0,-1692.6751462657253,0,11811.183023007376,null,87.875186049824507,886.28757163849639,1775.3197190134911,12785.345780695698,0.23953514660425779,163.33412988654553,61.620336043390886,0,61.620336043390886,3.0809631423044892,0,3.0809631423044892,null,0,null,0,0,0,0,0,0,0,9999,9999]
["Portland-RES-(Average)-(2025)","Portland-RES-(Average)-(2025)",25,6043,0,15672.091139907669,6.4660099999999998,1250.4432932592906,"Residential-RES-SolarPV-Portland",null,null,6486.2381943252412,0.10381187170120601,0.10306260416503391,0,0,0,2718.7684792943401,6282.660433297845,0,4857.9553945882399,"(na)","(na)","(na)","(na)",0,0,0,87.875186049824507,0,0,0,1250.4432932592906,2718.7684792943401,6282.660433297845,0,6196.2738738973549,15197.702786489541,3387.8928105302662,36.681767587433939,0,0,3424.5745781177002,2718.7684792943401,1.2596050764155369,3387.8928105302662,43.420287161516129,0,0,3431.3130976917823,6282.660433297845,0.54615606463560606,3387.8928105302662,80.102054748950067,0,0,3467.9948652792164,9001.428912592186,101.20609601235923,0.38527159398301808,30.842491048171148,71.272305695916344,0,70.292311737150342,172.40710848123786,3387.8928105302662,0,80.102054748950067,0,0,0,0,0,-2304.919348106519,0,13859.384307180426,null,87.875186049824507,1250.4432932592906,1163.0755171726973,15197.702786489541,0.19814144638501355,197.6460753063966,61.620336043390886,0,61.620336043390886,3.0809631423044892,0,3.0809631423044892,null,0,null,0,0,0,0,0,0,0,9999,9999]
["Portland-COM-(Average)-(2025)","Portland-COM-(Average)-(2025)",25,6043,0,12885.941603924082,6.4660099999999998,886.28757163849639,"Residential-RES-SolarPV-Portland",null,null,6486.2381943252412,0.10381187170120601,0.10306260416503391,0,0,0,2235.4318607531241,5165.7430229337833,0,3994.3188799947748,"(na)","(na)","(na)","(na)",0,0,0,87.875186049824507,0,0,0,886.28757163849639,2235.4318607531241,5165.7430229337833,0,4968.4816376830959,12369.656521370003,3387.8928105302662,36.681767587433939,0,0,3424.5745781177002,2235.4318607531241,1.531952119964842,3387.8928105302662,43.420287161516129,0,0,3431.3130976917823,5165.7430229337833,0.66424386239465605,3387.8928105302662,80.102054748950067,0,0,3467.9948652792164,7401.1748836869074,83.052354368965865,0.46857356024961661,25.359381528496275,58.601673572197882,0,56.363883721727319,140.32493882242147,3387.8928105302662,0,80.102054748950067,0,0,0,0,0,-1692.6751462657253,0,11395.493763681683,null,87.875186049824507,886.28757163849639,1775.3197190134911,12369.656521370005,0.24661592026454338,158.61843145278215,61.620336043390886,0,61.620336043390886,3.0809631423044892,0,3.0809631423044892,null,0,null,0,0,0,0,0,0,0,9999,9999]
["Portland-RES-(Average)-(2035)","Portland-RES-(Average)-(2035)",25,6043,0,14178.604841877455,6.4660099999999998,1250.4432932592906,"Residential-RES-SolarPV-Portland",null,null,6486.2381943252412,0.10381187170120601,0.10306260416503391,0,0,0,2459.6809436812423,5683.9485454876931,0,4395.0120800369023,"(na)","(na)","(na)","(na)",0,0,0,87.875186049824507,0,0,0,1250.4432932592906,2459.6809436812423,5683.9485454876931,0,5733.3305593460173,13876.960048514953,3387.8928105302662,36.681767587433939,0,0,3424.5745781177002,2459.6809436812423,1.3922840630672877,3387.8928105302662,43.420287161516129,0,0,3431.3130976917823,5683.9485454876931,0.60368475721262349,3387.8928105302662,80.102054748950067,0,0,3467.9948652792164,8143.6294891689358,91.474972807295117,0.42585371423045038,27.903327578130572,64.480345960892848,0,65.040549719309723,157.42422325833314,3387.8928105302662,0,80.102054748950067,0,0,0,0,0,-2304.919348106519,0,12538.641569205838,null,87.875186049824507,1250.4432932592906,1163.0755171726973,13876.960048514953,0.21431347869291872,182.66319008349188,61.620336043390886,0,61.620336043390886,3.0809631423044892,0,3.0809631423044892,null,0,null,0,0,0,0,0,0,0,9999,9999]
["Portland-COM-(Average)-(2035)","Portland-COM-(Average)-(2035)",25,6043,0,10492.167582989317,6.4660099999999998,886.28757163849639,"Residential-RES-SolarPV-Portland",null,null,6486.2381943252412,0.10381187170120601,0.10306260416503391,0,0,0,1820.1638983241196,4206.1219236608931,0,3252.3089392273082,"(na)","(na)","(na)","(na)",0,0,0,87.875186049824507,0,0,0,886.28757163849639,1820.1638983241196,4206.1219236608931,0,4226.4716969156289,10252.757518900642,3387.8928105302662,36.681767587433939,0,0,3424.5745781177002,1820.1638983241196,1.8814649500909288,3387.8928105302662,43.420287161516129,0,0,3431.3130976917823,4206.1219236608931,0.81579021244949113,3387.8928105302662,80.102054748950067,0,0,3467.9948652792164,6026.2858219850132,67.455217687149045,0.57547799220331119,20.648462407816627,47.715456011060702,0,47.946309687724046,116.31022810660139,3387.8928105302662,0,80.102054748950067,0,0,0,0,0,-1692.6751462657253,0,9278.5947612123218,null,87.875186049824507,886.28757163849639,1775.3197190134911,10252.757518900644,0.29031973662972521,134.60372073696203,61.620336043390886,0,61.620336043390886,3.0809631423044892,0,3.0809631423044892,null,0,null,0,0,0,0,0,0,0,9999,9999]
[]
[]
["Category Results; Sorted by TRC Levelized Cost"]
["Total Results",null,"Measure Input Data",null,null,null,null,null,null,null,null,"Savings",null,null,null,null,null,"PV Capital",null,null,null,"PV Admin",null,null,null,"PV O&M",null,null,null,"PV Periodic Repl.",null,null,null,"Total PV Capital, O&M and Periodic Repl Costs",null,null,null,null,"PV Wholesale Electric Utility Costs & Benefits",null,null,null,null,null,null,"PV Retail Electric Utility Costs & Benefits",null,null,null,null,null,null,"PV Electric Utility System Costs & Benefits",null,null,null,null,null,"Electric Utility System Economics",null,"Sponsor Levelized Cost (mills/kwh)",null,null,null,null,"PV Regional Costs & Benefits",null,null,null,null,null,null,null,null,null,null,null,null,null,null,null,"TRC Economics",null,"Physical CO2",null,null,null,null,null,null,"Gas Inputs",null,null,null,"PV Gas Utility System Costs & Benefits",null,null,null,null,"Gas Utility System Economics"]
["Category","Measure","Measure Life","Site Savings (kWh)","Site Savings (therms)","Capital Cost ($/unit)","Annual O&M Cost ($/unit)","PV Per. Repl. Cost ($/unit)","Load Shape (electric)","Diversified Load Factor (electric)","Wholesale Power Coincidence Factor (electric)","Wholesale Electric Energy (kWh)","Wholesale Electric Demand (kw)","Retail Electric Demand (kW)","Wholesale Gas Energy (therms/yr)","Wholesale Gas Demand (therms/day)","Retail Gas Demand (therms/day)","Wholesale Electric","Retail Electric","Natural Gas","Customer","Wholesale Electric","Retail Electric","Natural Gas","Customer","Wholesale Electric","Retail Electric","Natural Gas","Customer","Wholesale Electric","Retail Electric","Natural Gas","Customer","Wholesale Electric","Retail Electric","Natural Gas","Customer","Total","Wholesale Utility System Energy","Wholesale Utility System T&D Def. Cap.","Wholesale Utility System Act C-E Credit","Wholesale Utility System Risk Mitigation Benefit","Wholesale Utility System Total System Benefit","Wholesale Utility System Total Non-Consumer Cost","Wholesale Utility System B/C Ratio","Retail Utility System Energy","Retail Utility System T&D Def. Cap.","Retail Utility System Act C-E Credit","Retail Utility System Risk Mitigation Benefit","Retail Utility System Total System Benefit","Retail Utility System Total Non-Consumer Cost","Retail Utility System System B/C Ratio","Utility System Energy","Utility System T&D Def. Cap.","Utility System Act C-E Credit","Utility System Total Risk Mitigation Benefit","Utility System Total System Benefit","Utility System Total Non-Consumer Cost","Utility System Net Levelized Cost (Net of Elec T&D Capacity Benefits, Act Credit & Risk-Mitigation Benefit) in mills/kwh","Utility System System B/C Ratio","Wholesale Electric Levelized Cost","Retail Electric Levelized Cost","Natural Gas Levelized Cost","Customer Levelized Cost","Total Levelized Cost","PV Regional Electric Energy","PV Regional Gas Energy","PV Regional Electric T&D Def. Cap.","PV Regional Gas T&D Def. Cap.","PV Regional Electric System CO2","PV Regional Gas System CO2","PV Regional Electric System Risk-Mitigation Benefit","PV Regional Gas System Risk-Mitigation Benefit","PV Regional Non-E Value","PV Regional Act Credit","PV Regional Capital Cost","PV Regional Admin Cost","PV Regional Annual O&M Cost","PV Regional Periodic Replacement Cost","PV Total Regional Benefit","PV Total Regional Cost","TRC B/C Ratio","TRC Net Levelized Cost (Net of All Benefits) in mills/kWh","Electric System CO2 Avoided (Lifetime Tons)","Gas System CO2 Avoided (Lifetime Tons)","Total System CO2 Avoided (Lifetime Tons)","Electric System CO2 Avoided (Annual Tons in 2018)","Gas System CO2 Avoided (Annual Tons in 2018)","Total System CO2 Avoided (Annual Tons in 2018)",null,"Gas Site Savings (therms)","Load Shape (gas)","Diversitfied Load Factor (gas)","Wholesale Coincidence Factor (gas)","Total Gas Utility System Energy","Gas Utility System T&D Def. Cap.","Gas Utility System Risk Mitigation Benefit","Gas Utility System Total System Benefit","Gas Utility System Total Non-Consumer Cost","Gas Utility System Net Levelized Cost (Net of Gas T&D Capacity Benefits & Risk-Mitigation Benefits) in cents/therm","Gas Utility System System B/C Ratio"]
["Boise-COM-(Average)-(2035)",null,25,7723,0,10492.167582989317,8.2636099999999999,886.28757163849639,null,null,null,8292.3571050981736,0.65044643219634757,0.64575180153727973,0,0,0,1820.1638983241196,4206.1219236608931,0,3252.3089392273082,0,0,0,0,0,0,0,112.3051566875384,0,0,0,886.28757163849639,1820.1638983241196,4206.1219236608931,0,4250.901667553343,10277.187489538357,4351.0216118344651,229.83426137017474,0,0,4580.8558732046395,1820.1638983241196,2.5167271350796336,4351.0216118344651,272.05530934301555,0,0,4623.0769211774805,4206.1219236608931,1.0991305066957453,4351.0216118344651,501.88957071319032,0,0,4852.9111825476548,6026.2858219850132,49.020410062608356,0.80529057630212808,16.151118894931326,37.322779194869682,0,37.720129657845817,91.194027747646828,4351.0216118344651,0,501.88957071319032,0,0,0,0,0,-1692.6751462657253,0,9278.5947612123218,0,112.3051566875384,886.28757163849639,3160.2360362819295,10277.187489538357,0.40542747483431402,101.7603945604521,78.778800840600525,0,78.778800840600525,3.9388696249216331,0,3.9388696249216331,null,0,null,0,0,0,0,0,0,0,9999,9999]
["Boise-COM-(Average)-(2025)",null,25,7723,0,12885.941603924082,8.2636099999999999,886.28757163849639,null,null,null,8292.3571050981736,0.65044643219634757,0.64575180153727973,0,0,0,2235.4318607531241,5165.7430229337833,0,3994.3188799947748,0,0,0,0,0,0,0,112.3051566875384,0,0,0,886.28757163849639,2235.4318607531241,5165.7430229337833,0,4992.9116083208091,12394.086492007718,4351.0216118344651,229.83426137017474,0,0,4580.8558732046395,2235.4318607531241,2.0492039831897784,4351.0216118344651,272.05530934301555,0,0,4623.0769211774805,5165.7430229337833,0.89494907134422141,4351.0216118344651,501.88957071319032,0,0,4852.9111825476548,7401.1748836869074,61.220408493152782,0.65569470507230732,19.835975099706129,45.837921420639297,0,44.304311876595783,109.97820839694121,4351.0216118344651,0,501.88957071319032,0,0,0,0,0,-1692.6751462657253,0,11395.493763681683,0,112.3051566875384,886.28757163849639,3160.2360362819295,12394.086492007718,0.34450154742182865,120.54457520974648,78.778800840600525,0,78.778800840600525,3.9388696249216331,0,3.9388696249216331,null,0,null,0,0,0,0,0,0,0,9999,9999]
["Boise-COM-(Low Quartile)-(Fed Tax Credit)",null,25,7723,0,13356,8.2636099999999999,886.28757163849639,null,null,null,8292.3571050981736,0.65044643219634757,0.64575180153727973,0,0,0,2316.9768147270443,5354.18100865003,0,4140.0251996303014,0,0,0,0,0,0,0,112.3051566875384,0,0,0,886.28757163849639,2316.9768147270443,5354.18100865003,0,5138.6179279563357,12809.775751333411,4351.0216118344651,229.83426137017474,0,0,4580.8558732046395,2316.9768147270443,1.9770831732488854,4351.0216118344651,272.05530934301555,0,0,4623.0769211774805,5354.18100865003,0.8634517424249567,4351.0216118344651,501.88957071319032,0,0,4852.9111825476548,7671.1578233770742,63.616086466193458,0.63261782566366986,20.55955952423357,47.510014969152536,0,45.597228461933533,113.66680295531965,4351.0216118344651,0,501.88957071319032,0,0,0,0,0,-1692.6751462657253,0,11811.183023007376,0,112.3051566875384,886.28757163849639,3160.2360362819295,12809.775751333411,0.33462696869748054,124.23316976812491,78.778800840600525,0,78.778800840600525,3.9388696249216331,0,3.9388696249216331,null,0,null,0,0,0,0,0,0,0,9999,9999]
["Boise-COM-(Low Quartile)-(2014)",null,25,7723,0,14840,8.2636099999999999,886.28757163849639,null,null,null,8292.3571050981736,0.65044643219634757,0.64575180153727973,0,0,0,2574.4186830300491,5949.0900096111436,0,4600.0279995892233,0,0,0,0,0,0,0,112.3051566875384,0,0,0,886.28757163849639,2574.4186830300491,5949.0900096111436,0,5598.6207279152577,14122.129420556452,4351.0216118344651,229.83426137017474,0,0,4580.8558732046395,2574.4186830300491,1.7793748559239968,4351.0216118344651,272.05530934301555,0,0,4623.0769211774805,5949.0900096111436,0.77710656818246115,4351.0216118344651,501.88957071319032,0,0,4852.9111825476548,8523.5086926411932,71.17937252101413,0.56935604309730281,22.843955026926192,52.78890552128059,0,49.679036655678324,125.31189720388512,4351.0216118344651,0,501.88957071319032,0,0,0,0,0,-1692.6751462657253,0,13123.536692230417,0,112.3051566875384,886.28757163849639,3160.2360362819295,14122.129420556452,0.30685875137076057,135.87826401669039,78.778800840600525,0,78.778800840600525,3.9388696249216331,0,3.9388696249216331,null,0,null,0,0,0,0,0,0,0,9999,9999]
["Boise-RES-(Average)-(2035)",null,25,7723,0,14178.604841877455,8.2636099999999999,1250.4432932592906,null,null,null,8292.3571050981736,0.65044643219634757,0.64575180153727973,0,0,0,2459.6809436812423,5683.9485454876931,0,4395.0120800369023,0,0,0,0,0,0,0,112.3051566875384,0,0,0,1250.4432932592906,2459.6809436812423,5683.9485454876931,0,5757.7605299837314,13901.390019152666,4351.0216118344651,229.83426137017474,0,0,4580.8558732046395,2459.6809436812423,1.8623780799589293,4351.0216118344651,272.05530934301555,0,0,4623.0769211774805,5683.9485454876931,0.81335657495485159,4351.0216118344651,501.88957071319032,0,0,4852.9111825476548,8143.6294891689358,67.80853641848438,0.59591502646357486,21.825836344501788,50.436188101175247,0,51.091154469074297,123.35317891475133,4351.0216118344651,0,501.88957071319032,0,0,0,0,0,-2304.919348106519,0,12538.641569205838,0,112.3051566875384,1250.4432932592906,2547.9918344411358,13901.390019152666,0.29944579438621316,139.35225918032179,78.778800840600525,0,78.778800840600525,3.9388696249216331,0,3.9388696249216331,null,0,null,0,0,0,0,0,0,0,9999,9999]
["Portland-COM-(Average)-(2035)",null,25,6043,0,10492.167582989317,6.4660099999999998,886.28757163849639,null,null,null,6486.2381943252412,0.10381187170120601,0.10306260416503391,0,0,0,1820.1638983241196,4206.1219236608931,0,3252.3089392273082,0,0,0,0,0,0,0,87.875186049824507,0,0,0,886.28757163849639,1820.1638983241196,4206.1219236608931,0,4226.4716969156289,10252.757518900642,3387.8928105302662,36.681767587433939,0,0,3424.5745781177002,1820.1638983241196,1.8814649500909288,3387.8928105302662,43.420287161516129,0,0,3431.3130976917823,4206.1219236608931,0.81579021244949113,3387.8928105302662,80.102054748950067,0,0,3467.9948652792164,6026.2858219850132,67.455217687149045,0.57547799220331119,20.648462407816627,47.715456011060702,0,47.946309687724046,116.31022810660139,3387.8928105302662,0,80.102054748950067,0,0,0,0,0,-1692.6751462657253,0,9278.5947612123218,0,87.875186049824507,886.28757163849639,1775.3197190134911,10252.757518900644,0.29031973662972521,134.60372073696203,61.620336043390886,0,61.620336043390886,3.0809631423044892,0,3.0809631423044892,null,0,null,0,0,0,0,0,0,0,9999,9999]
["Boise-RES-(Average)-(2025)",null,25,7723,0,15672.091139907669,8.2636099999999999,1250.4432932592906,null,null,null,8292.3571050981736,0.65044643219634757,0.64575180153727973,0,0,0,2718.7684792943401,6282.660433297845,0,4857.9553945882399,0,0,0,0,0,0,0,112.3051566875384,0,0,0,1250.4432932592906,2718.7684792943401,6282.660433297845,0,6220.703844535069,15222.132757127254,4351.0216118344651,229.83426137017474,0,0,4580.8558732046395,2718.7684792943401,1.6849010528449289,4351.0216118344651,272.05530934301555,0,0,4623.0769211774805,6282.660433297845,0.73584701421635978,4351.0216118344651,501.88957071319032,0,0,4852.9111825476548,9001.428912592186,75.420169902957213,0.53912675750389705,24.124834580723672,55.748823349426175,0,55.199055148687052,135.0727130788369,4351.0216118344651,0,501.88957071319032,0,0,0,0,0,-2304.919348106519,0,13859.384307180426,0,112.3051566875384,1250.4432932592906,2547.9918344411358,15222.132757127254,0.27688119789970395,151.07179334440735,78.778800840600525,0,78.778800840600525,3.9388696249216331,0,3.9388696249216331,null,0,null,0,0,0,0,0,0,0,9999,9999]
["Boise-COM-(Average)-(Fed Tax Credit)",null,25,7723,0,17649,8.2636099999999999,886.28757163849639,null,null,null,8292.3571050981736,0.65044643219634757,0.64575180153727973,0,0,0,3061.7193623178796,7075.1677614303953,0,5470.7475852257548,0,0,0,0,0,0,0,112.3051566875384,0,0,0,886.28757163849639,3061.7193623178796,7075.1677614303953,0,6469.3403135517892,16606.227437300066,4351.0216118344651,229.83426137017474,0,0,4580.8558732046395,3061.7193623178796,1.4961710500261838,4351.0216118344651,272.05530934301555,0,0,4623.0769211774805,7075.1677614303953,0.65342294021348091,4351.0216118344651,501.88957071319032,0,0,4852.9111825476548,10136.887123748274,85.495592553353276,0.47873781401575022,27.167989371308646,62.781091209237275,0,57.405316450980976,147.3543970315269,4351.0216118344651,0,501.88957071319032,0,0,0,0,0,-1692.6751462657253,0,15607.63470897403,0,112.3051566875384,886.28757163849639,3160.2360362819295,16606.227437300066,0.26520230709933634,157.92076384433213,78.778800840600525,0,78.778800840600525,3.9388696249216331,0,3.9388696249216331,null,0,null,0,0,0,0,0,0,0,9999,9999]
["Boise-RES-(Low Quartile)-(Fed Tax Credit)",null,25,7723,0,17649,8.2636099999999999,1250.4432932592906,null,null,null,8292.3571050981736,0.65044643219634757,0.64575180153727973,0,0,0,3061.7193623178796,7075.1677614303953,0,5470.7475852257548,0,0,0,0,0,0,0,112.3051566875384,0,0,0,1250.4432932592906,3061.7193623178796,7075.1677614303953,0,6833.496035172584,16970.38315892086,4351.0216118344651,229.83426137017474,0,0,4580.8558732046395,3061.7193623178796,1.4961710500261838,4351.0216118344651,272.05530934301555,0,0,4623.0769211774805,7075.1677614303953,0.65342294021348091,4351.0216118344651,501.88957071319032,0,0,4852.9111825476548,10136.887123748274,85.495592553353276,0.47873781401575022,27.167989371308646,62.781091209237275,0,60.636631148290526,150.58571172883646,4351.0216118344651,0,501.88957071319032,0,0,0,0,0,-2304.919348106519,0,15607.63470897403,0,112.3051566875384,1250.4432932592906,2547.9918344411358,16970.38315892086,0.25176835387036767,166.58479199440694,78.778800840600525,0,78.778800840600525,3.9388696249216331,0,3.9388696249216331,null,0,null,0,0,0,0,0,0,0,9999,9999]
["Portland-COM-(Average)-(2025)",null,25,6043,0,12885.941603924082,6.4660099999999998,886.28757163849639,null,null,null,6486.2381943252412,0.10381187170120601,0.10306260416503391,0,0,0,2235.4318607531241,5165.7430229337833,0,3994.3188799947748,0,0,0,0,0,0,0,87.875186049824507,0,0,0,886.28757163849639,2235.4318607531241,5165.7430229337833,0,4968.4816376830959,12369.656521370003,3387.8928105302662,36.681767587433939,0,0,3424.5745781177002,2235.4318607531241,1.531952119964842,3387.8928105302662,43.420287161516129,0,0,3431.3130976917823,5165.7430229337833,0.66424386239465605,3387.8928105302662,80.102054748950067,0,0,3467.9948652792164,7401.1748836869074,83.052354368965865,0.46857356024961661,25.359381528496275,58.601673572197882,0,56.363883721727319,140.32493882242147,3387.8928105302662,0,80.102054748950067,0,0,0,0,0,-1692.6751462657253,0,11395.493763681683,0,87.875186049824507,886.28757163849639,1775.3197190134911,12369.656521370005,0.24661592026454338,158.61843145278215,61.620336043390886,0,61.620336043390886,3.0809631423044892,0,3.0809631423044892,null,0,null,0,0,0,0,0,0,0,9999,9999]
["Boise-COM-(Average)-(2014)",null,25,7723,0,19610,8.2636099999999999,886.28757163849639,null,null,null,8292.3571050981736,0.65044643219634757,0.64575180153727973,0,0,0,3401.9104025754227,7861.2975127004402,0,6078.6084280286168,0,0,0,0,0,0,0,112.3051566875384,0,0,0,886.28757163849639,3401.9104025754227,7861.2975127004402,0,7077.2011563546512,18340.409071630515,4351.0216118344651,229.83426137017474,0,0,4580.8558732046395,3401.9104025754227,1.3465539450235648,4351.0216118344651,272.05530934301555,0,0,4623.0769211774805,7861.2975127004402,0.58808064619213274,4351.0216118344651,501.88957071319032,0,0,4852.9111825476548,11263.207915275863,95.489934840080608,0.43086403261417511,30.186654857009614,69.756768010263642,0,62.799134421286603,162.74255728855988,4351.0216118344651,0,501.88957071319032,0,0,0,0,0,-1692.6751462657253,0,17341.816343304479,0,112.3051566875384,886.28757163849639,3160.2360362819295,18340.409071630515,0.24224483508197819,173.30892410136516,78.778800840600525,0,78.778800840600525,3.9388696249216331,0,3.9388696249216331,null,0,null,0,0,0,0,0,0,0,9999,9999]
["Portland-COM-(Low Quartile)-(Fed Tax Credit)",null,25,6043,0,13356,6.4660099999999998,886.28757163849639,null,null,null,6486.2381943252412,0.10381187170120601,0.10306260416503391,0,0,0,2316.9768147270443,5354.18100865003,0,4140.0251996303014,0,0,0,0,0,0,0,87.875186049824507,0,0,0,886.28757163849639,2316.9768147270443,5354.18100865003,0,5114.1879573186225,12785.345780695696,3387.8928105302662,36.681767587433939,0,0,3424.5745781177002,2316.9768147270443,1.4780357560553055,3387.8928105302662,43.420287161516129,0,0,3431.3130976917823,5354.18100865003,0.64086609924996396,3387.8928105302662,80.102054748950067,0,0,3467.9948652792164,7671.1578233770742,86.115118434376157,0.45208232513622054,26.284450923745755,60.739368242358708,0,58.01681809008042,145.04063725618485,3387.8928105302662,0,80.102054748950067,0,0,0,0,0,-1692.6751462657253,0,11811.183023007376,0,87.875186049824507,886.28757163849639,1775.3197190134911,12785.345780695698,0.23953514660425779,163.33412988654553,61.620336043390886,0,61.620336043390886,3.0809631423044892,0,3.0809631423044892,null,0,null,0,0,0,0,0,0,0,9999,9999]
["Boise-RES-(Low Quartile)-(2014)",null,25,7723,0,19610,8.2636099999999999,1250.4432932592906,null,null,null,8292.3571050981736,0.65044643219634757,0.64575180153727973,0,0,0,3401.9104025754227,7861.2975127004402,0,6078.6084280286168,0,0,0,0,0,0,0,112.3051566875384,0,0,0,1250.4432932592906,3401.9104025754227,7861.2975127004402,0,7441.356877975446,18704.564793251309,4351.0216118344651,229.83426137017474,0,0,4580.8558732046395,3401.9104025754227,1.3465539450235648,4351.0216118344651,272.05530934301555,0,0,4623.0769211774805,7861.2975127004402,0.58808064619213274,4351.0216118344651,501.88957071319032,0,0,4852.9111825476548,11263.207915275863,95.489934840080608,0.43086403261417511,30.186654857009614,69.756768010263642,0,66.030449118596152,165.97387198586941,4351.0216118344651,0,501.88957071319032,0,0,0,0,0,-2304.919348106519,0,17341.816343304479,0,112.3051566875384,1250.4432932592906,2547.9918344411358,18704.564793251309,0.23098668914933265,181.97295225143986,78.778800840600525,0,78.778800840600525,3.9388696249216331,0,3.9388696249216331,null,0,null,0,0,0,0,0,0,0,9999,9999]
["Portland-COM-(Low Quartile)-(2014)",null,25,6043,0,14840,6.4660099999999998,886.28757163849639,null,null,null,6486.2381943252412,0.10381187170120601,0.10306260416503391,0,0,0,2574.4186830300491,5949.0900096111436,0,4600.0279995892233,0,0,0,0,0,0,0,87.875186049824507,0,0,0,886.28757163849639,2574.4186830300491,5949.0900096111436,0,5574.1907572775444,14097.699449918737,3387.8928105302662,36.681767587433939,0,0,3424.5745781177002,2574.4186830300491,1.330232180449775,3387.8928105302662,43.420287161516129,0,0,3431.3130976917823,5949.0900096111436,0.5767794893249677,3387.8928105302662,80.102054748950067,0,0,3467.9948652792164,8523.5086926411932,95.784431675054421,0.40687409262259849,29.204945470828619,67.488186935954104,0,63.235222065232115,159.92835447201483,3387.8928105302662,0,80.102054748950067,0,0,0,0,0,-1692.6751462657253,0,13123.536692230417,0,87.875186049824507,886.28757163849639,1775.3197190134911,14097.699449918739,0.21962714336854375,178.22184710237548,61.620336043390886,0,61.620336043390886,3.0809631423044892,0,3.0809631423044892,null,0,null,0,0,0,0,0,0,0,9999,9999]
["Portland-RES-(Average)-(2035)",null,25,6043,0,14178.604841877455,6.4660099999999998,1250.4432932592906,null,null,null,6486.2381943252412,0.10381187170120601,0.10306260416503391,0,0,0,2459.6809436812423,5683.9485454876931,0,4395.0120800369023,0,0,0,0,0,0,0,87.875186049824507,0,0,0,1250.4432932592906,2459.6809436812423,5683.9485454876931,0,5733.3305593460173,13876.960048514953,3387.8928105302662,36.681767587433939,0,0,3424.5745781177002,2459.6809436812423,1.3922840630672877,3387.8928105302662,43.420287161516129,0,0,3431.3130976917823,5683.9485454876931,0.60368475721262349,3387.8928105302662,80.102054748950067,0,0,3467.9948652792164,8143.6294891689358,91.474972807295117,0.42585371423045038,27.903327578130572,64.480345960892848,0,65.040549719309723,157.42422325833314,3387.8928105302662,0,80.102054748950067,0,0,0,0,0,-2304.919348106519,0,12538.641569205838,0,87.875186049824507,1250.4432932592906,1163.0755171726973,13876.960048514953,0.21431347869291872,182.66319008349188,61.620336043390886,0,61.620336043390886,3.0809631423044892,0,3.0809631423044892,null,0,null,0,0,0,0,0,0,0,9999,9999]
["Boise-RES-(Average)-(Fed Tax Credit)",null,25,7723,0,21465,8.2636099999999999,1250.4432932592906,null,null,null,8292.3571050981736,0.65044643219634757,0.64575180153727973,0,0,0,3723.7127379541785,8604.9337639018322,0,6653.6119279772702,0,0,0,0,0,0,0,112.3051566875384,0,0,0,1250.4432932592906,3723.7127379541785,8604.9337639018322,0,8016.3603779240993,20345.00687978011,4351.0216118344651,229.83426137017474,0,0,4580.8558732046395,3723.7127379541785,1.2301850855770842,4351.0216118344651,272.05530934301555,0,0,4623.0769211774805,8604.9337639018322,0.53725886195330652,4351.0216118344651,501.88957071319032,0,0,4852.9111825476548,12328.64650185601,104.94404240860644,0.39362886930183905,33.042149235375383,76.355381200423707,0,71.132709360777156,180.53023979657624,4351.0216118344651,0,501.88957071319032,0,0,0,0,0,-2304.919348106519,0,18982.25842983328,0,112.3051566875384,1250.4432932592906,2547.9918344411358,20345.00687978011,0.21425726219685173,196.52932006214672,78.778800840600525,0,78.778800840600525,3.9388696249216331,0,3.9388696249216331,null,0,null,0,0,0,0,0,0,0,9999,9999]
["Portland-RES-(Average)-(2025)",null,25,6043,0,15672.091139907669,6.4660099999999998,1250.4432932592906,null,null,null,6486.2381943252412,0.10381187170120601,0.10306260416503391,0,0,0,2718.7684792943401,6282.660433297845,0,4857.9553945882399,0,0,0,0,0,0,0,87.875186049824507,0,0,0,1250.4432932592906,2718.7684792943401,6282.660433297845,0,6196.2738738973549,15197.702786489541,3387.8928105302662,36.681767587433939,0,0,3424.5745781177002,2718.7684792943401,1.2596050764155369,3387.8928105302662,43.420287161516129,0,0,3431.3130976917823,6282.660433297845,0.54615606463560606,3387.8928105302662,80.102054748950067,0,0,3467.9948652792164,9001.428912592186,101.20609601235923,0.38527159398301808,30.842491048171148,71.272305695916344,0,70.292311737150342,172.40710848123786,3387.8928105302662,0,80.102054748950067,0,0,0,0,0,-2304.919348106519,0,13859.384307180426,0,87.875186049824507,1250.4432932592906,1163.0755171726973,15197.702786489541,0.19814144638501355,197.6460753063966,61.620336043390886,0,61.620336043390886,3.0809631423044892,0,3.0809631423044892,null,0,null,0,0,0,0,0,0,0,9999,9999]
["Boise-RES-(Average)-(2014)",null,25,7723,0,23850,8.2636099999999999,1250.4432932592906,null,null,null,8292.3571050981736,0.65044643219634757,0.64575180153727973,0,0,0,4137.4585977268653,9561.0375154464818,0,7392.9021421969683,0,0,0,0,0,0,0,112.3051566875384,0,0,0,1250.4432932592906,4137.4585977268653,9561.0375154464818,0,8755.6505921437965,22454.146705317147,4351.0216118344651,229.83426137017474,0,0,4580.8558732046395,4137.4585977268653,1.1071665770193757,4351.0216118344651,272.05530934301555,0,0,4623.0769211774805,9561.0375154464818,0.48353297575797577,4351.0216118344651,501.88957071319032,0,0,4852.9111825476548,13698.496113173347,117.0993235681397,0.35426598237165507,36.7134991504171,84.839312444915251,0,77.692758243581295,199.24556983891367,4351.0216118344651,0,501.88957071319032,0,0,0,0,0,-2304.919348106519,0,21091.398255370317,0,112.3051566875384,1250.4432932592906,2547.9918344411358,22454.146705317147,0.19600542169386867,215.24465010448415,78.778800840600525,0,78.778800840600525,3.9388696249216331,0,3.9388696249216331,null,0,null,0,0,0,0,0,0,0,9999,9999]
["Portland-COM-(Average)-(Fed Tax Credit)",null,25,6043,0,17649,6.4660099999999998,886.28757163849639,null,null,null,6486.2381943252412,0.10381187170120601,0.10306260416503391,0,0,0,3061.7193623178796,7075.1677614303953,0,5470.7475852257548,0,0,0,0,0,0,0,87.875186049824507,0,0,0,886.28757163849639,3061.7193623178796,7075.1677614303953,0,6444.910342914076,16581.797466662352,3387.8928105302662,36.681767587433939,0,0,3424.5745781177002,3061.7193623178796,1.118513545122934,3387.8928105302662,43.420287161516129,0,0,3431.3130976917823,7075.1677614303953,0.4849797507837566,3387.8928105302662,80.102054748950067,0,0,3467.9948652792164,10136.887123748274,114.08706030919542,0.34211635415713992,34.733024434949748,80.262736605973984,0,73.112915303912104,188.10867634483586,3387.8928105302662,0,80.102054748950067,0,0,0,0,0,-1692.6751462657253,0,15607.63470897403,0,87.875186049824507,886.28757163849639,1775.3197190134911,16581.797466662352,0.18977263742351835,206.4021689751965,61.620336043390886,0,61.620336043390886,3.0809631423044892,0,3.0809631423044892,null,0,null,0,0,0,0,0,0,0,9999,9999]
["Portland-RES-(Low Quartile)-(Fed Tax Credit)",null,25,6043,0,17649,6.4660099999999998,1250.4432932592906,null,null,null,6486.2381943252412,0.10381187170120601,0.10306260416503391,0,0,0,3061.7193623178796,7075.1677614303953,0,5470.7475852257548,0,0,0,0,0,0,0,87.875186049824507,0,0,0,1250.4432932592906,3061.7193623178796,7075.1677614303953,0,6809.0660645348698,16945.953188283147,3387.8928105302662,36.681767587433939,0,0,3424.5745781177002,3061.7193623178796,1.118513545122934,3387.8928105302662,43.420287161516129,0,0,3431.3130976917823,7075.1677614303953,0.4849797507837566,3387.8928105302662,80.102054748950067,0,0,3467.9948652792164,10136.887123748274,114.08706030919542,0.34211635415713992,34.733024434949748,80.262736605973984,0,77.244002474359519,192.23976351528324,3387.8928105302662,0,80.102054748950067,0,0,0,0,0,-2304.919348106519,0,15607.63470897403,0,87.875186049824507,1250.4432932592906,1163.0755171726973,16945.953188283147,0.1801474119535991,217.47873034044201,61.620336043390886,0,61.620336043390886,3.0809631423044892,0,3.0809631423044892,null,0,null,0,0,0,0,0,0,0,9999,9999]
["Portland-COM-(Average)-(2014)",null,25,6043,0,19610,6.4660099999999998,886.28757163849639,null,null,null,6486.2381943252412,0.10381187170120601,0.10306260416503391,0,0,0,3401.9104025754227,7861.2975127004402,0,6078.6084280286168,0,0,0,0,0,0,0,87.875186049824507,0,0,0,886.28757163849639,3401.9104025754227,7861.2975127004402,0,7052.7711857169379,18315.979100992801,3387.8928105302662,36.681767587433939,0,0,3424.5745781177002,3401.9104025754227,1.0066621906106403,3387.8928105302662,43.420287161516129,0,0,3431.3130976917823,7861.2975127004402,0.43648177570538088,3387.8928105302662,80.102054748950067,0,0,3467.9948652792164,11263.207915275863,126.86436709152032,0.30790471874142589,38.592249372166393,89.180818451082217,0,80.008663413934002,207.78173123718264,3387.8928105302662,0,80.102054748950067,0,0,0,0,0,-1692.6751462657253,0,17341.816343304479,0,87.875186049824507,886.28757163849639,1775.3197190134911,18315.979100992798,0.17332474350464536,226.07522386754317,61.620336043390886,0,61.620336043390886,3.0809631423044892,0,3.0809631423044892,null,0,null,0,0,0,0,0,0,0,9999,9999]
["Portland-RES-(Low Quartile)-(2014)",null,25,6043,0,19610,6.4660099999999998,1250.4432932592906,null,null,null,6486.2381943252412,0.10381187170120601,0.10306260416503391,0,0,0,3401.9104025754227,7861.2975127004402,0,6078.6084280286168,0,0,0,0,0,0,0,87.875186049824507,0,0,0,1250.4432932592906,3401.9104025754227,7861.2975127004402,0,7416.9269073377318,18680.134822613596,3387.8928105302662,36.681767587433939,0,0,3424.5745781177002,3401.9104025754227,1.0066621906106403,3387.8928105302662,43.420287161516129,0,0,3431.3130976917823,7861.2975127004402,0.43648177570538088,3387.8928105302662,80.102054748950067,0,0,3467.9948652792164,11263.207915275863,126.86436709152032,0.30790471874142589,38.592249372166393,89.180818451082217,0,84.139750584381403,211.91281840763003,3387.8928105302662,0,80.102054748950067,0,0,0,0,0,-2304.919348106519,0,17341.816343304479,0,87.875186049824507,1250.4432932592906,1163.0755171726973,18680.134822613592,0.16526022935494813,237.15178523278877,61.620336043390886,0,61.620336043390886,3.0809631423044892,0,3.0809631423044892,null,0,null,0,0,0,0,0,0,0,9999,9999]
["Portland-RES-(Average)-(Fed Tax Credit)",null,25,6043,0,21465,6.4660099999999998,1250.4432932592906,null,null,null,6486.2381943252412,0.10381187170120601,0.10306260416503391,0,0,0,3723.7127379541785,8604.9337639018322,0,6653.6119279772702,0,0,0,0,0,0,0,87.875186049824507,0,0,0,1250.4432932592906,3723.7127379541785,8604.9337639018322,0,7991.9304072863852,20320.576909142397,3387.8928105302662,36.681767587433939,0,0,3424.5745781177002,3723.7127379541785,0.91966669265663448,3387.8928105302662,43.420287161516129,0,0,3431.3130976917823,8604.9337639018322,0.39876112842219991,3387.8928105302662,80.102054748950067,0,0,3467.9948652792164,12328.64650185601,138.95100864236809,0.28129566897364838,42.242867556019966,97.616841818076466,0,90.662755553321034,230.52246492741747,3387.8928105302662,0,80.102054748950067,0,0,0,0,0,-2304.919348106519,0,18982.25842983328,0,87.875186049824507,1250.4432932592906,1163.0755171726973,20320.576909142394,0.15327817899985802,255.76143175257621,61.620336043390886,0,61.620336043390886,3.0809631423044892,0,3.0809631423044892,null,0,null,0,0,0,0,0,0,0,9999,9999]
["Portland-RES-(Average)-(2014)",null,25,6043,0,23850,6.4660099999999998,1250.4432932592906,null,null,null,6486.2381943252412,0.10381187170120601,0.10306260416503391,0,0,0,4137.4585977268653,9561.0375154464818,0,7392.9021421969683,0,0,0,0,0,0,0,87.875186049824507,0,0,0,1250.4432932592906,4137.4585977268653,9561.0375154464818,0,8731.2206215060833,22429.716734679434,3387.8928105302662,36.681767587433939,0,0,3424.5745781177002,4137.4585977268653,0.82770002339097093,3387.8928105302662,43.420287161516129,0,0,3431.3130976917823,9561.0375154464818,0.35888501557997982,3387.8928105302662,80.102054748950067,0,0,3467.9948652792164,13698.496113173347,154.4909763506011,0.25316610207628348,46.936519506688853,108.46315757564055,0,99.049476227672002,254.44915331000144,3387.8928105302662,0,80.102054748950067,0,0,0,0,0,-2304.919348106519,0,21091.398255370317,0,87.875186049824507,1250.4432932592906,1163.0755171726973,22429.71673467943,0.14020804080852295,279.68812013516015,61.620336043390886,0,61.620336043390886,3.0809631423044892,0,3.0809631423044892,null,0,null,0,0,0,0,0,0,0,9999,9999]
[]
[]
["Supply Curve Results; Categories sorted by TRC Net Levelized Cost"]
["Totals for Categories with Benefits Exceeding Costs.    Levelized cost is TRC Net Levelized Cost (Net of Benefits)",null,null,null,null,null,null,null,null,null,null,null,null,"Savings Allocation by Cost Bin and Month for Segments 1",null,null,null,null,null,null,null,null,null,null,null,null,"Savings Allocation by Cost Bin and Month for Segments 2"]
[null,"Totals Basis","Busbar Electric Savings in kWh","First Cost","Admin Cost","First Year Program Cost","PV Cost","PV Benefits","Unit Program Cost: First Year Program Cost in $/average annual kW saved","Utility System Net Levelized Cost (Net of T&D Capacity Benefits, Act Credit & Risk-Mitigation) in mills/kWh","TRC Net Levelized Cost (Net of All Benefits) in mills/kWh","TRC B/C Ratio","Net Electric & Gas System CO2 Avoided (Lifetime Tons)","Jan","Feb","Mar","Apr","May","Jun","Jul","Aug","Sep","Oct","Nov","Dec",null,"Jan","Feb","Mar","Apr","May","Jun","Jul","Aug","Sep","Oct","Nov","Dec"]
[null,"Measures with B/C > 1.00",0,0,0,0,0,0,0,0,0,0,0,0,0,0,0,0,0,0,0,0,0,0,0,null,0,0,0,0,0,0,0,0,0,0,0,0]
[null,"Categories with B/C > 1.00",0,0,0,0,0,0,0,0,0,0,0,0,0,0,0,0,0,0,0,0,0,0,0,null,0,0,0,0,0,0,0,0,0,0,0,0]
[null,"Supply Curve Results:  By TRC Net Levelized Cost - Net of Benefits"]
[null,"Block 1: <= 0 mills/kWh",0,0,0,0,0,0,0,0,0,0,0,0,0,0,0,0,0,0,0,0,0,0,0,null,0,0,0,0,0,0,0,0,0,0,0,0]
[null,"Block 2: <= 10 mills/kWh",0,0,0,0,0,0,0,0,0,0,0,0,0,0,0,0,0,0,0,0,0,0,0,null,0,0,0,0,0,0,0,0,0,0,0,0]
[null,"Block 3: 10-20 mills/kWh",0,0,0,0,0,0,0,0,0,0,0,0,0,0,0,0,0,0,0,0,0,0,0,null,0,0,0,0,0,0,0,0,0,0,0,0]
[null,"Block 4: 20-30 mills/kWh",0,0,0,0,0,0,0,0,0,0,0,0,0,0,0,0,0,0,0,0,0,0,0,null,0,0,0,0,0,0,0,0,0,0,0,0]
[null,"Block 5: 30-40 mills/kWh",0,0,0,0,0,0,0,0,0,0,0,0,0,0,0,0,0,0,0,0,0,0,0,null,0,0,0,0,0,0,0,0,0,0,0,0]
[null,"Block 6: 40-50 mills/kWh",0,0,0,0,0,0,0,0,0,0,0,0,0,0,0,0,0,0,0,0,0,0,0,null,0,0,0,0,0,0,0,0,0,0,0,0]
[null,"Block 7: 50-60 mills/kWh",0,0,0,0,0,0,0,0,0,0,0,0,0,0,0,0,0,0,0,0,0,0,0,null,0,0,0,0,0,0,0,0,0,0,0,0]
[null,"Block 8: 60-70 mills/kWh",0,0,0,0,0,0,0,0,0,0,0,0,0,0,0,0,0,0,0,0,0,0,0,null,0,0,0,0,0,0,0,0,0,0,0,0]
[null,"Block 9: 70-80 mills/kWh",0,0,0,0,0,0,0,0,0,0,0,0,0,0,0,0,0,0,0,0,0,0,0,null,0,0,0,0,0,0,0,0,0,0,0,0]
[null,"Block 10: 80-90 mills/kWh",0,0,0,0,0,0,0,0,0,0,0,0,0,0,0,0,0,0,0,0,0,0,0,null,0,0,0,0,0,0,0,0,0,0,0,0]
[null,"Block 11: 90-100 mills/kWh",0,0,0,0,0,0,0,0,0,0,0,0,0,0,0,0,0,0,0,0,0,0,0,null,0,0,0,0,0,0,0,0,0,0,0,0]
[null,"Block 12: 100-110 mills/kWh",8292.3571050981736,10492.167582989317,0,10492.167582989317,10277.187489538357,3160.2360362819295,11083.867573729904,49.020410062608356,101.7603945604521,0.40542747483431402,78.778800840600525,291.20407991645249,388.31131213211063,587.8037221184652,664.72490336027511,769.65018114832083,824.14223774953859,816.62906937900266,830.15975782254498,629.91624718046808,558.84932784141063,319.18182168035565,273.13834627926138,null,72.512748832589523,87.815095068739041,90.886611186254896,131.27001714615193,147.57655136160804,123.32853762800815,186.90845547305298,116.36759877996367,148.98112040991742,81.880722988512005,83.294884231821683,67.823755383348541]
[null,"Block 13: 110-120 mills/kWh",0,0,0,0,0,0,0,0,0,0,0,0,0,0,0,0,0,0,0,0,0,0,0,null,0,0,0,0,0,0,0,0,0,0,0,0]
[null,"Block 14: 120-130 mills/kWh",16584.714210196347,26241.941603924082,0,26241.941603924082,25203.862243341129,6320.472072563859,13860.920697026193,62.41824747967312,122.3888724889357,0.33956425805965462,157.55760168120105,582.40815983290497,776.62262426422126,1175.6074442369304,1329.4498067205502,1539.3003622966417,1648.2844754990772,1633.2581387580053,1660.31951564509,1259.8324943609362,1117.6986556828213,638.36364336071131,546.27669255852277,null,145.02549766517905,175.63019013747808,181.77322237250979,262.54003429230386,295.15310272321608,246.6570752560163,373.81691094610596,232.73519755992734,297.96224081983485,163.76144597702401,166.58976846364337,135.64751076669708]
[null,"Block 15: 130-140 mills/kWh",23070.952404521588,39510.772424866773,0,39510.772424866773,38276.276958609764,7483.5475897365559,15002.170711166622,68.920777768778493,136.76858778038968,0.29954449434869945,219.17793772459194,793.45775891944027,1034.8329753608809,1638.7220444156851,1826.8760880921964,2186.6991915407384,2339.3034390777511,2366.3046660328346,2339.4262000308495,1762.9511843421787,1519.6105419645482,836.67794419183554,698.56057565299557,null,194.42124680102523,230.57222208765933,249.20513006541859,379.9905850428255,445.83405915346293,346.34392912491381,530.96528664019831,321.52910328230234,408.28117271062928,233.8333721093536,215.25735696530066,171.29633091656467]
[null,"Block 16: 140-150 mills/kWh",0,0,0,0,0,0,0,0,0,0,0,0,0,0,0,0,0,0,0,0,0,0,0,null,0,0,0,0,0,0,0,0,0,0,0,0]
[null,"Block 17: 150-160 mills/kWh",23070.952404521588,46207.032743831754,0,46207.032743831754,44198.016715797319,7483.5475897365559,17544.728962148791,81.187299350346791,155.6551932695975,0.2641745992414849,219.17793772459194,793.45775891944027,1034.8329753608809,1638.7220444156851,1826.8760880921964,2186.6991915407384,2339.3034390777511,2366.3046660328346,2339.4262000308495,1762.9511843421787,1519.6105419645482,836.67794419183554,698.56057565299557,null,194.42124680102523,230.57222208765933,249.20513006541859,379.9905850428255,445.83405915346293,346.34392912491381,530.96528664019831,321.52910328230234,408.28117271062928,233.8333721093536,215.25735696530066,171.29633091656467]
[null,"Block 18: 160-170 mills/kWh",14778.595299423414,31005,0,31005,29755.728939616558,4323.3115534546268,18378.187811300078,85.767498803605648,165.15809559372269,0.24639927145076623,140.39913688399142,502.25367900298778,646.52166322877019,1050.9183222972199,1162.1511847319214,1417.0490103924176,1515.1612013282124,1549.6755966538321,1509.2664422083046,1133.0349371617106,960.76121412313773,517.49612251147994,425.42222937373413,null,121.90849796843571,142.75712701892027,158.31851887916372,248.72056789667357,298.25750779185489,223.01539149690564,344.05683116714533,205.16150450233869,259.30005230071185,151.95264912084161,131.96247273347896,103.47257553321612]
[null,"Block 19: 170-180 mills/kWh",14778.595299423414,34450,0,34450,32438.108521549253,4935.5557552954206,20420.208679222309,95.619187761648178,175.46517699071626,0.23231806376935718,140.39913688399142,502.25367900298778,646.52166322877019,1050.9183222972199,1162.1511847319214,1417.0490103924176,1515.1612013282124,1549.6755966538321,1509.2664422083046,1133.0349371617106,960.76121412313773,517.49612251147994,425.42222937373413,null,121.90849796843571,142.75712701892027,158.31851887916372,248.72056789667357,298.25750779185489,223.01539149690564,344.05683116714533,205.16150450233869,259.30005230071185,151.95264912084161,131.96247273347896,103.47257553321612]
[null,"Block 20: 180-190 mills/kWh",14778.595299423414,33788.604841877459,0,33788.604841877459,32581.524841766262,3711.0673516138331,20028.167252566589,93.727791716313305,182.27589355937317,0.22366891555222804,140.39913688399142,502.25367900298778,646.52166322877019,1050.9183222972199,1162.1511847319214,1417.0490103924176,1515.1612013282124,1549.6755966538321,1509.2664422083046,1133.0349371617106,960.76121412313773,517.49612251147994,425.42222937373413,null,121.90849796843571,142.75712701892027,158.31851887916372,248.72056789667357,298.25750779185489,223.01539149690564,344.05683116714533,205.16150450233869,259.30005230071185,151.95264912084161,131.96247273347896,103.47257553321612]
[null,"Block 21: 190-200 mills/kWh",14778.595299423414,37137.091139907672,0,37137.091139907672,35542.709666269649,3711.0673516138331,22012.979704389334,103.30347981165754,197.01945734327583,0.20718412581727083,140.39913688399142,502.25367900298778,646.52166322877019,1050.9183222972199,1162.1511847319214,1417.0490103924176,1515.1612013282124,1549.6755966538321,1509.2664422083046,1133.0349371617106,960.76121412313773,517.49612251147994,425.42222937373413,null,121.90849796843571,142.75712701892027,158.31851887916372,248.72056789667357,298.25750779185489,223.01539149690564,344.05683116714533,205.16150450233869,259.30005230071185,151.95264912084161,131.96247273347896,103.47257553321612]
[null,"Block 22: > 200 mills/kWh",47209.786271049619,143683,0,143683,135728.30492769086,10750.933341158907,26661.062873140942,127.09442671464312,233.25528256045791,0.17209357333471667,448.50081710094577,1557.501674435664,1937.5734187120679,3366.4913231909932,3649.2825915901531,4654.0431566129018,4970.2560192215815,5214.9082330279807,4904.7998641371032,3648.6283870679226,2970.3206455317736,1509.0676266671012,1186.841644846098,null,368.88724364766665,417.46728676982639,495.47805734370769,835.97332164928184,1051.6622899430893,721.44966084139321,1129.7987096376071,649.13103311421378,810.89471175468384,502.31227978248972,375.30041524176539,281.71667628255403]
[]
[]
["Shaped Savings Results; By Category and sorted by TRC BC ratio"]
[null,null,null,null,null,null,null,null,null,null,null,null,null,null,"Savings Allocation by Category and Month for Segments 1",null,null,null,null,null,null,null,null,null,null,null,null,"Savings Allocation by Category and Month for Segments 2"]
["Category","Measure","Busbar Savings","First Cost","Admin Cost","First Year Program Cost","PV Cost","PV Benefits","Unit Program Cost: First Year Program Cost in $/average annual kW saved","Utility System Net Levelized Cost (Net of T&D Capacity Benefits, Act Credit & Risk-Mitigation) in mills/kWh","TRC Net Levelized Cost (Net of All Benefits) in mills/kWh","TRC B/C Ratio","Net Electric & Gas System CO2 Avoided (Lifetime Tons)","Wholesale KW","Jan","Feb","Mar","Apr","May","Jun","Jul","Aug","Sep","Oct","Nov","Dec",null,"Jan","Feb","Mar","Apr","May","Jun","Jul","Aug","Sep","Oct","Nov","Dec"]
["Boise-COM-(Average)-(2035)",null,8292.3571050981736,10492.167582989317,0,10492.167582989317,10277.187489538357,3160.2360362819295,11083.867573729904,49.020410062608356,101.7603945604521,0.40542747483431402,78.778800840600525,0.65044643219634757,291.20407991645249,388.31131213211063,587.8037221184652,664.72490336027511,769.65018114832083,824.14223774953859,816.62906937900266,830.15975782254498,629.91624718046808,558.84932784141063,319.18182168035565,273.13834627926138,null,72.512748832589523,87.815095068739041,90.886611186254896,131.27001714615193,147.57655136160804,123.32853762800815,186.90845547305298,116.36759877996367,148.98112040991742,81.880722988512005,83.294884231821683,67.823755383348541]
["Boise-COM-(Average)-(2025)",null,8292.3571050981736,12885.941603924082,0,12885.941603924082,12394.086492007718,3160.2360362819295,13612.637157289737,61.220408493152782,120.54457520974648,0.34450154742182865,78.778800840600525,0.65044643219634757,291.20407991645249,388.31131213211063,587.8037221184652,664.72490336027511,769.65018114832083,824.14223774953859,816.62906937900266,830.15975782254498,629.91624718046808,558.84932784141063,319.18182168035565,273.13834627926138,null,72.512748832589523,87.815095068739041,90.886611186254896,131.27001714615193,147.57655136160804,123.32853762800815,186.90845547305298,116.36759877996367,148.98112040991742,81.880722988512005,83.294884231821683,67.823755383348541]
["Boise-COM-(Low Quartile)-(Fed Tax Credit)",null,8292.3571050981736,13356,0,13356,12809.775751333411,3160.2360362819295,14109.204236762649,63.616086466193458,124.23316976812491,0.33462696869748054,78.778800840600525,0.65044643219634757,291.20407991645249,388.31131213211063,587.8037221184652,664.72490336027511,769.65018114832083,824.14223774953859,816.62906937900266,830.15975782254498,629.91624718046808,558.84932784141063,319.18182168035565,273.13834627926138,null,72.512748832589523,87.815095068739041,90.886611186254896,131.27001714615193,147.57655136160804,123.32853762800815,186.90845547305298,116.36759877996367,148.98112040991742,81.880722988512005,83.294884231821683,67.823755383348541]
["Boise-COM-(Low Quartile)-(2014)",null,8292.3571050981736,14840,0,14840,14122.129420556452,3160.2360362819295,15676.893596402942,71.17937252101413,135.87826401669039,0.30685875137076057,78.778800840600525,0.65044643219634757,291.20407991645249,388.31131213211063,587.8037221184652,664.72490336027511,769.65018114832083,824.14223774953859,816.62906937900266,830.15975782254498,629.91624718046808,558.84932784141063,319.18182168035565,273.13834627926138,null,72.512748832589523,87.815095068739041,90.886611186254896,131.27001714615193,147.57655136160804,123.32853762800815,186.90845547305298,116.36759877996367,148.98112040991742,81.880722988512005,83.294884231821683,67.823755383348541]
["Boise-RES-(Average)-(2035)",null,8292.3571050981736,14178.604841877455,0,14178.604841877455,13901.390019152666,2547.9918344411358,14978.199423959328,67.80853641848438,139.35225918032179,0.29944579438621316,78.778800840600525,0.65044643219634757,291.20407991645249,388.31131213211063,587.8037221184652,664.72490336027511,769.65018114832083,824.14223774953859,816.62906937900266,830.15975782254498,629.91624718046808,558.84932784141063,319.18182168035565,273.13834627926138,null,72.512748832589523,87.815095068739041,90.886611186254896,131.27001714615193,147.57655136160804,123.32853762800815,186.90845547305298,116.36759877996367,148.98112040991742,81.880722988512005,83.294884231821683,67.823755383348541]
["Portland-COM-(Average)-(2035)",null,6486.2381943252412,10492.167582989317,0,10492.167582989317,10252.757518900644,1775.3197190134911,14170.214733618473,67.455217687149045,134.60372073696203,0.29031973662972521,61.620336043390886,0.10381187170120601,211.0495990865353,258.21035109665956,463.11460017875464,497.42628137164621,647.39882924409687,691.01896357867395,733.04652727482949,679.10668438575965,503.11868998124248,401.91188628172711,198.31430083112426,152.28388309447277,null,49.395749135846195,54.942031950181232,67.431907692908808,117.45055075052164,150.68095643024688,99.686853868897501,157.14837569409238,88.793905722375001,110.31893189079442,70.071926132329608,48.667588501657285,35.648820149867582]
["Boise-RES-(Average)-(2025)",null,8292.3571050981736,15672.091139907669,0,15672.091139907669,15222.132757127254,2547.9918344411358,16555.910056163197,75.420169902957213,151.07179334440735,0.27688119789970395,78.778800840600525,0.65044643219634757,291.20407991645249,388.31131213211063,587.8037221184652,664.72490336027511,769.65018114832083,824.14223774953859,816.62906937900266,830.15975782254498,629.91624718046808,558.84932784141063,319.18182168035565,273.13834627926138,null,72.512748832589523,87.815095068739041,90.886611186254896,131.27001714615193,147.57655136160804,123.32853762800815,186.90845547305298,116.36759877996367,148.98112040991742,81.880722988512005,83.294884231821683,67.823755383348541]
["Boise-COM-(Average)-(Fed Tax Credit)",null,8292.3571050981736,17649,0,17649,16606.227437300066,3160.2360362819295,18644.305598579213,85.495592553353276,157.92076384433213,0.26520230709933634,78.778800840600525,0.65044643219634757,291.20407991645249,388.31131213211063,587.8037221184652,664.72490336027511,769.65018114832083,824.14223774953859,816.62906937900266,830.15975782254498,629.91624718046808,558.84932784141063,319.18182168035565,273.13834627926138,null,72.512748832589523,87.815095068739041,90.886611186254896,131.27001714615193,147.57655136160804,123.32853762800815,186.90845547305298,116.36759877996367,148.98112040991742,81.880722988512005,83.294884231821683,67.823755383348541]
["Boise-RES-(Low Quartile)-(Fed Tax Credit)",null,8292.3571050981736,17649,0,17649,16970.38315892086,2547.9918344411358,18644.305598579213,85.495592553353276,166.58479199440694,0.25176835387036767,78.778800840600525,0.65044643219634757,291.20407991645249,388.31131213211063,587.8037221184652,664.72490336027511,769.65018114832083,824.14223774953859,816.62906937900266,830.15975782254498,629.91624718046808,558.84932784141063,319.18182168035565,273.13834627926138,null,72.512748832589523,87.815095068739041,90.886611186254896,131.27001714615193,147.57655136160804,123.32853762800815,186.90845547305298,116.36759877996367,148.98112040991742,81.880722988512005,83.294884231821683,67.823755383348541]
["Portland-COM-(Average)-(2025)",null,6486.2381943252412,12885.941603924082,0,12885.941603924082,12369.656521370005,1775.3197190134911,17403.130299644796,83.052354368965865,158.61843145278215,0.24661592026454338,61.620336043390886,0.10381187170120601,211.0495990865353,258.21035109665956,463.11460017875464,497.42628137164621,647.39882924409687,691.01896357867395,733.04652727482949,679.10668438575965,503.11868998124248,401.91188628172711,198.31430083112426,152.28388309447277,null,49.395749135846195,54.942031950181232,67.431907692908808,117.45055075052164,150.68095643024688,99.686853868897501,157.14837569409238,88.793905722375001,110.31893189079442,70.071926132329608,48.667588501657285,35.648820149867582]
["Boise-COM-(Average)-(2014)",null,8292.3571050981736,19610,0,19610,18340.409071630515,3160.2360362819295,20715.895109532459,95.489934840080608,173.30892410136516,0.24224483508197819,78.778800840600525,0.65044643219634757,291.20407991645249,388.31131213211063,587.8037221184652,664.72490336027511,769.65018114832083,824.14223774953859,816.62906937900266,830.15975782254498,629.91624718046808,558.84932784141063,319.18182168035565,273.13834627926138,null,72.512748832589523,87.815095068739041,90.886611186254896,131.27001714615193,147.57655136160804,123.32853762800815,186.90845547305298,116.36759877996367,148.98112040991742,81.880722988512005,83.294884231821683,67.823755383348541]
["Portland-COM-(Low Quartile)-(Fed Tax Credit)",null,6486.2381943252412,13356,0,13356,12785.345780695698,1775.3197190134911,18037.968464118559,86.115118434376157,163.33412988654553,0.23953514660425779,61.620336043390886,0.10381187170120601,211.0495990865353,258.21035109665956,463.11460017875464,497.42628137164621,647.39882924409687,691.01896357867395,733.04652727482949,679.10668438575965,503.11868998124248,401.91188628172711,198.31430083112426,152.28388309447277,null,49.395749135846195,54.942031950181232,67.431907692908808,117.45055075052164,150.68095643024688,99.686853868897501,157.14837569409238,88.793905722375001,110.31893189079442,70.071926132329608,48.667588501657285,35.648820149867582]
["Boise-RES-(Low Quartile)-(2014)",null,8292.3571050981736,19610,0,19610,18704.564793251309,2547.9918344411358,20715.895109532459,95.489934840080608,181.97295225143986,0.23098668914933265,78.778800840600525,0.65044643219634757,291.20407991645249,388.31131213211063,587.8037221184652,664.72490336027511,769.65018114832083,824.14223774953859,816.62906937900266,830.15975782254498,629.91624718046808,558.84932784141063,319.18182168035565,273.13834627926138,null,72.512748832589523,87.815095068739041,90.886611186254896,131.27001714615193,147.57655136160804,123.32853762800815,186.90845547305298,116.36759877996367,148.98112040991742,81.880722988512005,83.294884231821683,67.823755383348541]
["Portland-COM-(Low Quartile)-(2014)",null,6486.2381943252412,14840,0,14840,14097.699449918739,1775.3197190134911,20042.187182353955,95.784431675054421,178.22184710237548,0.21962714336854375,61.620336043390886,0.10381187170120601,211.0495990865353,258.21035109665956,463.11460017875464,497.42628137164621,647.39882924409687,691.01896357867395,733.04652727482949,679.10668438575965,503.11868998124248,401.91188628172711,198.31430083112426,152.28388309447277,null,49.395749135846195,54.942031950181232,67.431907692908808,117.45055075052164,150.68095643024688,99.686853868897501,157.14837569409238,88.793905722375001,110.31893189079442,70.071926132329608,48.667588501657285,35.648820149867582]
["Portland-RES-(Average)-(2035)",null,6486.2381943252412,14178.604841877455,0,14178.604841877455,13876.960048514953,1163.0755171726973,19148.938829214152,91.474972807295117,182.66319008349188,0.21431347869291872,61.620336043390886,0.10381187170120601,211.0495990865353,258.21035109665956,463.11460017875464,497.42628137164621,647.39882924409687,691.01896357867395,733.04652727482949,679.10668438575965,503.11868998124248,401.91188628172711,198.31430083112426,152.28388309447277,null,49.395749135846195,54.942031950181232,67.431907692908808,117.45055075052164,150.68095643024688,99.686853868897501,157.14837569409238,88.793905722375001,110.31893189079442,70.071926132329608,48.667588501657285,35.648820149867582]
["Boise-RES-(Average)-(Fed Tax Credit)",null,8292.3571050981736,21465,0,21465,20345.00687978011,2547.9918344411358,22675.506809082828,104.94404240860644,196.52932006214672,0.21425726219685173,78.778800840600525,0.65044643219634757,291.20407991645249,388.31131213211063,587.8037221184652,664.72490336027511,769.65018114832083,824.14223774953859,816.62906937900266,830.15975782254498,629.91624718046808,558.84932784141063,319.18182168035565,273.13834627926138,null,72.512748832589523,87.815095068739041,90.886611186254896,131.27001714615193,147.57655136160804,123.32853762800815,186.90845547305298,116.36759877996367,148.98112040991742,81.880722988512005,83.294884231821683,67.823755383348541]
["Portland-RES-(Average)-(2025)",null,6486.2381943252412,15672.091139907669,0,15672.091139907669,15197.702786489541,1163.0755171726973,21165.96928335178,101.20609601235923,197.6460753063966,0.19814144638501355,61.620336043390886,0.10381187170120601,211.0495990865353,258.21035109665956,463.11460017875464,497.42628137164621,647.39882924409687,691.01896357867395,733.04652727482949,679.10668438575965,503.11868998124248,401.91188628172711,198.31430083112426,152.28388309447277,null,49.395749135846195,54.942031950181232,67.431907692908808,117.45055075052164,150.68095643024688,99.686853868897501,157.14837569409238,88.793905722375001,110.31893189079442,70.071926132329608,48.667588501657285,35.648820149867582]
["Boise-RES-(Average)-(2014)",null,8292.3571050981736,23850,0,23850,22454.146705317147,2547.9918344411358,25195.007565647586,117.0993235681397,215.24465010448415,0.19600542169386867,78.778800840600525,0.65044643219634757,291.20407991645249,388.31131213211063,587.8037221184652,664.72490336027511,769.65018114832083,824.14223774953859,816.62906937900266,830.15975782254498,629.91624718046808,558.84932784141063,319.18182168035565,273.13834627926138,null,72.512748832589523,87.815095068739041,90.886611186254896,131.27001714615193,147.57655136160804,123.32853762800815,186.90845547305298,116.36759877996367,148.98112040991742,81.880722988512005,83.294884231821683,67.823755383348541]
["Portland-COM-(Average)-(Fed Tax Credit)",null,6486.2381943252412,17649,0,17649,16581.797466662352,1775.3197190134911,23835.886899013807,114.08706030919542,206.4021689751965,0.18977263742351835,61.620336043390886,0.10381187170120601,211.0495990865353,258.21035109665956,463.11460017875464,497.42628137164621,647.39882924409687,691.01896357867395,733.04652727482949,679.10668438575965,503.11868998124248,401.91188628172711,198.31430083112426,152.28388309447277,null,49.395749135846195,54.942031950181232,67.431907692908808,117.45055075052164,150.68095643024688,99.686853868897501,157.14837569409238,88.793905722375001,110.31893189079442,70.071926132329608,48.667588501657285,35.648820149867582]
["Portland-RES-(Low Quartile)-(Fed Tax Credit)",null,6486.2381943252412,17649,0,17649,16945.953188283147,1163.0755171726973,23835.886899013807,114.08706030919542,217.47873034044201,0.1801474119535991,61.620336043390886,0.10381187170120601,211.0495990865353,258.21035109665956,463.11460017875464,497.42628137164621,647.39882924409687,691.01896357867395,733.04652727482949,679.10668438575965,503.11868998124248,401.91188628172711,198.31430083112426,152.28388309447277,null,49.395749135846195,54.942031950181232,67.431907692908808,117.45055075052164,150.68095643024688,99.686853868897501,157.14837569409238,88.793905722375001,110.31893189079442,70.071926132329608,48.667588501657285,35.648820149867582]
["Portland-COM-(Average)-(2014)",null,6486.2381943252412,19610,0,19610,18315.979100992798,1775.3197190134911,26484.318776682008,126.86436709152032,226.07522386754317,0.17332474350464536,61.620336043390886,0.10381187170120601,211.0495990865353,258.21035109665956,463.11460017875464,497.42628137164621,647.39882924409687,691.01896357867395,733.04652727482949,679.10668438575965,503.11868998124248,401.91188628172711,198.31430083112426,152.28388309447277,null,49.395749135846195,54.942031950181232,67.431907692908808,117.45055075052164,150.68095643024688,99.686853868897501,157.14837569409238,88.793905722375001,110.31893189079442,70.071926132329608,48.667588501657285,35.648820149867582]
["Portland-RES-(Low Quartile)-(2014)",null,6486.2381943252412,19610,0,19610,18680.134822613592,1163.0755171726973,26484.318776682008,126.86436709152032,237.15178523278877,0.16526022935494813,61.620336043390886,0.10381187170120601,211.0495990865353,258.21035109665956,463.11460017875464,497.42628137164621,647.39882924409687,691.01896357867395,733.04652727482949,679.10668438575965,503.11868998124248,401.91188628172711,198.31430083112426,152.28388309447277,null,49.395749135846195,54.942031950181232,67.431907692908808,117.45055075052164,150.68095643024688,99.686853868897501,157.14837569409238,88.793905722375001,110.31893189079442,70.071926132329608,48.667588501657285,35.648820149867582]
["Portland-RES-(Average)-(Fed Tax Credit)",null,6486.2381943252412,21465,0,21465,20320.576909142394,1163.0755171726973,28989.592174476253,138.95100864236809,255.76143175257621,0.15327817899985802,61.620336043390886,0.10381187170120601,211.0495990865353,258.21035109665956,463.11460017875464,497.42628137164621,647.39882924409687,691.01896357867395,733.04652727482949,679.10668438575965,503.11868998124248,401.91188628172711,198.31430083112426,152.28388309447277,null,49.395749135846195,54.942031950181232,67.431907692908808,117.45055075052164,150.68095643024688,99.686853868897501,157.14837569409238,88.793905722375001,110.31893189079442,70.071926132329608,48.667588501657285,35.648820149867582]
["Portland-RES-(Average)-(2014)",null,6486.2381943252412,23850,0,23850,22429.71673467943,1163.0755171726973,32210.657971640281,154.4909763506011,279.68812013516015,0.14020804080852295,61.620336043390886,0.10381187170120601,211.0495990865353,258.21035109665956,463.11460017875464,497.42628137164621,647.39882924409687,691.01896357867395,733.04652727482949,679.10668438575965,503.11868998124248,401.91188628172711,198.31430083112426,152.28388309447277,null,49.395749135846195,54.942031950181232,67.431907692908808,117.45055075052164,150.68095643024688,99.686853868897501,157.14837569409238,88.793905722375001,110.31893189079442,70.071926132329608,48.667588501657285,35.648820149867582]

{"sheet":"M_Input (link)","index":4,"n_rows":171,"n_cols":105,"rows_kept":171,"cut":false,"hidden":false,"merged":[[5,8,5,13],[5,14,5,15],[5,17,5,19]]}
["Data Set Name",{"$f":"IF(AND('[1]ProCost 7th Plan Inputs'!B90=TRUE,'[1]ProCost 7th Plan Inputs'!C90=TRUE,'[1]ProCost 7th Plan Inputs'!D90=TRUE,'[1]ProCost 7th Plan Inputs'!E90=TRUE,'[1]ProCost 7th Plan Inputs'!F90=TRUE,'[1]ProCost 7th Plan Inputs'!B93=TRUE,'[1]ProCost 7th Plan Inputs'!C93=TRUE,'[1]ProCost 7th Plan Inputs'!D93=TRUE,'[1]ProCost 7th Plan Inputs'!E93=TRUE,'[1]ProCost 7th Plan Inputs'!F93=TRUE,'[1]ProCost 7th Plan Inputs'!B96=TRUE,'[1]ProCost 7th Plan Inputs'!C96=TRUE,'[1]ProCost 7th Plan Inputs'!D96=TRUE,'[1]ProCost 7th Plan Inputs'!E96=TRUE,'[1]ProCost 7th Plan Inputs'!F96=TRUE,'[1]ProCost 7th Plan Inputs'!G90=TRUE,'[1]ProCost 7th Plan Inputs'!G93=TRUE,'[1]ProCost 7th Plan Inputs'!G96=TRUE),\"\",\"ERROR - Inputs have changed re-run ProCost\")","v":{"$error":"#REF!"}},{"$f":"IF(AND('[1]ProCost 7th Plan Inputs'!B90=TRUE,'[1]ProCost 7th Plan Inputs'!B93=TRUE,'[1]ProCost 7th Plan Inputs'!B96=TRUE),\"\",\"Re-run ProCost\")","v":{"$error":"#REF!"}},{"$f":"IF(AND('[1]ProCost 7th Plan Inputs'!C90=TRUE,'[1]ProCost 7th Plan Inputs'!C93=TRUE,'[1]ProCost 7th Plan Inputs'!C96=TRUE),\"\",\"Re-run ProCost\")","v":{"$error":"#REF!"}},{"$f":"IF(AND('[1]ProCost 7th Plan Inputs'!D90=TRUE,'[1]ProCost 7th Plan Inputs'!D93=TRUE,'[1]ProCost 7th Plan Inputs'!D96=TRUE),\"\",\"Re-run ProCost\")","v":{"$error":"#REF!"}},{"$f":"IF(AND('[1]ProCost 7th Plan Inputs'!E90=TRUE,'[1]ProCost 7th Plan Inputs'!E93=TRUE,'[1]ProCost 7th Plan Inputs'!E96=TRUE),\"\",\"Re-run ProCost\")","v":{"$error":"#REF!"}},{"$f":"IF(AND('[1]ProCost 7th Plan Inputs'!F90=TRUE,'[1]ProCost 7th Plan Inputs'!F93=TRUE,'[1]ProCost 7th Plan Inputs'!F96=TRUE),\"\",\"Re-run ProCost\")","v":{"$error":"#REF!"}},null,null,null,null,null,null,null,{"$f":"IF(AND('[1]ProCost 7th Plan Inputs'!G90=TRUE,'[1]ProCost 7th Plan Inputs'!G93=TRUE,'[1]ProCost 7th Plan Inputs'!G96=TRUE),\"\",\"Re-run ProCost\")","v":{"$error":"#REF!"}}]
["Measure Index Name",null,null,null,null,"Beta04"]
["Costs must be denominated in the same year as 'Input Cost Reference Year' =",null,2012]
[null,null,null,null,null,"Var O&M (Sys Integration)",null,"Fixed O&M"]
[1,2,3,4,5,6,7,8,9,10,11,12,13,14,15,16,17,18,19,20,21,22,23,24,25,26,27,28,29,30,31,32,33,34,35,36,37,38,39,40,41,42,43,44,45,46,47,48,49,50,51,52,53,54,55,56,57,58,59,60,61,62,63,64,65,66,67,68,69,70,71,72,73,74,75,76,77,78,79,80,81,82,83,84,85,86,87,88,89,90,91,92,93,94,95,96,97,98,99,100,101,102,103,104,105]
["Input Data",null,null,null,null,null,null,null,"Periodic Replacement Costs and Savings and Replacement Period",null,null,null,null,null,"Gas Inputs",null,"Retro or LO","Early Retrofit Parameters"]
["Category Name","Measure Name","Savings (kwh/yr)","Life (yrs)","Capital Cost","Annual O&M","Shape Pointer","Non-E Val ($/yr)","Cost 1 ($)","Period 1 ","Cost 2 ($)","Period 2","Cost 3 ($)","Period 3","Savings (therms/yr)","Shape Pointer","R or L","Savings 2\n(kWh)","Remaining\nLife (yrs)","Salvage Value ($)"]
[{"$f":"B8","v":"Boise-RES-(Average)-(2014)"},{"$f":"MMap!F6","v":"Boise-RES-(Average)-(2014)"},{"$f":"MMap!H6","v":7723},{"$f":"MMap!I6","v":25},{"$f":"MMap!G6","v":23850},{"$f":"+MMap!M6","v":8.2636099999999999},{"$f":"MMap!N6","v":"Residential-RES-SolarPV-Boise"},{"$f":"-MMap!J6","v":-169.6},{"$f":"MMap!K6","v":1925},{"$f":"MMap!L6","v":10},null,null,null,null,null,null,"R"]
["Boise-RES-(Low Quartile)-(2014)","Boise-RES-(Low Quartile)-(2014)",{"$f":"MMap!H7","v":7723},{"$f":"MMap!I7","v":25},{"$f":"MMap!G7","v":19610},{"$f":"+MMap!M7","v":8.2636099999999999},{"$f":"MMap!N7","v":"Residential-RES-SolarPV-Boise"},{"$f":"-MMap!J7","v":-169.6},{"$f":"MMap!K7","v":1925},{"$f":"MMap!L7","v":10},null,null,null,null,null,null,"R"]
["Boise-COM-(Average)-(2014)","Boise-COM-(Average)-(2014)",{"$f":"MMap!H8","v":7723},{"$f":"MMap!I8","v":25},{"$f":"MMap!G8","v":19610},{"$f":"+MMap!M8","v":8.2636099999999999},{"$f":"MMap!N8","v":"Residential-RES-SolarPV-Boise"},{"$f":"-MMap!J8","v":-124.55},{"$f":"MMap!K8","v":1660},{"$f":"MMap!L8","v":15},null,null,null,null,null,null,"R"]
["Boise-COM-(Low Quartile)-(2014)","Boise-COM-(Low Quartile)-(2014)",{"$f":"MMap!H9","v":7723},{"$f":"MMap!I9","v":25},{"$f":"MMap!G9","v":14840},{"$f":"+MMap!M9","v":8.2636099999999999},{"$f":"MMap!N9","v":"Residential-RES-SolarPV-Boise"},{"$f":"-MMap!J9","v":-124.55},{"$f":"MMap!K9","v":1660},{"$f":"MMap!L9","v":15},null,null,null,null,null,null,"R"]
["Boise-RES-(Average)-(Fed Tax Credit)","Boise-RES-(Average)-(Fed Tax Credit)",{"$f":"MMap!H10","v":7723},{"$f":"MMap!I10","v":25},{"$f":"MMap!G10","v":21465},{"$f":"+MMap!M10","v":8.2636099999999999},{"$f":"MMap!N10","v":"Residential-RES-SolarPV-Boise"},{"$f":"-MMap!J10","v":-169.6},{"$f":"MMap!K10","v":1925},{"$f":"MMap!L10","v":10},null,null,null,null,null,null,"R"]
["Boise-RES-(Low Quartile)-(Fed Tax Credit)","Boise-RES-(Low Quartile)-(Fed Tax Credit)",{"$f":"MMap!H11","v":7723},{"$f":"MMap!I11","v":25},{"$f":"MMap!G11","v":17649},{"$f":"+MMap!M11","v":8.2636099999999999},{"$f":"MMap!N11","v":"Residential-RES-SolarPV-Boise"},{"$f":"-MMap!J11","v":-169.6},{"$f":"MMap!K11","v":1925},{"$f":"MMap!L11","v":10},null,null,null,null,null,null,"R"]
["Boise-COM-(Average)-(Fed Tax Credit)","Boise-COM-(Average)-(Fed Tax Credit)",{"$f":"MMap!H12","v":7723},{"$f":"MMap!I12","v":25},{"$f":"MMap!G12","v":17649},{"$f":"+MMap!M12","v":8.2636099999999999},{"$f":"MMap!N12","v":"Residential-RES-SolarPV-Boise"},{"$f":"-MMap!J12","v":-124.55},{"$f":"MMap!K12","v":1660},{"$f":"MMap!L12","v":15},null,null,null,null,null,null,"R"]
["Boise-COM-(Low Quartile)-(Fed Tax Credit)","Boise-COM-(Low Quartile)-(Fed Tax Credit)",{"$f":"MMap!H13","v":7723},{"$f":"MMap!I13","v":25},{"$f":"MMap!G13","v":13356},{"$f":"+MMap!M13","v":8.2636099999999999},{"$f":"MMap!N13","v":"Residential-RES-SolarPV-Boise"},{"$f":"-MMap!J13","v":-124.55},{"$f":"MMap!K13","v":1660},{"$f":"MMap!L13","v":15},null,null,null,null,null,null,"R"]
["Boise-RES-(Average)-(2025)","Boise-RES-(Average)-(2025)",{"$f":"MMap!H14","v":7723},{"$f":"MMap!I14","v":25},{"$f":"MMap!G14","v":15900},{"$f":"+MMap!M14","v":8.2636099999999999},{"$f":"MMap!N14","v":"Residential-RES-SolarPV-Boise"},{"$f":"-MMap!J14","v":-169.6},{"$f":"MMap!K14","v":1925},{"$f":"MMap!L14","v":10},null,null,null,null,null,null,"R"]
["Boise-COM-(Average)-(2025)","Boise-COM-(Average)-(2025)",{"$f":"MMap!H15","v":7723},{"$f":"MMap!I15","v":25},{"$f":"MMap!G15","v":12720},{"$f":"+MMap!M15","v":8.2636099999999999},{"$f":"MMap!N15","v":"Residential-RES-SolarPV-Boise"},{"$f":"-MMap!J15","v":-124.55},{"$f":"MMap!K15","v":1660},{"$f":"MMap!L15","v":15},null,null,null,null,null,null,"R"]
["Boise-RES-(Average)-(2035)","Boise-RES-(Average)-(2035)",{"$f":"MMap!H16","v":7723},{"$f":"MMap!I16","v":25},{"$f":"MMap!G16","v":14310},{"$f":"+MMap!M16","v":8.2636099999999999},{"$f":"MMap!N16","v":"Residential-RES-SolarPV-Boise"},{"$f":"-MMap!J16","v":-169.6},{"$f":"MMap!K16","v":1925},{"$f":"MMap!L16","v":10},null,null,null,null,null,null,"R"]
["Boise-COM-(Average)-(2035)","Boise-COM-(Average)-(2035)",{"$f":"MMap!H17","v":7723},{"$f":"MMap!I17","v":25},{"$f":"MMap!G17","v":10600},{"$f":"+MMap!M17","v":8.2636099999999999},{"$f":"MMap!N17","v":"Residential-RES-SolarPV-Boise"},{"$f":"-MMap!J17","v":-124.55},{"$f":"MMap!K17","v":1660},{"$f":"MMap!L17","v":15},null,null,null,null,null,null,"R"]
["Portland-RES-(Average)-(2014)","Portland-RES-(Average)-(2014)",{"$f":"MMap!H18","v":6043},{"$f":"MMap!I18","v":25},{"$f":"MMap!G18","v":23850},{"$f":"+MMap!M18","v":6.4660099999999998},{"$f":"MMap!N18","v":"Residential-RES-SolarPV-Portland"},{"$f":"-MMap!J18","v":-169.6},{"$f":"MMap!K18","v":1925},{"$f":"MMap!L18","v":10},null,null,null,null,null,null,"R"]
["Portland-RES-(Low Quartile)-(2014)","Portland-RES-(Low Quartile)-(2014)",{"$f":"MMap!H19","v":6043},{"$f":"MMap!I19","v":25},{"$f":"MMap!G19","v":19610},{"$f":"+MMap!M19","v":6.4660099999999998},{"$f":"MMap!N19","v":"Residential-RES-SolarPV-Portland"},{"$f":"-MMap!J19","v":-169.6},{"$f":"MMap!K19","v":1925},{"$f":"MMap!L19","v":10},null,null,null,null,null,null,"R"]
["Portland-COM-(Average)-(2014)","Portland-COM-(Average)-(2014)",{"$f":"MMap!H20","v":6043},{"$f":"MMap!I20","v":25},{"$f":"MMap!G20","v":19610},{"$f":"+MMap!M20","v":6.4660099999999998},{"$f":"MMap!N20","v":"Residential-RES-SolarPV-Portland"},{"$f":"-MMap!J20","v":-124.55},{"$f":"MMap!K20","v":1660},{"$f":"MMap!L20","v":15},null,null,null,null,null,null,"R"]
["Portland-COM-(Low Quartile)-(2014)","Portland-COM-(Low Quartile)-(2014)",{"$f":"MMap!H21","v":6043},{"$f":"MMap!I21","v":25},{"$f":"MMap!G21","v":14840},{"$f":"+MMap!M21","v":6.4660099999999998},{"$f":"MMap!N21","v":"Residential-RES-SolarPV-Portland"},{"$f":"-MMap!J21","v":-124.55},{"$f":"MMap!K21","v":1660},{"$f":"MMap!L21","v":15},null,null,null,null,null,null,"R"]
["Portland-RES-(Average)-(Fed Tax Credit)","Portland-RES-(Average)-(Fed Tax Credit)",{"$f":"MMap!H22","v":6043},{"$f":"MMap!I22","v":25},{"$f":"MMap!G22","v":21465},{"$f":"+MMap!M22","v":6.4660099999999998},{"$f":"MMap!N22","v":"Residential-RES-SolarPV-Portland"},{"$f":"-MMap!J22","v":-169.6},{"$f":"MMap!K22","v":1925},{"$f":"MMap!L22","v":10},null,null,null,null,null,null,"R"]
["Portland-RES-(Low Quartile)-(Fed Tax Credit)","Portland-RES-(Low Quartile)-(Fed Tax Credit)",{"$f":"MMap!H23","v":6043},{"$f":"MMap!I23","v":25},{"$f":"MMap!G23","v":17649},{"$f":"+MMap!M23","v":6.4660099999999998},{"$f":"MMap!N23","v":"Residential-RES-SolarPV-Portland"},{"$f":"-MMap!J23","v":-169.6},{"$f":"MMap!K23","v":1925},{"$f":"MMap!L23","v":10},null,null,null,null,null,null,"R"]
["Portland-COM-(Average)-(Fed Tax Credit)","Portland-COM-(Average)-(Fed Tax Credit)",{"$f":"MMap!H24","v":6043},{"$f":"MMap!I24","v":25},{"$f":"MMap!G24","v":17649},{"$f":"+MMap!M24","v":6.4660099999999998},{"$f":"MMap!N24","v":"Residential-RES-SolarPV-Portland"},{"$f":"-MMap!J24","v":-124.55},{"$f":"MMap!K24","v":1660},{"$f":"MMap!L24","v":15},null,null,null,null,null,null,"R"]
["Portland-COM-(Low Quartile)-(Fed Tax Credit)","Portland-COM-(Low Quartile)-(Fed Tax Credit)",{"$f":"MMap!H25","v":6043},{"$f":"MMap!I25","v":25},{"$f":"MMap!G25","v":13356},{"$f":"+MMap!M25","v":6.4660099999999998},{"$f":"MMap!N25","v":"Residential-RES-SolarPV-Portland"},{"$f":"-MMap!J25","v":-124.55},{"$f":"MMap!K25","v":1660},{"$f":"MMap!L25","v":15},null,null,null,null,null,null,"R"]
["Portland-RES-(Average)-(2025)","Portland-RES-(Average)-(2025)",{"$f":"MMap!H26","v":6043},{"$f":"MMap!I26","v":25},{"$f":"MMap!G26","v":15900},{"$f":"+MMap!M26","v":6.4660099999999998},{"$f":"MMap!N26","v":"Residential-RES-SolarPV-Portland"},{"$f":"-MMap!J26","v":-169.6},{"$f":"MMap!K26","v":1925},{"$f":"MMap!L26","v":10},null,null,null,null,null,null,"R"]
["Portland-COM-(Average)-(2025)","Portland-COM-(Average)-(2025)",{"$f":"MMap!H27","v":6043},{"$f":"MMap!I27","v":25},{"$f":"MMap!G27","v":12720},{"$f":"+MMap!M27","v":6.4660099999999998},{"$f":"MMap!N27","v":"Residential-RES-SolarPV-Portland"},{"$f":"-MMap!J27","v":-124.55},{"$f":"MMap!K27","v":1660},{"$f":"MMap!L27","v":15},null,null,null,null,null,null,"R"]
["Portland-RES-(Average)-(2035)","Portland-RES-(Average)-(2035)",{"$f":"MMap!H28","v":6043},{"$f":"MMap!I28","v":25},{"$f":"MMap!G28","v":14310},{"$f":"+MMap!M28","v":6.4660099999999998},{"$f":"MMap!N28","v":"Residential-RES-SolarPV-Portland"},{"$f":"-MMap!J28","v":-169.6},{"$f":"MMap!K28","v":1925},{"$f":"MMap!L28","v":10},null,null,null,null,null,null,"R"]
["Portland-COM-(Average)-(2035)","Portland-COM-(Average)-(2035)",{"$f":"MMap!H29","v":6043},{"$f":"MMap!I29","v":25},{"$f":"MMap!G29","v":10600},{"$f":"+MMap!M29","v":6.4660099999999998},{"$f":"MMap!N29","v":"Residential-RES-SolarPV-Portland"},{"$f":"-MMap!J29","v":-124.55},{"$f":"MMap!K29","v":1660},{"$f":"MMap!L29","v":15},null,null,null,null,null,null,"R"]
[]
[]
[]
["ProCost Results"]
["Version:    ","ProCost 3.0 - Beta04"]
["Run Time:","Thursday, 25 June , 2015 at 10:07 PM"]
[]
["Regurgitation of ProData input parameters which were used for this run"]
[null,"Run Parameters",null,"Run Parameters",null,null,"Marginal Cost & Conservation Load Shape Parameters",null,null,null,null,null,null,null,null,null,"Sponsor Parameters",null,null,null,null,null,"Program Parameters",null,null,"Utility System Parameters"]
[null,"Run Type","Electric","Run Type","Electric",null,"Marginal Costs and Savings Shape File","Q:\\SeventhPlan\\Conservation Analysis\\Global EE Inputs\\MC Files\\MC_AND_LOADSHAPE_v3.0_24segment-7P-D9 - NewSegValues.xlsx",null,null,"6P MidC Final (with carbon)",null,null,null,null,null,null,"Customer","Wholesale Elec","Retail Elec","Nat Gas",null,"Program Life (yrs)",20,null,null,"Electric","Gas"]
[null,"Negative B/C Ratios","Off","Negative B/C Ratios","Off",null,"Marginal Elec Avoided Cost Input Worksheet","7P Mid",null,null,"Conservation Load Shapes",null,null,null,null,null,"Real After-Tax Cost of Capital",4.3096045197740109E-2,4.387844424080023E-2,5.3289007766645871E-2,5.447903102274565E-2,null,"Program Start Date",2016,null,"Bulk System T&D Loss Factor",4.03890184699085E-3,0.01]
[null,"Admin Cost @ Category Level","On","Admin Cost @ Category Level","On",null,"Elec Savings Shape Input Worksheet","GLSShapes",null,null,"6P_Gas_Final",null,null,null,null,null,"Financial Life (years)",12,12,1,1,null,"Present Value Time Zero",2016,null,"Bulk System T&D Credit ($/kw-yr)($/dailytherm-yr)",26,0]
[null,"Repeat Periodic Replacement ","On","Repeat Periodic Replacement ","On",null,"Marginal Gas Avoided Cost Input Worksheet","7P Gas",null,null,"Conservation Load Shapes",null,null,null,null,null,null,"Customer","Wholesale Elec","Retail Elec","Nat Gas",null,"Input Cost Reference Year",2012,null,"Bulk System T&D I2R Loss Component (%)",0.9,"N/A"]
[null,null,null,null,null,null,"Gas Savings Shape Input Worksheet","GLSShapes",null,null,null,null,null,null,null,null,"Sponsor Share of Initial Capital Cost ",0.35,0.19500000000000001,0.45499999999999996,0,null,"Real Discount Rate",0.04,null,"Local System Dist Loss Factor",4.7399348199455904E-2,0]
[null,"Run Type:","Electric",null,null,null,"Marginal Elec CO2 per kWh Input Worksheet","CO2 lbs per kWh .95",null,null,"CO2 lbs per therm",null,null,null,null,null,"Sponsor Share of Annual O&M",1,0,0,0,null,"Capital Real Escalation Rate",0,null,"Local System Dist Credit ($/kw-yr)($/dailytherm-yr)",31,0]
[null,"Negative B/C Ratios:","False:  (Converts Negative B/C Ratios)",null,null,null,"Marginal Gas CO2 per therm Input Worksheet","CO2 lbs per therm",null,null,"Zero Dollars per ton CO2",null,null,null,null,null,"Sponsor Share of Periodic Replacement Cost",1,0,0,0,null,"Admin Cost (as % of Initial Capital Cost)",0,null,"Local System Dist I2R Loss Component (%)",0.7,"N/A"]
[null,"Admin Cost / Category Level:","True:  Admin Costs added at Category Results",null,null,null,"Marginal Avoided Cost CO2 Input Worksheet","Zero Dollars per ton CO2",null,null,"LineLossShapes",null,null,null,null,null,"Sponsor Share of Admin Cost",null,0.3,0.7,0,null,"Regional Act Conservation Credit (%)",0,null,"Risk-Mitigation Credit (mills/kWh)(mills/therm) - Retro.",0,0]
[null,"Periodic O&M Treatment:","True:  (Periodic O&M Repeats over measure life)",null,null,null,"Line Loss Shape Input Worksheet","LineLossShapes",null,null,null,null,null,null,null,null,"Last Year of Non-Customer O&M & Period Replacement",null,20,null,null,null,"Report Annual Carbon Saved for Year",2018,null,"Risk-Mitigation Credit (mills/kWh)(mills/therm) - Lost Op.",0,0]
[]
[]
[]
[]
[]
[]
[]
["Measure Results; Sorted in same order as input"]
["Total Results",null,"Measure Input Data",null,null,null,null,null,null,null,null,"Savings",null,null,null,null,null,"PV Capital",null,null,null,"PV Admin",null,null,null,"PV O&M",null,null,null,"PV Periodic Repl.",null,null,null,"Total PV Capital, O&M and Periodic Repl Costs",null,null,null,null,"PV Wholesale Electric Utility Costs & Benefits",null,null,null,null,null,null,"PV Retail Electric Utility Costs & Benefits",null,null,null,null,null,null,"PV Electric Utility System Costs & Benefits",null,null,null,null,null,"Electric Utility System Economics",null,"Sponsor Levelized Cost (mills/kwh)",null,null,null,null,"PV Regional Costs & Benefits",null,null,null,null,null,null,null,null,null,null,null,null,null,null,null,"TRC Economics",null,"Physical CO2",null,null,null,null,null,null,"Gas Inputs",null,null,null,"PV Gas Utility System Costs & Benefits",null,null,null,null,"Gas Utility System Economics"]
["Category","Measure","Measure Life","Site Savings (kWh)","Site Savings (therms)","Capital Cost ($/unit)","Annual O&M Cost ($/unit)","PV Per. Repl. Cost ($/unit)","Load Shape (electric)","Diversified Load Factor (electric)","Wholesale Power Coincidence Factor (electric)","Wholesale Electric Energy (kWh)","Wholesale Electric Demand (kw)","Retail Electric Demand (kW)","Wholesale Gas Energy (therms/yr)","Wholesale Gas Demand (therms/day)","Retail Gas Demand (therms/day)","Wholesale Electric","Retail Electric","Natural Gas","Customer","Wholesale Electric","Retail Electric","Natural Gas","Customer","Wholesale Electric","Retail Electric","Natural Gas","Customer","Wholesale Electric","Retail Electric","Natural Gas","Customer","Wholesale Electric","Retail Electric","Natural Gas","Customer","Total","Wholesale Utility System Energy","Wholesale Utility System T&D Def. Cap.","Wholesale Utility System Act C-E Credit","Wholesale Utility System Risk Mitigation Benefit","Wholesale Utility System Total System Benefit","Wholesale Utility System Total Non-Consumer Cost","Wholesale Utility System B/C Ratio","Retail Utility System Energy","Retail Utility System T&D Def. Cap.","Retail Utility System Act C-E Credit","Retail Utility System Risk Mitigation Benefit","Retail Utility System Total System Benefit","Retail Utility System Total Non-Consumer Cost","Retail Utility System System B/C Ratio","Utility System Energy","Utility System T&D Def. Cap.","Utility System Act C-E Credit","Utility System Total Risk Mitigation Benefit","Utility System Total System Benefit","Utility System Total Non-Consumer Cost","Utility System Net Levelized Cost (Net of Elec T&D Capacity Benefits, Act Credit & Risk-Mitigation Benefit) in mills/kwh","Utility System System B/C Ratio","Wholesale Electric Levelized Cost","Retail Electric Levelized Cost","Natural Gas Levelized Cost","Customer Levelized Cost","Total Levelized Cost","PV Regional Electric Energy","PV Regional Gas Energy","PV Regional Electric T&D Def. Cap.","PV Regional Gas T&D Def. Cap.","PV Regional Electric System CO2","PV Regional Gas System CO2","PV Regional Electric System Risk-Mitigation Benefit","PV Regional Gas System Risk-Mitigation Benefit","PV Regional Non-E Value","PV Regional Act Credit","PV Regional Capital Cost","PV Regional Admin Cost","PV Regional Annual O&M Cost","PV Regional Periodic Replacement Cost","PV Total Regional Benefit","PV Total Regional Cost","TRC B/C Ratio","TRC Net Levelized Cost (Net of All Benefits) in mills/kWh","Electric System CO2 Avoided (Lifetime Tons)","Gas System CO2 Avoided (Lifetime Tons)","Total System CO2 Avoided (Lifetime Tons)","Electric System CO2 Avoided (Annual Tons in 2018)","Gas System CO2 Avoided (Annual Tons in 2018)","Total System CO2 Avoided (Annual Tons in 2018)",null,"Gas Site Savings (therms)","Load Shape (gas)","Diversitfied Load Factor (gas)","Wholesale Coincidence Factor (gas)","Total Gas Utility System Energy","Gas Utility System T&D Def. Cap.","Gas Utility System Risk Mitigation Benefit","Gas Utility System Total System Benefit","Gas Utility System Total Non-Consumer Cost","Gas Utility System Net Levelized Cost (Net of Gas T&D Capacity Benefits & Risk-Mitigation Benefits) in cents/therm","Gas Utility System System B/C Ratio"]
["Boise-RES-(Average)-(2014)","Boise-RES-(Average)-(2014)",25,7723,0,23850,8.2636099999999999,1250.4432932592906,"Residential-RES-SolarPV-Boise",null,null,8292.3571050981736,0.65044643219634757,0.64575180153727973,0,0,0,4137.4585977268653,9561.0375154464818,0,7392.9021421969683,"(na)","(na)","(na)","(na)",0,0,0,112.3051566875384,0,0,0,1250.4432932592906,4137.4585977268653,9561.0375154464818,0,8755.6505921437965,22454.146705317144,4351.0216118344651,229.83426137017474,0,0,4580.8558732046395,4137.4585977268653,1.1071665770193757,4351.0216118344651,272.05530934301555,0,0,4623.0769211774805,9561.0375154464818,0.48353297575797577,4351.0216118344651,501.88957071319032,0,0,4852.9111825476548,13698.496113173347,117.0993235681397,0.35426598237165507,36.7134991504171,84.839312444915251,0,77.692758243581295,199.24556983891364,4351.0216118344651,0,501.88957071319032,0,0,0,0,0,-2304.919348106519,0,21091.398255370317,null,112.3051566875384,1250.4432932592906,2547.9918344411358,22454.146705317147,0.19600542169386867,215.24465010448415,78.778800840600525,0,78.778800840600525,3.9388696249216331,0,3.9388696249216331,null,0,null,0,0,0,0,0,0,0,9999,9999]
["Boise-RES-(Low Quartile)-(2014)","Boise-RES-(Low Quartile)-(2014)",25,7723,0,19610,8.2636099999999999,1250.4432932592906,"Residential-RES-SolarPV-Boise",null,null,8292.3571050981736,0.65044643219634757,0.64575180153727973,0,0,0,3401.9104025754227,7861.2975127004402,0,6078.6084280286168,"(na)","(na)","(na)","(na)",0,0,0,112.3051566875384,0,0,0,1250.4432932592906,3401.9104025754227,7861.2975127004402,0,7441.356877975446,18704.564793251309,4351.0216118344651,229.83426137017474,0,0,4580.8558732046395,3401.9104025754227,1.3465539450235648,4351.0216118344651,272.05530934301555,0,0,4623.0769211774805,7861.2975127004402,0.58808064619213274,4351.0216118344651,501.88957071319032,0,0,4852.9111825476548,11263.207915275863,95.489934840080608,0.43086403261417511,30.186654857009614,69.756768010263642,0,66.030449118596152,165.97387198586941,4351.0216118344651,0,501.88957071319032,0,0,0,0,0,-2304.919348106519,0,17341.816343304479,null,112.3051566875384,1250.4432932592906,2547.9918344411358,18704.564793251309,0.23098668914933265,181.97295225143986,78.778800840600525,0,78.778800840600525,3.9388696249216331,0,3.9388696249216331,null,0,null,0,0,0,0,0,0,0,9999,9999]
["Boise-COM-(Average)-(2014)","Boise-COM-(Average)-(2014)",25,7723,0,19610,8.2636099999999999,886.28757163849639,"Residential-RES-SolarPV-Boise",null,null,8292.3571050981736,0.65044643219634757,0.64575180153727973,0,0,0,3401.9104025754227,7861.2975127004402,0,6078.6084280286168,"(na)","(na)","(na)","(na)",0,0,0,112.3051566875384,0,0,0,886.28757163849639,3401.9104025754227,7861.2975127004402,0,7077.2011563546512,18340.409071630515,4351.0216118344651,229.83426137017474,0,0,4580.8558732046395,3401.9104025754227,1.3465539450235648,4351.0216118344651,272.05530934301555,0,0,4623.0769211774805,7861.2975127004402,0.58808064619213274,4351.0216118344651,501.88957071319032,0,0,4852.9111825476548,11263.207915275863,95.489934840080608,0.43086403261417511,30.186654857009614,69.756768010263642,0,62.799134421286603,162.74255728855988,4351.0216118344651,0,501.88957071319032,0,0,0,0,0,-1692.6751462657253,0,17341.816343304479,null,112.3051566875384,886.28757163849639,3160.2360362819295,18340.409071630515,0.24224483508197819,173.30892410136516,78.778800840600525,0,78.778800840600525,3.9388696249216331,0,3.9388696249216331,null,0,null,0,0,0,0,0,0,0,9999,9999]
["Boise-COM-(Low Quartile)-(2014)","Boise-COM-(Low Quartile)-(2014)",25,7723,0,14840,8.2636099999999999,886.28757163849639,"Residential-RES-SolarPV-Boise",null,null,8292.3571050981736,0.65044643219634757,0.64575180153727973,0,0,0,2574.4186830300491,5949.0900096111436,0,4600.0279995892233,"(na)","(na)","(na)","(na)",0,0,0,112.3051566875384,0,0,0,886.28757163849639,2574.4186830300491,5949.0900096111436,0,5598.6207279152577,14122.129420556452,4351.0216118344651,229.83426137017474,0,0,4580.8558732046395,2574.4186830300491,1.7793748559239968,4351.0216118344651,272.05530934301555,0,0,4623.0769211774805,5949.0900096111436,0.77710656818246115,4351.0216118344651,501.88957071319032,0,0,4852.9111825476548,8523.5086926411932,71.17937252101413,0.56935604309730281,22.843955026926192,52.78890552128059,0,49.679036655678324,125.31189720388512,4351.0216118344651,0,501.88957071319032,0,0,0,0,0,-1692.6751462657253,0,13123.536692230417,null,112.3051566875384,886.28757163849639,3160.2360362819295,14122.129420556452,0.30685875137076057,135.87826401669039,78.778800840600525,0,78.778800840600525,3.9388696249216331,0,3.9388696249216331,null,0,null,0,0,0,0,0,0,0,9999,9999]
["Boise-RES-(Average)-(Fed Tax Credit)","Boise-RES-(Average)-(Fed Tax Credit)",25,7723,0,21465,8.2636099999999999,1250.4432932592906,"Residential-RES-SolarPV-Boise",null,null,8292.3571050981736,0.65044643219634757,0.64575180153727973,0,0,0,3723.7127379541785,8604.9337639018322,0,6653.6119279772702,"(na)","(na)","(na)","(na)",0,0,0,112.3051566875384,0,0,0,1250.4432932592906,3723.7127379541785,8604.9337639018322,0,8016.3603779240993,20345.00687978011,4351.0216118344651,229.83426137017474,0,0,4580.8558732046395,3723.7127379541785,1.2301850855770842,4351.0216118344651,272.05530934301555,0,0,4623.0769211774805,8604.9337639018322,0.53725886195330652,4351.0216118344651,501.88957071319032,0,0,4852.9111825476548,12328.64650185601,104.94404240860644,0.39362886930183905,33.042149235375383,76.355381200423707,0,71.132709360777156,180.53023979657624,4351.0216118344651,0,501.88957071319032,0,0,0,0,0,-2304.919348106519,0,18982.25842983328,null,112.3051566875384,1250.4432932592906,2547.9918344411358,20345.00687978011,0.21425726219685173,196.52932006214672,78.778800840600525,0,78.778800840600525,3.9388696249216331,0,3.9388696249216331,null,0,null,0,0,0,0,0,0,0,9999,9999]
["Boise-RES-(Low Quartile)-(Fed Tax Credit)","Boise-RES-(Low Quartile)-(Fed Tax Credit)",25,7723,0,17649,8.2636099999999999,1250.4432932592906,"Residential-RES-SolarPV-Boise",null,null,8292.3571050981736,0.65044643219634757,0.64575180153727973,0,0,0,3061.7193623178796,7075.1677614303953,0,5470.7475852257548,"(na)","(na)","(na)","(na)",0,0,0,112.3051566875384,0,0,0,1250.4432932592906,3061.7193623178796,7075.1677614303953,0,6833.496035172584,16970.383158920857,4351.0216118344651,229.83426137017474,0,0,4580.8558732046395,3061.7193623178796,1.4961710500261838,4351.0216118344651,272.05530934301555,0,0,4623.0769211774805,7075.1677614303953,0.65342294021348091,4351.0216118344651,501.88957071319032,0,0,4852.9111825476548,10136.887123748274,85.495592553353276,0.47873781401575022,27.167989371308646,62.781091209237275,0,60.636631148290526,150.58571172883643,4351.0216118344651,0,501.88957071319032,0,0,0,0,0,-2304.919348106519,0,15607.63470897403,null,112.3051566875384,1250.4432932592906,2547.9918344411358,16970.38315892086,0.25176835387036767,166.58479199440694,78.778800840600525,0,78.778800840600525,3.9388696249216331,0,3.9388696249216331,null,0,null,0,0,0,0,0,0,0,9999,9999]
["Boise-COM-(Average)-(Fed Tax Credit)","Boise-COM-(Average)-(Fed Tax Credit)",25,7723,0,17649,8.2636099999999999,886.28757163849639,"Residential-RES-SolarPV-Boise",null,null,8292.3571050981736,0.65044643219634757,0.64575180153727973,0,0,0,3061.7193623178796,7075.1677614303953,0,5470.7475852257548,"(na)","(na)","(na)","(na)",0,0,0,112.3051566875384,0,0,0,886.28757163849639,3061.7193623178796,7075.1677614303953,0,6469.3403135517892,16606.227437300066,4351.0216118344651,229.83426137017474,0,0,4580.8558732046395,3061.7193623178796,1.4961710500261838,4351.0216118344651,272.05530934301555,0,0,4623.0769211774805,7075.1677614303953,0.65342294021348091,4351.0216118344651,501.88957071319032,0,0,4852.9111825476548,10136.887123748274,85.495592553353276,0.47873781401575022,27.167989371308646,62.781091209237275,0,57.405316450980976,147.3543970315269,4351.0216118344651,0,501.88957071319032,0,0,0,0,0,-1692.6751462657253,0,15607.63470897403,null,112.3051566875384,886.28757163849639,3160.2360362819295,16606.227437300066,0.26520230709933634,157.92076384433213,78.778800840600525,0,78.778800840600525,3.9388696249216331,0,3.9388696249216331,null,0,null,0,0,0,0,0,0,0,9999,9999]
["Boise-COM-(Low Quartile)-(Fed Tax Credit)","Boise-COM-(Low Quartile)-(Fed Tax Credit)",25,7723,0,13356,8.2636099999999999,886.28757163849639,"Residential-RES-SolarPV-Boise",null,null,8292.3571050981736,0.65044643219634757,0.64575180153727973,0,0,0,2316.9768147270443,5354.18100865003,0,4140.0251996303014,"(na)","(na)","(na)","(na)",0,0,0,112.3051566875384,0,0,0,886.28757163849639,2316.9768147270443,5354.18100865003,0,5138.6179279563357,12809.775751333411,4351.0216118344651,229.83426137017474,0,0,4580.8558732046395,2316.9768147270443,1.9770831732488854,4351.0216118344651,272.05530934301555,0,0,4623.0769211774805,5354.18100865003,0.8634517424249567,4351.0216118344651,501.88957071319032,0,0,4852.9111825476548,7671.1578233770742,63.616086466193458,0.63261782566366986,20.55955952423357,47.510014969152536,0,45.597228461933533,113.66680295531965,4351.0216118344651,0,501.88957071319032,0,0,0,0,0,-1692.6751462657253,0,11811.183023007376,null,112.3051566875384,886.28757163849639,3160.2360362819295,12809.775751333411,0.33462696869748054,124.23316976812491,78.778800840600525,0,78.778800840600525,3.9388696249216331,0,3.9388696249216331,null,0,null,0,0,0,0,0,0,0,9999,9999]
["Boise-RES-(Average)-(2025)","Boise-RES-(Average)-(2025)",25,7723,0,15672.091139907669,8.2636099999999999,1250.4432932592906,"Residential-RES-SolarPV-Boise",null,null,8292.3571050981736,0.65044643219634757,0.64575180153727973,0,0,0,2718.7684792943401,6282.660433297845,0,4857.9553945882399,"(na)","(na)","(na)","(na)",0,0,0,112.3051566875384,0,0,0,1250.4432932592906,2718.7684792943401,6282.660433297845,0,6220.703844535069,15222.132757127254,4351.0216118344651,229.83426137017474,0,0,4580.8558732046395,2718.7684792943401,1.6849010528449289,4351.0216118344651,272.05530934301555,0,0,4623.0769211774805,6282.660433297845,0.73584701421635978,4351.0216118344651,501.88957071319032,0,0,4852.9111825476548,9001.428912592186,75.420169902957213,0.53912675750389705,24.124834580723672,55.748823349426175,0,55.199055148687052,135.0727130788369,4351.0216118344651,0,501.88957071319032,0,0,0,0,0,-2304.919348106519,0,13859.384307180426,null,112.3051566875384,1250.4432932592906,2547.9918344411358,15222.132757127254,0.27688119789970395,151.07179334440735,78.778800840600525,0,78.778800840600525,3.9388696249216331,0,3.9388696249216331,null,0,null,0,0,0,0,0,0,0,9999,9999]
["Boise-COM-(Average)-(2025)","Boise-COM-(Average)-(2025)",25,7723,0,12885.941603924082,8.2636099999999999,886.28757163849639,"Residential-RES-SolarPV-Boise",null,null,8292.3571050981736,0.65044643219634757,0.64575180153727973,0,0,0,2235.4318607531241,5165.7430229337833,0,3994.3188799947748,"(na)","(na)","(na)","(na)",0,0,0,112.3051566875384,0,0,0,886.28757163849639,2235.4318607531241,5165.7430229337833,0,4992.9116083208091,12394.086492007717,4351.0216118344651,229.83426137017474,0,0,4580.8558732046395,2235.4318607531241,2.0492039831897784,4351.0216118344651,272.05530934301555,0,0,4623.0769211774805,5165.7430229337833,0.89494907134422141,4351.0216118344651,501.88957071319032,0,0,4852.9111825476548,7401.1748836869074,61.220408493152782,0.65569470507230732,19.835975099706129,45.837921420639297,0,44.304311876595783,109.9782083969412,4351.0216118344651,0,501.88957071319032,0,0,0,0,0,-1692.6751462657253,0,11395.493763681683,null,112.3051566875384,886.28757163849639,3160.2360362819295,12394.086492007718,0.34450154742182865,120.54457520974648,78.778800840600525,0,78.778800840600525,3.9388696249216331,0,3.9388696249216331,null,0,null,0,0,0,0,0,0,0,9999,9999]
["Boise-RES-(Average)-(2035)","Boise-RES-(Average)-(2035)",25,7723,0,14178.604841877455,8.2636099999999999,1250.4432932592906,"Residential-RES-SolarPV-Boise",null,null,8292.3571050981736,0.65044643219634757,0.64575180153727973,0,0,0,2459.6809436812423,5683.9485454876931,0,4395.0120800369023,"(na)","(na)","(na)","(na)",0,0,0,112.3051566875384,0,0,0,1250.4432932592906,2459.6809436812423,5683.9485454876931,0,5757.7605299837314,13901.390019152666,4351.0216118344651,229.83426137017474,0,0,4580.8558732046395,2459.6809436812423,1.8623780799589293,4351.0216118344651,272.05530934301555,0,0,4623.0769211774805,5683.9485454876931,0.81335657495485159,4351.0216118344651,501.88957071319032,0,0,4852.9111825476548,8143.6294891689358,67.80853641848438,0.59591502646357486,21.825836344501788,50.436188101175247,0,51.091154469074297,123.35317891475133,4351.0216118344651,0,501.88957071319032,0,0,0,0,0,-2304.919348106519,0,12538.641569205838,null,112.3051566875384,1250.4432932592906,2547.9918344411358,13901.390019152666,0.29944579438621316,139.35225918032179,78.778800840600525,0,78.778800840600525,3.9388696249216331,0,3.9388696249216331,null,0,null,0,0,0,0,0,0,0,9999,9999]
["Boise-COM-(Average)-(2035)","Boise-COM-(Average)-(2035)",25,7723,0,10492.167582989317,8.2636099999999999,886.28757163849639,"Residential-RES-SolarPV-Boise",null,null,8292.3571050981736,0.65044643219634757,0.64575180153727973,0,0,0,1820.1638983241196,4206.1219236608931,0,3252.3089392273082,"(na)","(na)","(na)","(na)",0,0,0,112.3051566875384,0,0,0,886.28757163849639,1820.1638983241196,4206.1219236608931,0,4250.901667553343,10277.187489538355,4351.0216118344651,229.83426137017474,0,0,4580.8558732046395,1820.1638983241196,2.5167271350796336,4351.0216118344651,272.05530934301555,0,0,4623.0769211774805,4206.1219236608931,1.0991305066957453,4351.0216118344651,501.88957071319032,0,0,4852.9111825476548,6026.2858219850132,49.020410062608356,0.80529057630212808,16.151118894931326,37.322779194869682,0,37.720129657845817,91.194027747646814,4351.0216118344651,0,501.88957071319032,0,0,0,0,0,-1692.6751462657253,0,9278.5947612123218,null,112.3051566875384,886.28757163849639,3160.2360362819295,10277.187489538357,0.40542747483431402,101.7603945604521,78.778800840600525,0,78.778800840600525,3.9388696249216331,0,3.9388696249216331,null,0,null,0,0,0,0,0,0,0,9999,9999]
["Portland-RES-(Average)-(2014)","Portland-RES-(Average)-(2014)",25,6043,0,23850,6.4660099999999998,1250.4432932592906,"Residential-RES-SolarPV-Portland",null,null,6486.2381943252412,0.10381187170120601,0.10306260416503391,0,0,0,4137.4585977268653,9561.0375154464818,0,7392.9021421969683,"(na)","(na)","(na)","(na)",0,0,0,87.875186049824507,0,0,0,1250.4432932592906,4137.4585977268653,9561.0375154464818,0,8731.2206215060833,22429.71673467943,3387.8928105302662,36.681767587433939,0,0,3424.5745781177002,4137.4585977268653,0.82770002339097093,3387.8928105302662,43.420287161516129,0,0,3431.3130976917823,9561.0375154464818,0.35888501557997982,3387.8928105302662,80.102054748950067,0,0,3467.9948652792164,13698.496113173347,154.4909763506011,0.25316610207628348,46.936519506688853,108.46315757564055,0,99.049476227672002,254.44915331000141,3387.8928105302662,0,80.102054748950067,0,0,0,0,0,-2304.919348106519,0,21091.398255370317,null,87.875186049824507,1250.4432932592906,1163.0755171726973,22429.71673467943,0.14020804080852295,279.68812013516015,61.620336043390886,0,61.620336043390886,3.0809631423044892,0,3.0809631423044892,null,0,null,0,0,0,0,0,0,0,9999,9999]
["Portland-RES-(Low Quartile)-(2014)","Portland-RES-(Low Quartile)-(2014)",25,6043,0,19610,6.4660099999999998,1250.4432932592906,"Residential-RES-SolarPV-Portland",null,null,6486.2381943252412,0.10381187170120601,0.10306260416503391,0,0,0,3401.9104025754227,7861.2975127004402,0,6078.6084280286168,"(na)","(na)","(na)","(na)",0,0,0,87.875186049824507,0,0,0,1250.4432932592906,3401.9104025754227,7861.2975127004402,0,7416.9269073377318,18680.134822613596,3387.8928105302662,36.681767587433939,0,0,3424.5745781177002,3401.9104025754227,1.0066621906106403,3387.8928105302662,43.420287161516129,0,0,3431.3130976917823,7861.2975127004402,0.43648177570538088,3387.8928105302662,80.102054748950067,0,0,3467.9948652792164,11263.207915275863,126.86436709152032,0.30790471874142589,38.592249372166393,89.180818451082217,0,84.139750584381403,211.91281840763003,3387.8928105302662,0,80.102054748950067,0,0,0,0,0,-2304.919348106519,0,17341.816343304479,null,87.875186049824507,1250.4432932592906,1163.0755171726973,18680.134822613592,0.16526022935494813,237.15178523278877,61.620336043390886,0,61.620336043390886,3.0809631423044892,0,3.0809631423044892,null,0,null,0,0,0,0,0,0,0,9999,9999]
["Portland-COM-(Average)-(2014)","Portland-COM-(Average)-(2014)",25,6043,0,19610,6.4660099999999998,886.28757163849639,"Residential-RES-SolarPV-Portland",null,null,6486.2381943252412,0.10381187170120601,0.10306260416503391,0,0,0,3401.9104025754227,7861.2975127004402,0,6078.6084280286168,"(na)","(na)","(na)","(na)",0,0,0,87.875186049824507,0,0,0,886.28757163849639,3401.9104025754227,7861.2975127004402,0,7052.7711857169379,18315.979100992801,3387.8928105302662,36.681767587433939,0,0,3424.5745781177002,3401.9104025754227,1.0066621906106403,3387.8928105302662,43.420287161516129,0,0,3431.3130976917823,7861.2975127004402,0.43648177570538088,3387.8928105302662,80.102054748950067,0,0,3467.9948652792164,11263.207915275863,126.86436709152032,0.30790471874142589,38.592249372166393,89.180818451082217,0,80.008663413934002,207.78173123718264,3387.8928105302662,0,80.102054748950067,0,0,0,0,0,-1692.6751462657253,0,17341.816343304479,null,87.875186049824507,886.28757163849639,1775.3197190134911,18315.979100992798,0.17332474350464536,226.07522386754317,61.620336043390886,0,61.620336043390886,3.0809631423044892,0,3.0809631423044892,null,0,null,0,0,0,0,0,0,0,9999,9999]
["Portland-COM-(Low Quartile)-(2014)","Portland-COM-(Low Quartile)-(2014)",25,6043,0,14840,6.4660099999999998,886.28757163849639,"Residential-RES-SolarPV-Portland",null,null,6486.2381943252412,0.10381187170120601,0.10306260416503391,0,0,0,2574.4186830300491,5949.0900096111436,0,4600.0279995892233,"(na)","(na)","(na)","(na)",0,0,0,87.875186049824507,0,0,0,886.28757163849639,2574.4186830300491,5949.0900096111436,0,5574.1907572775444,14097.699449918737,3387.8928105302662,36.681767587433939,0,0,3424.5745781177002,2574.4186830300491,1.330232180449775,3387.8928105302662,43.420287161516129,0,0,3431.3130976917823,5949.0900096111436,0.5767794893249677,3387.8928105302662,80.102054748950067,0,0,3467.9948652792164,8523.5086926411932,95.784431675054421,0.40687409262259849,29.204945470828619,67.488186935954104,0,63.235222065232115,159.92835447201483,3387.8928105302662,0,80.102054748950067,0,0,0,0,0,-1692.6751462657253,0,13123.536692230417,null,87.875186049824507,886.28757163849639,1775.3197190134911,14097.699449918739,0.21962714336854375,178.22184710237548,61.620336043390886,0,61.620336043390886,3.0809631423044892,0,3.0809631423044892,null,0,null,0,0,0,0,0,0,0,9999,9999]
["Portland-RES-(Average)-(Fed Tax Credit)","Portland-RES-(Average)-(Fed Tax Credit)",25,6043,0,21465,6.4660099999999998,1250.4432932592906,"Residential-RES-SolarPV-Portland",null,null,6486.2381943252412,0.10381187170120601,0.10306260416503391,0,0,0,3723.7127379541785,8604.9337639018322,0,6653.6119279772702,"(na)","(na)","(na)","(na)",0,0,0,87.875186049824507,0,0,0,1250.4432932592906,3723.7127379541785,8604.9337639018322,0,7991.9304072863852,20320.576909142397,3387.8928105302662,36.681767587433939,0,0,3424.5745781177002,3723.7127379541785,0.91966669265663448,3387.8928105302662,43.420287161516129,0,0,3431.3130976917823,8604.9337639018322,0.39876112842219991,3387.8928105302662,80.102054748950067,0,0,3467.9948652792164,12328.64650185601,138.95100864236809,0.28129566897364838,42.242867556019966,97.616841818076466,0,90.662755553321034,230.52246492741747,3387.8928105302662,0,80.102054748950067,0,0,0,0,0,-2304.919348106519,0,18982.25842983328,null,87.875186049824507,1250.4432932592906,1163.0755171726973,20320.576909142394,0.15327817899985802,255.76143175257621,61.620336043390886,0,61.620336043390886,3.0809631423044892,0,3.0809631423044892,null,0,null,0,0,0,0,0,0,0,9999,9999]
["Portland-RES-(Low Quartile)-(Fed Tax Credit)","Portland-RES-(Low Quartile)-(Fed Tax Credit)",25,6043,0,17649,6.4660099999999998,1250.4432932592906,"Residential-RES-SolarPV-Portland",null,null,6486.2381943252412,0.10381187170120601,0.10306260416503391,0,0,0,3061.7193623178796,7075.1677614303953,0,5470.7475852257548,"(na)","(na)","(na)","(na)",0,0,0,87.875186049824507,0,0,0,1250.4432932592906,3061.7193623178796,7075.1677614303953,0,6809.0660645348698,16945.953188283143,3387.8928105302662,36.681767587433939,0,0,3424.5745781177002,3061.7193623178796,1.118513545122934,3387.8928105302662,43.420287161516129,0,0,3431.3130976917823,7075.1677614303953,0.4849797507837566,3387.8928105302662,80.102054748950067,0,0,3467.9948652792164,10136.887123748274,114.08706030919542,0.34211635415713992,34.733024434949748,80.262736605973984,0,77.244002474359519,192.23976351528322,3387.8928105302662,0,80.102054748950067,0,0,0,0,0,-2304.919348106519,0,15607.63470897403,null,87.875186049824507,1250.4432932592906,1163.0755171726973,16945.953188283147,0.1801474119535991,217.47873034044201,61.620336043390886,0,61.620336043390886,3.0809631423044892,0,3.0809631423044892,null,0,null,0,0,0,0,0,0,0,9999,9999]
["Portland-COM-(Average)-(Fed Tax Credit)","Portland-COM-(Average)-(Fed Tax Credit)",25,6043,0,17649,6.4660099999999998,886.28757163849639,"Residential-RES-SolarPV-Portland",null,null,6486.2381943252412,0.10381187170120601,0.10306260416503391,0,0,0,3061.7193623178796,7075.1677614303953,0,5470.7475852257548,"(na)","(na)","(na)","(na)",0,0,0,87.875186049824507,0,0,0,886.28757163849639,3061.7193623178796,7075.1677614303953,0,6444.910342914076,16581.797466662349,3387.8928105302662,36.681767587433939,0,0,3424.5745781177002,3061.7193623178796,1.118513545122934,3387.8928105302662,43.420287161516129,0,0,3431.3130976917823,7075.1677614303953,0.4849797507837566,3387.8928105302662,80.102054748950067,0,0,3467.9948652792164,10136.887123748274,114.08706030919542,0.34211635415713992,34.733024434949748,80.262736605973984,0,73.112915303912104,188.10867634483583,3387.8928105302662,0,80.102054748950067,0,0,0,0,0,-1692.6751462657253,0,15607.63470897403,null,87.875186049824507,886.28757163849639,1775.3197190134911,16581.797466662352,0.18977263742351835,206.4021689751965,61.620336043390886,0,61.620336043390886,3.0809631423044892,0,3.0809631423044892,null,0,null,0,0,0,0,0,0,0,9999,9999]
["Portland-COM-(Low Quartile)-(Fed Tax Credit)","Portland-COM-(Low Quartile)-(Fed Tax Credit)",25,6043,0,13356,6.4660099999999998,886.28757163849639,"Residential-RES-SolarPV-Portland",null,null,6486.2381943252412,0.10381187170120601,0.10306260416503391,0,0,0,2316.9768147270443,5354.18100865003,0,4140.0251996303014,"(na)","(na)","(na)","(na)",0,0,0,87.875186049824507,0,0,0,886.28757163849639,2316.9768147270443,5354.18100865003,0,5114.1879573186225,12785.345780695696,3387.8928105302662,36.681767587433939,0,0,3424.5745781177002,2316.9768147270443,1.4780357560553055,3387.8928105302662,43.420287161516129,0,0,3431.3130976917823,5354.18100865003,0.64086609924996396,3387.8928105302662,80.102054748950067,0,0,3467.9948652792164,7671.1578233770742,86.115118434376157,0.45208232513622054,26.284450923745755,60.739368242358708,0,58.01681809008042,145.04063725618485,3387.8928105302662,0,80.102054748950067,0,0,0,0,0,-1692.6751462657253,0,11811.183023007376,null,87.875186049824507,886.28757163849639,1775.3197190134911,12785.345780695698,0.23953514660425779,163.33412988654553,61.620336043390886,0,61.620336043390886,3.0809631423044892,0,3.0809631423044892,null,0,null,0,0,0,0,0,0,0,9999,9999]
["Portland-RES-(Average)-(2025)","Portland-RES-(Average)-(2025)",25,6043,0,15672.091139907669,6.4660099999999998,1250.4432932592906,"Residential-RES-SolarPV-Portland",null,null,6486.2381943252412,0.10381187170120601,0.10306260416503391,0,0,0,2718.7684792943401,6282.660433297845,0,4857.9553945882399,"(na)","(na)","(na)","(na)",0,0,0,87.875186049824507,0,0,0,1250.4432932592906,2718.7684792943401,6282.660433297845,0,6196.2738738973549,15197.702786489541,3387.8928105302662,36.681767587433939,0,0,3424.5745781177002,2718.7684792943401,1.2596050764155369,3387.8928105302662,43.420287161516129,0,0,3431.3130976917823,6282.660433297845,0.54615606463560606,3387.8928105302662,80.102054748950067,0,0,3467.9948652792164,9001.428912592186,101.20609601235923,0.38527159398301808,30.842491048171148,71.272305695916344,0,70.292311737150342,172.40710848123786,3387.8928105302662,0,80.102054748950067,0,0,0,0,0,-2304.919348106519,0,13859.384307180426,null,87.875186049824507,1250.4432932592906,1163.0755171726973,15197.702786489541,0.19814144638501355,197.6460753063966,61.620336043390886,0,61.620336043390886,3.0809631423044892,0,3.0809631423044892,null,0,null,0,0,0,0,0,0,0,9999,9999]
["Portland-COM-(Average)-(2025)","Portland-COM-(Average)-(2025)",25,6043,0,12885.941603924082,6.4660099999999998,886.28757163849639,"Residential-RES-SolarPV-Portland",null,null,6486.2381943252412,0.10381187170120601,0.10306260416503391,0,0,0,2235.4318607531241,5165.7430229337833,0,3994.3188799947748,"(na)","(na)","(na)","(na)",0,0,0,87.875186049824507,0,0,0,886.28757163849639,2235.4318607531241,5165.7430229337833,0,4968.4816376830959,12369.656521370003,3387.8928105302662,36.681767587433939,0,0,3424.5745781177002,2235.4318607531241,1.531952119964842,3387.8928105302662,43.420287161516129,0,0,3431.3130976917823,5165.7430229337833,0.66424386239465605,3387.8928105302662,80.102054748950067,0,0,3467.9948652792164,7401.1748836869074,83.052354368965865,0.46857356024961661,25.359381528496275,58.601673572197882,0,56.363883721727319,140.32493882242147,3387.8928105302662,0,80.102054748950067,0,0,0,0,0,-1692.6751462657253,0,11395.493763681683,null,87.875186049824507,886.28757163849639,1775.3197190134911,12369.656521370005,0.24661592026454338,158.61843145278215,61.620336043390886,0,61.620336043390886,3.0809631423044892,0,3.0809631423044892,null,0,null,0,0,0,0,0,0,0,9999,9999]
["Portland-RES-(Average)-(2035)","Portland-RES-(Average)-(2035)",25,6043,0,14178.604841877455,6.4660099999999998,1250.4432932592906,"Residential-RES-SolarPV-Portland",null,null,6486.2381943252412,0.10381187170120601,0.10306260416503391,0,0,0,2459.6809436812423,5683.9485454876931,0,4395.0120800369023,"(na)","(na)","(na)","(na)",0,0,0,87.875186049824507,0,0,0,1250.4432932592906,2459.6809436812423,5683.9485454876931,0,5733.3305593460173,13876.960048514953,3387.8928105302662,36.681767587433939,0,0,3424.5745781177002,2459.6809436812423,1.3922840630672877,3387.8928105302662,43.420287161516129,0,0,3431.3130976917823,5683.9485454876931,0.60368475721262349,3387.8928105302662,80.102054748950067,0,0,3467.9948652792164,8143.6294891689358,91.474972807295117,0.42585371423045038,27.903327578130572,64.480345960892848,0,65.040549719309723,157.42422325833314,3387.8928105302662,0,80.102054748950067,0,0,0,0,0,-2304.919348106519,0,12538.641569205838,null,87.875186049824507,1250.4432932592906,1163.0755171726973,13876.960048514953,0.21431347869291872,182.66319008349188,61.620336043390886,0,61.620336043390886,3.0809631423044892,0,3.0809631423044892,null,0,null,0,0,0,0,0,0,0,9999,9999]
["Portland-COM-(Average)-(2035)","Portland-COM-(Average)-(2035)",25,6043,0,10492.167582989317,6.4660099999999998,886.28757163849639,"Residential-RES-SolarPV-Portland",null,null,6486.2381943252412,0.10381187170120601,0.10306260416503391,0,0,0,1820.1638983241196,4206.1219236608931,0,3252.3089392273082,"(na)","(na)","(na)","(na)",0,0,0,87.875186049824507,0,0,0,886.28757163849639,1820.1638983241196,4206.1219236608931,0,4226.4716969156289,10252.757518900642,3387.8928105302662,36.681767587433939,0,0,3424.5745781177002,1820.1638983241196,1.8814649500909288,3387.8928105302662,43.420287161516129,0,0,3431.3130976917823,4206.1219236608931,0.81579021244949113,3387.8928105302662,80.102054748950067,0,0,3467.9948652792164,6026.2858219850132,67.455217687149045,0.57547799220331119,20.648462407816627,47.715456011060702,0,47.946309687724046,116.31022810660139,3387.8928105302662,0,80.102054748950067,0,0,0,0,0,-1692.6751462657253,0,9278.5947612123218,null,87.875186049824507,886.28757163849639,1775.3197190134911,10252.757518900644,0.29031973662972521,134.60372073696203,61.620336043390886,0,61.620336043390886,3.0809631423044892,0,3.0809631423044892,null,0,null,0,0,0,0,0,0,0,9999,9999]
[]
[]
["Category Results; Sorted by TRC Levelized Cost"]
["Total Results",null,"Measure Input Data",null,null,null,null,null,null,null,null,"Savings",null,null,null,null,null,"PV Capital",null,null,null,"PV Admin",null,null,null,"PV O&M",null,null,null,"PV Periodic Repl.",null,null,null,"Total PV Capital, O&M and Periodic Repl Costs",null,null,null,null,"PV Wholesale Electric Utility Costs & Benefits",null,null,null,null,null,null,"PV Retail Electric Utility Costs & Benefits",null,null,null,null,null,null,"PV Electric Utility System Costs & Benefits",null,null,null,null,null,"Electric Utility System Economics",null,"Sponsor Levelized Cost (mills/kwh)",null,null,null,null,"PV Regional Costs & Benefits",null,null,null,null,null,null,null,null,null,null,null,null,null,null,null,"TRC Economics",null,"Physical CO2",null,null,null,null,null,null,"Gas Inputs",null,null,null,"PV Gas Utility System Costs & Benefits",null,null,null,null,"Gas Utility System Economics"]
["Category","Measure","Measure Life","Site Savings (kWh)","Site Savings (therms)","Capital Cost ($/unit)","Annual O&M Cost ($/unit)","PV Per. Repl. Cost ($/unit)","Load Shape (electric)","Diversified Load Factor (electric)","Wholesale Power Coincidence Factor (electric)","Wholesale Electric Energy (kWh)","Wholesale Electric Demand (kw)","Retail Electric Demand (kW)","Wholesale Gas Energy (therms/yr)","Wholesale Gas Demand (therms/day)","Retail Gas Demand (therms/day)","Wholesale Electric","Retail Electric","Natural Gas","Customer","Wholesale Electric","Retail Electric","Natural Gas","Customer","Wholesale Electric","Retail Electric","Natural Gas","Customer","Wholesale Electric","Retail Electric","Natural Gas","Customer","Wholesale Electric","Retail Electric","Natural Gas","Customer","Total","Wholesale Utility System Energy","Wholesale Utility System T&D Def. Cap.","Wholesale Utility System Act C-E Credit","Wholesale Utility System Risk Mitigation Benefit","Wholesale Utility System Total System Benefit","Wholesale Utility System Total Non-Consumer Cost","Wholesale Utility System B/C Ratio","Retail Utility System Energy","Retail Utility System T&D Def. Cap.","Retail Utility System Act C-E Credit","Retail Utility System Risk Mitigation Benefit","Retail Utility System Total System Benefit","Retail Utility System Total Non-Consumer Cost","Retail Utility System System B/C Ratio","Utility System Energy","Utility System T&D Def. Cap.","Utility System Act C-E Credit","Utility System Total Risk Mitigation Benefit","Utility System Total System Benefit","Utility System Total Non-Consumer Cost","Utility System Net Levelized Cost (Net of Elec T&D Capacity Benefits, Act Credit & Risk-Mitigation Benefit) in mills/kwh","Utility System System B/C Ratio","Wholesale Electric Levelized Cost","Retail Electric Levelized Cost","Natural Gas Levelized Cost","Customer Levelized Cost","Total Levelized Cost","PV Regional Electric Energy","PV Regional Gas Energy","PV Regional Electric T&D Def. Cap.","PV Regional Gas T&D Def. Cap.","PV Regional Electric System CO2","PV Regional Gas System CO2","PV Regional Electric System Risk-Mitigation Benefit","PV Regional Gas System Risk-Mitigation Benefit","PV Regional Non-E Value","PV Regional Act Credit","PV Regional Capital Cost","PV Regional Admin Cost","PV Regional Annual O&M Cost","PV Regional Periodic Replacement Cost","PV Total Regional Benefit","PV Total Regional Cost","TRC B/C Ratio","TRC Net Levelized Cost (Net of All Benefits) in mills/kWh","Electric System CO2 Avoided (Lifetime Tons)","Gas System CO2 Avoided (Lifetime Tons)","Total System CO2 Avoided (Lifetime Tons)","Electric System CO2 Avoided (Annual Tons in 2018)","Gas System CO2 Avoided (Annual Tons in 2018)","Total System CO2 Avoided (Annual Tons in 2018)",null,"Gas Site Savings (therms)","Load Shape (gas)","Diversitfied Load Factor (gas)","Wholesale Coincidence Factor (gas)","Total Gas Utility System Energy","Gas Utility System T&D Def. Cap.","Gas Utility System Risk Mitigation Benefit","Gas Utility System Total System Benefit","Gas Utility System Total Non-Consumer Cost","Gas Utility System Net Levelized Cost (Net of Gas T&D Capacity Benefits & Risk-Mitigation Benefits) in cents/therm","Gas Utility System System B/C Ratio"]
["Boise-COM-(Average)-(2035)",null,25,7723,0,10492.167582989317,8.2636099999999999,886.28757163849639,null,null,null,8292.3571050981736,0.65044643219634757,0.64575180153727973,0,0,0,1820.1638983241196,4206.1219236608931,0,3252.3089392273082,0,0,0,0,0,0,0,112.3051566875384,0,0,0,886.28757163849639,1820.1638983241196,4206.1219236608931,0,4250.901667553343,10277.187489538357,4351.0216118344651,229.83426137017474,0,0,4580.8558732046395,1820.1638983241196,2.5167271350796336,4351.0216118344651,272.05530934301555,0,0,4623.0769211774805,4206.1219236608931,1.0991305066957453,4351.0216118344651,501.88957071319032,0,0,4852.9111825476548,6026.2858219850132,49.020410062608356,0.80529057630212808,16.151118894931326,37.322779194869682,0,37.720129657845817,91.194027747646828,4351.0216118344651,0,501.88957071319032,0,0,0,0,0,-1692.6751462657253,0,9278.5947612123218,0,112.3051566875384,886.28757163849639,3160.2360362819295,10277.187489538357,0.40542747483431402,101.7603945604521,78.778800840600525,0,78.778800840600525,3.9388696249216331,0,3.9388696249216331,null,0,null,0,0,0,0,0,0,0,9999,9999]
["Boise-COM-(Average)-(2025)",null,25,7723,0,12885.941603924082,8.2636099999999999,886.28757163849639,null,null,null,8292.3571050981736,0.65044643219634757,0.64575180153727973,0,0,0,2235.4318607531241,5165.7430229337833,0,3994.3188799947748,0,0,0,0,0,0,0,112.3051566875384,0,0,0,886.28757163849639,2235.4318607531241,5165.7430229337833,0,4992.9116083208091,12394.086492007718,4351.0216118344651,229.83426137017474,0,0,4580.8558732046395,2235.4318607531241,2.0492039831897784,4351.0216118344651,272.05530934301555,0,0,4623.0769211774805,5165.7430229337833,0.89494907134422141,4351.0216118344651,501.88957071319032,0,0,4852.9111825476548,7401.1748836869074,61.220408493152782,0.65569470507230732,19.835975099706129,45.837921420639297,0,44.304311876595783,109.97820839694121,4351.0216118344651,0,501.88957071319032,0,0,0,0,0,-1692.6751462657253,0,11395.493763681683,0,112.3051566875384,886.28757163849639,3160.2360362819295,12394.086492007718,0.34450154742182865,120.54457520974648,78.778800840600525,0,78.778800840600525,3.9388696249216331,0,3.9388696249216331,null,0,null,0,0,0,0,0,0,0,9999,9999]
["Boise-COM-(Low Quartile)-(Fed Tax Credit)",null,25,7723,0,13356,8.2636099999999999,886.28757163849639,null,null,null,8292.3571050981736,0.65044643219634757,0.64575180153727973,0,0,0,2316.9768147270443,5354.18100865003,0,4140.0251996303014,0,0,0,0,0,0,0,112.3051566875384,0,0,0,886.28757163849639,2316.9768147270443,5354.18100865003,0,5138.6179279563357,12809.775751333411,4351.0216118344651,229.83426137017474,0,0,4580.8558732046395,2316.9768147270443,1.9770831732488854,4351.0216118344651,272.05530934301555,0,0,4623.0769211774805,5354.18100865003,0.8634517424249567,4351.0216118344651,501.88957071319032,0,0,4852.9111825476548,7671.1578233770742,63.616086466193458,0.63261782566366986,20.55955952423357,47.510014969152536,0,45.597228461933533,113.66680295531965,4351.0216118344651,0,501.88957071319032,0,0,0,0,0,-1692.6751462657253,0,11811.183023007376,0,112.3051566875384,886.28757163849639,3160.2360362819295,12809.775751333411,0.33462696869748054,124.23316976812491,78.778800840600525,0,78.778800840600525,3.9388696249216331,0,3.9388696249216331,null,0,null,0,0,0,0,0,0,0,9999,9999]
["Boise-COM-(Low Quartile)-(2014)",null,25,7723,0,14840,8.2636099999999999,886.28757163849639,null,null,null,8292.3571050981736,0.65044643219634757,0.64575180153727973,0,0,0,2574.4186830300491,5949.0900096111436,0,4600.0279995892233,0,0,0,0,0,0,0,112.3051566875384,0,0,0,886.28757163849639,2574.4186830300491,5949.0900096111436,0,5598.6207279152577,14122.129420556452,4351.0216118344651,229.83426137017474,0,0,4580.8558732046395,2574.4186830300491,1.7793748559239968,4351.0216118344651,272.05530934301555,0,0,4623.0769211774805,5949.0900096111436,0.77710656818246115,4351.0216118344651,501.88957071319032,0,0,4852.9111825476548,8523.5086926411932,71.17937252101413,0.56935604309730281,22.843955026926192,52.78890552128059,0,49.679036655678324,125.31189720388512,4351.0216118344651,0,501.88957071319032,0,0,0,0,0,-1692.6751462657253,0,13123.536692230417,0,112.3051566875384,886.28757163849639,3160.2360362819295,14122.129420556452,0.30685875137076057,135.87826401669039,78.778800840600525,0,78.778800840600525,3.9388696249216331,0,3.9388696249216331,null,0,null,0,0,0,0,0,0,0,9999,9999]
["Boise-RES-(Average)-(2035)",null,25,7723,0,14178.604841877455,8.2636099999999999,1250.4432932592906,null,null,null,8292.3571050981736,0.65044643219634757,0.64575180153727973,0,0,0,2459.6809436812423,5683.9485454876931,0,4395.0120800369023,0,0,0,0,0,0,0,112.3051566875384,0,0,0,1250.4432932592906,2459.6809436812423,5683.9485454876931,0,5757.7605299837314,13901.390019152666,4351.0216118344651,229.83426137017474,0,0,4580.8558732046395,2459.6809436812423,1.8623780799589293,4351.0216118344651,272.05530934301555,0,0,4623.0769211774805,5683.9485454876931,0.81335657495485159,4351.0216118344651,501.88957071319032,0,0,4852.9111825476548,8143.6294891689358,67.80853641848438,0.59591502646357486,21.825836344501788,50.436188101175247,0,51.091154469074297,123.35317891475133,4351.0216118344651,0,501.88957071319032,0,0,0,0,0,-2304.919348106519,0,12538.641569205838,0,112.3051566875384,1250.4432932592906,2547.9918344411358,13901.390019152666,0.29944579438621316,139.35225918032179,78.778800840600525,0,78.778800840600525,3.9388696249216331,0,3.9388696249216331,null,0,null,0,0,0,0,0,0,0,9999,9999]
["Portland-COM-(Average)-(2035)",null,25,6043,0,10492.167582989317,6.4660099999999998,886.28757163849639,null,null,null,6486.2381943252412,0.10381187170120601,0.10306260416503391,0,0,0,1820.1638983241196,4206.1219236608931,0,3252.3089392273082,0,0,0,0,0,0,0,87.875186049824507,0,0,0,886.28757163849639,1820.1638983241196,4206.1219236608931,0,4226.4716969156289,10252.757518900642,3387.8928105302662,36.681767587433939,0,0,3424.5745781177002,1820.1638983241196,1.8814649500909288,3387.8928105302662,43.420287161516129,0,0,3431.3130976917823,4206.1219236608931,0.81579021244949113,3387.8928105302662,80.102054748950067,0,0,3467.9948652792164,6026.2858219850132,67.455217687149045,0.57547799220331119,20.648462407816627,47.715456011060702,0,47.946309687724046,116.31022810660139,3387.8928105302662,0,80.102054748950067,0,0,0,0,0,-1692.6751462657253,0,9278.5947612123218,0,87.875186049824507,886.28757163849639,1775.3197190134911,10252.757518900644,0.29031973662972521,134.60372073696203,61.620336043390886,0,61.620336043390886,3.0809631423044892,0,3.0809631423044892,null,0,null,0,0,0,0,0,0,0,9999,9999]
["Boise-RES-(Average)-(2025)",null,25,7723,0,15672.091139907669,8.2636099999999999,1250.4432932592906,null,null,null,8292.3571050981736,0.65044643219634757,0.64575180153727973,0,0,0,2718.7684792943401,6282.660433297845,0,4857.9553945882399,0,0,0,0,0,0,0,112.3051566875384,0,0,0,1250.4432932592906,2718.7684792943401,6282.660433297845,0,6220.703844535069,15222.132757127254,4351.0216118344651,229.83426137017474,0,0,4580.8558732046395,2718.7684792943401,1.6849010528449289,4351.0216118344651,272.05530934301555,0,0,4623.0769211774805,6282.660433297845,0.73584701421635978,4351.0216118344651,501.88957071319032,0,0,4852.9111825476548,9001.428912592186,75.420169902957213,0.53912675750389705,24.124834580723672,55.748823349426175,0,55.199055148687052,135.0727130788369,4351.0216118344651,0,501.88957071319032,0,0,0,0,0,-2304.919348106519,0,13859.384307180426,0,112.3051566875384,1250.4432932592906,2547.9918344411358,15222.132757127254,0.27688119789970395,151.07179334440735,78.778800840600525,0,78.778800840600525,3.9388696249216331,0,3.9388696249216331,null,0,null,0,0,0,0,0,0,0,9999,9999]
["Boise-COM-(Average)-(Fed Tax Credit)",null,25,7723,0,17649,8.2636099999999999,886.28757163849639,null,null,null,8292.3571050981736,0.65044643219634757,0.64575180153727973,0,0,0,3061.7193623178796,7075.1677614303953,0,5470.7475852257548,0,0,0,0,0,0,0,112.3051566875384,0,0,0,886.28757163849639,3061.7193623178796,7075.1677614303953,0,6469.3403135517892,16606.227437300066,4351.0216118344651,229.83426137017474,0,0,4580.8558732046395,3061.7193623178796,1.4961710500261838,4351.0216118344651,272.05530934301555,0,0,4623.0769211774805,7075.1677614303953,0.65342294021348091,4351.0216118344651,501.88957071319032,0,0,4852.9111825476548,10136.887123748274,85.495592553353276,0.47873781401575022,27.167989371308646,62.781091209237275,0,57.405316450980976,147.3543970315269,4351.0216118344651,0,501.88957071319032,0,0,0,0,0,-1692.6751462657253,0,15607.63470897403,0,112.3051566875384,886.28757163849639,3160.2360362819295,16606.227437300066,0.26520230709933634,157.92076384433213,78.778800840600525,0,78.778800840600525,3.9388696249216331,0,3.9388696249216331,null,0,null,0,0,0,0,0,0,0,9999,9999]
["Boise-RES-(Low Quartile)-(Fed Tax Credit)",null,25,7723,0,17649,8.2636099999999999,1250.4432932592906,null,null,null,8292.3571050981736,0.65044643219634757,0.64575180153727973,0,0,0,3061.7193623178796,7075.1677614303953,0,5470.7475852257548,0,0,0,0,0,0,0,112.3051566875384,0,0,0,1250.4432932592906,3061.7193623178796,7075.1677614303953,0,6833.496035172584,16970.38315892086,4351.0216118344651,229.83426137017474,0,0,4580.8558732046395,3061.7193623178796,1.4961710500261838,4351.0216118344651,272.05530934301555,0,0,4623.0769211774805,7075.1677614303953,0.65342294021348091,4351.0216118344651,501.88957071319032,0,0,4852.9111825476548,10136.887123748274,85.495592553353276,0.47873781401575022,27.167989371308646,62.781091209237275,0,60.636631148290526,150.58571172883646,4351.0216118344651,0,501.88957071319032,0,0,0,0,0,-2304.919348106519,0,15607.63470897403,0,112.3051566875384,1250.4432932592906,2547.9918344411358,16970.38315892086,0.25176835387036767,166.58479199440694,78.778800840600525,0,78.778800840600525,3.9388696249216331,0,3.9388696249216331,null,0,null,0,0,0,0,0,0,0,9999,9999]
["Portland-COM-(Average)-(2025)",null,25,6043,0,12885.941603924082,6.4660099999999998,886.28757163849639,null,null,null,6486.2381943252412,0.10381187170120601,0.10306260416503391,0,0,0,2235.4318607531241,5165.7430229337833,0,3994.3188799947748,0,0,0,0,0,0,0,87.875186049824507,0,0,0,886.28757163849639,2235.4318607531241,5165.7430229337833,0,4968.4816376830959,12369.656521370003,3387.8928105302662,36.681767587433939,0,0,3424.5745781177002,2235.4318607531241,1.531952119964842,3387.8928105302662,43.420287161516129,0,0,3431.3130976917823,5165.7430229337833,0.66424386239465605,3387.8928105302662,80.102054748950067,0,0,3467.9948652792164,7401.1748836869074,83.052354368965865,0.46857356024961661,25.359381528496275,58.601673572197882,0,56.363883721727319,140.32493882242147,3387.8928105302662,0,80.102054748950067,0,0,0,0,0,-1692.6751462657253,0,11395.493763681683,0,87.875186049824507,886.28757163849639,1775.3197190134911,12369.656521370005,0.24661592026454338,158.61843145278215,61.620336043390886,0,61.620336043390886,3.0809631423044892,0,3.0809631423044892,null,0,null,0,0,0,0,0,0,0,9999,9999]
["Boise-COM-(Average)-(2014)",null,25,7723,0,19610,8.2636099999999999,886.28757163849639,null,null,null,8292.3571050981736,0.65044643219634757,0.64575180153727973,0,0,0,3401.9104025754227,7861.2975127004402,0,6078.6084280286168,0,0,0,0,0,0,0,112.3051566875384,0,0,0,886.28757163849639,3401.9104025754227,7861.2975127004402,0,7077.2011563546512,18340.409071630515,4351.0216118344651,229.83426137017474,0,0,4580.8558732046395,3401.9104025754227,1.3465539450235648,4351.0216118344651,272.05530934301555,0,0,4623.0769211774805,7861.2975127004402,0.58808064619213274,4351.0216118344651,501.88957071319032,0,0,4852.9111825476548,11263.207915275863,95.489934840080608,0.43086403261417511,30.186654857009614,69.756768010263642,0,62.799134421286603,162.74255728855988,4351.0216118344651,0,501.88957071319032,0,0,0,0,0,-1692.6751462657253,0,17341.816343304479,0,112.3051566875384,886.28757163849639,3160.2360362819295,18340.409071630515,0.24224483508197819,173.30892410136516,78.778800840600525,0,78.778800840600525,3.9388696249216331,0,3.9388696249216331,null,0,null,0,0,0,0,0,0,0,9999,9999]
["Portland-COM-(Low Quartile)-(Fed Tax Credit)",null,25,6043,0,13356,6.4660099999999998,886.28757163849639,null,null,null,6486.2381943252412,0.10381187170120601,0.10306260416503391,0,0,0,2316.9768147270443,5354.18100865003,0,4140.0251996303014,0,0,0,0,0,0,0,87.875186049824507,0,0,0,886.28757163849639,2316.9768147270443,5354.18100865003,0,5114.1879573186225,12785.345780695696,3387.8928105302662,36.681767587433939,0,0,3424.5745781177002,2316.9768147270443,1.4780357560553055,3387.8928105302662,43.420287161516129,0,0,3431.3130976917823,5354.18100865003,0.64086609924996396,3387.8928105302662,80.102054748950067,0,0,3467.9948652792164,7671.1578233770742,86.115118434376157,0.45208232513622054,26.284450923745755,60.739368242358708,0,58.01681809008042,145.04063725618485,3387.8928105302662,0,80.102054748950067,0,0,0,0,0,-1692.6751462657253,0,11811.183023007376,0,87.875186049824507,886.28757163849639,1775.3197190134911,12785.345780695698,0.23953514660425779,163.33412988654553,61.620336043390886,0,61.620336043390886,3.0809631423044892,0,3.0809631423044892,null,0,null,0,0,0,0,0,0,0,9999,9999]
["Boise-RES-(Low Quartile)-(2014)",null,25,7723,0,19610,8.2636099999999999,1250.4432932592906,null,null,null,8292.3571050981736,0.65044643219634757,0.64575180153727973,0,0,0,3401.9104025754227,7861.2975127004402,0,6078.6084280286168,0,0,0,0,0,0,0,112.3051566875384,0,0,0,1250.4432932592906,3401.9104025754227,7861.2975127004402,0,7441.356877975446,18704.564793251309,4351.0216118344651,229.83426137017474,0,0,4580.8558732046395,3401.9104025754227,1.3465539450235648,4351.0216118344651,272.05530934301555,0,0,4623.0769211774805,7861.2975127004402,0.58808064619213274,4351.0216118344651,501.88957071319032,0,0,4852.9111825476548,11263.207915275863,95.489934840080608,0.43086403261417511,30.186654857009614,69.756768010263642,0,66.030449118596152,165.97387198586941,4351.0216118344651,0,501.88957071319032,0,0,0,0,0,-2304.919348106519,0,17341.816343304479,0,112.3051566875384,1250.4432932592906,2547.9918344411358,18704.564793251309,0.23098668914933265,181.97295225143986,78.778800840600525,0,78.778800840600525,3.9388696249216331,0,3.9388696249216331,null,0,null,0,0,0,0,0,0,0,9999,9999]
["Portland-COM-(Low Quartile)-(2014)",null,25,6043,0,14840,6.4660099999999998,886.28757163849639,null,null,null,6486.2381943252412,0.10381187170120601,0.10306260416503391,0,0,0,2574.4186830300491,5949.0900096111436,0,4600.0279995892233,0,0,0,0,0,0,0,87.875186049824507,0,0,0,886.28757163849639,2574.4186830300491,5949.0900096111436,0,5574.1907572775444,14097.699449918737,3387.8928105302662,36.681767587433939,0,0,3424.5745781177002,2574.4186830300491,1.330232180449775,3387.8928105302662,43.420287161516129,0,0,3431.3130976917823,5949.0900096111436,0.5767794893249677,3387.8928105302662,80.102054748950067,0,0,3467.9948652792164,8523.5086926411932,95.784431675054421,0.40687409262259849,29.204945470828619,67.488186935954104,0,63.235222065232115,159.92835447201483,3387.8928105302662,0,80.102054748950067,0,0,0,0,0,-1692.6751462657253,0,13123.536692230417,0,87.875186049824507,886.28757163849639,1775.3197190134911,14097.699449918739,0.21962714336854375,178.22184710237548,61.620336043390886,0,61.620336043390886,3.0809631423044892,0,3.0809631423044892,null,0,null,0,0,0,0,0,0,0,9999,9999]
["Portland-RES-(Average)-(2035)",null,25,6043,0,14178.604841877455,6.4660099999999998,1250.4432932592906,null,null,null,6486.2381943252412,0.10381187170120601,0.10306260416503391,0,0,0,2459.6809436812423,5683.9485454876931,0,4395.0120800369023,0,0,0,0,0,0,0,87.875186049824507,0,0,0,1250.4432932592906,2459.6809436812423,5683.9485454876931,0,5733.3305593460173,13876.960048514953,3387.8928105302662,36.681767587433939,0,0,3424.5745781177002,2459.6809436812423,1.3922840630672877,3387.8928105302662,43.420287161516129,0,0,3431.3130976917823,5683.9485454876931,0.60368475721262349,3387.8928105302662,80.102054748950067,0,0,3467.9948652792164,8143.6294891689358,91.474972807295117,0.42585371423045038,27.903327578130572,64.480345960892848,0,65.040549719309723,157.42422325833314,3387.8928105302662,0,80.102054748950067,0,0,0,0,0,-2304.919348106519,0,12538.641569205838,0,87.875186049824507,1250.4432932592906,1163.0755171726973,13876.960048514953,0.21431347869291872,182.66319008349188,61.620336043390886,0,61.620336043390886,3.0809631423044892,0,3.0809631423044892,null,0,null,0,0,0,0,0,0,0,9999,9999]
["Boise-RES-(Average)-(Fed Tax Credit)",null,25,7723,0,21465,8.2636099999999999,1250.4432932592906,null,null,null,8292.3571050981736,0.65044643219634757,0.64575180153727973,0,0,0,3723.7127379541785,8604.9337639018322,0,6653.6119279772702,0,0,0,0,0,0,0,112.3051566875384,0,0,0,1250.4432932592906,3723.7127379541785,8604.9337639018322,0,8016.3603779240993,20345.00687978011,4351.0216118344651,229.83426137017474,0,0,4580.8558732046395,3723.7127379541785,1.2301850855770842,4351.0216118344651,272.05530934301555,0,0,4623.0769211774805,8604.9337639018322,0.53725886195330652,4351.0216118344651,501.88957071319032,0,0,4852.9111825476548,12328.64650185601,104.94404240860644,0.39362886930183905,33.042149235375383,76.355381200423707,0,71.132709360777156,180.53023979657624,4351.0216118344651,0,501.88957071319032,0,0,0,0,0,-2304.919348106519,0,18982.25842983328,0,112.3051566875384,1250.4432932592906,2547.9918344411358,20345.00687978011,0.21425726219685173,196.52932006214672,78.778800840600525,0,78.778800840600525,3.9388696249216331,0,3.9388696249216331,null,0,null,0,0,0,0,0,0,0,9999,9999]
["Portland-RES-(Average)-(2025)",null,25,6043,0,15672.091139907669,6.4660099999999998,1250.4432932592906,null,null,null,6486.2381943252412,0.10381187170120601,0.10306260416503391,0,0,0,2718.7684792943401,6282.660433297845,0,4857.9553945882399,0,0,0,0,0,0,0,87.875186049824507,0,0,0,1250.4432932592906,2718.7684792943401,6282.660433297845,0,6196.2738738973549,15197.702786489541,3387.8928105302662,36.681767587433939,0,0,3424.5745781177002,2718.7684792943401,1.2596050764155369,3387.8928105302662,43.420287161516129,0,0,3431.3130976917823,6282.660433297845,0.54615606463560606,3387.8928105302662,80.102054748950067,0,0,3467.9948652792164,9001.428912592186,101.20609601235923,0.38527159398301808,30.842491048171148,71.272305695916344,0,70.292311737150342,172.40710848123786,3387.8928105302662,0,80.102054748950067,0,0,0,0,0,-2304.919348106519,0,13859.384307180426,0,87.875186049824507,1250.4432932592906,1163.0755171726973,15197.702786489541,0.19814144638501355,197.6460753063966,61.620336043390886,0,61.620336043390886,3.0809631423044892,0,3.0809631423044892,null,0,null,0,0,0,0,0,0,0,9999,9999]
["Boise-RES-(Average)-(2014)",null,25,7723,0,23850,8.2636099999999999,1250.4432932592906,null,null,null,8292.3571050981736,0.65044643219634757,0.64575180153727973,0,0,0,4137.4585977268653,9561.0375154464818,0,7392.9021421969683,0,0,0,0,0,0,0,112.3051566875384,0,0,0,1250.4432932592906,4137.4585977268653,9561.0375154464818,0,8755.6505921437965,22454.146705317147,4351.0216118344651,229.83426137017474,0,0,4580.8558732046395,4137.4585977268653,1.1071665770193757,4351.0216118344651,272.05530934301555,0,0,4623.0769211774805,9561.0375154464818,0.48353297575797577,4351.0216118344651,501.88957071319032,0,0,4852.9111825476548,13698.496113173347,117.0993235681397,0.35426598237165507,36.7134991504171,84.839312444915251,0,77.692758243581295,199.24556983891367,4351.0216118344651,0,501.88957071319032,0,0,0,0,0,-2304.919348106519,0,21091.398255370317,0,112.3051566875384,1250.4432932592906,2547.9918344411358,22454.146705317147,0.19600542169386867,215.24465010448415,78.778800840600525,0,78.778800840600525,3.9388696249216331,0,3.9388696249216331,null,0,null,0,0,0,0,0,0,0,9999,9999]
["Portland-COM-(Average)-(Fed Tax Credit)",null,25,6043,0,17649,6.4660099999999998,886.28757163849639,null,null,null,6486.2381943252412,0.10381187170120601,0.10306260416503391,0,0,0,3061.7193623178796,7075.1677614303953,0,5470.7475852257548,0,0,0,0,0,0,0,87.875186049824507,0,0,0,886.28757163849639,3061.7193623178796,7075.1677614303953,0,6444.910342914076,16581.797466662352,3387.8928105302662,36.681767587433939,0,0,3424.5745781177002,3061.7193623178796,1.118513545122934,3387.8928105302662,43.420287161516129,0,0,3431.3130976917823,7075.1677614303953,0.4849797507837566,3387.8928105302662,80.102054748950067,0,0,3467.9948652792164,10136.887123748274,114.08706030919542,0.34211635415713992,34.733024434949748,80.262736605973984,0,73.112915303912104,188.10867634483586,3387.8928105302662,0,80.102054748950067,0,0,0,0,0,-1692.6751462657253,0,15607.63470897403,0,87.875186049824507,886.28757163849639,1775.3197190134911,16581.797466662352,0.18977263742351835,206.4021689751965,61.620336043390886,0,61.620336043390886,3.0809631423044892,0,3.0809631423044892,null,0,null,0,0,0,0,0,0,0,9999,9999]
["Portland-RES-(Low Quartile)-(Fed Tax Credit)",null,25,6043,0,17649,6.4660099999999998,1250.4432932592906,null,null,null,6486.2381943252412,0.10381187170120601,0.10306260416503391,0,0,0,3061.7193623178796,7075.1677614303953,0,5470.7475852257548,0,0,0,0,0,0,0,87.875186049824507,0,0,0,1250.4432932592906,3061.7193623178796,7075.1677614303953,0,6809.0660645348698,16945.953188283147,3387.8928105302662,36.681767587433939,0,0,3424.5745781177002,3061.7193623178796,1.118513545122934,3387.8928105302662,43.420287161516129,0,0,3431.3130976917823,7075.1677614303953,0.4849797507837566,3387.8928105302662,80.102054748950067,0,0,3467.9948652792164,10136.887123748274,114.08706030919542,0.34211635415713992,34.733024434949748,80.262736605973984,0,77.244002474359519,192.23976351528324,3387.8928105302662,0,80.102054748950067,0,0,0,0,0,-2304.919348106519,0,15607.63470897403,0,87.875186049824507,1250.4432932592906,1163.0755171726973,16945.953188283147,0.1801474119535991,217.47873034044201,61.620336043390886,0,61.620336043390886,3.0809631423044892,0,3.0809631423044892,null,0,null,0,0,0,0,0,0,0,9999,9999]
["Portland-COM-(Average)-(2014)",null,25,6043,0,19610,6.4660099999999998,886.28757163849639,null,null,null,6486.2381943252412,0.10381187170120601,0.10306260416503391,0,0,0,3401.9104025754227,7861.2975127004402,0,6078.6084280286168,0,0,0,0,0,0,0,87.875186049824507,0,0,0,886.28757163849639,3401.9104025754227,7861.2975127004402,0,7052.7711857169379,18315.979100992801,3387.8928105302662,36.681767587433939,0,0,3424.5745781177002,3401.9104025754227,1.0066621906106403,3387.8928105302662,43.420287161516129,0,0,3431.3130976917823,7861.2975127004402,0.43648177570538088,3387.8928105302662,80.102054748950067,0,0,3467.9948652792164,11263.207915275863,126.86436709152032,0.30790471874142589,38.592249372166393,89.180818451082217,0,80.008663413934002,207.78173123718264,3387.8928105302662,0,80.102054748950067,0,0,0,0,0,-1692.6751462657253,0,17341.816343304479,0,87.875186049824507,886.28757163849639,1775.3197190134911,18315.979100992798,0.17332474350464536,226.07522386754317,61.620336043390886,0,61.620336043390886,3.0809631423044892,0,3.0809631423044892,null,0,null,0,0,0,0,0,0,0,9999,9999]
["Portland-RES-(Low Quartile)-(2014)",null,25,6043,0,19610,6.4660099999999998,1250.4432932592906,null,null,null,6486.2381943252412,0.10381187170120601,0.10306260416503391,0,0,0,3401.9104025754227,7861.2975127004402,0,6078.6084280286168,0,0,0,0,0,0,0,87.875186049824507,0,0,0,1250.4432932592906,3401.9104025754227,7861.2975127004402,0,7416.9269073377318,18680.134822613596,3387.8928105302662,36.681767587433939,0,0,3424.5745781177002,3401.9104025754227,1.0066621906106403,3387.8928105302662,43.420287161516129,0,0,3431.3130976917823,7861.2975127004402,0.43648177570538088,3387.8928105302662,80.102054748950067,0,0,3467.9948652792164,11263.207915275863,126.86436709152032,0.30790471874142589,38.592249372166393,89.180818451082217,0,84.139750584381403,211.91281840763003,3387.8928105302662,0,80.102054748950067,0,0,0,0,0,-2304.919348106519,0,17341.816343304479,0,87.875186049824507,1250.4432932592906,1163.0755171726973,18680.134822613592,0.16526022935494813,237.15178523278877,61.620336043390886,0,61.620336043390886,3.0809631423044892,0,3.0809631423044892,null,0,null,0,0,0,0,0,0,0,9999,9999]
["Portland-RES-(Average)-(Fed Tax Credit)",null,25,6043,0,21465,6.4660099999999998,1250.4432932592906,null,null,null,6486.2381943252412,0.10381187170120601,0.10306260416503391,0,0,0,3723.7127379541785,8604.9337639018322,0,6653.6119279772702,0,0,0,0,0,0,0,87.875186049824507,0,0,0,1250.4432932592906,3723.7127379541785,8604.9337639018322,0,7991.9304072863852,20320.576909142397,3387.8928105302662,36.681767587433939,0,0,3424.5745781177002,3723.7127379541785,0.91966669265663448,3387.8928105302662,43.420287161516129,0,0,3431.3130976917823,8604.9337639018322,0.39876112842219991,3387.8928105302662,80.102054748950067,0,0,3467.9948652792164,12328.64650185601,138.95100864236809,0.28129566897364838,42.242867556019966,97.616841818076466,0,90.662755553321034,230.52246492741747,3387.8928105302662,0,80.102054748950067,0,0,0,0,0,-2304.919348106519,0,18982.25842983328,0,87.875186049824507,1250.4432932592906,1163.0755171726973,20320.576909142394,0.15327817899985802,255.76143175257621,61.620336043390886,0,61.620336043390886,3.0809631423044892,0,3.0809631423044892,null,0,null,0,0,0,0,0,0,0,9999,9999]
["Portland-RES-(Average)-(2014)",null,25,6043,0,23850,6.4660099999999998,1250.4432932592906,null,null,null,6486.2381943252412,0.10381187170120601,0.10306260416503391,0,0,0,4137.4585977268653,9561.0375154464818,0,7392.9021421969683,0,0,0,0,0,0,0,87.875186049824507,0,0,0,1250.4432932592906,4137.4585977268653,9561.0375154464818,0,8731.2206215060833,22429.716734679434,3387.8928105302662,36.681767587433939,0,0,3424.5745781177002,4137.4585977268653,0.82770002339097093,3387.8928105302662,43.420287161516129,0,0,3431.3130976917823,9561.0375154464818,0.35888501557997982,3387.8928105302662,80.102054748950067,0,0,3467.9948652792164,13698.496113173347,154.4909763506011,0.25316610207628348,46.936519506688853,108.46315757564055,0,99.049476227672002,254.44915331000144,3387.8928105302662,0,80.102054748950067,0,0,0,0,0,-2304.919348106519,0,21091.398255370317,0,87.875186049824507,1250.4432932592906,1163.0755171726973,22429.71673467943,0.14020804080852295,279.68812013516015,61.620336043390886,0,61.620336043390886,3.0809631423044892,0,3.0809631423044892,null,0,null,0,0,0,0,0,0,0,9999,9999]
[]
[]
["Supply Curve Results; Categories sorted by TRC Net Levelized Cost"]
["Totals for Categories with Benefits Exceeding Costs.    Levelized cost is TRC Net Levelized Cost (Net of Benefits)",null,null,null,null,null,null,null,null,null,null,null,null,"Savings Allocation by Cost Bin and Month for Segments 1",null,null,null,null,null,null,null,null,null,null,null,null,"Savings Allocation by Cost Bin and Month for Segments 2"]
[null,"Totals Basis","Busbar Electric Savings in kWh","First Cost","Admin Cost","First Year Program Cost","PV Cost","PV Benefits","Unit Program Cost: First Year Program Cost in $/average annual kW saved","Utility System Net Levelized Cost (Net of T&D Capacity Benefits, Act Credit & Risk-Mitigation) in mills/kWh","TRC Net Levelized Cost (Net of All Benefits) in mills/kWh","TRC B/C Ratio","Net Electric & Gas System CO2 Avoided (Lifetime Tons)","Jan","Feb","Mar","Apr","May","Jun","Jul","Aug","Sep","Oct","Nov","Dec",null,"Jan","Feb","Mar","Apr","May","Jun","Jul","Aug","Sep","Oct","Nov","Dec"]
[null,"Measures with B/C > 1.00",0,0,0,0,0,0,0,0,0,0,0,0,0,0,0,0,0,0,0,0,0,0,0,null,0,0,0,0,0,0,0,0,0,0,0,0]
[null,"Categories with B/C > 1.00",0,0,0,0,0,0,0,0,0,0,0,0,0,0,0,0,0,0,0,0,0,0,0,null,0,0,0,0,0,0,0,0,0,0,0,0]
[null,"Supply Curve Results:  By TRC Net Levelized Cost - Net of Benefits"]
[null,"Block 1: <= 0 mills/kWh",0,0,0,0,0,0,0,0,0,0,0,0,0,0,0,0,0,0,0,0,0,0,0,null,0,0,0,0,0,0,0,0,0,0,0,0]
[null,"Block 2: <= 10 mills/kWh",0,0,0,0,0,0,0,0,0,0,0,0,0,0,0,0,0,0,0,0,0,0,0,null,0,0,0,0,0,0,0,0,0,0,0,0]
[null,"Block 3: 10-20 mills/kWh",0,0,0,0,0,0,0,0,0,0,0,0,0,0,0,0,0,0,0,0,0,0,0,null,0,0,0,0,0,0,0,0,0,0,0,0]
[null,"Block 4: 20-30 mills/kWh",0,0,0,0,0,0,0,0,0,0,0,0,0,0,0,0,0,0,0,0,0,0,0,null,0,0,0,0,0,0,0,0,0,0,0,0]
[null,"Block 5: 30-40 mills/kWh",0,0,0,0,0,0,0,0,0,0,0,0,0,0,0,0,0,0,0,0,0,0,0,null,0,0,0,0,0,0,0,0,0,0,0,0]
[null,"Block 6: 40-50 mills/kWh",0,0,0,0,0,0,0,0,0,0,0,0,0,0,0,0,0,0,0,0,0,0,0,null,0,0,0,0,0,0,0,0,0,0,0,0]
[null,"Block 7: 50-60 mills/kWh",0,0,0,0,0,0,0,0,0,0,0,0,0,0,0,0,0,0,0,0,0,0,0,null,0,0,0,0,0,0,0,0,0,0,0,0]
[null,"Block 8: 60-70 mills/kWh",0,0,0,0,0,0,0,0,0,0,0,0,0,0,0,0,0,0,0,0,0,0,0,null,0,0,0,0,0,0,0,0,0,0,0,0]
[null,"Block 9: 70-80 mills/kWh",0,0,0,0,0,0,0,0,0,0,0,0,0,0,0,0,0,0,0,0,0,0,0,null,0,0,0,0,0,0,0,0,0,0,0,0]
[null,"Block 10: 80-90 mills/kWh",0,0,0,0,0,0,0,0,0,0,0,0,0,0,0,0,0,0,0,0,0,0,0,null,0,0,0,0,0,0,0,0,0,0,0,0]
[null,"Block 11: 90-100 mills/kWh",0,0,0,0,0,0,0,0,0,0,0,0,0,0,0,0,0,0,0,0,0,0,0,null,0,0,0,0,0,0,0,0,0,0,0,0]
[null,"Block 12: 100-110 mills/kWh",8292.3571050981736,10492.167582989317,0,10492.167582989317,10277.187489538357,3160.2360362819295,11083.867573729904,49.020410062608356,101.7603945604521,0.40542747483431402,78.778800840600525,291.20407991645249,388.31131213211063,587.8037221184652,664.72490336027511,769.65018114832083,824.14223774953859,816.62906937900266,830.15975782254498,629.91624718046808,558.84932784141063,319.18182168035565,273.13834627926138,null,72.512748832589523,87.815095068739041,90.886611186254896,131.27001714615193,147.57655136160804,123.32853762800815,186.90845547305298,116.36759877996367,148.98112040991742,81.880722988512005,83.294884231821683,67.823755383348541]
[null,"Block 13: 110-120 mills/kWh",0,0,0,0,0,0,0,0,0,0,0,0,0,0,0,0,0,0,0,0,0,0,0,null,0,0,0,0,0,0,0,0,0,0,0,0]
[null,"Block 14: 120-130 mills/kWh",16584.714210196347,26241.941603924082,0,26241.941603924082,25203.862243341129,6320.472072563859,13860.920697026193,62.41824747967312,122.3888724889357,0.33956425805965462,157.55760168120105,582.40815983290497,776.62262426422126,1175.6074442369304,1329.4498067205502,1539.3003622966417,1648.2844754990772,1633.2581387580053,1660.31951564509,1259.8324943609362,1117.6986556828213,638.36364336071131,546.27669255852277,null,145.02549766517905,175.63019013747808,181.77322237250979,262.54003429230386,295.15310272321608,246.6570752560163,373.81691094610596,232.73519755992734,297.96224081983485,163.76144597702401,166.58976846364337,135.64751076669708]
[null,"Block 15: 130-140 mills/kWh",23070.952404521588,39510.772424866773,0,39510.772424866773,38276.276958609764,7483.5475897365559,15002.170711166622,68.920777768778493,136.76858778038968,0.29954449434869945,219.17793772459194,793.45775891944027,1034.8329753608809,1638.7220444156851,1826.8760880921964,2186.6991915407384,2339.3034390777511,2366.3046660328346,2339.4262000308495,1762.9511843421787,1519.6105419645482,836.67794419183554,698.56057565299557,null,194.42124680102523,230.57222208765933,249.20513006541859,379.9905850428255,445.83405915346293,346.34392912491381,530.96528664019831,321.52910328230234,408.28117271062928,233.8333721093536,215.25735696530066,171.29633091656467]
[null,"Block 16: 140-150 mills/kWh",0,0,0,0,0,0,0,0,0,0,0,0,0,0,0,0,0,0,0,0,0,0,0,null,0,0,0,0,0,0,0,0,0,0,0,0]
[null,"Block 17: 150-160 mills/kWh",23070.952404521588,46207.032743831754,0,46207.032743831754,44198.016715797319,7483.5475897365559,17544.728962148791,81.187299350346791,155.6551932695975,0.2641745992414849,219.17793772459194,793.45775891944027,1034.8329753608809,1638.7220444156851,1826.8760880921964,2186.6991915407384,2339.3034390777511,2366.3046660328346,2339.4262000308495,1762.9511843421787,1519.6105419645482,836.67794419183554,698.56057565299557,null,194.42124680102523,230.57222208765933,249.20513006541859,379.9905850428255,445.83405915346293,346.34392912491381,530.96528664019831,321.52910328230234,408.28117271062928,233.8333721093536,215.25735696530066,171.29633091656467]
[null,"Block 18: 160-170 mills/kWh",14778.595299423414,31005,0,31005,29755.728939616558,4323.3115534546268,18378.187811300078,85.767498803605648,165.15809559372269,0.24639927145076623,140.39913688399142,502.25367900298778,646.52166322877019,1050.9183222972199,1162.1511847319214,1417.0490103924176,1515.1612013282124,1549.6755966538321,1509.2664422083046,1133.0349371617106,960.76121412313773,517.49612251147994,425.42222937373413,null,121.90849796843571,142.75712701892027,158.31851887916372,248.72056789667357,298.25750779185489,223.01539149690564,344.05683116714533,205.16150450233869,259.30005230071185,151.95264912084161,131.96247273347896,103.47257553321612]
[null,"Block 19: 170-180 mills/kWh",14778.595299423414,34450,0,34450,32438.108521549253,4935.5557552954206,20420.208679222309,95.619187761648178,175.46517699071626,0.23231806376935718,140.39913688399142,502.25367900298778,646.52166322877019,1050.9183222972199,1162.1511847319214,1417.0490103924176,1515.1612013282124,1549.6755966538321,1509.2664422083046,1133.0349371617106,960.76121412313773,517.49612251147994,425.42222937373413,null,121.90849796843571,142.75712701892027,158.31851887916372,248.72056789667357,298.25750779185489,223.01539149690564,344.05683116714533,205.16150450233869,259.30005230071185,151.95264912084161,131.96247273347896,103.47257553321612]
[null,"Block 20: 180-190 mills/kWh",14778.595299423414,33788.604841877459,0,33788.604841877459,32581.524841766262,3711.0673516138331,20028.167252566589,93.727791716313305,182.27589355937317,0.22366891555222804,140.39913688399142,502.25367900298778,646.52166322877019,1050.9183222972199,1162.1511847319214,1417.0490103924176,1515.1612013282124,1549.6755966538321,1509.2664422083046,1133.0349371617106,960.76121412313773,517.49612251147994,425.42222937373413,null,121.90849796843571,142.75712701892027,158.31851887916372,248.72056789667357,298.25750779185489,223.01539149690564,344.05683116714533,205.16150450233869,259.30005230071185,151.95264912084161,131.96247273347896,103.47257553321612]
[null,"Block 21: 190-200 mills/kWh",14778.595299423414,37137.091139907672,0,37137.091139907672,35542.709666269649,3711.0673516138331,22012.979704389334,103.30347981165754,197.01945734327583,0.20718412581727083,140.39913688399142,502.25367900298778,646.52166322877019,1050.9183222972199,1162.1511847319214,1417.0490103924176,1515.1612013282124,1549.6755966538321,1509.2664422083046,1133.0349371617106,960.76121412313773,517.49612251147994,425.42222937373413,null,121.90849796843571,142.75712701892027,158.31851887916372,248.72056789667357,298.25750779185489,223.01539149690564,344.05683116714533,205.16150450233869,259.30005230071185,151.95264912084161,131.96247273347896,103.47257553321612]
[null,"Block 22: > 200 mills/kWh",47209.786271049619,143683,0,143683,135728.30492769086,10750.933341158907,26661.062873140942,127.09442671464312,233.25528256045791,0.17209357333471667,448.50081710094577,1557.501674435664,1937.5734187120679,3366.4913231909932,3649.2825915901531,4654.0431566129018,4970.2560192215815,5214.9082330279807,4904.7998641371032,3648.6283870679226,2970.3206455317736,1509.0676266671012,1186.841644846098,null,368.88724364766665,417.46728676982639,495.47805734370769,835.97332164928184,1051.6622899430893,721.44966084139321,1129.7987096376071,649.13103311421378,810.89471175468384,502.31227978248972,375.30041524176539,281.71667628255403]
[]
[]
["Shaped Savings Results; By Category and sorted by TRC BC ratio"]
[null,null,null,null,null,null,null,null,null,null,null,null,null,null,"Savings Allocation by Category and Month for Segments 1",null,null,null,null,null,null,null,null,null,null,null,null,"Savings Allocation by Category and Month for Segments 2"]
["Category","Measure","Busbar Savings","First Cost","Admin Cost","First Year Program Cost","PV Cost","PV Benefits","Unit Program Cost: First Year Program Cost in $/average annual kW saved","Utility System Net Levelized Cost (Net of T&D Capacity Benefits, Act Credit & Risk-Mitigation) in mills/kWh","TRC Net Levelized Cost (Net of All Benefits) in mills/kWh","TRC B/C Ratio","Net Electric & Gas System CO2 Avoided (Lifetime Tons)","Wholesale KW","Jan","Feb","Mar","Apr","May","Jun","Jul","Aug","Sep","Oct","Nov","Dec",null,"Jan","Feb","Mar","Apr","May","Jun","Jul","Aug","Sep","Oct","Nov","Dec"]
["Boise-COM-(Average)-(2035)",null,8292.3571050981736,10492.167582989317,0,10492.167582989317,10277.187489538357,3160.2360362819295,11083.867573729904,49.020410062608356,101.7603945604521,0.40542747483431402,78.778800840600525,0.65044643219634757,291.20407991645249,388.31131213211063,587.8037221184652,664.72490336027511,769.65018114832083,824.14223774953859,816.62906937900266,830.15975782254498,629.91624718046808,558.84932784141063,319.18182168035565,273.13834627926138,null,72.512748832589523,87.815095068739041,90.886611186254896,131.27001714615193,147.57655136160804,123.32853762800815,186.90845547305298,116.36759877996367,148.98112040991742,81.880722988512005,83.294884231821683,67.823755383348541]
["Boise-COM-(Average)-(2025)",null,8292.3571050981736,12885.941603924082,0,12885.941603924082,12394.086492007718,3160.2360362819295,13612.637157289737,61.220408493152782,120.54457520974648,0.34450154742182865,78.778800840600525,0.65044643219634757,291.20407991645249,388.31131213211063,587.8037221184652,664.72490336027511,769.65018114832083,824.14223774953859,816.62906937900266,830.15975782254498,629.91624718046808,558.84932784141063,319.18182168035565,273.13834627926138,null,72.512748832589523,87.815095068739041,90.886611186254896,131.27001714615193,147.57655136160804,123.32853762800815,186.90845547305298,116.36759877996367,148.98112040991742,81.880722988512005,83.294884231821683,67.823755383348541]
["Boise-COM-(Low Quartile)-(Fed Tax Credit)",null,8292.3571050981736,13356,0,13356,12809.775751333411,3160.2360362819295,14109.204236762649,63.616086466193458,124.23316976812491,0.33462696869748054,78.778800840600525,0.65044643219634757,291.20407991645249,388.31131213211063,587.8037221184652,664.72490336027511,769.65018114832083,824.14223774953859,816.62906937900266,830.15975782254498,629.91624718046808,558.84932784141063,319.18182168035565,273.13834627926138,null,72.512748832589523,87.815095068739041,90.886611186254896,131.27001714615193,147.57655136160804,123.32853762800815,186.90845547305298,116.36759877996367,148.98112040991742,81.880722988512005,83.294884231821683,67.823755383348541]
["Boise-COM-(Low Quartile)-(2014)",null,8292.3571050981736,14840,0,14840,14122.129420556452,3160.2360362819295,15676.893596402942,71.17937252101413,135.87826401669039,0.30685875137076057,78.778800840600525,0.65044643219634757,291.20407991645249,388.31131213211063,587.8037221184652,664.72490336027511,769.65018114832083,824.14223774953859,816.62906937900266,830.15975782254498,629.91624718046808,558.84932784141063,319.18182168035565,273.13834627926138,null,72.512748832589523,87.815095068739041,90.886611186254896,131.27001714615193,147.57655136160804,123.32853762800815,186.90845547305298,116.36759877996367,148.98112040991742,81.880722988512005,83.294884231821683,67.823755383348541]
["Boise-RES-(Average)-(2035)",null,8292.3571050981736,14178.604841877455,0,14178.604841877455,13901.390019152666,2547.9918344411358,14978.199423959328,67.80853641848438,139.35225918032179,0.29944579438621316,78.778800840600525,0.65044643219634757,291.20407991645249,388.31131213211063,587.8037221184652,664.72490336027511,769.65018114832083,824.14223774953859,816.62906937900266,830.15975782254498,629.91624718046808,558.84932784141063,319.18182168035565,273.13834627926138,null,72.512748832589523,87.815095068739041,90.886611186254896,131.27001714615193,147.57655136160804,123.32853762800815,186.90845547305298,116.36759877996367,148.98112040991742,81.880722988512005,83.294884231821683,67.823755383348541]
["Portland-COM-(Average)-(2035)",null,6486.2381943252412,10492.167582989317,0,10492.167582989317,10252.757518900644,1775.3197190134911,14170.214733618473,67.455217687149045,134.60372073696203,0.29031973662972521,61.620336043390886,0.10381187170120601,211.0495990865353,258.21035109665956,463.11460017875464,497.42628137164621,647.39882924409687,691.01896357867395,733.04652727482949,679.10668438575965,503.11868998124248,401.91188628172711,198.31430083112426,152.28388309447277,null,49.395749135846195,54.942031950181232,67.431907692908808,117.45055075052164,150.68095643024688,99.686853868897501,157.14837569409238,88.793905722375001,110.31893189079442,70.071926132329608,48.667588501657285,35.648820149867582]
["Boise-RES-(Average)-(2025)",null,8292.3571050981736,15672.091139907669,0,15672.091139907669,15222.132757127254,2547.9918344411358,16555.910056163197,75.420169902957213,151.07179334440735,0.27688119789970395,78.778800840600525,0.65044643219634757,291.20407991645249,388.31131213211063,587.8037221184652,664.72490336027511,769.65018114832083,824.14223774953859,816.62906937900266,830.15975782254498,629.91624718046808,558.84932784141063,319.18182168035565,273.13834627926138,null,72.512748832589523,87.815095068739041,90.886611186254896,131.27001714615193,147.57655136160804,123.32853762800815,186.90845547305298,116.36759877996367,148.98112040991742,81.880722988512005,83.294884231821683,67.823755383348541]
["Boise-COM-(Average)-(Fed Tax Credit)",null,8292.3571050981736,17649,0,17649,16606.227437300066,3160.2360362819295,18644.305598579213,85.495592553353276,157.92076384433213,0.26520230709933634,78.778800840600525,0.65044643219634757,291.20407991645249,388.31131213211063,587.8037221184652,664.72490336027511,769.65018114832083,824.14223774953859,816.62906937900266,830.15975782254498,629.91624718046808,558.84932784141063,319.18182168035565,273.13834627926138,null,72.512748832589523,87.815095068739041,90.886611186254896,131.27001714615193,147.57655136160804,123.32853762800815,186.90845547305298,116.36759877996367,148.98112040991742,81.880722988512005,83.294884231821683,67.823755383348541]
["Boise-RES-(Low Quartile)-(Fed Tax Credit)",null,8292.3571050981736,17649,0,17649,16970.38315892086,2547.9918344411358,18644.305598579213,85.495592553353276,166.58479199440694,0.25176835387036767,78.778800840600525,0.65044643219634757,291.20407991645249,388.31131213211063,587.8037221184652,664.72490336027511,769.65018114832083,824.14223774953859,816.62906937900266,830.15975782254498,629.91624718046808,558.84932784141063,319.18182168035565,273.13834627926138,null,72.512748832589523,87.815095068739041,90.886611186254896,131.27001714615193,147.57655136160804,123.32853762800815,186.90845547305298,116.36759877996367,148.98112040991742,81.880722988512005,83.294884231821683,67.823755383348541]
["Portland-COM-(Average)-(2025)",null,6486.2381943252412,12885.941603924082,0,12885.941603924082,12369.656521370005,1775.3197190134911,17403.130299644796,83.052354368965865,158.61843145278215,0.24661592026454338,61.620336043390886,0.10381187170120601,211.0495990865353,258.21035109665956,463.11460017875464,497.42628137164621,647.39882924409687,691.01896357867395,733.04652727482949,679.10668438575965,503.11868998124248,401.91188628172711,198.31430083112426,152.28388309447277,null,49.395749135846195,54.942031950181232,67.431907692908808,117.45055075052164,150.68095643024688,99.686853868897501,157.14837569409238,88.793905722375001,110.31893189079442,70.071926132329608,48.667588501657285,35.648820149867582]
["Boise-COM-(Average)-(2014)",null,8292.3571050981736,19610,0,19610,18340.409071630515,3160.2360362819295,20715.895109532459,95.489934840080608,173.30892410136516,0.24224483508197819,78.778800840600525,0.65044643219634757,291.20407991645249,388.31131213211063,587.8037221184652,664.72490336027511,769.65018114832083,824.14223774953859,816.62906937900266,830.15975782254498,629.91624718046808,558.84932784141063,319.18182168035565,273.13834627926138,null,72.512748832589523,87.815095068739041,90.886611186254896,131.27001714615193,147.57655136160804,123.32853762800815,186.90845547305298,116.36759877996367,148.98112040991742,81.880722988512005,83.294884231821683,67.823755383348541]
["Portland-COM-(Low Quartile)-(Fed Tax Credit)",null,6486.2381943252412,13356,0,13356,12785.345780695698,1775.3197190134911,18037.968464118559,86.115118434376157,163.33412988654553,0.23953514660425779,61.620336043390886,0.10381187170120601,211.0495990865353,258.21035109665956,463.11460017875464,497.42628137164621,647.39882924409687,691.01896357867395,733.04652727482949,679.10668438575965,503.11868998124248,401.91188628172711,198.31430083112426,152.28388309447277,null,49.395749135846195,54.942031950181232,67.431907692908808,117.45055075052164,150.68095643024688,99.686853868897501,157.14837569409238,88.793905722375001,110.31893189079442,70.071926132329608,48.667588501657285,35.648820149867582]
["Boise-RES-(Low Quartile)-(2014)",null,8292.3571050981736,19610,0,19610,18704.564793251309,2547.9918344411358,20715.895109532459,95.489934840080608,181.97295225143986,0.23098668914933265,78.778800840600525,0.65044643219634757,291.20407991645249,388.31131213211063,587.8037221184652,664.72490336027511,769.65018114832083,824.14223774953859,816.62906937900266,830.15975782254498,629.91624718046808,558.84932784141063,319.18182168035565,273.13834627926138,null,72.512748832589523,87.815095068739041,90.886611186254896,131.27001714615193,147.57655136160804,123.32853762800815,186.90845547305298,116.36759877996367,148.98112040991742,81.880722988512005,83.294884231821683,67.823755383348541]
["Portland-COM-(Low Quartile)-(2014)",null,6486.2381943252412,14840,0,14840,14097.699449918739,1775.3197190134911,20042.187182353955,95.784431675054421,178.22184710237548,0.21962714336854375,61.620336043390886,0.10381187170120601,211.0495990865353,258.21035109665956,463.11460017875464,497.42628137164621,647.39882924409687,691.01896357867395,733.04652727482949,679.10668438575965,503.11868998124248,401.91188628172711,198.31430083112426,152.28388309447277,null,49.395749135846195,54.942031950181232,67.431907692908808,117.45055075052164,150.68095643024688,99.686853868897501,157.14837569409238,88.793905722375001,110.31893189079442,70.071926132329608,48.667588501657285,35.648820149867582]
["Portland-RES-(Average)-(2035)",null,6486.2381943252412,14178.604841877455,0,14178.604841877455,13876.960048514953,1163.0755171726973,19148.938829214152,91.474972807295117,182.66319008349188,0.21431347869291872,61.620336043390886,0.10381187170120601,211.0495990865353,258.21035109665956,463.11460017875464,497.42628137164621,647.39882924409687,691.01896357867395,733.04652727482949,679.10668438575965,503.11868998124248,401.91188628172711,198.31430083112426,152.28388309447277,null,49.395749135846195,54.942031950181232,67.431907692908808,117.45055075052164,150.68095643024688,99.686853868897501,157.14837569409238,88.793905722375001,110.31893189079442,70.071926132329608,48.667588501657285,35.648820149867582]
["Boise-RES-(Average)-(Fed Tax Credit)",null,8292.3571050981736,21465,0,21465,20345.00687978011,2547.9918344411358,22675.506809082828,104.94404240860644,196.52932006214672,0.21425726219685173,78.778800840600525,0.65044643219634757,291.20407991645249,388.31131213211063,587.8037221184652,664.72490336027511,769.65018114832083,824.14223774953859,816.62906937900266,830.15975782254498,629.91624718046808,558.84932784141063,319.18182168035565,273.13834627926138,null,72.512748832589523,87.815095068739041,90.886611186254896,131.27001714615193,147.57655136160804,123.32853762800815,186.90845547305298,116.36759877996367,148.98112040991742,81.880722988512005,83.294884231821683,67.823755383348541]
["Portland-RES-(Average)-(2025)",null,6486.2381943252412,15672.091139907669,0,15672.091139907669,15197.702786489541,1163.0755171726973,21165.96928335178,101.20609601235923,197.6460753063966,0.19814144638501355,61.620336043390886,0.10381187170120601,211.0495990865353,258.21035109665956,463.11460017875464,497.42628137164621,647.39882924409687,691.01896357867395,733.04652727482949,679.10668438575965,503.11868998124248,401.91188628172711,198.31430083112426,152.28388309447277,null,49.395749135846195,54.942031950181232,67.431907692908808,117.45055075052164,150.68095643024688,99.686853868897501,157.14837569409238,88.793905722375001,110.31893189079442,70.071926132329608,48.667588501657285,35.648820149867582]
["Boise-RES-(Average)-(2014)",null,8292.3571050981736,23850,0,23850,22454.146705317147,2547.9918344411358,25195.007565647586,117.0993235681397,215.24465010448415,0.19600542169386867,78.778800840600525,0.65044643219634757,291.20407991645249,388.31131213211063,587.8037221184652,664.72490336027511,769.65018114832083,824.14223774953859,816.62906937900266,830.15975782254498,629.91624718046808,558.84932784141063,319.18182168035565,273.13834627926138,null,72.512748832589523,87.815095068739041,90.886611186254896,131.27001714615193,147.57655136160804,123.32853762800815,186.90845547305298,116.36759877996367,148.98112040991742,81.880722988512005,83.294884231821683,67.823755383348541]
["Portland-COM-(Average)-(Fed Tax Credit)",null,6486.2381943252412,17649,0,17649,16581.797466662352,1775.3197190134911,23835.886899013807,114.08706030919542,206.4021689751965,0.18977263742351835,61.620336043390886,0.10381187170120601,211.0495990865353,258.21035109665956,463.11460017875464,497.42628137164621,647.39882924409687,691.01896357867395,733.04652727482949,679.10668438575965,503.11868998124248,401.91188628172711,198.31430083112426,152.28388309447277,null,49.395749135846195,54.942031950181232,67.431907692908808,117.45055075052164,150.68095643024688,99.686853868897501,157.14837569409238,88.793905722375001,110.31893189079442,70.071926132329608,48.667588501657285,35.648820149867582]
["Portland-RES-(Low Quartile)-(Fed Tax Credit)",null,6486.2381943252412,17649,0,17649,16945.953188283147,1163.0755171726973,23835.886899013807,114.08706030919542,217.47873034044201,0.1801474119535991,61.620336043390886,0.10381187170120601,211.0495990865353,258.21035109665956,463.11460017875464,497.42628137164621,647.39882924409687,691.01896357867395,733.04652727482949,679.10668438575965,503.11868998124248,401.91188628172711,198.31430083112426,152.28388309447277,null,49.395749135846195,54.942031950181232,67.431907692908808,117.45055075052164,150.68095643024688,99.686853868897501,157.14837569409238,88.793905722375001,110.31893189079442,70.071926132329608,48.667588501657285,35.648820149867582]
["Portland-COM-(Average)-(2014)",null,6486.2381943252412,19610,0,19610,18315.979100992798,1775.3197190134911,26484.318776682008,126.86436709152032,226.07522386754317,0.17332474350464536,61.620336043390886,0.10381187170120601,211.0495990865353,258.21035109665956,463.11460017875464,497.42628137164621,647.39882924409687,691.01896357867395,733.04652727482949,679.10668438575965,503.11868998124248,401.91188628172711,198.31430083112426,152.28388309447277,null,49.395749135846195,54.942031950181232,67.431907692908808,117.45055075052164,150.68095643024688,99.686853868897501,157.14837569409238,88.793905722375001,110.31893189079442,70.071926132329608,48.667588501657285,35.648820149867582]
["Portland-RES-(Low Quartile)-(2014)",null,6486.2381943252412,19610,0,19610,18680.134822613592,1163.0755171726973,26484.318776682008,126.86436709152032,237.15178523278877,0.16526022935494813,61.620336043390886,0.10381187170120601,211.0495990865353,258.21035109665956,463.11460017875464,497.42628137164621,647.39882924409687,691.01896357867395,733.04652727482949,679.10668438575965,503.11868998124248,401.91188628172711,198.31430083112426,152.28388309447277,null,49.395749135846195,54.942031950181232,67.431907692908808,117.45055075052164,150.68095643024688,99.686853868897501,157.14837569409238,88.793905722375001,110.31893189079442,70.071926132329608,48.667588501657285,35.648820149867582]
["Portland-RES-(Average)-(Fed Tax Credit)",null,6486.2381943252412,21465,0,21465,20320.576909142394,1163.0755171726973,28989.592174476253,138.95100864236809,255.76143175257621,0.15327817899985802,61.620336043390886,0.10381187170120601,211.0495990865353,258.21035109665956,463.11460017875464,497.42628137164621,647.39882924409687,691.01896357867395,733.04652727482949,679.10668438575965,503.11868998124248,401.91188628172711,198.31430083112426,152.28388309447277,null,49.395749135846195,54.942031950181232,67.431907692908808,117.45055075052164,150.68095643024688,99.686853868897501,157.14837569409238,88.793905722375001,110.31893189079442,70.071926132329608,48.667588501657285,35.648820149867582]
["Portland-RES-(Average)-(2014)",null,6486.2381943252412,23850,0,23850,22429.71673467943,1163.0755171726973,32210.657971640281,154.4909763506011,279.68812013516015,0.14020804080852295,61.620336043390886,0.10381187170120601,211.0495990865353,258.21035109665956,463.11460017875464,497.42628137164621,647.39882924409687,691.01896357867395,733.04652727482949,679.10668438575965,503.11868998124248,401.91188628172711,198.31430083112426,152.28388309447277,null,49.395749135846195,54.942031950181232,67.431907692908808,117.45055075052164,150.68095643024688,99.686853868897501,157.14837569409238,88.793905722375001,110.31893189079442,70.071926132329608,48.667588501657285,35.648820149867582]

{"sheet":"MMap","index":5,"n_rows":29,"n_cols":41,"rows_kept":29,"cut":false,"hidden":false,"merged":[[2,14,2,19],[2,20,2,25],[2,26,2,31]]}
[null,null,null,null,null,null,null,null,null,null,null,null,null,null,null,null,null,null,null,null,"Capacity in kW (DC)","Inverter Eff","Capacity in kW (AC)",null,null,null,null,null,"present worth factor at 4% DR.  (ediscfac) in the VB code"]
[null,null,null,null,null,null,null,null,null,null,null,null,null,null,null,null,null,null,null,null,{"$f":"'Cost Matrix'!$C$19","v":5.3},0.77,{"$f":"U2*V2","v":4.0809999999999995},null,null,null,"Present Worth Factor =>",null,{"$f":"((1+0.04)^20-1)/(0.04*(1+0.04)^20)","v":13.590326344967698}]
[null,null,null,null,null,null,null,null,null,null,null,null,null,null,"PV Costs from ProCost",null,null,null,null,null,"PV Costs per unit",null,null,null,null,null,"Levelized Costs"]
[null,null,null,null,null,null,null,null,null,null,null,null,null,null,"Construction","Fixed O&M","Var O&M","Inverter","Trans Deferral","Dist Deferral","Construction","Fixed O&M","Var O&M","Inverter","Trans Deferral","Dist Deferral","Construction","Fixed O&M","Var O&M","Inverter","Trans Deferral","Dist Deferral"]
["City","Sector","Cost","Tax Credit","Cost Name","Measure Name","Cost","Savings","Life","O&M","Inverter Replacement","Inverter Period","System Integration","Shape","PV Regional Capital Cost","PV Regional Non-E Value","PV Regional Annual O&M Cost","PV Regional Periodic Replacement Cost","Wholesale Utility System T&D Def. Cap.","Retail Utility System T&D Def. Cap.","PV Regional Capital Costcper kW (AC)","PV Regional Non-E Value","PV Annual O&M Cost per MWh","PV Periodic Replacement Cost per kW (AC)","PV Regional Periodic Replacement Cost","Wholesale Utility System T&D Def. Cap.","Levelized Capital per kW (AC) (Construction)","Levelized Non-E Value (Fixed OM Cleaning)","Levelized Annual O&M Cost per MWh (Var O&M in  $/MWh)","Levelized Periodic Replacement Cost per kW (AC) (Inverter)","Levelized Transmission Deferral per kW (AC)","Levelized Distribution Deferral per kW (AC)",null,"Busbar kWh","Sum PV Cost","Sum PV Ben","Net PV Cost","Levelized cost of energy check","check TRC Levelized"]
["Boise","RES","(Average)","(2014)",{"$f":"CONCATENATE(B6,\"-\",C6,\"-\",D6)","v":"RES-(Average)-(2014)"},{"$f":"CONCATENATE(A6,\"-\",B6,\"-\",C6,\"-\",D6)","v":"Boise-RES-(Average)-(2014)"},{"$f":"VLOOKUP(E6,CostMatrix,2,FALSE)","v":23850},{"$f":"HLOOKUP(MMap!A6,'Cost Matrix'!$K$12:$M$14,2,FALSE)","v":7723},25,{"$f":"'Cost Matrix'!D22","v":169.6},{"$f":"'Cost Matrix'!E22","v":1925},{"$f":"'Cost Matrix'!F22","v":10},{"$f":"H6*'Cost Matrix'!$I$23/1000","v":8.2636099999999999},{"$f":"\"Residential-RES-SolarPV-\"&A6","v":"Residential-RES-SolarPV-Boise"},{"$f":"VLOOKUP($F6,MeasOut,MATCH(O$5,M_Input!$A$88:$CW$88,0),FALSE)","v":21091.398255370317},{"$f":"VLOOKUP($F6,MeasOut,MATCH(P$5,M_Input!$A$88:$CW$88,0),FALSE)","v":-2304.919348106519},{"$f":"VLOOKUP($F6,MeasOut,MATCH(Q$5,M_Input!$A$88:$CW$88,0),FALSE)","v":112.3051566875384},{"$f":"VLOOKUP($F6,MeasOut,MATCH(R$5,M_Input!$A$88:$CW$88,0),FALSE)","v":1250.4432932592906},{"$f":"VLOOKUP($F6,MeasOut,MATCH(S$5,M_Input!$A$88:$CW$88,0),FALSE)","v":229.83426137017474},{"$f":"VLOOKUP($F6,MeasOut,MATCH(T$5,M_Input!$A$88:$CW$88,0),FALSE)","v":272.05530934301555},{"$f":"O6/$W$2","v":5168.1936425803278},{"$f":"P6/$W$2","v":-564.79278316748821},{"$f":"Q6/AH6*1000","v":13.543212775833393},{"$f":"R6/$W$2","v":306.40609979399431},{"$f":"S6/$W$2","v":56.318123344811262},{"$f":"T6/$W$2","v":66.663883691010923},{"$f":"U6/$AC$2","v":380.2847342583525},-41.558441558441515,0.99653330111886895,22.54589713421062,4.143986090934825,4.9052452456887172,null,{"$f":"M_Input!L60","v":8292.3571050981736},{"$f":"SUM(M_Input!BX60:CA60)","v":22454.146705317147},{"$f":"SUM(M_Input!BO60:BW60)","v":-1803.0297773933287},{"$f":"AI6-AJ6","v":24257.176482710474},{"$f":"AK6/(AH6*$AC$2)*1000","v":215.24465010448409},{"$f":"M_Input!CE60","v":215.24465010448415},null,{"$f":"AL6/AM6","v":0.99999999999999978}]
["Boise","RES","(Low Quartile)","(2014)",{"$f":"CONCATENATE(B7,\"-\",C7,\"-\",D7)","v":"RES-(Low Quartile)-(2014)"},{"$f":"CONCATENATE(A7,\"-\",B7,\"-\",C7,\"-\",D7)","v":"Boise-RES-(Low Quartile)-(2014)"},19610,{"$f":"HLOOKUP(MMap!A7,'Cost Matrix'!$K$12:$M$14,2,FALSE)","v":7723},25,{"$f":"'Cost Matrix'!D23","v":169.6},{"$f":"'Cost Matrix'!E23","v":1925},{"$f":"'Cost Matrix'!F23","v":10},{"$f":"H7*'Cost Matrix'!$I$23/1000","v":8.2636099999999999},{"$f":"\"Residential-RES-SolarPV-\"&A7","v":"Residential-RES-SolarPV-Boise"},{"$f":"VLOOKUP($F7,MeasOut,MATCH(O$5,M_Input!$A$88:$CW$88,0),FALSE)","v":17341.816343304479},{"$f":"VLOOKUP($F7,MeasOut,MATCH(P$5,M_Input!$A$88:$CW$88,0),FALSE)","v":-2304.919348106519},{"$f":"VLOOKUP($F7,MeasOut,MATCH(Q$5,M_Input!$A$88:$CW$88,0),FALSE)","v":112.3051566875384},{"$f":"VLOOKUP($F7,MeasOut,MATCH(R$5,M_Input!$A$88:$CW$88,0),FALSE)","v":1250.4432932592906},{"$f":"VLOOKUP($F7,MeasOut,MATCH(S$5,M_Input!$A$88:$CW$88,0),FALSE)","v":229.83426137017474},{"$f":"VLOOKUP($F7,MeasOut,MATCH(T$5,M_Input!$A$88:$CW$88,0),FALSE)","v":272.05530934301555},{"$f":"O7/$W$2","v":4249.4036616771582},{"$f":"P7/$W$2","v":-564.79278316748821},{"$f":"Q7/AH7*1000","v":13.543212775833393},{"$f":"R7/$W$2","v":306.40609979399431},{"$f":"S7/$W$2","v":56.318123344811262},{"$f":"T7/$W$2","v":66.663883691010923},{"$f":"U7/$AC$2","v":312.67855927908982},{"$f":"V7/$AC$2","v":-41.558441558441515},{"$f":"W7/$AC$2","v":0.99653330111886895},{"$f":"X7/$AC$2","v":22.54589713421062},{"$f":"Y7/$AC$2","v":4.143986090934825},{"$f":"Z7/$AC$2","v":4.9052452456887172},null,{"$f":"M_Input!L61","v":8292.3571050981736},{"$f":"SUM(M_Input!BX61:CA61)","v":18704.564793251309},{"$f":"SUM(M_Input!BO61:BW61)","v":-1803.0297773933287},{"$f":"AI7-AJ7","v":20507.594570644636},{"$f":"AK7/(AH7*$AC$2)*1000","v":181.97295225143984},{"$f":"M_Input!CE61","v":181.97295225143986},null,{"$f":"AL7/AM7","v":0.99999999999999989}]
["Boise","COM","(Average)","(2014)","COM-(Average)-(2014)","Boise-COM-(Average)-(2014)",19610,{"$f":"HLOOKUP(MMap!A8,'Cost Matrix'!$K$12:$M$14,2,FALSE)","v":7723},25,{"$f":"'Cost Matrix'!D24","v":124.55},{"$f":"'Cost Matrix'!E24","v":1660},{"$f":"'Cost Matrix'!F24","v":15},{"$f":"H8*'Cost Matrix'!$I$23/1000","v":8.2636099999999999},"Residential-RES-SolarPV-Boise",{"$f":"VLOOKUP($F8,MeasOut,MATCH(O$5,M_Input!$A$88:$CW$88,0),FALSE)","v":17341.816343304479},{"$f":"VLOOKUP($F8,MeasOut,MATCH(P$5,M_Input!$A$88:$CW$88,0),FALSE)","v":-1692.6751462657253},{"$f":"VLOOKUP($F8,MeasOut,MATCH(Q$5,M_Input!$A$88:$CW$88,0),FALSE)","v":112.3051566875384},{"$f":"VLOOKUP($F8,MeasOut,MATCH(R$5,M_Input!$A$88:$CW$88,0),FALSE)","v":886.28757163849639},{"$f":"VLOOKUP($F8,MeasOut,MATCH(S$5,M_Input!$A$88:$CW$88,0),FALSE)","v":229.83426137017474},{"$f":"VLOOKUP($F8,MeasOut,MATCH(T$5,M_Input!$A$88:$CW$88,0),FALSE)","v":272.05530934301555},4249.4036616771582,-414.76970013862422,13.543212775833393,217.17411703957276,56.318123344811262,66.663883691010923,312.67855927908982,-30.519480519480496,0.99653330111886895,15.980051657846261,4.143986090934825,4.9052452456887172,null,{"$f":"M_Input!L62","v":8292.3571050981736},{"$f":"SUM(M_Input!BX62:CA62)","v":18340.409071630515},{"$f":"SUM(M_Input!BO62:BW62)","v":-1190.785575552535},19531.194647183049,173.30892410136508,{"$f":"M_Input!CE62","v":173.30892410136516},null,0.99999999999999956]
["Boise","COM","(Low Quartile)","(2014)","COM-(Low Quartile)-(2014)","Boise-COM-(Low Quartile)-(2014)",14840,{"$f":"HLOOKUP(MMap!A9,'Cost Matrix'!$K$12:$M$14,2,FALSE)","v":7723},25,{"$f":"'Cost Matrix'!D25","v":124.55},{"$f":"'Cost Matrix'!E25","v":1660},{"$f":"'Cost Matrix'!F25","v":15},{"$f":"H9*'Cost Matrix'!$I$23/1000","v":8.2636099999999999},"Residential-RES-SolarPV-Boise",{"$f":"VLOOKUP($F9,MeasOut,MATCH(O$5,M_Input!$A$88:$CW$88,0),FALSE)","v":13123.536692230417},{"$f":"VLOOKUP($F9,MeasOut,MATCH(P$5,M_Input!$A$88:$CW$88,0),FALSE)","v":-1692.6751462657253},{"$f":"VLOOKUP($F9,MeasOut,MATCH(Q$5,M_Input!$A$88:$CW$88,0),FALSE)","v":112.3051566875384},{"$f":"VLOOKUP($F9,MeasOut,MATCH(R$5,M_Input!$A$88:$CW$88,0),FALSE)","v":886.28757163849639},{"$f":"VLOOKUP($F9,MeasOut,MATCH(S$5,M_Input!$A$88:$CW$88,0),FALSE)","v":229.83426137017474},{"$f":"VLOOKUP($F9,MeasOut,MATCH(T$5,M_Input!$A$88:$CW$88,0),FALSE)","v":272.05530934301555},3215.7649331610924,-414.76970013862422,13.543212775833393,217.17411703957276,56.318123344811262,66.663883691010923,236.62161242741928,-30.519480519480496,0.99653330111886895,15.980051657846261,4.143986090934825,4.9052452456887172,null,{"$f":"M_Input!L63","v":8292.3571050981736},{"$f":"SUM(M_Input!BX63:CA63)","v":14122.129420556452},{"$f":"SUM(M_Input!BO63:BW63)","v":-1190.785575552535},15312.914996108986,135.87826401669034,{"$f":"M_Input!CE63","v":135.87826401669039},null,0.99999999999999956]
["Boise","RES","(Average)","(Fed Tax Credit)","RES-(Average)-(Fed Tax Credit)","Boise-RES-(Average)-(Fed Tax Credit)",21465,{"$f":"HLOOKUP(MMap!A10,'Cost Matrix'!$K$12:$M$14,2,FALSE)","v":7723},25,{"$f":"'Cost Matrix'!D26","v":169.6},{"$f":"'Cost Matrix'!E26","v":1925},{"$f":"'Cost Matrix'!F26","v":10},{"$f":"H10*'Cost Matrix'!$I$23/1000","v":8.2636099999999999},"Residential-RES-SolarPV-Boise",{"$f":"VLOOKUP($F10,MeasOut,MATCH(O$5,M_Input!$A$88:$CW$88,0),FALSE)","v":18982.25842983328},{"$f":"VLOOKUP($F10,MeasOut,MATCH(P$5,M_Input!$A$88:$CW$88,0),FALSE)","v":-2304.919348106519},{"$f":"VLOOKUP($F10,MeasOut,MATCH(Q$5,M_Input!$A$88:$CW$88,0),FALSE)","v":112.3051566875384},{"$f":"VLOOKUP($F10,MeasOut,MATCH(R$5,M_Input!$A$88:$CW$88,0),FALSE)","v":1250.4432932592906},{"$f":"VLOOKUP($F10,MeasOut,MATCH(S$5,M_Input!$A$88:$CW$88,0),FALSE)","v":229.83426137017474},{"$f":"VLOOKUP($F10,MeasOut,MATCH(T$5,M_Input!$A$88:$CW$88,0),FALSE)","v":272.05530934301555},4651.3742783222942,-564.79278316748821,13.543212775833393,306.40609979399431,56.318123344811262,66.663883691010923,342.25626083251717,-41.558441558441515,0.99653330111886895,22.54589713421062,4.143986090934825,4.9052452456887172,null,{"$f":"M_Input!L64","v":8292.3571050981736},{"$f":"SUM(M_Input!BX64:CA64)","v":20345.00687978011},{"$f":"SUM(M_Input!BO64:BW64)","v":-1803.0297773933287},22148.036657173438,196.5293200621467,{"$f":"M_Input!CE64","v":196.52932006214672},null,0.99999999999999989]
["Boise","RES","(Low Quartile)","(Fed Tax Credit)","RES-(Low Quartile)-(Fed Tax Credit)","Boise-RES-(Low Quartile)-(Fed Tax Credit)",17649,{"$f":"HLOOKUP(MMap!A11,'Cost Matrix'!$K$12:$M$14,2,FALSE)","v":7723},25,{"$f":"'Cost Matrix'!D27","v":169.6},{"$f":"'Cost Matrix'!E27","v":1925},{"$f":"'Cost Matrix'!F27","v":10},{"$f":"H11*'Cost Matrix'!$I$23/1000","v":8.2636099999999999},"Residential-RES-SolarPV-Boise",{"$f":"VLOOKUP($F11,MeasOut,MATCH(O$5,M_Input!$A$88:$CW$88,0),FALSE)","v":15607.63470897403},{"$f":"VLOOKUP($F11,MeasOut,MATCH(P$5,M_Input!$A$88:$CW$88,0),FALSE)","v":-2304.919348106519},{"$f":"VLOOKUP($F11,MeasOut,MATCH(Q$5,M_Input!$A$88:$CW$88,0),FALSE)","v":112.3051566875384},{"$f":"VLOOKUP($F11,MeasOut,MATCH(R$5,M_Input!$A$88:$CW$88,0),FALSE)","v":1250.4432932592906},{"$f":"VLOOKUP($F11,MeasOut,MATCH(S$5,M_Input!$A$88:$CW$88,0),FALSE)","v":229.83426137017474},{"$f":"VLOOKUP($F11,MeasOut,MATCH(T$5,M_Input!$A$88:$CW$88,0),FALSE)","v":272.05530934301555},3824.4632955094417,-564.79278316748821,13.543212775833393,306.40609979399431,56.318123344811262,66.663883691010923,281.41070335118076,-41.558441558441515,0.99653330111886895,22.54589713421062,4.143986090934825,4.9052452456887172,null,{"$f":"M_Input!L65","v":8292.3571050981736},{"$f":"SUM(M_Input!BX65:CA65)","v":16970.38315892086},{"$f":"SUM(M_Input!BO65:BW65)","v":-1803.0297773933287},18773.412936314187,166.58479199440688,{"$f":"M_Input!CE65","v":166.58479199440694},null,0.99999999999999967]
["Boise","COM","(Average)","(Fed Tax Credit)","COM-(Average)-(Fed Tax Credit)","Boise-COM-(Average)-(Fed Tax Credit)",17649,{"$f":"HLOOKUP(MMap!A12,'Cost Matrix'!$K$12:$M$14,2,FALSE)","v":7723},25,{"$f":"'Cost Matrix'!D28","v":124.55},{"$f":"'Cost Matrix'!E28","v":1660},{"$f":"'Cost Matrix'!F28","v":15},{"$f":"H12*'Cost Matrix'!$I$23/1000","v":8.2636099999999999},"Residential-RES-SolarPV-Boise",{"$f":"VLOOKUP($F12,MeasOut,MATCH(O$5,M_Input!$A$88:$CW$88,0),FALSE)","v":15607.63470897403},{"$f":"VLOOKUP($F12,MeasOut,MATCH(P$5,M_Input!$A$88:$CW$88,0),FALSE)","v":-1692.6751462657253},{"$f":"VLOOKUP($F12,MeasOut,MATCH(Q$5,M_Input!$A$88:$CW$88,0),FALSE)","v":112.3051566875384},{"$f":"VLOOKUP($F12,MeasOut,MATCH(R$5,M_Input!$A$88:$CW$88,0),FALSE)","v":886.28757163849639},{"$f":"VLOOKUP($F12,MeasOut,MATCH(S$5,M_Input!$A$88:$CW$88,0),FALSE)","v":229.83426137017474},{"$f":"VLOOKUP($F12,MeasOut,MATCH(T$5,M_Input!$A$88:$CW$88,0),FALSE)","v":272.05530934301555},3824.4632955094417,-414.76970013862422,13.543212775833393,217.17411703957276,56.318123344811262,66.663883691010923,281.41070335118076,-30.519480519480496,0.99653330111886895,15.980051657846261,4.143986090934825,4.9052452456887172,null,{"$f":"M_Input!L66","v":8292.3571050981736},{"$f":"SUM(M_Input!BX66:CA66)","v":16606.227437300066},{"$f":"SUM(M_Input!BO66:BW66)","v":-1190.785575552535},17797.0130128526,157.92076384433213,{"$f":"M_Input!CE66","v":157.92076384433213},null,1]
["Boise","COM","(Low Quartile)","(Fed Tax Credit)","COM-(Low Quartile)-(Fed Tax Credit)","Boise-COM-(Low Quartile)-(Fed Tax Credit)",13356,{"$f":"HLOOKUP(MMap!A13,'Cost Matrix'!$K$12:$M$14,2,FALSE)","v":7723},25,{"$f":"'Cost Matrix'!D29","v":124.55},{"$f":"'Cost Matrix'!E29","v":1660},{"$f":"'Cost Matrix'!F29","v":15},{"$f":"H13*'Cost Matrix'!$I$23/1000","v":8.2636099999999999},"Residential-RES-SolarPV-Boise",{"$f":"VLOOKUP($F13,MeasOut,MATCH(O$5,M_Input!$A$88:$CW$88,0),FALSE)","v":11811.183023007376},{"$f":"VLOOKUP($F13,MeasOut,MATCH(P$5,M_Input!$A$88:$CW$88,0),FALSE)","v":-1692.6751462657253},{"$f":"VLOOKUP($F13,MeasOut,MATCH(Q$5,M_Input!$A$88:$CW$88,0),FALSE)","v":112.3051566875384},{"$f":"VLOOKUP($F13,MeasOut,MATCH(R$5,M_Input!$A$88:$CW$88,0),FALSE)","v":886.28757163849639},{"$f":"VLOOKUP($F13,MeasOut,MATCH(S$5,M_Input!$A$88:$CW$88,0),FALSE)","v":229.83426137017474},{"$f":"VLOOKUP($F13,MeasOut,MATCH(T$5,M_Input!$A$88:$CW$88,0),FALSE)","v":272.05530934301555},2894.1884398449833,-414.76970013862422,13.543212775833393,217.17411703957276,56.318123344811262,66.663883691010923,212.95945118467736,-30.519480519480496,0.99653330111886895,15.980051657846261,4.143986090934825,4.9052452456887172,null,{"$f":"M_Input!L67","v":8292.3571050981736},{"$f":"SUM(M_Input!BX67:CA67)","v":12809.775751333411},{"$f":"SUM(M_Input!BO67:BW67)","v":-1190.785575552535},14000.561326885945,124.23316976812488,{"$f":"M_Input!CE67","v":124.23316976812491},null,0.99999999999999978]
["Boise","RES","(Average)","(2025)",{"$f":"CONCATENATE(B14,\"-\",C14,\"-\",D14)","v":"RES-(Average)-(2025)"},{"$f":"CONCATENATE(A14,\"-\",B14,\"-\",C14,\"-\",D14)","v":"Boise-RES-(Average)-(2025)"},15900,{"$f":"HLOOKUP(MMap!A14,'Cost Matrix'!$K$12:$M$14,2,FALSE)","v":7723},25,{"$f":"'Cost Matrix'!D30","v":169.6},{"$f":"'Cost Matrix'!E30","v":1925},{"$f":"'Cost Matrix'!F30","v":10},{"$f":"H14*'Cost Matrix'!$I$23/1000","v":8.2636099999999999},"Residential-RES-SolarPV-Boise",{"$f":"VLOOKUP($F14,MeasOut,MATCH(O$5,M_Input!$A$88:$CW$88,0),FALSE)","v":13859.384307180426},{"$f":"VLOOKUP($F14,MeasOut,MATCH(P$5,M_Input!$A$88:$CW$88,0),FALSE)","v":-2304.919348106519},{"$f":"VLOOKUP($F14,MeasOut,MATCH(Q$5,M_Input!$A$88:$CW$88,0),FALSE)","v":112.3051566875384},{"$f":"VLOOKUP($F14,MeasOut,MATCH(R$5,M_Input!$A$88:$CW$88,0),FALSE)","v":1250.4432932592906},{"$f":"VLOOKUP($F14,MeasOut,MATCH(S$5,M_Input!$A$88:$CW$88,0),FALSE)","v":229.83426137017474},{"$f":"VLOOKUP($F14,MeasOut,MATCH(T$5,M_Input!$A$88:$CW$88,0),FALSE)","v":272.05530934301555},3396.0755469689848,-564.79278316748821,13.543212775833393,306.40609979399431,56.318123344811262,66.663883691010923,249.88918299423344,-41.558441558441515,0.99653330111886895,22.54589713421062,4.143986090934825,4.9052452456887172,null,{"$f":"M_Input!L68","v":8292.3571050981736},{"$f":"SUM(M_Input!BX68:CA68)","v":15222.132757127254},{"$f":"SUM(M_Input!BO68:BW68)","v":-1803.0297773933287},17025.162534520583,151.07179334440735,{"$f":"M_Input!CE68","v":151.07179334440735},null,1]
["Boise","COM","(Average)","(2025)",{"$f":"CONCATENATE(B15,\"-\",C15,\"-\",D15)","v":"COM-(Average)-(2025)"},{"$f":"CONCATENATE(A15,\"-\",B15,\"-\",C15,\"-\",D15)","v":"Boise-COM-(Average)-(2025)"},12720,{"$f":"HLOOKUP(MMap!A15,'Cost Matrix'!$K$12:$M$14,2,FALSE)","v":7723},25,{"$f":"'Cost Matrix'!D31","v":124.55},{"$f":"'Cost Matrix'!E31","v":1660},{"$f":"'Cost Matrix'!F31","v":15},{"$f":"H15*'Cost Matrix'!$I$23/1000","v":8.2636099999999999},"Residential-RES-SolarPV-Boise",{"$f":"VLOOKUP($F15,MeasOut,MATCH(O$5,M_Input!$A$88:$CW$88,0),FALSE)","v":11395.493763681683},{"$f":"VLOOKUP($F15,MeasOut,MATCH(P$5,M_Input!$A$88:$CW$88,0),FALSE)","v":-1692.6751462657253},{"$f":"VLOOKUP($F15,MeasOut,MATCH(Q$5,M_Input!$A$88:$CW$88,0),FALSE)","v":112.3051566875384},{"$f":"VLOOKUP($F15,MeasOut,MATCH(R$5,M_Input!$A$88:$CW$88,0),FALSE)","v":886.28757163849639},{"$f":"VLOOKUP($F15,MeasOut,MATCH(S$5,M_Input!$A$88:$CW$88,0),FALSE)","v":229.83426137017474},{"$f":"VLOOKUP($F15,MeasOut,MATCH(T$5,M_Input!$A$88:$CW$88,0),FALSE)","v":272.05530934301555},2792.3287830633876,-414.76970013862422,13.543212775833393,217.17411703957276,56.318123344811262,66.663883691010923,205.46443935081416,-30.519480519480496,0.99653330111886895,15.980051657846261,4.143986090934825,4.9052452456887172,null,{"$f":"M_Input!L69","v":8292.3571050981736},{"$f":"SUM(M_Input!BX69:CA69)","v":12394.086492007718},{"$f":"SUM(M_Input!BO69:BW69)","v":-1190.785575552535},13584.872067560253,120.54457520974645,{"$f":"M_Input!CE69","v":120.54457520974648},null,0.99999999999999978]
["Boise","RES","(Average)","(2035)",{"$f":"CONCATENATE(B16,\"-\",C16,\"-\",D16)","v":"RES-(Average)-(2035)"},{"$f":"CONCATENATE(A16,\"-\",B16,\"-\",C16,\"-\",D16)","v":"Boise-RES-(Average)-(2035)"},14310,{"$f":"HLOOKUP(MMap!A16,'Cost Matrix'!$K$12:$M$14,2,FALSE)","v":7723},25,{"$f":"'Cost Matrix'!D32","v":169.6},{"$f":"'Cost Matrix'!E32","v":1925},{"$f":"'Cost Matrix'!F32","v":10},{"$f":"H16*'Cost Matrix'!$I$23/1000","v":8.2636099999999999},{"$f":"\"Residential-RES-SolarPV-\"&A16","v":"Residential-RES-SolarPV-Boise"},{"$f":"VLOOKUP($F16,MeasOut,MATCH(O$5,M_Input!$A$88:$CW$88,0),FALSE)","v":12538.641569205838},{"$f":"VLOOKUP($F16,MeasOut,MATCH(P$5,M_Input!$A$88:$CW$88,0),FALSE)","v":-2304.919348106519},{"$f":"VLOOKUP($F16,MeasOut,MATCH(Q$5,M_Input!$A$88:$CW$88,0),FALSE)","v":112.3051566875384},{"$f":"VLOOKUP($F16,MeasOut,MATCH(R$5,M_Input!$A$88:$CW$88,0),FALSE)","v":1250.4432932592906},{"$f":"VLOOKUP($F16,MeasOut,MATCH(S$5,M_Input!$A$88:$CW$88,0),FALSE)","v":229.83426137017474},{"$f":"VLOOKUP($F16,MeasOut,MATCH(T$5,M_Input!$A$88:$CW$88,0),FALSE)","v":272.05530934301555},3072.4434131844741,-564.79278316748821,13.543212775833393,306.40609979399431,56.318123344811262,66.663883691010923,226.07576412778016,-41.558441558441515,0.99653330111886895,22.54589713421062,4.143986090934825,4.9052452456887172,null,{"$f":"M_Input!L70","v":8292.3571050981736},{"$f":"SUM(M_Input!BX70:CA70)","v":13901.390019152666},{"$f":"SUM(M_Input!BO70:BW70)","v":-1803.0297773933287},15704.419796545995,139.35225918032177,{"$f":"M_Input!CE70","v":139.35225918032179},null,0.99999999999999978]
["Boise","COM","(Average)","(2035)",{"$f":"CONCATENATE(B17,\"-\",C17,\"-\",D17)","v":"COM-(Average)-(2035)"},{"$f":"CONCATENATE(A17,\"-\",B17,\"-\",C17,\"-\",D17)","v":"Boise-COM-(Average)-(2035)"},10600,{"$f":"HLOOKUP(MMap!A17,'Cost Matrix'!$K$12:$M$14,2,FALSE)","v":7723},25,{"$f":"'Cost Matrix'!D33","v":124.55},{"$f":"'Cost Matrix'!E33","v":1660},{"$f":"'Cost Matrix'!F33","v":15},{"$f":"H17*'Cost Matrix'!$I$23/1000","v":8.2636099999999999},{"$f":"\"Residential-RES-SolarPV-\"&A17","v":"Residential-RES-SolarPV-Boise"},{"$f":"VLOOKUP($F17,MeasOut,MATCH(O$5,M_Input!$A$88:$CW$88,0),FALSE)","v":9278.5947612123218},{"$f":"VLOOKUP($F17,MeasOut,MATCH(P$5,M_Input!$A$88:$CW$88,0),FALSE)","v":-1692.6751462657253},{"$f":"VLOOKUP($F17,MeasOut,MATCH(Q$5,M_Input!$A$88:$CW$88,0),FALSE)","v":112.3051566875384},{"$f":"VLOOKUP($F17,MeasOut,MATCH(R$5,M_Input!$A$88:$CW$88,0),FALSE)","v":886.28757163849639},{"$f":"VLOOKUP($F17,MeasOut,MATCH(S$5,M_Input!$A$88:$CW$88,0),FALSE)","v":229.83426137017474},{"$f":"VLOOKUP($F17,MeasOut,MATCH(T$5,M_Input!$A$88:$CW$88,0),FALSE)","v":272.05530934301555},2273.6081257565115,-414.76970013862422,13.543212775833393,217.17411703957276,56.318123344811262,66.663883691010923,167.29606545455738,-30.519480519480496,0.99653330111886895,15.980051657846261,4.143986090934825,4.9052452456887172,null,{"$f":"M_Input!L71","v":8292.3571050981736},{"$f":"SUM(M_Input!BX71:CA71)","v":10277.187489538357},{"$f":"SUM(M_Input!BO71:BW71)","v":-1190.785575552535},11467.973065090891,101.76039456045208,{"$f":"M_Input!CE71","v":101.7603945604521},null,0.99999999999999989]
["Portland","RES","(Average)","(2014)","RES-(Average)-(2014)","Portland-RES-(Average)-(2014)",23850,{"$f":"HLOOKUP(MMap!A18,'Cost Matrix'!$K$12:$M$14,2,FALSE)","v":6043},25,{"$f":"'Cost Matrix'!D22","v":169.6},{"$f":"'Cost Matrix'!E22","v":1925},{"$f":"'Cost Matrix'!F22","v":10},{"$f":"H18*'Cost Matrix'!$I$23/1000","v":6.4660099999999998},"Residential-RES-SolarPV-Portland",{"$f":"VLOOKUP($F18,MeasOut,MATCH(O$5,M_Input!$A$88:$CW$88,0),FALSE)","v":21091.398255370317},{"$f":"VLOOKUP($F18,MeasOut,MATCH(P$5,M_Input!$A$88:$CW$88,0),FALSE)","v":-2304.919348106519},{"$f":"VLOOKUP($F18,MeasOut,MATCH(Q$5,M_Input!$A$88:$CW$88,0),FALSE)","v":87.875186049824507},{"$f":"VLOOKUP($F18,MeasOut,MATCH(R$5,M_Input!$A$88:$CW$88,0),FALSE)","v":1250.4432932592906},{"$f":"VLOOKUP($F18,MeasOut,MATCH(S$5,M_Input!$A$88:$CW$88,0),FALSE)","v":36.681767587433939},{"$f":"VLOOKUP($F18,MeasOut,MATCH(T$5,M_Input!$A$88:$CW$88,0),FALSE)","v":43.420287161516129},5168.1936425803278,-564.79278316748821,13.547943109259512,306.40609979399431,8.9884262649923894,10.639619495593269,380.2847342583525,-41.558441558441515,0.99688136733200083,22.54589713421062,0.66138413727795975,0.78288182531635575,null,{"$f":"M_Input!L72","v":6486.2381943252412},{"$f":"SUM(M_Input!BX72:CA72)","v":22429.71673467943},{"$f":"SUM(M_Input!BO72:BW72)","v":-2224.8172933575688},24654.534028037,279.68812013516015,{"$f":"M_Input!CE72","v":279.68812013516015},null,1]
["Portland","RES","(Low Quartile)","(2014)","RES-(Low Quartile)-(2014)","Portland-RES-(Low Quartile)-(2014)",19610,{"$f":"HLOOKUP(MMap!A19,'Cost Matrix'!$K$12:$M$14,2,FALSE)","v":6043},25,{"$f":"'Cost Matrix'!D23","v":169.6},{"$f":"'Cost Matrix'!E23","v":1925},{"$f":"'Cost Matrix'!F23","v":10},{"$f":"H19*'Cost Matrix'!$I$23/1000","v":6.4660099999999998},"Residential-RES-SolarPV-Portland",{"$f":"VLOOKUP($F19,MeasOut,MATCH(O$5,M_Input!$A$88:$CW$88,0),FALSE)","v":17341.816343304479},{"$f":"VLOOKUP($F19,MeasOut,MATCH(P$5,M_Input!$A$88:$CW$88,0),FALSE)","v":-2304.919348106519},{"$f":"VLOOKUP($F19,MeasOut,MATCH(Q$5,M_Input!$A$88:$CW$88,0),FALSE)","v":87.875186049824507},{"$f":"VLOOKUP($F19,MeasOut,MATCH(R$5,M_Input!$A$88:$CW$88,0),FALSE)","v":1250.4432932592906},{"$f":"VLOOKUP($F19,MeasOut,MATCH(S$5,M_Input!$A$88:$CW$88,0),FALSE)","v":36.681767587433939},{"$f":"VLOOKUP($F19,MeasOut,MATCH(T$5,M_Input!$A$88:$CW$88,0),FALSE)","v":43.420287161516129},4249.4036616771582,-564.79278316748821,13.547943109259512,306.40609979399431,8.9884262649923894,10.639619495593269,312.67855927908982,-41.558441558441515,0.99688136733200083,22.54589713421062,0.66138413727795975,0.78288182531635575,null,{"$f":"M_Input!L73","v":6486.2381943252412},{"$f":"SUM(M_Input!BX73:CA73)","v":18680.134822613592},{"$f":"SUM(M_Input!BO73:BW73)","v":-2224.8172933575688},20904.952115971162,237.15178523278877,{"$f":"M_Input!CE73","v":237.15178523278877},null,1]
["Portland","COM","(Average)","(2014)","COM-(Average)-(2014)","Portland-COM-(Average)-(2014)",19610,{"$f":"HLOOKUP(MMap!A20,'Cost Matrix'!$K$12:$M$14,2,FALSE)","v":6043},25,{"$f":"'Cost Matrix'!D24","v":124.55},{"$f":"'Cost Matrix'!E24","v":1660},{"$f":"'Cost Matrix'!F24","v":15},{"$f":"H20*'Cost Matrix'!$I$23/1000","v":6.4660099999999998},"Residential-RES-SolarPV-Portland",{"$f":"VLOOKUP($F20,MeasOut,MATCH(O$5,M_Input!$A$88:$CW$88,0),FALSE)","v":17341.816343304479},{"$f":"VLOOKUP($F20,MeasOut,MATCH(P$5,M_Input!$A$88:$CW$88,0),FALSE)","v":-1692.6751462657253},{"$f":"VLOOKUP($F20,MeasOut,MATCH(Q$5,M_Input!$A$88:$CW$88,0),FALSE)","v":87.875186049824507},{"$f":"VLOOKUP($F20,MeasOut,MATCH(R$5,M_Input!$A$88:$CW$88,0),FALSE)","v":886.28757163849639},{"$f":"VLOOKUP($F20,MeasOut,MATCH(S$5,M_Input!$A$88:$CW$88,0),FALSE)","v":36.681767587433939},{"$f":"VLOOKUP($F20,MeasOut,MATCH(T$5,M_Input!$A$88:$CW$88,0),FALSE)","v":43.420287161516129},4249.4036616771582,-414.76970013862422,13.547943109259512,217.17411703957276,8.9884262649923894,10.639619495593269,312.67855927908982,-30.519480519480496,0.99688136733200083,15.980051657846261,0.66138413727795975,0.78288182531635575,null,{"$f":"M_Input!L74","v":6486.2381943252412},{"$f":"SUM(M_Input!BX74:CA74)","v":18315.979100992798},{"$f":"SUM(M_Input!BO74:BW74)","v":-1612.5730915167753},19928.552192509575,226.07522386754323,{"$f":"M_Input!CE74","v":226.07522386754317},null,1.0000000000000002]
["Portland","COM","(Low Quartile)","(2014)","COM-(Low Quartile)-(2014)","Portland-COM-(Low Quartile)-(2014)",14840,{"$f":"HLOOKUP(MMap!A21,'Cost Matrix'!$K$12:$M$14,2,FALSE)","v":6043},25,{"$f":"'Cost Matrix'!D25","v":124.55},{"$f":"'Cost Matrix'!E25","v":1660},{"$f":"'Cost Matrix'!F25","v":15},{"$f":"H21*'Cost Matrix'!$I$23/1000","v":6.4660099999999998},"Residential-RES-SolarPV-Portland",{"$f":"VLOOKUP($F21,MeasOut,MATCH(O$5,M_Input!$A$88:$CW$88,0),FALSE)","v":13123.536692230417},{"$f":"VLOOKUP($F21,MeasOut,MATCH(P$5,M_Input!$A$88:$CW$88,0),FALSE)","v":-1692.6751462657253},{"$f":"VLOOKUP($F21,MeasOut,MATCH(Q$5,M_Input!$A$88:$CW$88,0),FALSE)","v":87.875186049824507},{"$f":"VLOOKUP($F21,MeasOut,MATCH(R$5,M_Input!$A$88:$CW$88,0),FALSE)","v":886.28757163849639},{"$f":"VLOOKUP($F21,MeasOut,MATCH(S$5,M_Input!$A$88:$CW$88,0),FALSE)","v":36.681767587433939},{"$f":"VLOOKUP($F21,MeasOut,MATCH(T$5,M_Input!$A$88:$CW$88,0),FALSE)","v":43.420287161516129},3215.7649331610924,-414.76970013862422,13.547943109259512,217.17411703957276,8.9884262649923894,10.639619495593269,236.62161242741928,-30.519480519480496,0.99688136733200083,15.980051657846261,0.66138413727795975,0.78288182531635575,null,{"$f":"M_Input!L75","v":6486.2381943252412},{"$f":"SUM(M_Input!BX75:CA75)","v":14097.699449918739},{"$f":"SUM(M_Input!BO75:BW75)","v":-1612.5730915167753},15710.272541435514,178.22184710237548,{"$f":"M_Input!CE75","v":178.22184710237548},null,1]
["Portland","RES","(Average)","(Fed Tax Credit)","RES-(Average)-(Fed Tax Credit)","Portland-RES-(Average)-(Fed Tax Credit)",21465,{"$f":"HLOOKUP(MMap!A22,'Cost Matrix'!$K$12:$M$14,2,FALSE)","v":6043},25,{"$f":"'Cost Matrix'!D26","v":169.6},{"$f":"'Cost Matrix'!E26","v":1925},{"$f":"'Cost Matrix'!F26","v":10},{"$f":"H22*'Cost Matrix'!$I$23/1000","v":6.4660099999999998},"Residential-RES-SolarPV-Portland",{"$f":"VLOOKUP($F22,MeasOut,MATCH(O$5,M_Input!$A$88:$CW$88,0),FALSE)","v":18982.25842983328},{"$f":"VLOOKUP($F22,MeasOut,MATCH(P$5,M_Input!$A$88:$CW$88,0),FALSE)","v":-2304.919348106519},{"$f":"VLOOKUP($F22,MeasOut,MATCH(Q$5,M_Input!$A$88:$CW$88,0),FALSE)","v":87.875186049824507},{"$f":"VLOOKUP($F22,MeasOut,MATCH(R$5,M_Input!$A$88:$CW$88,0),FALSE)","v":1250.4432932592906},{"$f":"VLOOKUP($F22,MeasOut,MATCH(S$5,M_Input!$A$88:$CW$88,0),FALSE)","v":36.681767587433939},{"$f":"VLOOKUP($F22,MeasOut,MATCH(T$5,M_Input!$A$88:$CW$88,0),FALSE)","v":43.420287161516129},4651.3742783222942,-564.79278316748821,13.547943109259512,306.40609979399431,8.9884262649923894,10.639619495593269,342.25626083251717,-41.558441558441515,0.99688136733200083,22.54589713421062,0.66138413727795975,0.78288182531635575,null,{"$f":"M_Input!L76","v":6486.2381943252412},{"$f":"SUM(M_Input!BX76:CA76)","v":20320.576909142394},{"$f":"SUM(M_Input!BO76:BW76)","v":-2224.8172933575688},22545.394202499963,255.76143175257621,{"$f":"M_Input!CE76","v":255.76143175257621},null,1]
["Portland","RES","(Low Quartile)","(Fed Tax Credit)","RES-(Low Quartile)-(Fed Tax Credit)","Portland-RES-(Low Quartile)-(Fed Tax Credit)",17649,{"$f":"HLOOKUP(MMap!A23,'Cost Matrix'!$K$12:$M$14,2,FALSE)","v":6043},25,{"$f":"'Cost Matrix'!D27","v":169.6},{"$f":"'Cost Matrix'!E27","v":1925},{"$f":"'Cost Matrix'!F27","v":10},{"$f":"H23*'Cost Matrix'!$I$23/1000","v":6.4660099999999998},"Residential-RES-SolarPV-Portland",{"$f":"VLOOKUP($F23,MeasOut,MATCH(O$5,M_Input!$A$88:$CW$88,0),FALSE)","v":15607.63470897403},{"$f":"VLOOKUP($F23,MeasOut,MATCH(P$5,M_Input!$A$88:$CW$88,0),FALSE)","v":-2304.919348106519},{"$f":"VLOOKUP($F23,MeasOut,MATCH(Q$5,M_Input!$A$88:$CW$88,0),FALSE)","v":87.875186049824507},{"$f":"VLOOKUP($F23,MeasOut,MATCH(R$5,M_Input!$A$88:$CW$88,0),FALSE)","v":1250.4432932592906},{"$f":"VLOOKUP($F23,MeasOut,MATCH(S$5,M_Input!$A$88:$CW$88,0),FALSE)","v":36.681767587433939},{"$f":"VLOOKUP($F23,MeasOut,MATCH(T$5,M_Input!$A$88:$CW$88,0),FALSE)","v":43.420287161516129},3824.4632955094417,-564.79278316748821,13.547943109259512,306.40609979399431,8.9884262649923894,10.639619495593269,281.41070335118076,-41.558441558441515,0.99688136733200083,22.54589713421062,0.66138413727795975,0.78288182531635575,null,{"$f":"M_Input!L77","v":6486.2381943252412},{"$f":"SUM(M_Input!BX77:CA77)","v":16945.953188283147},{"$f":"SUM(M_Input!BO77:BW77)","v":-2224.8172933575688},19170.770481640717,217.47873034044204,{"$f":"M_Input!CE77","v":217.47873034044201},null,1.0000000000000002]
["Portland","COM","(Average)","(Fed Tax Credit)","COM-(Average)-(Fed Tax Credit)","Portland-COM-(Average)-(Fed Tax Credit)",17649,{"$f":"HLOOKUP(MMap!A24,'Cost Matrix'!$K$12:$M$14,2,FALSE)","v":6043},25,{"$f":"'Cost Matrix'!D28","v":124.55},{"$f":"'Cost Matrix'!E28","v":1660},{"$f":"'Cost Matrix'!F28","v":15},{"$f":"H24*'Cost Matrix'!$I$23/1000","v":6.4660099999999998},"Residential-RES-SolarPV-Portland",{"$f":"VLOOKUP($F24,MeasOut,MATCH(O$5,M_Input!$A$88:$CW$88,0),FALSE)","v":15607.63470897403},{"$f":"VLOOKUP($F24,MeasOut,MATCH(P$5,M_Input!$A$88:$CW$88,0),FALSE)","v":-1692.6751462657253},{"$f":"VLOOKUP($F24,MeasOut,MATCH(Q$5,M_Input!$A$88:$CW$88,0),FALSE)","v":87.875186049824507},{"$f":"VLOOKUP($F24,MeasOut,MATCH(R$5,M_Input!$A$88:$CW$88,0),FALSE)","v":886.28757163849639},{"$f":"VLOOKUP($F24,MeasOut,MATCH(S$5,M_Input!$A$88:$CW$88,0),FALSE)","v":36.681767587433939},{"$f":"VLOOKUP($F24,MeasOut,MATCH(T$5,M_Input!$A$88:$CW$88,0),FALSE)","v":43.420287161516129},3824.4632955094417,-414.76970013862422,13.547943109259512,217.17411703957276,8.9884262649923894,10.639619495593269,281.41070335118076,-30.519480519480496,0.99688136733200083,15.980051657846261,0.66138413727795975,0.78288182531635575,null,{"$f":"M_Input!L78","v":6486.2381943252412},{"$f":"SUM(M_Input!BX78:CA78)","v":16581.797466662352},{"$f":"SUM(M_Input!BO78:BW78)","v":-1612.5730915167753},18194.370558179129,206.4021689751965,{"$f":"M_Input!CE78","v":206.4021689751965},null,1]
["Portland","COM","(Low Quartile)","(Fed Tax Credit)","COM-(Low Quartile)-(Fed Tax Credit)","Portland-COM-(Low Quartile)-(Fed Tax Credit)",13356,{"$f":"HLOOKUP(MMap!A25,'Cost Matrix'!$K$12:$M$14,2,FALSE)","v":6043},25,{"$f":"'Cost Matrix'!D29","v":124.55},{"$f":"'Cost Matrix'!E29","v":1660},{"$f":"'Cost Matrix'!F29","v":15},{"$f":"H25*'Cost Matrix'!$I$23/1000","v":6.4660099999999998},"Residential-RES-SolarPV-Portland",{"$f":"VLOOKUP($F25,MeasOut,MATCH(O$5,M_Input!$A$88:$CW$88,0),FALSE)","v":11811.183023007376},{"$f":"VLOOKUP($F25,MeasOut,MATCH(P$5,M_Input!$A$88:$CW$88,0),FALSE)","v":-1692.6751462657253},{"$f":"VLOOKUP($F25,MeasOut,MATCH(Q$5,M_Input!$A$88:$CW$88,0),FALSE)","v":87.875186049824507},{"$f":"VLOOKUP($F25,MeasOut,MATCH(R$5,M_Input!$A$88:$CW$88,0),FALSE)","v":886.28757163849639},{"$f":"VLOOKUP($F25,MeasOut,MATCH(S$5,M_Input!$A$88:$CW$88,0),FALSE)","v":36.681767587433939},{"$f":"VLOOKUP($F25,MeasOut,MATCH(T$5,M_Input!$A$88:$CW$88,0),FALSE)","v":43.420287161516129},2894.1884398449833,-414.76970013862422,13.547943109259512,217.17411703957276,8.9884262649923894,10.639619495593269,212.95945118467736,-30.519480519480496,0.99688136733200083,15.980051657846261,0.66138413727795975,0.78288182531635575,null,{"$f":"M_Input!L79","v":6486.2381943252412},{"$f":"SUM(M_Input!BX79:CA79)","v":12785.345780695698},{"$f":"SUM(M_Input!BO79:BW79)","v":-1612.5730915167753},14397.918872212473,163.33412988654553,{"$f":"M_Input!CE79","v":163.33412988654553},null,1]
["Portland","RES","(Average)","(2025)",{"$f":"CONCATENATE(B26,\"-\",C26,\"-\",D26)","v":"RES-(Average)-(2025)"},{"$f":"CONCATENATE(A26,\"-\",B26,\"-\",C26,\"-\",D26)","v":"Portland-RES-(Average)-(2025)"},15900,{"$f":"HLOOKUP(MMap!A26,'Cost Matrix'!$K$12:$M$14,2,FALSE)","v":6043},25,{"$f":"'Cost Matrix'!D30","v":169.6},{"$f":"'Cost Matrix'!E30","v":1925},{"$f":"'Cost Matrix'!F30","v":10},{"$f":"H26*'Cost Matrix'!$I$23/1000","v":6.4660099999999998},"Residential-RES-SolarPV-Portland",{"$f":"VLOOKUP($F26,MeasOut,MATCH(O$5,M_Input!$A$88:$CW$88,0),FALSE)","v":13859.384307180426},{"$f":"VLOOKUP($F26,MeasOut,MATCH(P$5,M_Input!$A$88:$CW$88,0),FALSE)","v":-2304.919348106519},{"$f":"VLOOKUP($F26,MeasOut,MATCH(Q$5,M_Input!$A$88:$CW$88,0),FALSE)","v":87.875186049824507},{"$f":"VLOOKUP($F26,MeasOut,MATCH(R$5,M_Input!$A$88:$CW$88,0),FALSE)","v":1250.4432932592906},{"$f":"VLOOKUP($F26,MeasOut,MATCH(S$5,M_Input!$A$88:$CW$88,0),FALSE)","v":36.681767587433939},{"$f":"VLOOKUP($F26,MeasOut,MATCH(T$5,M_Input!$A$88:$CW$88,0),FALSE)","v":43.420287161516129},3396.0755469689848,-564.79278316748821,13.547943109259512,306.40609979399431,8.9884262649923894,10.639619495593269,249.88918299423344,-41.558441558441515,0.99688136733200083,22.54589713421062,0.66138413727795975,0.78288182531635575,null,{"$f":"M_Input!L80","v":6486.2381943252412},{"$f":"SUM(M_Input!BX80:CA80)","v":15197.702786489541},{"$f":"SUM(M_Input!BO80:BW80)","v":-2224.8172933575688},17422.520079847109,197.6460753063966,{"$f":"M_Input!CE80","v":197.6460753063966},null,1]
["Portland","COM","(Average)","(2025)",{"$f":"CONCATENATE(B27,\"-\",C27,\"-\",D27)","v":"COM-(Average)-(2025)"},{"$f":"CONCATENATE(A27,\"-\",B27,\"-\",C27,\"-\",D27)","v":"Portland-COM-(Average)-(2025)"},12720,{"$f":"HLOOKUP(MMap!A27,'Cost Matrix'!$K$12:$M$14,2,FALSE)","v":6043},25,{"$f":"'Cost Matrix'!D31","v":124.55},{"$f":"'Cost Matrix'!E31","v":1660},{"$f":"'Cost Matrix'!F31","v":15},{"$f":"H27*'Cost Matrix'!$I$23/1000","v":6.4660099999999998},"Residential-RES-SolarPV-Portland",{"$f":"VLOOKUP($F27,MeasOut,MATCH(O$5,M_Input!$A$88:$CW$88,0),FALSE)","v":11395.493763681683},{"$f":"VLOOKUP($F27,MeasOut,MATCH(P$5,M_Input!$A$88:$CW$88,0),FALSE)","v":-1692.6751462657253},{"$f":"VLOOKUP($F27,MeasOut,MATCH(Q$5,M_Input!$A$88:$CW$88,0),FALSE)","v":87.875186049824507},{"$f":"VLOOKUP($F27,MeasOut,MATCH(R$5,M_Input!$A$88:$CW$88,0),FALSE)","v":886.28757163849639},{"$f":"VLOOKUP($F27,MeasOut,MATCH(S$5,M_Input!$A$88:$CW$88,0),FALSE)","v":36.681767587433939},{"$f":"VLOOKUP($F27,MeasOut,MATCH(T$5,M_Input!$A$88:$CW$88,0),FALSE)","v":43.420287161516129},2792.3287830633876,-414.76970013862422,13.547943109259512,217.17411703957276,8.9884262649923894,10.639619495593269,205.46443935081416,-30.519480519480496,0.99688136733200083,15.980051657846261,0.66138413727795975,0.78288182531635575,null,{"$f":"M_Input!L81","v":6486.2381943252412},{"$f":"SUM(M_Input!BX81:CA81)","v":12369.656521370005},{"$f":"SUM(M_Input!BO81:BW81)","v":-1612.5730915167753},13982.22961288678,158.61843145278215,{"$f":"M_Input!CE81","v":158.61843145278215},null,1]
["Portland","RES","(Average)","(2035)",{"$f":"CONCATENATE(B28,\"-\",C28,\"-\",D28)","v":"RES-(Average)-(2035)"},{"$f":"CONCATENATE(A28,\"-\",B28,\"-\",C28,\"-\",D28)","v":"Portland-RES-(Average)-(2035)"},14310,{"$f":"HLOOKUP(MMap!A28,'Cost Matrix'!$K$12:$M$14,2,FALSE)","v":6043},25,{"$f":"'Cost Matrix'!D32","v":169.6},{"$f":"'Cost Matrix'!E32","v":1925},{"$f":"'Cost Matrix'!F32","v":10},{"$f":"H28*'Cost Matrix'!$I$23/1000","v":6.4660099999999998},{"$f":"\"Residential-RES-SolarPV-\"&A28","v":"Residential-RES-SolarPV-Portland"},{"$f":"VLOOKUP($F28,MeasOut,MATCH(O$5,M_Input!$A$88:$CW$88,0),FALSE)","v":12538.641569205838},{"$f":"VLOOKUP($F28,MeasOut,MATCH(P$5,M_Input!$A$88:$CW$88,0),FALSE)","v":-2304.919348106519},{"$f":"VLOOKUP($F28,MeasOut,MATCH(Q$5,M_Input!$A$88:$CW$88,0),FALSE)","v":87.875186049824507},{"$f":"VLOOKUP($F28,MeasOut,MATCH(R$5,M_Input!$A$88:$CW$88,0),FALSE)","v":1250.4432932592906},{"$f":"VLOOKUP($F28,MeasOut,MATCH(S$5,M_Input!$A$88:$CW$88,0),FALSE)","v":36.681767587433939},{"$f":"VLOOKUP($F28,MeasOut,MATCH(T$5,M_Input!$A$88:$CW$88,0),FALSE)","v":43.420287161516129},3072.4434131844741,-564.79278316748821,13.547943109259512,306.40609979399431,8.9884262649923894,10.639619495593269,226.07576412778016,-41.558441558441515,0.99688136733200083,22.54589713421062,0.66138413727795975,0.78288182531635575,null,{"$f":"M_Input!L82","v":6486.2381943252412},{"$f":"SUM(M_Input!BX82:CA82)","v":13876.960048514953},{"$f":"SUM(M_Input!BO82:BW82)","v":-2224.8172933575688},16101.777341872523,182.66319008349191,{"$f":"M_Input!CE82","v":182.66319008349188},null,1.0000000000000002]
["Portland","COM","(Average)","(2035)",{"$f":"CONCATENATE(B29,\"-\",C29,\"-\",D29)","v":"COM-(Average)-(2035)"},{"$f":"CONCATENATE(A29,\"-\",B29,\"-\",C29,\"-\",D29)","v":"Portland-COM-(Average)-(2035)"},10600,{"$f":"HLOOKUP(MMap!A29,'Cost Matrix'!$K$12:$M$14,2,FALSE)","v":6043},25,{"$f":"'Cost Matrix'!D33","v":124.55},{"$f":"'Cost Matrix'!E33","v":1660},{"$f":"'Cost Matrix'!F33","v":15},{"$f":"H29*'Cost Matrix'!$I$23/1000","v":6.4660099999999998},{"$f":"\"Residential-RES-SolarPV-\"&A29","v":"Residential-RES-SolarPV-Portland"},{"$f":"VLOOKUP($F29,MeasOut,MATCH(O$5,M_Input!$A$88:$CW$88,0),FALSE)","v":9278.5947612123218},{"$f":"VLOOKUP($F29,MeasOut,MATCH(P$5,M_Input!$A$88:$CW$88,0),FALSE)","v":-1692.6751462657253},{"$f":"VLOOKUP($F29,MeasOut,MATCH(Q$5,M_Input!$A$88:$CW$88,0),FALSE)","v":87.875186049824507},{"$f":"VLOOKUP($F29,MeasOut,MATCH(R$5,M_Input!$A$88:$CW$88,0),FALSE)","v":886.28757163849639},{"$f":"VLOOKUP($F29,MeasOut,MATCH(S$5,M_Input!$A$88:$CW$88,0),FALSE)","v":36.681767587433939},{"$f":"VLOOKUP($F29,MeasOut,MATCH(T$5,M_Input!$A$88:$CW$88,0),FALSE)","v":43.420287161516129},2273.6081257565115,-414.76970013862422,13.547943109259512,217.17411703957276,8.9884262649923894,10.639619495593269,167.29606545455738,-30.519480519480496,0.99688136733200083,15.980051657846261,0.66138413727795975,0.78288182531635575,null,{"$f":"M_Input!L83","v":6486.2381943252412},{"$f":"SUM(M_Input!BX83:CA83)","v":10252.757518900644},{"$f":"SUM(M_Input!BO83:BW83)","v":-1612.5730915167753},11865.330610417419,134.60372073696206,{"$f":"M_Input!CE83","v":134.60372073696203},null,1.0000000000000002]

{"sheet":"ETO Data","index":6,"n_rows":2903,"n_cols":9,"rows_kept":2903,"cut":false,"hidden":false,"merged":[]}
["PROJECTID","year","projecttype","Total DC Capacity (kW)","Annual kWh Generation","COSTINSTALL","$/kW","Annual Generation aMW","Total DC Capacity (MW)"]
["P00000664508",2012,"SLECOM",28.2,30843,108457.33,{"$f":"IFERROR(F2/D2,\"\")","v":3846.004609929078},{"$f":"E2/8760/1000","v":3.5208904109589041E-3},{"$f":"D2/1000","v":2.8199999999999999E-2}]
["P00000470611",2012,"SLECOM",49.35,59140,321750,6519.7568389057751,{"$f":"E3/8760/1000","v":6.7511415525114155E-3},{"$f":"D3/1000","v":4.9349999999999998E-2}]
["P00000536951",2012,"SLECOM",17.472000000000001,18723,78594,4498.2829670329666,2.1373287671232876E-3,1.7472000000000001E-2]
["P00000687107",2012,"SLECOM",22.44,27141,120008.78,5347.984848484848,3.0982876712328769E-3,2.2440000000000002E-2]
["P00000696906",2012,"SLECOM",4.08,4660,26814.39,6572.1544117647054,5.3196347031963479E-4,4.0800000000000003E-3]
["P00000696911",2012,"SLECOM",8.16,9422,53628.78,6572.1544117647054,1.0755707762557078E-3,8.1600000000000006E-3]
["P00000710679",2012,"SLECOM",497.28,570336,3215626,6466.4293758043759,6.5106849315068493E-2,0.49728]
["P00000719691",2012,"SLECOM",30,30085,149000,4966.666666666667,3.4343607305936073E-3,0.03]
["P00000800980",2012,"SLECOM",15,20536,99915,6661,2.3442922374429225E-3,1.4999999999999999E-2]
["P00000603781",2012,"SLECOM",8.9250000000000007,10434,50000,5602.2408963585431,1.191095890410959E-3,8.9250000000000006E-3]
["P00000615378",2012,"SLECOM",3.5,3981,16270,4648.5714285714284,4.5445205479452053E-4,3.5000000000000001E-3]
["P00000641308",2012,"SLECOM",23.03,25920,107850,4683.0221450282243,2.958904109589041E-3,2.3030000000000002E-2]
["P00000641320",2012,"SLECOM",4.4800000000000004,4607,29184,6514.2857142857138,5.2591324200913249E-4,4.4800000000000005E-3]
["P00000664528",2012,"SLECOM",7.14,7789,41055,5750,8.8915525114155252E-4,7.1399999999999996E-3]
["P00000679861",2012,"SLECOM",10.199999999999999,12783,70440,6905.8823529411766,1.4592465753424657E-3,1.0199999999999999E-2]
["P00000685333",2012,"SLECOM",60,78162,382200,6370,8.9226027397260269E-3,0.06]
["P00000695731",2012,"SLECOM",55.08,69809,313495,5691.6303558460422,7.969063926940639E-3,5.5079999999999997E-2]
["P00000710666",2012,"SLECOM",53.55,56318,286492.5,5350,6.4289954337899543E-3,5.355E-2]
["P00000710677",2012,"SLECOM",95.41,82585,449950,4715.9626873493344,9.4275114155251138E-3,9.5409999999999995E-2]
["P00000671791",2012,"SLECOM",19.38,18404,98025.36,5058.0681114551089,2.1009132420091326E-3,1.9379999999999998E-2]
["P00000759631",2012,"SLECOM",27.495000000000001,37898,109705.05,3990,4.3262557077625571E-3,2.7495000000000002E-2]
["P00000567799",2012,"SLECOM",8,7598,69354,8669.25,8.6735159817351607E-4,8.0000000000000002E-3]
["P00000664483",2012,"SLECOM",14.96,15607,100000,6684.4919786096252,1.78162100456621E-3,1.4960000000000001E-2]
["P00000687106",2012,"SLECOM",22.44,26794,120008.78,5347.984848484848,3.058675799086758E-3,2.2440000000000002E-2]
["P00000696907",2012,"SLECOM",4.08,4660,26814.39,6572.1544117647054,5.3196347031963479E-4,4.0800000000000003E-3]
["P00000710689",2012,"SLECOM",100.815,142199,386050,3829.291276099787,1.6232762557077625E-2,0.100815]
["P00000685802",2012,"SLECOM",7.92,7755,32868,4150,8.8527397260273978E-4,7.92E-3]
["P00000766192",2012,"SLECOM",7.99,9345,29350,3673.3416770963704,1.0667808219178084E-3,7.9900000000000006E-3]
["P00000603766",2012,"SLECOM",7.5,8104,44385,5918,9.2511415525114158E-4,7.4999999999999997E-3]
["P00000687101",2012,"SLECOM",30.8,33829,208552.35,6771.1801948051952,3.8617579908675798E-3,3.0800000000000001E-2]
["P00000710675",2012,"SLECOM",96,105525,513600,5350,1.204623287671233E-2,9.6000000000000002E-2]
["P00000504675",2012,"SLECOM",60.72,58441,370656,6104.347826086957,6.6713470319634703E-3,6.0719999999999996E-2]
["P00000682640",2012,"SLECOM",23.204999999999998,29999,134135,5780.4352510234867,3.4245433789954335E-3,2.3205E-2]
["P00000671793",2012,"SLECOM",61.56,65090,269640,4380.1169590643276,7.4303652968036532E-3,6.1560000000000004E-2]
["P00000664530",2012,"SLECOM",10.71,13144,61582.5,5749.9999999999991,1.5004566210045662E-3,1.0710000000000001E-2]
["P00000696897",2012,"SLECOM",4.08,4916,26814.39,6572.1544117647054,5.611872146118721E-4,4.0800000000000003E-3]
["P00000664526",2012,"SLECOM",48.45,61707,431562,8907.3684210526317,7.0441780821917811E-3,4.845E-2]
["P00000664531",2012,"SLECOM",10.71,12122,61582.5,5749.9999999999991,1.3837899543378996E-3,1.0710000000000001E-2]
["P00000664488",2012,"SLECOM",31.68,38898,145200,4583.333333333333,4.4404109589041094E-3,3.168E-2]
["P00000671789",2012,"SLECOM",6.75,6361,26348,3903.4074074074074,7.2614155251141555E-4,6.7499999999999999E-3]
["P00000671794",2012,"SLECOM",20.145,20804,101894.72,5058.0650285430629,2.3748858447488583E-3,2.0145E-2]
["P00000692452",2012,"SLECOM",8.1,11776,52886,6529.1358024691363,1.3442922374429225E-3,8.0999999999999996E-3]
["P00000673315",2012,"SLECOM",59.84,70272,323136,5400,8.021917808219179E-3,5.9840000000000004E-2]
["P00000673319",2012,"SLECOM",5.0999999999999996,7275,19995,3920.588235294118,8.304794520547946E-4,5.0999999999999995E-3]
["P00000804535",2012,"SLECOM",2567.84,4869106,9920517,3863.3703813321699,0.55583401826484025,2.5678400000000003]
["P00000685793",2012,"SLECOM",37.44,40875,196560,5250,4.6660958904109588E-3,3.7440000000000001E-2]
["P00000756871",2012,"SLECOM",24.99,22882,125000,5002.0008003201283,2.6121004566210045E-3,2.4989999999999998E-2]
["P00000734406",2012,"SLECOM",4.9400000000000004,5465,20825,4215.5870445344126,6.2385844748858441E-4,4.9400000000000008E-3]
["P00000677749",2012,"SLECOM",7.14,7284,36652,5133.3333333333339,8.3150684931506845E-4,7.1399999999999996E-3]
["P00000603767",2012,"SLECOM",7,7357,49500,7071.4285714285716,8.3984018264840184E-4,7.0000000000000001E-3]
["P00000710674",2012,"SLECOM",60,79575,345000,5750,9.0839041095890413E-3,0.06]
["P00000710683",2012,"SLECOM",77.171999999999997,93816,344500,4464.0543202197687,1.0709589041095891E-2,7.7171999999999991E-2]
["P00000696898",2012,"SLECOM",4.08,4864,26814.39,6572.1544117647054,5.5525114155251145E-4,4.0800000000000003E-3]
["P00000696908",2012,"SLECOM",24.48,28570,160886.34,6572.1544117647054,3.2614155251141554E-3,2.4480000000000002E-2]
["P00000753574",2012,"SLECOM",9.1999999999999993,12262,39958.019999999997,4343.2630434782604,1.3997716894977167E-3,9.1999999999999998E-3]
["P00000568310",2012,"SLECOM",36.659999999999997,45202,255721,6975.4773595199131,5.1600456621004563E-3,3.6659999999999998E-2]
["P00000778136",2012,"SLECOM",4.9349999999999996,5668,30108.75,6101.0638297872347,6.4703196347031965E-4,4.9349999999999993E-3]
["P00000778158",2012,"SLECOM",38.409999999999997,46335,140840,3666.7534496224944,5.2893835616438355E-3,3.841E-2]
["P00000615379",2012,"SLECOM",5,5962,54100,10820,6.8059360730593607E-4,5.0000000000000001E-3]
["P00000664535",2012,"SLECOM",75.599999999999994,75434,404460,5350,8.6111872146118727E-3,7.5600000000000001E-2]
["P00000682641",2012,"SLECOM",6.25,6018,25014,4002.24,6.8698630136986309E-4,6.2500000000000003E-3]
["P00000710670",2012,"SLECOM",69.695999999999998,75952,264441,3794.2062672176307,8.6703196347031955E-3,6.9695999999999994E-2]
["P00000710690",2012,"SLECOM",58.32,56132,310086,5316.9753086419751,6.4077625570776254E-3,5.8319999999999997E-2]
["P00000755160",2012,"SLECOM",5,6013,29350,5870,6.8641552511415529E-4,5.0000000000000001E-3]
["P00000677748",2012,"SLECOM",23.46,24228,120428.16,{"$f":"IFERROR(F66/D66,\"\")","v":5133.3401534526856},2.7657534246575341E-3,2.3460000000000002E-2]
["P00000582076",2012,"SLECOM",35.880000000000003,39928,258080,7192.8651059085832,{"$f":"E67/8760/1000","v":4.5579908675799086E-3},{"$f":"D67/1000","v":3.5880000000000002E-2}]
["P00000595909",2012,"SLECOM",36.659999999999997,41691,246086,6712.6568466994004,4.7592465753424655E-3,3.6659999999999998E-2]
["P00000664506",2012,"SLECOM",6.58,7148,45960,6984.8024316109422,8.1598173515981727E-4,6.5799999999999999E-3]
["P00000664532",2012,"SLECOM",10.71,14167,61582.5,5749.9999999999991,1.6172374429223744E-3,1.0710000000000001E-2]
["P00000664974",2012,"SLECOM",100.1,108145,499995,4994.9550449550452,1.2345319634703197E-2,0.10009999999999999]
["P00000695728",2012,"SLECOM",24.48,28111,110000,4493.4640522875816,3.2090182648401825E-3,2.4480000000000002E-2]
["P00000696895",2012,"SLECOM",16.32,17409,107257.56,6572.1544117647054,1.9873287671232876E-3,1.6320000000000001E-2]
["P00000696899",2012,"SLECOM",4.08,4916,26814.39,6572.1544117647054,5.611872146118721E-4,4.0800000000000003E-3]
["P00000710673",2012,"SLECOM",94.98,98117,594319,6257.3068014318806,1.1200570776255707E-2,9.4980000000000009E-2]
["P00000664484",2012,"SLECOM",25.92,27396,152918,5899.6141975308637,3.1273972602739726E-3,2.5920000000000002E-2]
["P00000664487",2012,"SLECOM",31.68,38898,145200,4583.333333333333,4.4404109589041094E-3,3.168E-2]
["P00000581540",2012,"SLECOM",6.58,6742,41880,6364.7416413373858,7.6963470319634712E-4,6.5799999999999999E-3]
["P00000687108",2012,"SLECOM",23.204999999999998,26987,124099.99,5347.984917043741,3.0807077625570776E-3,2.3205E-2]
["P00000710680",2012,"SLECOM",125.255,123782,599900,4789.4295636900724,1.4130365296803653E-2,0.12525500000000001]
["P00000730278",2012,"SLECOM",3.8250000000000002,4087,18540,4847.0588235294117,4.6655251141552512E-4,3.8250000000000003E-3]
["P00000734406",2012,"SLECOM",2.34,2588,5000,2136.7521367521367,2.9543378995433789E-4,2.3400000000000001E-3]
["P00000590145",2012,"SLECOM",29.61,31732,171844,5803.5798716649779,3.6223744292237445E-3,2.9610000000000001E-2]
["P00000664534",2012,"SLECOM",10.71,14167,61582.5,5749.9999999999991,1.6172374429223744E-3,1.0710000000000001E-2]
["P00000615380",2012,"SLECOM",2,2201,14440,7220,2.5125570776255709E-4,2E-3]
["P00000664507",2012,"SLECOM",9.9499999999999993,9942,93500,9396.984924623117,1.1349315068493152E-3,9.9499999999999988E-3]
["P00000685800",2012,"SLECOM",2.88,3309,11952,4150,3.7773972602739726E-4,2.8799999999999997E-3]
["P00000695727",2012,"SLECOM",24.48,28111,110000,4493.4640522875816,3.2090182648401825E-3,2.4480000000000002E-2]
["P00000695736",2012,"SLECOM",30.55,37469,158090,5174.7954173486087,4.2772831050228314E-3,3.0550000000000001E-2]
["P00000763098",2012,"SLECOM",12,13243,64590,5382.5,1.5117579908675799E-3,1.2E-2]
["P00000570475",2012,"SLECOM",61.74,67257,610958,9895.659216067379,7.6777397260273973E-3,6.1740000000000003E-2]
["P00000566458",2012,"SLECOM",3.68,3666,21800,5923.913043478261,4.1849315068493147E-4,3.6800000000000001E-3]
["P00000476282",2012,"SLECOM",1748.5,1937147,9982486,5709.1712896768659,0.22113550228310502,1.7484999999999999]
["P00000575542",2012,"SLECOM",100.1,96560,496710,4962.1378621378626,1.102283105022831E-2,0.10009999999999999]
["P00000710682",2012,"SLECOM",62.51,72335,403189.5,6450,8.2574200913242014E-3,6.2509999999999996E-2]
["P00000752889",2012,"SLECOM",24.01,22028,64385,2681.5910037484382,2.5146118721461187E-3,2.401E-2]
["P00000693254",2012,"SLECOM",91.8,104613,362750,3951.5250544662313,1.1942123287671233E-2,9.1799999999999993E-2]
["P00000691990",2012,"SLECOM",1.02,1114,3000,2941.1764705882351,1.271689497716895E-4,1.0200000000000001E-3]
["P00000595921",2012,"SLECOM",9.68,11943,66327,6851.962809917356,1.3633561643835617E-3,9.6799999999999994E-3]
["P00000664527",2012,"SLECOM",17.850000000000001,21665,102637,5749.971988795518,2.4731735159817352E-3,1.7850000000000001E-2]
["P00000664533",2012,"SLECOM",10.71,14167,61582.5,5749.9999999999991,1.6172374429223744E-3,1.0710000000000001E-2]
["P00000641358",2012,"SLECOM",31.02,30560,201000,6479.6905222437135,3.4885844748858449E-3,3.1019999999999999E-2]
["P00000679860",2012,"SLECOM",31.46,33410,242099.04,7695.455816910362,3.8139269406392696E-3,3.1460000000000002E-2]
["P00000682639",2012,"SLECOM",12.22,13341,62900,5147.2995090016366,1.5229452054794522E-3,1.222E-2]
["P00000685801",2012,"SLECOM",7.92,8351,32868,4150,9.5331050228310494E-4,7.92E-3]
["P00000690875",2012,"SLECOM",52.25,58467,176200,3372.2488038277511,6.6743150684931505E-3,5.2249999999999998E-2]
["P00000693413",2012,"SLECOM",44.82,50376,182800,4078.5363676929942,5.7506849315068489E-3,4.4819999999999999E-2]
["P00000693417",2012,"SLECOM",87.12,95972,410772.03,4715.0141184573004,1.0955707762557077E-2,8.7120000000000003E-2]
["P00000696909",2012,"SLECOM",8.16,9422,53628.78,6572.1544117647054,1.0755707762557078E-3,8.1600000000000006E-3]
["P00000710672",2012,"SLECOM",144.06,153810,633400,4396.77911981119,1.7558219178082191E-2,0.14405999999999999]
["P00000709512",2012,"SLECOM",5701.9949999999999,10452442,22336411,3917.2975423514054,1.1932011415525114,5.7019950000000001]
["P00000706837",2012,"SLECOM",49.44,56841,306250,6194.3770226537217,6.4886986301369862E-3,4.9439999999999998E-2]
["P00000738888",2012,"SLECOM",35.28,37825,187250,5307.539682539682,4.3179223744292238E-3,3.5279999999999999E-2]
["P00000740956",2012,"SLECOM",1.88,2026,5000,2659.5744680851067,2.3127853881278539E-4,1.8799999999999999E-3]
["P00000751885",2012,"SLECOM",22.95,25342,102580,4469.7167755991286,2.8929223744292238E-3,2.2949999999999998E-2]
["P00000590157",2012,"SLECOM",22,24278,126000,5727.272727272727,2.7714611872146117E-3,2.1999999999999999E-2]
["P00000673316",2012,"SLECOM",14.96,17568,95744,6400,2.0054794520547948E-3,1.4960000000000001E-2]
["P00000696910",2012,"SLECOM",8.16,9319,53628.78,6572.1544117647054,1.0638127853881279E-3,8.1600000000000006E-3]
["P00000507255",2012,"SLECOM",26.91,28569,124000.39,4607.966926793014,3.2613013698630134E-3,2.691E-2]
["P00000581539",2012,"SLECOM",2.5,2324,17980,7192,2.6529680365296806E-4,2.5000000000000001E-3]
["P00000671790",2012,"SLECOM",27.5,28856,87969,3198.8727272727274,3.2940639269406391E-3,2.75E-2]
["P00000736057",2012,"SLECOM",19.600000000000001,19914,83230.600000000006,4246.4591836734689,2.2732876712328767E-3,1.9600000000000003E-2]
["P00000686729",2012,"SLECOM",80.64,102737,499000,6187.9960317460318,1.172796803652968E-2,8.0640000000000003E-2]
["P00000673309",2012,"SLECOM",12.24,15634,75000,6127.4509803921565,1.7847031963470318E-3,1.2240000000000001E-2]
["P00000696896",2012,"SLECOM",4.08,4710,26814.39,6572.1544117647054,5.3767123287671236E-4,4.0800000000000003E-3]
["P00000696900",2012,"SLECOM",4.08,4353,26814.39,6572.1544117647054,4.9691780821917804E-4,4.0800000000000003E-3]
["P00000664529",2012,"SLECOM",14.28,17526,82110,5750,2.0006849315068491E-3,1.4279999999999999E-2]
["P00000470588",2012,"SLECOM",11.7,12778,60500,5170.9401709401709,1.4586757990867581E-3,1.1699999999999999E-2]
["P00000521871",2012,"SLECOM",16.8,16753,117511,6994.7023809523807,1.9124429223744293E-3,1.6800000000000002E-2]
["P00000685046",2012,"SLECOM",8.16,11111,61450,{"$f":"IFERROR(F130/D130,\"\")","v":7530.6372549019607},1.2683789954337898E-3,8.1600000000000006E-3]
["P00000710676",2012,"SLECOM",9.6349999999999998,9439,70025,7267.7737415672027,{"$f":"E131/8760/1000","v":1.0775114155251143E-3},{"$f":"D131/1000","v":9.6349999999999995E-3}]
["P00000710681",2012,"SLECOM",403.41,469296,2628810.5,6516.473314989712,5.3572602739726027E-2,0.40341000000000005]
["P00000711850",2012,"SLERES",4.7,4349,24487,5210,4.9646118721461188E-4,4.7000000000000002E-3]
["P00000713473",2012,"SLERES",6.12,7526,26316,4300,8.5913242009132422E-4,6.1200000000000004E-3]
["P00000719694",2012,"SLERES",3.25,3264,17283,5317.8461538461543,3.7260273972602743E-4,3.2499999999999999E-3]
["P00000722747",2012,"SLERES",3.22,3065,18478,5738.5093167701862,3.498858447488584E-4,3.2200000000000002E-3]
["P00000728586",2012,"SLERES",3.92,4475,18628,4752.0408163265311,5.1084474885844746E-4,3.9199999999999999E-3]
["P00000733364",2012,"SLERES",5.76,5951,28656,4975,6.7933789954337893E-4,5.7599999999999995E-3]
["P00000734409",2012,"SLERES",4.9000000000000004,4788,24193,4937.3469387755094,5.4657534246575345E-4,4.9000000000000007E-3]
["P00000734416",2012,"SLERES",3.29,3288,14969.5,4550,3.7534246575342468E-4,3.29E-3]
["P00000734428",2012,"SLERES",6.11,5883,30397,4974.9590834697219,6.7157534246575345E-4,6.11E-3]
["P00000738572",2012,"SLERES",3.25,3106,14788,4550.1538461538457,3.5456621004566208E-4,3.2499999999999999E-3]
["P00000738576",2012,"SLERES",6.24,5854,31044,4975,6.682648401826484E-4,6.2399999999999999E-3]
["P00000806888",2012,"SLERES",6.12,8517,30341,4957.6797385620912,9.7226027397260271E-4,6.1200000000000004E-3]
["P00000740056",2012,"SLERES",2.8050000000000002,2497,14726.25,5250,2.8504566210045665E-4,2.8050000000000002E-3]
["P00000744544",2012,"SLERES",3.24,4192,15228,4700,4.7853881278538812E-4,3.2400000000000003E-3]
["P00000746547",2012,"SLERES",5.04,5027,25074,4975,5.738584474885845E-4,5.0400000000000002E-3]
["P00000746849",2012,"SLERES",6.16,5665,29740.2,4827.954545454545,6.4668949771689503E-4,6.1600000000000005E-3]
["P00000748128",2012,"SLERES",2.5499999999999998,2846,19012.5,7455.8823529411766,3.2488584474885845E-4,2.5499999999999997E-3]
["P00000749650",2012,"SLERES",4.32,4617,21492,4975,5.2705479452054798E-4,4.3200000000000001E-3]
["P00000751306",2012,"SLERES",5.72,5267,28457,4975,6.0125570776255709E-4,5.7199999999999994E-3]
["P00000751314",2012,"SLERES",3.36,3787,16716,4975,4.3230593607305936E-4,3.3599999999999997E-3]
["P00000756317",2012,"SLERES",3.25,3354,15275,4700,3.8287671232876714E-4,3.2499999999999999E-3]
["P00000759303",2012,"SLERES",6.58,6214,34119.5,5185.3343465045591,7.0936073059360723E-4,6.5799999999999999E-3]
["P00000759634",2012,"SLERES",3.06,2761,22200,7254.9019607843138,3.1518264840182649E-4,3.0600000000000002E-3]
["P00000759636",2012,"SLERES",3.9239999999999999,4795,29990,7642.7115188583084,5.4737442922374422E-4,3.9239999999999995E-3]
["P00000761539",2012,"SLERES",2.88,3728,13865,4814.2361111111113,4.2557077625570778E-4,2.8799999999999997E-3]
["P00000762762",2012,"SLERES",2.88,3235,14440,5013.8888888888887,3.6929223744292238E-4,2.8799999999999997E-3]
["P00000763332",2012,"SLERES",3.12,4399,14664,4700,5.0216894977168946E-4,3.1199999999999999E-3]
["P00000763336",2012,"SLERES",1.38,1568,11750,8514.4927536231899,1.7899543378995433E-4,1.3799999999999999E-3]
["P00000767546",2012,"SLERES",4.5,4572,20475,4550,5.219178082191781E-4,4.4999999999999997E-3]
["P00000769139",2012,"SLERES",3.36,3951,16716,4975,4.5102739726027394E-4,3.3599999999999997E-3]
["P00000778145",2012,"SLERES",20.16,26573,105658,5240.9722222222226,3.0334474885844748E-3,2.0160000000000001E-2]
["P00000778148",2012,"SLERES",4.8,4582,23880,4975,5.230593607305936E-4,4.7999999999999996E-3]
["P00000685069",2012,"SLERES",4.2300000000000004,4881,22038,5209.9290780141837,5.5719178082191782E-4,4.2300000000000003E-3]
["P00000687105",2012,"SLERES",4.2300000000000004,5196,27882.5,6591.60756501182,5.9315068493150677E-4,4.2300000000000003E-3]
["P00000687119",2012,"SLERES",1.88,2075,9795,5210.1063829787236,2.3687214611872146E-4,1.8799999999999999E-3]
["P00000690870",2012,"SLERES",3.06,3495,14757,4822.5490196078426,3.9897260273972601E-4,3.0600000000000002E-3]
["P00000691991",2012,"SLERES",6.48,6302,21173,3267.4382716049381,7.1940639269406392E-4,6.4800000000000005E-3]
["P00000692463",2012,"SLERES",4.2,5158,21280,5066.6666666666661,5.8881278538812788E-4,4.2000000000000006E-3]
["P00000692464",2012,"SLERES",2.8050000000000002,3164,16400.27,5846.7985739750447,3.6118721461187212E-4,2.8050000000000002E-3]
["P00000692898",2012,"SLERES",3.29,4776,15641.53,4754.2644376899698,5.4520547945205477E-4,3.29E-3]
["P00000694625",2012,"SLERES",3.06,3656,14073,4599.0196078431372,4.1735159817351598E-4,3.0600000000000002E-3]
["P00000695268",2012,"SLERES",3.22,3528,16295,5060.5590062111796,4.0273972602739727E-4,3.2200000000000002E-3]
["P00000695285",2012,"SLERES",6.11,5436,31833,5209.9836333878884,6.2054794520547936E-4,6.11E-3]
["P00000695290",2012,"SLERES",5.28,5303,27509,5210.037878787879,6.0536529680365291E-4,5.28E-3]
["P00000695745",2012,"SLERES",3.06,3197,18824,6151.6339869281046,3.6495433789954338E-4,3.0600000000000002E-3]
["P00000695748",2012,"SLERES",9,10834,33315,3701.6666666666665,1.2367579908675798E-3,8.9999999999999993E-3]
["P00000696904",2012,"SLERES",5.76,5267,30010,5210.0694444444443,6.0125570776255709E-4,5.7599999999999995E-3]
["P00000698662",2012,"SLERES",3.36,3232,15792,4700,3.6894977168949771E-4,3.3599999999999997E-3]
["P00000700523",2012,"SLERES",2.88,3221,15005,5210.0694444444443,3.6769406392694063E-4,2.8799999999999997E-3]
["P00000702834",2012,"SLERES",3.84,4083,20006,5209.8958333333339,4.6609589041095892E-4,3.8399999999999997E-3]
["P00000705245",2012,"SLERES",4.9400000000000004,5816,22230,4500,6.639269406392694E-4,4.9400000000000008E-3]
["P00000706831",2012,"SLERES",3.12,3424,14210,4554.4871794871797,3.908675799086758E-4,3.1199999999999999E-3]
["P00000707647",2012,"SLERES",3.12,3097,15132,4850,3.5353881278538812E-4,3.1199999999999999E-3]
["P00000548603",2012,"SLERES",2.0699999999999998,2680,15000,7246.3768115942039,3.0593607305936073E-4,2.0699999999999998E-3]
["P00000557753",2012,"SLERES",2.82,2767,14100,5000,3.1586757990867582E-4,2.82E-3]
["P00000573335",2012,"SLERES",4.8600000000000003,5146,25272,5200,5.874429223744292E-4,4.8600000000000006E-3]
["P00000603746",2012,"SLERES",3.06,3468,16800,5490.1960784313724,3.9589041095890409E-4,3.0600000000000002E-3]
["P00000603849",2012,"SLERES",3.42,4806,25950,7587.7192982456145,5.4863013698630135E-4,3.4199999999999999E-3]
["P00000641328",2012,"SLERES",3.06,3396,16982,5549.6732026143791,3.8767123287671235E-4,3.0600000000000002E-3]
["P00000641365",2012,"SLERES",1.7849999999999999,1865,14643,8203.361344537816,2.1289954337899545E-4,1.7849999999999999E-3]
["P00000641390",2012,"SLERES",5.16,4937,41177,7980.0387596899227,5.6358447488584474E-4,5.1600000000000005E-3]
["P00000641395",2012,"SLERES",6.11,6346,48758,{"$f":"IFERROR(F194/D194,\"\")","v":7980.0327332242223},7.2442922374429215E-4,6.11E-3]
["P00000664560",2012,"SLERES",4.2300000000000004,4497,33755,7979.9054373522449,{"$f":"E195/8760/1000","v":5.1335616438356164E-4},{"$f":"D195/1000","v":4.2300000000000003E-3}]
["P00000666416",2012,"SLERES",4.08,4597,39675,9724.2647058823532,5.2477168949771689E-4,4.0800000000000003E-3]
["P00000666425",2012,"SLERES",4.25,4670,26100,6141.1764705882351,5.3310502283105017E-4,4.2500000000000003E-3]
["P00000667778",2012,"SLERES",4.2300000000000004,4032,33755,7979.9054373522449,4.6027397260273975E-4,4.2300000000000003E-3]
["P00000668719",2012,"SLERES",3.68,3490,35508,9648.9130434782601,3.9840182648401826E-4,3.6800000000000001E-3]
["P00000671812",2012,"SLERES",5.64,6216,39480,7000,7.0958904109589042E-4,5.64E-3]
["P00000677764",2012,"SLERES",4.5,4677,20800,4622.2222222222226,5.3390410958904116E-4,4.4999999999999997E-3]
["P00000677785",2012,"SLERES",4.32,4095,33755,7813.6574074074069,4.6746575342465754E-4,4.3200000000000001E-3]
["P00000679896",2012,"SLERES",5.59,6137,42372,7579.9642218246872,7.0057077625570769E-4,5.5899999999999995E-3]
["P00000679904",2012,"SLERES",3.87,3619,29335,7580.1033591731266,4.1312785388127851E-4,3.8700000000000002E-3]
["P00000682643",2012,"SLERES",3,2872,17100,5700,3.2785388127853883E-4,3.0000000000000001E-3]
["P00000671808",2012,"SLERES",4.3,3950,34314,7980,4.509132420091324E-4,4.3E-3]
["P00000736061",2012,"SLERES",5.98,6736,29751,4975.0836120401336,7.6894977168949778E-4,5.9800000000000001E-3]
["P00000761543",2012,"SLERES",3.6,3418,17910,4975,3.9018264840182647E-4,3.5999999999999999E-3]
["P00000762539",2012,"SLERES",3.22,3396,13995,4346.2732919254659,3.8767123287671235E-4,3.2200000000000002E-3]
["P00000765526",2012,"SLERES",3.36,3892,16716,4975,4.4429223744292241E-4,3.3599999999999997E-3]
["P00000737525",2012,"SLERES",3.29,3080,14969.5,4550,3.515981735159817E-4,3.29E-3]
["P00000742272",2012,"SLERES",4.8,5444,23880,4975,6.2146118721461189E-4,4.7999999999999996E-3]
["P00000744546",2012,"SLERES",3.24,4355,15228,4700,4.9714611872146122E-4,3.2400000000000003E-3]
["P00000747949",2012,"SLERES",3.25,3075,15290,4704.6153846153848,3.5102739726027401E-4,3.2499999999999999E-3]
["P00000748124",2012,"SLERES",17.64,17153,88000,4988.6621315192742,1.9581050228310503E-3,1.7639999999999999E-2]
["P00000751310",2012,"SLERES",5.52,5768,27462,4975,6.584474885844749E-4,5.5199999999999997E-3]
["P00000751890",2012,"SLERES",5.76,6634,28656,4975,7.5730593607305945E-4,5.7599999999999995E-3]
["P00000752892",2012,"SLERES",4.1399999999999997,5640,18636,4501.449275362319,6.4383561643835613E-4,4.1399999999999996E-3]
["P00000753572",2012,"SLERES",3.22,3169,15134,4700,3.6175799086757992E-4,3.2200000000000002E-3]
["P00000755493",2012,"SLERES",2.94,2705,13083,4450,3.0878995433789952E-4,2.9399999999999999E-3]
["P00000756321",2012,"SLERES",5.04,6998,25074,4975,7.9885844748858444E-4,5.0400000000000002E-3]
["P00000756322",2012,"SLERES",6.24,6926,31044,4975,7.9063926940639269E-4,6.2399999999999999E-3]
["P00000756875",2012,"SLERES",9.1649999999999991,8978,45596,4975.0136388434266,1.0248858447488584E-3,9.1649999999999995E-3]
["P00000778168",2012,"SLERES",3.22,2980,15134,4700,3.401826484018265E-4,3.2200000000000002E-3]
["P00000778180",2012,"SLERES",3.12,3203,15522,4975,3.6563926940639266E-4,3.1199999999999999E-3]
["P00000698713",2012,"SLERES",3.84,3609,21913.66,5706.682291666667,4.1198630136986302E-4,3.8399999999999997E-3]
["P00000700528",2012,"SLERES",3.12,3612,16255,5209.9358974358975,4.1232876712328769E-4,3.1199999999999999E-3]
["P00000673326",2012,"SLERES",3.5,3991,23420,6691.4285714285716,4.5559360730593608E-4,3.5000000000000001E-3]
["P00000677751",2012,"SLERES",1.2749999999999999,1135,7767.5,6092.1568627450988,1.2956621004566211E-4,1.2749999999999999E-3]
["P00000677770",2012,"SLERES",4.7,4395,37506,7980,5.017123287671232E-4,4.7000000000000002E-3]
["P00000677773",2012,"SLERES",5.64,5955,45007,7979.9645390070928,6.7979452054794519E-4,5.64E-3]
["P00000679897",2012,"SLERES",3.44,3758,26075,7579.9418604651164,4.2899543378995436E-4,3.4399999999999999E-3]
["P00000685050",2012,"SLERES",3.12,3666,15132,4850,4.1849315068493147E-4,3.1199999999999999E-3]
["P00000705249",2012,"SLERES",3.29,3728,17141,5210.0303951367778,4.2557077625570778E-4,3.29E-3]
["P00000706838",2012,"SLERES",3.29,3549,15630,4750.7598784194524,4.0513698630136985E-4,3.29E-3]
["P00000708425",2012,"SLERES",4.7,6739,25850,5500,7.692922374429224E-4,4.7000000000000002E-3]
["P00000708840",2012,"SLERES",3.22,3584,18536,5756.5217391304341,4.0913242009132423E-4,3.2200000000000002E-3]
["P00000710707",2012,"SLERES",3.9950000000000001,4224,19900,4981.2265331664576,4.8219178082191784E-4,3.9950000000000003E-3]
["P00000711854",2012,"SLERES",5.59,6207,29124,5210.0178890876568,7.0856164383561646E-4,5.5899999999999995E-3]
["P00000719698",2012,"SLERES",2.5499999999999998,2633,15575,6107.8431372549021,3.0057077625570777E-4,2.5499999999999997E-3]
["P00000730732",2012,"SLERES",7.05,10108,42300,6000,1.1538812785388129E-3,7.0499999999999998E-3]
["P00000686842",2012,"SLERES",4.08,4600,21216,5200,5.2511415525114161E-4,4.0800000000000003E-3]
["P00000687094",2012,"SLERES",2.96,3885,15392,5200,4.4349315068493148E-4,2.96E-3]
["P00000690883",2012,"SLERES",3.36,4080,17640,5250,4.6575342465753425E-4,3.3599999999999997E-3]
["P00000691316",2012,"SLERES",6.24,5603,32510,5209.9358974358975,6.3961187214611867E-4,6.2399999999999999E-3]
["P00000691320",2012,"SLERES",2.82,2980,14692,5209.9290780141846,3.401826484018265E-4,2.82E-3]
["P00000691355",2012,"SLERES",4.9349999999999996,5941,30389.25,6157.9027355623102,6.7819634703196355E-4,4.9349999999999993E-3]
["P00000692894",2012,"SLERES",3.29,4535,15956,4849.8480243161093,5.1769406392694064E-4,3.29E-3]
["P00000695287",2012,"SLERES",4.1399999999999997,3879,21569,5209.9033816425126,4.428082191780822E-4,4.1399999999999996E-3]
["P00000695741",2012,"SLERES",2.88,2694,16416,5700,3.0753424657534243E-4,2.8799999999999997E-3]
["P00000696883",2012,"SLERES",3.22,3451,16100,5000,3.9394977168949772E-4,3.2200000000000002E-3]
["P00000548608",2012,"SLERES",7.7549999999999999,7894,61885,7980.012894906512,9.0114155251141547E-4,7.7549999999999997E-3]
["P00000603739",2012,"SLERES",3.29,3194,15500,4711.2462006079031,3.6461187214611871E-4,3.29E-3]
["P00000606366",2012,"SLERES",5.16,5973,41177,7980.0387596899227,6.818493150684931E-4,5.1600000000000005E-3]
["P00000612925",2012,"SLERES",3.42,4070,25950,7587.7192982456145,4.646118721461187E-4,3.4199999999999999E-3]
["P00000612986",2012,"SLERES",3.2250000000000001,2934,25736,7980.1550387596899,3.3493150684931508E-4,3.225E-3]
["P00000615398",2012,"SLERES",5.0599999999999996,5273,40379,7980.0395256917,6.0194063926940643E-4,5.0599999999999994E-3]
["P00000641341",2012,"SLERES",2.2949999999999999,2602,17500,{"$f":"IFERROR(F258/D258,\"\")","v":7625.2723311546843},2.9703196347031965E-4,2.2949999999999997E-3]
["P00000641347",2012,"SLERES",3.22,3310,16760,5204.9689440993789,{"$f":"E259/8760/1000","v":3.7785388127853879E-4},{"$f":"D259/1000","v":3.2200000000000002E-3}]
["P00000641369",2012,"SLERES",5.61,6492,37000,6595.3654188948303,7.4109589041095893E-4,5.6100000000000004E-3]
["P00000641399",2012,"SLERES",4.7,4780,37506,7980,5.4566210045662103E-4,4.7000000000000002E-3]
["P00000641409",2012,"SLERES",4.2300000000000004,3911,33755,7979.9054373522449,4.4646118721461186E-4,4.2300000000000003E-3]
["P00000641415",2012,"SLERES",3.22,3038,16744,5200,3.4680365296803649E-4,3.2200000000000002E-3]
["P00000664496",2012,"SLERES",2.2799999999999998,2627,11544,5063.1578947368425,2.9988584474885844E-4,2.2799999999999999E-3]
["P00000778152",2012,"SLERES",8.64,8671,42984,4975,9.8984018264840169E-4,8.6400000000000001E-3]
["P00000671797",2012,"SLERES",2.82,2842,24260,8602.8368794326252,3.2442922374429224E-4,2.82E-3]
["P00000581557",2012,"SLERES",6.27,8360,31623,5043.5406698564593,9.54337899543379E-4,6.2699999999999995E-3]
["P00000518136",2012,"SLERES",8.25,7322,53625,6500,8.3584474885844756E-4,8.2500000000000004E-3]
["P00000696913",2012,"SLERES",3.76,4100,27072,7200,4.6803652968036529E-4,3.7599999999999999E-3]
["P00000702829",2012,"SLERES",3.22,3219,15588,4840.9937888198756,3.6746575342465755E-4,3.2200000000000002E-3]
["P00000702830",2012,"SLERES",5.76,5496,30010,5210.0694444444443,6.2739726027397254E-4,5.7599999999999995E-3]
["P00000705241",2012,"SLERES",9.36,9753,40183.279999999999,4293.0854700854707,1.1133561643835617E-3,9.3600000000000003E-3]
["P00000706841",2012,"SLERES",3.22,3641,16100,5000,4.1563926940639268E-4,3.2200000000000002E-3]
["P00000708837",2012,"SLERES",5.28,4894,28742.2,5443.598484848485,5.5867579908675804E-4,5.28E-3]
["P00000710712",2012,"SLERES",3.29,3193,15298,4649.8480243161093,3.6449771689497717E-4,3.29E-3]
["P00000711852",2012,"SLERES",4.8,4423,25008,5210,5.0490867579908671E-4,4.7999999999999996E-3]
["P00000715325",2012,"SLERES",3.43,3736,14970,4364.4314868804659,4.2648401826484019E-4,3.4300000000000003E-3]
["P00000733357",2012,"SLERES",2.88,3166,15005,5210.0694444444443,3.6141552511415525E-4,2.8799999999999997E-3]
["P00000733362",2012,"SLERES",3.29,3056,14969.5,4550,3.4885844748858445E-4,3.29E-3]
["P00000734405",2012,"SLERES",2.35,2204,13512.5,5750,2.5159817351598176E-4,2.3500000000000001E-3]
["P00000735800",2012,"SLERES",3.29,3211,14969.5,4550,3.6655251141552513E-4,3.29E-3]
["P00000673322",2012,"SLERES",3.5,3741,21000,6000,4.2705479452054794E-4,3.5000000000000001E-3]
["P00000673333",2012,"SLERES",9.18,8380,64260,7000,9.5662100456620999E-4,9.1799999999999989E-3]
["P00000677760",2012,"SLERES",9.5549999999999997,9595,52820,5527.9958137100994,1.0953196347031964E-3,9.5549999999999993E-3]
["P00000677777",2012,"SLERES",3.0550000000000002,2893,24379,7980.0327332242223,3.302511415525114E-4,3.055E-3]
["P00000682652",2012,"SLERES",3,2907,17100,5700,3.3184931506849316E-4,3.0000000000000001E-3]
["P00000687095",2012,"SLERES",3.29,4664,15956,4849.8480243161093,5.3242009132420083E-4,3.29E-3]
["P00000687110",2012,"SLERES",2.88,3434,16604,5765.2777777777783,3.9200913242009135E-4,2.8799999999999997E-3]
["P00000690876",2012,"SLERES",2.35,2174,15862,6749.7872340425529,2.4817351598173517E-4,2.3500000000000001E-3]
["P00000692121",2012,"SLERES",3.76,4148,29270,7784.5744680851067,4.7351598173515978E-4,3.7599999999999999E-3]
["P00000695275",2012,"SLERES",3.29,3549,17108,5200,4.0513698630136985E-4,3.29E-3]
["P00000695277",2012,"SLERES",3.06,2995,14734,4815.0326797385624,3.4189497716894979E-4,3.0600000000000002E-3]
["P00000695282",2012,"SLERES",4.5599999999999996,4784,23758,5210.0877192982462,5.4611872146118718E-4,4.5599999999999998E-3]
["P00000695757",2012,"SLERES",5,5172,22500,4500,5.9041095890410952E-4,5.0000000000000001E-3]
["P00000696886",2012,"SLERES",3.29,3179,16450,5000,3.6289954337899541E-4,3.29E-3]
["P00000603857",2012,"SLERES",3.42,3874,25950,7587.7192982456145,4.4223744292237445E-4,3.4199999999999999E-3]
["P00000612921",2012,"SLERES",8.16,9676,43740,5360.2941176470586,1.104566210045662E-3,8.1600000000000006E-3]
["P00000615400",2012,"SLERES",4.7,4726,37506,7980,5.3949771689497719E-4,4.7000000000000002E-3]
["P00000641324",2012,"SLERES",2.5499999999999998,2830,14025,5500,3.2305936073059361E-4,2.5499999999999997E-3]
["P00000641336",2012,"SLERES",5.28,6090,29991,5680.113636363636,6.9520547945205484E-4,5.28E-3]
["P00000641354",2012,"SLERES",2.35,2555,11750,5000,2.9166666666666669E-4,2.3500000000000001E-3]
["P00000641371",2012,"SLERES",6.11,5553,48758,7980.0327332242223,6.339041095890411E-4,6.11E-3]
["P00000664519",2012,"SLERES",5.64,5488,39480,7000,6.2648401826484023E-4,5.64E-3]
["P00000664554",2012,"SLERES",4.7,4660,37506,7980,5.3196347031963479E-4,4.7000000000000002E-3]
["P00000667773",2012,"SLERES",3.22,3025,26627,8269.2546583850926,3.4531963470319632E-4,3.2200000000000002E-3]
["P00000668726",2012,"SLERES",10.24,11075,55500,5419.921875,1.264269406392694E-3,1.0240000000000001E-2]
["P00000737528",2012,"SLERES",3.25,2869,14787,4549.8461538461543,3.2751141552511416E-4,3.2499999999999999E-3]
["P00000738567",2012,"SLERES",3.25,3285,14787,4549.8461538461543,3.7500000000000001E-4,3.2499999999999999E-3]
["P00000746539",2012,"SLERES",3.33,3044,14742,4427.0270270270266,3.4748858447488583E-4,3.3300000000000001E-3]
["P00000747954",2012,"SLERES",12.5,16570,41000,3280,1.8915525114155251E-3,1.2500000000000001E-2]
["P00000751887",2012,"SLERES",3.12,4186,14664,4700,4.7785388127853884E-4,3.1199999999999999E-3]
["P00000752588",2012,"SLERES",4.32,4978,21169,4900.2314814814808,5.6826484018264846E-4,4.3200000000000001E-3]
["P00000752896",2012,"SLERES",1.88,2050,14453,7687.7659574468089,2.3401826484018264E-4,1.8799999999999999E-3]
["P00000754938",2012,"SLERES",24.99,23989,124950,5000,2.738470319634703E-3,2.4989999999999998E-2]
["P00000759641",2012,"SLERES",5.76,5336,28656,4975,6.0913242009132422E-4,5.7599999999999995E-3]
["P00000761245",2012,"SLERES",3.5,3403,17109,4888.2857142857147,3.8847031963470317E-4,3.5000000000000001E-3]
["P00000762534",2012,"SLERES",1.2749999999999999,1393,8160,6400,1.5901826484018264E-4,1.2749999999999999E-3]
["P00000765532",2012,"SLERES",2.6,2517,11050,4250,2.8732876712328769E-4,2.5999999999999999E-3]
["P00000767342",2012,"SLERES",2.99,3058,12440,4160.5351170568556,3.4908675799086758E-4,2.99E-3]
["P00000767551",2012,"SLERES",5.0999999999999996,6136,20655,4050.0000000000005,7.0045662100456615E-4,5.0999999999999995E-3]
["P00000768930",2012,"SLERES",2.88,3879,16707,5801.041666666667,4.428082191780822E-4,2.8799999999999997E-3]
["P00000769128",2012,"SLERES",3.08,3527,13205,{"$f":"IFERROR(F322/D322,\"\")","v":4287.3376623376626},4.0262557077625573E-4,3.0800000000000003E-3]
["P00000778137",2012,"SLERES",3.25,3150,15275,4700,{"$f":"E323/8760/1000","v":3.5958904109589042E-4},{"$f":"D323/1000","v":3.2499999999999999E-3}]
["P00000778173",2012,"SLERES",4.08,4819,20298,4975,5.5011415525114157E-4,4.0800000000000003E-3]
["P00000778179",2012,"SLERES",3,3422,13800,4600,3.9063926940639273E-4,3.0000000000000001E-3]
["P00000806909",2012,"SLERES",3.06,3502,12553,4102.2875816993464,3.9977168949771689E-4,3.0600000000000002E-3]
["P00000806924",2012,"SLERES",3,4210,13500,4500,4.8059360730593609E-4,3.0000000000000001E-3]
["P00000818959",2012,"SLERES",4.8,6255,23712,4940,7.1404109589041096E-4,4.7999999999999996E-3]
["P00000736606",2012,"SLERES",4.4649999999999999,4514,21835,4890.257558790594,5.1529680365296801E-4,4.4650000000000002E-3]
["P00000813699",2012,"SLERES",4,4091,16644.5,4161.125,4.6700913242009133E-4,4.0000000000000001E-3]
["P00000746550",2012,"SLERES",3.52,3749,17512,4975,4.2796803652968036E-4,3.5200000000000001E-3]
["P00000746552",2012,"SLERES",6.48,5926,32238,4975,6.7648401826484014E-4,6.4800000000000005E-3]
["P00000748683",2012,"SLERES",2.2949999999999999,2153,12393,5400,2.4577625570776259E-4,2.2949999999999997E-3]
["P00000739175",2012,"SLERES",3.84,3947,19104,4975,4.5057077625570773E-4,3.8399999999999997E-3]
["P00000707652",2012,"SLERES",4.32,4470,21568.97,4992.8171296296296,5.1027397260273977E-4,4.3200000000000001E-3]
["P00000709598",2012,"SLERES",3.06,3816,16674,5449.0196078431372,4.3561643835616435E-4,3.0600000000000002E-3]
["P00000778177",2012,"SLERES",3.36,4355,15755,4688.9880952380954,4.9714611872146122E-4,3.3599999999999997E-3]
["P00000806882",2012,"SLERES",3.9550000000000001,4014,13869,3506.700379266751,4.5821917808219173E-4,3.9550000000000002E-3]
["P00000755159",2012,"SLERES",3.22,2943,15134,4700,3.3595890410958909E-4,3.2200000000000002E-3]
["P00000755162",2012,"SLERES",2.59,3597,11396,4400,4.106164383561644E-4,2.5899999999999999E-3]
["P00000756329",2012,"SLERES",6.5,5693,26000,4000,6.4988584474885843E-4,6.4999999999999997E-3]
["P00000756874",2012,"SLERES",2.6,2985,14176,5452.3076923076924,3.4075342465753424E-4,2.5999999999999999E-3]
["P00000758015",2012,"SLERES",4.5,4115,16901,3755.7777777777778,4.6974885844748858E-4,4.4999999999999997E-3]
["P00000759640",2012,"SLERES",3.84,4459,19104,4975,5.0901826484018263E-4,3.8399999999999997E-3]
["P00000760945",2012,"SLERES",5.28,5174,26268,4975,5.9063926940639271E-4,5.28E-3]
["P00000762532",2012,"SLERES",1.2749999999999999,1393,8160,6400,1.5901826484018264E-4,1.2749999999999999E-3]
["P00000762538",2012,"SLERES",3.06,4414,15912,5200,5.0388127853881286E-4,3.0600000000000002E-3]
["P00000764809",2012,"SLERES",3.08,2893,15323,4975,3.302511415525114E-4,3.0800000000000003E-3]
["P00000767338",2012,"SLERES",7.05,8272,26590,3771.6312056737588,9.4429223744292232E-4,7.0499999999999998E-3]
["P00000767543",2012,"SLERES",3.22,3584,13226.16,4107.5031055900618,4.0913242009132423E-4,3.2200000000000002E-3]
["P00000769135",2012,"SLERES",3.1850000000000001,3281,14970.69,4700.3736263736264,3.745433789954338E-4,3.1849999999999999E-3]
["P00000778141",2012,"SLERES",3.3149999999999999,3120,14259,4301.3574660633485,3.5616438356164383E-4,3.3149999999999998E-3]
["P00000710691",2012,"SLERES",15.12,14878,80892,5350,1.6984018264840182E-3,1.512E-2]
["P00000710708",2012,"SLERES",3.29,3433,15792,4800,3.9189497716894976E-4,3.29E-3]
["P00000710711",2012,"SLERES",3.22,3337,17965,5579.1925465838503,3.8093607305936071E-4,3.2200000000000002E-3]
["P00000737529",2012,"SLERES",3.25,3672,14787,4549.8461538461543,4.1917808219178081E-4,3.2499999999999999E-3]
["P00000737532",2012,"SLERES",2.94,2651,14113,4800.3401360544221,3.0262557077625568E-4,2.9399999999999999E-3]
["P00000738563",2012,"SLERES",3.29,3249,14969.5,4550,3.7089041095890414E-4,3.29E-3]
["P00000738564",2012,"SLERES",3.12,3681,14980,4801.2820512820508,4.2020547945205476E-4,3.1199999999999999E-3]
["P00000716301",2012,"SLERES",0.47,468,1245.42,2649.8297872340427,5.3424657534246576E-5,4.6999999999999999E-4]
["P00000719692",2012,"SLERES",3.06,3124,17595,5750,3.5662100456621004E-4,3.0600000000000002E-3]
["P00000725795",2012,"SLERES",3.25,3340,14970,4606.1538461538457,3.8127853881278538E-4,3.2499999999999999E-3]
["P00000725796",2012,"SLERES",3.25,3505,14970,4606.1538461538457,4.0011415525114156E-4,3.2499999999999999E-3]
["P00000732542",2012,"SLERES",2.35,2433,14969.5,6370,2.7773972602739726E-4,2.3500000000000001E-3]
["P00000733358",2012,"SLERES",3.29,3341,25120,7635.2583586626142,3.8139269406392697E-4,3.29E-3]
["P00000733628",2012,"SLERES",6.12,6901,29070,4750,7.8778538812785391E-4,6.1200000000000004E-3]
["P00000736058",2012,"SLERES",3.29,3318,14970,4550.1519756838907,3.7876712328767126E-4,3.29E-3]
["P00000696914",2012,"SLERES",3.76,3571,18048,4800,4.0764840182648402E-4,3.7599999999999999E-3]
["P00000698665",2012,"SLERES",3.29,3803,22290,6775.0759878419449,4.3413242009132419E-4,3.29E-3]
["P00000698711",2012,"SLERES",4.32,4626,22250.62,5150.6064814814808,5.2808219178082194E-4,4.3200000000000001E-3]
["P00000698712",2012,"SLERES",5.76,5276,28987.8,5032.604166666667,6.0228310502283104E-4,5.7599999999999995E-3]
["P00000700520",2012,"SLERES",3.36,3575,16300,4851.1904761904761,4.0810502283105023E-4,3.3599999999999997E-3]
["P00000702826",2012,"SLERES",3.24,4388,14742,4550,5.0091324200913243E-4,3.2400000000000003E-3]
["P00000693646",2012,"SLERES",3.24,2897,16848,5200,3.3070776255707761E-4,3.2400000000000003E-3]
["P00000694182",2012,"SLERES",6.375,5827,37831.25,5934.3137254901958,6.6518264840182654E-4,6.3749999999999996E-3]
["P00000694621",2012,"SLERES",3.22,3433,17100,5310.5590062111796,3.9189497716894976E-4,3.2200000000000002E-3]
["P00000695271",2012,"SLERES",3.29,3356,17108,5200,3.8310502283105027E-4,3.29E-3]
["P00000695276",2012,"SLERES",3.29,3732,15956,4849.8480243161093,4.2602739726027399E-4,3.29E-3]
["P00000695286",2012,"SLERES",2.585,2400,13468,5210.0580270793034,2.7397260273972601E-4,2.5850000000000001E-3]
["P00000695755",2012,"SLERES",3.36,3098,19634,5843.4523809523807,3.5365296803652966E-4,3.3599999999999997E-3]
["P00000691328",2012,"SLERES",5.59,5414,29124,5210.0178890876568,6.180365296803653E-4,5.5899999999999995E-3]
["P00000692125",2012,"SLERES",3.76,4246,25180,6696.8085106382987,4.8470319634703196E-4,3.7599999999999999E-3]
["P00000692459",2012,"SLERES",3.2250000000000001,3036,16802,5209.9224806201546,3.4657534246575346E-4,3.225E-3]
["P00000687109",2012,"SLERES",5.04,5735,27010.400000000001,5359.2063492063498,6.5468036529680359E-4,5.0400000000000002E-3]
["P00000687111",2012,"SLERES",2.5499999999999998,2331,19462,7632.1568627450988,2.6609589041095888E-4,2.5499999999999997E-3]
["P00000687123",2012,"SLERES",2.58,3077,13442,{"$f":"IFERROR(F386/D386,\"\")","v":5210.0775193798445},3.5125570776255708E-4,2.5800000000000003E-3]
["P00000685065",2012,"SLERES",3.6549999999999998,4167,19043,5210.1231190150484,{"$f":"E387/8760/1000","v":4.7568493150684934E-4},{"$f":"D387/1000","v":3.6549999999999998E-3}]
["P00000685072",2012,"SLERES",3.0550000000000002,2884,15917,5210.1472995090016,3.2922374429223745E-4,3.055E-3]
["P00000679863",2012,"SLERES",5.0999999999999996,5952,21916,4297.254901960785,6.7945205479452058E-4,5.0999999999999995E-3]
["P00000641402",2012,"SLERES",5.64,5166,45007,7979.9645390070928,5.8972602739726029E-4,5.64E-3]
["P00000664499",2012,"SLERES",2.5499999999999998,2512,14580,5717.6470588235297,2.8675799086757994E-4,2.5499999999999997E-3]
["P00000664503",2012,"SLERES",2.82,3969,15840,5617.0212765957449,4.5308219178082191E-4,2.82E-3]
["P00000664505",2012,"SLERES",4.3,3944,34314,7980,4.5022831050228312E-4,4.3E-3]
["P00000664510",2012,"SLERES",3.57,4244,19903,5575.0700280112051,4.8447488584474883E-4,3.5699999999999998E-3]
["P00000664557",2012,"SLERES",5.64,5621,45007,7979.9645390070928,6.4166666666666669E-4,5.64E-3]
["P00000671786",2012,"SLERES",3.29,3902,16713,5079.9392097264436,4.4543378995433791E-4,3.29E-3]
["P00000673320",2012,"SLERES",8.0850000000000009,8597,48255,5968.4601113172539,9.8139269406392698E-4,8.0850000000000002E-3]
["P00000673323",2012,"SLERES",9.9450000000000003,10110,52820,5311.2116641528401,1.154109589041096E-3,9.9450000000000007E-3]
["P00000673337",2012,"SLERES",9.81,8809,52820,5384.3017329255863,1.0055936073059362E-3,9.810000000000001E-3]
["P00000677781",2012,"SLERES",4.2300000000000004,4918,33755,7979.9054373522449,5.6141552511415529E-4,4.2300000000000003E-3]
["P00000595946",2012,"SLERES",3.22,2863,16744,5200,3.2682648401826487E-4,3.2200000000000002E-3]
["P00000603809",2012,"SLERES",3.78,3594,30164,7979.8941798941805,4.1027397260273973E-4,3.7799999999999999E-3]
["P00000612924",2012,"SLERES",3.06,3177,17725,5792.4836601307188,3.6267123287671234E-4,3.0600000000000002E-3]
["P00000570431",2012,"SLERES",4.1399999999999997,3826,33037,7979.9516908212563,4.367579908675799E-4,4.1399999999999996E-3]
["P00000582085",2012,"SLERES",3.24,4412,16848,5200,5.0365296803652967E-4,3.2400000000000003E-3]
["P00000590132",2012,"SLERES",2,2173,10000,5000,2.4805936073059363E-4,2E-3]
["P00000595915",2012,"SLERES",5.4,6098,28080,5200,6.9611872146118725E-4,5.4000000000000003E-3]
["P00000692124",2012,"SLERES",3.29,3878,27216.5,8272.4924012158062,4.4269406392694066E-4,3.29E-3]
["P00000778142",2012,"SLERES",4.83,5693,21252,4400,6.4988584474885843E-4,4.8300000000000001E-3]
["P00000778169",2012,"SLERES",5.5,5036,22965.43,4175.5327272727272,5.7488584474885845E-4,5.4999999999999997E-3]
["P00000695289",2012,"SLERES",5.76,5754,29384,5101.3888888888887,6.5684931506849325E-4,5.7599999999999995E-3]
["P00000695744",2012,"SLERES",5.28,5025,28099.27,5321.831439393939,5.7363013698630142E-4,5.28E-3]
["P00000806889",2012,"SLERES",4.1399999999999997,4891,19134,4621.739130434783,5.5833333333333332E-4,4.1399999999999996E-3]
["P00000756325",2012,"SLERES",5.76,5498,28656,4975,6.2762557077625572E-4,5.7599999999999995E-3]
["P00000759635",2012,"SLERES",3.5,3493,17711,5060.2857142857147,3.9874429223744288E-4,3.5000000000000001E-3]
["P00000761538",2012,"SLERES",5.28,6587,17089,3236.55303030303,7.5194063926940639E-4,5.28E-3]
["P00000765954",2012,"SLERES",2.16,2010,10746,4975,2.2945205479452054E-4,2.16E-3]
["P00000767545",2012,"SLERES",5.28,5876,57420,10875,6.7077625570776257E-4,5.28E-3]
["P00000767555",2012,"SLERES",3.25,3643,15275,4700,4.1586757990867576E-4,3.2499999999999999E-3]
["P00000696118",2012,"SLERES",3.06,3015,15912,5200,3.4417808219178083E-4,3.0600000000000002E-3]
["P00000696890",2012,"SLERES",3.3149999999999999,3620,18285,5515.8371040723987,4.1324200913242011E-4,3.3149999999999998E-3]
["P00000696905",2012,"SLERES",4.32,4720,22507,5209.9537037037035,5.3881278538812786E-4,4.3200000000000001E-3]
["P00000698663",2012,"SLERES",4.32,5598,31900,7384.2592592592591,6.3904109589041087E-4,4.3200000000000001E-3]
["P00000700522",2012,"SLERES",4.4649999999999999,3952,23263,5210.0783874580065,4.5114155251141553E-4,4.4650000000000002E-3]
["P00000700527",2012,"SLERES",4.2300000000000004,4193,22038,5209.9290780141837,4.7865296803652966E-4,4.2300000000000003E-3]
["P00000700530",2012,"SLERES",6.11,6806,29328,4800,7.7694063926940634E-4,6.11E-3]
["P00000701772",2012,"SLERES",2,1953,14550,7275,2.2294520547945203E-4,2E-3]
["P00000702833",2012,"SLERES",4.32,4241,22507,5209.9537037037035,4.8413242009132416E-4,4.3200000000000001E-3]
["P00000706835",2012,"SLERES",3.36,3047,38686.6,11513.869047619048,3.4783105022831049E-4,3.3599999999999997E-3]
["P00000708832",2012,"SLERES",5.76,6635,30010,5210.0694444444443,7.5742009132420099E-4,5.7599999999999995E-3]
["P00000710703",2012,"SLERES",5.28,6695,24467.52,4634,7.6426940639269406E-4,5.28E-3]
["P00000711849",2012,"SLERES",3.5,3025,16275,4650,3.4531963470319632E-4,3.5000000000000001E-3]
["P00000717480",2012,"SLERES",4.68,5174,32918.959999999999,7033.9658119658125,5.9063926940639271E-4,4.6800000000000001E-3]
["P00000717481",2012,"SLERES",3.43,3060,14970,4364.4314868804659,3.4931506849315071E-4,3.4300000000000003E-3]
["P00000719695",2012,"SLERES",4.08,4747,23052,5650,5.4189497716894972E-4,4.0800000000000003E-3]
["P00000719701",2012,"SLERES",3.96,3626,19701,4975,4.1392694063926939E-4,3.96E-3]
["P00000720925",2012,"SLERES",3.25,3182,14787.5,4550,3.6324200913242008E-4,3.2499999999999999E-3]
["P00000731145",2012,"SLERES",6.24,6447,31044,4975,7.3595890410958905E-4,6.2399999999999999E-3]
["P00000734408",2012,"SLERES",3.29,3385,14970,4550.1519756838907,3.8641552511415526E-4,3.29E-3]
["P00000734417",2012,"SLERES",5.13,6441,21838,4256.9200779727098,7.3527397260273971E-4,5.13E-3]
["P00000734431",2012,"SLERES",4.8,5095,23880,4975,5.8162100456620998E-4,4.7999999999999996E-3]
["P00000734565",2012,"SLERES",3.68,3907,18308,4975,4.4600456621004565E-4,3.6800000000000001E-3]
["P00000738571",2012,"SLERES",3.06,3253,13923,4550,3.7134703196347029E-4,3.0600000000000002E-3]
["P00000740604",2012,"SLERES",3.29,3279,14969.5,4550,3.7431506849315067E-4,3.29E-3]
["P00000741975",2012,"SLERES",5.28,5141,26268,4975,5.8687214611872151E-4,5.28E-3]
["P00000744545",2012,"SLERES",3.145,4193,14382,4572.9729729729734,4.7865296803652966E-4,3.1450000000000002E-3]
["P00000746546",2012,"SLERES",5.28,5987,26268,4975,6.8344748858447486E-4,5.28E-3]
["P00000746549",2012,"SLERES",3.25,3153,15275,4700,3.5993150684931509E-4,3.2499999999999999E-3]
["P00000746554",2012,"SLERES",6.24,6521,31044,4975,7.4440639269406398E-4,6.2399999999999999E-3]
["P00000746867",2012,"SLERES",3.06,3378,13923,{"$f":"IFERROR(F450/D450,\"\")","v":4550},3.8561643835616439E-4,3.0600000000000002E-3]
["P00000746862",2012,"SLERES",3.24,3449,14742,4550,{"$f":"E451/8760/1000","v":3.9372146118721465E-4},{"$f":"D451/1000","v":3.2400000000000003E-3}]
["P00000747952",2012,"SLERES",4.62,4121,22985,4975.1082251082253,4.7043378995433786E-4,4.62E-3]
["P00000751307",2012,"SLERES",3.57,3221,20278,5680.1120448179272,3.6769406392694063E-4,3.5699999999999998E-3]
["P00000751315",2012,"SLERES",7.92,9263,39402,4975,1.0574200913242009E-3,7.92E-3]
["P00000595900",2012,"SLERES",3,3451,19400,6466.666666666667,3.9394977168949772E-4,3.0000000000000001E-3]
["P00000595929",2012,"SLERES",3.78,3603,30164,7979.8941798941805,4.1130136986301368E-4,3.7799999999999999E-3]
["P00000612970",2012,"SLERES",3.76,3737,30005,7980.0531914893618,4.2659817351598173E-4,3.7599999999999999E-3]
["P00000615404",2012,"SLERES",4.7,4997,37506,7980,5.7043378995433791E-4,4.7000000000000002E-3]
["P00000615515",2012,"SLERES",3.36,4124,17124,5096.4285714285716,4.7077625570776253E-4,3.3599999999999997E-3]
["P00000641344",2012,"SLERES",3.24,3088,16848,5200,3.5251141552511417E-4,3.2400000000000003E-3]
["P00000641362",2012,"SLERES",3.68,4021,32380,8798.9130434782601,4.5901826484018266E-4,3.6800000000000001E-3]
["P00000641376",2012,"SLERES",5.52,5950,39480,7152.1739130434789,6.7922374429223739E-4,5.5199999999999997E-3]
["P00000641389",2012,"SLERES",3.06,2927,15912,5200,3.341324200913242E-4,3.0600000000000002E-3]
["P00000641394",2012,"SLERES",4.2300000000000004,3890,33755,7979.9054373522449,4.4406392694063928E-4,4.2300000000000003E-3]
["P00000641403",2012,"SLERES",3.44,3860,27451,7979.9418604651164,4.406392694063927E-4,3.4399999999999999E-3]
["P00000664513",2012,"SLERES",3.9950000000000001,5539,18259.5,4570.5882352941171,6.3230593607305945E-4,3.9950000000000003E-3]
["P00000664538",2012,"SLERES",2.85,3445,24827,8711.2280701754389,3.9326484018264838E-4,2.8500000000000001E-3]
["P00000664562",2012,"SLERES",3.87,4281,30883,7980.1033591731266,4.8869863013698629E-4,3.8700000000000002E-3]
["P00000667765",2012,"SLERES",3.22,3218,25342,7870.1863354037259,3.6735159817351596E-4,3.2200000000000002E-3]
["P00000667779",2012,"SLERES",3.0550000000000002,3281,24379,7980.0327332242223,3.745433789954338E-4,3.055E-3]
["P00000667780",2012,"SLERES",6.11,5719,48758,7980.0327332242223,6.5285388127853887E-4,6.11E-3]
["P00000671811",2012,"SLERES",3.29,2916,17108,5200,3.3287671232876717E-4,3.29E-3]
["P00000673329",2012,"SLERES",3.92,4050,23420,5974.4897959183672,4.6232876712328771E-4,3.9199999999999999E-3]
["P00000677755",2012,"SLERES",3.29,4151,15956,4849.8480243161093,4.7385844748858445E-4,3.29E-3]
["P00000677766",2012,"SLERES",3.24,2897,16848,5200,3.3070776255707761E-4,3.2400000000000003E-3]
["P00000679866",2012,"SLERES",2.2999999999999998,3295,16000,6956.521739130435,3.761415525114155E-4,2.3E-3]
["P00000679876",2012,"SLERES",3.29,3953,16713,5079.9392097264436,4.5125570776255707E-4,3.29E-3]
["P00000679898",2012,"SLERES",6.11,6218,46314,7580.0327332242223,7.0981735159817349E-4,6.11E-3]
["P00000682642",2012,"SLERES",4.32,4764,23090,5344.9074074074069,5.438356164383562E-4,4.3200000000000001E-3]
["P00000685047",2012,"SLERES",5.0599999999999996,5530,29924,5913.833992094862,6.3127853881278539E-4,5.0599999999999994E-3]
["P00000685053",2012,"SLERES",2.88,3117,15552,5400,3.5582191780821922E-4,2.8799999999999997E-3]
["P00000685070",2012,"SLERES",3.2250000000000001,3715,16802,5209.9224806201546,4.2408675799086761E-4,3.225E-3]
["P00000687102",2012,"SLERES",3.29,3317,26916,8181.155015197568,3.7865296803652973E-4,3.29E-3]
["P00000690880",2012,"SLERES",3.76,4195,25536,6791.489361702128,4.7888127853881279E-4,3.7599999999999999E-3]
["P00000691317",2012,"SLERES",5.76,5398,30010,5210.0694444444443,6.1621004566210047E-4,5.7599999999999995E-3]
["P00000764807",2012,"SLERES",3.22,4656,14168,4400,5.3150684931506853E-4,3.2200000000000002E-3]
["P00000765527",2012,"SLERES",3.84,3726,19104,4975,4.2534246575342465E-4,3.8399999999999997E-3]
["P00000765952",2012,"SLERES",3.25,3188,14787.5,4550,3.6392694063926937E-4,3.2499999999999999E-3]
["P00000769136",2012,"SLERES",2.4,2182,11940,4975,2.4908675799086759E-4,2.3999999999999998E-3]
["P00000778147",2012,"SLERES",4.8449999999999998,5047,18819,3884.2105263157896,5.7614155251141548E-4,4.8449999999999995E-3]
["P00000778165",2012,"SLERES",3.43,3285,19135.12,5578.7521865889212,3.7500000000000001E-4,3.4300000000000003E-3]
["P00000736607",2012,"SLERES",3.25,3852,14788,4550.1538461538457,4.3972602739726028E-4,3.2499999999999999E-3]
["P00000736955",2012,"SLERES",3.29,2901,14969.5,4550,3.3116438356164387E-4,3.29E-3]
["P00000739177",2012,"SLERES",3.25,2945,14787,4549.8461538461543,3.3618721461187211E-4,3.2499999999999999E-3]
["P00000747942",2012,"SLERES",3.22,3093,14651,4550,3.5308219178082191E-4,3.2200000000000002E-3]
["P00000747946",2012,"SLERES",3.25,3126,15275,4700,3.5684931506849317E-4,3.2499999999999999E-3]
["P00000748129",2012,"SLERES",3.25,2847,15275,4700,3.2499999999999999E-4,3.2499999999999999E-3]
["P00000750203",2012,"SLERES",3.22,2980,14651,4550,3.401826484018265E-4,3.2200000000000002E-3]
["P00000754569",2012,"SLERES",7.8479999999999999,9391,35990,4585.8817533129459,1.0720319634703198E-3,7.8479999999999991E-3]
["P00000754571",2012,"SLERES",2.76,3185,12134,4396.376811594203,3.635844748858447E-4,2.7599999999999999E-3]
["P00000756316",2012,"SLERES",3.57,3376,18920,5299.7198879551825,3.8538812785388125E-4,3.5699999999999998E-3]
["P00000759838",2012,"SLERES",4.5,6251,18977,4217.1111111111113,7.135844748858448E-4,4.4999999999999997E-3]
["P00000760944",2012,"SLERES",4.32,5000,21492,4975,5.7077625570776263E-4,4.3200000000000001E-3]
["P00000760946",2012,"SLERES",2.2000000000000002,2049,10945,4975,2.339041095890411E-4,2.2000000000000001E-3]
["P00000806939",2012,"SLERES",3.12,2889,14676,4703.8461538461534,3.2979452054794525E-4,3.1199999999999999E-3]
["P00000695746",2012,"SLERES",3.06,3160,17442,5700,3.6073059360730591E-4,3.0600000000000002E-3]
["P00000695756",2012,"SLERES",3.06,3487,17889,5846.0784313725489,3.9805936073059359E-4,3.0600000000000002E-3]
["P00000697716",2012,"SLERES",2.88,3088,14722.92,5112.125,3.5251141552511417E-4,2.8799999999999997E-3]
["P00000700511",2012,"SLERES",3.22,3262,17050,5295.0310559006211,3.723744292237443E-4,3.2200000000000002E-3]
["P00000705238",2012,"SLERES",3.29,3472,17108,5200,3.963470319634703E-4,3.29E-3]
["P00000706848",2012,"SLERES",3.06,3306,14787,4832.3529411764703,3.7739726027397259E-4,3.0600000000000002E-3]
["P00000708833",2012,"SLERES",3.06,2725,26400,8627.4509803921574,3.1107305936073061E-4,3.0600000000000002E-3]
["P00000710692",2012,"SLERES",3.29,3318,17108,5200,3.7876712328767126E-4,3.29E-3]
["P00000710717",2012,"SLERES",4.08,4166,21624,{"$f":"IFERROR(F514/D514,\"\")","v":5300},4.7557077625570775E-4,4.0800000000000003E-3]
["P00000711847",2012,"SLERES",3.5,3958,17752,5072,{"$f":"E515/8760/1000","v":4.5182648401826487E-4},{"$f":"D515/1000","v":3.5000000000000001E-3}]
["P00000715322",2012,"SLERES",3.43,3276,14970,4364.4314868804659,3.7397260273972605E-4,3.4300000000000003E-3]
["P00000722746",2012,"SLERES",3.8250000000000002,4285,21994.400000000001,5750.169934640523,4.8915525114155256E-4,3.8250000000000003E-3]
["P00000729524",2012,"SLERES",3.29,3124,14967,4549.2401215805467,3.5662100456621004E-4,3.29E-3]
["P00000732797",2012,"SLERES",3.1850000000000001,3302,14520.5,4559.026687598116,3.7694063926940643E-4,3.1849999999999999E-3]
["P00000734415",2012,"SLERES",5.64,5732,25662,4550,6.5433789954337897E-4,5.64E-3]
["P00000687120",2012,"SLERES",5.17,5152,26936,5210.0580270793034,5.8812785388127854E-4,5.1700000000000001E-3]
["P00000687122",2012,"SLERES",6.11,5380,31833,5209.9836333878884,6.1415525114155256E-4,6.11E-3]
["P00000695272",2012,"SLERES",3.29,3834,17108,5200,4.3767123287671232E-4,3.29E-3]
["P00000695274",2012,"SLERES",3,3048,17700,5900,3.4794520547945209E-4,3.0000000000000001E-3]
["P00000695284",2012,"SLERES",6.96,6332,36262,5210.0574712643675,7.228310502283105E-4,6.96E-3]
["P00000664511",2012,"SLERES",4.59,6690,23550.400000000001,5130.8061002178656,7.6369863013698636E-4,4.5899999999999995E-3]
["P00000595935",2012,"SLERES",3.0550000000000002,2820,24379,7980.0327332242223,3.2191780821917807E-4,3.055E-3]
["P00000606372",2012,"SLERES",2.04,2398,12138,5950,2.7374429223744288E-4,2.0400000000000001E-3]
["P00000612954",2012,"SLERES",2.5499999999999998,2967,21450,8411.7647058823532,3.3869863013698633E-4,2.5499999999999997E-3]
["P00000664552",2012,"SLERES",3.44,3880,26813,7794.4767441860467,4.4292237442922374E-4,3.4399999999999999E-3]
["P00000666422",2012,"SLERES",4.7,4216,37506,7980,4.8127853881278537E-4,4.7000000000000002E-3]
["P00000667777",2012,"SLERES",4.7,4715,37506,7980,5.3824200913242005E-4,4.7000000000000002E-3]
["P00000671787",2012,"SLERES",3.29,4403,17108,5200,5.0262557077625572E-4,3.29E-3]
["P00000671799",2012,"SLERES",3,2838,18600,6200,3.2397260273972598E-4,3.0000000000000001E-3]
["P00000677741",2012,"SLERES",1.7849999999999999,1593,10821.11,6062.2464985994402,1.8184931506849315E-4,1.7849999999999999E-3]
["P00000677756",2012,"SLERES",3.12,3398,15147,4854.8076923076924,3.8789954337899548E-4,3.1199999999999999E-3]
["P00000677780",2012,"SLERES",3.76,3346,30005,7980.0531914893618,3.8196347031963467E-4,3.7599999999999999E-3]
["P00000677783",2012,"SLERES",2.1150000000000002,2155,16878,7980.1418439716308,2.4600456621004567E-4,2.1150000000000001E-3]
["P00000679868",2012,"SLERES",2.88,2947,24460,8493.0555555555566,3.3641552511415524E-4,2.8799999999999997E-3]
["P00000756195",2012,"SLERES",3.06,2957,13577,4436.9281045751632,3.3755707762557079E-4,3.0600000000000002E-3]
["P00000756196",2012,"SLERES",3.06,3103,13079,4274.1830065359472,3.5422374429223746E-4,3.0600000000000002E-3]
["P00000756327",2012,"SLERES",4.8,4387,23880,4975,5.0079908675799089E-4,4.7999999999999996E-3]
["P00000756870",2012,"SLERES",2.5,2307,11375,4550,2.6335616438356163E-4,2.5000000000000001E-3]
["P00000762536",2012,"SLERES",1.02,993,6104,5984.3137254901958,1.1335616438356164E-4,1.0200000000000001E-3]
["P00000762761",2012,"SLERES",3.22,3795,14168,4400,4.3321917808219177E-4,3.2200000000000002E-3]
["P00000767341",2012,"SLERES",5.0599999999999996,5611,20493,4050.0000000000005,6.4052511415525119E-4,5.0599999999999994E-3]
["P00000767343",2012,"SLERES",3.22,3119,27370,8500,3.5605022831050224E-4,3.2200000000000002E-3]
["P00000767547",2012,"SLERES",3.22,3433,15134,4700,3.9189497716894976E-4,3.2200000000000002E-3]
["P00000769142",2012,"SLERES",5.52,5664,27462,4975,6.4657534246575338E-4,5.5199999999999997E-3]
["P00000778171",2012,"SLERES",3.1850000000000001,3241,15466.53,4856.0533751962321,3.6997716894977167E-4,3.1849999999999999E-3]
["P00000737527",2012,"SLERES",3.25,3416,14787.5,4550,3.8995433789954339E-4,3.2499999999999999E-3]
["P00000737530",2012,"SLERES",3.25,3474,14625,4500,3.9657534246575343E-4,3.2499999999999999E-3]
["P00000736588",2012,"SLERES",3.29,3249,14969.5,4550,3.7089041095890414E-4,3.29E-3]
["P00000732539",2012,"SLERES",3.29,3356,15956.5,4850,3.8310502283105027E-4,3.29E-3]
["P00000733363",2012,"SLERES",2.04,2179,15700,7696.0784313725489,2.4874429223744292E-4,2.0400000000000001E-3]
["P00000733621",2012,"SLERES",3.29,3588,25264,7679.0273556231004,4.0958904109589039E-4,3.29E-3]
["P00000738566",2012,"SLERES",3.25,3188,14787,4549.8461538461543,3.6392694063926937E-4,3.2499999999999999E-3]
["P00000738568",2012,"SLERES",3.25,3511,14787,4549.8461538461543,4.0079908675799084E-4,3.2499999999999999E-3]
["P00000739757",2012,"SLERES",4.9000000000000004,4861,24425,4984.6938775510198,5.5490867579908673E-4,4.9000000000000007E-3]
["P00000739758",2012,"SLERES",3.29,3249,14969.5,4550,3.7089041095890414E-4,3.29E-3]
["P00000742268",2012,"SLERES",3.29,3124,14969.5,4550,3.5662100456621004E-4,3.29E-3]
["P00000745760",2012,"SLERES",2.82,2881,22504,7980.1418439716317,3.2888127853881278E-4,2.82E-3]
["P00000747953",2012,"SLERES",3.25,3581,15275,4700,4.0878995433789956E-4,3.2499999999999999E-3]
["P00000749644",2012,"SLERES",3.29,3009,14969.5,4550,3.4349315068493155E-4,3.29E-3]
["P00000752587",2012,"SLERES",3.145,4243,14382,4572.9729729729734,4.8436073059360729E-4,3.1450000000000002E-3]
["P00000691333",2012,"SLERES",5.16,6036,26884,5210.0775193798445,6.89041095890411E-4,5.1600000000000005E-3]
["P00000704577",2012,"SLERES",3.29,3472,15298,4649.8480243161093,3.963470319634703E-4,3.29E-3]
["P00000707654",2012,"SLERES",2.88,3007,16064,5577.7777777777783,3.4326484018264841E-4,2.8799999999999997E-3]
["P00000708841",2012,"SLERES",4.32,3981,22507,5209.9537037037035,4.5445205479452053E-4,4.3200000000000001E-3]
["P00000694620",2012,"SLERES",3.06,2958,16559,5411.4379084967322,3.3767123287671233E-4,3.0600000000000002E-3]
["P00000695758",2012,"SLERES",3.29,2886,17108,5200,3.2945205479452058E-4,3.29E-3]
["P00000695759",2012,"SLERES",5.76,6364,28656,4975,7.2648401826484017E-4,5.7599999999999995E-3]
["P00000696113",2012,"SLERES",3.29,3780,17108,5200,4.3150684931506848E-4,3.29E-3]
["P00000696120",2012,"SLERES",6.12,6901,31212,5100,7.8778538812785391E-4,6.1200000000000004E-3]
["P00000696912",2012,"SLERES",3.36,3193,15792,4700,3.6449771689497717E-4,3.3599999999999997E-3]
["P00000603844",2012,"SLERES",3.42,3874,25950,7587.7192982456145,4.4223744292237445E-4,3.4199999999999999E-3]
["P00000612912",2012,"SLERES",3.75,3372,21375,5700,3.8493150684931505E-4,3.7499999999999999E-3]
["P00000612957",2012,"SLERES",3,2956,30000,{"$f":"IFERROR(F578/D578,\"\")","v":10000},3.3744292237442925E-4,3.0000000000000001E-3]
["P00000641337",2012,"SLERES",3.06,3067,18380,6006.5359477124184,{"$f":"E579/8760/1000","v":3.5011415525114153E-4},{"$f":"D579/1000","v":3.0600000000000002E-3}]
["P00000641352",2012,"SLERES",3.22,3710,26887,8350,4.2351598173515981E-4,3.2200000000000002E-3]
["P00000641379",2012,"SLERES",5.16,4885,41177,7980.0387596899227,5.5764840182648398E-4,5.1600000000000005E-3]
["P00000641392",2012,"SLERES",3.87,4410,30883,7980.1033591731266,5.034246575342466E-4,3.8700000000000002E-3]
["P00000664489",2012,"SLERES",5.55,4876,42600,7675.6756756756758,5.5662100456621002E-4,5.5500000000000002E-3]
["P00000664502",2012,"SLERES",3.06,2922,17767,5806.2091503267975,3.3356164383561645E-4,3.0600000000000002E-3]
["P00000664521",2012,"SLERES",3.87,4139,30883,7980.1033591731266,4.7248858447488583E-4,3.8700000000000002E-3]
["P00000664524",2012,"SLERES",6.11,6144,48758,7980.0327332242223,7.0136986301369867E-4,6.11E-3]
["P00000664541",2012,"SLERES",4.08,5636,22236,5450,6.4337899543378998E-4,4.0800000000000003E-3]
["P00000667770",2012,"SLERES",5.64,6083,39480,7000,6.9440639269406385E-4,5.64E-3]
["P00000667771",2012,"SLERES",3.06,3378,19125,6250,3.8561643835616439E-4,3.0600000000000002E-3]
["P00000668723",2012,"SLERES",3.06,3590,14612,4775.16339869281,4.0981735159817352E-4,3.0600000000000002E-3]
["P00000671796",2012,"SLERES",3.29,3194,17108,5200,3.6461187214611871E-4,3.29E-3]
["P00000673314",2012,"SLERES",3.29,2974,26254,7979.9392097264436,3.3949771689497716E-4,3.29E-3]
["P00000673335",2012,"SLERES",9.18,11158,65260,7108.9324618736382,1.2737442922374428E-3,9.1799999999999989E-3]
["P00000677771",2012,"SLERES",5.76,5686,45007,7813.7152777777783,6.4908675799086755E-4,5.7599999999999995E-3]
["P00000677778",2012,"SLERES",3.01,3396,24020,7980.0664451827251,3.8767123287671235E-4,3.0099999999999997E-3]
["P00000679901",2012,"SLERES",6.11,6672,46314,7580.0327332242223,7.6164383561643835E-4,6.11E-3]
["P00000682653",2012,"SLERES",2.2949999999999999,2316,17174,7483.2244008714597,2.6438356164383564E-4,2.2949999999999997E-3]
["P00000685061",2012,"SLERES",3.22,3174,15633,4854.9689440993789,3.6232876712328767E-4,3.2200000000000002E-3]
["P00000806934",2012,"SLERES",5.28,5732,21492,4070.454545454545,6.5433789954337897E-4,5.28E-3]
["P00000570364",2012,"SLERES",2.99,3158,23860,7979.9331103678924,3.6050228310502284E-4,2.99E-3]
["P00000581565",2012,"SLERES",5.98,5787,47720,7979.9331103678924,6.6061643835616435E-4,5.9800000000000001E-3]
["P00000696916",2012,"SLERES",4.08,4518,16106,3947.5490196078431,5.1575342465753427E-4,4.0800000000000003E-3]
["P00000700512",2012,"SLERES",3.22,3433,16583,5150,3.9189497716894976E-4,3.2200000000000002E-3]
["P00000702824",2012,"SLERES",2.76,2926,14228,5155.072463768116,3.3401826484018266E-4,2.7599999999999999E-3]
["P00000705240",2012,"SLERES",3.57,3814,19255,5393.5574229691883,4.3538812785388128E-4,3.5699999999999998E-3]
["P00000706840",2012,"SLERES",3.29,3819,15956.5,4850,4.3595890410958902E-4,3.29E-3]
["P00000710706",2012,"SLERES",3.9950000000000001,4321,19900,4981.2265331664576,4.9326484018264837E-4,3.9950000000000003E-3]
["P00000710716",2012,"SLERES",2.76,2690,24695,8947.463768115942,3.0707762557077628E-4,2.7599999999999999E-3]
["P00000711855",2012,"SLERES",3.29,3854,23658.5,7191.033434650456,4.3995433789954336E-4,3.29E-3]
["P00000715323",2012,"SLERES",3.43,3005,14970,4364.4314868804659,3.4303652968036528E-4,3.4300000000000003E-3]
["P00000733626",2012,"SLERES",4.08,4263,27600,6764.7058823529414,4.8664383561643839E-4,4.0800000000000003E-3]
["P00000734424",2012,"SLERES",4.32,5369,21492,4975,6.1289954337899542E-4,4.3200000000000001E-3]
["P00000736957",2012,"SLERES",3.64,3599,15652,4300,4.1084474885844747E-4,3.64E-3]
["P00000742789",2012,"SLERES",2.94,3127,15249.6,5186.9387755102043,3.5696347031963471E-4,2.9399999999999999E-3]
["P00000746541",2012,"SLERES",4.42,3996,21990,4975.1131221719461,4.5616438356164382E-4,4.4200000000000003E-3]
["P00000747943",2012,"SLERES",6.76,5985,33631,4975,6.8321917808219178E-4,6.7599999999999995E-3]
["P00000748681",2012,"SLERES",6.24,8088,23156,3710.8974358974356,9.2328767123287675E-4,6.2399999999999999E-3]
["P00000749651",2012,"SLERES",5.76,5415,28656,4975,6.1815068493150684E-4,5.7599999999999995E-3]
["P00000750204",2012,"SLERES",3.29,2970,14970,4550.1519756838907,3.39041095890411E-4,3.29E-3]
["P00000752895",2012,"SLERES",4.2300000000000004,5665,28720,6789.5981087470445,6.4668949771689503E-4,4.2300000000000003E-3]
["P00000753573",2012,"SLERES",6.24,8448,22366,3584.2948717948716,9.6438356164383569E-4,6.2399999999999999E-3]
["P00000754570",2012,"SLERES",3.12,4358,15595,4998.3974358974356,4.9748858447488584E-4,3.1199999999999999E-3]
["P00000756315",2012,"SLERES",3.29,3318,14969.5,4550,3.7876712328767126E-4,3.29E-3]
["P00000756320",2012,"SLERES",3.25,3474,12350,3800,3.9657534246575343E-4,3.2499999999999999E-3]
["P00000759301",2012,"SLERES",3.06,3088,16815,5495.0980392156862,3.5251141552511417E-4,3.0600000000000002E-3]
["P00000759837",2012,"SLERES",2.88,3411,10711,3719.0972222222222,3.8938356164383564E-4,2.8799999999999997E-3]
["P00000760947",2012,"SLERES",1.68,1544,8358,4975,1.7625570776255708E-4,1.6799999999999999E-3]
["P00000761535",2012,"SLERES",3,2697,14100,4700,3.078767123287671E-4,3.0000000000000001E-3]
["P00000695738",2012,"SLERES",3.06,2761,16524,5400,3.1518264840182649E-4,3.0600000000000002E-3]
["P00000696882",2012,"SLERES",3.29,3340,17145,5211.2462006079031,3.8127853881278538E-4,3.29E-3]
["P00000696884",2012,"SLERES",3.22,3039,18677,5800.3105590062105,3.4691780821917808E-4,3.2200000000000002E-3]
["P00000696888",2012,"SLERES",3.22,3282,16271,5053.1055900621113,3.7465753424657534E-4,3.2200000000000002E-3]
["P00000666415",2012,"SLERES",12.24,15973,77700,6348.0392156862745,1.8234018264840183E-3,1.2240000000000001E-2]
["P00000666420",2012,"SLERES",2.5,2864,13000,5200,3.2694063926940641E-4,2.5000000000000001E-3]
["P00000671805",2012,"SLERES",4.2300000000000004,3894,33755,7979.9054373522449,4.4452054794520544E-4,4.2300000000000003E-3]
["P00000673325",2012,"SLERES",6.63,6052,52820,7966.8174962292615,6.9086757990867572E-4,6.6299999999999996E-3]
["P00000664553",2012,"SLERES",4.32,4161,34474,7980.0925925925922,4.75E-4,4.3200000000000001E-3]
["P00000664559",2012,"SLERES",3.76,3694,30005,7980.0531914893618,4.2168949771689498E-4,3.7599999999999999E-3]
["P00000603827",2012,"SLERES",6.44,5668,51391,7979.9689440993779,6.4703196347031965E-4,6.4400000000000004E-3]
["P00000612980",2012,"SLERES",4.2300000000000004,3960,33755,7979.9054373522449,4.520547945205479E-4,4.2300000000000003E-3]
["P00000641412",2012,"SLERES",4.3,3799,34314,7980,4.3367579908675804E-4,4.3E-3]
["P00000677757",2012,"SLERES",5.04,4730,23820,{"$f":"IFERROR(F642/D642,\"\")","v":4726.1904761904761},5.3995433789954335E-4,5.0400000000000002E-3]
["P00000677762",2012,"SLERES",3.22,3292,16744,5200,{"$f":"E643/8760/1000","v":3.7579908675799083E-4},{"$f":"D643/1000","v":3.2200000000000002E-3}]
["P00000677763",2012,"SLERES",3.29,3453,17108,5200,3.941780821917808E-4,3.29E-3]
["P00000677772",2012,"SLERES",3.2250000000000001,3617,25736,7980.1550387596899,4.1289954337899544E-4,3.225E-3]
["P00000677779",2012,"SLERES",4.7,4635,37506,7980,5.2910958904109589E-4,4.7000000000000002E-3]
["P00000679306",2012,"SLERES",6.11,6813,46314,7580.0327332242223,7.7773972602739722E-4,6.11E-3]
["P00000682644",2012,"SLERES",3.06,3306,17130,5598.0392156862745,3.7739726027397259E-4,3.0600000000000002E-3]
["P00000682654",2012,"SLERES",3.22,3375,15633,4854.9689440993789,3.8527397260273972E-4,3.2200000000000002E-3]
["P00000685062",2012,"SLERES",4.2300000000000004,4888,32063,7579.9054373522449,5.579908675799087E-4,4.2300000000000003E-3]
["P00000685063",2012,"SLERES",5.16,6120,26884,5210.0775193798445,6.9863013698630142E-4,5.1600000000000005E-3]
["P00000685075",2012,"SLERES",4.7300000000000004,4572,24643,5209.9365750528541,5.219178082191781E-4,4.7300000000000007E-3]
["P00000686803",2012,"SLERES",3.75,4096,19995,5332,4.6757990867579908E-4,3.7499999999999999E-3]
["P00000687121",2012,"SLERES",5.59,5414,29124,5210.0178890876568,6.180365296803653E-4,5.5899999999999995E-3]
["P00000690881",2012,"SLERES",3.76,4061,31560.5,8393.75,4.6358447488584474E-4,3.7599999999999999E-3]
["P00000691321",2012,"SLERES",5.64,5563,29384,5209.9290780141846,6.350456621004567E-4,5.64E-3]
["P00000692122",2012,"SLERES",3.06,2943,17889,5846.0784313725489,3.3595890410958909E-4,3.0600000000000002E-3]
["P00000692893",2012,"SLERES",3.29,4973,15956.5,4850,5.6769406392694066E-4,3.29E-3]
["P00000692900",2012,"SLERES",4.7,5508,34545,7350,6.2876712328767122E-4,4.7000000000000002E-3]
["P00000692929",2012,"SLERES",3.0550000000000002,4352,14817,4850.0818330605562,4.968036529680365E-4,3.055E-3]
["P00000695273",2012,"SLERES",3.06,3341,14565,4759.8039215686276,3.8139269406392697E-4,3.0600000000000002E-3]
["P00000695281",2012,"SLERES",4.085,4335,21283,5210.0367197062424,4.9486301369863013E-4,4.0850000000000001E-3]
["P00000769129",2012,"SLERES",4.08,5172,19960,4892.1568627450979,5.9041095890410952E-4,4.0800000000000003E-3]
["P00000778858",2012,"SLERES",3.68,3277,17848,4850,3.7408675799086759E-4,3.6800000000000001E-3]
["P00000756319",2012,"SLERES",3.1850000000000001,3859,15005.03,4711.1554160125588,4.4052511415525116E-4,3.1849999999999999E-3]
["P00000756324",2012,"SLERES",5.76,6392,28656,4975,7.2968036529680368E-4,5.7599999999999995E-3]
["P00000758012",2012,"SLERES",3.29,2965,25445,7734.0425531914889,3.384703196347032E-4,3.29E-3]
["P00000759839",2012,"SLERES",3.29,3200,10000,3039.5136778115502,3.6529680365296799E-4,3.29E-3]
["P00000760943",2012,"SLERES",3,3293,13740,4580,3.7591324200913242E-4,3.0000000000000001E-3]
["P00000761541",2012,"SLERES",3.6,4169,17910,4975,4.7591324200913242E-4,3.5999999999999999E-3]
["P00000763100",2012,"SLERES",3,3519,13570,4523.333333333333,4.0171232876712326E-4,3.0000000000000001E-3]
["P00000763330",2012,"SLERES",4.335,3962,21025,4850.0576701268747,4.5228310502283103E-4,4.3350000000000003E-3]
["P00000765524",2012,"SLERES",3.29,3017,14969.5,4550,3.4440639269406391E-4,3.29E-3]
["P00000765955",2012,"SLERES",3.12,3498,15522,4975,3.9931506849315068E-4,3.1199999999999999E-3]
["P00000767541",2012,"SLERES",3.12,4065,14664,4700,4.6404109589041101E-4,3.1199999999999999E-3]
["P00000767554",2012,"SLERES",3.52,4008,22965,6524.147727272727,4.5753424657534245E-4,3.5200000000000001E-3]
["P00000769137",2012,"SLERES",3.6,4126,13433,3731.3888888888887,4.7100456621004567E-4,3.5999999999999999E-3]
["P00000778143",2012,"SLERES",3.36,4044,15939,4743.75,4.6164383561643837E-4,3.3599999999999997E-3]
["P00000710693",2012,"SLERES",30.375,29619,162506.25,5350,3.3811643835616437E-3,3.0374999999999999E-2]
["P00000710702",2012,"SLERES",4.8,5389,23574.400000000001,4911.3333333333339,6.1518264840182651E-4,4.7999999999999996E-3]
["P00000711848",2012,"SLERES",2.5499999999999998,2694,15325,6009.8039215686276,3.0753424657534243E-4,2.5499999999999997E-3]
["P00000712324",2012,"SLERES",2.82,2663,14692,5209.9290780141846,3.0399543378995436E-4,2.82E-3]
["P00000717482",2012,"SLERES",3.43,3716,14970,4364.4314868804659,4.2420091324200915E-4,3.4300000000000003E-3]
["P00000719696",2012,"SLERES",2.2999999999999998,2448,11500,5000,2.7945205479452056E-4,2.3E-3]
["P00000720929",2012,"SLERES",4.4000000000000004,3924,30097,6840.2272727272721,4.4794520547945202E-4,4.4000000000000003E-3]
["P00000729527",2012,"SLERES",3.29,3540,14970,4550.1519756838907,4.0410958904109589E-4,3.29E-3]
["P00000731144",2012,"SLERES",3.36,3461,14470,4306.5476190476193,3.9509132420091327E-4,3.3599999999999997E-3]
["P00000732540",2012,"SLERES",3.29,3279,14970,4550.1519756838907,3.7431506849315067E-4,3.29E-3]
["P00000734418",2012,"SLERES",3.36,3351,19844,5905.9523809523807,3.8253424657534247E-4,3.3599999999999997E-3]
["P00000734430",2012,"SLERES",6.11,6170,30397,4974.9590834697219,7.04337899543379E-4,6.11E-3]
["P00000698664",2012,"SLERES",3.64,3687,17902,4918.131868131868,4.208904109589041E-4,3.64E-3]
["P00000700510",2012,"SLERES",3.22,3509,22260,6913.0434782608691,4.0057077625570777E-4,3.2200000000000002E-3]
["P00000700525",2012,"SLERES",4.2300000000000004,5172,22038,5209.9290780141837,5.9041095890410952E-4,4.2300000000000003E-3]
["P00000700526",2012,"SLERES",5.17,7003,26936,5210.0580270793034,7.9942922374429224E-4,5.1700000000000001E-3]
["P00000700531",2012,"SLERES",5.16,5235,26884,5210.0775193798445,5.9760273972602742E-4,5.1600000000000005E-3]
["P00000701771",2012,"SLERES",5.28,5871,24288,4600,6.7020547945205477E-4,5.28E-3]
["P00000702822",2012,"SLERES",3.29,3291,16450,5000,3.7568493150684935E-4,3.29E-3]
["P00000704578",2012,"SLERES",3.36,3311,17756,5284.5238095238101,3.7796803652968039E-4,3.3599999999999997E-3]
["P00000706845",2012,"SLERES",3.24,3705,14742,4550,4.2294520547945207E-4,3.2400000000000003E-3]
["P00000708427",2012,"SLERES",3.06,3686,14725,4812.0915032679741,4.2077625570776257E-4,3.0600000000000002E-3]
["P00000708831",2012,"SLERES",2.58,2895,13442,5210.0775193798445,3.3047945205479454E-4,2.5800000000000003E-3]
["P00000685067",2012,"SLERES",3.29,3790,15956,4849.8480243161093,4.3264840182648403E-4,3.29E-3]
["P00000686715",2012,"SLERES",3.29,3947,15956,4849.8480243161093,4.5057077625570773E-4,3.29E-3]
["P00000687100",2012,"SLERES",4.7,4716,35626,7580,5.3835616438356159E-4,4.7000000000000002E-3]
["P00000687103",2012,"SLERES",4.1280000000000001,4631,24000,5813.9534883720926,5.2865296803652974E-4,4.1279999999999997E-3]
["P00000687113",2012,"SLERES",2.1150000000000002,1848,11020,{"$f":"IFERROR(F706/D706,\"\")","v":5210.4018912529546},2.1095890410958903E-4,2.1150000000000001E-3]
["P00000687117",2012,"SLERES",5.16,4962,26884,5210.0775193798445,{"$f":"E707/8760/1000","v":5.6643835616438352E-4},{"$f":"D707/1000","v":5.1600000000000005E-3}]
["P00000690885",2012,"SLERES",6.11,6826,31833,5209.9836333878884,7.7922374429223744E-4,6.11E-3]
["P00000692123",2012,"SLERES",4.08,4311,23652,5797.0588235294117,4.9212328767123288E-4,4.0800000000000003E-3]
["P00000692461",2012,"SLERES",3.06,2943,17124,5596.0784313725489,3.3595890410958909E-4,3.0600000000000002E-3]
["P00000692896",2012,"SLERES",3.06,4170,17488,5715.0326797385624,4.7602739726027401E-4,3.0600000000000002E-3]
["P00000693638",2012,"SLERES",3.24,3164,16848,5200,3.6118721461187212E-4,3.2400000000000003E-3]
["P00000694617",2012,"SLERES",7.14,8175,38285,5362.0448179271707,9.3321917808219179E-4,7.1399999999999996E-3]
["P00000694627",2012,"SLERES",3.29,3043,25781,7836.1702127659573,3.4737442922374429E-4,3.29E-3]
["P00000695269",2012,"SLERES",3.29,3549,17108,5200,4.0513698630136985E-4,3.29E-3]
["P00000695292",2012,"SLERES",5.64,6236,27205,4823.5815602836883,7.1187214611872151E-4,5.64E-3]
["P00000695743",2012,"SLERES",4.08,3971,23256,5700,4.5331050228310504E-4,4.0800000000000003E-3]
["P00000696112",2012,"SLERES",3.29,2932,17108,5200,3.3470319634703195E-4,3.29E-3]
["P00000696893",2012,"SLERES",3.06,3302,14954,4886.9281045751632,3.7694063926940643E-4,3.0600000000000002E-3]
["P00000696902",2012,"SLERES",3.22,3282,17776,5520.4968944099373,3.7465753424657534E-4,3.2200000000000002E-3]
["P00000666423",2012,"SLERES",2.82,2715,22504,7980.1418439716317,3.0993150684931507E-4,2.82E-3]
["P00000671802",2012,"SLERES",5.64,5287,45007,7979.9645390070928,6.0353881278538807E-4,5.64E-3]
["P00000671810",2012,"SLERES",5.17,5198,41257,7980.0773694390718,5.9337899543378996E-4,5.1700000000000001E-3]
["P00000673328",2012,"SLERES",3.5,3506,24420,6977.1428571428569,4.002283105022831E-4,3.5000000000000001E-3]
["P00000673330",2012,"SLERES",9.18,9251,52820,5753.8126361655777,1.0560502283105022E-3,9.1799999999999989E-3]
["P00000677740",2012,"SLERES",3.06,2922,19501,6372.8758169934636,3.3356164383561645E-4,3.0600000000000002E-3]
["P00000677753",2012,"SLERES",3.29,3491,16744,5089.3617021276596,3.9851598173515986E-4,3.29E-3]
["P00000679865",2012,"SLERES",3.6,4748,28200,7833.333333333333,5.4200913242009126E-4,3.5999999999999999E-3]
["P00000615405",2012,"SLERES",3.06,2782,15912,5200,3.1757990867579912E-4,3.0600000000000002E-3]
["P00000615514",2012,"SLERES",2.76,2673,20350,7373.188405797102,3.0513698630136985E-4,2.7599999999999999E-3]
["P00000641345",2012,"SLERES",3.12,3424,16224,5200,3.908675799086758E-4,3.1199999999999999E-3]
["P00000641388",2012,"SLERES",5.64,6282,39480,7000,7.1712328767123293E-4,5.64E-3]
["P00000641404",2012,"SLERES",4.2300000000000004,4135,33755,7979.9054373522449,4.7203196347031962E-4,4.2300000000000003E-3]
["P00000641417",2012,"SLERES",3.29,3374,17108,5200,3.8515981735159818E-4,3.29E-3]
["P00000664512",2012,"SLERES",4.5,4598,19105,4245.5555555555557,5.2488584474885843E-4,4.4999999999999997E-3]
["P00000585358",2012,"SLERES",2.82,2709,17694,6274.4680851063831,3.0924657534246573E-4,2.82E-3]
["P00000595905",2012,"SLERES",3.24,3334,16848,5200,3.8059360730593604E-4,3.2400000000000003E-3]
["P00000606364",2012,"SLERES",3.2250000000000001,3161,25736,7980.1550387596899,3.6084474885844745E-4,3.225E-3]
["P00000612971",2012,"SLERES",5.17,5585,41257,7980.0773694390718,6.3755707762557076E-4,5.1700000000000001E-3]
["P00000736953",2012,"SLERES",4.2300000000000004,4926,25591,6049.8817966903071,5.623287671232877E-4,4.2300000000000003E-3]
["P00000738570",2012,"SLERES",5.28,5204,26268,4975,5.940639269406393E-4,5.28E-3]
["P00000739173",2012,"SLERES",3.24,4004,15228,4700,4.5707762557077624E-4,3.2400000000000003E-3]
["P00000746548",2012,"SLERES",5.28,5117,26268,4975,5.8413242009132415E-4,5.28E-3]
["P00000747951",2012,"SLERES",3,2697,14100,4700,3.078767123287671E-4,3.0000000000000001E-3]
["P00000751308",2012,"SLERES",3.12,2822,15522,4975,3.221461187214612E-4,3.1199999999999999E-3]
["P00000752890",2012,"SLERES",4.08,4525,18854,4621.0784313725489,5.1655251141552515E-4,4.0800000000000003E-3]
["P00000778162",2012,"SLERES",8.4,8759,41790,4975,9.9988584474885837E-4,8.4000000000000012E-3]
["P00000806880",2012,"SLERES",2.5,2871,12000,4800,3.2773972602739723E-4,2.5000000000000001E-3]
["P00000813686",2012,"SLERES",2.5499999999999998,2982,12000,4705.8823529411766,3.4041095890410963E-4,2.5499999999999997E-3]
["P00000752894",2012,"SLERES",3.12,4590,14664,4700,5.2397260273972601E-4,3.1199999999999999E-3]
["P00000778146",2012,"SLERES",4,4099,16762,4190.5,4.6792237442922375E-4,4.0000000000000001E-3]
["P00000778154",2012,"SLERES",2.88,2673,14328,4975,3.0513698630136985E-4,2.8799999999999997E-3]
["P00000595928",2012,"SLERES",9.68,10366,59560,6152.8925619834708,1.1833333333333333E-3,9.6799999999999994E-3]
["P00000603722",2012,"SLERES",2,1915,13250,6625,2.1860730593607305E-4,2E-3]
["P00000799367",2012,"SLERES",7.2,8918,40410,5612.5,1.0180365296803653E-3,7.1999999999999998E-3]
["P00000806915",2012,"SLERES",3.06,3418,13500,4411.7647058823532,3.9018264840182647E-4,3.0600000000000002E-3]
["P00000806944",2012,"SLERES",3.12,3499,14676,4703.8461538461534,3.9942922374429222E-4,3.1199999999999999E-3]
["P00000756328",2012,"SLERES",3.25,3095,15275,4700,3.5331050228310499E-4,3.2499999999999999E-3]
["P00000758016",2012,"SLERES",6.86,6888,35931.49,5237.8265306122439,7.8630136986301369E-4,6.8600000000000006E-3]
["P00000759300",2012,"SLERES",5.5590000000000002,5603,30315,5453.3189422558016,6.3961187214611867E-4,5.5590000000000006E-3]
["P00000759639",2012,"SLERES",5.04,5232,25074,4975,5.972602739726027E-4,5.0400000000000002E-3]
["P00000762537",2012,"SLERES",2.88,3461,31901,11076.736111111111,3.9509132420091327E-4,2.8799999999999997E-3]
["P00000765530",2012,"SLERES",3.84,3999,19104,4975,4.5650684931506849E-4,3.8399999999999997E-3]
["P00000766189",2012,"SLERES",3.25,3378,14787.5,4550,3.8561643835616439E-4,3.2499999999999999E-3]
["P00000767544",2012,"SLERES",3.145,4340,14664,4662.6391096979332,4.9543378995433793E-4,3.1450000000000002E-3]
["P00000769141",2012,"SLERES",6.72,6093,33432,4975,6.9554794520547945E-4,6.7199999999999994E-3]
["P00000700518",2012,"SLERES",3.06,3572,14684,4798.6928104575163,4.0776255707762561E-4,3.0600000000000002E-3]
["P00000700521",2012,"SLERES",3.06,3947,19524,6380.3921568627447,4.5057077625570773E-4,3.0600000000000002E-3]
["P00000702827",2012,"SLERES",3.24,4388,31850,9830.2469135802457,5.0091324200913243E-4,3.2400000000000003E-3]
["P00000702832",2012,"SLERES",2.585,2448,13468,{"$f":"IFERROR(F770/D770,\"\")","v":5210.0580270793034},2.7945205479452056E-4,2.5850000000000001E-3]
["P00000707653",2012,"SLERES",3.36,3627,17997.5,5356.3988095238101,{"$f":"E771/8760/1000","v":4.1404109589041093E-4},{"$f":"D771/1000","v":3.3599999999999997E-3}]
["P00000737535",2012,"SLERES",3.25,3209,14787,4549.8461538461543,3.66324200913242E-4,3.2499999999999999E-3]
["P00000739751",2012,"SLERES",3.24,3049,14742,4550,3.4805936073059363E-4,3.2400000000000003E-3]
["P00000746553",2012,"SLERES",3.52,3935,17512,4975,4.4920091324200911E-4,3.5200000000000001E-3]
["P00000748126",2012,"SLERES",4.08,4166,27480,6735.2941176470586,4.7557077625570775E-4,4.0800000000000003E-3]
["P00000750574",2012,"SLERES",3.29,2893,14969.5,4550,3.302511415525114E-4,3.29E-3]
["P00000710705",2012,"SLERES",2.25,2522,11700,5200,2.8789954337899543E-4,2.2499999999999998E-3]
["P00000712330",2012,"SLERES",2.58,2468,13442,5210.0775193798445,2.817351598173516E-4,2.5800000000000003E-3]
["P00000719700",2012,"SLERES",5.52,6358,27462,4975,7.2579908675799083E-4,5.5199999999999997E-3]
["P00000722749",2012,"SLERES",3.22,3584,16744,5200,4.0913242009132423E-4,3.2200000000000002E-3]
["P00000727269",2012,"SLERES",3.36,3666,17314,5152.9761904761908,4.1849315068493147E-4,3.3599999999999997E-3]
["P00000731710",2012,"SLERES",3.43,3213,14828,4323.0320699708454,3.6678082191780821E-4,3.4300000000000003E-3]
["P00000733359",2012,"SLERES",3.24,2935,14742,4550,3.3504566210045662E-4,3.2400000000000003E-3]
["P00000733360",2012,"SLERES",3.29,3405,14969.5,4550,3.886986301369863E-4,3.29E-3]
["P00000615401",2012,"SLERES",5.64,5531,45007,7979.9645390070928,6.3139269406392693E-4,5.64E-3]
["P00000641326",2012,"SLERES",3.06,2943,18830,6153.5947712418301,3.3595890410958909E-4,3.0600000000000002E-3]
["P00000641349",2012,"SLERES",3.145,4243,16354,5200,4.8436073059360729E-4,3.1450000000000002E-3]
["P00000641363",2012,"SLERES",3.68,3887,24472,6650,4.4372146118721461E-4,3.6800000000000001E-3]
["P00000641367",2012,"SLERES",3.68,3883,27253,7405.70652173913,4.4326484018264841E-4,3.6800000000000001E-3]
["P00000641397",2012,"SLERES",3.87,3960,30883,7980.1033591731266,4.520547945205479E-4,3.8700000000000002E-3]
["P00000641407",2012,"SLERES",3.87,4230,30883,7980.1033591731266,4.8287671232876713E-4,3.8700000000000002E-3]
["P00000664498",2012,"SLERES",5.52,5983,24685,4471.920289855073,6.829908675799087E-4,5.5199999999999997E-3]
["P00000664556",2012,"SLERES",2.3650000000000002,2640,18873,7980.1268498942909,3.013698630136986E-4,2.3650000000000003E-3]
["P00000667769",2012,"SLERES",4.7,5070,32900,7000,5.7876712328767119E-4,4.7000000000000002E-3]
["P00000671806",2012,"SLERES",6.11,7014,48758,7980.0327332242223,8.0068493150684927E-4,6.11E-3]
["P00000673324",2012,"SLERES",3.92,4331,23420,5974.4897959183672,4.9440639269406398E-4,3.9199999999999999E-3]
["P00000679862",2012,"SLERES",3.06,3015,17330,5663.3986928104578,3.4417808219178083E-4,3.0600000000000002E-3]
["P00000679899",2012,"SLERES",7.7549999999999999,7414,58783,7580.012894906512,8.4634703196347029E-4,7.7549999999999997E-3]
["P00000685048",2012,"SLERES",1.02,1018,8700,8529.4117647058829,1.1621004566210046E-4,1.0200000000000001E-3]
["P00000685074",2012,"SLERES",3.0550000000000002,2813,15917,5210.1472995090016,3.2111872146118719E-4,3.055E-3]
["P00000687092",2012,"SLERES",4.8,4448,26295,5478.125,5.0776255707762549E-4,4.7999999999999996E-3]
["P00000687112",2012,"SLERES",3.76,3955,19590,5210.1063829787236,4.514840182648402E-4,3.7599999999999999E-3]
["P00000691314",2012,"SLERES",3.06,2957,14551,4755.2287581699347,3.3755707762557079E-4,3.0600000000000002E-3]
["P00000691318",2012,"SLERES",6.11,6130,31833,5209.9836333878884,6.9977168949771681E-4,6.11E-3]
["P00000691327",2012,"SLERES",3.0550000000000002,2704,15917,5210.1472995090016,3.0867579908675803E-4,3.055E-3]
["P00000691334",2012,"SLERES",6.24,6743,32510,5209.9358974358975,7.6974885844748866E-4,6.2399999999999999E-3]
["P00000692892",2012,"SLERES",3.22,4539,156956.5,48744.254658385093,5.1815068493150679E-4,3.2200000000000002E-3]
["P00000695739",2012,"SLERES",6.16,6974,42184,6848.0519480519479,7.9611872146118719E-4,6.1600000000000005E-3]
["P00000696426",2012,"SLERES",4.08,5643,11121,2725.7352941176468,6.4417808219178086E-4,4.0800000000000003E-3]
["P00000696881",2012,"SLERES",3.22,3433,16100,5000,3.9189497716894976E-4,3.2200000000000002E-3]
["P00000696889",2012,"SLERES",3.22,3769,16297,5061.1801242236024,4.3025114155251145E-4,3.2200000000000002E-3]
["P00000806895",2012,"SLERES",3.22,4805,15222,4727.3291925465837,5.4851598173515982E-4,3.2200000000000002E-3]
["P00000806903",2012,"SLERES",5.28,5112,19800,3750,5.8356164383561646E-4,5.28E-3]
["P00000710709",2012,"SLERES",3.29,3433,15956.5,4850,3.9189497716894976E-4,3.29E-3]
["P00000747226",2012,"SLERES",6.72,7978,33600,5000,9.1073059360730589E-4,6.7199999999999994E-3]
["P00000760833",2012,"SLERES",3.12,3873,14664,4700,4.4212328767123286E-4,3.1199999999999999E-3]
["P00000762759",2012,"SLERES",3.25,3530,15228,4685.5384615384619,4.029680365296804E-4,3.2499999999999999E-3]
["P00000762760",2012,"SLERES",5.8650000000000002,8291,25746.75,4389.8976982097183,9.4646118721461187E-4,5.8650000000000004E-3]
["P00000769131",2012,"SLERES",4,4543,19806,4951.5,5.1860730593607306E-4,4.0000000000000001E-3]
["P00000691322",2012,"SLERES",2.82,2517,14692,5209.9290780141846,2.8732876712328769E-4,2.82E-3]
["P00000691323",2012,"SLERES",5.64,5298,29384,5209.9290780141846,6.0479452054794521E-4,5.64E-3]
["P00000691331",2012,"SLERES",5.64,5353,29384,5209.9290780141846,6.110730593607307E-4,5.64E-3]
["P00000691985",2012,"SLERES",5.0999999999999996,5797,23813,4669.2156862745105,6.6175799086757995E-4,5.0999999999999995E-3]
["P00000692120",2012,"SLERES",2.82,4044,14000.04,4964.5531914893627,4.6164383561643837E-4,2.82E-3]
["P00000677745",2012,"SLERES",3.04,4178,14744,4850,4.7694063926940637E-4,3.0400000000000002E-3]
["P00000677746",2012,"SLERES",3.04,3574,14356,4722.3684210526317,4.0799086757990863E-4,3.0400000000000002E-3]
["P00000677776",2012,"SLERES",5.375,6240,42893,7980.0930232558139,7.1232876712328766E-4,5.3749999999999996E-3]
["P00000679903",2012,"SLERES",2.58,2591,19556,7579.8449612403101,2.9577625570776256E-4,2.5800000000000003E-3]
["P00000682651",2012,"SLERES",4.2300000000000004,3962,26014.5,6149.9999999999991,4.5228310502283103E-4,4.2300000000000003E-3]
["P00000685052",2012,"SLERES",3.36,3223,17472,5200,3.6792237442922376E-4,3.3599999999999997E-3]
["P00000685060",2012,"SLERES",3.22,3857,15633,4854.9689440993789,4.4029680365296803E-4,3.2200000000000002E-3]
["P00000736610",2012,"SLERES",3.25,3750,14787,4549.8461538461543,4.2808219178082189E-4,3.2499999999999999E-3]
["P00000739176",2012,"SLERES",2.8050000000000002,2697,15476.75,5517.5579322638141,3.078767123287671E-4,2.8050000000000002E-3]
["P00000739755",2012,"SLERES",3.29,3597,14969.5,{"$f":"IFERROR(F834/D834,\"\")","v":4550},4.106164383561644E-4,3.29E-3]
["P00000739759",2012,"SLERES",5,4437,22750,4550,{"$f":"E835/8760/1000","v":5.0650684931506846E-4},{"$f":"D835/1000","v":5.0000000000000001E-3}]
["P00000742267",2012,"SLERES",3.76,3812,26689,7098.1382978723404,4.351598173515982E-4,3.7599999999999999E-3]
["P00000742270",2012,"SLERES",3.22,3390,14651,4550,3.8698630136986301E-4,3.2200000000000002E-3]
["P00000742528",2012,"SLERES",4.165,4033,21996.63,5281.3037214885953,4.6038812785388129E-4,4.1650000000000003E-3]
["P00000747945",2012,"SLERES",3.25,3021,15275,4700,3.4486301369863017E-4,3.2499999999999999E-3]
["P00000748122",2012,"SLERES",3.06,2968,13923,4550,3.3881278538812787E-4,3.0600000000000002E-3]
["P00000748682",2012,"SLERES",3.5,3678,15137,4324.8571428571431,4.1986301369863015E-4,3.5000000000000001E-3]
["P00000751886",2012,"SLERES",3.24,4485,15228,4700,5.1198630136986296E-4,3.2400000000000003E-3]
["P00000695279",2012,"SLERES",5.52,6065,27600,5000,6.9235159817351594E-4,5.5199999999999997E-3]
["P00000695754",2012,"SLERES",4.335,4374,23409,5400,4.9931506849315067E-4,4.3350000000000003E-3]
["P00000696119",2012,"SLERES",3.06,2870,16912,5526.7973856209146,3.2762557077625569E-4,3.0600000000000002E-3]
["P00000698271",2012,"SLERES",4.59,5069,20531,4472.9847494553378,5.7865296803652965E-4,4.5899999999999995E-3]
["P00000698274",2012,"SLERES",3.06,2906,20600,6732.0261437908493,3.3173515981735157E-4,3.0600000000000002E-3]
["P00000698660",2012,"SLERES",5.64,6333,28295,5016.8439716312059,7.2294520547945204E-4,5.64E-3]
["P00000704575",2012,"SLERES",3.24,4668,14742,4550,5.328767123287671E-4,3.2400000000000003E-3]
["P00000704576",2012,"SLERES",3.24,4335,14742,4550,4.9486301369863013E-4,3.2400000000000003E-3]
["P00000705242",2012,"SLERES",3.29,3419,15298,4649.8480243161093,3.9029680365296806E-4,3.29E-3]
["P00000705251",2012,"SLERES",4.7,4271,24487,5210,4.8755707762557075E-4,4.7000000000000002E-3]
["P00000706836",2012,"SLERES",3.24,3431,15714,4850,3.9166666666666668E-4,3.2400000000000003E-3]
["P00000706842",2012,"SLERES",3.22,4607,14872.97,4618.9347826086951,5.2591324200913249E-4,3.2200000000000002E-3]
["P00000707649",2012,"SLERES",3.29,3201,16944,5150.1519756838907,3.6541095890410959E-4,3.29E-3]
["P00000710694",2012,"SLERES",10.8,10318,57780,5350,1.1778538812785388E-3,1.0800000000000001E-2]
["P00000712326",2012,"SLERES",2.5499999999999998,3142,12457.88,4885.4431372549016,3.58675799086758E-4,2.5499999999999997E-3]
["P00000715324",2012,"SLERES",3.43,3555,14970,4364.4314868804659,4.0582191780821919E-4,3.4300000000000003E-3]
["P00000730276",2012,"SLERES",3.29,2970,15956.5,4850,3.39041095890411E-4,3.29E-3]
["P00000731143",2012,"SLERES",2.99,3188,16071,5374.9163879598655,3.6392694063926937E-4,2.99E-3]
["P00000733625",2012,"SLERES",3.29,4502,22969.5,6981.61094224924,5.1392694063926933E-4,3.29E-3]
["P00000734435",2012,"SLERES",5.28,6019,26268,4975,6.8710045662100463E-4,5.28E-3]
["P00000671804",2012,"SLERES",6.45,6127,51471,7980,6.994292237442923E-4,6.45E-3]
["P00000664522",2012,"SLERES",3.29,4869,17108,5200,5.5582191780821925E-4,3.29E-3]
["P00000664539",2012,"SLERES",8.0850000000000009,8989,35277,4363.2653061224482,1.0261415525114155E-3,8.0850000000000002E-3]
["P00000664543",2012,"SLERES",3.29,3637,16744,5089.3617021276596,4.1518264840182653E-4,3.29E-3]
["P00000664546",2012,"SLERES",6.11,6490,48758,7980.0327332242223,7.4086757990867575E-4,6.11E-3]
["P00000664558",2012,"SLERES",3.87,3584,30883,7980.1033591731266,4.0913242009132423E-4,3.8700000000000002E-3]
["P00000668722",2012,"SLERES",2.04,2206,12893,6320.0980392156862,2.5182648401826484E-4,2.0400000000000001E-3]
["P00000562103",2012,"SLERES",3.29,3318,18490,5620.0607902735564,3.7876712328767126E-4,3.29E-3]
["P00000570502",2012,"SLERES",4.1399999999999997,4256,33037,7979.9516908212563,4.8584474885844745E-4,4.1399999999999996E-3]
["P00000591492",2012,"SLERES",5.8049999999999997,5836,46324,7980.0172265288547,6.6621004566210038E-4,5.8049999999999994E-3]
["P00000606345",2012,"SLERES",10.92,12572,47180,4320.5128205128203,1.4351598173515982E-3,1.0919999999999999E-2]
["P00000612929",2012,"SLERES",5.2649999999999997,4774,36700,6970.5603038936379,5.4497716894977169E-4,5.2649999999999997E-3]
["P00000612959",2012,"SLERES",1.7849999999999999,1960,10703,5996.0784313725489,2.2374429223744291E-4,1.7849999999999999E-3]
["P00000613000",2012,"SLERES",3.76,4272,30005,7980.0531914893618,4.8767123287671234E-4,3.7599999999999999E-3]
["P00000615396",2012,"SLERES",4.7,4524,32900,7000,5.1643835616438361E-4,4.7000000000000002E-3]
["P00000641339",2012,"SLERES",5.0999999999999996,4843,28650,5617.6470588235297,5.5285388127853882E-4,5.0999999999999995E-3]
["P00000641387",2012,"SLERES",5.64,5671,45007,7979.9645390070928,6.4737442922374437E-4,5.64E-3]
["P00000698275",2012,"SLERES",2.04,2131,16995,8330.8823529411766,2.432648401826484E-4,2.0400000000000001E-3]
["P00000814486",2012,"SLERES",3.36,4549,15975,4754.4642857142862,5.1929223744292239E-4,3.3599999999999997E-3]
["P00000664542",2012,"SLERES",4.7,4182,37506,7980,4.7739726027397263E-4,4.7000000000000002E-3]
["P00000664551",2012,"SLERES",5.59,6072,44608,7979.9642218246872,6.9315068493150693E-4,5.5899999999999995E-3]
["P00000667766",2012,"SLERES",6.72,7561,42078,6261.6071428571431,8.631278538812785E-4,6.7199999999999994E-3]
["P00000667776",2012,"SLERES",5.59,5084,44608,7979.9642218246872,5.8036529680365306E-4,5.5899999999999995E-3]
["P00000806900",2012,"SLERES",3.1850000000000001,4507,14969,4699.8430141287281,5.1449771689497713E-4,3.1849999999999999E-3]
["P00000806925",2012,"SLERES",3.06,4103,13443,4393.1372549019607,4.6837899543378996E-4,3.0600000000000002E-3]
["P00000719226",2012,"SLERES",3.43,3179,14970,4364.4314868804659,3.6289954337899541E-4,3.4300000000000003E-3]
["P00000720926",2012,"SLERES",3.25,3226,14788,4550.1538461538457,3.6826484018264837E-4,3.2499999999999999E-3]
["P00000728584",2012,"SLERES",4.7,4629,22795,4850,5.2842465753424666E-4,4.7000000000000002E-3]
["P00000729523",2012,"SLERES",3.29,3869,14969.5,4550,4.4166666666666665E-4,3.29E-3]
["P00000730733",2012,"SLERES",6.12,6901,30906,5050,7.8778538812785391E-4,6.1200000000000004E-3]
["P00000732545",2012,"SLERES",3,3048,13500,4500,3.4794520547945209E-4,3.0000000000000001E-3]
["P00000734411",2012,"SLERES",11.75,14838,47000,4000,1.6938356164383562E-3,1.175E-2]
["P00000734414",2012,"SLERES",3.29,3829,14969.5,4550,4.3710045662100457E-4,3.29E-3]
["P00000734426",2012,"SLERES",3.3,3806,16418,4975.151515151515,4.3447488584474886E-4,3.3E-3]
["P00000738574",2012,"SLERES",4,4250,18200,4550,4.8515981735159817E-4,4.0000000000000001E-3]
["P00000739763",2012,"SLERES",3.06,3414,16412,{"$f":"IFERROR(F898/D898,\"\")","v":5363.3986928104578},3.8972602739726026E-4,3.0600000000000002E-3]
["P00000740603",2012,"SLERES",3.24,3564,14742,4550,{"$f":"E899/8760/1000","v":4.0684931506849314E-4},{"$f":"D899/1000","v":3.2400000000000003E-3}]
["P00000742266",2012,"SLERES",3.29,3163,14969.5,4550,3.6107305936073058E-4,3.29E-3]
["P00000742271",2012,"SLERES",4.7,5331,30262,6438.7234042553191,6.0856164383561642E-4,4.7000000000000002E-3]
["P00000745173",2012,"SLERES",6.12,5594,40970,6694.4444444444443,6.3858447488584482E-4,6.1200000000000004E-3]
["P00000746545",2012,"SLERES",4.08,3856,20298,4975,4.4018264840182649E-4,4.0800000000000003E-3]
["P00000747941",2012,"SLERES",6.37,6700,30391.34,4771.0109890109889,7.6484018264840186E-4,6.3699999999999998E-3]
["P00000747947",2012,"SLERES",7.92,9661,39402,4975,1.1028538812785389E-3,7.92E-3]
["P00000748676",2012,"SLERES",3.29,3017,14969.5,4550,3.4440639269406391E-4,3.29E-3]
["P00000749648",2012,"SLERES",3.84,3765,19104,4975,4.2979452054794519E-4,3.8399999999999997E-3]
["P00000751304",2012,"SLERES",5.64,5152,28059,4975,5.8812785388127854E-4,5.64E-3]
["P00000754572",2012,"SLERES",4.83,6762,19078.5,3950,7.7191780821917811E-4,4.8300000000000001E-3]
["P00000756867",2012,"SLERES",2.04,2300,12138,5950,2.6255707762557081E-4,2.0400000000000001E-3]
["P00000761537",2012,"SLERES",3.57,3674,15239,4268.6274509803925,4.1940639269406394E-4,3.5699999999999998E-3]
["P00000761542",2012,"SLERES",4.32,3992,21492,4975,4.5570776255707762E-4,4.3200000000000001E-3]
["P00000764808",2012,"SLERES",3.06,3333,15300,5000,3.804794520547945E-4,3.0600000000000002E-3]
["P00000767549",2012,"SLERES",3.25,3378,15275,4700,3.8561643835616439E-4,3.2499999999999999E-3]
["P00000767558",2012,"SLERES",1.92,1686,9552,4975,1.9246575342465752E-4,1.9199999999999998E-3]
["P00000737526",2012,"SLERES",3.24,3410,16848,5200,3.892694063926941E-4,3.2400000000000003E-3]
["P00000778156",2012,"SLERES",2.88,3733,14158,4915.9722222222226,4.2614155251141552E-4,2.8799999999999997E-3]
["P00000778181",2012,"SLERES",2.2949999999999999,2146,13792.25,6009.6949891067543,2.4497716894977172E-4,2.2949999999999997E-3]
["P00000806877",2012,"SLERES",3.145,4193,14781.5,4700,4.7865296803652966E-4,3.1450000000000002E-3]
["P00000671798",2012,"SLERES",3.22,3750,23562,7317.391304347826,4.2808219178082189E-4,3.2200000000000002E-3]
["P00000677750",2012,"SLERES",3.36,3548,18869,5615.7738095238101,4.0502283105022831E-4,3.3599999999999997E-3]
["P00000677759",2012,"SLERES",8.0850000000000009,8191,52820,6533.0859616573898,9.3504566210045662E-4,8.0850000000000002E-3]
["P00000677769",2012,"SLERES",4.7,5436,37506,7980,6.2054794520547936E-4,4.7000000000000002E-3]
["P00000677774",2012,"SLERES",2.58,2499,20588,7979.8449612403101,2.8527397260273972E-4,2.5800000000000003E-3]
["P00000677784",2012,"SLERES",3.76,3373,30005,7980.0531914893618,3.8504566210045658E-4,3.7599999999999999E-3]
["P00000679869",2012,"SLERES",3.145,4291,15253.25,4850,4.898401826484019E-4,3.1450000000000002E-3]
["P00000679883",2012,"SLERES",5.16,4742,39113,7580.0387596899227,5.4132420091324192E-4,5.1600000000000005E-3]
["P00000679902",2012,"SLERES",4.7,5159,35626,7580,5.8892694063926942E-4,4.7000000000000002E-3]
["P00000685051",2012,"SLERES",2.96,3840,14356,4850,4.383561643835616E-4,2.96E-3]
["P00000581547",2012,"SLERES",2,1299,8852,4426,1.4828767123287669E-4,2E-3]
["P00000691315",2012,"SLERES",3.8250000000000002,3860,19125,5000,4.406392694063927E-4,3.8250000000000003E-3]
["P00000691319",2012,"SLERES",3.29,3185,17141,5210.0303951367778,3.635844748858447E-4,3.29E-3]
["P00000691326",2012,"SLERES",5.64,5152,29384,5209.9290780141846,5.8812785388127854E-4,5.64E-3]
["P00000692930",2012,"SLERES",3.12,3715,15132,4850,4.2408675799086761E-4,3.1199999999999999E-3]
["P00000695283",2012,"SLERES",3.84,4437,20006,5209.8958333333339,5.0650684931506846E-4,3.8399999999999997E-3]
["P00000695733",2012,"SLERES",4.08,4875,20869,5114.9509803921565,5.5650684931506848E-4,4.0800000000000003E-3]
["P00000695740",2012,"SLERES",4.2300000000000004,3819,15862.5,3749.9999999999995,4.3595890410958902E-4,4.2300000000000003E-3]
["P00000695750",2012,"SLERES",3.29,3241,17108,5200,3.6997716894977167E-4,3.29E-3]
["P00000696115",2012,"SLERES",3.06,4123,15988,5224.8366013071891,4.70662100456621E-4,3.0600000000000002E-3]
["P00000428864",2012,"SLERES",5.52,7510,34320,6217.3913043478269,8.5730593607305939E-4,5.5199999999999997E-3]
["P00000573333",2012,"SLERES",2.5,2248,14875,5950,2.5662100456621005E-4,2.5000000000000001E-3]
["P00000603814",2012,"SLERES",5.64,5741,45007,7979.9645390070928,6.5536529680365293E-4,5.64E-3]
["P00000603837",2012,"SLERES",3.22,2823,16744,5200,3.2226027397260274E-4,3.2200000000000002E-3]
["P00000612928",2012,"SLERES",5.55,6288,42000,7567.5675675675675,7.1780821917808227E-4,5.5500000000000002E-3]
["P00000612953",2012,"SLERES",3.76,3994,18500,4920.2127659574471,4.5593607305936075E-4,3.7599999999999999E-3]
["P00000612974",2012,"SLERES",4.7,4942,37506,7980,5.6415525114155254E-4,4.7000000000000002E-3]
["P00000613004",2012,"SLERES",2.96,4246,15392,5200,4.8470319634703196E-4,2.96E-3]
["P00000641330",2012,"SLERES",3.06,3359,17180,5614.3790849673205,3.8344748858447488E-4,3.0600000000000002E-3]
["P00000641378",2012,"SLERES",3.2250000000000001,3161,25736,7980.1550387596899,3.6084474885844745E-4,3.225E-3]
["P00000641383",2012,"SLERES",4.2300000000000004,4742,33755,7979.9054373522449,5.4132420091324192E-4,4.2300000000000003E-3]
["P00000641384",2012,"SLERES",3.06,2855,15912,5200,3.259132420091324E-4,3.0600000000000002E-3]
["P00000664485",2012,"SLERES",16.559999999999999,23571,69795.03,4214.675724637681,2.6907534246575346E-3,1.6559999999999998E-2]
["P00000664518",2012,"SLERES",5.52,6393,22129,4008.876811594203,7.2979452054794522E-4,5.5199999999999997E-3]
["P00000705237",2012,"SLERES",3.06,3451,17430,5696.0784313725489,3.9394977168949772E-4,3.0600000000000002E-3]
["P00000706839",2012,"SLERES",3.29,3405,15956.5,4850,3.886986301369863E-4,3.29E-3]
["P00000708828",2012,"SLERES",3.29,3356,17108,5200,3.8310502283105027E-4,3.29E-3]
["P00000708836",2012,"SLERES",2.04,1865,13260,6500,2.1289954337899545E-4,2.0400000000000001E-3]
["P00000710698",2012,"SLERES",3.29,3510,17108,5200,4.006849315068493E-4,3.29E-3]
["P00000710714",2012,"SLERES",2.76,3333,14076,5100,3.804794520547945E-4,2.7599999999999999E-3]
["P00000711853",2012,"SLERES",6.11,6170,31833,5209.9836333878884,7.04337899543379E-4,6.11E-3]
["P00000712329",2012,"SLERES",2.82,2935,23045,8171.9858156028376,3.3504566210045662E-4,2.82E-3]
["P00000685068",2012,"SLERES",8.3849999999999998,8518,43686,{"$f":"IFERROR(F962/D962,\"\")","v":5210.0178890876568},9.7237442922374425E-4,8.3850000000000001E-3]
["P00000685073",2012,"SLERES",5.4050000000000002,5084,28160,5209.9907493061974,{"$f":"E963/8760/1000","v":5.8036529680365306E-4},{"$f":"D963/1000","v":5.4050000000000001E-3}]
["P00000573344",2012,"SLERES",4.2300000000000004,4593,20850,4929.078014184397,5.2431506849315063E-4,4.2300000000000003E-3]
["P00000581568",2012,"SLERES",4.3,4809,34314,7980,5.4897260273972608E-4,4.3E-3]
["P00000581607",2012,"SLERES",5.0599999999999996,5653,40379,7980.0395256917,6.4531963470319635E-4,5.0599999999999994E-3]
["P00000710704",2012,"SLERES",3.29,3047,14805,4500,3.4783105022831049E-4,3.29E-3]
["P00000711851",2012,"SLERES",3.76,4304,19590,5210.1063829787236,4.91324200913242E-4,3.7599999999999999E-3]
["P00000716927",2012,"SLERES",3.43,3116,14970,4364.4314868804659,3.5570776255707762E-4,3.4300000000000003E-3]
["P00000720923",2012,"SLERES",2.25,2708,12500,5555.5555555555557,3.0913242009132419E-4,2.2499999999999998E-3]
["P00000733365",2012,"SLERES",3.25,3182,14787,4549.8461538461543,3.6324200913242008E-4,3.2499999999999999E-3]
["P00000734429",2012,"SLERES",6.11,6284,30397,4974.9590834697219,7.1735159817351601E-4,6.11E-3]
["P00000738573",2012,"SLERES",6.72,6431,33432,4975,7.3413242009132422E-4,6.7199999999999994E-3]
["P00000739170",2012,"SLERES",3.29,3510,14970,4550.1519756838907,4.006849315068493E-4,3.29E-3]
["P00000740055",2012,"SLERES",3.06,2834,22400,7320.2614379084962,3.2351598173515982E-4,3.0600000000000002E-3]
["P00000744543",2012,"SLERES",5.28,6828,28957.5,5484.375,7.7945205479452051E-4,5.28E-3]
["P00000747938",2012,"SLERES",3.29,3472,14969.5,4550,3.963470319634703E-4,3.29E-3]
["P00000747950",2012,"SLERES",6.24,5706,31044,4975,6.5136986301369854E-4,6.2399999999999999E-3]
["P00000748125",2012,"SLERES",2.75,3658,15791,5742.181818181818,4.1757990867579911E-4,2.7499999999999998E-3]
["P00000748127",2012,"SLERES",7,9734,31664,4523.4285714285716,1.1111872146118721E-3,7.0000000000000001E-3]
["P00000752891",2012,"SLERES",3.22,4656,14165,4399.0683229813658,5.3150684931506853E-4,3.2200000000000002E-3]
["P00000753575",2012,"SLERES",3.06,4414,16895,5521.241830065359,5.0388127853881286E-4,3.0600000000000002E-3]
["P00000755161",2012,"SLERES",3.5249999999999999,5055,18506,5249.9290780141846,5.7705479452054801E-4,3.5249999999999999E-3]
["P00000756318",2012,"SLERES",3.6,3274,17910,4975,3.7374429223744292E-4,3.5999999999999999E-3]
["P00000758502",2012,"SLERES",4.9349999999999996,4569,22878,4635.8662613981769,5.2157534246575338E-4,4.9349999999999993E-3]
["P00000759633",2012,"SLERES",3.24,3603,15228,4700,4.1130136986301368E-4,3.2400000000000003E-3]
["P00000762763",2012,"SLERES",2.99,3500,12409,4150.1672240802673,3.9954337899543381E-4,2.99E-3]
["P00000763337",2012,"SLERES",3.22,3260,22325,6933.2298136645959,3.7214611872146122E-4,3.2200000000000002E-3]
["P00000765523",2012,"SLERES",4.59,4839,18910,4119.8257080610019,5.5239726027397267E-4,4.5899999999999995E-3]
["P00000767542",2012,"SLERES",4.8,6988,19104,3980,7.9771689497716894E-4,4.7999999999999996E-3]
["P00000767849",2012,"SLERES",3.25,2831,15275,4700,3.2317351598173515E-4,3.2499999999999999E-3]
["P00000769140",2012,"SLERES",5.76,6291,28656,4975,7.1815068493150678E-4,5.7599999999999995E-3]
["P00000769512",2012,"SLERES",5.61,5990,21599,3850.0891265597147,6.8378995433789958E-4,5.6100000000000004E-3]
["P00000778144",2012,"SLERES",3.12,4157,14829,4752.8846153846152,4.7454337899543379E-4,3.1199999999999999E-3]
["P00000687118",2012,"SLERES",3.29,2897,17141,5210.0303951367778,3.3070776255707761E-4,3.29E-3]
["P00000690884",2012,"SLERES",3.5249999999999999,5322,11743,3331.3475177304967,6.0753424657534246E-4,3.5249999999999999E-3]
["P00000692895",2012,"SLERES",2.85,3367,20461.05,7179.3157894736842,3.843607305936073E-4,2.8500000000000001E-3]
["P00000692897",2012,"SLERES",3.06,4485,15342.57,5013.911764705882,5.1198630136986296E-4,3.0600000000000002E-3]
["P00000693617",2012,"SLERES",2.7,3104,10800,3999.9999999999995,3.54337899543379E-4,2.7000000000000001E-3]
["P00000694626",2012,"SLERES",3.06,2834,21600,7058.8235294117649,3.2351598173515982E-4,3.0600000000000002E-3]
["P00000695270",2012,"SLERES",3.29,3009,17108,5200,3.4349315068493155E-4,3.29E-3]
["P00000695291",2012,"SLERES",4.84,5237,25216,5209.9173553719011,5.978310502283105E-4,4.8399999999999997E-3]
["P00000695742",2012,"SLERES",3.06,2834,17440,5699.3464052287582,3.2351598173515982E-4,3.0600000000000002E-3]
["P00000696880",2012,"SLERES",3.29,3549,16450,5000,4.0513698630136985E-4,3.29E-3]
["P00000696901",2012,"SLERES",3.76,3968,19535,5195.478723404256,4.5296803652968037E-4,3.7599999999999999E-3]
["P00000696903",2012,"SLERES",3.29,3374,16645,5059.2705167173253,3.8515981735159818E-4,3.29E-3]
["P00000700524",2012,"SLERES",4.2300000000000004,3864,22038,5209.9290780141837,4.410958904109589E-4,4.2300000000000003E-3]
["P00000705244",2012,"SLERES",1.92,2190,10520,5479.166666666667,2.5000000000000001E-4,1.9199999999999998E-3]
["P00000705248",2012,"SLERES",5.28,5079,27509,5210.037878787879,5.7979452054794526E-4,5.28E-3]
["P00000706846",2012,"SLERES",3.06,3572,17610,5754.9019607843138,4.0776255707762561E-4,3.0600000000000002E-3]
["P00000708426",2012,"SLERES",3.24,3997,14742,4550,4.5627853881278542E-4,3.2400000000000003E-3]
["P00000708829",2012,"SLERES",2.82,4044,15510,5500,4.6164383561643837E-4,2.82E-3]
["P00000603786",2012,"SLERES",4.59,4304,17337,3777.124183006536,4.91324200913242E-4,4.5899999999999995E-3]
["P00000603853",2012,"SLERES",3.42,4414,25950,7587.7192982456145,5.0388127853881286E-4,3.4199999999999999E-3]
["P00000606339",2012,"SLERES",5,4612,36000,7200,5.2648401826484018E-4,5.0000000000000001E-3]
["P00000612950",2012,"SLERES",7.65,8718,45900,6000,9.9520547945205476E-4,7.6500000000000005E-3]
["P00000612989",2012,"SLERES",4.2300000000000004,3764,33755,7979.9054373522449,4.2968036529680365E-4,4.2300000000000003E-3]
["P00000615361",2012,"SLERES",4.32,4815,21900,5069.4444444444443,5.4965753424657542E-4,4.3200000000000001E-3]
["P00000641306",2012,"SLERES",4.056,3862,53095,13090.483234714004,4.4086757990867583E-4,4.0559999999999997E-3]
["P00000641364",2012,"SLERES",5.98,7222,43355,7249.9999999999991,8.244292237442923E-4,5.9800000000000001E-3]
["P00000641374",2012,"SLERES",3.22,3709,16760,5204.9689440993789,4.2340182648401828E-4,3.2200000000000002E-3]
["P00000641405",2012,"SLERES",5.64,6160,45007,7979.9645390070928,7.0319634703196339E-4,5.64E-3]
["P00000641416",2012,"SLERES",2.5499999999999998,2560,13260,5200,2.9223744292237444E-4,2.5499999999999997E-3]
["P00000664497",2012,"SLERES",3.06,3378,15072,4925.4901960784309,3.8561643835616439E-4,3.0600000000000002E-3]
["P00000664548",2012,"SLERES",5.64,6282,39480,7000,7.1712328767123293E-4,5.64E-3]
["P00000666424",2012,"SLERES",3.87,4480,30883,{"$f":"IFERROR(F1026/D1026,\"\")","v":7980.1033591731266},5.1141552511415527E-4,3.8700000000000002E-3]
["P00000671807",2012,"SLERES",6.11,5914,48758,7980.0327332242223,{"$f":"E1027/8760/1000","v":6.7511415525114157E-4},{"$f":"D1027/1000","v":6.11E-3}]
["P00000671809",2012,"SLERES",5.17,4626,41257,7980.0773694390718,5.2808219178082194E-4,5.1700000000000001E-3]
["P00000673327",2012,"SLERES",3.92,4143,23420,5974.4897959183672,4.7294520547945209E-4,3.9199999999999999E-3]
["P00000677754",2012,"SLERES",2,1892,10400,5200,2.1598173515981737E-4,2E-3]
["P00000677765",2012,"SLERES",3.24,3431,16848,5200,3.9166666666666668E-4,3.2400000000000003E-3]
["P00000679299",2012,"SLERES",4.08,5269,28150,6899.5098039215682,6.0148401826484016E-4,4.0800000000000003E-3]
["P00000767339",2012,"SLERES",3,3669,16700,5566.666666666667,4.1883561643835614E-4,3.0000000000000001E-3]
["P00000769134",2012,"SLERES",3.06,3051,21000,6862.7450980392159,3.4828767123287676E-4,3.0600000000000002E-3]
["P00000769508",2012,"SLERES",2.6949999999999998,3240,12880,4779.2207792207791,3.6986301369863013E-4,2.6949999999999999E-3]
["P00000687104",2012,"SLERES",3.29,3548,32090,9753.799392097264,4.0502283105022831E-4,3.29E-3]
["P00000763329",2012,"SLERES",3.29,2940,14969.5,4550,3.3561643835616442E-4,3.29E-3]
["P00000765529",2012,"SLERES",2.4,2093,11940,4975,2.3892694063926942E-4,2.3999999999999998E-3]
["P00000765950",2012,"SLERES",3.25,3334,14787.5,4550,3.8059360730593604E-4,3.2499999999999999E-3]
["P00000744541",2012,"SLERES",2.5499999999999998,2977,12463,4887.4509803921574,3.3984018264840183E-4,2.5499999999999997E-3]
["P00000745172",2012,"SLERES",6,7894,26544,4424,9.0114155251141547E-4,6.0000000000000001E-3]
["P00000746544",2012,"SLERES",2.82,3330,20900,7411.3475177304972,3.8013698630136989E-4,2.82E-3]
["P00000746551",2012,"SLERES",6.24,6820,31044,4975,7.7853881278538821E-4,6.2399999999999999E-3]
["P00000747948",2012,"SLERES",4.18,3887,20796,4975.119617224881,4.4372146118721461E-4,4.1799999999999997E-3]
["P00000749649",2012,"SLERES",4.32,4310,21492,4975,4.9200913242009134E-4,4.3200000000000001E-3]
["P00000750205",2012,"SLERES",2.2000000000000002,2395,10945,4975,2.7340182648401826E-4,2.2000000000000001E-3]
["P00000751303",2012,"SLERES",3.76,4342,27636,7350,4.9566210045662101E-4,3.7599999999999999E-3]
["P00000751305",2012,"SLERES",5.76,6499,28656,4975,7.4189497716894981E-4,5.7599999999999995E-3]
["P00000751313",2012,"SLERES",5.28,4703,26268,4975,5.3687214611872148E-4,5.28E-3]
["P00000711845",2012,"SLERES",3.57,3777,20528,5750.1400560224092,4.3116438356164381E-4,3.5699999999999998E-3]
["P00000719697",2012,"SLERES",7.2,9540,28000,3888.8888888888887,1.0890410958904109E-3,7.1999999999999998E-3]
["P00000720552",2012,"SLERES",3.29,3009,15956.5,4850,3.4349315068493155E-4,3.29E-3]
["P00000720927",2012,"SLERES",3.3,3650,16418,4975.151515151515,4.1666666666666669E-4,3.3E-3]
["P00000731141",2012,"SLERES",2.97,3136,6015.75,2025.5050505050503,3.5799086757990866E-4,2.97E-3]
["P00000732543",2012,"SLERES",2.76,3169,15605,5653.985507246377,3.6175799086757992E-4,2.7599999999999999E-3]
["P00000732544",2012,"SLERES",5.46,6467,24574,4500.732600732601,7.3824200913242015E-4,5.4599999999999996E-3]
["P00000734412",2012,"SLERES",7.03,9389,32994,4693.3143669985775,1.0718036529680365E-3,7.0300000000000007E-3]
["P00000734413",2012,"SLERES",23.52,23164,100000,4251.7006802721089,2.6442922374429224E-3,2.3519999999999999E-2]
["P00000734421",2012,"SLERES",3.22,3320,20940,6503.1055900621113,3.7899543378995434E-4,3.2200000000000002E-3]
["P00000734427",2012,"SLERES",5.28,5585,26268,4975,6.3755707762557076E-4,5.28E-3]
["P00000735798",2012,"SLERES",3.29,2970,14970,4550.1519756838907,3.39041095890411E-4,3.29E-3]
["P00000736062",2012,"SLERES",3.25,2999,14787,4549.8461538461543,3.4235159817351594E-4,3.2499999999999999E-3]
["P00000738575",2012,"SLERES",5.76,6772,28656,4975,7.730593607305936E-4,5.7599999999999995E-3]
["P00000738889",2012,"SLERES",3.25,3435,14787,4549.8461538461543,3.9212328767123289E-4,3.2499999999999999E-3]
["P00000739172",2012,"SLERES",3.22,3433,19589,6083.5403726708073,3.9189497716894976E-4,3.2200000000000002E-3]
["P00000739762",2012,"SLERES",4.08,3632,21993.75,5390.625,4.1461187214611873E-4,4.0800000000000003E-3]
["P00000740602",2012,"SLERES",3.29,3279,14970,4550.1519756838907,3.7431506849315067E-4,3.29E-3]
["P00000740608",2012,"SLERES",3.06,3487,22400,7320.2614379084962,3.9805936073059359E-4,3.0600000000000002E-3]
["P00000698654",2012,"SLERES",2.16,2210,12369.03,5726.4027777777774,2.522831050228311E-4,2.16E-3]
["P00000700507",2012,"SLERES",4.1399999999999997,4220,21771,5258.695652173913,4.8173515981735158E-4,4.1399999999999996E-3]
["P00000706844",2012,"SLERES",3.24,4583,14742,4550,5.2317351598173514E-4,3.2400000000000003E-3]
["P00000707650",2012,"SLERES",3.29,3086,15957,4850.1519756838907,3.5228310502283104E-4,3.29E-3]
["P00000708830",2012,"SLERES",3.29,3288,15956.5,4850,3.7534246575342468E-4,3.29E-3]
["P00000695267",2012,"SLERES",4.59,4953,19944,4345.0980392156862,5.6541095890410968E-4,4.5899999999999995E-3]
["P00000696109",2012,"SLERES",3,3398,19815,6605,3.8789954337899548E-4,3.0000000000000001E-3]
["P00000696116",2012,"SLERES",2.35,2323,12244,5210.2127659574462,2.6518264840182646E-4,2.3500000000000001E-3]
["P00000696423",2012,"SLERES",4.59,5242,25186,5487.1459694989107,5.984018264840183E-4,4.5899999999999995E-3]
["P00000687114",2012,"SLERES",3.2250000000000001,3715,16802,5209.9224806201546,4.2408675799086761E-4,3.225E-3]
["P00000687115",2012,"SLERES",3.76,3538,19590,5210.1063829787236,4.0388127853881276E-4,3.7599999999999999E-3]
["P00000691329",2012,"SLERES",6.11,5436,31833,5209.9836333878884,6.2054794520547936E-4,6.11E-3]
["P00000691992",2012,"SLERES",4.08,4045,18272,4478.4313725490192,4.6175799086757991E-4,4.0800000000000003E-3]
["P00000691993",2012,"SLERES",2.82,3977,16595,5884.7517730496456,4.5399543378995432E-4,2.82E-3]
["P00000692458",2012,"SLERES",3.12,3911,15444,4950,4.4646118721461186E-4,3.1199999999999999E-3]
["P00000692460",2012,"SLERES",2.88,3369,12099,4201.041666666667,3.8458904109589043E-4,2.8799999999999997E-3]
["P00000693409",2012,"SLERES",6.12,8594,45211,7387.418300653595,9.8105022831050225E-4,6.1200000000000004E-3]
["P00000693414",2012,"SLERES",2.4,3315,13200,5500,3.784246575342466E-4,2.3999999999999998E-3]
["P00000694616",2012,"SLERES",3.06,3088,16250,5310.4575163398695,3.5251141552511417E-4,3.0600000000000002E-3]
["P00000664509",2012,"SLERES",3.57,4167,16359,4582.3529411764712,4.7568493150684934E-4,3.5699999999999998E-3]
["P00000664550",2012,"SLERES",3.76,4258,30005,7980.0531914893618,4.8607305936073058E-4,3.7599999999999999E-3]
["P00000667775",2012,"SLERES",4.7,5106,37506,{"$f":"IFERROR(F1090/D1090,\"\")","v":7980},5.8287671232876712E-4,4.7000000000000002E-3]
["P00000668727",2012,"SLERES",3.23,4587,16354,5063.1578947368425,{"$f":"E1091/8760/1000","v":5.2363013698630129E-4},{"$f":"D1091/1000","v":3.2299999999999998E-3}]
["P00000671801",2012,"SLERES",4.2300000000000004,4693,33755,7979.9054373522449,5.3573059360730588E-4,4.2300000000000003E-3]
["P00000673338",2012,"SLERES",6.63,6524,45370,6843.1372549019607,7.447488584474886E-4,6.6299999999999996E-3]
["P00000679307",2012,"SLERES",4.2300000000000004,4918,32063,7579.9054373522449,5.6141552511415529E-4,4.2300000000000003E-3]
["P00000679870",2012,"SLERES",3.29,4664,15956.5,4850,5.3242009132420083E-4,3.29E-3]
["P00000679882",2012,"SLERES",3.2250000000000001,3178,24446,7580.1550387596899,3.6278538812785388E-4,3.225E-3]
["P00000685066",2012,"SLERES",6.11,5883,31833,5209.9836333878884,6.7157534246575345E-4,6.11E-3]
["P00000612934",2012,"SLERES",2.4,2179,13478,5615.8333333333339,2.4874429223744292E-4,2.3999999999999998E-3]
["P00000612962",2012,"SLERES",3.06,2848,18345,5995.0980392156862,3.2511415525114158E-4,3.0600000000000002E-3]
["P00000615408",2012,"SLERES",2.58,3125,20588,7979.8449612403101,3.5673515981735158E-4,2.5800000000000003E-3]
["P00000641342",2012,"SLERES",2.2949999999999999,2602,17500,7625.2723311546843,2.9703196347031965E-4,2.2949999999999997E-3]
["P00000641357",2012,"SLERES",6.11,5553,48758,7980.0327332242223,6.339041095890411E-4,6.11E-3]
["P00000641372",2012,"SLERES",3.01,3093,24020,7980.0664451827251,3.5308219178082191E-4,3.0099999999999997E-3]
["P00000641381",2012,"SLERES",5.64,5166,45007,7979.9645390070928,5.8972602739726029E-4,5.64E-3]
["P00000641391",2012,"SLERES",5.59,6273,44608,7979.9642218246872,7.1609589041095887E-4,5.5899999999999995E-3]
["P00000808560",2012,"SLERES",7.2,10109,29232,4060,1.1539954337899544E-3,7.1999999999999998E-3]
["P00000806912",2012,"SLERES",3.22,4458,14490,4500,5.0890410958904109E-4,3.2200000000000002E-3]
["P00000709600",2012,"SLERES",5.8049999999999997,5474,30244,5209.9913867355726,6.2488584474885847E-4,5.8049999999999994E-3]
["P00000760948",2012,"SLERES",5.28,5644,26268,4975,6.442922374429224E-4,5.28E-3]
["P00000760949",2012,"SLERES",6.72,6334,33432,4975,7.2305936073059358E-4,6.7199999999999994E-3]
["P00000762533",2012,"SLERES",1.2749999999999999,1393,8160,6400,1.5901826484018264E-4,1.2749999999999999E-3]
["P00000767553",2012,"SLERES",4.5999999999999996,5612,29950,6510.8695652173919,6.4063926940639273E-4,4.5999999999999999E-3]
["P00000671792",2012,"SLERES",3.22,3610,16760,5204.9689440993789,4.1210045662100456E-4,3.2200000000000002E-3]
["P00000671795",2012,"SLERES",3.68,3994,17605,4783.967391304348,4.5593607305936075E-4,3.6800000000000001E-3]
["P00000673321",2012,"SLERES",9.18,9033,52460,5714.5969498910681,1.0311643835616438E-3,9.1799999999999989E-3]
["P00000673331",2012,"SLERES",7.92,9074,39320,4964.6464646464647,1.0358447488584474E-3,7.92E-3]
["P00000677761",2012,"SLERES",8.4149999999999991,8680,52820,6276.8865121806302,9.9086757990867586E-4,8.4149999999999989E-3]
["P00000677775",2012,"SLERES",3.76,4171,30005,7980.0531914893618,4.7614155251141555E-4,3.7599999999999999E-3]
["P00000710696",2012,"SLERES",22.68,22317,121338,5350,2.5476027397260273E-3,2.2679999999999999E-2]
["P00000710710",2012,"SLERES",3.29,3009,15956.5,4850,3.4349315068493155E-4,3.29E-3]
["P00000710713",2012,"SLERES",1.44,1405,9984.6,6933.7500000000009,1.6038812785388129E-4,1.4399999999999999E-3]
["P00000710715",2012,"SLERES",3.29,3124,17898,5440.121580547112,3.5662100456621004E-4,3.29E-3]
["P00000712327",2012,"SLERES",3.29,3356,15956.5,4850,3.8310502283105027E-4,3.29E-3]
["P00000712328",2012,"SLERES",3.29,3356,15956.5,4850,3.8310502283105027E-4,3.29E-3]
["P00000714383",2012,"SLERES",2.88,3334,15005,5210.0694444444443,3.8059360730593604E-4,2.8799999999999997E-3]
["P00000714384",2012,"SLERES",4.8,5444,25008,5210,6.2146118721461189E-4,4.7999999999999996E-3]
["P00000715326",2012,"SLERES",3.43,3736,14970,4364.4314868804659,4.2648401826484019E-4,3.4300000000000003E-3]
["P00000715327",2012,"SLERES",3.34,3935,14970,4482.0359281437131,4.4920091324200911E-4,3.3399999999999997E-3]
["P00000716302",2012,"SLERES",6.48,7868,32385,4997.6851851851852,8.9817351598173514E-4,6.4800000000000005E-3]
["P00000716303",2012,"SLERES",3.43,3895,14970,4364.4314868804659,4.4463470319634703E-4,3.4300000000000003E-3]
["P00000731142",2012,"SLERES",3,2962,14390,4796.666666666667,3.3812785388127853E-4,3.0000000000000001E-3]
["P00000733622",2012,"SLERES",2.75,2468,12375,4500,2.817351598173516E-4,2.7499999999999998E-3]
["P00000733623",2012,"SLERES",3.36,3242,16128,4800,3.700913242009132E-4,3.3599999999999997E-3]
["P00000734423",2012,"SLERES",3.22,4458,14115,4383.5403726708073,5.0890410958904109E-4,3.2200000000000002E-3]
["P00000734434",2012,"SLERES",6.24,5866,31044,4975,6.6963470319634697E-4,6.2399999999999999E-3]
["P00000736604",2012,"SLERES",3.29,3133,14969.5,4550,3.5764840182648399E-4,3.29E-3]
["P00000736605",2012,"SLERES",3.29,2979,14969.5,4550,3.4006849315068496E-4,3.29E-3]
["P00000736954",2012,"SLERES",4.08,4813,18478,4528.9215686274511,5.4942922374429223E-4,4.0800000000000003E-3]
["P00000742529",2012,"SLERES",3.22,4805,14490,4500,5.4851598173515982E-4,3.2200000000000002E-3]
["P00000748680",2012,"SLERES",3.06,2725,17580,5745.0980392156862,3.1107305936073061E-4,3.0600000000000002E-3]
["P00000751100",2012,"SLERES",5.0999999999999996,5085,22015.5,4316.7647058823532,5.804794520547946E-4,5.0999999999999995E-3]
["P00000806883",2012,"SLERES",5.28,5548,18623.080000000002,3527.098484848485,6.333333333333333E-4,5.28E-3]
["P00000806885",2012,"SLERES",7.65,7585,27451,3588.3660130718954,8.6586757990867575E-4,7.6500000000000005E-3]
["P00000695732",2012,"SLERES",9.24,11823,37710,4081.1688311688313,1.3496575342465753E-3,9.2399999999999999E-3]
["P00000695752",2012,"SLERES",4,4116,19400,4850,4.6986301369863017E-4,4.0000000000000001E-3]
["P00000696887",2012,"SLERES",3.29,2893,16680,5069.9088145896658,3.302511415525114E-4,3.29E-3]
["P00000697720",2012,"SLERES",5.61,6393,28386,5059.8930481283423,7.2979452054794522E-4,5.6100000000000004E-3]
["P00000700506",2012,"SLERES",3.24,3468,15714,4850,3.9589041095890409E-4,3.2400000000000003E-3]
["P00000700515",2012,"SLERES",3.22,3565,18861,5857.4534161490683,4.0696347031963468E-4,3.2200000000000002E-3]
["P00000702831",2012,"SLERES",4.32,3902,22507,5209.9537037037035,4.4543378995433791E-4,4.3200000000000001E-3]
["P00000705243",2012,"SLERES",3.29,3047,16944,5150.1519756838907,3.4783105022831049E-4,3.29E-3]
["P00000705250",2012,"SLERES",6.11,5872,31833,5209.9836333878884,6.7031963470319631E-4,6.11E-3]
["P00000690877",2012,"SLERES",3.36,3158,19160.3,5702.4702380952385,3.6050228310502284E-4,3.3599999999999997E-3]
["P00000690878",2012,"SLERES",2.82,2675,21176,{"$f":"IFERROR(F1154/D1154,\"\")","v":7509.2198581560287},3.0536529680365299E-4,2.82E-3]
["P00000691324",2012,"SLERES",4.2300000000000004,3862,22038,5209.9290780141837,{"$f":"E1155/8760/1000","v":4.4086757990867583E-4},{"$f":"D1155/1000","v":4.2300000000000003E-3}]
["P00000691325",2012,"SLERES",6.02,5820,31364,5209.9667774086383,6.6438356164383566E-4,6.0199999999999993E-3]
["P00000691330",2012,"SLERES",5.94,5963,26136,4400,6.8070776255707761E-4,5.94E-3]
["P00000691359",2012,"SLERES",3.29,4843,17108,5200,5.5285388127853882E-4,3.29E-3]
["P00000692859",2012,"SLERES",3.84,4590,23570.27,6138.0911458333339,5.2397260273972601E-4,3.8399999999999997E-3]
["P00000692928",2012,"SLERES",3.29,5025,15956.5,4850,5.7363013698630142E-4,3.29E-3]
["P00000693657",2012,"SLERES",3.24,3088,16848,5200,3.5251141552511417E-4,3.2400000000000003E-3]
["P00000695280",2012,"SLERES",3.29,3573,17141,5210.0303951367778,4.0787671232876709E-4,3.29E-3]
["P00000664544",2012,"SLERES",2.96,3993,15392,5200,4.5582191780821915E-4,2.96E-3]
["P00000664555",2012,"SLERES",6.11,6207,48758,7980.0327332242223,7.0856164383561646E-4,6.11E-3]
["P00000664989",2012,"SLERES",3.24,2935,16848,5200,3.3504566210045662E-4,3.2400000000000003E-3]
["P00000668724",2012,"SLERES",3.145,3706,16354,5200,4.2305936073059361E-4,3.1450000000000002E-3]
["P00000641370",2012,"SLERES",10.78,11319,48610,4509.2764378478669,1.292123287671233E-3,1.078E-2]
["P00000603799",2012,"SLERES",3.06,3606,18360,6000,4.1164383561643835E-4,3.0600000000000002E-3]
["P00000603864",2012,"SLERES",3.22,3740,16744,5200,4.269406392694064E-4,3.2200000000000002E-3]
["P00000606349",2012,"SLERES",4.9950000000000001,4446,37300,7467.467467467467,5.0753424657534252E-4,4.9950000000000003E-3]
["P00000612977",2012,"SLERES",4.2300000000000004,4448,33755,7979.9054373522449,5.0776255707762549E-4,4.2300000000000003E-3]
["P00000612998",2012,"SLERES",6.11,6068,48758,7980.0327332242223,6.9269406392694066E-4,6.11E-3]
["P00000479631",2012,"SLERES",1.92,1654,10904,5679.166666666667,1.8881278538812786E-4,1.9199999999999998E-3]
["P00000562105",2012,"SLERES",3.76,3989,19050,5066.489361702128,4.5536529680365295E-4,3.7599999999999999E-3]
["P00000590135",2012,"SLERES",3.24,3164,16848,5200,3.6118721461187212E-4,3.2400000000000003E-3]
["P00000591482",2012,"SLERES",5.52,5377,44050,7980.0724637681169,6.1381278538812794E-4,5.5199999999999997E-3]
["P00000769130",2012,"SLERES",2.59,2429,12561.5,4850,2.7728310502283106E-4,2.5899999999999999E-3]
["P00000806875",2012,"SLERES",3.06,3433,17390,5683.0065359477121,3.9189497716894976E-4,3.0600000000000002E-3]
["P00000806893",2012,"SLERES",3.12,4113,11889.5,3810.7371794871792,4.695205479452055E-4,3.1199999999999999E-3]
["P00000806917",2012,"SLERES",3.22,4096,16430,5102.4844720496894,4.6757990867579908E-4,3.2200000000000002E-3]
["P00000806937",2012,"SLERES",6,6337,29850,4975,7.234018264840183E-4,6.0000000000000001E-3]
["P00000719699",2012,"SLERES",3.76,4341,18706,4975,4.9554794520547947E-4,3.7599999999999999E-3]
["P00000731139",2012,"SLERES",2.2949999999999999,2189,11900,5185.1851851851852,2.4988584474885847E-4,2.2949999999999997E-3]
["P00000736060",2012,"SLERES",3.25,3209,14787,4549.8461538461543,3.66324200913242E-4,3.2499999999999999E-3]
["P00000767340",2012,"SLERES",4.335,5223,19675,4538.6389850057667,5.9623287671232874E-4,4.3350000000000003E-3]
["P00000767557",2012,"SLERES",4.08,4092,20298,4975,4.6712328767123292E-4,4.0800000000000003E-3]
["P00000778139",2012,"SLERES",5.7,7647,31584,5541.0526315789475,8.7294520547945211E-4,5.7000000000000002E-3]
["P00000778159",2012,"SLERES",2.5499999999999998,2846,18950,7431.3725490196084,3.2488584474885845E-4,2.5499999999999997E-3]
["P00000778167",2012,"SLERES",3.22,4189,15617,4850,4.7819634703196346E-4,3.2200000000000002E-3]
["P00000698655",2012,"SLERES",3.29,4973,15956.5,4850,5.6769406392694066E-4,3.29E-3]
["P00000698657",2012,"SLERES",3.68,4157,16606,4512.5,4.7454337899543379E-4,3.6800000000000001E-3]
["P00000698658",2012,"SLERES",3.22,3223,16600,5155.2795031055894,3.6792237442922376E-4,3.2200000000000002E-3]
["P00000700517",2012,"SLERES",1.88,1739,10902,5798.9361702127662,1.9851598173515982E-4,1.8799999999999999E-3]
["P00000700529",2012,"SLERES",5.16,4989,26884,5210.0775193798445,5.6952054794520549E-4,5.1600000000000005E-3]
["P00000706833",2012,"SLERES",3.29,3549,17108,5200,4.0513698630136985E-4,3.29E-3]
["P00000707651",2012,"SLERES",3.06,2979,22400,7320.2614379084962,3.4006849315068496E-4,3.0600000000000002E-3]
["P00000708838",2012,"SLERES",3.29,3587,17602,5350.1519756838907,4.0947488584474885E-4,3.29E-3]
["P00000737531",2012,"SLERES",3.25,3611,14787,4549.8461538461543,4.1221461187214615E-4,3.2499999999999999E-3]
["P00000737534",2012,"SLERES",4.5,5088,14788,3286.2222222222222,5.808219178082191E-4,4.4999999999999997E-3]
["P00000739754",2012,"SLERES",3.12,4686,14664,4700,5.3493150684931511E-4,3.1199999999999999E-3]
["P00000739761",2012,"SLERES",3.36,3686,16128,4800,4.2077625570776257E-4,3.3599999999999997E-3]
["P00000744540",2012,"SLERES",6.6150000000000002,6537,24956,3772.6379440665155,7.462328767123287E-4,6.6150000000000002E-3]
["P00000746543",2012,"SLERES",5.76,5641,28656,4975,6.4394977168949778E-4,5.7599999999999995E-3]
["P00000748427",2012,"SLERES",5.28,6279,23652,4479.545454545454,7.1678082191780821E-4,5.28E-3]
["P00000748678",2012,"SLERES",2.2949999999999999,2262,15683,6833.5511982570806,2.582191780821918E-4,2.2949999999999997E-3]
["P00000751311",2012,"SLERES",6.24,5500,31044,4975,6.278538812785388E-4,6.2399999999999999E-3]
["P00000751889",2012,"SLERES",5.28,4703,26268,4975,5.3687214611872148E-4,5.28E-3]
["P00000756323",2012,"SLERES",2.88,2873,14328,4975,3.2796803652968036E-4,2.8799999999999997E-3]
["P00000756876",2012,"SLERES",3,2628,14100,4700,2.9999999999999997E-4,3.0000000000000001E-3]
["P00000759638",2012,"SLERES",6.48,5953,32238,4975,6.7956621004566212E-4,6.4800000000000005E-3]
["P00000687116",2012,"SLERES",3.76,4349,19590,5210.1063829787236,4.9646118721461188E-4,3.7599999999999999E-3]
["P00000691313",2012,"SLERES",4.59,5313,26861,5852.0697167755989,6.0650684931506851E-4,4.5899999999999995E-3]
["P00000692457",2012,"SLERES",3.3149999999999999,3520,20595,6212.6696832579182,4.018264840182648E-4,3.3149999999999998E-3]
["P00000692858",2012,"SLERES",3.29,3238,25985.95,7898.4650455927049,3.6963470319634705E-4,3.29E-3]
["P00000693415",2012,"SLERES",4.7,4882,24487,5210,5.5730593607305936E-4,4.7000000000000002E-3]
["P00000694623",2012,"SLERES",3.06,3342,17124,5596.0784313725489,3.8150684931506851E-4,3.0600000000000002E-3]
["P00000695278",2012,"SLERES",3,3223,17100,5700,3.6792237442922376E-4,3.0000000000000001E-3]
["P00000696121",2012,"SLERES",3.29,3163,15776,{"$f":"IFERROR(F1218/D1218,\"\")","v":4795.1367781155013},3.6107305936073058E-4,3.29E-3]
["P00000585376",2012,"SLERES",6.44,6443,51391,7979.9689440993779,{"$f":"E1219/8760/1000","v":7.355022831050229E-4},{"$f":"D1219/1000","v":6.4400000000000004E-3}]
["P00000590138",2012,"SLERES",3.24,3202,16848,5200,3.6552511415525112E-4,3.2400000000000003E-3]
["P00000606328",2012,"SLERES",3.25,3454,18700,5753.8461538461543,3.9429223744292234E-4,3.2499999999999999E-3]
["P00000606643",2012,"SLERES",2.76,3346,24260,8789.855072463768,3.8196347031963467E-4,2.7599999999999999E-3]
["P00000641333",2012,"SLERES",3.06,2958,16830,5500,3.3767123287671233E-4,3.0600000000000002E-3]
["P00000641338",2012,"SLERES",2.5499999999999998,2586,15770,6184.3137254901967,2.9520547945205476E-4,2.5499999999999997E-3]
["P00000641340",2012,"SLERES",3.06,3124,17430,5696.0784313725489,3.5662100456621004E-4,3.0600000000000002E-3]
["P00000641356",2012,"SLERES",2.82,2682,22504,7980.1418439716317,3.0616438356164381E-4,2.82E-3]
["P00000641366",2012,"SLERES",8.0850000000000009,9074,54865,6786.0235003092139,1.0358447488584474E-3,8.0850000000000002E-3]
["P00000641386",2012,"SLERES",2.7949999999999999,3103,22304,7979.9642218246872,3.5422374429223746E-4,2.7949999999999997E-3]
["P00000641398",2012,"SLERES",6.11,5841,48758,7980.0327332242223,6.6678082191780818E-4,6.11E-3]
["P00000664515",2012,"SLERES",3.06,3966,17513.86,5723.4836601307188,4.5273972602739724E-4,3.0600000000000002E-3]
["P00000664525",2012,"SLERES",3.29,2982,17108,5200,3.4041095890410963E-4,3.29E-3]
["P00000667774",2012,"SLERES",2.82,2748,22504,7980.1418439716317,3.1369863013698627E-4,2.82E-3]
["P00000671780",2012,"SLERES",2.94,3149,18500,6292.517006802721,3.5947488584474883E-4,2.9399999999999999E-3]
["P00000671784",2012,"SLERES",3.06,3572,10951,3578.7581699346406,4.0776255707762561E-4,3.0600000000000002E-3]
["P00000671800",2012,"SLERES",2.58,2682,20588,7979.8449612403101,3.0616438356164381E-4,2.5800000000000003E-3]
["P00000671803",2012,"SLERES",4.2300000000000004,4266,33755,7979.9054373522449,4.8698630136986305E-4,4.2300000000000003E-3]
["P00000673318",2012,"SLERES",10.574999999999999,11482,38932.61,3681.5706855791964,1.3107305936073059E-3,1.0574999999999999E-2]
["P00000673340",2012,"SLERES",9.18,10700,52820,5753.8126361655777,1.2214611872146119E-3,9.1799999999999989E-3]
["P00000677768",2012,"SLERES",3.2250000000000001,3161,25736,7980.1550387596899,3.6084474885844745E-4,3.225E-3]
["P00000677782",2012,"SLERES",2.82,2814,22504,7980.1418439716317,3.2123287671232873E-4,2.82E-3]
["P00000679305",2012,"SLERES",2.5499999999999998,2412,13260,5200,2.7534246575342463E-4,2.5499999999999997E-3]
["P00000679880",2012,"SLERES",2.96,3705,14356,4850,4.2294520547945207E-4,2.96E-3]
["P00000679881",2012,"SLERES",3.2250000000000001,2987,25736,7980.1550387596899,3.4098173515981732E-4,3.225E-3]
["P00000679900",2012,"SLERES",5.8049999999999997,6446,44002,7580.0172265288547,7.3584474885844751E-4,5.8049999999999994E-3]
["P00000685049",2012,"SLERES",3.29,3997,15956,4849.8480243161093,4.5627853881278542E-4,3.29E-3]
["P00000685803",2012,"SLERES",4.7,6739,27900,5936.1702127659573,7.692922374429224E-4,4.7000000000000002E-3]
["P00000827256",2013,"SLECOM",19.079999999999998,18416,70096.95,3673.8443396226417,2.1022831050228311E-3,1.908E-2]
["P00000874847",2013,"SLECOM",10.07,12073,40877,4059.2850049652434,1.3781963470319634E-3,1.0070000000000001E-2]
["P00000766441",2013,"SLECOM",2.34,2599,10530,4500,2.9668949771689498E-4,2.3400000000000001E-3]
["P00000845928",2013,"SLECOM",2.5499999999999998,2754,11985,4700,3.1438356164383561E-4,2.5499999999999997E-3]
["P00000862935",2013,"SLECOM",10,14348,34222,3422.2,1.6378995433789954E-3,0.01]
["P00000768929",2013,"SLECOM",41.61,44558,222613.5,5350,5.0865296803652973E-3,4.1610000000000001E-2]
["P00000856494",2013,"SLECOM",5.83,5916,21630,3710.1200686106345,6.7534246575342465E-4,5.8300000000000001E-3]
["P00000806891",2013,"SLECOM",11.115,10178,59465.25,5350,1.1618721461187213E-3,1.1115E-2]
["P00000741475",2013,"SLECOM",59.5,63634,297500,5000,7.2641552511415524E-3,5.9499999999999997E-2]
["P00000853811",2013,"SLECOM",3.22,3586,13209,4102.173913043478,4.0936073059360726E-4,3.2200000000000002E-3]
["P00000806905",2013,"SLECOM",22.23,21465,115881,5212.8205128205127,2.4503424657534249E-3,2.223E-2]
["P00000710668",2013,"SLECOM",78.959999999999994,90930,355320,4500,1.038013698630137E-2,7.8959999999999989E-2]
["P00000827263",2013,"SLECOM",4.8,5137,20272,4223.3333333333339,5.8641552511415525E-4,4.7999999999999996E-3]
["P00000760942",2013,"SLECOM",5.0999999999999996,5858,28000,5490.1960784313733,6.6872146118721466E-4,5.0999999999999995E-3]
["P00000856484",2013,"SLECOM",77.14,80770,275660,3573.5027223230491,9.2203196347031974E-3,7.714E-2]
["P00000861273",2013,"SLECOM",24.114999999999998,34153,99800,4138.5030064275352,3.898744292237443E-3,2.4114999999999998E-2]
["P00000806907",2013,"SLECOM",13.11,13428,65550,5000,1.5328767123287672E-3,1.311E-2]
["P00000751888",2013,"SLECOM",178.75,144381,1192541,6671.5580419580419,1.6481849315068495E-2,0.17874999999999999]
["P00000820984",2013,"SLECOM",7.92,8513,36210,4571.969696969697,9.7180365296803655E-4,7.92E-3]
["P00000856488",2013,"SLECOM",26.5,27803,125480,4735.0943396226412,3.1738584474885843E-3,2.6499999999999999E-2]
["P00000839480",2013,"SLECOM",38.034999999999997,43482,144000,3785.9865912974897,4.9636986301369859E-3,3.8034999999999999E-2]
["P00000740958",2013,"SLECOM",33.75,35631,161960,4798.8148148148148,4.067465753424657E-3,3.3750000000000002E-2]
["P00000845975",2013,"SLECOM",9.6,12037,47040,4900,1.3740867579908676E-3,9.5999999999999992E-3]
["P00000778150",2013,"SLECOM",8.5500000000000007,15722,42750,5000,1.7947488584474887E-3,8.5500000000000003E-3]
["P00000879910",2013,"SLECOM",77,80130,252000,3272.7272727272725,9.1472602739726024E-3,7.6999999999999999E-2]
["P00000710700",2013,"SLECOM",190.82,202884,948375,4969.9979037836711,2.3160273972602737E-2,0.19081999999999999]
["P00000813693",2013,"SLECOM",5.13,4547,25650,5000,5.1906392694063932E-4,5.13E-3]
["P00000833456",2013,"SLECOM",7.28,8225,47465,6519.9175824175818,9.3892694063926936E-4,7.28E-3]
["P00000702265",2013,"SLECOM",12.48,14021,48500,3886.2179487179487,1.6005707762557077E-3,1.248E-2]
["P00000806908",2013,"SLECOM",7.68,10925,74520,9703.125,1.2471461187214612E-3,7.6799999999999993E-3]
["P00000820965",2013,"SLECOM",3.08,3527,17535,5693.181818181818,4.0262557077625573E-4,3.0800000000000003E-3]
["P00000778140",2013,"SLECOM",10.45,11174,51375,4916.2679425837323,1.2755707762557079E-3,1.0449999999999999E-2]
["P00000856478",2013,"SLECOM",18.36,20457,90126,4908.8235294117649,2.3352739726027398E-3,1.8359999999999998E-2]
["P00000856480",2013,"SLECOM",10,11036,33390,3339,1.2598173515981734E-3,0.01]
["P00000856478",2013,"SLECOM",18.36,20671,90126,4908.8235294117649,2.3597031963470323E-3,1.8359999999999998E-2]
["P00000778135",2013,"SLECOM",24.795000000000002,23381,132653.25,{"$f":"IFERROR(F1282/D1282,\"\")","v":5350},2.6690639269406394E-3,2.4795000000000001E-2]
["P00000879911",2013,"SLECOM",76.5,93124,197700,2584.3137254901962,{"$f":"E1283/8760/1000","v":1.0630593607305937E-2},{"$f":"D1283/1000","v":7.6499999999999999E-2}]
["P00000778155",2013,"SLECOM",24,24098,128400,5350,2.7509132420091326E-3,2.4E-2]
["P00000861274",2013,"SLECOM",7.02,10047,43137,6144.8717948717949,1.1469178082191779E-3,7.0199999999999993E-3]
["P00000873833",2013,"SLECOM",97.92,106483,290004.8,2961.6503267973853,1.2155593607305937E-2,9.7920000000000007E-2]
["P00000852968",2013,"SLECOM",88.56,101955,384862,4345.7768744354107,1.1638698630136985E-2,8.856E-2]
["P00000885327",2013,"SLECOM",24.3,35171,78172,3216.9547325102881,4.0149543378995437E-3,2.4300000000000002E-2]
["P00000856490",2013,"SLECOM",2.82,3010,20000,7092.1985815602839,3.4360730593607308E-4,2.82E-3]
["P00000702825",2013,"SLECOM",7.92,9140,31090,3925.5050505050503,1.0433789954337901E-3,7.92E-3]
["P00000806878",2013,"SLECOM",102,111517,323800,3174.5098039215686,1.2730251141552511E-2,0.10199999999999999]
["P00000813700",2013,"SLERES",3.22,3815,14490,4500,4.3550228310502282E-4,3.2200000000000002E-3]
["P00000813708",2013,"SLERES",3.06,3414,14994,4900,3.8972602739726026E-4,3.0600000000000002E-3]
["P00000820974",2013,"SLERES",3,2660,9002,3000.6666666666665,3.0365296803652969E-4,3.0000000000000001E-3]
["P00000821009",2013,"SLERES",3.29,4829,15150,4604.8632218844987,5.5125570776255706E-4,3.29E-3]
["P00000821688",2013,"SLERES",2.2949999999999999,2125,15154,6603.0501089324616,2.4257990867579908E-4,2.2949999999999997E-3]
["P00000833477",2013,"SLERES",3.18,3537,16614,5224.5283018867922,4.0376712328767122E-4,3.1800000000000001E-3]
["P00000833484",2013,"SLERES",6.72,7038,23520,3500,8.0342465753424652E-4,6.7199999999999994E-3]
["P00000833503",2013,"SLERES",6.72,6453,32928,4900,7.3664383561643828E-4,6.7199999999999994E-3]
["P00000839486",2013,"SLERES",5.2,7354,26520,5100,8.3949771689497722E-4,5.1999999999999998E-3]
["P00000839524",2013,"SLERES",9.8000000000000007,10600,48020,4900,1.2100456621004568E-3,9.8000000000000014E-3]
["P00000845963",2013,"SLERES",7.35,7076,36015,4900,8.0776255707762552E-4,7.3499999999999998E-3]
["P00000845980",2013,"SLERES",2.915,3139,17856,6125.5574614065181,3.5833333333333333E-4,2.9150000000000001E-3]
["P00000846001",2013,"SLERES",3.6749999999999998,3644,18007.5,4900,4.1598173515981735E-4,3.6749999999999999E-3]
["P00000739171",2013,"SLERES",3.68,3738,22349,6073.097826086956,4.2671232876712327E-4,3.6800000000000001E-3]
["P00000864279",2013,"SLERES",10.29,10029,46305,4500,1.1448630136986302E-3,1.0289999999999999E-2]
["P00000864288",2013,"SLERES",6.37,5891,28665,4500,6.7248858447488576E-4,6.3699999999999998E-3]
["P00000864293",2013,"SLERES",2.94,2635,13230,4500,3.0079908675799091E-4,2.9399999999999999E-3]
["P00000865537",2013,"SLERES",5,4960,23750,4750,5.6621004566210045E-4,5.0000000000000001E-3]
["P00000866697",2013,"SLERES",3.78,4345,13944.98,3689.1481481481483,4.9600456621004573E-4,3.7799999999999999E-3]
["P00000869917",2013,"SLERES",2.75,3692,13062.5,4750,4.214611872146119E-4,2.7499999999999998E-3]
["P00000871011",2013,"SLERES",8.75,8864,41562.5,4750,1.0118721461187215E-3,8.7500000000000008E-3]
["P00000871221",2013,"SLERES",3,3418,13423,4474.333333333333,3.9018264840182647E-4,3.0000000000000001E-3]
["P00000872319",2013,"SLERES",4,4206,19000,4750,4.8013698630136988E-4,4.0000000000000001E-3]
["P00000872491",2013,"SLERES",4.9400000000000004,5706,19019,3849.9999999999995,6.5136986301369854E-4,4.9400000000000008E-3]
["P00000873837",2013,"SLERES",6,7468,28500,4750,8.5251141552511412E-4,6.0000000000000001E-3]
["P00000874984",2013,"SLERES",20,19814,88000,4400,2.2618721461187216E-3,0.02]
["P00000879938",2013,"SLERES",5.5650000000000004,6519,24141.75,4338.1401617250667,7.441780821917808E-4,5.5650000000000005E-3]
["P00000879947",2013,"SLERES",3.18,3045,15134,4759.1194968553455,3.4760273972602742E-4,3.1800000000000001E-3]
["P00000879955",2013,"SLERES",3,2688,14250,4750,3.0684931506849315E-4,3.0000000000000001E-3]
["P00000879970",2013,"SLERES",4.5,4088,21375,4750,4.6666666666666666E-4,4.4999999999999997E-3]
["P00000879992",2013,"SLERES",5.25,4857,24937.5,4750,5.5445205479452057E-4,5.2500000000000003E-3]
["P00000881615",2013,"SLERES",3.25,3713,15134,4656.6153846153848,4.2385844748858448E-4,3.2499999999999999E-3]
["P00000884501",2013,"SLERES",4.5,4840,21375,4750,5.525114155251142E-4,4.4999999999999997E-3]
["P00000884629",2013,"SLERES",9,8452,42750,4750,9.6484018264840184E-4,8.9999999999999993E-3]
["P00000886194",2013,"SLERES",6.89,9654,25838,3750.0725689404935,1.102054794520548E-3,6.8899999999999994E-3]
["P00000856509",2013,"SLERES",4.8600000000000003,5895,30402,6255.5555555555547,6.7294520547945202E-4,4.8600000000000006E-3]
["P00000856526",2013,"SLERES",3.12,3518,14676,4703.8461538461534,4.0159817351598177E-4,3.1199999999999999E-3]
["P00000856558",2013,"SLERES",7.1050000000000004,6516,34814.5,4900,7.4383561643835618E-4,7.1050000000000002E-3]
["P00000856565",2013,"SLERES",5.6349999999999998,5655,27611.5,4900,6.4554794520547943E-4,5.6349999999999994E-3]
["P00000856581",2013,"SLERES",3.1850000000000001,2858,14982,4703.9246467817893,3.2625570776255707E-4,3.1849999999999999E-3]
["P00000859189",2013,"SLERES",2.16,2190,13582,6287.9629629629626,2.5000000000000001E-4,2.16E-3]
["P00000861279",2013,"SLERES",2.7,2483,16822,6230.3703703703695,2.8344748858447489E-4,2.7000000000000001E-3]
["P00000861295",2013,"SLERES",2.94,2635,13230,4500,3.0079908675799091E-4,2.9399999999999999E-3]
["P00000862364",2013,"SLERES",2.2050000000000001,2503,10473.75,4750,2.8573059360730599E-4,2.2049999999999999E-3]
["P00000862608",2013,"SLERES",6.125,6988,27562.5,4500,7.9771689497716894E-4,6.1250000000000002E-3]
["P00000734420",2013,"SLERES",2.76,2846,16108,5836.2318840579719,3.2488584474885845E-4,2.7599999999999999E-3]
["P00000710699",2013,"SLERES",5.88,6489,13230,2250,7.4075342465753421E-4,5.8799999999999998E-3]
["P00000806892",2013,"SLERES",2.76,2814,12144,4400,3.2123287671232873E-4,2.7599999999999999E-3]
["P00000806897",2013,"SLERES",7.92,7249,38646,4879.545454545455,8.2751141552511417E-4,7.92E-3]
["P00000806901",2013,"SLERES",3.22,4337,15134,4700,4.9509132420091321E-4,3.2200000000000002E-3]
["P00000813704",2013,"SLERES",3.24,3804,15228,4700,4.3424657534246573E-4,3.2400000000000003E-3]
["P00000820966",2013,"SLERES",6.24,8448,29340,4701.9230769230771,9.6438356164383569E-4,6.2399999999999999E-3]
["P00000820986",2013,"SLERES",1.92,1862,9312,4850,2.1255707762557078E-4,1.9199999999999998E-3]
["P00000820998",2013,"SLERES",4.1399999999999997,5386,16770,4050.7246376811599,6.1484018264840179E-4,4.1399999999999996E-3]
["P00000821005",2013,"SLERES",6.86,6019,34129,{"$f":"IFERROR(F1346/D1346,\"\")","v":4975.0728862973756},6.8710045662100463E-4,6.8600000000000006E-3]
["P00000827257",2013,"SLERES",5.52,6172,18013.900000000001,3263.3876811594209,{"$f":"E1347/8760/1000","v":7.0456621004566207E-4},{"$f":"D1347/1000","v":5.5199999999999997E-3}]
["P00000827266",2013,"SLERES",4.8,10260,21600,4500,1.1712328767123287E-3,4.7999999999999996E-3]
["P00000833463",2013,"SLERES",9.36,9781,45276,4837.1794871794873,1.116552511415525E-3,9.3600000000000003E-3]
["P00000833468",2013,"SLERES",6.86,7971,33614,4900,9.0993150684931512E-4,6.8600000000000006E-3]
["P00000833473",2013,"SLERES",6.72,6544,25906.2,3855.0892857142858,7.4703196347031969E-4,6.7199999999999994E-3]
["P00000833480",2013,"SLERES",3.06,3342,16465,5380.7189542483657,3.8150684931506851E-4,3.0600000000000002E-3]
["P00000833495",2013,"SLERES",4.41,4078,21609,4900,4.6552511415525117E-4,4.4099999999999999E-3]
["P00000833498",2013,"SLERES",11.52,10254,56448,4900,1.1705479452054795E-3,1.1519999999999999E-2]
["P00000833507",2013,"SLERES",6.37,7117,31213,4900,8.1244292237442925E-4,6.3699999999999998E-3]
["P00000839464",2013,"SLERES",3.12,3526,12324,3950,4.0251141552511414E-4,3.1199999999999999E-3]
["P00000839514",2013,"SLERES",3.43,3259,17507,5104.0816326530612,3.7203196347031963E-4,3.4300000000000003E-3]
["P00000845910",2013,"SLERES",3.71,4727,24837.84,6694.8355795148245,5.3961187214611873E-4,3.7099999999999998E-3]
["P00000845950",2013,"SLERES",11.76,15601,57624,4900,1.7809360730593605E-3,1.176E-2]
["P00000845955",2013,"SLERES",3.43,3524,16807,4900,4.0228310502283106E-4,3.4300000000000003E-3]
["P00000845967",2013,"SLERES",3.43,3262,16807,4900,3.723744292237443E-4,3.4300000000000003E-3]
["P00000845988",2013,"SLERES",4.59,6057,19140,4169.9346405228762,6.9143835616438352E-4,4.5899999999999995E-3]
["P00000845997",2013,"SLERES",7.84,7438,38416,4900,8.4908675799086754E-4,7.8399999999999997E-3]
["P00000855578",2013,"SLERES",4.75,5082,17162,3613.0526315789475,5.8013698630136987E-4,4.7499999999999999E-3]
["P00000758014",2013,"SLERES",3.92,3692,14867,3792.6020408163267,4.214611872146119E-4,3.9199999999999999E-3]
["P00000759637",2013,"SLERES",2.94,3027,12348,4200,3.4554794520547945E-4,2.9399999999999999E-3]
["P00000767550",2013,"SLERES",2.88,3879,17207,5974.6527777777783,4.428082191780822E-4,2.8799999999999997E-3]
["P00000736598",2013,"SLERES",2.88,3083,15400,5347.2222222222226,3.5194063926940637E-4,2.8799999999999997E-3]
["P00000856505",2013,"SLERES",4.5,4110,17550,3900,4.6917808219178083E-4,4.4999999999999997E-3]
["P00000856536",2013,"SLERES",7.54,3704,35463,4703.3156498673743,4.2283105022831053E-4,7.5399999999999998E-3]
["P00000856562",2013,"SLERES",4.6550000000000002,5040,22809.5,4900,5.7534246575342461E-4,4.6550000000000003E-3]
["P00000857800",2013,"SLERES",10.8,15556,51550,4773.1481481481478,1.775799086757991E-3,1.0800000000000001E-2]
["P00000872331",2013,"SLERES",5,5497,23750,4750,6.2751141552511418E-4,5.0000000000000001E-3]
["P00000873311",2013,"SLERES",8.25,8140,39187.5,4750,9.292237442922374E-4,8.2500000000000004E-3]
["P00000874030",2013,"SLERES",4.05,4584,24188,5972.3456790123455,5.2328767123287667E-4,4.0499999999999998E-3]
["P00000874988",2013,"SLERES",5,4481,23750,4750,5.115296803652968E-4,5.0000000000000001E-3]
["P00000879920",2013,"SLERES",7.95,10341,36230.14,4557.2503144654083,1.1804794520547945E-3,7.9500000000000005E-3]
["P00000879922",2013,"SLERES",3.43,4371,17018,4961.5160349854223,4.9897260273972606E-4,3.4300000000000003E-3]
["P00000778160",2013,"SLERES",11.28,12048,56118,4975,1.3753424657534246E-3,1.128E-2]
["P00000879996",2013,"SLERES",7.25,7839,34437.5,4750,8.9486301369863009E-4,7.2500000000000004E-3]
["P00000880215",2013,"SLERES",5.88,8562,21660,3683.6734693877552,9.7739726027397259E-4,5.8799999999999998E-3]
["P00000882093",2013,"SLERES",4.25,4063,20187.5,4750,4.6381278538812788E-4,4.2500000000000003E-3]
["P00000883461",2013,"SLERES",4,4637,19000,4750,5.2933789954337897E-4,4.0000000000000001E-3]
["P00000884625",2013,"SLERES",5,4842,23750,4750,5.5273972602739728E-4,5.0000000000000001E-3]
["P00000857818",2013,"SLERES",6.6150000000000002,7229,31421.25,4750,8.2522831050228307E-4,6.6150000000000002E-3]
["P00000859197",2013,"SLERES",3.43,3073,15435,4500,3.5079908675799087E-4,3.4300000000000003E-3]
["P00000859202",2013,"SLERES",20.58,20171,92610,4500,2.3026255707762557E-3,2.0579999999999998E-2]
["P00000859211",2013,"SLERES",12.74,12417,57330,4500,1.4174657534246574E-3,1.274E-2]
["P00000861290",2013,"SLERES",8.0850000000000009,11549,36382.5,4499.9999999999991,1.3183789954337899E-3,8.0850000000000002E-3]
["P00000861634",2013,"SLERES",7.35,7150,33075,4500,8.1621004566210045E-4,7.3499999999999998E-3]
["P00000861636",2013,"SLERES",3.22,4359,15150,4704.9689440993789,4.9760273972602738E-4,3.2200000000000002E-3]
["P00000862604",2013,"SLERES",3.45,3779,19523,5658.840579710145,4.3139269406392694E-4,3.4500000000000004E-3]
["P00000862612",2013,"SLERES",3.43,4034,15435,4500,4.6050228310502283E-4,3.4300000000000003E-3]
["P00000863799",2013,"SLERES",6.75,7579,27287,4042.5185185185187,8.6518264840182641E-4,6.7499999999999999E-3]
["P00000864401",2013,"SLERES",6,6271,28500,4750,7.1586757990867579E-4,6.0000000000000001E-3]
["P00000865180",2013,"SLERES",9.5399999999999991,10773,39557,4146.4360587002102,1.2297945205479452E-3,9.5399999999999999E-3]
["P00000866943",2013,"SLERES",3.6749999999999998,3293,16537.5,4500,3.7591324200913242E-4,3.6749999999999999E-3]
["P00000869190",2013,"SLERES",3.51,3298,13952,3974.9287749287751,3.7648401826484017E-4,3.5099999999999997E-3]
["P00000869468",2013,"SLERES",6.36,7312,24079,3786.0062893081758,8.3470319634703196E-4,6.3600000000000002E-3]
["P00000870480",2013,"SLERES",4.9000000000000004,5090,15871.6,3239.1020408163263,5.8105022831050229E-4,4.9000000000000007E-3]
["P00000900753",2013,"SLERES",3,3880,14700,4900,4.4292237442922374E-4,3.0000000000000001E-3]
["P00000856502",2013,"SLERES",2.7,2610,14473,5360.3703703703704,2.9794520547945206E-4,2.7000000000000001E-3]
["P00000856529",2013,"SLERES",9.5549999999999997,8700,46795,4897.4358974358975,9.9315068493150685E-4,9.5549999999999993E-3]
["P00000856540",2013,"SLERES",2.94,2761,14406,4900,3.1518264840182649E-4,2.9399999999999999E-3]
["P00000856545",2013,"SLERES",5.88,6122,28812,4900,6.988584474885845E-4,5.8799999999999998E-3]
["P00000856552",2013,"SLERES",1.96,2085,9604,4900,2.38013698630137E-4,1.9599999999999999E-3]
["P00000856557",2013,"SLERES",7.1050000000000004,7594,34814.5,4900,8.6689497716894981E-4,7.1050000000000002E-3]
["P00000856572",2013,"SLERES",6.37,6579,31213,4900,7.5102739726027397E-4,6.3699999999999998E-3]
["P00000857808",2013,"SLERES",3.92,4704,19208,4900,5.3698630136986302E-4,3.9199999999999999E-3]
["P00000862941",2013,"SLERES",2.94,2740,13230,{"$f":"IFERROR(F1410/D1410,\"\")","v":4500},3.1278538812785391E-4,2.9399999999999999E-3]
["P00000863801",2013,"SLERES",3.18,3007,14382,4522.6415094339618,{"$f":"E1411/8760/1000","v":3.4326484018264841E-4},{"$f":"D1411/1000","v":3.1800000000000001E-3}]
["P00000864966",2013,"SLERES",4.9000000000000004,5503,22050,4500,6.2819634703196352E-4,4.9000000000000007E-3]
["P00000865541",2013,"SLERES",4.9000000000000004,4566,22050,4500,5.2123287671232876E-4,4.9000000000000007E-3]
["P00000867151",2013,"SLERES",2.915,4167,12901,4425.7289879931386,4.7568493150684934E-4,2.9150000000000001E-3]
["P00000867157",2013,"SLERES",6.25,6907,29687.5,4750,7.8847031963470314E-4,6.2500000000000003E-3]
["P00000867158",2013,"SLERES",3.92,4122,17640,4500,4.7054794520547946E-4,3.9199999999999999E-3]
["P00000869925",2013,"SLERES",4.5,4034,21375,4750,4.6050228310502283E-4,4.4999999999999997E-3]
["P00000871016",2013,"SLERES",3.75,4501,17812.5,4750,5.1381278538812779E-4,3.7499999999999999E-3]
["P00000871019",2013,"SLERES",5.5,8285,26125,4750,9.4577625570776253E-4,5.4999999999999997E-3]
["P00000872053",2013,"SLERES",3.78,5279,15988,4229.6296296296296,6.0262557077625566E-4,3.7799999999999999E-3]
["P00000806932",2013,"SLERES",0.76,964,8649,11380.263157894737,1.1004566210045662E-4,7.6000000000000004E-4]
["P00000736593",2013,"SLERES",3,2768,15400,5133.333333333333,3.1598173515981736E-4,3.0000000000000001E-3]
["P00000813711",2013,"SLERES",2.82,3902,13480.98,4780.489361702128,4.4543378995433791E-4,2.82E-3]
["P00000813715",2013,"SLERES",9.6,9161,47760,4975,1.0457762557077625E-3,9.5999999999999992E-3]
["P00000736956",2013,"SLERES",6.37,7160,28028,4400,8.1735159817351594E-4,6.3699999999999998E-3]
["P00000883852",2013,"SLERES",3.24,4620,13284,4100,5.273972602739726E-4,3.2400000000000003E-3]
["P00000820987",2013,"SLERES",4.5,5268,25980,5773.333333333333,6.0136986301369863E-4,4.4999999999999997E-3]
["P00000820990",2013,"SLERES",4.32,4432,21492,4975,5.0593607305936077E-4,4.3200000000000001E-3]
["P00000820994",2013,"SLERES",6.24,7040,31044,4975,8.0365296803652959E-4,6.2399999999999999E-3]
["P00000827270",2013,"SLERES",6.72,6565,32928,4900,7.4942922374429221E-4,6.7199999999999994E-3]
["P00000827284",2013,"SLERES",4.8,4672,19041.849999999999,3967.052083333333,5.3333333333333336E-4,4.7999999999999996E-3]
["P00000827288",2013,"SLERES",3.43,3852,16807,4900,4.3972602739726028E-4,3.4300000000000003E-3]
["P00000833490",2013,"SLERES",3,2995,12784,4261.333333333333,3.4189497716894979E-4,3.0000000000000001E-3]
["P00000833520",2013,"SLERES",7.2,7345,35280,4900,8.3847031963470316E-4,7.1999999999999998E-3]
["P00000838108",2013,"SLERES",3.57,3853,13766,3856.0224089635858,4.3984018264840182E-4,3.5699999999999998E-3]
["P00000839472",2013,"SLERES",6.37,6699,24729,3882.1036106750394,7.6472602739726021E-4,6.3699999999999998E-3]
["P00000839489",2013,"SLERES",6.24,8413,26505,4247.5961538461534,9.603881278538813E-4,6.2399999999999999E-3]
["P00000845977",2013,"SLERES",4.5999999999999996,6617,22399.93,4869.55,7.5536529680365297E-4,4.5999999999999999E-3]
["P00000845983",2013,"SLERES",4.5999999999999996,5386,32920,7156.521739130435,6.1484018264840179E-4,4.5999999999999999E-3]
["P00000845994",2013,"SLERES",7.35,6885,36015,4900,7.8595890410958897E-4,7.3499999999999998E-3]
["P00000872323",2013,"SLERES",3.75,4078,17812.5,4750,4.6552511415525117E-4,3.7499999999999999E-3]
["P00000873052",2013,"SLERES",4.05,4364,19928,4920.4938271604942,4.9817351598173518E-4,4.0499999999999998E-3]
["P00000879916",2013,"SLERES",2.12,2041,8692,4100,2.3299086757990866E-4,2.1199999999999999E-3]
["P00000879963",2013,"SLERES",6,7079,28500,4750,8.0810502283105024E-4,6.0000000000000001E-3]
["P00000879968",2013,"SLERES",3.1850000000000001,2833,14982.24,4704,3.2340182648401828E-4,3.1849999999999999E-3]
["P00000879981",2013,"SLERES",9.75,9370,46312.5,4750,1.0696347031963472E-3,9.75E-3]
["P00000885145",2013,"SLERES",4.5,4140,21375,4750,4.7260273972602742E-4,4.4999999999999997E-3]
["P00000875331",2013,"SLERES",3.18,3081,14946,4700,3.5171232876712329E-4,3.1800000000000001E-3]
["P00000879912",2013,"SLERES",3.18,4296,12385,3894.6540880503144,4.9041095890410959E-4,3.1800000000000001E-3]
["P00000879925",2013,"SLERES",4.9050000000000002,5431,24868,5069.928644240571,6.1997716894977178E-4,4.9050000000000005E-3]
["P00000879964",2013,"SLERES",3,3120,14250,4750,3.5616438356164383E-4,3.0000000000000001E-3]
["P00000879967",2013,"SLERES",5.5,5418,26125,4750,6.1849315068493145E-4,5.4999999999999997E-3]
["P00000881614",2013,"SLERES",5,6591,23750,4750,7.5239726027397254E-4,5.0000000000000001E-3]
["P00000883457",2013,"SLERES",4.25,4876,20187.5,4750,5.5662100456621002E-4,4.2500000000000003E-3]
["P00000883855",2013,"SLERES",3,3072,14112,4704,3.5068493150684934E-4,3.0000000000000001E-3]
["P00000884624",2013,"SLERES",5.25,5145,24937.5,4750,5.8732876712328766E-4,5.2500000000000003E-3]
["P00000901320",2013,"SLERES",3.22,4508,15134,4700,5.1461187214611867E-4,3.2200000000000002E-3]
["P00000752893",2013,"SLERES",3.24,4408,16546,5106.7901234567898,5.0319634703196352E-4,3.2400000000000003E-3]
["P00000778174",2013,"SLERES",6,5977,29850,4975,6.8230593607305936E-4,6.0000000000000001E-3]
["P00000861286",2013,"SLERES",5.88,5898,26460,4500,6.7328767123287674E-4,5.8799999999999998E-3]
["P00000861287",2013,"SLERES",8.82,8386,39690,4500,9.5730593607305933E-4,8.8199999999999997E-3]
["P00000862937",2013,"SLERES",2.16,2830,10800,5000,3.2305936073059361E-4,2.16E-3]
["P00000862945",2013,"SLERES",3.25,3669,14982,4609.8461538461543,4.1883561643835614E-4,3.2499999999999999E-3]
["P00000864115",2013,"SLERES",6.6150000000000002,6117,29767.5,4500,6.982876712328767E-4,6.6150000000000002E-3]
["P00000864283",2013,"SLERES",2.25,2152,10687.5,4750,2.45662100456621E-4,2.2499999999999998E-3]
["P00000864297",2013,"SLERES",7.5,8740,35625,4750,9.9771689497716903E-4,7.4999999999999997E-3]
["P00000865712",2013,"SLERES",5.75,5871,27312.5,4750,6.7020547945205477E-4,5.7499999999999999E-3]
["P00000867147",2013,"SLERES",6.36,7860,19738,3103.4591194968552,8.9726027397260273E-4,6.3600000000000002E-3]
["P00000867154",2013,"SLERES",8,9918,36000,4500,1.1321917808219178E-3,8.0000000000000002E-3]
["P00000867161",2013,"SLERES",4.83,7134,19803,4100,8.1438356164383562E-4,4.8300000000000001E-3]
["P00000869916",2013,"SLERES",3.18,4432,13660,4295.5974842767291,5.0593607305936077E-4,3.1800000000000001E-3]
["P00000869921",2013,"SLERES",3.75,3885,17812.5,4750,4.4349315068493148E-4,3.7499999999999999E-3]
["P00000869927",2013,"SLERES",3.0249999999999999,3211,14671.25,4850,3.6655251141552513E-4,3.0249999999999999E-3]
["P00000871015",2013,"SLERES",6,7315,28500,{"$f":"IFERROR(F1474/D1474,\"\")","v":4750},8.3504566210045657E-4,6.0000000000000001E-3]
["P00000871023",2013,"SLERES",3.5,3670,16625,4750,{"$f":"E1475/8760/1000","v":4.1894977168949773E-4},{"$f":"D1475/1000","v":3.5000000000000001E-3}]
["P00000872051",2013,"SLERES",3.75,5381,18750,5000,6.142694063926941E-4,3.7499999999999999E-3]
["P00000806913",2013,"SLERES",2.99,3094,12408.5,4150,3.5319634703196345E-4,2.99E-3]
["P00000806919",2013,"SLERES",3.22,4314,15094,4687.5776397515529,4.924657534246575E-4,3.2200000000000002E-3]
["P00000806936",2013,"SLERES",6.48,6300,32238,4975,7.1917808219178084E-4,6.4800000000000005E-3]
["P00000806947",2013,"SLERES",11,10072,54725,4975,1.1497716894977169E-3,1.0999999999999999E-2]
["P00000856568",2013,"SLERES",6.125,6377,30012.5,4900,7.2796803652968038E-4,6.1250000000000002E-3]
["P00000857805",2013,"SLERES",6.37,7198,64974,10200,8.2168949771689495E-4,6.3699999999999998E-3]
["P00000857811",2013,"SLERES",8.82,9435,44982,5100,1.0770547945205479E-3,8.8199999999999997E-3]
["P00000859184",2013,"SLERES",2.97,2836,17856,6012.121212121212,3.2374429223744295E-4,2.97E-3]
["P00000859190",2013,"SLERES",3.18,3793,13000,4088.0503144654085,4.329908675799087E-4,3.1800000000000001E-3]
["P00000860260",2013,"SLERES",3.22,4458,14490,4500,5.0890410958904109E-4,3.2200000000000002E-3]
["P00000860264",2013,"SLERES",5.88,7195,26460,4500,8.2134703196347033E-4,5.8799999999999998E-3]
["P00000813712",2013,"SLERES",7.02,8636,29356,4181.7663817663824,9.8584474885844752E-4,7.0199999999999993E-3]
["P00000813714",2013,"SLERES",6.72,8352,33432,4975,9.5342465753424659E-4,6.7199999999999994E-3]
["P00000820978",2013,"SLERES",3.29,3086,12502,3800,3.5228310502283104E-4,3.29E-3]
["P00000820995",2013,"SLERES",5.72,6700,28457,4975,7.6484018264840186E-4,5.7199999999999994E-3]
["P00000821684",2013,"SLERES",2.85,3776,21990,7715.78947368421,4.3105022831050227E-4,2.8500000000000001E-3]
["P00000827265",2013,"SLERES",2.0550000000000002,1951,13582,6609.2457420924566,2.2271689497716895E-4,2.055E-3]
["P00000833494",2013,"SLERES",2.76,3320,12493,4526.449275362319,3.7899543378995434E-4,2.7599999999999999E-3]
["P00000833524",2013,"SLERES",2.6949999999999998,2806,13206,4900.1855287569579,3.2031963470319637E-4,2.6949999999999999E-3]
["P00000839467",2013,"SLERES",6.5,7453,19938,3067.3846153846152,8.5079908675799083E-4,6.4999999999999997E-3]
["P00000839470",2013,"SLERES",5.2,6202,24350,4682.6923076923076,7.0799086757990866E-4,5.1999999999999998E-3]
["P00000839481",2013,"SLERES",2.99,3818,13457,4500.66889632107,4.3584474885844748E-4,2.99E-3]
["P00000839500",2013,"SLERES",6.6150000000000002,6277,32414,4900.0755857898712,7.1655251141552513E-4,6.6150000000000002E-3]
["P00000845924",2013,"SLERES",7.95,9770,32684,4111.1949685534591,1.115296803652968E-3,7.9500000000000005E-3]
["P00000845934",2013,"SLERES",3.68,3874,29899,8124.728260869565,4.4223744292237445E-4,3.6800000000000001E-3]
["P00000845959",2013,"SLERES",13.965,14089,68429,4900.0358037952019,1.6083333333333334E-3,1.3965E-2]
["P00000845985",2013,"SLERES",6.9,10403,27324,3960,1.1875570776255708E-3,6.9000000000000008E-3]
["P00000852971",2013,"SLERES",3.71,4638,15592,4202.6954177897578,5.2945205479452051E-4,3.7099999999999998E-3]
["P00000856498",2013,"SLERES",3.18,3053,16281.6,5120,3.4851598173515978E-4,3.1800000000000001E-3]
["P00000856503",2013,"SLERES",2.915,3355,12281,4213.0360205831903,3.8299086757990868E-4,2.9150000000000001E-3]
["P00000856518",2013,"SLERES",2.16,2547,13582,6287.9629629629626,2.9075342465753422E-4,2.16E-3]
["P00000856533",2013,"SLERES",6.37,6021,24729.9,3882.2448979591836,6.8732876712328771E-4,6.3699999999999998E-3]
["P00000856541",2013,"SLERES",2.94,3075,14406,4900,3.5102739726027401E-4,2.9399999999999999E-3]
["P00000856544",2013,"SLERES",3.43,3237,16807,4900,3.6952054794520551E-4,3.4300000000000003E-3]
["P00000706843",2013,"SLERES",2.6,2995,13387,5148.8461538461534,3.4189497716894979E-4,2.5999999999999999E-3]
["P00000736597",2013,"SLERES",3,3083,15400,5133.333333333333,3.5194063926940637E-4,3.0000000000000001E-3]
["P00000715321",2013,"SLERES",14.95,21508,76095,5089.9665551839471,2.4552511415525118E-3,1.495E-2]
["P00000879937",2013,"SLERES",8.1,8777,35235,4350,1.0019406392694063E-3,8.0999999999999996E-3]
["P00000879948",2013,"SLERES",5.25,4894,24937.5,4750,5.5867579908675804E-4,5.2500000000000003E-3]
["P00000879956",2013,"SLERES",3.18,3997,14946,4700,4.5627853881278542E-4,3.1800000000000001E-3]
["P00000879991",2013,"SLERES",3,2833,14250,4750,3.2340182648401828E-4,3.0000000000000001E-3]
["P00000880214",2013,"SLERES",7,6359,23500,3357.1428571428573,7.2591324200913247E-4,7.0000000000000001E-3]
["P00000881619",2013,"SLERES",3.5,3179,16625,4750,3.6289954337899541E-4,3.5000000000000001E-3]
["P00000885138",2013,"SLERES",3.27,4732,14878.5,4550,5.4018264840182653E-4,3.2699999999999999E-3]
["P00000884628",2013,"SLERES",7,6391,33250,4750,7.2956621004566214E-4,7.0000000000000001E-3]
["P00000806941",2013,"SLERES",3.74,4184,18607,4975.1336898395721,4.7762557077625571E-4,3.7400000000000003E-3]
["P00000813705",2013,"SLERES",4.83,5796,19150,3964.8033126293994,6.6164383561643841E-4,4.8300000000000001E-3]
["P00000820975",2013,"SLERES",3.12,4412,14553,4664.4230769230771,5.0365296803652967E-4,3.1199999999999999E-3]
["P00000820997",2013,"SLERES",6.24,6255,31044,4975,7.1404109589041096E-4,6.2399999999999999E-3]
["P00000825632",2013,"SLERES",3.64,4697,16450,4519.2307692307695,5.3618721461187215E-4,3.64E-3]
["P00000833451",2013,"SLERES",2.04,2385,8976,4400,2.7226027397260271E-4,2.0400000000000001E-3]
["P00000833467",2013,"SLERES",3.12,2905,15288,4900,3.3162100456621003E-4,3.1199999999999999E-3]
["P00000833504",2013,"SLERES",7.92,7754,38808,4900,8.8515981735159824E-4,7.92E-3]
["P00000833525",2013,"SLERES",2.4,2366,11760,4900,2.7009132420091327E-4,2.3999999999999998E-3]
["P00000695747",2013,"SLERES",5.64,5730,30280,5368.7943262411354,6.5410958904109579E-4,5.64E-3]
["P00000806874",2013,"SLERES",3.92,3709,19173.57,4891.216836734694,4.2340182648401828E-4,3.9199999999999999E-3]
["P00000845996",2013,"SLERES",16.905000000000001,20072,82834.5,4900,2.2913242009132422E-3,1.6905E-2]
["P00000846002",2013,"SLERES",5.39,5088,26411,4900,5.808219178082191E-4,5.3899999999999998E-3]
["P00000856508",2013,"SLERES",3.78,4761,18800,4973.5449735449738,5.4349315068493158E-4,3.7799999999999999E-3]
["P00000856510",2013,"SLERES",3.18,3297,12815.4,4029.9999999999995,3.7636986301369863E-4,3.1800000000000001E-3]
["P00000856522",2013,"SLERES",6.24,6464,28346.41,4542.6939102564102,7.3789954337899542E-4,6.2399999999999999E-3]
["P00000856580",2013,"SLERES",3.12,2792,14982,{"$f":"IFERROR(F1538/D1538,\"\")","v":4801.9230769230771},3.1872146118721461E-4,3.1199999999999999E-3]
["P00000857801",2013,"SLERES",4.24,4145,15933,3757.7830188679245,{"$f":"E1539/8760/1000","v":4.7317351598173517E-4},{"$f":"D1539/1000","v":4.2399999999999998E-3}]
["P00000857810",2013,"SLERES",5.1449999999999996,4820,25210.5,4900,5.5022831050228311E-4,5.1449999999999994E-3]
["P00000859188",2013,"SLERES",5.0599999999999996,6807,35460,7007.9051383399219,7.7705479452054788E-4,5.0599999999999994E-3]
["P00000860261",2013,"SLERES",4.32,4651,18615,4309.0277777777774,5.3093607305936073E-4,4.3200000000000001E-3]
["P00000861278",2013,"SLERES",2.97,2977,17856,6012.121212121212,3.3984018264840183E-4,2.97E-3]
["P00000861280",2013,"SLERES",6.37,6196,28665,4500,7.0730593607305932E-4,6.3699999999999998E-3]
["P00000862611",2013,"SLERES",7.1050000000000004,7000,31972.5,4500,7.9908675799086762E-4,7.1050000000000002E-3]
["P00000864122",2013,"SLERES",3.25,3105,14982,4609.8461538461543,3.5445205479452054E-4,3.2499999999999999E-3]
["P00000864287",2013,"SLERES",9.31,10259,41895,4500,1.1711187214611871E-3,9.3100000000000006E-3]
["P00000864292",2013,"SLERES",7.5,9335,35625,4750,1.0656392694063928E-3,7.4999999999999997E-3]
["P00000865536",2013,"SLERES",3.68,3744,30915,8400.815217391304,4.2739726027397261E-4,3.6800000000000001E-3]
["P00000871220",2013,"SLERES",3.9239999999999999,4245,18455,4703.1090723751277,4.8458904109589042E-4,3.9239999999999995E-3]
["P00000872318",2013,"SLERES",3,3449,14250,4750,3.9372146118721465E-4,3.0000000000000001E-3]
["P00000872320",2013,"SLERES",9,8774,42750,4750,1.0015981735159818E-3,8.9999999999999993E-3]
["P00000872492",2013,"SLERES",10,9396,30336,3033.6,1.0726027397260274E-3,0.01]
["P00000873834",2013,"SLERES",3.18,3861,18800,5911.9496855345906,4.4075342465753423E-4,3.1800000000000001E-3]
["P00000873836",2013,"SLERES",6.36,8819,25717,4043.5534591194964,1.0067351598173515E-3,6.3600000000000002E-3]
["P00000875328",2013,"SLERES",3.18,3330,19534,6142.767295597484,3.8013698630136989E-4,3.1800000000000001E-3]
["P00000856495",2013,"SLERES",6.21,5815,20803,3349.9194847020935,6.6381278538812786E-4,6.2100000000000002E-3]
["P00000856559",2013,"SLERES",7.1050000000000004,6766,34814.5,4900,7.7237442922374437E-4,7.1050000000000002E-3]
["P00000856566",2013,"SLERES",7.35,8360,36015,4900,9.54337899543379E-4,7.3499999999999998E-3]
["P00000856569",2013,"SLERES",3.92,3560,19208,4900,4.0639269406392693E-4,3.9199999999999999E-3]
["P00000856582",2013,"SLERES",3.25,3610,14676,4515.6923076923076,4.1210045662100456E-4,3.2499999999999999E-3]
["P00000857812",2013,"SLERES",3.1850000000000001,2805,14982,4703.9246467817893,3.2020547945205477E-4,3.1849999999999999E-3]
["P00000859183",2013,"SLERES",3.25,3012,12675,3900,3.4383561643835616E-4,3.2499999999999999E-3]
["P00000860256",2013,"SLERES",4.05,4202,22307,5507.9012345679012,4.7968036529680362E-4,4.0499999999999998E-3]
["P00000861294",2013,"SLERES",4.41,3073,15435,3500,3.5079908675799087E-4,4.4099999999999999E-3]
["P00000861300",2013,"SLERES",2.5,2804,14500,5800,3.2009132420091324E-4,2.5000000000000001E-3]
["P00000862607",2013,"SLERES",7.35,7944,33075,4500,9.0684931506849315E-4,7.3499999999999998E-3]
["P00000862942",2013,"SLERES",6.125,5959,27562.5,4500,6.8025114155251146E-4,6.1250000000000002E-3]
["P00000862944",2013,"SLERES",3.43,3935,15435,4500,4.4920091324200911E-4,3.4300000000000003E-3]
["P00000864282",2013,"SLERES",3.92,3653,17640,4500,4.1700913242009131E-4,3.9199999999999999E-3]
["P00000865711",2013,"SLERES",4.8,6212,19032,3965,7.0913242009132415E-4,4.7999999999999996E-3]
["P00000869918",2013,"SLERES",4.5,4732,21375,4750,5.4018264840182653E-4,4.4999999999999997E-3]
["P00000869924",2013,"SLERES",3.18,4340,14946,4700,4.9543378995433793E-4,3.1800000000000001E-3]
["P00000871012",2013,"SLERES",5.75,6769,27312.5,4750,7.7271689497716899E-4,5.7499999999999999E-3]
["P00000871020",2013,"SLERES",5.5,5286,26125,4750,6.0342465753424653E-4,5.4999999999999997E-3]
["P00000874990",2013,"SLERES",4.5,4356,21375,4750,4.9726027397260276E-4,4.4999999999999997E-3]
["P00000879998",2013,"SLERES",4.7699999999999996,6142,19015,3986.3731656184491,7.0114155251141549E-4,4.7699999999999999E-3]
["P00000884500",2013,"SLERES",6,5622,28500,4750,6.4178082191780812E-4,6.0000000000000001E-3]
["P00000736596",2013,"SLERES",3.06,2761,15400,5032.6797385620912,3.1518264840182649E-4,3.0600000000000002E-3]
["P00000736602",2013,"SLERES",3,2628,15400,5133.333333333333,2.9999999999999997E-4,3.0000000000000001E-3]
["P00000806948",2013,"SLERES",5.28,5335,26268,4975,6.0901826484018257E-4,5.28E-3]
["P00000813709",2013,"SLERES",2.04,1816,11745,5757.3529411764703,2.0730593607305937E-4,2.0400000000000001E-3]
["P00000820977",2013,"SLERES",3.06,3629,12546,4100,4.1426940639269406E-4,3.0600000000000002E-3]
["P00000821010",2013,"SLERES",4.32,4252,21168,4900,4.853881278538813E-4,4.3200000000000001E-3]
["P00000827275",2013,"SLERES",9.6,10148,47040,4900,1.1584474885844749E-3,9.5999999999999992E-3]
["P00000833474",2013,"SLERES",5.0999999999999996,5312,20837,4085.6862745098042,6.0639269406392697E-4,5.0999999999999995E-3]
["P00000833483",2013,"SLERES",5.2,6703,22100,4250,7.6518264840182647E-4,5.1999999999999998E-3]
["P00000833506",2013,"SLERES",5.98,8372,23621,3949.9999999999995,9.5570776255707768E-4,5.9800000000000001E-3]
["P00000833523",2013,"SLERES",3.84,3749,18816,4900,4.2796803652968036E-4,3.8399999999999997E-3]
["P00000839458",2013,"SLERES",4.41,4766,21609,4900,5.4406392694063927E-4,4.4099999999999999E-3]
["P00000839492",2013,"SLERES",3.24,3133,19214,5930.2469135802467,3.5764840182648399E-4,3.2400000000000003E-3]
["P00000839499",2013,"SLERES",12.25,13829,60025,4900,1.5786529680365297E-3,1.225E-2]
["P00000845918",2013,"SLERES",3.5,5062,21770,6220,5.7785388127853878E-4,3.5000000000000001E-3]
["P00000845931",2013,"SLERES",3.12,4003,13250,4246.7948717948721,4.569634703196347E-4,3.1199999999999999E-3]
["P00000845933",2013,"SLERES",4.24,4408,16849,3973.8207547169809,5.0319634703196352E-4,4.2399999999999998E-3]
["P00000845971",2013,"SLERES",3.22,3482,15134,4700,3.9748858447488585E-4,3.2200000000000002E-3]
["P00000845972",2013,"SLERES",10.045,9001,49221,4900.0497760079643,1.0275114155251141E-3,1.0045E-2]
["P00000846000",2013,"SLERES",8.82,10060,43218,4900,1.1484018264840184E-3,8.8199999999999997E-3]
["P00000806876",2013,"SLERES",2.82,3302,13639.69,4836.7695035461002,3.7694063926940643E-4,2.82E-3]
["P00000806928",2013,"SLERES",3.64,3457,12922,3550,3.9463470319634701E-4,3.64E-3]
["P00000820988",2013,"SLERES",3.68,4041,31260,8494.565217391304,4.613013698630137E-4,3.6800000000000001E-3]
["P00000820989",2013,"SLERES",3,2778,14900,{"$f":"IFERROR(F1602/D1602,\"\")","v":4966.666666666667},3.1712328767123286E-4,3.0000000000000001E-3]
["P00000827283",2013,"SLERES",5.28,4880,25872,4900,{"$f":"E1603/8760/1000","v":5.5707762557077618E-4},{"$f":"D1603/1000","v":5.28E-3}]
["P00000827290",2013,"SLERES",2.4500000000000002,2635,12005,4900,3.0079908675799091E-4,2.4500000000000004E-3]
["P00000806918",2013,"SLERES",3.22,4161,14490,4500,4.75E-4,3.2200000000000002E-3]
["P00000806922",2013,"SLERES",5.76,5745,21000,3645.8333333333335,6.5582191780821919E-4,5.7599999999999995E-3]
["P00000738565",2013,"SLERES",3.1850000000000001,3637,14491.75,4550,4.1518264840182653E-4,3.1849999999999999E-3]
["P00000806902",2013,"SLERES",3.1850000000000001,4071,14969,4699.8430141287281,4.6472602739726029E-4,3.1849999999999999E-3]
["P00000736589",2013,"SLERES",3,3293,15400,5133.333333333333,3.7591324200913242E-4,3.0000000000000001E-3]
["P00000736594",2013,"SLERES",3.06,2761,15400,5032.6797385620912,3.1518264840182649E-4,3.0600000000000002E-3]
["P00000692456",2013,"SLERES",2.76,2554,15840,5739.130434782609,2.9155251141552515E-4,2.7599999999999999E-3]
["P00000833492",2013,"SLERES",5.4,7156,19144,3545.1851851851848,8.1689497716894979E-4,5.4000000000000003E-3]
["P00000833493",2013,"SLERES",5.28,6736,18692,3540.151515151515,7.6894977168949778E-4,5.28E-3]
["P00000833518",2013,"SLERES",11.025,10779,54023,4900.0453514739229,1.2304794520547947E-3,1.1025E-2]
["P00000839473",2013,"SLERES",3.29,4176,15463,4700,4.7671232876712329E-4,3.29E-3]
["P00000839490",2013,"SLERES",5.64,5169,32540,5769.5035460992913,5.9006849315068491E-4,5.64E-3]
["P00000839518",2013,"SLERES",3.6749999999999998,3293,18008,4900.1360544217687,3.7591324200913242E-4,3.6749999999999999E-3]
["P00000845917",2013,"SLERES",3.08,3051,16016,5200,3.4828767123287676E-4,3.0800000000000003E-3]
["P00000845993",2013,"SLERES",12.25,13388,60025,4900,1.528310502283105E-3,1.225E-2]
["P00000852969",2013,"SLERES",55,61041,171600,3120,6.9681506849315067E-3,5.5E-2]
["P00000852970",2013,"SLERES",3.18,4204,14085,4429.2452830188677,4.7990867579908675E-4,3.1800000000000001E-3]
["P00000856501",2013,"SLERES",7.02,9298,26850,3824.7863247863252,1.0614155251141553E-3,7.0199999999999993E-3]
["P00000856516",2013,"SLERES",2.88,3015,16900,5868.0555555555557,3.4417808219178083E-4,2.8799999999999997E-3]
["P00000856517",2013,"SLERES",7.2,4632,18013,2501.8055555555557,5.2876712328767128E-4,7.1999999999999998E-3]
["P00000856531",2013,"SLERES",8.4600000000000009,8878,41454,4899.9999999999991,1.0134703196347033E-3,8.4600000000000005E-3]
["P00000856534",2013,"SLERES",5.6349999999999998,6225,27611.5,4900,7.1061643835616437E-4,5.6349999999999994E-3]
["P00000856543",2013,"SLERES",5.6349999999999998,5820,27611.5,4900,6.6438356164383566E-4,5.6349999999999994E-3]
["P00000856546",2013,"SLERES",3.1850000000000001,2855,15606.5,4900,3.259132420091324E-4,3.1849999999999999E-3]
["P00000856575",2013,"SLERES",3.6749999999999998,3293,18007.5,4900,3.7591324200913242E-4,3.6749999999999999E-3]
["P00000859192",2013,"SLERES",5.39,4984,26411,4900,5.6894977168949769E-4,5.3899999999999998E-3]
["P00000860259",2013,"SLERES",3.22,3198,24540,7621.1180124223602,3.6506849315068497E-4,3.2200000000000002E-3]
["P00000860266",2013,"SLERES",14.7,14691,66150,4500,1.6770547945205477E-3,1.47E-2]
["P00000861276",2013,"SLERES",2.97,3012,17856,6012.121212121212,3.4383561643835616E-4,2.97E-3]
["P00000861297",2013,"SLERES",9.8000000000000007,9605,44100,4500,1.096461187214612E-3,9.8000000000000014E-3]
["P00000862494",2013,"SLERES",5.88,6850,26460,4500,7.8196347031963479E-4,5.8799999999999998E-3]
["P00000862613",2013,"SLERES",9.31,9655,41895,4500,1.1021689497716896E-3,9.3100000000000006E-3]
["P00000864118",2013,"SLERES",3.5,3681,16625,4750,4.2020547945205476E-4,3.5000000000000001E-3]
["P00000864289",2013,"SLERES",2.94,2705,13230,4500,3.0878995433789952E-4,2.9399999999999999E-3]
["P00000864300",2013,"SLERES",5.39,5826,24255,4500,6.65068493150685E-4,5.3899999999999998E-3]
["P00000864772",2013,"SLERES",10.26,10171,51484,5017.9337231968811,1.1610730593607306E-3,1.026E-2]
["P00000865710",2013,"SLERES",3.25,3608,13655,4201.5384615384619,4.1187214611872148E-4,3.2499999999999999E-3]
["P00000869926",2013,"SLERES",2.94,2635,13965,4750,3.0079908675799091E-4,2.9399999999999999E-3]
["P00000871018",2013,"SLERES",4,3585,19000,4750,4.0924657534246577E-4,4.0000000000000001E-3]
["P00000871222",2013,"SLERES",5.0350000000000001,5992,21147,4200,6.8401826484018266E-4,5.0350000000000004E-3]
["P00000856515",2013,"SLERES",2.97,3362,17356,5843.771043771043,3.8378995433789955E-4,2.97E-3]
["P00000871916",2013,"SLERES",3,2679,14533,4844.333333333333,3.0582191780821914E-4,3.0000000000000001E-3]
["P00000872325",2013,"SLERES",3.75,3451,17812.5,4750,3.9394977168949772E-4,3.7499999999999999E-3]
["P00000872327",2013,"SLERES",5.25,4730,24937.5,4750,5.3995433789954335E-4,5.2500000000000003E-3]
["P00000879917",2013,"SLERES",6.94,7414,29954,4316.1383285302591,8.4634703196347029E-4,6.94E-3]
["P00000879926",2013,"SLERES",3.24,3086,12958,3999.3827160493825,3.5228310502283104E-4,3.2400000000000003E-3]
["P00000813698",2013,"SLERES",3.04,2716,14400,4736.8421052631575,3.1004566210045666E-4,3.0400000000000002E-3]
["P00000879954",2013,"SLERES",5,4899,23750,4750,5.5924657534246584E-4,5.0000000000000001E-3]
["P00000879966",2013,"SLERES",3.5,3764,16625,4750,4.2968036529680365E-4,3.5000000000000001E-3]
["P00000879972",2013,"SLERES",5.25,5240,24937.5,4750,5.9817351598173522E-4,5.2500000000000003E-3]
["P00000884622",2013,"SLERES",4,3825,19000,4750,4.3664383561643836E-4,4.0000000000000001E-3]
["P00000888431",2013,"SLERES",2.97,3630,12544,4223.5690235690236,4.143835616438356E-4,2.97E-3]
["P00000736599",2013,"SLERES",3.06,2761,15400,5032.6797385620912,3.1518264840182649E-4,3.0600000000000002E-3]
["P00000736601",2013,"SLERES",3.06,2761,15400,5032.6797385620912,3.1518264840182649E-4,3.0600000000000002E-3]
["P00000736609",2013,"SLERES",3,3433,15400,5133.333333333333,3.9189497716894976E-4,3.0000000000000001E-3]
["P00000729525",2013,"SLERES",3.22,2905,20778,6452.7950310558999,3.3162100456621003E-4,3.2200000000000002E-3]
["P00000767552",2013,"SLERES",3.6749999999999998,3564,16500,4489.7959183673474,4.0684931506849314E-4,3.6749999999999999E-3]
["P00000806884",2013,"SLERES",5.76,5638,21600,3750,6.4360730593607306E-4,5.7599999999999995E-3]
["P00000806927",2013,"SLERES",4,3550,20475,5118.75,4.0525114155251138E-4,4.0000000000000001E-3]
["P00000806940",2013,"SLERES",6.16,6617,30184,4900,7.5536529680365297E-4,6.1600000000000005E-3]
["P00000813716",2013,"SLERES",7.2,6943,35820,4975,7.9257990867579906E-4,7.1999999999999998E-3]
["P00000821002",2013,"SLERES",3.6,3396,18360,{"$f":"IFERROR(F1666/D1666,\"\")","v":5100},3.8767123287671235E-4,3.5999999999999999E-3]
["P00000827267",2013,"SLERES",2.2949999999999999,2153,12234,5330.7189542483666,{"$f":"E1667/8760/1000","v":2.4577625570776259E-4},{"$f":"D1667/1000","v":2.2949999999999997E-3}]
["P00000827274",2013,"SLERES",6.96,6515,34104,4900,7.4372146118721464E-4,6.96E-3]
["P00000827280",2013,"SLERES",5.04,5055,24696,4900,5.7705479452054801E-4,5.0400000000000002E-3]
["P00000833459",2013,"SLERES",3.22,3211,24540,7621.1180124223602,3.6655251141552513E-4,3.2200000000000002E-3]
["P00000833466",2013,"SLERES",5.76,6529,22332,3877.0833333333335,7.453196347031964E-4,5.7599999999999995E-3]
["P00000833472",2013,"SLERES",6.48,7153,33048,5100,8.1655251141552507E-4,6.4800000000000005E-3]
["P00000833497",2013,"SLERES",4.165,4602,20409,4900.1200480192074,5.2534246575342469E-4,4.1650000000000003E-3]
["P00000833505",2013,"SLERES",5.39,5179,26411,4900,5.912100456621004E-4,5.3899999999999998E-3]
["P00000833510",2013,"SLERES",6.86,6426,33614,4900,7.3356164383561642E-4,6.8600000000000006E-3]
["P00000833515",2013,"SLERES",2.6949999999999998,2479,13206,4900.1855287569579,2.8299086757990863E-4,2.6949999999999999E-3]
["P00000839465",2013,"SLERES",3.24,4080,19650,6064.8148148148148,4.6575342465753425E-4,3.2400000000000003E-3]
["P00000839501",2013,"SLERES",4.6550000000000002,5704,22810,4900.1074113856066,6.5114155251141546E-4,4.6550000000000003E-3]
["P00000839511",2013,"SLERES",3.1850000000000001,3367,14982,4703.9246467817893,3.843607305936073E-4,3.1849999999999999E-3]
["P00000845956",2013,"SLERES",5.1449999999999996,6025,25211,4900.097181729835,6.8778538812785386E-4,5.1449999999999994E-3]
["P00000845984",2013,"SLERES",3.18,4316,16962,5333.9622641509432,4.9269406392694068E-4,3.1800000000000001E-3]
["P00000845999",2013,"SLERES",6.86,8361,33614,4900,9.5445205479452054E-4,6.8600000000000006E-3]
["P00000856513",2013,"SLERES",5.4,6225,18301,3389.0740740740739,7.1061643835616437E-4,5.4000000000000003E-3]
["P00000856535",2013,"SLERES",6.6150000000000002,7310,32413.5,4900,8.3447488584474888E-4,6.6150000000000002E-3]
["P00000856574",2013,"SLERES",3.92,3879,19208,4900,4.428082191780822E-4,3.9199999999999999E-3]
["P00000857803",2013,"SLERES",2.7,2515,16498,6110.3703703703695,2.8710045662100461E-4,2.7000000000000001E-3]
["P00000857815",2013,"SLERES",4.9000000000000004,5562,23275,4750,6.3493150684931505E-4,4.9000000000000007E-3]
["P00000859182",2013,"SLERES",3.24,2267,15500,4783.9506172839501,2.5878995433789955E-4,3.2400000000000003E-3]
["P00000859198",2013,"SLERES",5.1449999999999996,5348,23152.5,4500,6.1050228310502289E-4,5.1449999999999994E-3]
["P00000859203",2013,"SLERES",4.9000000000000004,5756,22050,4500,6.5707762557077622E-4,4.9000000000000007E-3]
["P00000861289",2013,"SLERES",8.82,9120,39690,4500,1.0410958904109589E-3,8.8199999999999997E-3]
["P00000861413",2013,"SLERES",2.16,2496,12984,6011.1111111111104,2.8493150684931505E-4,2.16E-3]
["P00000862943",2013,"SLERES",5.88,7011,26460,4500,8.0034246575342465E-4,5.8799999999999998E-3]
["P00000863796",2013,"SLERES",3.24,3675,14990,4626.5432098765432,4.1952054794520548E-4,3.2400000000000003E-3]
["P00000864116",2013,"SLERES",9.75,9721,46312.5,4750,1.109703196347032E-3,9.75E-3]
["P00000864402",2013,"SLERES",5.25,4706,24937.5,4750,5.372146118721461E-4,5.2500000000000003E-3]
["P00000865182",2013,"SLERES",2.94,3337,13230,4500,3.8093607305936071E-4,2.9399999999999999E-3]
["P00000885143",2013,"SLERES",3.25,3137,15288,4704,3.581050228310502E-4,3.2499999999999999E-3]
["P00000900752",2013,"SLERES",3.9750000000000001,4455,18086,4549.9371069182389,5.0856164383561637E-4,3.9750000000000002E-3]
["P00000866944",2013,"SLERES",4.83,4992,19126,3959.8343685300206,5.6986301369863011E-4,4.8300000000000001E-3]
["P00000867152",2013,"SLERES",3.18,3210,14946,4700,3.6643835616438359E-4,3.1800000000000001E-3]
["P00000867156",2013,"SLERES",3.5,4015,15750,4500,4.5833333333333332E-4,3.5000000000000001E-3]
["P00000869923",2013,"SLERES",5.6349999999999998,5154,27312.5,4846.9387755102043,5.8835616438356162E-4,5.6349999999999994E-3]
["P00000869929",2013,"SLERES",8.5,10693,40375,4750,1.2206621004566208E-3,8.5000000000000006E-3]
["P00000874989",2013,"SLERES",5.5,8113,26125,4750,9.2614155251141553E-4,5.4999999999999997E-3]
["P00000874991",2013,"SLERES",9.75,11011,46312.5,4750,1.2569634703196346E-3,9.75E-3]
["P00000879919",2013,"SLERES",3.24,3489,19514,6022.8395061728388,3.9828767123287673E-4,3.2400000000000003E-3]
["P00000879942",2013,"SLERES",3,3263,14250,4750,3.7248858447488589E-4,3.0000000000000001E-3]
["P00000879961",2013,"SLERES",4.75,4428,22562.5,4750,5.0547945205479451E-4,4.7499999999999999E-3]
["P00000879997",2013,"SLERES",3.06,3590,14946,4884.3137254901958,4.0981735159817352E-4,3.0600000000000002E-3]
["P00000881612",2013,"SLERES",5.3,5788,20000,3773.5849056603774,6.6073059360730589E-4,5.3E-3]
["P00000884498",2013,"SLERES",5.61,6996,15017.97,2676.9999999999995,7.9863013698630136E-4,5.6100000000000004E-3]
["P00000879936",2013,"SLERES",3.06,4370,13495,4410.1307189542486,4.9885844748858452E-4,3.0600000000000002E-3]
["P00000883086",2013,"SLERES",8.25,9416,39187.5,4750,1.0748858447488586E-3,8.2500000000000004E-3]
["P00000879979",2013,"SLERES",7.75,7344,36812.5,4750,8.3835616438356162E-4,7.7499999999999999E-3]
["P00000879990",2013,"SLERES",5,5139,23750,4750,5.8664383561643843E-4,5.0000000000000001E-3]
["P00000881616",2013,"SLERES",2.75,2465,13062.5,4750,2.8139269406392693E-4,2.7499999999999998E-3]
["P00000736595",2013,"SLERES",2.88,2761,15400,5347.2222222222226,3.1518264840182649E-4,2.8799999999999997E-3]
["P00000697719",2013,"SLERES",1.635,1476,14370,8788.9908256880735,1.6849315068493152E-4,1.635E-3]
["P00000846003",2013,"SLERES",9.8000000000000007,11883,48020,4900,1.3565068493150685E-3,9.8000000000000014E-3]
["P00000851570",2013,"SLERES",3.22,3018,15134,4700,3.445205479452055E-4,3.2200000000000002E-3]
["P00000856496",2013,"SLERES",6.48,9239,33448,5161.7283950617284,1.0546803652968038E-3,6.4800000000000005E-3]
["P00000856507",2013,"SLERES",4.8,4322,37848,7885,4.9337899543378991E-4,4.7999999999999996E-3]
["P00000856538",2013,"SLERES",4.9000000000000004,5562,24010,4900,6.3493150684931505E-4,4.9000000000000007E-3]
["P00000856554",2013,"SLERES",10.78,12029,52822,4900,1.3731735159817351E-3,1.078E-2]
["P00000856564",2013,"SLERES",6.11,7068,29939,4900,8.068493150684931E-4,6.11E-3]
["P00000856567",2013,"SLERES",4.41,5111,21609,4900,5.8344748858447492E-4,4.4099999999999999E-3]
["P00000856570",2013,"SLERES",6.86,6261,33614,4900,7.147260273972603E-4,6.8600000000000006E-3]
["P00000857802",2013,"SLERES",2.76,2817,22234,8055.7971014492759,3.215753424657534E-4,2.7599999999999999E-3]
["P00000857809",2013,"SLERES",6.5,6716,30875,{"$f":"IFERROR(F1730/D1730,\"\")","v":4750},7.6666666666666669E-4,6.4999999999999997E-3]
["P00000859187",2013,"SLERES",3.68,4668,27425,7452.445652173913,{"$f":"E1731/8760/1000","v":5.328767123287671E-4},{"$f":"D1731/1000","v":3.6800000000000001E-3}]
["P00000859208",2013,"SLERES",8.0850000000000009,7976,36382.5,4499.9999999999991,9.1050228310502281E-4,8.0850000000000002E-3]
["P00000860262",2013,"SLERES",6.625,7050,22795,3440.7547169811319,8.047945205479452E-4,6.6249999999999998E-3]
["P00000860267",2013,"SLERES",3.22,2943,15134,4700,3.3595890410958909E-4,3.2200000000000002E-3]
["P00000861277",2013,"SLERES",2.97,2871,18153,6112.121212121212,3.2773972602739723E-4,2.97E-3]
["P00000861293",2013,"SLERES",4.9000000000000004,5503,22050,4500,6.2819634703196352E-4,4.9000000000000007E-3]
["P00000862606",2013,"SLERES",4.9000000000000004,5694,22050,4500,6.4999999999999997E-4,4.9000000000000007E-3]
["P00000864113",2013,"SLERES",3.36,3480,15278.5,4547.1726190476193,3.9726027397260272E-4,3.3599999999999997E-3]
["P00000864281",2013,"SLERES",7,7568,33250,4750,8.6392694063926949E-4,7.0000000000000001E-3]
["P00000806911",2013,"SLERES",3.68,3842,20608,5600,4.3858447488584473E-4,3.6800000000000001E-3]
["P00000806946",2013,"SLERES",2.94,3279,14010,4765.3061224489793,3.7431506849315067E-4,2.9399999999999999E-3]
["P00000747937",2013,"SLERES",6.12,6648,33968,5550.3267973856209,7.589041095890411E-4,6.1200000000000004E-3]
["P00000813706",2013,"SLERES",5.76,5595,25174,4370.4861111111113,6.3869863013698636E-4,5.7599999999999995E-3]
["P00000820976",2013,"SLERES",3.12,4457,13295,4261.2179487179483,5.0878995433789956E-4,3.1199999999999999E-3]
["P00000820981",2013,"SLERES",2.94,3302,14627,4975.1700680272106,3.7694063926940643E-4,2.9399999999999999E-3]
["P00000821000",2013,"SLERES",3.12,3276,14676,4703.8461538461534,3.7397260273972605E-4,3.1199999999999999E-3]
["P00000821007",2013,"SLERES",3.1850000000000001,3669,15005,4711.1459968602821,4.1883561643835614E-4,3.1849999999999999E-3]
["P00000827282",2013,"SLERES",3.1850000000000001,3290,12135,3810.0470957613816,3.7557077625570781E-4,3.1849999999999999E-3]
["P00000833471",2013,"SLERES",10.32,10999,50568,4900,1.2555936073059362E-3,1.0320000000000001E-2]
["P00000833500",2013,"SLERES",24.48,30006,119952,4900,3.425342465753425E-3,2.4480000000000002E-2]
["P00000839461",2013,"SLERES",3,2746,14700,4900,3.1347031963470319E-4,3.0000000000000001E-3]
["P00000839462",2013,"SLERES",3.12,4457,13695,4389.4230769230771,5.0878995433789956E-4,3.1199999999999999E-3]
["P00000839491",2013,"SLERES",4.68,5271,19143,4090.3846153846157,6.0171232876712335E-4,4.6800000000000001E-3]
["P00000839498",2013,"SLERES",9.36,12683,45864,4900,1.4478310502283106E-3,9.3600000000000003E-3]
["P00000839516",2013,"SLERES",6.86,7744,33614,4900,8.8401826484018264E-4,6.8600000000000006E-3]
["P00000845970",2013,"SLERES",3.43,4029,16807,4900,4.5993150684931503E-4,3.4300000000000003E-3]
["P00000864399",2013,"SLERES",6.48,8858,32182.6,4966.4506172839501,1.0111872146118721E-3,6.4800000000000005E-3]
["P00000865707",2013,"SLERES",3.92,3862,31460,8025.5102040816328,4.4086757990867583E-4,3.9199999999999999E-3]
["P00000866941",2013,"SLERES",5.39,4855,24255,4500,5.5422374429223739E-4,5.3899999999999998E-3]
["P00000869919",2013,"SLERES",3.75,3540,17812.5,4750,4.0410958904109589E-4,3.7499999999999999E-3]
["P00000871009",2013,"SLERES",3,3334,14250,4750,3.8059360730593604E-4,3.0000000000000001E-3]
["P00000871013",2013,"SLERES",3.5,4098,16625,4750,4.6780821917808221E-4,3.5000000000000001E-3]
["P00000871024",2013,"SLERES",3.24,3438,15228,4700,3.9246575342465756E-4,3.2400000000000003E-3]
["P00000871219",2013,"SLERES",6.48,7713,21769,3359.4135802469132,8.8047945205479451E-4,6.4800000000000005E-3]
["P00000872317",2013,"SLERES",7,7932,33250,4750,9.0547945205479447E-4,7.0000000000000001E-3]
["P00000873313",2013,"SLERES",5.5,5352,26125,4750,6.1095890410958905E-4,5.4999999999999997E-3]
["P00000873835",2013,"SLERES",3.24,4337,13508,4169.1358024691353,4.9509132420091321E-4,3.2400000000000003E-3]
["P00000874986",2013,"SLERES",3.18,3784,13800,4339.6226415094334,4.3196347031963474E-4,3.1800000000000001E-3]
["P00000875333",2013,"SLERES",3.5,4057,16625,4750,4.6312785388127854E-4,3.5000000000000001E-3]
["P00000886192",2013,"SLERES",2.8050000000000002,3505,13904,4956.8627450980393,4.0011415525114156E-4,2.8050000000000002E-3]
["P00000886443",2013,"SLERES",4,3729,19000,4750,4.2568493150684932E-4,4.0000000000000001E-3]
["P00000839495",2013,"SLERES",2.94,3033,14406,4900,3.4623287671232879E-4,2.9399999999999999E-3]
["P00000845946",2013,"SLERES",9.0649999999999995,8881,44419,4900.055157198015,1.0138127853881278E-3,9.0650000000000001E-3]
["P00000845986",2013,"SLERES",2.7,2610,16498,6110.3703703703695,2.9794520547945206E-4,2.7000000000000001E-3]
["P00000845995",2013,"SLERES",6.37,6889,24010,3769.2307692307691,7.8641552511415523E-4,6.3699999999999998E-3]
["P00000863797",2013,"SLERES",3.9750000000000001,4428,16756,4215.3459119496856,5.0547945205479451E-4,3.9750000000000002E-3]
["P00000864121",2013,"SLERES",6.5,5916,28521,4387.8461538461543,6.7534246575342465E-4,6.4999999999999997E-3]
["P00000864403",2013,"SLERES",5.5,6241,25275.46,4595.5381818181813,7.124429223744292E-4,5.4999999999999997E-3]
["P00000867153",2013,"SLERES",4.7699999999999996,6509,19450,4077.5681341719082,7.430365296803653E-4,4.7699999999999999E-3]
["P00000867155",2013,"SLERES",3.5,4157,15750,4500,4.7454337899543379E-4,3.5000000000000001E-3]
["P00000867673",2013,"SLERES",6.5,7730,30875,4750,8.8242009132420099E-4,6.4999999999999997E-3]
["P00000856521",2013,"SLERES",5.4,6596,33200,6148.1481481481478,7.5296803652968034E-4,5.4000000000000003E-3]
["P00000856542",2013,"SLERES",3.43,3361,16807,4900,3.8367579908675796E-4,3.4300000000000003E-3]
["P00000856547",2013,"SLERES",3.22,3451,15134,4700,3.9394977168949772E-4,3.2200000000000002E-3]
["P00000856550",2013,"SLERES",3.6749999999999998,3337,18007.5,4900,3.8093607305936071E-4,3.6749999999999999E-3]
["P00000856579",2013,"SLERES",3.22,2829,15134,4700,3.2294520547945202E-4,3.2200000000000002E-3]
["P00000857806",2013,"SLERES",3.6749999999999998,4215,18007.5,4900,4.8116438356164383E-4,3.6749999999999999E-3]
["P00000859191",2013,"SLERES",5.83,6060,22477,3855.403087478559,6.9178082191780825E-4,5.8300000000000001E-3]
["P00000859195",2013,"SLERES",9.8000000000000007,6393,44100,4500,7.2979452054794522E-4,9.8000000000000014E-3]
["P00000859204",2013,"SLERES",6.86,8623,30870,4500,9.8436073059360719E-4,6.8600000000000006E-3]
["P00000861292",2013,"SLERES",3.12,2851,14675,4703.5256410256407,3.2545662100456625E-4,3.1199999999999999E-3]
["P00000861638",2013,"SLERES",3.1850000000000001,4410,14969,4699.8430141287281,5.034246575342466E-4,3.1849999999999999E-3]
["P00000862610",2013,"SLERES",2.94,2950,13230,4500,3.3675799086757991E-4,2.9399999999999999E-3]
["P00000872321",2013,"SLERES",6.25,6032,29687.5,{"$f":"IFERROR(F1794/D1794,\"\")","v":4750},6.8858447488584474E-4,6.2500000000000003E-3]
["P00000872329",2013,"SLERES",5,5916,23750,4750,{"$f":"E1795/8760/1000","v":6.7534246575342465E-4},{"$f":"D1795/1000","v":5.0000000000000001E-3}]
["P00000873309",2013,"SLERES",2.94,3159,13950,4744.8979591836733,3.6061643835616437E-4,2.9399999999999999E-3]
["P00000874992",2013,"SLERES",3.5,3221,16625,4750,3.6769406392694063E-4,3.5000000000000001E-3]
["P00000875329",2013,"SLERES",3.27,3302,16356,5001.8348623853208,3.7694063926940643E-4,3.2699999999999999E-3]
["P00000879924",2013,"SLERES",7.42,8910,28567,3850,1.0171232876712327E-3,7.4199999999999995E-3]
["P00000879932",2013,"SLERES",5.5650000000000004,7197,26433,4749.8652291105118,8.2157534246575352E-4,5.5650000000000005E-3]
["P00000879941",2013,"SLERES",5,5796,23750,4750,6.6164383561643841E-4,5.0000000000000001E-3]
["P00000879945",2013,"SLERES",6.5,6091,30875,4750,6.9531963470319637E-4,6.4999999999999997E-3]
["P00000879960",2013,"SLERES",3,2904,14250,4750,3.3150684931506854E-4,3.0000000000000001E-3]
["P00000879965",2013,"SLERES",16.25,16534,77187.5,4750,1.887442922374429E-3,1.6250000000000001E-2]
["P00000879994",2013,"SLERES",6.25,5631,29687.5,4750,6.4280821917808218E-4,6.2500000000000003E-3]
["P00000882095",2013,"SLERES",3.25,3133,15288,4704,3.5764840182648399E-4,3.2499999999999999E-3]
["P00000892849",2013,"SLERES",6.48,7673,23004,3549.9999999999995,8.7591324200913243E-4,6.4800000000000005E-3]
["P00000827255",2013,"SLERES",4.5780000000000003,5457,23714.04,5180,6.229452054794521E-4,4.5780000000000005E-3]
["P00000827264",2013,"SLERES",2.5499999999999998,2754,16898,6626.666666666667,3.1438356164383561E-4,2.5499999999999997E-3]
["P00000833465",2013,"SLERES",2.94,3285,14406,4900,3.7500000000000001E-4,2.9399999999999999E-3]
["P00000833509",2013,"SLERES",7.68,7795,34560,4500,8.8984018264840186E-4,7.6799999999999993E-3]
["P00000833516",2013,"SLERES",8.33,8038,40817,4900,9.1757990867579907E-4,8.3300000000000006E-3]
["P00000839466",2013,"SLERES",3.27,3246,20223,6184.4036697247702,3.7054794520547947E-4,3.2699999999999999E-3]
["P00000813688",2013,"SLERES",4.16,4752,30750,7391.8269230769229,5.4246575342465752E-4,4.1600000000000005E-3]
["P00000736600",2013,"SLERES",3.06,2761,15400,5032.6797385620912,3.1518264840182649E-4,3.0600000000000002E-3]
["P00000778175",2013,"SLERES",5,5357,19760,3952,6.1152968036529674E-4,5.0000000000000001E-3]
["P00000778176",2013,"SLERES",5.52,6178,39744,7200.0000000000009,7.0525114155251141E-4,5.5199999999999997E-3]
["P00000869928",2013,"SLERES",4.7699999999999996,6289,19795,4149.8951781970654,7.1792237442922381E-4,4.7699999999999999E-3]
["P00000871014",2013,"SLERES",8,8534,38000,4750,9.7420091324200908E-4,8.0000000000000002E-3]
["P00000871217",2013,"SLERES",2.915,2833,17856,6125.5574614065181,3.2340182648401828E-4,2.9150000000000001E-3]
["P00000871648",2013,"SLERES",4.8,5137,20272,4223.3333333333339,5.8641552511415525E-4,4.7999999999999996E-3]
["P00000806920",2013,"SLERES",3.6,3801,12600,3500,4.3390410958904106E-4,3.5999999999999999E-3]
["P00000806933",2013,"SLERES",5.04,6670,25074,4975,7.6141552511415527E-4,5.0400000000000002E-3]
["P00000901669",2013,"SLERES",6.625,7885,25837.5,3900,9.0011415525114162E-4,6.6249999999999998E-3]
["P00000736592",2013,"SLERES",3,2978,15400,5133.333333333333,3.3995433789954337E-4,3.0000000000000001E-3]
["P00000736603",2013,"SLERES",3,2838,15400,5133.333333333333,3.2397260273972598E-4,3.0000000000000001E-3]
["P00000820992",2013,"SLERES",8.64,8313,42984,4975,9.4897260273972604E-4,8.6400000000000001E-3]
["P00000822139",2013,"SLERES",4.32,5220,21492,4975,5.9589041095890413E-4,4.3200000000000001E-3]
["P00000827259",2013,"SLERES",3.06,3233,14382,4700,3.6906392694063925E-4,3.0600000000000002E-3]
["P00000827276",2013,"SLERES",16.559999999999999,15818,81144,4900,1.8057077625570777E-3,1.6559999999999998E-2]
["P00000827289",2013,"SLERES",3.92,3907,19208,4900,4.4600456621004565E-4,3.9199999999999999E-3]
["P00000833457",2013,"SLERES",5.8860000000000001,7484,32378.7,5500.9683995922533,8.5433789954337906E-4,5.8859999999999997E-3]
["P00000833461",2013,"SLERES",4.68,5464,17938,3832.9059829059834,6.2374429223744287E-4,4.6800000000000001E-3]
["P00000833478",2013,"SLERES",2.76,2572,22070,7996.3768115942039,2.9360730593607306E-4,2.7599999999999999E-3]
["P00000833512",2013,"SLERES",11.76,17163,57624,4900,1.9592465753424655E-3,1.176E-2]
["P00000833513",2013,"SLERES",5.88,5910,28812,4900,6.7465753424657542E-4,5.8799999999999998E-3]
["P00000833517",2013,"SLERES",10.78,11916,52822,4900,1.3602739726027398E-3,1.078E-2]
["P00000839508",2013,"SLERES",7.84,7157,38416,4900,8.1700913242009133E-4,7.8399999999999997E-3]
["P00000839509",2013,"SLERES",3.43,3639,16807,4900,4.1541095890410955E-4,3.4300000000000003E-3]
["P00000839517",2013,"SLERES",7.2,8452,35280,4900,9.6484018264840184E-4,7.1999999999999998E-3]
["P00000879918",2013,"SLERES",3.24,3561,10975,3387.3456790123455,4.0650684931506847E-4,3.2400000000000003E-3]
["P00000879927",2013,"SLERES",3.71,3810,15409,4153.369272237197,4.3493150684931507E-4,3.7099999999999998E-3]
["P00000879974",2013,"SLERES",15,17624,71250,4750,2.0118721461187213E-3,1.4999999999999999E-2]
["P00000879982",2013,"SLERES",4,4541,19000,4750,5.1837899543378998E-4,4.0000000000000001E-3]
["P00000880972",2013,"SLERES",3.06,4436,14382,4700,5.0639269406392692E-4,3.0600000000000002E-3]
["P00000882926",2013,"SLERES",7.5,6687,35625,4750,7.6335616438356164E-4,7.4999999999999997E-3]
["P00000884620",2013,"SLERES",9,9202,42750,4750,1.0504566210045663E-3,8.9999999999999993E-3]
["P00000845991",2013,"SLERES",4.05,3820,17213,4250.1234567901238,4.3607305936073062E-4,4.0499999999999998E-3]
["P00000855580",2013,"SLERES",5,5503,18000,3600,6.2819634703196352E-4,5.0000000000000001E-3]
["P00000856499",2013,"SLERES",3.22,3710,22415,6961.1801242236024,4.2351598173515981E-4,3.2200000000000002E-3]
["P00000856514",2013,"SLERES",3.36,3468,15620,4648.8095238095239,3.9589041095890409E-4,3.3599999999999997E-3]
["P00000856532",2013,"SLERES",4.9000000000000004,4391,24010,4900,5.0125570776255715E-4,4.9000000000000007E-3]
["P00000857816",2013,"SLERES",5.6349999999999998,5144,26766.25,4750,5.8721461187214612E-4,5.6349999999999994E-3]
["P00000859200",2013,"SLERES",9.5549999999999997,11045,42997.5,4500,1.2608447488584476E-3,9.5549999999999993E-3]
["P00000860255",2013,"SLERES",3.12,3786,13000,4166.666666666667,4.3219178082191777E-4,3.1199999999999999E-3]
["P00000861299",2013,"SLERES",6.37,6962,28665,4500,7.9474885844748851E-4,6.3699999999999998E-3]
["P00000861415",2013,"SLERES",8.0850000000000009,9143,36382.5,4499.9999999999991,1.0437214611872146E-3,8.0850000000000002E-3]
["P00000861633",2013,"SLERES",4.8,5137,20272,{"$f":"IFERROR(F1858/D1858,\"\")","v":4223.3333333333339},5.8641552511415525E-4,4.7999999999999996E-3]
["P00000865542",2013,"SLERES",12.984999999999999,13668,58432.5,4500,{"$f":"E1859/8760/1000","v":1.5602739726027397E-3},{"$f":"D1859/1000","v":1.2985E-2}]
["P00000865709",2013,"SLERES",3.43,3680,24697,7200.2915451895042,4.2009132420091323E-4,3.4300000000000003E-3]
["P00000867150",2013,"SLERES",5.3,5621,20992,3960.7547169811323,6.4166666666666669E-4,5.3E-3]
["P00000869667",2013,"SLERES",3.24,3313,13593,4195.3703703703704,3.7819634703196346E-4,3.2400000000000003E-3]
["P00000872052",2013,"SLERES",4.5,6424,24200,5377.7777777777774,7.3333333333333323E-4,4.4999999999999997E-3]
["P00000872326",2013,"SLERES",11,9939,52250,4750,1.1345890410958902E-3,1.0999999999999999E-2]
["P00000872328",2013,"SLERES",6.25,6457,29687.5,4750,7.3710045662100454E-4,6.2500000000000003E-3]
["P00000873308",2013,"SLERES",3.9750000000000001,3629,24188,6085.0314465408801,4.1426940639269406E-4,3.9750000000000002E-3]
["P00000882089",2013,"SLERES",9.5399999999999991,11195,43370,4546.1215932914047,1.2779680365296803E-3,9.5399999999999999E-3]
["P00000714382",2013,"SLERES",3.9039999999999999,4398,12212,3128.0737704918033,5.0205479452054792E-4,3.9039999999999999E-3]
["P00000806890",2013,"SLERES",3.3149999999999999,3660,18230,5499.2458521870285,4.1780821917808219E-4,3.3149999999999998E-3]
["P00000806899",2013,"SLERES",3.22,3207,15134,4700,3.6609589041095892E-4,3.2200000000000002E-3]
["P00000736590",2013,"SLERES",3,3188,15400,5133.333333333333,3.6392694063926937E-4,3.0000000000000001E-3]
["P00000806929",2013,"SLERES",3.06,3642,12670,4140.5228758169933,4.1575342465753422E-4,3.0600000000000002E-3]
["P00000806945",2013,"SLERES",3.1850000000000001,4458,14969,4699.8430141287281,5.0890410958904109E-4,3.1849999999999999E-3]
["P00000813702",2013,"SLERES",3.06,3655,17065,5576.7973856209146,4.1723744292237444E-4,3.0600000000000002E-3]
["P00000820970",2013,"SLERES",3.145,4535,14790,4702.7027027027025,5.1769406392694064E-4,3.1450000000000002E-3]
["P00000827258",2013,"SLERES",3.25,4655,15275,4700,5.3139269406392699E-4,3.2499999999999999E-3]
["P00000833475",2013,"SLERES",2.76,2464,20050,7264.4927536231889,2.8127853881278534E-4,2.7599999999999999E-3]
["P00000833499",2013,"SLERES",4.41,4608,21609,4900,5.2602739726027392E-4,4.4099999999999999E-3]
["P00000833508",2013,"SLERES",2.2050000000000001,2355,10804.5,4900,2.6883561643835618E-4,2.2049999999999999E-3]
["P00000839488",2013,"SLERES",3,2995,12000,4000,3.4189497716894979E-4,3.0000000000000001E-3]
["P00000839521",2013,"SLERES",5.6349999999999998,5521,27162,4820.2307009760425,6.3025114155251143E-4,5.6349999999999994E-3]
["P00000845911",2013,"SLERES",2.16,2154,14876.8,6887.4074074074069,2.4589041095890408E-4,2.16E-3]
["P00000845915",2013,"SLERES",5.3,6296,28690,5413.2075471698117,7.1872146118721458E-4,5.3E-3]
["P00000845948",2013,"SLERES",4.84,5525,23716,4900,6.3070776255707759E-4,4.8399999999999997E-3]
["P00000855582",2013,"SLERES",0.48,663,3025,6302.0833333333339,7.5684931506849305E-5,4.7999999999999996E-4]
["P00000856511",2013,"SLERES",10,12188,35100,3510,1.391324200913242E-3,0.01]
["P00000856528",2013,"SLERES",5.52,4974,27048,4900,5.678082191780822E-4,5.5199999999999997E-3]
["P00000856560",2013,"SLERES",5.88,8395,28812,4900,9.5833333333333339E-4,5.8799999999999998E-3]
["P00000857817",2013,"SLERES",11.76,14156,55860,4750,1.6159817351598174E-3,1.176E-2]
["P00000859201",2013,"SLERES",6.125,7283,27562.5,4500,8.3139269406392691E-4,6.1250000000000002E-3]
["P00000859209",2013,"SLERES",4.41,4057,19845,4500,4.6312785388127854E-4,4.4099999999999999E-3]
["P00000861281",2013,"SLERES",4.165,3931,18742.5,4500,4.4874429223744296E-4,4.1650000000000003E-3]
["P00000861635",2013,"SLERES",5.0350000000000001,6948,19550,3882.8202581926512,7.9315068493150686E-4,5.0350000000000004E-3]
["P00000863798",2013,"SLERES",3.18,4467,25782,8107.5471698113206,5.0993150684931505E-4,3.1800000000000001E-3]
["P00000863802",2013,"SLERES",5,5374,19000,3800,6.1347031963470322E-4,5.0000000000000001E-3]
["P00000864117",2013,"SLERES",6.37,7115,28665,4500,8.1221461187214617E-4,6.3699999999999998E-3]
["P00000864290",2013,"SLERES",1.96,1944,8820,4500,2.2191780821917808E-4,1.9599999999999999E-3]
["P00000865181",2013,"SLERES",8.2799999999999994,9171,41924,5063.2850241545893,1.0469178082191781E-3,8.2799999999999992E-3]
["P00000700514",2013,"SLERES",3.29,3163,15792,4800,3.6107305936073058E-4,3.29E-3]
["P00000879921",2013,"SLERES",2.94,4373,13633,4637.074829931973,4.9920091324200913E-4,2.9399999999999999E-3]
["P00000871625",2013,"SLERES",3.1850000000000001,3259,14982,4703.9246467817893,3.7203196347031963E-4,3.1849999999999999E-3]
["P00000872332",2013,"SLERES",3.25,3490,15437.5,4750,3.9840182648401826E-4,3.2499999999999999E-3]
["P00000873053",2013,"SLERES",5.25,4957,24937.5,4750,5.6586757990867572E-4,5.2500000000000003E-3]
["P00000873312",2013,"SLERES",4,4637,19000,4750,5.2933789954337897E-4,4.0000000000000001E-3]
["P00000879944",2013,"SLERES",8.25,7552,39187.5,4750,8.6210045662100455E-4,8.2500000000000004E-3]
["P00000879953",2013,"SLERES",5.5,5518,26125,4750,6.2990867579908671E-4,5.4999999999999997E-3]
["P00000879978",2013,"SLERES",3.5,3722,16625,4750,4.2488584474885844E-4,3.5000000000000001E-3]
["P00000879986",2013,"SLERES",7.25,6619,34437.5,4750,7.5559360730593605E-4,7.2500000000000004E-3]
["P00000880971",2013,"SLERES",6.36,8865,33008,5189.9371069182389,1.0119863013698632E-3,6.3600000000000002E-3]
["P00000883085",2013,"SLERES",7.95,9371,27030,3400,1.0697488584474886E-3,7.9500000000000005E-3]
["P00000886205",2013,"SLERES",4.5,5270,21375,4750,6.0159817351598181E-4,4.4999999999999997E-3]
["P00000902906",2013,"SLERES",3,3556,12240,4080,4.0593607305936072E-4,3.0000000000000001E-3]
["P00000861291",2013,"SLERES",3.92,3700,17640,4500,4.2237442922374432E-4,3.9199999999999999E-3]
["P00000864294",2013,"SLERES",5.39,5796,24255,4500,6.6164383561643841E-4,5.3899999999999998E-3]
["P00000864400",2013,"SLERES",4.08,4606,16554,4057.3529411764707,5.2579908675799095E-4,4.0800000000000003E-3]
["P00000865708",2013,"SLERES",2.94,3322,12054,4100,3.7922374429223742E-4,2.9399999999999999E-3]
["P00000866696",2013,"SLERES",3.51,3951,12285,3500,4.5102739726027394E-4,3.5099999999999997E-3]
["P00000866942",2013,"SLERES",8.82,8645,39690,4500,9.8687214611872147E-4,8.8199999999999997E-3]
["P00000867672",2013,"SLERES",6.36,9095,31764,4994.3396226415089,1.0382420091324201E-3,6.3600000000000002E-3]
["P00000869915",2013,"SLERES",2.04,2228,13332,6535.2941176470586,2.5433789954337901E-4,2.0400000000000001E-3]
["P00000869920",2013,"SLERES",5.5,5022,26125,4750,5.732876712328767E-4,5.4999999999999997E-3]
["P00000871008",2013,"SLERES",12,17332,57000,{"$f":"IFERROR(F1922/D1922,\"\")","v":4750},1.9785388127853882E-3,1.2E-2]
["P00000871010",2013,"SLERES",3.75,4624,17812.5,4750,{"$f":"E1923/8760/1000","v":5.2785388127853886E-4},{"$f":"D1923/1000","v":3.7499999999999999E-3}]
["P00000871025",2013,"SLERES",7,6475,33250,4750,7.3915525114155256E-4,7.0000000000000001E-3]
["P00000872333",2013,"SLERES",5.5,4956,26125,4750,5.6575342465753418E-4,5.4999999999999997E-3]
["P00000874985",2013,"SLERES",6,6017,22180,3696.6666666666665,6.8687214611872144E-4,6.0000000000000001E-3]
["P00000874987",2013,"SLERES",2.75,2925,13062.5,4750,3.3390410958904112E-4,2.7499999999999998E-3]
["P00000879935",2013,"SLERES",5,5776,19250,3850,6.5936073059360732E-4,5.0000000000000001E-3]
["P00000879946",2013,"SLERES",3.18,2981,15134,4759.1194968553455,3.4029680365296804E-4,3.1800000000000001E-3]
["P00000879971",2013,"SLERES",6,7136,28500,4750,8.146118721461187E-4,6.0000000000000001E-3]
["P00000856537",2013,"SLERES",6.37,6804,31213,4900,7.7671232876712327E-4,6.3699999999999998E-3]
["P00000856553",2013,"SLERES",6.37,6875,31213,4900,7.8481735159817358E-4,6.3699999999999998E-3]
["P00000856563",2013,"SLERES",7.1050000000000004,6556,34814.5,4900,7.4840182648401837E-4,7.1050000000000002E-3]
["P00000856578",2013,"SLERES",7.92,8060,38808,4900,9.2009132420091324E-4,7.92E-3]
["P00000859186",2013,"SLERES",3.76,3682,28373,7546.0106382978729,4.2031963470319636E-4,3.7599999999999999E-3]
["P00000859205",2013,"SLERES",2.94,2775,13230,4500,3.1678082191780819E-4,2.9399999999999999E-3]
["P00000859207",2013,"SLERES",3.25,3983,15437.5,4750,4.5468036529680366E-4,3.2499999999999999E-3]
["P00000880518",2013,"SLERES",2.97,2580,17096,5756.2289562289561,2.9452054794520548E-4,2.97E-3]
["P00000881617",2013,"SLERES",4.5,4356,21375,4750,4.9726027397260276E-4,4.4999999999999997E-3]
["P00000884263",2013,"SLERES",3.18,3564,14946,4700,4.0684931506849314E-4,3.1800000000000001E-3]
["P00000884632",2013,"SLERES",4.5,5002,21375,4750,5.7100456621004571E-4,4.4999999999999997E-3]
["P00000902912",2013,"SLERES",3.22,4211,15134,4700,4.8070776255707763E-4,3.2200000000000002E-3]
["P00000761540",2013,"SLERES",2.64,3073,13134,4975,3.5079908675799087E-4,2.64E-3]
["P00000740959",2013,"SLERES",2.99,2697,18381,6147.4916387959865,3.078767123287671E-4,2.99E-3]
["P00000833464",2013,"SLERES",7.5,11562,31419,4189.2,1.3198630136986302E-3,7.4999999999999997E-3]
["P00000833476",2013,"SLERES",3.22,3435,27670,8593.1677018633527,3.9212328767123289E-4,3.2200000000000002E-3]
["P00000833485",2013,"SLERES",3.68,3699,24885,6762.228260869565,4.2226027397260273E-4,3.6800000000000001E-3]
["P00000833487",2013,"SLERES",2.6,3524,12995,4998.0769230769229,4.0228310502283106E-4,2.5999999999999999E-3]
["P00000833502",2013,"SLERES",8.33,8417,40817,4900,9.6084474885844745E-4,8.3300000000000006E-3]
["P00000839496",2013,"SLERES",8.82,8312,43218,4900,9.4885844748858451E-4,8.8199999999999997E-3]
["P00000839497",2013,"SLERES",2.6949999999999998,2627,13206,4900.1855287569579,2.9988584474885844E-4,2.6949999999999999E-3]
["P00000839503",2013,"SLERES",4.9000000000000004,5237,24010,4900,5.978310502283105E-4,4.9000000000000007E-3]
["P00000845937",2013,"SLERES",3.18,2903,15582,4900,3.3139269406392695E-4,3.1800000000000001E-3]
["P00000845964",2013,"SLERES",3.12,2933,15288,4900,3.3481735159817348E-4,3.1199999999999999E-3]
["P00000845969",2013,"SLERES",7.35,7186,36015,4900,8.2031963470319638E-4,7.3499999999999998E-3]
["P00000846004",2013,"SLERES",3.92,4402,19208,4900,5.0251141552511418E-4,3.9199999999999999E-3]
["P00000851569",2013,"SLERES",2.2949999999999999,2189,11581,5046.1873638344232,2.4988584474885847E-4,2.2949999999999997E-3]
["P00000778151",2013,"SLERES",3.68,3636,31050,8437.5,4.1506849315068494E-4,3.6800000000000001E-3]
["P00000778161",2013,"SLERES",5.52,5730,27462,4975,6.5410958904109579E-4,5.5199999999999997E-3]
["P00000806914",2013,"SLERES",8.16,9660,30477,3734.9264705882351,1.1027397260273972E-3,8.1600000000000006E-3]
["P00000813707",2013,"SLERES",6.24,6665,29914,4793.9102564102559,7.6084474885844747E-4,6.2399999999999999E-3]
["P00000820973",2013,"SLERES",3.06,4270,15453,5050,4.8744292237442921E-4,3.0600000000000002E-3]
["P00000820999",2013,"SLERES",5.76,6689,28656,4975,7.6358447488584483E-4,5.7599999999999995E-3]
["P00000821006",2013,"SLERES",3.84,3714,18818,4900.5208333333339,4.2397260273972602E-4,3.8399999999999997E-3]
["P00000696892",2013,"SLERES",4.59,4468,29835,6500,5.100456621004567E-4,4.5899999999999995E-3]
["P00000900750",2013,"SLERES",3.9750000000000001,5168,16298,4100.1257861635222,5.8995433789954337E-4,3.9750000000000002E-3]
["P00000852973",2013,"SLERES",4.9349999999999996,6750,19550,3961.4994934143874,7.7054794520547943E-4,4.9349999999999993E-3]
["P00000855581",2013,"SLERES",3.18,4113,12495,3929.2452830188677,4.695205479452055E-4,3.1800000000000001E-3]
["P00000856497",2013,"SLERES",4.8600000000000003,6435,20169,4150,7.3458904109589037E-4,4.8600000000000006E-3]
["P00000856504",2013,"SLERES",4.32,5440,18120,4194.4444444444443,6.2100456621004563E-4,4.3200000000000001E-3]
["P00000763101",2013,"SLERES",3.25,2907,15275,4700,3.3184931506849316E-4,3.2499999999999999E-3]
["P00000778138",2013,"SLERES",3.145,4535,14781.5,4700,5.1769406392694064E-4,3.1450000000000002E-3]
["P00000694624",2013,"SLERES",3.06,2995,14450,4722.2222222222217,3.4189497716894979E-4,3.0600000000000002E-3]
["P00000708835",2013,"SLERES",3.29,3357,17860,5428.5714285714284,3.8321917808219181E-4,3.29E-3]
["P00000845979",2013,"SLERES",2.76,2945,21150,7663.04347826087,3.3618721461187211E-4,2.7599999999999999E-3]
["P00000845990",2013,"SLERES",4.24,4932,19620,4627.3584905660373,5.6301369863013693E-4,4.2399999999999998E-3]
["P00000846005",2013,"SLERES",3.43,3099,16807,4900,3.5376712328767125E-4,3.4300000000000003E-3]
["P00000806916",2013,"SLERES",3.22,3331,23184,7200,3.8025114155251143E-4,3.2200000000000002E-3]
["P00000806926",2013,"SLERES",2.25,2086,9450,4200,2.3812785388127854E-4,2.2499999999999998E-3]
["P00000806930",2013,"SLERES",4.08,4650,26240,6431.3725490196075,5.3082191780821919E-4,4.0800000000000003E-3]
["P00000806938",2013,"SLERES",3.25,3451,15275,4700,3.9394977168949772E-4,3.2499999999999999E-3]
["P00000813701",2013,"SLERES",3.22,4062,14490,4500,4.6369863013698634E-4,3.2200000000000002E-3]
["P00000820979",2013,"SLERES",3.29,3780,15792,4800,4.3150684931506848E-4,3.29E-3]
["P00000821008",2013,"SLERES",3,4121,14100,4700,4.7043378995433786E-4,3.0000000000000001E-3]
["P00000825631",2013,"SLERES",3.57,3988,15207,4259.6638655462184,4.5525114155251141E-4,3.5699999999999998E-3]
["P00000827281",2013,"SLERES",4.32,4111,21168,{"$f":"IFERROR(F1986/D1986,\"\")","v":4900},4.6929223744292237E-4,4.3200000000000001E-3]
["P00000827285",2013,"SLERES",4.8,4847,23520,4900,{"$f":"E1987/8760/1000","v":5.5331050228310508E-4},{"$f":"D1987/1000","v":4.7999999999999996E-3}]
["P00000833521",2013,"SLERES",2.6,2321,12740,4900,2.6495433789954339E-4,2.5999999999999999E-3]
["P00000839456",2013,"SLERES",6.24,7239,32485,5205.9294871794873,8.2636986301369867E-4,6.2399999999999999E-3]
["P00000839476",2013,"SLERES",3.92,4877,19208,4900,5.5673515981735156E-4,3.9199999999999999E-3]
["P00000839487",2013,"SLERES",2.88,4024,14495,5032.9861111111113,4.5936073059360733E-4,2.8799999999999997E-3]
["P00000839494",2013,"SLERES",4.08,4263,16014,3925,4.8664383561643839E-4,4.0800000000000003E-3]
["P00000839522",2013,"SLERES",3.43,3249,16807,4900,3.7089041095890414E-4,3.4300000000000003E-3]
["P00000845935",2013,"SLERES",5.67,6607,20273,3575.4850088183421,7.5422374429223748E-4,5.6699999999999997E-3]
["P00000864114",2013,"SLERES",3,2796,14250,4750,3.1917808219178082E-4,3.0000000000000001E-3]
["P00000864280",2013,"SLERES",5,4481,23750,4750,5.115296803652968E-4,5.0000000000000001E-3]
["P00000864284",2013,"SLERES",6.86,7992,30870,4500,9.1232876712328765E-4,6.8600000000000006E-3]
["P00000864285",2013,"SLERES",7.84,8286,35280,4500,9.4589041095890418E-4,7.8399999999999997E-3]
["P00000864291",2013,"SLERES",6.125,5738,27562.5,4500,6.5502283105022831E-4,6.1250000000000002E-3]
["P00000864296",2013,"SLERES",4.9000000000000004,5796,22050,4500,6.6164383561643841E-4,4.9000000000000007E-3]
["P00000864965",2013,"SLERES",1.89,1760,11856,6273.0158730158737,2.009132420091324E-4,1.89E-3]
["P00000867838",2013,"SLERES",3.92,3804,28510,7272.9591836734699,4.3424657534246573E-4,3.9199999999999999E-3]
["P00000868385",2013,"SLERES",3.64,3747,35893,9860.7142857142862,4.2773972602739722E-4,3.64E-3]
["P00000871022",2013,"SLERES",9,9636,42750,4750,1.1000000000000001E-3,8.9999999999999993E-3]
["P00000871218",2013,"SLERES",2.97,2683,18153,6112.121212121212,3.062785388127854E-4,2.97E-3]
["P00000871224",2013,"SLERES",4.5,5216,21375,4750,5.9543378995433798E-4,4.4999999999999997E-3]
["P00000875332",2013,"SLERES",7,6306,33250,4750,7.1986301369863018E-4,7.0000000000000001E-3]
["P00000879913",2013,"SLERES",6.36,9189,29120,4578.6163522012575,1.048972602739726E-3,6.3600000000000002E-3]
["P00000879915",2013,"SLERES",7.42,9970,25800,3477.0889487870622,1.1381278538812785E-3,7.4199999999999995E-3]
["P00000856527",2013,"SLERES",7.44,8173,36456,4900,9.3299086757990871E-4,7.4400000000000004E-3]
["P00000856561",2013,"SLERES",8.82,8351,43218,4900,9.5331050228310494E-4,8.8199999999999997E-3]
["P00000856571",2013,"SLERES",2.94,2950,14406,4900,3.3675799086757991E-4,2.9399999999999999E-3]
["P00000856577",2013,"SLERES",5.88,6196,28812,4900,7.0730593607305932E-4,5.8799999999999998E-3]
["P00000857814",2013,"SLERES",6.6150000000000002,7307,29767.5,4500,8.3413242009132416E-4,6.6150000000000002E-3]
["P00000859185",2013,"SLERES",3.18,3453,14851,4670.1257861635222,3.941780821917808E-4,3.1800000000000001E-3]
["P00000860257",2013,"SLERES",7.29,8803,43266.75,5935.0823045267489,1.0049086757990869E-3,7.2899999999999996E-3]
["P00000860263",2013,"SLERES",15.744999999999999,15290,70852.5,4500,1.7454337899543378E-3,1.5744999999999999E-2]
["P00000861282",2013,"SLERES",8.0850000000000009,9321,36382.5,4499.9999999999991,1.064041095890411E-3,8.0850000000000002E-3]
["P00000879950",2013,"SLERES",4.5,4786,21375,4750,5.4634703196347037E-4,4.4999999999999997E-3]
["P00000879952",2013,"SLERES",4.32,4024,20866,4830.0925925925922,4.5936073059360733E-4,4.3200000000000001E-3]
["P00000879959",2013,"SLERES",3.18,3851,14946,4700,4.3961187214611874E-4,3.1800000000000001E-3]
["P00000879975",2013,"SLERES",7,6895,33250,4750,7.8710045662100457E-4,7.0000000000000001E-3]
["P00000879985",2013,"SLERES",4.75,4921,22562.5,4750,5.617579908675799E-4,4.7499999999999999E-3]
["P00000881613",2013,"SLERES",4,3872,19000,4750,4.4200913242009132E-4,4.0000000000000001E-3]
["P00000882090",2013,"SLERES",4.05,4175,24188,5972.3456790123455,4.765981735159817E-4,4.0499999999999998E-3]
["P00000886206",2013,"SLERES",7.5,7297,35625,4750,8.3299086757990866E-4,7.4999999999999997E-3]
["P00000888430",2013,"SLERES",7.42,9334,29326,3952.2911051212936,1.0655251141552511E-3,7.4199999999999995E-3]
["P00000856539",2013,"SLERES",3.92,4543,19208,4900,5.1860730593607306E-4,3.9199999999999999E-3]
["P00000856551",2013,"SLERES",6.6150000000000002,6435,32413.5,4900,7.3458904109589037E-4,6.6150000000000002E-3]
["P00000856555",2013,"SLERES",8.0850000000000009,8593,38403.75,4749.9999999999991,9.8093607305936061E-4,8.0850000000000002E-3]
["P00000856556",2013,"SLERES",4.9000000000000004,5327,24010,4900,6.0810502283105026E-4,4.9000000000000007E-3]
["P00000856573",2013,"SLERES",6.6150000000000002,6277,32413.5,4900,7.1655251141552513E-4,6.6150000000000002E-3]
["P00000857807",2013,"SLERES",4.9000000000000004,4976,24010,4900,5.6803652968036539E-4,4.9000000000000007E-3]
["P00000859194",2013,"SLERES",3.92,4356,18620,4750,4.9726027397260276E-4,3.9199999999999999E-3]
["P00000860254",2013,"SLERES",4.8,5265,17472,3640,6.0102739726027401E-4,4.7999999999999996E-3]
["P00000861284",2013,"SLERES",4.83,6910,19126,3959.8343685300206,7.8881278538812786E-4,4.8300000000000001E-3]
["P00000861285",2013,"SLERES",4.41,4004,19845,4500,4.5707762557077624E-4,4.4099999999999999E-3]
["P00000861288",2013,"SLERES",4.9000000000000004,5562,22050,4500,6.3493150684931505E-4,4.9000000000000007E-3]
["P00000861414",2013,"SLERES",2.16,2037,13882,6426.8518518518513,2.3253424657534248E-4,2.16E-3]
["P00000883853",2013,"SLERES",8.64,11921,23900,2766.2037037037035,1.3608447488584474E-3,8.6400000000000001E-3]
["P00000883854",2013,"SLERES",3,2796,14250,4750,3.1917808219178082E-4,3.0000000000000001E-3]
["P00000885139",2013,"SLERES",2.7,3025,12485,4624.0740740740739,3.4531963470319632E-4,2.7000000000000001E-3]
["P00000806896",2013,"SLERES",4.9000000000000004,6745,19425,3964.2857142857142,7.6997716894977163E-4,4.9000000000000007E-3]
["P00000806923",2013,"SLERES",3.22,3790,27965,8684.782608695652,4.3264840182648403E-4,3.2200000000000002E-3]
["P00000813710",2013,"SLERES",6.12,8877,30600,5000,1.0133561643835616E-3,6.1200000000000004E-3]
["P00000820971",2013,"SLERES",3.06,3160,14382,4700,3.6073059360730591E-4,3.0600000000000002E-3]
["P00000820991",2013,"SLERES",10.32,10473,51342,4975,1.1955479452054794E-3,1.0320000000000001E-2]
["P00000821001",2013,"SLERES",2.88,2855,14688,5100,3.259132420091324E-4,2.8799999999999997E-3]
["P00000827268",2013,"SLERES",9.6,11061,47040,4900,1.2626712328767122E-3,9.5999999999999992E-3]
["P00000827271",2013,"SLERES",6.24,5707,30576,{"$f":"IFERROR(F2050/D2050,\"\")","v":4900},6.5148401826484019E-4,6.2399999999999999E-3]
["P00000827272",2013,"SLERES",7.68,7698,37632,4900,{"$f":"E2051/8760/1000","v":8.7876712328767122E-4},{"$f":"D2051/1000","v":7.6799999999999993E-3}]
["P00000827277",2013,"SLERES",8.64,10306,42336,4900,1.1764840182648402E-3,8.6400000000000001E-3]
["P00000827278",2013,"SLERES",6.96,7398,34814.5,5002.083333333333,8.4452054794520546E-4,6.96E-3]
["P00000833458",2013,"SLERES",6.24,7050,24850,3982.3717948717949,8.047945205479452E-4,6.2399999999999999E-3]
["P00000833462",2013,"SLERES",3.6,4018,12600,3500,4.5867579908675799E-4,3.5999999999999999E-3]
["P00000833511",2013,"SLERES",8.82,9532,43218,4900,1.0881278538812785E-3,8.8199999999999997E-3]
["P00000833514",2013,"SLERES",2.16,2361,10584,4900,2.6952054794520547E-4,2.16E-3]
["P00000833519",2013,"SLERES",8.64,8047,42336,4900,9.1860730593607313E-4,8.6400000000000001E-3]
["P00000839474",2013,"SLERES",8.82,9330,43218,4900,1.065068493150685E-3,8.8199999999999997E-3]
["P00000839505",2013,"SLERES",9.8000000000000007,10366,48020,4900,1.1833333333333333E-3,9.8000000000000014E-3]
["P00000839510",2013,"SLERES",3.12,2790,15288,4900,3.1849315068493148E-4,3.1199999999999999E-3]
["P00000862938",2013,"SLERES",2.2050000000000001,2319,10804.5,4900,2.6472602739726025E-4,2.2049999999999999E-3]
["P00000862940",2013,"SLERES",5.88,6709,26460,4500,7.6586757990867581E-4,5.8799999999999998E-3]
["P00000863800",2013,"SLERES",3.3149999999999999,3628,13200,3981.9004524886877,4.1415525114155247E-4,3.3149999999999998E-3]
["P00000864967",2013,"SLERES",3.22,4485,15134,4700,5.1198630136986296E-4,3.2200000000000002E-3]
["P00000865540",2013,"SLERES",6.6150000000000002,6277,29767.5,4500,7.1655251141552513E-4,6.6150000000000002E-3]
["P00000867148",2013,"SLERES",3.78,3971,17840,4719.5767195767194,4.5331050228310504E-4,3.7799999999999999E-3]
["P00000867159",2013,"SLERES",5.25,5438,23625,4500,6.2077625570776255E-4,5.2500000000000003E-3]
["P00000867160",2013,"SLERES",5.75,5181,27312.5,4750,5.9143835616438359E-4,5.7499999999999999E-3]
["P00000869668",2013,"SLERES",3.24,4238,13562,4185.8024691358023,4.8378995433789954E-4,3.2400000000000003E-3]
["P00000869922",2013,"SLERES",3.25,3456,15437.5,4750,3.9452054794520547E-4,3.2499999999999999E-3]
["P00000871017",2013,"SLERES",7.5,8382,35625,4750,9.5684931506849317E-4,7.4999999999999997E-3]
["P00000873561",2013,"SLERES",4.5,4840,21375,4750,5.525114155251142E-4,4.4999999999999997E-3]
["P00000845981",2013,"SLERES",2.5,2858,10500,4200,3.2625570776255707E-4,2.5000000000000001E-3]
["P00000855579",2013,"SLERES",3.24,4314,13608,4200,4.924657534246575E-4,3.2400000000000003E-3]
["P00000769132",2013,"SLERES",2.75,2820,14575,5300,3.2191780821917807E-4,2.7499999999999998E-3]
["P00000879973",2013,"SLERES",6.25,5631,29687.5,4750,6.4280821917808218E-4,6.2500000000000003E-3]
["P00000879962",2013,"SLERES",6,5478,28500,4750,6.2534246575342463E-4,6.0000000000000001E-3]
["P00000879976",2013,"SLERES",7,7988,33250,4750,9.1187214611872149E-4,7.0000000000000001E-3]
["P00000879984",2013,"SLERES",3.25,2991,15437.5,4750,3.4143835616438358E-4,3.2499999999999999E-3]
["P00000879995",2013,"SLERES",3.25,3675,15134,4656.6153846153848,4.1952054794520548E-4,3.2499999999999999E-3]
["P00000881779",2013,"SLERES",6.48,8485,24874,3838.5802469135801,9.6860730593607304E-4,6.4800000000000005E-3]
["P00000882096",2013,"SLERES",3.25,3224,15437.5,4750,3.6803652968036529E-4,3.2499999999999999E-3]
["P00000883460",2013,"SLERES",3.5,3806,16625,4750,4.3447488584474886E-4,3.5000000000000001E-3]
["P00000884626",2013,"SLERES",5.75,5803,27312.5,4750,6.6244292237442929E-4,5.7499999999999999E-3]
["P00000875330",2013,"SLERES",3.24,3609,18440,5691.358024691358,4.1198630136986302E-4,3.2400000000000003E-3]
["P00000872324",2013,"SLERES",4.5,4140,21375,4750,4.7260273972602742E-4,4.4999999999999997E-3]
["P00000872330",2013,"SLERES",7,6475,33250,4750,7.3915525114155256E-4,7.0000000000000001E-3]
["P00000873310",2013,"SLERES",3,3191,14250,4750,3.6426940639269404E-4,3.0000000000000001E-3]
["P00000879914",2013,"SLERES",6.12,8867,21621,3532.8431372549021,1.012214611872146E-3,6.1200000000000004E-3]
["P00000879923",2013,"SLERES",9.8000000000000007,13672,30600,3122.4489795918366,1.5607305936073059E-3,9.8000000000000014E-3]
["P00000879929",2013,"SLERES",3.18,3442,13593,4274.5283018867922,3.9292237442922371E-4,3.1800000000000001E-3]
["P00000879940",2013,"SLERES",7.5,8572,35625,4750,9.7853881278538819E-4,7.4999999999999997E-3]
["P00000879949",2013,"SLERES",6.25,7058,29687.5,4750,8.0570776255707761E-4,6.2500000000000003E-3]
["P00000827286",2013,"SLERES",5.6349999999999998,6952,27612,4900.0887311446322,7.9360730593607313E-4,5.6349999999999994E-3]
["P00000827287",2013,"SLERES",8.16,9159,39984,4900,1.0455479452054794E-3,8.1600000000000006E-3]
["P00000833479",2013,"SLERES",3.22,3908,26565,8250,4.4611872146118719E-4,3.2200000000000002E-3]
["P00000833489",2013,"SLERES",3.12,3016,12948,4150,3.4429223744292237E-4,3.1199999999999999E-3]
["P00000833522",2013,"SLERES",6.37,6426,31213,4900,7.3356164383561642E-4,6.3699999999999998E-3]
["P00000839477",2013,"SLERES",13.23,12076,64827,4900,1.3785388127853882E-3,1.323E-2]
["P00000839479",2013,"SLERES",5.76,6636,28224,4900,7.5753424657534253E-4,5.7599999999999995E-3]
["P00000839529",2013,"SLERES",4.5999999999999996,5212,18894.5,4107.5,5.9497716894977171E-4,4.5999999999999999E-3]
["P00000845987",2013,"SLERES",1.08,1190,3645,3375,1.3584474885844748E-4,1.08E-3]
["P00000845989",2013,"SLERES",3.24,4525,16686,5150,5.1655251141552515E-4,3.2400000000000003E-3]
["P00000845992",2013,"SLERES",5.94,7329,17948.52,3021.6363636363635,8.3664383561643844E-4,5.94E-3]
["P00000845998",2013,"SLERES",8.82,8578,43218,4900,9.7922374429223742E-4,8.8199999999999997E-3]
["P00000852972",2013,"SLERES",3.76,3648,18424,4900,4.1643835616438356E-4,3.7599999999999999E-3]
["P00000856500",2013,"SLERES",2.99,3259,23124,7733.7792642140466,3.7203196347031963E-4,2.99E-3]
["P00000856506",2013,"SLERES",6.48,7688,31800,4907.4074074074069,8.7762557077625573E-4,6.4800000000000005E-3]
["P00000856530",2013,"SLERES",5.1449999999999996,5719,25210.5,4900,6.5285388127853887E-4,5.1449999999999994E-3]
["P00000856576",2013,"SLERES",3.92,3794,19208,4900,4.3310502283105024E-4,3.9199999999999999E-3]
["P00000857813",2013,"SLERES",7.92,9512,38808,4900,1.0858447488584476E-3,7.92E-3]
["P00000859199",2013,"SLERES",4.41,5357,19845,4500,6.1152968036529674E-4,4.4099999999999999E-3]
["P00000859210",2013,"SLERES",8.82,10528,39690,{"$f":"IFERROR(F2114/D2114,\"\")","v":4500},1.2018264840182649E-3,8.8199999999999997E-3]
["P00000860258",2013,"SLERES",2.76,4034,12493,4526.449275362319,{"$f":"E2115/8760/1000","v":4.6050228310502283E-4},{"$f":"D2115/1000","v":2.7599999999999999E-3}]
["P00000860265",2013,"SLERES",5.1449999999999996,7789,23152.5,4500,8.8915525114155252E-4,5.1449999999999994E-3]
["P00000862609",2013,"SLERES",8.82,10681,39690,4500,1.2192922374429224E-3,8.8199999999999997E-3]
["P00000864120",2013,"SLERES",3.92,4496,17640,4500,5.132420091324201E-4,3.9199999999999999E-3]
["P00000864278",2013,"SLERES",4.8600000000000003,4492,20412,4200,5.1278538812785394E-4,4.8600000000000006E-3]
["P00000865538",2013,"SLERES",3.92,3935,17640,4500,4.4920091324200911E-4,3.9199999999999999E-3]
["P00000867837",2013,"SLERES",3.43,4006,24697.5,7200.4373177842563,4.5730593607305937E-4,3.4300000000000003E-3]
["P00000872316",2013,"SLERES",5,4505,23750,4750,5.1426940639269405E-4,5.0000000000000001E-3]
["P00000763335",2013,"SLERES",5.76,6988,28500,4947.916666666667,7.9771689497716894E-4,5.7599999999999995E-3]
["P00000736591",2013,"SLERES",3,3117,15400,5133.333333333333,3.5582191780821922E-4,3.0000000000000001E-3]
["P00000806943",2013,"SLERES",5.94,6958,29552,4975.0841750841746,7.9429223744292236E-4,5.94E-3]
["P00000813697",2013,"SLERES",5,7061,21252,4250.3999999999996,8.0605022831050234E-4,5.0000000000000001E-3]
["P00000820980",2013,"SLERES",3.52,5194,17512,4975,5.929223744292238E-4,3.5200000000000001E-3]
["P00000820985",2013,"SLERES",5.2,6267,23900,4596.1538461538457,7.1541095890410953E-4,5.1999999999999998E-3]
["P00000820993",2013,"SLERES",2.4,2787,11940,4975,3.1815068493150681E-4,2.3999999999999998E-3]
["P00000806931",2013,"SLERES",5.28,5870,17660,3344.6969696969695,6.7009132420091323E-4,5.28E-3]
["P00000879907",2014,"SLECOM",66,85231,165044,2500.6666666666665,9.7295662100456634E-3,6.6000000000000003E-2]
["P00000957739",2014,"SLECOM",24.75,28762,75990,3070.3030303030305,3.2833333333333334E-3,2.4750000000000001E-2]
["P00000946478",2014,"SLECOM",3.78,5543,18900,5000,6.327625570776255E-4,3.7799999999999999E-3]
["P00000957736",2014,"SLECOM",78,80794,500000,6410.2564102564102,9.2230593607305934E-3,7.8E-2]
["P00000957747",2014,"SLECOM",7.95,9213,43725,5500,1.0517123287671233E-3,7.9500000000000005E-3]
["P00000922569",2014,"SLECOM",20.8,20798,66560,3200,2.3742009132420093E-3,2.0799999999999999E-2]
["P00000928685",2014,"SLECOM",4.8600000000000003,6364,20895,4299.382716049382,7.2648401826484017E-4,4.8600000000000006E-3]
["P00000862121",2014,"SLECOM",16.2,22393,47893,2956.358024691358,2.5562785388127851E-3,1.6199999999999999E-2]
["P00000845974",2014,"SLECOM",9.6,10229,49424,5148.3333333333339,1.1676940639269407E-3,9.5999999999999992E-3]
["P00000921479",2014,"SLECOM",8.91,9349,29537.55,3315.1010101010102,1.0672374429223743E-3,8.9099999999999995E-3]
["P00000964066",2014,"SLECOM",5.4,5157,22950,4250,5.8869863013698634E-4,5.4000000000000003E-3]
["P00000961578",2014,"SLECOM",7.8479999999999999,10963,34195,4357.1610601427119,1.2514840182648401E-3,7.8479999999999991E-3]
["P00000857799",2014,"SLECOM",42.9,58007,161311,3760.1631701631704,6.6218036529680372E-3,4.2900000000000001E-2]
["P00000856481",2014,"SLECOM",9.52,11162,35869,3767.7521008403364,1.2742009132420092E-3,9.5199999999999989E-3]
["P00000922568",2014,"SLECOM",11.61,10288,57604,4961.5848406546083,1.1744292237442922E-3,1.1609999999999999E-2]
["P00000921968",2014,"SLECOM",59.4,82988,200000,3367.0033670033672,9.4735159817351602E-3,5.9400000000000001E-2]
["P00000833452",2014,"SLECOM",25.92,26111,99960,3856.4814814814813,2.9807077625570778E-3,2.5920000000000002E-2]
["P00000924140",2014,"SLECOM",85.68,102204,225674,2633.9169000933703,1.1667123287671232E-2,8.5680000000000006E-2]
["P00000957761",2014,"SLECOM",3.3,4707,14044,4255.757575757576,5.3732876712328775E-4,3.3E-3]
["P00000921481",2014,"SLECOM",19.25,20479,67568,3510.0259740259739,2.3377853881278543E-3,1.925E-2]
["P00000957735",2014,"SLECOM",12.75,13621,50700,3976.4705882352941,1.5549086757990866E-3,1.2749999999999999E-2]
["P00000957753",2014,"SLECOM",15.3,17843,57528,3760,2.0368721461187212E-3,1.5300000000000001E-2]
["P00000879908",2014,"SLECOM",8.25,8094,28050,3400,9.2397260273972609E-4,8.2500000000000004E-3]
["P00000918862",2014,"SLECOM",9.18,9994,31304,3410.0217864923748,1.1408675799086758E-3,9.1799999999999989E-3]
["P00000952634",2014,"SLECOM",19.25,25779,68495,3558.181818181818,2.9428082191780822E-3,1.925E-2]
["P00000957741",2014,"SLECOM",79.2,95959,245679,3102.0075757575755,1.0954223744292238E-2,7.9200000000000007E-2]
["P00000957742",2014,"SLECOM",10,11509,44500,4450,1.3138127853881279E-3,0.01]
["P00000778157",2014,"SLECOM",65.17,89561,174744,2681.3564523553782,1.0223858447488585E-2,6.5170000000000006E-2]
["P00000951314",2014,"SLECOM",82.5,88642,243375,2950,1.0118949771689497E-2,8.2500000000000004E-2]
["P00000820984",2014,"SLECOM",null,8513,36210,"",9.7180365296803655E-4,0]
["P00000957745",2014,"SLECOM",20.8,23430,65560,3151.9230769230767,2.6746575342465754E-3,2.0799999999999999E-2]
["P00000881610",2014,"SLECOM",34.979999999999997,36911,130481,3730.1600914808464,4.2135844748858444E-3,3.4979999999999997E-2]
["P00000917625",2014,"SLECOM",22,25926,67470,3066.818181818182,2.9595890410958905E-3,2.1999999999999999E-2]
["P00000918616",2014,"SLECOM",20.8,25010,66560,3200,2.8550228310502282E-3,2.0799999999999999E-2]
["P00000957728",2014,"SLECOM",21,24637,80808,3848,2.8124429223744291E-3,2.1000000000000001E-2]
["P00000951320",2014,"SLECOM",7.8479999999999999,10325,32334,4120.0305810397558,1.1786529680365297E-3,7.8479999999999991E-3]
["P00000863795",2014,"SLECOM",58.575000000000003,88914,199988,3414.2210840802391,1.0150000000000001E-2,5.8575000000000002E-2]
["P00000856483",2014,"SLECOM",194.25,236180,961645.25,4950.5546975546977,2.6961187214611871E-2,0.19425000000000001]
["P00000886202",2014,"SLERES",6,5478,28500,4750,6.2534246575342463E-4,6.0000000000000001E-3]
["P00000886207",2014,"SLERES",9,8774,42750,4750,1.0015981735159818E-3,8.9999999999999993E-3]
["P00000886441",2014,"SLERES",4.41,3951,20971.25,4755.3854875283441,4.5102739726027394E-4,4.4099999999999999E-3]
["P00000888434",2014,"SLERES",2,1793,9500,4750,2.0468036529680363E-4,2E-3]
["P00000902401",2014,"SLERES",3.75,4508,17812.5,4750,5.1461187214611867E-4,3.7499999999999999E-3]
["P00000902913",2014,"SLERES",6.25,6607,29687.5,4750,7.5422374429223748E-4,6.2500000000000003E-3]
["P00000904116",2014,"SLERES",3.25,3749,15288,4704,4.2796803652968036E-4,3.2499999999999999E-3]
["P00000904119",2014,"SLERES",3.5,3973,16625,4750,4.5353881278538811E-4,3.5000000000000001E-3]
["P00000904505",2014,"SLERES",12.5,13085,59375,4750,1.4937214611872147E-3,1.2500000000000001E-2]
["P00000910276",2014,"SLERES",3.24,3362,19214,{"$f":"IFERROR(F2178/D2178,\"\")","v":5930.2469135802467},3.8378995433789955E-4,3.2400000000000003E-3]
["P00000910288",2014,"SLERES",6,6401,28500,4750,{"$f":"E2179/8760/1000","v":7.3070776255707763E-4},{"$f":"D2179/1000","v":6.0000000000000001E-3}]
["P00000912894",2014,"SLERES",4,4144,19000,4750,4.7305936073059363E-4,4.0000000000000001E-3]
["P00000913724",2014,"SLERES",3,2819,12922,4307.333333333333,3.2180365296803653E-4,3.0000000000000001E-3]
["P00000917089",2014,"SLERES",3,3334,14250,4750,3.8059360730593604E-4,3.0000000000000001E-3]
["P00000919417",2014,"SLERES",3,2870,14250,4750,3.2762557077625569E-4,3.0000000000000001E-3]
["P00000920102",2014,"SLERES",6.48,9142,26784,4133.333333333333,1.0436073059360731E-3,6.4800000000000005E-3]
["P00000920115",2014,"SLERES",3,3012,14250,4750,3.4383561643835616E-4,3.0000000000000001E-3]
["P00000920297",2014,"SLERES",3.3149999999999999,3000,15275,4607.8431372549021,3.4246575342465754E-4,3.3149999999999998E-3]
["P00000920637",2014,"SLERES",4.7699999999999996,6728,20777.5,4355.8700209643612,7.6803652968036526E-4,4.7699999999999999E-3]
["P00000921290",2014,"SLERES",3.3,3575,16250,4924.2424242424249,4.0810502283105023E-4,3.3E-3]
["P00000924652",2014,"SLERES",4.4000000000000004,4434,17780,4040.9090909090905,5.0616438356164385E-4,4.4000000000000003E-3]
["P00000937861",2014,"SLERES",6,5529,28500,4750,6.3116438356164385E-4,6.0000000000000001E-3]
["P00000941066",2014,"SLERES",5.8860000000000001,7649,25428,4320.0815494393473,8.7317351598173519E-4,5.8859999999999997E-3]
["P00000942461",2014,"SLERES",3.75,3438,17812.5,4750,3.9246575342465756E-4,3.7499999999999999E-3]
["P00000946667",2014,"SLERES",6.25,6430,29687.5,4750,7.3401826484018257E-4,6.2500000000000003E-3]
["P00000951857",2014,"SLERES",4.95,4798,19217,3882.2222222222222,5.4771689497716894E-4,4.9500000000000004E-3]
["P00000954874",2014,"SLERES",3.92,4547,32420,8270.4081632653069,5.1906392694063932E-4,3.9199999999999999E-3]
["P00000954990",2014,"SLERES",6.5,7723,30875,4750,8.8162100456621012E-4,6.4999999999999997E-3]
["P00000957791",2014,"SLERES",4.5780000000000003,5127,20876,4560.0698995194407,5.8527397260273975E-4,4.5780000000000005E-3]
["P00000957844",2014,"SLERES",4.4000000000000004,5427,18134,4121.363636363636,6.1952054794520552E-4,4.4000000000000003E-3]
["P00000957871",2014,"SLERES",8.5,7767,40375,4750,8.8664383561643835E-4,8.5000000000000006E-3]
["P00000957932",2014,"SLERES",5.0999999999999996,4879,24225,4750,5.5696347031963464E-4,5.0999999999999995E-3]
["P00000957966",2014,"SLERES",4.335,4147,20591.25,4750,4.7340182648401824E-4,4.3350000000000003E-3]
["P00000961612",2014,"SLERES",3.3,3515,11550,3500,4.012557077625571E-4,3.3E-3]
["P00000961644",2014,"SLERES",3.3,4371,13504,4092.1212121212125,4.9897260273972606E-4,3.3E-3]
["P00000961669",2014,"SLERES",6.63,6216,31492.5,4750,7.0958904109589042E-4,6.6299999999999996E-3]
["P00000961679",2014,"SLERES",5.0999999999999996,5739,24225,4750,6.5513698630136985E-4,5.0999999999999995E-3]
["P00000961702",2014,"SLERES",6.75,6405,32062.5,4750,7.3116438356164379E-4,6.7499999999999999E-3]
["P00000966732",2014,"SLERES",4.95,4331,20150,4070.7070707070707,4.9440639269406398E-4,4.9500000000000004E-3]
["P00000968634",2014,"SLERES",12.75,11565,63750,5000,1.3202054794520547E-3,1.2749999999999999E-2]
["P00000972202",2014,"SLERES",3.36,4415,15644,4655.9523809523807,5.039954337899544E-4,3.3599999999999997E-3]
["P00000976020",2014,"SLERES",6.875,7660,19988,2907.3454545454547,8.7442922374429222E-4,6.875E-3]
["P00000951796",2014,"SLERES",7.8479999999999999,10029,37043,4720.0560652395516,1.1448630136986302E-3,7.8479999999999991E-3]
["P00000952740",2014,"SLERES",3.75,3980,17812.5,4750,4.5433789954337899E-4,3.7499999999999999E-3]
["P00000952766",2014,"SLERES",5.25,5365,24937.5,4750,6.1244292237442916E-4,5.2500000000000003E-3]
["P00000953236",2014,"SLERES",3.3,4610,16773,5082.727272727273,5.26255707762557E-4,3.3E-3]
["P00000957224",2014,"SLERES",1.925,2607,9025,4688.3116883116882,2.976027397260274E-4,1.9250000000000001E-3]
["P00000957785",2014,"SLERES",4.5780000000000003,4300,23806,5200.0873743993006,4.9086757990867585E-4,4.5780000000000005E-3]
["P00000957787",2014,"SLERES",3,3097,16627,5542.333333333333,3.5353881278538812E-4,3.0000000000000001E-3]
["P00000957830",2014,"SLERES",4.4000000000000004,5572,18776,4267.272727272727,6.3607305936073054E-4,4.4000000000000003E-3]
["P00000957840",2014,"SLERES",4.5,3961,16200,3600,4.5216894977168949E-4,4.4999999999999997E-3]
["P00000957854",2014,"SLERES",3.3,4013,15509,4699.69696969697,4.5810502283105019E-4,3.3E-3]
["P00000957858",2014,"SLERES",10,9136,36000,3600,1.0429223744292237E-3,0.01]
["P00000957887",2014,"SLERES",9.9450000000000003,10885,47238.75,4750,1.2425799086757991E-3,9.9450000000000007E-3]
["P00000957894",2014,"SLERES",3,3365,14250,4750,3.8413242009132422E-4,3.0000000000000001E-3]
["P00000957904",2014,"SLERES",5.61,5260,26647.5,4750,6.0045662100456621E-4,5.6100000000000004E-3]
["P00000957928",2014,"SLERES",4.335,4407,20591.25,4750,5.0308219178082187E-4,4.3350000000000003E-3]
["P00000957941",2014,"SLERES",10.71,11078,50872.5,4750,1.2646118721461189E-3,1.0710000000000001E-2]
["P00000957964",2014,"SLERES",4,4342,19000,4750,4.9566210045662101E-4,4.0000000000000001E-3]
["P00000961597",2014,"SLERES",7.95,7992,24220,3046.5408805031448,9.1232876712328765E-4,7.9500000000000005E-3]
["P00000961608",2014,"SLERES",7.8479999999999999,10612,33903,4319.9541284403667,1.2114155251141553E-3,7.8479999999999991E-3]
["P00000961618",2014,"SLERES",5.5,5686,20075,3650,6.4908675799086755E-4,5.4999999999999997E-3]
["P00000964069",2014,"SLERES",3.24,4578,14238,4394.4444444444443,5.2260273972602744E-4,3.2400000000000003E-3]
["P00000964087",2014,"SLERES",6.63,7651,33150,5000,8.7340182648401837E-4,6.6299999999999996E-3]
["P00000965152",2014,"SLERES",3.25,3633,14090,4335.3846153846152,4.1472602739726027E-4,3.2499999999999999E-3]
["P00000966741",2014,"SLERES",5.8650000000000002,6804,29325,5000,7.7671232876712327E-4,5.8650000000000004E-3]
["P00000966743",2014,"SLERES",5.0999999999999996,4905,25500,5000,5.5993150684931507E-4,5.0999999999999995E-3]
["P00000966762",2014,"SLERES",3.8250000000000002,3751,19125,5000,4.2819634703196349E-4,3.8250000000000003E-3]
["P00000968628",2014,"SLERES",3.06,2781,15300,5000,3.1746575342465753E-4,3.0600000000000002E-3]
["P00000968629",2014,"SLERES",4.08,4030,15600,3823.5294117647059,4.6004566210045662E-4,4.0800000000000003E-3]
["P00000919927",2014,"SLERES",6.24,7282,23986,3843.9102564102564,8.3127853881278537E-4,6.2399999999999999E-3]
["P00000919932",2014,"SLERES",8,8653,38000,4750,9.8778538812785378E-4,8.0000000000000002E-3]
["P00000919937",2014,"SLERES",3.5,3639,16625,4750,4.1541095890410955E-4,3.5000000000000001E-3]
["P00000920641",2014,"SLERES",20,20612,95000,{"$f":"IFERROR(F2242/D2242,\"\")","v":4750},2.3529680365296803E-3,0.02]
["P00000921971",2014,"SLERES",3,3488,11500,3833.3333333333335,{"$f":"E2243/8760/1000","v":3.9817351598173519E-4},{"$f":"D2243/1000","v":3.0000000000000001E-3}]
["P00000921974",2014,"SLERES",4,3633,19000,4750,4.1472602739726027E-4,4.0000000000000001E-3]
["P00000922570",2014,"SLERES",3.43,3387,23574,6872.8862973760934,3.8664383561643834E-4,3.4300000000000003E-3]
["P00000923305",2014,"SLERES",3.24,3400,18890,5830.2469135802467,3.881278538812785E-4,3.2400000000000003E-3]
["P00000923611",2014,"SLERES",3.3,3575,15950,4833.3333333333339,4.0810502283105023E-4,3.3E-3]
["P00000925261",2014,"SLERES",8,8128,36540,4567.5,9.2785388127853883E-4,8.0000000000000002E-3]
["P00000940407",2014,"SLERES",5.8860000000000001,5618,26203,4451.7499150526673,6.4132420091324207E-4,5.8859999999999997E-3]
["P00000941377",2014,"SLERES",3.3,3650,15250,4621.212121212121,4.1666666666666669E-4,3.3E-3]
["P00000901318",2014,"SLERES",9,8880,42750,4750,1.0136986301369864E-3,8.9999999999999993E-3]
["P00000902905",2014,"SLERES",3,3257,12240,4080,3.718036529680365E-4,3.0000000000000001E-3]
["P00000904498",2014,"SLERES",8.25,10057,39187.5,4750,1.1480593607305935E-3,8.2500000000000004E-3]
["P00000904503",2014,"SLERES",5,5079,23750,4750,5.7979452054794526E-4,5.0000000000000001E-3]
["P00000905445",2014,"SLERES",3.24,4478,13330.75,4114.4290123456785,5.1118721461187208E-4,3.2400000000000003E-3]
["P00000906346",2014,"SLERES",8.75,9776,41562.5,4750,1.1159817351598174E-3,8.7500000000000008E-3]
["P00000911320",2014,"SLERES",3,3626,14250,4750,4.1392694063926939E-4,3.0000000000000001E-3]
["P00000912626",2014,"SLERES",23.32,24387,36992,1586.2778730703258,2.7839041095890412E-3,2.332E-2]
["P00000915183",2014,"SLERES",3.48,4190,27408.400000000001,7875.977011494253,4.7831050228310499E-4,3.48E-3]
["P00000915186",2014,"SLERES",7,8073,33250,4750,9.2157534246575345E-4,7.0000000000000001E-3]
["P00000915914",2014,"SLERES",12.25,11326,58187.5,4750,1.2929223744292237E-3,1.225E-2]
["P00000916228",2014,"SLERES",5.75,5595,27312.5,4750,6.3869863013698636E-4,5.7499999999999999E-3]
["P00000916234",2014,"SLERES",3.25,3512,15437.5,4750,4.0091324200913244E-4,3.2499999999999999E-3]
["P00000917355",2014,"SLERES",8,7400,38000,4750,8.4474885844748864E-4,8.0000000000000002E-3]
["P00000872315",2014,"SLERES",5.88,6871,35170,5981.2925170068029,7.8436073059360732E-4,5.8799999999999998E-3]
["P00000886200",2014,"SLERES",6.25,8027,29687.5,4750,9.1632420091324193E-4,6.2500000000000003E-3]
["P00000892850",2014,"SLERES",4,3791,19000,4750,4.3276255707762557E-4,4.0000000000000001E-3]
["P00000879934",2014,"SLERES",4.83,5432,36848,7628.985507246377,6.2009132420091332E-4,4.8300000000000001E-3]
["P00000857804",2014,"SLERES",3.45,4181,26493,7679.1304347826081,4.7728310502283104E-4,3.4500000000000004E-3]
["P00000883458",2014,"SLERES",3,3012,13965,4655,3.4383561643835616E-4,3.0000000000000001E-3]
["P00000884621",2014,"SLERES",6.25,5751,29687.5,4750,6.5650684931506853E-4,6.2500000000000003E-3]
["P00000902918",2014,"SLERES",3.25,2867,15288,4704,3.2728310502283103E-4,3.2499999999999999E-3]
["P00000903530",2014,"SLERES",1.08,1082,5700,5277.7777777777774,1.2351598173515981E-4,1.08E-3]
["P00000903887",2014,"SLERES",5.6349999999999998,5617,26766.25,4750,6.4121004566210053E-4,5.6349999999999994E-3]
["P00000904490",2014,"SLERES",9.75,9444,46312.5,4750,1.0780821917808219E-3,9.75E-3]
["P00000904494",2014,"SLERES",5.75,5595,27312.5,4750,6.3869863013698636E-4,5.7499999999999999E-3]
["P00000904499",2014,"SLERES",6.75,7785,32062.5,4750,8.8869863013698637E-4,6.7499999999999999E-3]
["P00000904502",2014,"SLERES",4.75,5041,22562.5,4750,5.7545662100456614E-4,4.7499999999999999E-3]
["P00000906343",2014,"SLERES",2.75,3188,13062.5,4750,3.6392694063926937E-4,2.7499999999999998E-3]
["P00000908656",2014,"SLERES",3.25,3513,16625,5115.3846153846152,4.0102739726027397E-4,3.2499999999999999E-3]
["P00000911310",2014,"SLERES",9.9,14049,41966,4238.9898989898984,1.6037671232876712E-3,9.9000000000000008E-3]
["P00000911326",2014,"SLERES",5.5,5220,26125,4750,5.9589041095890413E-4,5.4999999999999997E-3]
["P00000912624",2014,"SLERES",5.39,5750,37720,6998.1447124304268,6.5639269406392699E-4,5.3899999999999998E-3]
["P00000912629",2014,"SLERES",4.95,5634,16582.5,3350,6.431506849315068E-4,4.9500000000000004E-3]
["P00000913731",2014,"SLERES",7.25,7455,34437.5,4750,8.5102739726027402E-4,7.2500000000000004E-3]
["P00000914764",2014,"SLERES",3.24,3532,12000,3703.7037037037035,4.0319634703196348E-4,3.2400000000000003E-3]
["P00000916218",2014,"SLERES",3,3477,14250,4750,3.969178082191781E-4,3.0000000000000001E-3]
["P00000918368",2014,"SLERES",2.97,2731,15715,5291.2457912457912,3.117579908675799E-4,2.97E-3]
["P00000919213",2014,"SLERES",8.25,10057,39187.5,4750,1.1480593607305935E-3,8.2500000000000004E-3]
["P00000923107",2014,"SLERES",4.05,4580,16200,4000,5.2283105022831052E-4,4.0499999999999998E-3]
["P00000941772",2014,"SLERES",3.0249999999999999,3313,15712,5194.0495867768595,3.7819634703196346E-4,3.0249999999999999E-3]
["P00000942504",2014,"SLERES",6,6910,28500,4750,7.8881278538812786E-4,6.0000000000000001E-3]
["P00000951865",2014,"SLERES",3.25,2899,15288,4704,3.3093607305936074E-4,3.2499999999999999E-3]
["P00000952736",2014,"SLERES",5.5,5734,26125,4750,6.5456621004566205E-4,5.4999999999999997E-3]
["P00000952794",2014,"SLERES",10.199999999999999,10794,48450,4750,1.2321917808219179E-3,1.0199999999999999E-2]
["P00000953374",2014,"SLERES",8.75,9522,41562.5,4750,1.0869863013698632E-3,8.7500000000000008E-3]
["P00000957802",2014,"SLERES",3.3,3747,13746,4165.454545454546,4.2773972602739722E-4,3.3E-3]
["P00000957809",2014,"SLERES",3.1850000000000001,3652,21628,6790.5808477237051,4.1689497716894982E-4,3.1849999999999999E-3]
["P00000957820",2014,"SLERES",3.24,2903,16848,5200,3.3139269406392695E-4,3.2400000000000003E-3]
["P00000957920",2014,"SLERES",3.57,4056,16957.5,4750,4.63013698630137E-4,3.5699999999999998E-3]
["P00000957937",2014,"SLERES",3.25,3131,15288,4704,3.5742009132420092E-4,3.2499999999999999E-3]
["P00000960853",2014,"SLERES",null,3298,23000,"",3.7648401826484017E-4,0]
["P00000961622",2014,"SLERES",7.95,9307,23230,2922.0125786163521,1.0624429223744293E-3,7.9500000000000005E-3]
["P00000961643",2014,"SLERES",4.5,4058,20855,4634.4444444444443,4.6324200913242007E-4,4.4999999999999997E-3]
["P00000961656",2014,"SLERES",7.65,8458,36337.5,4750,9.6552511415525107E-4,7.6500000000000005E-3]
["P00000961676",2014,"SLERES",4.335,3992,20591.25,{"$f":"IFERROR(F2306/D2306,\"\")","v":4750},4.5570776255707762E-4,4.3350000000000003E-3]
["P00000964081",2014,"SLERES",8.25,10448,30635,3713.3333333333335,{"$f":"E2307/8760/1000","v":1.1926940639269406E-3},{"$f":"D2307/1000","v":8.2500000000000004E-3}]
["P00000966757",2014,"SLERES",9.69,10365,48450,5000,1.1832191780821917E-3,9.689999999999999E-3]
["P00000968617",2014,"SLERES",3.85,3423,13398,3480,3.9075342465753427E-4,3.8500000000000001E-3]
["P00000970127",2014,"SLERES",6.05,5299,21890,3618.1818181818185,6.0490867579908675E-4,6.0499999999999998E-3]
["P00000970147",2014,"SLERES",3.57,4423,17850,5000,5.0490867579908671E-4,3.5699999999999998E-3]
["P00000973774",2014,"SLERES",6,8575,22200,3700,9.788812785388127E-4,6.0000000000000001E-3]
["P00000872312",2014,"SLERES",3.43,3974,24697.5,7200.4373177842563,4.5365296803652965E-4,3.4300000000000003E-3]
["P00000957798",2014,"SLERES",3.27,3007,15696,4800,3.4326484018264841E-4,3.2699999999999999E-3]
["P00000957801",2014,"SLERES",5.88,5779,21181,3602.2108843537417,6.5970319634703204E-4,5.8799999999999998E-3]
["P00000957817",2014,"SLERES",4.95,5341,20790,4200,6.0970319634703191E-4,4.9500000000000004E-3]
["P00000957855",2014,"SLERES",2.76,2834,19000,6884.057971014493,3.2351598173515982E-4,2.7599999999999999E-3]
["P00000957878",2014,"SLERES",4.75,4525,22562.5,4750,5.1655251141552515E-4,4.7499999999999999E-3]
["P00000957898",2014,"SLERES",3.75,3925,17812.5,4750,4.4805936073059362E-4,3.7499999999999999E-3]
["P00000957924",2014,"SLERES",5.61,5394,26647.5,4750,6.1575342465753421E-4,5.6100000000000004E-3]
["P00000961625",2014,"SLERES",5.4,6813,21250,3935.1851851851848,7.7773972602739722E-4,5.4000000000000003E-3]
["P00000961634",2014,"SLERES",5.7750000000000004,5662,22173,3839.4805194805194,6.4634703196347031E-4,5.7750000000000006E-3]
["P00000961639",2014,"SLERES",4,4351,14824,3706,4.9668949771689496E-4,4.0000000000000001E-3]
["P00000961640",2014,"SLERES",5.04,5048,18295.2,3630,5.7625570776255713E-4,5.0400000000000002E-3]
["P00000961655",2014,"SLERES",13.005000000000001,13214,61773.75,4750,1.508447488584475E-3,1.3005000000000001E-2]
["P00000961667",2014,"SLERES",8.4149999999999991,10160,39971.25,4750.0000000000009,1.1598173515981736E-3,8.4149999999999989E-3]
["P00000961695",2014,"SLERES",6.375,6658,30281.25,4750,7.600456621004567E-4,6.3749999999999996E-3]
["P00000964078",2014,"SLERES",3.3,4323,18482,5600.606060606061,4.9349315068493145E-4,3.3E-3]
["P00000966744",2014,"SLERES",5.61,5394,28050,5000,6.1575342465753421E-4,5.6100000000000004E-3]
["P00000968620",2014,"SLERES",3.8250000000000002,4162,19125,5000,4.7511415525114154E-4,3.8250000000000003E-3]
["P00000902397",2014,"SLERES",6,5405,28500,4750,6.1700913242009135E-4,6.0000000000000001E-3]
["P00000902909",2014,"SLERES",4.75,5449,22562.5,4750,6.2203196347031969E-4,4.7499999999999999E-3]
["P00000903531",2014,"SLERES",6.48,8674,23985,3701.3888888888887,9.9018264840182641E-4,6.4800000000000005E-3]
["P00000910750",2014,"SLERES",3.18,4144,14946,4700,4.7305936073059363E-4,3.1800000000000001E-3]
["P00000913727",2014,"SLERES",3,3334,14250,4750,3.8059360730593604E-4,3.0000000000000001E-3]
["P00000914818",2014,"SLERES",5.5,5220,26125,4750,5.9589041095890413E-4,5.4999999999999997E-3]
["P00000916217",2014,"SLERES",5.5,5220,26125,4750,5.9589041095890413E-4,5.4999999999999997E-3]
["P00000918624",2014,"SLERES",2.75,2859,13062.5,4750,3.2636986301369861E-4,2.7499999999999998E-3]
["P00000919212",2014,"SLERES",3.5,3806,16625,4750,4.3447488584474886E-4,3.5000000000000001E-3]
["P00000919409",2014,"SLERES",3.5,3495,14506,4144.5714285714284,3.9897260273972601E-4,3.5000000000000001E-3]
["P00000921977",2014,"SLERES",4,4685,19000,4750,5.3481735159817358E-4,4.0000000000000001E-3]
["P00000922184",2014,"SLERES",3.25,2940,15437.5,4750,3.3561643835616442E-4,3.2499999999999999E-3]
["P00000925021",2014,"SLERES",3.3149999999999999,3077,15275,4607.8431372549021,3.5125570776255708E-4,3.3149999999999998E-3]
["P00000925264",2014,"SLERES",5,5187,23750,4750,5.9212328767123293E-4,5.0000000000000001E-3]
["P00000942540",2014,"SLERES",6.6,8177,22850,3462.1212121212125,9.3344748858447486E-4,6.6E-3]
["P00000951849",2014,"SLERES",3.6749999999999998,4033,27675,7530.6122448979595,4.6038812785388129E-4,3.6749999999999999E-3]
["P00000952678",2014,"SLERES",9,9611,42750,4750,1.0971461187214613E-3,8.9999999999999993E-3]
["P00000953352",2014,"SLERES",4.75,4984,22562.5,4750,5.6894977168949769E-4,4.7499999999999999E-3]
["P00000953373",2014,"SLERES",6.25,6082,29687.5,4750,6.9429223744292231E-4,6.2500000000000003E-3]
["P00000957159",2014,"SLERES",3.08,3432,12904,4189.6103896103896,3.9178082191780822E-4,3.0800000000000003E-3]
["P00000856548",2014,"SLERES",8.82,7863,43218,4900,8.9760273972602745E-4,8.8199999999999997E-3]
["P00000856549",2014,"SLERES",3.29,3356,12502,3800,3.8310502283105027E-4,3.29E-3]
["P00000957795",2014,"SLERES",3.5,3644,13000,3714.2857142857142,4.1598173515981735E-4,3.5000000000000001E-3]
["P00000957882",2014,"SLERES",4.5,4125,21375,4750,4.7089041095890413E-4,4.4999999999999997E-3]
["P00000957931",2014,"SLERES",4.8449999999999998,4925,23013.75,4750,5.6221461187214617E-4,4.8449999999999995E-3]
["P00000957949",2014,"SLERES",10,11579,47500,4750,1.3218036529680365E-3,0.01]
["P00000957969",2014,"SLERES",5.0999999999999996,4964,24225,4750,5.666666666666666E-4,5.0999999999999995E-3]
["P00000961595",2014,"SLERES",10,9578,36000,3600,1.09337899543379E-3,0.01]
["P00000961621",2014,"SLERES",6.875,6656,23163,3369.1636363636362,7.5981735159817352E-4,6.875E-3]
["P00000966751",2014,"SLERES",11.5,11536,57500,5000,1.3168949771689498E-3,1.15E-2]
["P00000968637",2014,"SLERES",3.8250000000000002,3842,19125,5000,4.3858447488584473E-4,3.8250000000000003E-3]
["P00000970137",2014,"SLERES",4.59,5324,22950,5000,6.0776255707762565E-4,4.5899999999999995E-3]
["P00000973777",2014,"SLERES",7.15,7708,21971,3072.8671328671326,8.7990867579908671E-4,7.1500000000000001E-3]
["P00000919218",2014,"SLERES",6,7014,28500,4750,8.0068493150684927E-4,6.0000000000000001E-3]
["P00000920112",2014,"SLERES",3.25,3643,15275,4700,4.1586757990867576E-4,3.2499999999999999E-3]
["P00000920114",2014,"SLERES",11,11825,52250,4750,1.3498858447488584E-3,1.0999999999999999E-2]
["P00000925023",2014,"SLERES",4,3715,19000,4750,4.2408675799086761E-4,4.0000000000000001E-3]
["P00000925265",2014,"SLERES",7.5,8456,35625,4750,9.6529680365296799E-4,7.4999999999999997E-3]
["P00000884630",2014,"SLERES",6,5642,25690,4281.666666666667,6.4406392694063932E-4,6.0000000000000001E-3]
["P00000886193",2014,"SLERES",6.36,6696,23049,{"$f":"IFERROR(F2370/D2370,\"\")","v":3624.0566037735848},7.643835616438356E-4,6.3600000000000002E-3]
["P00000888433",2014,"SLERES",9,8774,42750,4750,{"$f":"E2371/8760/1000","v":1.0015981735159818E-3},{"$f":"D2371/1000","v":8.9999999999999993E-3}]
["P00000888439",2014,"SLERES",3.25,3477,15288,4704,3.969178082191781E-4,3.2499999999999999E-3]
["P00000902403",2014,"SLERES",4.5,4410,21375,4750,5.034246575342466E-4,4.4999999999999997E-3]
["P00000902914",2014,"SLERES",5.2,7612,19344,3720,8.6894977168949772E-4,5.1999999999999998E-3]
["P00000911317",2014,"SLERES",7.5,8429,35625,4750,9.6221461187214602E-4,7.4999999999999997E-3]
["P00000912625",2014,"SLERES",4.32,5440,21600,5000,6.2100456621004563E-4,4.3200000000000001E-3]
["P00000912893",2014,"SLERES",11.66,16446,42986,3686.6209262435677,1.8773972602739726E-3,1.166E-2]
["P00000916231",2014,"SLERES",2,1960,9500,4750,2.2374429223744291E-4,2E-3]
["P00000918623",2014,"SLERES",3.5,3808,16625,4750,4.3470319634703199E-4,3.5000000000000001E-3]
["P00000882092",2014,"SLERES",8,11047,38000,4750,1.2610730593607307E-3,8.0000000000000002E-3]
["P00000879993",2014,"SLERES",5.25,6003,24937.5,4750,6.8527397260273969E-4,5.2500000000000003E-3]
["P00000879989",2014,"SLERES",7.25,9670,34437.5,4750,1.1038812785388128E-3,7.2500000000000004E-3]
["P00000845938",2014,"SLERES",3.43,3683,25780,7516.0349854227397,4.204337899543379E-4,3.4300000000000003E-3]
["P00000957777",2014,"SLERES",8.91,9349,37958.1,4260.1683501683501,1.0672374429223743E-3,8.9099999999999995E-3]
["P00000957784",2014,"SLERES",3.27,3111,17331,5300,3.5513698630136988E-4,3.2699999999999999E-3]
["P00000957794",2014,"SLERES",3.3,3722,13292,4027.878787878788,4.2488584474885844E-4,3.3E-3]
["P00000957847",2014,"SLERES",3.08,4166,12536,4070.1298701298701,4.7557077625570775E-4,3.0800000000000003E-3]
["P00000957856",2014,"SLERES",3.18,3310,12694,3991.8238993710688,3.7785388127853879E-4,3.1800000000000001E-3]
["P00000957866",2014,"SLERES",10.5,9625,49875,4750,1.0987442922374428E-3,1.0500000000000001E-2]
["P00000957914",2014,"SLERES",3,2894,14250,4750,3.3036529680365294E-4,3.0000000000000001E-3]
["P00000957923",2014,"SLERES",3.57,3416,16957.5,4750,3.8995433789954339E-4,3.5699999999999998E-3]
["P00000957951",2014,"SLERES",3,3365,14250,4750,3.8413242009132422E-4,3.0000000000000001E-3]
["P00000957967",2014,"SLERES",13.005000000000001,12194,61773.75,4750,1.3920091324200914E-3,1.3005000000000001E-2]
["P00000961653",2014,"SLERES",5.61,5971,26647.5,4750,6.8162100456621002E-4,5.6100000000000004E-3]
["P00000961664",2014,"SLERES",4.59,4775,21802.5,4750,5.4509132420091323E-4,4.5899999999999995E-3]
["P00000961682",2014,"SLERES",6.6150000000000002,6189,24475.5,3700,7.0650684931506844E-4,6.6150000000000002E-3]
["P00000961706",2014,"SLERES",3.57,4423,17850,5000,5.0490867579908671E-4,3.5699999999999998E-3]
["P00000961714",2014,"SLERES",5.61,5935,28050,5000,6.7751141552511421E-4,5.6100000000000004E-3]
["P00000961715",2014,"SLERES",2.8050000000000002,3120,14025,5000,3.5616438356164383E-4,2.8050000000000002E-3]
["P00000964076",2014,"SLERES",5.75,5361,29963,5210.95652173913,6.11986301369863E-4,5.7499999999999999E-3]
["P00000966753",2014,"SLERES",5.3550000000000004,5986,26775,5000,6.8333333333333332E-4,5.3550000000000004E-3]
["P00000966758",2014,"SLERES",3.57,3586,17850,5000,4.0936073059360726E-4,3.5699999999999998E-3]
["P00000968623",2014,"SLERES",5.0999999999999996,5733,25500,5000,6.5445205479452051E-4,5.0999999999999995E-3]
["P00000968631",2014,"SLERES",6.8849999999999998,7201,34425,5000,8.2203196347031956E-4,6.8849999999999996E-3]
["P00000972207",2014,"SLERES",5.04,7261,19378,3844.8412698412699,8.2888127853881274E-4,5.0400000000000002E-3]
["P00000976025",2014,"SLERES",7.8479999999999999,10379,42069,5360.4740061162083,1.1848173515981734E-3,7.8479999999999991E-3]
["P00000885141",2014,"SLERES",5.5,6611,26125,4750,7.5468036529680363E-4,5.4999999999999997E-3]
["P00000885142",2014,"SLERES",3.5,3346,16625,4750,3.8196347031963467E-4,3.5000000000000001E-3]
["P00000885787",2014,"SLERES",2.97,3423,18556,6247.8114478114476,3.9075342465753427E-4,2.97E-3]
["P00000886195",2014,"SLERES",3.25,3573,12350,3800,4.0787671232876709E-4,3.2499999999999999E-3]
["P00000886203",2014,"SLERES",2.75,2530,13062.5,4750,2.888127853881279E-4,2.7499999999999998E-3]
["P00000886204",2014,"SLERES",5,5199,23750,4750,5.934931506849315E-4,5.0000000000000001E-3]
["P00000881611",2014,"SLERES",5.5650000000000004,5165,21069,3785.9838274932613,5.8961187214611876E-4,5.5650000000000005E-3]
["P00000879977",2014,"SLERES",10.5,11604,49875,4750,1.3246575342465755E-3,1.0500000000000001E-2]
["P00000879987",2014,"SLERES",6.75,6405,32062.5,4750,7.3116438356164379E-4,6.7499999999999999E-3]
["P00000901321",2014,"SLERES",3.06,4056,14100,4607.8431372549021,4.63013698630137E-4,3.0600000000000002E-3]
["P00000902400",2014,"SLERES",6,5910,28500,4750,6.7465753424657542E-4,6.0000000000000001E-3]
["P00000902402",2014,"SLERES",8,7688,38000,4750,8.7762557077625573E-4,8.0000000000000002E-3]
["P00000910289",2014,"SLERES",3.25,3112,12350,3800,3.5525114155251142E-4,3.2499999999999999E-3]
["P00000911311",2014,"SLERES",2.7,2439,16250,6018.5185185185182,2.7842465753424655E-4,2.7000000000000001E-3]
["P00000911330",2014,"SLERES",4.75,5279,22562.5,4750,6.0262557077625566E-4,4.7499999999999999E-3]
["P00000912133",2014,"SLERES",4.59,4794,17296,3768.1917211328978,5.4726027397260268E-4,4.5899999999999995E-3]
["P00000913726",2014,"SLERES",3.25,3456,15437.5,4750,3.9452054794520547E-4,3.2499999999999999E-3]
["P00000914003",2014,"SLERES",1,1285,4375,4375,1.4668949771689499E-4,1E-3]
["P00000915190",2014,"SLERES",3.3149999999999999,3331,12597,3800,3.8025114155251143E-4,3.3149999999999998E-3]
["P00000915520",2014,"SLERES",3.24,4074,13709,4231.1728395061727,4.6506849315068496E-4,3.2400000000000003E-3]
["P00000915522",2014,"SLERES",3.3,3729,13963,4231.212121212121,4.2568493150684932E-4,3.3E-3]
["P00000915525",2014,"SLERES",3.25,2847,12350,3800,3.2499999999999999E-4,3.2499999999999999E-3]
["P00000916858",2014,"SLERES",7,6391,33250,4750,7.2956621004566214E-4,7.0000000000000001E-3]
["P00000918371",2014,"SLERES",8.5,8760,40375,4750,1E-3,8.5000000000000006E-3]
["P00000921293",2014,"SLERES",3.25,2998,15437.5,4750,3.4223744292237441E-4,3.2499999999999999E-3]
["P00000939577",2014,"SLERES",4,4583,19000,4750,5.2317351598173514E-4,4.0000000000000001E-3]
["P00000941141",2014,"SLERES",3.06,3683,14382,4700,4.204337899543379E-4,3.0600000000000002E-3]
["P00000953332",2014,"SLERES",4.05,3868,16412.5,{"$f":"IFERROR(F2434/D2434,\"\")","v":4052.4691358024693},4.4155251141552511E-4,4.0499999999999998E-3]
["P00000954848",2014,"SLERES",3.85,4261,20900,5428.5714285714284,{"$f":"E2435/8760/1000","v":4.8641552511415525E-4},{"$f":"D2435/1000","v":3.8500000000000001E-3}]
["P00000955890",2014,"SLERES",3.9239999999999999,3848,18101,4612.8950050968397,4.3926940639269407E-4,3.9239999999999995E-3]
["P00000956587",2014,"SLERES",6,5529,28500,4750,6.3116438356164385E-4,6.0000000000000001E-3]
["P00000957135",2014,"SLERES",4.125,4230,21295,5162.424242424242,4.8287671232876713E-4,4.1250000000000002E-3]
["P00000957796",2014,"SLERES",2.94,3418,25548,8689.7959183673465,3.9018264840182647E-4,2.9399999999999999E-3]
["P00000957799",2014,"SLERES",9.1560000000000006,11415,42005.27,4587.731542158147,1.303082191780822E-3,9.1560000000000009E-3]
["P00000957808",2014,"SLERES",4.125,4325,21204,5140.363636363636,4.9372146118721464E-4,4.1250000000000002E-3]
["P00000957892",2014,"SLERES",6,6401,28500,4750,7.3070776255707763E-4,6.0000000000000001E-3]
["P00000957899",2014,"SLERES",5.0999999999999996,4574,24225,4750,5.2214611872146118E-4,5.0999999999999995E-3]
["P00000957918",2014,"SLERES",9.18,9501,43605,4750,1.0845890410958905E-3,9.1799999999999989E-3]
["P00000961601",2014,"SLERES",3.3,3806,13002,3940,4.3447488584474886E-4,3.3E-3]
["P00000961641",2014,"SLERES",3.3,3729,18110,5487.878787878788,4.2568493150684932E-4,3.3E-3]
["P00000961694",2014,"SLERES",5.8650000000000002,6485,27858.75,4750,7.4029680365296805E-4,5.8650000000000004E-3]
["P00000970149",2014,"SLERES",3.3149999999999999,3171,16575,5000,3.6198630136986305E-4,3.3149999999999998E-3]
["P00000973775",2014,"SLERES",4.95,6413,20980,4238.3838383838383,7.3207762557077631E-4,4.9500000000000004E-3]
["P00000976620",2014,"SLERES",4,4017,14640,3660,4.585616438356164E-4,4.0000000000000001E-3]
["P00000882097",2014,"SLERES",6.125,6801,29093.75,4750,7.7636986301369854E-4,6.1250000000000002E-3]
["P00000879969",2014,"SLERES",3.29,2925,15463,4700,3.3390410958904112E-4,3.29E-3]
["P00000922179",2014,"SLERES",5.4,10684,31953,5917.2222222222217,1.2196347031963471E-3,5.4000000000000003E-3]
["P00000923108",2014,"SLERES",4.24,5189,13100,3089.6226415094338,5.92351598173516E-4,4.2399999999999998E-3]
["P00000924655",2014,"SLERES",6.75,7038,32062.5,4750,8.0342465753424652E-4,6.7499999999999999E-3]
["P00000937338",2014,"SLERES",4.4000000000000004,5764,17513,3980.2272727272725,6.5799086757990864E-4,4.4000000000000003E-3]
["P00000938474",2014,"SLERES",15,20686,56134.6,3742.3066666666664,2.3614155251141552E-3,1.4999999999999999E-2]
["P00000942506",2014,"SLERES",4.5,4885,21375,4750,5.5764840182648398E-4,4.4999999999999997E-3]
["P00000946681",2014,"SLERES",10.25,11332,48.69,4.7502439024390242,1.2936073059360731E-3,1.025E-2]
["P00000954859",2014,"SLERES",15.696,18893,82561,5260.0025484199796,2.1567351598173515E-3,1.5695999999999998E-2]
["P00000954991",2014,"SLERES",7.5,6910,35625,4750,7.8881278538812786E-4,7.4999999999999997E-3]
["P00000901670",2014,"SLERES",9,8774,42750,4750,1.0015981735159818E-3,8.9999999999999993E-3]
["P00000907650",2014,"SLERES",5,5199,23750,4750,5.934931506849315E-4,5.0000000000000001E-3]
["P00000908653",2014,"SLERES",6.5,7106,30875,4750,8.1118721461187211E-4,6.4999999999999997E-3]
["P00000908655",2014,"SLERES",5,4481,23750,4750,5.115296803652968E-4,5.0000000000000001E-3]
["P00000910277",2014,"SLERES",2.97,2731,18153,6112.121212121212,3.117579908675799E-4,2.97E-3]
["P00000911328",2014,"SLERES",9,8174,42750,4750,9.3310502283105025E-4,8.9999999999999993E-3]
["P00000916851",2014,"SLERES",3,3152,17200,5733.333333333333,3.598173515981735E-4,3.0000000000000001E-3]
["P00000916852",2014,"SLERES",3.06,2990,16850,5506.5359477124184,3.4132420091324199E-4,3.0600000000000002E-3]
["P00000918366",2014,"SLERES",2.16,1961,12850,5949.0740740740739,2.2385844748858447E-4,2.16E-3]
["P00000918625",2014,"SLERES",4,3825,19000,4750,4.3664383561643836E-4,4.0000000000000001E-3]
["P00000920302",2014,"SLERES",7.5,7002,35625,4750,7.993150684931507E-4,7.4999999999999997E-3]
["P00000879928",2014,"SLERES",3.27,3064,18030,5513.7614678899081,3.4977168949771692E-4,3.2699999999999999E-3]
["P00000885140",2014,"SLERES",3.24,3301,11178,3450,3.7682648401826484E-4,3.2400000000000003E-3]
["P00000879931",2014,"SLERES",2.94,2860,27020,9190.4761904761908,3.264840182648402E-4,2.9399999999999999E-3]
["P00000871021",2014,"SLERES",10,11165,42750,4275,1.2745433789954337E-3,0.01]
["P00000902399",2014,"SLERES",3,3334,14250,4750,3.8059360730593604E-4,3.0000000000000001E-3]
["P00000904493",2014,"SLERES",2.75,3089,13062.5,4750,3.5262557077625571E-4,2.7499999999999998E-3]
["P00000904497",2014,"SLERES",3.5,3137,16625,4750,3.581050228310502E-4,3.5000000000000001E-3]
["P00000904504",2014,"SLERES",3,3406,14250,4750,3.8881278538812784E-4,3.0000000000000001E-3]
["P00000906347",2014,"SLERES",3.25,3846,15437.5,4750,4.3904109589041094E-4,3.2499999999999999E-3]
["P00000910284",2014,"SLERES",6,6848,28500,4750,7.8173515981735161E-4,6.0000000000000001E-3]
["P00000911312",2014,"SLERES",7.5,7909,35625,4750,9.0285388127853887E-4,7.4999999999999997E-3]
["P00000911329",2014,"SLERES",5.5,4956,26125,4750,5.6575342465753418E-4,5.4999999999999997E-3]
["P00000912627",2014,"SLERES",3.4449999999999998,4529,14262,4139.9129172714083,5.170091324200913E-4,3.4449999999999997E-3]
["P00000913725",2014,"SLERES",3.24,3532,13164,4062.9629629629626,4.0319634703196348E-4,3.2400000000000003E-3]
["P00000914004",2014,"SLERES",5,4781,23750,4750,5.4577625570776257E-4,5.0000000000000001E-3]
["P00000915182",2014,"SLERES",3.18,3785,12720,4000,4.3207762557077628E-4,3.1800000000000001E-3]
["P00000915189",2014,"SLERES",6,6992,28500,4750,7.981735159817351E-4,6.0000000000000001E-3]
["P00000915521",2014,"SLERES",6.48,7002,23991,3702.3148148148148,7.993150684931507E-4,6.4800000000000005E-3]
["P00000917352",2014,"SLERES",6.48,7282,39436,6085.8024691358023,8.3127853881278537E-4,6.4800000000000005E-3]
["P00000920642",2014,"SLERES",6,5819,28500,4750,6.6426940639269401E-4,6.0000000000000001E-3]
["P00000920646",2014,"SLERES",4,4245,19000,4750,4.8458904109589042E-4,4.0000000000000001E-3]
["P00000942490",2014,"SLERES",10,11494,47500,4750,1.3121004566210045E-3,0.01]
["P00000953348",2014,"SLERES",5.5,5418,26125,4750,6.1849315068493145E-4,5.4999999999999997E-3]
["P00000954883",2014,"SLERES",6.75,6133,32062.5,4750,7.0011415525114153E-4,6.7499999999999999E-3]
["P00000956589",2014,"SLERES",3.3,2922,18110,5487.878787878788,3.3356164383561645E-4,3.3E-3]
["P00000957783",2014,"SLERES",3.27,2984,17331,{"$f":"IFERROR(F2498/D2498,\"\")","v":5300},3.406392694063927E-4,3.2699999999999999E-3]
["P00000957786",2014,"SLERES",4.05,4487,12793,3158.7654320987654,{"$f":"E2499/8760/1000","v":5.1221461187214614E-4},{"$f":"D2499/1000","v":4.0499999999999998E-3}]
["P00000957823",2014,"SLERES",3.85,4711,16387.5,4256.4935064935062,5.377853881278539E-4,3.8500000000000001E-3]
["P00000957826",2014,"SLERES",4,3902,32035,8008.75,4.4543378995433791E-4,4.0000000000000001E-3]
["P00000957837",2014,"SLERES",3.08,3671,15400,5000,4.1906392694063927E-4,3.0800000000000003E-3]
["P00000957853",2014,"SLERES",2.75,2688,10016,3642.181818181818,3.0684931506849315E-4,2.7499999999999998E-3]
["P00000957908",2014,"SLERES",4.335,4199,20591.25,4750,4.79337899543379E-4,4.3350000000000003E-3]
["P00000957942",2014,"SLERES",8.4149999999999991,7908,39971.25,4750.0000000000009,9.0273972602739722E-4,8.4149999999999989E-3]
["P00000957952",2014,"SLERES",3.24,2866,15228,4700,3.2716894977168949E-4,3.2400000000000003E-3]
["P00000961590",2014,"SLERES",3.57,3906,13031,3650.1400560224092,4.4589041095890406E-4,3.5699999999999998E-3]
["P00000961623",2014,"SLERES",4.32,5129,16977,3929.8611111111109,5.8550228310502283E-4,4.3200000000000001E-3]
["P00000961652",2014,"SLERES",3.06,3440,14535,4750,3.9269406392694064E-4,3.0600000000000002E-3]
["P00000961665",2014,"SLERES",4.8449999999999998,5620,23013.75,4750,6.4155251141552515E-4,4.8449999999999995E-3]
["P00000961674",2014,"SLERES",4.5,5265,21375,4750,6.0102739726027401E-4,4.4999999999999997E-3]
["P00000961698",2014,"SLERES",3.3,4019,14520,4400,4.5878995433789953E-4,3.3E-3]
["P00000964071",2014,"SLERES",9,8329,36000,4000,9.5079908675799088E-4,8.9999999999999993E-3]
["P00000965148",2014,"SLERES",3.3,3835,12243,3710,4.3778538812785391E-4,3.3E-3]
["P00000865543",2014,"SLERES",2.5499999999999998,2371,10900,4274.5098039215691,2.7066210045662096E-4,2.5499999999999997E-3]
["P00000957768",2014,"SLERES",6.16,6566,22792,3700,7.4954337899543375E-4,6.1600000000000005E-3]
["P00000957789",2014,"SLERES",4.9050000000000002,7253,31320,6385.3211009174311,8.2796803652968032E-4,4.9050000000000005E-3]
["P00000957804",2014,"SLERES",3.24,4023,12790,3947.5308641975307,4.592465753424658E-4,3.2400000000000003E-3]
["P00000957811",2014,"SLERES",3.3,3443,16115,4883.3333333333339,3.9303652968036531E-4,3.3E-3]
["P00000957857",2014,"SLERES",3.27,3055,17042,5211.6207951070337,3.4874429223744291E-4,3.2699999999999999E-3]
["P00000957883",2014,"SLERES",3.75,4342,17812.5,4750,4.9566210045662101E-4,3.7499999999999999E-3]
["P00000957885",2014,"SLERES",6,6838,28500,4750,7.8059360730593612E-4,6.0000000000000001E-3]
["P00000957900",2014,"SLERES",7.3949999999999996,7800,35126.25,4750,8.9041095890410955E-4,7.3949999999999997E-3]
["P00000957950",2014,"SLERES",5.5,5801,26125,4750,6.622146118721461E-4,5.4999999999999997E-3]
["P00000957958",2014,"SLERES",4.4000000000000004,4737,17500,3977.272727272727,5.4075342465753433E-4,4.4000000000000003E-3]
["P00000961596",2014,"SLERES",4.5780000000000003,6054,21700,4740.0611620795107,6.9109589041095891E-4,4.5780000000000005E-3]
["P00000961614",2014,"SLERES",10.199999999999999,13505,35000,3431.372549019608,1.5416666666666667E-3,1.0199999999999999E-2]
["P00000961620",2014,"SLERES",4.6749999999999998,6703,19734,4221.1764705882351,7.6518264840182647E-4,4.6749999999999995E-3]
["P00000961636",2014,"SLERES",26.4,33815,106714,4042.19696969697,3.8601598173515985E-3,2.64E-2]
["P00000961660",2014,"SLERES",2.5499999999999998,3062,12112.5,4750,3.4954337899543379E-4,2.5499999999999997E-3]
["P00000961697",2014,"SLERES",3.25,3702,14313,4404,4.226027397260274E-4,3.2499999999999999E-3]
["P00000964067",2014,"SLERES",3.36,3024,17942,5339.8809523809523,3.4520547945205484E-4,3.3599999999999997E-3]
["P00000965146",2014,"SLERES",7.8479999999999999,11196,39318,5009.9388379204893,1.2780821917808217E-3,7.8479999999999991E-3]
["P00000968636",2014,"SLERES",2.8050000000000002,3187,14025,5000,3.6381278538812783E-4,2.8050000000000002E-3]
["P00000972200",2014,"SLERES",3.3,4805,13925,4219.69696969697,5.4851598173515982E-4,3.3E-3]
["P00000976005",2014,"SLERES",3.9239999999999999,5539,19075,4861.1111111111113,6.3230593607305945E-4,3.9239999999999995E-3]
["P00000882595",2014,"SLERES",9.25,8918,43937.5,4750,1.0180365296803653E-3,9.2499999999999995E-3]
["P00000884627",2014,"SLERES",5.25,5584,24937.5,4750,6.3744292237442922E-4,5.2500000000000003E-3]
["P00000885137",2014,"SLERES",2.9430000000000001,2769,18777,6380.2242609582054,3.160958904109589E-4,2.9429999999999999E-3]
["P00000879957",2014,"SLERES",3.3149999999999999,4673,15275,4607.8431372549021,5.334474885844749E-4,3.3149999999999998E-3]
["P00000887080",2014,"SLERES",4.59,4200,25490,5553.3769063180825,4.7945205479452054E-4,4.5899999999999995E-3]
["P00000888432",2014,"SLERES",3.25,3689,15437.5,4750,4.2111872146118724E-4,3.2499999999999999E-3]
["P00000902404",2014,"SLERES",6,7239,28500,4750,8.2636986301369867E-4,6.0000000000000001E-3]
["P00000902915",2014,"SLERES",6,5694,28500,4750,6.4999999999999997E-4,6.0000000000000001E-3]
["P00000904118",2014,"SLERES",4.25,4013,20187.5,4750,4.5810502283105019E-4,4.2500000000000003E-3]
["P00000904496",2014,"SLERES",2.5,2852,11875,4750,3.2557077625570773E-4,2.5000000000000001E-3]
["P00000910291",2014,"SLERES",3,2796,14250,4750,3.1917808219178082E-4,3.0000000000000001E-3]
["P00000911318",2014,"SLERES",9,10746,42750,4750,1.2267123287671234E-3,8.9999999999999993E-3]
["P00000912631",2014,"SLERES",4,4206,19000,4750,4.8013698630136988E-4,4.0000000000000001E-3]
["P00000915903",2014,"SLERES",4.75,4964,22562.5,4750,5.666666666666666E-4,4.7499999999999999E-3]
["P00000916232",2014,"SLERES",5,4541,23750,4750,5.1837899543378998E-4,5.0000000000000001E-3]
["P00000917087",2014,"SLERES",4.5,4248,21375,4750,4.8493150684931509E-4,4.4999999999999997E-3]
["P00000918622",2014,"SLERES",3.75,3362,17812.5,4750,3.8378995433789955E-4,3.7499999999999999E-3]
["P00000919215",2014,"SLERES",7.5,7337,35625,4750,8.3755707762557074E-4,7.4999999999999997E-3]
["P00000919419",2014,"SLERES",5,4661,23750,4750,5.3207762557077622E-4,5.0000000000000001E-3]
["P00000920923",2014,"SLERES",3.25,3224,15437.5,4750,3.6803652968036529E-4,3.2499999999999999E-3]
["P00000923613",2014,"SLERES",3.25,3175,15288,4704,3.6244292237442921E-4,3.2499999999999999E-3]
["P00000925266",2014,"SLERES",8.25,9493,39187.5,4750,1.083675799086758E-3,8.2500000000000004E-3]
["P00000938481",2014,"SLERES",6.3250000000000002,8930,23831,3767.7470355731225,1.0194063926940639E-3,6.3249999999999999E-3]
["P00000942465",2014,"SLERES",3,2750,14250,4750,3.139269406392694E-4,3.0000000000000001E-3]
["P00000942601",2014,"SLERES",3.25,3169,15288,4704,3.6175799086757992E-4,3.2499999999999999E-3]
["P00000953329",2014,"SLERES",3.3,2958,13200,{"$f":"IFERROR(F2562/D2562,\"\")","v":4000},3.3767123287671233E-4,3.3E-3]
["P00000955274",2014,"SLERES",4.95,6557,20676,4176.969696969697,{"$f":"E2563/8760/1000","v":7.485159817351598E-4},{"$f":"D2563/1000","v":4.9500000000000004E-3}]
["P00000957232",2014,"SLERES",3.3,4275,16108,4881.2121212121219,4.8801369863013701E-4,3.3E-3]
["P00000864295",2014,"SLERES",13,11591,61750,4750,1.323173515981735E-3,1.2999999999999999E-2]
["P00000939850",2014,"SLERES",5.2249999999999996,4923,20792,3979.3301435406702,5.6198630136986309E-4,5.2249999999999996E-3]
["P00000941386",2014,"SLERES",4.125,4583,18150,4400,5.2317351598173514E-4,4.1250000000000002E-3]
["P00000952667",2014,"SLERES",4.5,5265,21375,4750,6.0102739726027401E-4,4.4999999999999997E-3]
["P00000953996",2014,"SLERES",3.18,3803,15868,4989.9371069182389,4.3413242009132419E-4,3.1800000000000001E-3]
["P00000956584",2014,"SLERES",3.24,4225,15228,4700,4.8230593607305938E-4,3.2400000000000003E-3]
["P00000957268",2014,"SLERES",6.63,7173,31492.5,4750,8.1883561643835616E-4,6.6299999999999996E-3]
["P00000957807",2014,"SLERES",6.75,8467,25380,3760,9.6655251141552513E-4,6.7499999999999999E-3]
["P00000957838",2014,"SLERES",6.72,9158,25800,3839.2857142857142,1.045433789954338E-3,6.7199999999999994E-3]
["P00000957842",2014,"SLERES",8.25,12393,29187.5,3537.878787878788,1.4147260273972601E-3,8.2500000000000004E-3]
["P00000957873",2014,"SLERES",6.75,7202,32062.5,4750,8.221461187214611E-4,6.7499999999999999E-3]
["P00000957879",2014,"SLERES",2.75,2629,13062.5,4750,3.0011415525114157E-4,2.7499999999999998E-3]
["P00000957934",2014,"SLERES",7.65,8828,36337.5,4750,1.0077625570776257E-3,7.6500000000000005E-3]
["P00000957962",2014,"SLERES",6.63,6774,31492.5,4750,7.7328767123287668E-4,6.6299999999999996E-3]
["P00000961632",2014,"SLERES",9.9,14122,47930,4841.4141414141413,1.6121004566210047E-3,9.9000000000000008E-3]
["P00000961689",2014,"SLERES",5.3550000000000004,4931,25436.25,4750,5.628995433789954E-4,5.3550000000000004E-3]
["P00000964072",2014,"SLERES",9.9,13463,35943,3630.6060606060605,1.5368721461187214E-3,9.9000000000000008E-3]
["P00000964079",2014,"SLERES",8,7688,41276,5159.5,8.7762557077625573E-4,8.0000000000000002E-3]
["P00000966745",2014,"SLERES",3.06,3122,15300,5000,3.5639269406392691E-4,3.0600000000000002E-3]
["P00000968611",2014,"SLERES",3.85,3957,13527,3513.5064935064934,4.5171232876712328E-4,3.8500000000000001E-3]
["P00000976010",2014,"SLERES",5.0599999999999996,5391,18935,3742.0948616600795,6.1541095890410959E-4,5.0599999999999994E-3]
["P00000976621",2014,"SLERES",3.5,3221,16625,4750,3.6769406392694063E-4,3.5000000000000001E-3]
["P00000900751",2014,"SLERES",6.48,7307,21446,3309.5679012345677,8.3413242009132416E-4,6.4800000000000005E-3]
["P00000901316",2014,"SLERES",7.5,8649,35625,4750,9.8732876712328763E-4,7.4999999999999997E-3]
["P00000902903",2014,"SLERES",3.3149999999999999,3489,12365,3730.0150829562594,3.9828767123287673E-4,3.3149999999999998E-3]
["P00000906342",2014,"SLERES",6.5,5856,30875,4750,6.6849315068493158E-4,6.4999999999999997E-3]
["P00000906348",2014,"SLERES",6.5,6325,30875,4750,7.2203196347031962E-4,6.4999999999999997E-3]
["P00000908025",2014,"SLERES",3,3191,14250,4750,3.6426940639269404E-4,3.0000000000000001E-3]
["P00000911322",2014,"SLERES",6.5,6356,30875,4750,7.2557077625570775E-4,6.4999999999999997E-3]
["P00000915181",2014,"SLERES",5.0350000000000001,6327,22204,4409.9304865938429,7.222602739726027E-4,5.0350000000000004E-3]
["P00000915184",2014,"SLERES",6.36,9283,15288.84,2403.9056603773583,1.0597031963470321E-3,6.3600000000000002E-3]
["P00000916216",2014,"SLERES",6.5,7106,30875,4750,8.1118721461187211E-4,6.4999999999999997E-3]
["P00000916226",2014,"SLERES",3.25,3108,15437.5,4750,3.5479452054794521E-4,3.2499999999999999E-3]
["P00000916407",2014,"SLERES",3,3263,14250,4750,3.7248858447488589E-4,3.0000000000000001E-3]
["P00000918865",2014,"SLERES",6.48,9832,24360,3759.2592592592591,1.1223744292237442E-3,6.4800000000000005E-3]
["P00000919211",2014,"SLERES",9.25,8496,43937.5,4750,9.6986301369863018E-4,9.2499999999999995E-3]
["P00000905444",2014,"SLERES",3.24,3286,14981,4623.7654320987649,3.7511415525114155E-4,3.2400000000000003E-3]
["P00000920295",2014,"SLERES",3.24,3659,19030,5873.4567901234568,4.1769406392694065E-4,3.2400000000000003E-3]
["P00000882925",2014,"SLERES",3.92,4429,30040,7663.2653061224491,5.0559360730593605E-4,3.9199999999999999E-3]
["P00000883456",2014,"SLERES",2.25,2394,10687.5,4750,2.7328767123287672E-4,2.2499999999999998E-3]
["P00000884264",2014,"SLERES",9.75,11023,46312.5,4750,1.2583333333333333E-3,9.75E-3]
["P00000884499",2014,"SLERES",3,3013,17149,5716.333333333333,3.439497716894977E-4,3.0000000000000001E-3]
["P00000884619",2014,"SLERES",3.06,4058,12895,4214.0522875816996,4.6324200913242007E-4,3.0600000000000002E-3]
["P00000884623",2014,"SLERES",4.25,4165,20187.5,4750,4.7545662100456621E-4,4.2500000000000003E-3]
["P00000884631",2014,"SLERES",3,2868,14250,4750,3.2739726027397256E-4,3.0000000000000001E-3]
["P00000885785",2014,"SLERES",8.7449999999999992,3790,30850,3527.7301315037166,4.3264840182648403E-4,8.7449999999999993E-3]
["P00000887081",2014,"SLERES",4,3585,19000,4750,4.0924657534246577E-4,4.0000000000000001E-3]
["P00000892845",2014,"SLERES",4.5,5096,18450,4100,5.8173515981735163E-4,4.4999999999999997E-3]
["P00000892846",2014,"SLERES",3.27,3302,18049,5519.5718654434249,3.7694063926940643E-4,3.2699999999999999E-3]
["P00000881620",2014,"SLERES",6.75,6162,32062.5,4750,7.0342465753424658E-4,6.7499999999999999E-3]
["P00000863639",2014,"SLERES",15.3,13209,52164.18,3409.4235294117648,1.5078767123287672E-3,1.5300000000000001E-2]
["P00000869914",2014,"SLERES",2.8050000000000002,2497,17069,6085.2049910873438,2.8504566210045665E-4,2.8050000000000002E-3]
["P00000922182",2014,"SLERES",6.5,6169,30875,4750,7.0422374429223746E-4,6.4999999999999997E-3]
["P00000872313",2014,"SLERES",3.92,4072,28920,7377.5510204081638,4.6484018264840183E-4,3.9199999999999999E-3]
["P00000923110",2014,"SLERES",6.75,6383,32062.5,4750,7.2865296803652972E-4,6.7499999999999999E-3]
["P00000939570",2014,"SLERES",6,6692,28500,4750,7.6392694063926933E-4,6.0000000000000001E-3]
["P00000939752",2014,"SLERES",10.725,14903,34683,3233.8461538461538,1.7012557077625569E-3,1.0725E-2]
["P00000942505",2014,"SLERES",6.75,7528,32062.5,4750,8.593607305936073E-4,6.7499999999999999E-3]
["P00000954856",2014,"SLERES",4.4000000000000004,5075,22532,5120.9090909090901,5.7933789954337899E-4,4.4000000000000003E-3]
["P00000954891",2014,"SLERES",6.5,5910,30875,4750,6.7465753424657542E-4,6.4999999999999997E-3]
["P00000957782",2014,"SLERES",3.27,3760,16850,5152.905198776758,4.2922374429223744E-4,3.2699999999999999E-3]
["P00000957805",2014,"SLERES",3,3064,14900,{"$f":"IFERROR(F2626/D2626,\"\")","v":4966.666666666667},3.4977168949771692E-4,3.0000000000000001E-3]
["P00000957833",2014,"SLERES",3.3,3287,13144,3983.0303030303035,{"$f":"E2627/8760/1000","v":3.7522831050228314E-4},{"$f":"D2627/1000","v":3.3E-3}]
["P00000957846",2014,"SLERES",4.2,4732,14438,3437.6190476190473,5.4018264840182653E-4,4.2000000000000006E-3]
["P00000957893",2014,"SLERES",3.8250000000000002,3796,18168.75,4750,4.3333333333333337E-4,3.8250000000000003E-3]
["P00000957910",2014,"SLERES",9.18,9550,43605,4750,1.0901826484018265E-3,9.1799999999999989E-3]
["P00000957930",2014,"SLERES",12.494999999999999,13704,59351.25,4750,1.5643835616438355E-3,1.2494999999999999E-2]
["P00000961600",2014,"SLERES",4.2,3929,17418.400000000001,4147.2380952380954,4.4851598173515983E-4,4.2000000000000006E-3]
["P00000961603",2014,"SLERES",4.59,5122,17505,3813.7254901960787,5.8470319634703195E-4,4.5899999999999995E-3]
["P00000961650",2014,"SLERES",4.59,4446,21802.5,4750,5.0753424657534252E-4,4.5899999999999995E-3]
["P00000961692",2014,"SLERES",3.3,4089,14520,4400,4.6678082191780825E-4,3.3E-3]
["P00000961693",2014,"SLERES",4.95,6359,19156,3869.8989898989898,7.2591324200913247E-4,4.9500000000000004E-3]
["P00000961700",2014,"SLERES",5.0999999999999996,5223,24225,4750,5.9623287671232874E-4,5.0999999999999995E-3]
["P00000961709",2014,"SLERES",10.199999999999999,10343,51000,5000,1.1807077625570776E-3,1.0199999999999999E-2]
["P00000970153",2014,"SLERES",3.8250000000000002,3522,19125,5000,4.0205479452054793E-4,3.8250000000000003E-3]
["P00000908657",2014,"SLERES",8.25,9023,39187.5,4750,1.0300228310502284E-3,8.2500000000000004E-3]
["P00000909336",2014,"SLERES",9.75,11243,46312.5,4750,1.2834474885844748E-3,9.75E-3]
["P00000910278",2014,"SLERES",6.48,6298,29937.599999999999,4619.9999999999991,7.1894977168949765E-4,6.4800000000000005E-3]
["P00000910286",2014,"SLERES",9,8239,42750,4750,9.4052511415525122E-4,8.9999999999999993E-3]
["P00000911327",2014,"SLERES",3,3047,14250,4750,3.4783105022831049E-4,3.0000000000000001E-3]
["P00000913535",2014,"SLERES",3.18,3754,14946,4700,4.2853881278538816E-4,3.1800000000000001E-3]
["P00000914185",2014,"SLERES",6.48,8296,24430,3770.0617283950614,9.4703196347031956E-4,6.4800000000000005E-3]
["P00000915187",2014,"SLERES",4.25,4215,20187.5,4750,4.8116438356164383E-4,4.2500000000000003E-3]
["P00000915908",2014,"SLERES",7.5,7028,35625,4750,8.0228310502283102E-4,7.4999999999999997E-3]
["P00000916223",2014,"SLERES",5,5766,23750,4750,6.5821917808219182E-4,5.0000000000000001E-3]
["P00000919930",2014,"SLERES",9.75,12024,46312.5,4750,1.3726027397260275E-3,9.75E-3]
["P00000919934",2014,"SLERES",2.5,2780,11875,4750,3.1735159817351599E-4,2.5000000000000001E-3]
["P00000919935",2014,"SLERES",2.5,2719,11875,4750,3.1038812785388127E-4,2.5000000000000001E-3]
["P00000920301",2014,"SLERES",10,11560,47500,4750,1.3196347031963472E-3,0.01]
["P00000920643",2014,"SLERES",3.92,4650,18620,4750,5.3082191780821919E-4,3.9199999999999999E-3]
["P00000921969",2014,"SLERES",4.41,5390,26460,6000,6.1529680365296805E-4,4.4099999999999999E-3]
["P00000921976",2014,"SLERES",3.25,3689,15437.5,4750,4.2111872146118724E-4,3.2499999999999999E-3]
["P00000874028",2014,"SLERES",2.94,2706,21440,7292.517006802721,3.0890410958904106E-4,2.9399999999999999E-3]
["P00000886209",2014,"SLERES",12,12411,57000,4750,1.4167808219178082E-3,1.2E-2]
["P00000845978",2014,"SLERES",2.76,2529,20860,7557.971014492754,2.8869863013698631E-4,2.7599999999999999E-3]
["P00000901672",2014,"SLERES",4.75,4995,22562.5,4750,5.7020547945205483E-4,4.7499999999999999E-3]
["P00000902396",2014,"SLERES",4,4637,19000,4750,5.2933789954337897E-4,4.0000000000000001E-3]
["P00000867839",2014,"SLERES",5.4,5031,24090,4461.1111111111104,5.7431506849315076E-4,5.4000000000000003E-3]
["P00000901673",2014,"SLERES",3.25,3029,15437.5,4750,3.4577625570776253E-4,3.2499999999999999E-3]
["P00000886196",2014,"SLERES",4,3681,19000,4750,4.2020547945205476E-4,4.0000000000000001E-3]
["P00000886199",2014,"SLERES",3.24,3017,15228,4700,3.4440639269406391E-4,3.2400000000000003E-3]
["P00000881271",2014,"SLERES",3.24,4541,22621,6981.7901234567898,5.1837899543378998E-4,3.2400000000000003E-3]
["P00000874029",2014,"SLERES",2.94,3053,22080,7510.2040816326535,3.4851598173515978E-4,2.9399999999999999E-3]
["P00000879933",2014,"SLERES",11.76,13010,68265,5804.8469387755104,1.4851598173515981E-3,1.176E-2]
["P00000906345",2014,"SLERES",6.5,6013,30875,4750,6.8641552511415529E-4,6.4999999999999997E-3]
["P00000910281",2014,"SLERES",3.18,3977,14946,4700,4.5399543378995432E-4,3.1800000000000001E-3]
["P00000910290",2014,"SLERES",6.25,6471,29687.5,4750,7.386986301369863E-4,6.2500000000000003E-3]
["P00000911079",2014,"SLERES",6.25,5631,29687.5,4750,6.4280821917808218E-4,6.2500000000000003E-3]
["P00000911323",2014,"SLERES",9.75,8693,46312.5,4750,9.9235159817351597E-4,9.75E-3]
["P00000915185",2014,"SLERES",5.5,4956,26125,4750,5.6575342465753418E-4,5.4999999999999997E-3]
["P00000915523",2014,"SLERES",3.24,3281,19030,5873.4567901234568,3.745433789954338E-4,3.2400000000000003E-3]
["P00000916227",2014,"SLERES",4,4302,19000,4750,4.9109589041095893E-4,4.0000000000000001E-3]
["P00000916853",2014,"SLERES",3.78,4263,14456,3824.3386243386244,4.8664383561643839E-4,3.7799999999999999E-3]
["P00000917996",2014,"SLERES",6.48,7731,28188,4350,8.8253424657534253E-4,6.4800000000000005E-3]
["P00000918365",2014,"SLERES",5.5,5808,20675,3759.090909090909,6.6301369863013709E-4,5.4999999999999997E-3]
["P00000918617",2014,"SLERES",3.24,4023,12775,3942.9012345679012,4.592465753424658E-4,3.2400000000000003E-3]
["P00000919931",2014,"SLERES",3,3047,14250,4750,3.4783105022831049E-4,3.0000000000000001E-3]
["P00000921292",2014,"SLERES",13,15110,61750,4750,1.7248858447488583E-3,1.2999999999999999E-2]
["P00000921973",2014,"SLERES",4.25,4978,20187.5,4750,5.6826484018264846E-4,4.2500000000000003E-3]
["P00000923612",2014,"SLERES",3.0249999999999999,3110,13675,4520.6611570247933,3.5502283105022828E-4,3.0249999999999999E-3]
["P00000924142",2014,"SLERES",5.4,7464,21622,4004.0740740740739,8.5205479452054797E-4,5.4000000000000003E-3]
["P00000924654",2014,"SLERES",8.75,8157,41562.5,4750,9.3116438356164388E-4,8.7500000000000008E-3]
["P00000939565",2014,"SLERES",17.25,15586,81937.5,4750,1.7792237442922374E-3,1.7250000000000001E-2]
["P00000939742",2014,"SLERES",3.3,4371,17806,5395.757575757576,4.9897260273972606E-4,3.3E-3]
["P00000946629",2014,"SLERES",4.4000000000000004,8928,24300,5522.7272727272721,1.0191780821917809E-3,4.4000000000000003E-3]
["P00000952750",2014,"SLERES",7,8147,33250,{"$f":"IFERROR(F2690/D2690,\"\")","v":4750},9.3002283105022828E-4,7.0000000000000001E-3]
["P00000952802",2014,"SLERES",6.25,6441,29687.5,4750,{"$f":"E2691/8760/1000","v":7.3527397260273971E-4},{"$f":"D2691/1000","v":6.2500000000000003E-3}]
["P00000957136",2014,"SLERES",4.4000000000000004,4457,23690,5384.090909090909,5.0878995433789956E-4,4.4000000000000003E-3]
["P00000957778",2014,"SLERES",6.6,7458,24090,3650,8.5136986301369863E-4,6.6E-3]
["P00000957793",2014,"SLERES",4.5780000000000003,4796,20751,4532.7653997378766,5.4748858447488575E-4,4.5780000000000005E-3]
["P00000957848",2014,"SLERES",3.24,3017,21439,6616.9753086419751,3.4440639269406391E-4,3.2400000000000003E-3]
["P00000957864",2014,"SLERES",10.5,12096,49875,4750,1.3808219178082194E-3,1.0500000000000001E-2]
["P00000957906",2014,"SLERES",4.335,4510,20591.25,4750,5.1484018264840185E-4,4.3350000000000003E-3]
["P00000957935",2014,"SLERES",4.59,4171,21802.5,4750,4.7614155251141555E-4,4.5899999999999995E-3]
["P00000957968",2014,"SLERES",5.61,5260,26647.5,4750,6.0045662100456621E-4,5.6100000000000004E-3]
["P00000961598",2014,"SLERES",6.54,8108,29388,4493.5779816513759,9.2557077625570773E-4,6.5399999999999998E-3]
["P00000961604",2014,"SLERES",4.2,4885,16464,3920,5.5764840182648398E-4,4.2000000000000006E-3]
["P00000961646",2014,"SLERES",3.36,4422,12832,3819.0476190476193,5.0479452054794517E-4,3.3599999999999997E-3]
["P00000961688",2014,"SLERES",5.8650000000000002,5569,27858.75,4750,6.3573059360730593E-4,5.8650000000000004E-3]
["P00000961704",2014,"SLERES",2.8050000000000002,3187,14025,5000,3.6381278538812783E-4,2.8050000000000002E-3]
["P00000964086",2014,"SLERES",5.8650000000000002,6274,29325,5000,7.162100456621004E-4,5.8650000000000004E-3]
["P00000966742",2014,"SLERES",19.38,20287,96900,5000,2.3158675799086754E-3,1.9379999999999998E-2]
["P00000968618",2014,"SLERES",1.65,1696,7934,4808.484848484849,1.9360730593607307E-4,1.65E-3]
["P00000968632",2014,"SLERES",5.8650000000000002,6839,29325,5000,7.8070776255707765E-4,5.8650000000000004E-3]
["P00000970131",2014,"SLERES",2.4750000000000001,3314,13949,5635.9595959595954,3.7831050228310506E-4,2.4750000000000002E-3]
["P00000978504",2014,"SLERES",6.6,9218,25020,3790.909090909091,1.0522831050228309E-3,6.6E-3]
["P00000885328",2014,"SLERES",3.24,3235,15228,4700,3.6929223744292238E-4,3.2400000000000003E-3]
["P00000886442",2014,"SLERES",6.5,6247,30875,4750,7.1312785388127854E-4,6.4999999999999997E-3]
["P00000879980",2014,"SLERES",5,4541,23750,4750,5.1837899543378998E-4,5.0000000000000001E-3]
["P00000904117",2014,"SLERES",5.25,5298,24937.5,4750,6.0479452054794521E-4,5.2500000000000003E-3]
["P00000904495",2014,"SLERES",8.25,9416,39187.5,4750,1.0748858447488586E-3,8.2500000000000004E-3]
["P00000905444",2014,"SLERES",3.24,3286,14981,4623.7654320987649,3.7511415525114155E-4,3.2400000000000003E-3]
["P00000905446",2014,"SLERES",4.8600000000000003,6246,20655,4250,7.13013698630137E-4,4.8600000000000006E-3]
["P00000906944",2014,"SLERES",5.5650000000000004,6054,26433.75,4750,6.9109589041095891E-4,5.5650000000000005E-3]
["P00000908024",2014,"SLERES",3.27,3562,15736,4812.2324159021409,4.0662100456621001E-4,3.2699999999999999E-3]
["P00000910287",2014,"SLERES",4,4063,19000,4750,4.6381278538812788E-4,4.0000000000000001E-3]
["P00000910751",2014,"SLERES",3.18,4583,14946,4700,5.2317351598173514E-4,3.1800000000000001E-3]
["P00000911315",2014,"SLERES",4.5,4491,21375,4750,5.126712328767123E-4,4.4999999999999997E-3]
["P00000915909",2014,"SLERES",5.25,5145,24937.5,4750,5.8732876712328766E-4,5.2500000000000003E-3]
["P00000916215",2014,"SLERES",9.75,8693,46312.5,4750,9.9235159817351597E-4,9.75E-3]
["P00000916229",2014,"SLERES",7,7290,33250,4750,8.3219178082191779E-4,7.0000000000000001E-3]
["P00000918864",2014,"SLERES",7.8479999999999999,11079,33432,4259.9388379204893,1.2647260273972603E-3,7.8479999999999991E-3]
["P00000919216",2014,"SLERES",4,4732,19000,4750,5.4018264840182653E-4,4.0000000000000001E-3]
["P00000920635",2014,"SLERES",3.3,3939,13336,4041.2121212121215,4.4965753424657532E-4,3.3E-3]
["P00000924442",2014,"SLERES",9.9,10095,31823,3214.4444444444443,1.1523972602739726E-3,9.9000000000000008E-3]
["P00000924444",2014,"SLERES",8.64,12319,33962,3930.787037037037,1.4062785388127854E-3,8.6400000000000001E-3]
["P00000925025",2014,"SLERES",2,2316,9500,4750,2.6438356164383564E-4,2E-3]
["P00000941135",2014,"SLERES",4.95,6057,19410,3921.212121212121,6.9143835616438352E-4,4.9500000000000004E-3]
["P00000942470",2014,"SLERES",6,7055,28500,4750,8.05365296803653E-4,6.0000000000000001E-3]
["P00000947173",2014,"SLERES",10,9166,47500,4750,1.0463470319634703E-3,0.01]
["P00000952734",2014,"SLERES",4.5,5265,21375,4750,6.0102739726027401E-4,4.4999999999999997E-3]
["P00000953990",2014,"SLERES",8.25,9928,26812.5,3250,1.1333333333333332E-3,8.2500000000000004E-3]
["P00000955901",2014,"SLERES",4.4800000000000004,5536,16834,3757.5892857142853,6.3196347031963473E-4,4.4800000000000005E-3]
["P00000957790",2014,"SLERES",3.43,4671,26772,7805.2478134110779,5.3321917808219182E-4,3.4300000000000003E-3]
["P00000957836",2014,"SLERES",4.4000000000000004,6270,18500,4204.545454545454,7.1575342465753425E-4,4.4000000000000003E-3]
["P00000957870",2014,"SLERES",3.06,3054,14382,4700,3.4863013698630137E-4,3.0600000000000002E-3]
["P00000957880",2014,"SLERES",7,8164,33250,4750,9.3196347031963465E-4,7.0000000000000001E-3]
["P00000957905",2014,"SLERES",4.59,4940,21802.5,4750,5.6392694063926935E-4,4.5899999999999995E-3]
["P00000957944",2014,"SLERES",3.75,4387,17812.5,4750,5.0079908675799089E-4,3.7499999999999999E-3]
["P00000957947",2014,"SLERES",4.59,4226,21802.5,4750,4.8242009132420092E-4,4.5899999999999995E-3]
["P00000957971",2014,"SLERES",4.59,5159,43605,9500,5.8892694063926942E-4,4.5899999999999995E-3]
["P00000961606",2014,"SLERES",3.3,3739,18110,5487.878787878788,4.2682648401826486E-4,3.3E-3]
["P00000961609",2014,"SLERES",3.3,3682,12375,3750,4.2031963470319636E-4,3.3E-3]
["P00000961615",2014,"SLERES",3.5,4026,14097,4027.7142857142858,4.5958904109589046E-4,3.5000000000000001E-3]
["P00000961619",2014,"SLERES",3.3,3533,15675.28,4750.0848484848493,4.0331050228310501E-4,3.3E-3]
["P00000961649",2014,"SLERES",3.57,3714,16957.5,4750,4.2397260273972602E-4,3.5699999999999998E-3]
["P00000961668",2014,"SLERES",7.14,8239,33915,4750,9.4052511415525122E-4,7.1399999999999996E-3]
["P00000961670",2014,"SLERES",3.3149999999999999,3647,15746.25,4750,4.1632420091324202E-4,3.3149999999999998E-3]
["P00000961678",2014,"SLERES",3.8250000000000002,4025,18168.75,4750,4.5947488584474887E-4,3.8250000000000003E-3]
["P00000961701",2014,"SLERES",4.335,4044,20591.25,{"$f":"IFERROR(F2754/D2754,\"\")","v":4750},4.6164383561643837E-4,4.3350000000000003E-3]
["P00000961717",2014,"SLERES",7.14,7259,35700,5000,{"$f":"E2755/8760/1000","v":8.2865296803652966E-4},{"$f":"D2755/1000","v":7.1399999999999996E-3}]
["P00000964082",2014,"SLERES",3.5,3630,24125,6892.8571428571431,4.143835616438356E-4,3.5000000000000001E-3]
["P00000968635",2014,"SLERES",5.61,5367,28050,5000,6.1267123287671234E-4,5.6100000000000004E-3]
["P00000976019",2014,"SLERES",6.3,8555,23110,3668.2539682539682,9.7659817351598171E-4,6.3E-3]
["P00000902904",2014,"SLERES",6.48,7063,20161,3111.2654320987654,8.0627853881278541E-4,6.4800000000000005E-3]
["P00000923308",2014,"SLERES",5,5610,23750,4750,6.4041095890410955E-4,5.0000000000000001E-3]
["P00000924651",2014,"SLERES",4.95,5522,20155.5,4071.8181818181815,6.3036529680365297E-4,4.9500000000000004E-3]
["P00000925263",2014,"SLERES",4,4302,19000,4750,4.9109589041095893E-4,4.0000000000000001E-3]
["P00000905681",2014,"SLERES",5,5518,18192,3638.4,6.2990867579908671E-4,5.0000000000000001E-3]
["P00000942600",2014,"SLERES",5.88,5556,21277,3618.5374149659865,6.3424657534246571E-4,5.8799999999999998E-3]
["P00000951859",2014,"SLERES",4.95,5708,18668,3771.3131313131312,6.5159817351598173E-4,4.9500000000000004E-3]
["P00000952660",2014,"SLERES",5,5819,23750,4750,6.6426940639269401E-4,5.0000000000000001E-3]
["P00000952744",2014,"SLERES",5.75,5786,27312.5,4750,6.6050228310502281E-4,5.7499999999999999E-3]
["P00000955278",2014,"SLERES",4.125,5016,15098,3660.121212121212,5.7260273972602736E-4,4.1250000000000002E-3]
["P00000957814",2014,"SLERES",1.53,1994,6992.1,4570,2.276255707762557E-4,1.5300000000000001E-3]
["P00000957815",2014,"SLERES",3.5,4270,14875,4250,4.8744292237442921E-4,3.5000000000000001E-3]
["P00000957863",2014,"SLERES",5.75,5577,27312.5,4750,6.3664383561643834E-4,5.7499999999999999E-3]
["P00000957921",2014,"SLERES",3.18,4436,14946,4700,5.0639269406392692E-4,3.1800000000000001E-3]
["P00000957946",2014,"SLERES",4.8449999999999998,4577,23013.75,4750,5.224885844748859E-4,4.8449999999999995E-3]
["P00000957953",2014,"SLERES",6.8849999999999998,7087,32703.75,4750,8.0901826484018266E-4,6.8849999999999996E-3]
["P00000961659",2014,"SLERES",4.08,4538,19380,4750,5.1803652968036525E-4,4.0800000000000003E-3]
["P00000966729",2014,"SLERES",3.3,3013,16400,4969.69696969697,3.439497716894977E-4,3.3E-3]
["P00000968619",2014,"SLERES",3.36,4739,13250,3943.4523809523812,5.4098173515981741E-4,3.3599999999999997E-3]
["P00000976615",2014,"SLERES",4.4000000000000004,5786,17588,3997.272727272727,6.6050228310502281E-4,4.4000000000000003E-3]
["P00000856512",2014,"SLERES",1.855,2063,19750,10646.900269541778,2.3550228310502283E-4,1.8549999999999999E-3]
["P00000879930",2014,"SLERES",3.24,3341,15314,4726.5432098765432,3.8139269406392697E-4,3.2400000000000003E-3]
["P00000879939",2014,"SLERES",4.8600000000000003,5420,19223,3955.349794238683,6.1872146118721464E-4,4.8600000000000006E-3]
["P00000886197",2014,"SLERES",4,3872,19000,4750,4.4200913242009132E-4,4.0000000000000001E-3]
["P00000888435",2014,"SLERES",3,3406,14250,4750,3.8881278538812784E-4,3.0000000000000001E-3]
["P00000901319",2014,"SLERES",7.5,7043,35625,4750,8.0399543378995432E-4,7.4999999999999997E-3]
["P00000902907",2014,"SLERES",3.43,3895,25173,7339.0670553935861,4.4463470319634703E-4,3.4300000000000003E-3]
["P00000902910",2014,"SLERES",4,4732,19000,4750,5.4018264840182653E-4,4.0000000000000001E-3]
["P00000902917",2014,"SLERES",5.5,6277,26125,4750,7.1655251141552513E-4,5.4999999999999997E-3]
["P00000903886",2014,"SLERES",3.25,3496,15437.5,4750,3.9908675799086755E-4,3.2499999999999999E-3]
["P00000908660",2014,"SLERES",3,2976,14250,4750,3.3972602739726029E-4,3.0000000000000001E-3]
["P00000910279",2014,"SLERES",4.32,4659,24088,5575.9259259259252,5.3184931506849325E-4,4.3200000000000001E-3]
["P00000910292",2014,"SLERES",3,2761,14250,4750,3.1518264840182649E-4,3.0000000000000001E-3]
["P00000917088",2014,"SLERES",3.25,3010,12512.5,3850,3.4360730593607308E-4,3.2499999999999999E-3]
["P00000917094",2014,"SLERES",3.25,3768,15437.5,4750,4.3013698630136986E-4,3.2499999999999999E-3]
["P00000918618",2014,"SLERES",2.1,2098,8500,4047.6190476190473,2.3949771689497717E-4,2.1000000000000003E-3]
["P00000918627",2014,"SLERES",5.5,5061,26125,4750,5.7773972602739735E-4,5.4999999999999997E-3]
["P00000919220",2014,"SLERES",4.7699999999999996,6142,19795,4149.8951781970654,7.0114155251141549E-4,4.7699999999999999E-3]
["P00000934952",2014,"SLERES",11.25,11059,53437.5,4750,1.2624429223744291E-3,1.125E-2]
["P00000940425",2014,"SLERES",6,8489,28500,4750,9.6906392694063931E-4,6.0000000000000001E-3]
["P00000942512",2014,"SLERES",4.5,4201,21375,4750,4.7956621004566208E-4,4.4999999999999997E-3]
["P00000952673",2014,"SLERES",7.5,7274,35625,4750,8.3036529680365306E-4,7.4999999999999997E-3]
["P00000954899",2014,"SLERES",4.5,4266,21375,4750,4.8698630136986305E-4,4.4999999999999997E-3]
["P00000955283",2014,"SLERES",6.867,8368,30902,4500.0728119994174,9.5525114155251142E-4,6.8669999999999998E-3]
["P00000957269",2014,"SLERES",4,3825,19000,4750,4.3664383561643836E-4,4.0000000000000001E-3]
["P00000957779",2014,"SLERES",3.57,3678,13050,3655.4621848739498,4.1986301369863015E-4,3.5699999999999998E-3]
["P00000957818",2014,"SLERES",3.5,3147,19725,5635.7142857142853,3.5924657534246575E-4,3.5000000000000001E-3]
["P00000957819",2014,"SLERES",3.0249999999999999,4498,17259,5705.454545454546,5.1347031963470328E-4,3.0249999999999999E-3]
["P00000957831",2014,"SLERES",6.6,7736,21450,3250,8.8310502283105022E-4,6.6E-3]
["P00000957834",2014,"SLERES",3.36,3268,14594,4343.4523809523807,3.7305936073059358E-4,3.3599999999999997E-3]
["P00000957845",2014,"SLERES",6,5567,19800,3300,6.3550228310502285E-4,6.0000000000000001E-3]
["P00000957919",2014,"SLERES",8.9250000000000007,9407,42393.75,4750,1.0738584474885844E-3,8.9250000000000006E-3]
["P00000957936",2014,"SLERES",2.5499999999999998,2385,12112.5,4750,2.7226027397260271E-4,2.5499999999999997E-3]
["P00000957938",2014,"SLERES",6.375,7253,30281.25,4750,8.2796803652968032E-4,6.3749999999999996E-3]
["P00000957939",2014,"SLERES",5.3550000000000004,5572,25436.25,4750,6.3607305936073054E-4,5.3550000000000004E-3]
["P00000960718",2014,"SLERES",null,2998,11880,"",3.4223744292237441E-4,0]
["P00000961677",2014,"SLERES",5.61,6441,26647.5,4750,7.3527397260273971E-4,5.6100000000000004E-3]
["P00000961684",2014,"SLERES",2.5499999999999998,2385,12112.5,4750,2.7226027397260271E-4,2.5499999999999997E-3]
["P00000961687",2014,"SLERES",4.59,5338,21802.5,4750,6.0936073059360729E-4,4.5899999999999995E-3]
["P00000961699",2014,"SLERES",4.95,7407,19156,{"$f":"IFERROR(F2818/D2818,\"\")","v":3869.8989898989898},8.4554794520547952E-4,4.9500000000000004E-3]
["P00000961718",2014,"SLERES",2.8050000000000002,2918,1963.5,700,{"$f":"E2819/8760/1000","v":3.3310502283105019E-4},{"$f":"D2819/1000","v":2.8050000000000002E-3}]
["P00000964074",2014,"SLERES",3.3,3322,12870,3900,3.7922374429223742E-4,3.3E-3]
["P00000964075",2014,"SLERES",3,2705,12150,4050,3.0878995433789952E-4,3.0000000000000001E-3]
["P00000964080",2014,"SLERES",9.7200000000000006,9392,38442.400000000001,3954.9794238683126,1.0721461187214612E-3,9.7200000000000012E-3]
["P00000966756",2014,"SLERES",9.69,9039,48450,5000,1.031849315068493E-3,9.689999999999999E-3]
["P00000972205",2014,"SLERES",4.95,6228,18039,3644.242424242424,7.1095890410958909E-4,4.9500000000000004E-3]
["P00000885144",2014,"SLERES",8.5,7720,40375,4750,8.8127853881278539E-4,8.5000000000000006E-3]
["P00000886201",2014,"SLERES",4,4255,19000,4750,4.8573059360730591E-4,4.0000000000000001E-3]
["P00000886208",2014,"SLERES",3,3512,14250,4750,4.0091324200913244E-4,3.0000000000000001E-3]
["P00000902398",2014,"SLERES",3.75,4013,20187.5,5383.333333333333,4.5810502283105019E-4,3.7499999999999999E-3]
["P00000903532",2014,"SLERES",3.25,3302,12350,3800,3.7694063926940643E-4,3.2499999999999999E-3]
["P00000904489",2014,"SLERES",3.18,4594,13790,4336.4779874213837,5.2442922374429228E-4,3.1800000000000001E-3]
["P00000904492",2014,"SLERES",2.75,2530,13062.5,4750,2.888127853881279E-4,2.7499999999999998E-3]
["P00000904500",2014,"SLERES",7.5,7846,35625,4750,8.9566210045662097E-4,7.4999999999999997E-3]
["P00000904501",2014,"SLERES",4.25,4266,20187.5,4750,4.8698630136986305E-4,4.2500000000000003E-3]
["P00000905681",2014,"SLERES",5,5518,18192,3638.4,6.2990867579908671E-4,5.0000000000000001E-3]
["P00000908425",2014,"SLERES",3.24,3362,15228,4700,3.8378995433789955E-4,3.2400000000000003E-3]
["P00000909335",2014,"SLERES",4.5,4088,21375,4750,4.6666666666666666E-4,4.4999999999999997E-3]
["P00000910282",2014,"SLERES",5.5,6145,26125,4750,7.0148401826484021E-4,5.4999999999999997E-3]
["P00000910283",2014,"SLERES",6,5478,28500,4750,6.2534246575342463E-4,6.0000000000000001E-3]
["P00000910285",2014,"SLERES",4.75,5821,22562.5,4750,6.644977168949772E-4,4.7499999999999999E-3]
["P00000911313",2014,"SLERES",3.75,3630,17812.5,4750,4.143835616438356E-4,3.7499999999999999E-3]
["P00000911325",2014,"SLERES",6.5,6403,30875,4750,7.3093607305936071E-4,6.4999999999999997E-3]
["P00000912630",2014,"SLERES",8.5,8066,40375,4750,9.2077625570776258E-4,8.5000000000000006E-3]
["P00000913728",2014,"SLERES",4,3861,19000,4750,4.4075342465753423E-4,4.0000000000000001E-3]
["P00000913729",2014,"SLERES",9.5,11642,45125,4750,1.3289954337899544E-3,9.4999999999999998E-3]
["P00000914186",2014,"SLERES",3.18,4351,14946,4700,4.9668949771689496E-4,3.1800000000000001E-3]
["P00000915188",2014,"SLERES",3.5,3513,16625,4750,4.0102739726027397E-4,3.5000000000000001E-3]
["P00000916220",2014,"SLERES",4.5,4356,21375,4750,4.9726027397260276E-4,4.4999999999999997E-3]
["P00000916221",2014,"SLERES",4.75,5462,42512.5,8950,6.235159817351598E-4,4.7499999999999999E-3]
["P00000917358",2014,"SLERES",4.5,4948,21375,4750,5.6484018264840188E-4,4.4999999999999997E-3]
["P00000919210",2014,"SLERES",4.5,4194,21375,4750,4.7876712328767126E-4,4.4999999999999997E-3]
["P00000919933",2014,"SLERES",3.75,3675,17812.5,4750,4.1952054794520548E-4,3.7499999999999999E-3]
["P00000919939",2014,"SLERES",8,8413,38000,4750,9.603881278538813E-4,8.0000000000000002E-3]
["P00000920645",2014,"SLERES",2.5,2684,11875,4750,3.0639269406392694E-4,2.5000000000000001E-3]
["P00000921975",2014,"SLERES",3.25,3806,15437.5,4750,4.3447488584474886E-4,3.2499999999999999E-3]
["P00000922183",2014,"SLERES",6,6703,28500,4750,7.6518264840182647E-4,6.0000000000000001E-3]
["P00000922186",2014,"SLERES",4.75,4641,22562.5,4750,5.2979452054794523E-4,4.7499999999999999E-3]
["P00000879983",2014,"SLERES",2.25,2124,10687.5,4750,2.4246575342465755E-4,2.2499999999999998E-3]
["P00000883459",2014,"SLERES",7,8568,33250,4750,9.7808219178082182E-4,7.0000000000000001E-3]
["P00000874027",2014,"SLERES",6.58,7380,24500,3723.4042553191489,8.4246575342465755E-4,6.5799999999999999E-3]
["P00000957812",2014,"SLERES",3.3,3325,14454,4380,3.7956621004566209E-4,3.3E-3]
["P00000957867",2014,"SLERES",6,5601,28500,4750,6.3938356164383559E-4,6.0000000000000001E-3]
["P00000957888",2014,"SLERES",3,2823,14250,4750,3.2226027397260274E-4,3.0000000000000001E-3]
["P00000957895",2014,"SLERES",3.75,3618,17812.5,4750,4.1301369863013697E-4,3.7499999999999999E-3]
["P00000957912",2014,"SLERES",11.22,11078,53295,4750,1.2646118721461189E-3,1.1220000000000001E-2]
["P00000957933",2014,"SLERES",6.25,6008,29687.5,4750,6.8584474885844749E-4,6.2500000000000003E-3]
["P00000957945",2014,"SLERES",6.375,6283,30281.25,4750,7.1723744292237447E-4,6.3749999999999996E-3]
["P00000961657",2014,"SLERES",5.0999999999999996,5704,24225,4750,6.5114155251141546E-4,5.0999999999999995E-3]
["P00000961658",2014,"SLERES",3.8250000000000002,3934,18168.75,4750,4.4908675799086757E-4,3.8250000000000003E-3]
["P00000965155",2014,"SLERES",5.3550000000000004,5214,26775,5000,5.9520547945205479E-4,5.3550000000000004E-3]
["P00000966731",2014,"SLERES",6.6,7382,29040,4400,8.4269406392694073E-4,6.6E-3]
["P00000966761",2014,"SLERES",3.5,3931,17500,5000,4.4874429223744296E-4,3.5000000000000001E-3]
["P00000952762",2014,"SLERES",9.75,9736,46312.5,4750,1.1114155251141552E-3,9.75E-3]
["P00000953322",2014,"SLERES",3.36,4397,12985,3864.5833333333335,5.0194063926940638E-4,3.3599999999999997E-3]
["P00000953371",2014,"SLERES",11.75,11006,55812.5,4750,1.256392694063927E-3,1.175E-2]
["P00000957144",2014,"SLERES",7,6945,33250,4750,7.9280821917808225E-4,7.0000000000000001E-3]
["P00000972208",2014,"SLERES",6.16,6566,21683,3519.9675324675322,7.4954337899543375E-4,6.1600000000000005E-3]
["P00000973782",2014,"SLERES",2.52,2357,11584.8,4597.1428571428569,2.6906392694063926E-4,2.5200000000000001E-3]
["P00000886198",2014,"SLERES",4,3585,19000,4750,4.0924657534246577E-4,4.0000000000000001E-3]
["P00000888437",2014,"SLERES",5.5,5433,22033,4006,6.2020547945205486E-4,5.4999999999999997E-3]
["P00000892848",2014,"SLERES",6.48,8957,31149,4806.9444444444443,1.0224885844748858E-3,6.4800000000000005E-3]
["P00000901317",2014,"SLERES",2.75,2563,13062.5,4750,2.9257990867579911E-4,2.7499999999999998E-3]
["P00000901671",2014,"SLERES",7.25,6619,34437.5,{"$f":"IFERROR(F2882/D2882,\"\")","v":4750},7.5559360730593605E-4,7.2500000000000004E-3]
["P00000902911",2014,"SLERES",6.25,5631,29687.5,4750,{"$f":"E2883/8760/1000","v":6.4280821917808218E-4},{"$f":"D2883/1000","v":6.2500000000000003E-3}]
["P00000902916",2014,"SLERES",4.5,4356,21375,4750,4.9726027397260276E-4,4.4999999999999997E-3]
["P00000906341",2014,"SLERES",14.4,21627,35000,2430.5555555555557,2.468835616438356E-3,1.44E-2]
["P00000908026",2014,"SLERES",3.75,4257,17812.5,4750,4.8595890410958905E-4,3.7499999999999999E-3]
["P00000908659",2014,"SLERES",3.75,4123,17812.5,4750,4.70662100456621E-4,3.7499999999999999E-3]
["P00000909338",2014,"SLERES",3,3334,14250,4750,3.8059360730593604E-4,3.0000000000000001E-3]
["P00000910280",2014,"SLERES",3.25,3643,12350,3800,4.1586757990867576E-4,3.2499999999999999E-3]
["P00000911321",2014,"SLERES",4,3585,19000,4750,4.0924657534246577E-4,4.0000000000000001E-3]
["P00000911324",2014,"SLERES",3.75,4213,17812.5,4750,4.8093607305936076E-4,3.7499999999999999E-3]
["P00000915906",2014,"SLERES",4.75,4428,22562.5,4750,5.0547945205479451E-4,4.7499999999999999E-3]
["P00000915917",2014,"SLERES",5.5,5088,26125,4750,5.808219178082191E-4,5.4999999999999997E-3]
["P00000918370",2014,"SLERES",4.95,5827,19602,3960,6.6518264840182654E-4,4.9500000000000004E-3]
["P00000918866",2014,"SLERES",4.8600000000000003,6364,20668,4252.674897119341,7.2648401826484017E-4,4.8600000000000006E-3]
["P00000919214",2014,"SLERES",2.5,2779,11875,4750,3.1723744292237445E-4,2.5000000000000001E-3]
["P00000923610",2014,"SLERES",3.78,4038,15149.38,4007.7724867724869,4.6095890410958909E-4,3.7799999999999999E-3]
["P00000924656",2014,"SLERES",4,4149,19000,4750,4.7363013698630137E-4,4.0000000000000001E-3]
["P00000925262",2014,"SLERES",4.4000000000000004,6134,18250,4147.7272727272721,7.0022831050228307E-4,4.4000000000000003E-3]
["P00000939510",2014,"SLERES",5.13,4832,21333,4158.479532163743,5.5159817351598168E-4,5.13E-3]
["P00000879951",2014,"SLERES",3.24,2980,15228,4700,3.401826484018265E-4,3.2400000000000003E-3]
["P00000845913",2014,"SLERES",3.68,3286,30820,8375,3.7511415525114155E-4,3.6800000000000001E-3]
["P00000872322",2014,"SLERES",6,6775,28500,4750,7.7340182648401822E-4,6.0000000000000001E-3]

{"sheet":"Data (clean)","index":7,"n_rows":2899,"n_cols":53,"rows_kept":2899,"cut":false,"hidden":false,"merged":[]}
["PROJECTID","year","projecttype","Total DC Capacity (kW)","Annual kWh Generation","COSTINSTALL","$/kW","Annual Generation aMW","Total DC Capacity (MW)","null 1","COSTINSTALL 2012$","$/kW 2012$","CF","kWh/kW","null 2","kW Sorted","Cost per kW Sorted 2012$","kWh/kW sorted","CF Sorted","COSTINSTALL 2012$ Sorted","RES 2014 Cost per kW Sorted 2012$","COM 2014 Cost per kW Sorted 2012$","kW Commercial Sorted","kW Commercial Cumulative","Percent Commercial Cumulative","null 3",null,"$/kW","kW","Count","CF","Sum kW"]
["P00000664508",2012,"SLECOM",28.2,30843,108457.33,{"$f":"IFERROR(F2/D2,\"\")","v":3846.004609929078},{"$f":"E2/8760/1000","v":3.5208904109589041E-3},{"$f":"D2/1000","v":2.8199999999999999E-2},null,{"$f":"F2*VLOOKUP(B2,$AA$12:$AB$14,2,FALSE)","v":108457.33},{"$f":"IFERROR(K2/D2,\"\")","v":3846.004609929078},{"$f":"(E2/8760)/D2","v":0.12485426989215972},{"$f":"E2/D2","v":1093.7234042553191},null,0.47,4.6118872839213827,433.39050886220701,4.9473802381530478E-2,47.271844660194176,679.61165048543694,2427.8317152103559,1.02,{"$f":"W2","v":1.02},{"$f":"X2/$X$214","v":5.9086501827684526E-5},null,"SLECOM",{"$f":"AVERAGEIF($C$2:$C$2899,AA2,$G$2:$G$2899)","v":5088.0460404212754},{"$f":"AVERAGEIF($C$2:$C$2899,AA2,$D$2:$D$2899)","v":81.046131455399049},{"$f":"COUNTIF($C$2:$C$2899,AA2)","v":213},{"$f":"AVERAGEIF($C$2:$C$2899,AA2,$S$2:$S$2899)","v":0.10923038036216849},{"$f":"SUMIF($C$2:$C$2899,AA2,$D$2:$D$2899)","v":17262.825999999997}]
["P00000470611",2012,"SLECOM",49.35,59140,321750,6519.7568389057751,{"$f":"E3/8760/1000","v":6.7511415525114155E-3},{"$f":"D3/1000","v":4.9349999999999998E-2},null,321750,{"$f":"IFERROR(K3/D3,\"\")","v":6519.7568389057751},0.136801247264669,1198.3789260385004,null,0.48,679.61165048543694,491.24668435013263,5.6078388624444364E-2,1245.42,1540.0756049226463,2557.2008738770587,1.88,{"$f":"X2+W3","v":2.9},{"$f":"X3/$X$214","v":1.6799103460812267E-4},null,"SLERES",{"$f":"AVERAGEIF($C$2:$C$2899,AA3,$G$2:$G$2899)","v":5137.3508311704518},{"$f":"AVERAGEIF($C$2:$C$2899,AA3,$D$2:$D$2899)","v":4.7772145251396578},{"$f":"COUNTIF($C$2:$C$2899,AA3)","v":2685},{"$f":"AVERAGEIF($C$2:$C$2899,AA3,$S$2:$S$2899)","v":0.12492625136669559},{"$f":"SUMIF($C$2:$C$2899,AA3,$D$2:$D$2899)","v":12826.820999999982}]
["P00000536951",2012,"SLECOM",17.472000000000001,18723,78594,4498.2829670329666,2.1373287671232876E-3,1.7472000000000001E-2,null,78594,4498.2829670329666,0.12232879848462039,1071.6002747252746,null,0.76,1540.0756049226463,643.33333333333337,7.3439878234398792E-2,1906.3106796116506,2333.8889906576296,2603.2586916071632,2,{"$f":"X3+W4","v":4.9000000000000004},2.83846920544759E-4]
["P00000687107",2012,"SLECOM",22.44,27141,120008.78,5347.984848484848,3.0982876712328769E-3,2.2440000000000002E-2,null,120008.78,5347.984848484848,0.13806986057187506,1209.4919786096257,null,1,2025.5050505050503,649.5,7.414383561643835E-2,2979.9909516103107,2359.7626752966557,2864.0776699029129,2.34,7.24,4.1939830709062352E-4]
["P00000696906",2012,"SLECOM",4.08,4660,26814.39,6572.1544117647054,5.3196347031963479E-4,4.0800000000000003E-3,null,26814.39,6572.1544117647054,0.13038320350971441,1142.1568627450981,null,1.02,2136.7521367521367,652.34693877551013,7.4468828627341346E-2,3000,2822.6654898499555,2870.2505094090857,2.34,9.58,5.5494969363648798E-4]
["P00000696911",2012,"SLECOM",8.16,9422,53628.78,6572.1544117647054,1.0755707762557078E-3,8.1600000000000006E-3,null,53628.78,6572.1544117647054,0.13181014414898382,1154.6568627450981,null,1.02,2216.5221954126282,696.82539682539675,7.9546278176415158E-2,3590.7659565684571,2836.9054161323807,2977.493380406002,2.5,12.08,6.997695510572834E-4]
["P00000710679",2012,"SLECOM",497.28,570336,3215626,6466.4293758043759,6.5106849315068493E-2,0.49728,null,3215626,6466.4293758043759,0.13092593572045627,1146.9111969111971,null,1.02,2333.8889906576296,699.69135802469134,7.9873442696882568E-2,4247.5728155339802,2957.8066801001405,2980.8767284495443,2.5499999999999998,14.629999999999999,8.474858056264947E-4,null,"Deflators"]
["P00000719691",2012,"SLECOM",30,30085,149000,4966.666666666667,3.4343607305936073E-3,0.03,null,149000,4966.666666666667,0.1144786910197869,1002.8333333333334,null,1.08,2359.7626752966557,807.72587412587416,9.2206150014369201E-2,5000,2983.3661484146919,3011.6578405413356,2.82,17.45,1.0108426047971519E-3,null,2009,1.05]
["P00000800980",2012,"SLECOM",15,20536,99915,6661,2.3442922374429225E-3,1.4999999999999999E-2,null,99915,6661,0.15628614916286149,1369.0666666666666,null,1.08,2427.8317152103559,861.45833333333337,9.8339992389649925E-2,5000,2999.6336325334305,3060.1194921583269,2.88,20.329999999999998,1.177675080545908E-3,null,2010,1.0369999999999999]
["P00000603781",2012,"SLECOM",8.9250000000000007,10434,50000,5602.2408963585431,1.191095890410959E-3,8.9250000000000006E-3,null,50000,5602.2408963585431,0.13345612217489736,1169.0756302521008,null,1.2749999999999999,2464.5811299980041,863.33333333333326,9.8554033485540329E-2,5533.980582524272,3020.6460505813257,3106.7961165048541,3.08,23.409999999999997,1.356093144888328E-3,null,2011,1.0169999999999999]
["P00000615378",2012,"SLECOM",3.5,3981,16270,4648.5714285714284,4.5445205479452053E-4,3.5000000000000001E-3,null,16270,4648.5714285714284,0.12984344422700586,1137.4285714285713,null,1.2749999999999999,2545.8616588704517,864.28571428571433,9.8662752772341808E-2,6015.75,3066.762555435695,3106.7961165048541,3.22,26.629999999999995,1.5426211212463123E-3,null,2012,1]
["P00000641308",2012,"SLECOM",23.03,25920,107850,4683.0221450282243,2.958904109589041E-3,2.3030000000000002E-2,null,107850,4683.0221450282243,0.12848042160612422,1125.4884932696482,null,1.2749999999999999,2557.2008738770587,865.58012786919608,9.8810516880045218E-2,6104,3120.819848975189,3218.5446700009802,3.3,29.929999999999996,1.7337833330417624E-3,null,2013,0.98512097573894575]
["P00000641320",2012,"SLECOM",4.4800000000000004,4607,29184,6514.2857142857138,5.2591324200913249E-4,4.4800000000000005E-3,null,29184,6514.2857142857138,0.11739134866275278,1028.3482142857142,null,1.2749999999999999,2603.2586916071632,868.68686868686859,9.9165167658318343E-2,6788.4466019417478,3139.6564600448096,3268.9353077702594,3.5,33.429999999999993,1.9365311334308757E-3,null,2014,0.970873786407767]
["P00000664528",2012,"SLECOM",7.14,7789,41055,5750,8.8915525114155252E-4,7.1399999999999996E-3,null,41055,5750,0.12453154777892893,1090.8963585434174,null,1.38,2637.1688520531575,871.07692307692309,9.9438004917456968E-2,7702.9126213592235,3155.3398058252424,3300.9708737864075,3.68,37.109999999999992,2.1497059635542867E-3]
["P00000679861",2012,"SLECOM",10.199999999999999,12783,70440,6905.8823529411766,1.4592465753424657E-3,1.0199999999999999E-2,null,70440,6905.8823529411766,0.14306338973945742,1253.2352941176471,null,1.44,2649.8297872340427,872.08333333333337,9.9552891933028922E-2,7767.5,3155.3398058252433,3310.7007635848299,3.78,40.889999999999993,2.3686735879745293E-3]
["P00000685333",2012,"SLECOM",60,78162,382200,6370,8.9226027397260269E-3,0.06,null,382200,6370,0.14871004566210047,1302.7,null,1.53,2659.5744680851067,873.75886524822681,9.9744162699569275E-2,8160,3203.8834951456315,3314.7777515342127,3.8250000000000002,44.714999999999996,2.5902479698283465E-3]
["P00000695731",2012,"SLECOM",55.08,69809,313495,5691.6303558460422,7.969063926940639E-3,5.5079999999999997E-2,null,313495,5691.6303558460422,0.14468162539834131,1267.41103848947,null,1.635,2681.5910037484382,874.94949494949492,9.9880079332134122E-2,8160,3213.1727196452111,3407.7922077922076,4.08,48.794999999999995,2.8265939771390846E-3]
["P00000710666",2012,"SLECOM",53.55,56318,286492.5,5350,6.4289954337899543E-3,5.355E-2,null,286492.5,5350,0.12005593713893474,1051.6900093370682,null,1.65,2725.0452916852782,875.84615384615381,9.9982437653670528E-2,8160,3252.4271844660193,3454.5454545454545,4.08,52.874999999999993,3.0629399844498222E-3]
["P00000710677",2012,"SLECOM",95.41,82585,449950,4715.9626873493344,9.4275114155251138E-3,9.5409999999999995E-2,null,449950,4715.9626873493344,9.8810516880045218E-2,865.58012786919608,null,1.68,2725.7352941176468,875.8677685950413,9.998490509075815E-2,8252.4271844660198,3271.0326566637245,3621.5146519231521,4.08,56.954999999999991,3.2992859917605603E-3]
["P00000671791",2012,"SLECOM",19.38,18404,98025.36,5058.0681114551089,2.1009132420091326E-3,1.9379999999999998E-2,null,98025.36,5058.0681114551089,0.10840625603762294,949.63880288957694,null,1.7849999999999999,2822.6654898499555,876,9.9999999999999992E-2,8358,3310.1199314677324,3650.4854368932038,4.08,61.034999999999989,3.5356319990712984E-3]
["P00000759631",2012,"SLECOM",27.495000000000001,37898,109705.05,3990,4.3262557077625571E-3,2.7495000000000002E-2,null,109705.05,3990,0.15734699791825993,1378.359701763957,null,1.7849999999999999,2836.9054161323807,876,9.9999999999999992E-2,8520.3113191661414,3331.4296592423375,3650.6438545273495,4.08,65.114999999999995,3.7719780063820369E-3]
["P00000567799",2012,"SLECOM",8,7598,69354,8669.25,8.6735159817351607E-4,8.0000000000000002E-3,null,69354,8669.25,0.1084189497716895,949.75,null,1.7849999999999999,2864.0776699029129,876,0.1,8562.6715211229166,3337.4942209893666,3658.0117483886761,4.08,69.194999999999993,4.008324013692775E-3]
["P00000664483",2012,"SLECOM",14.96,15607,100000,6684.4919786096252,1.78162100456621E-3,1.4960000000000001E-2,null,100000,6684.4919786096252,0.11909231313945254,1043.2486631016043,null,1.855,2870.2505094090857,876,0.1,8688.7670060175024,3349.5145631067958,3735.9223300970875,4.08,73.274999999999991,4.244670021003513E-3]
["P00000687106",2012,"SLECOM",22.44,26794,120008.78,5347.984848484848,3.058675799086758E-3,2.2440000000000002E-2,null,120008.78,5347.984848484848,0.13630462562775214,1194.0285204991087,null,1.88,2917.5838597322081,876.09329446064135,0.10001065005258462,8700,3361.2827302147693,3744.1567781373606,4.4800000000000004,77.754999999999995,4.5041872055015782E-3]
["P00000696907",2012,"SLECOM",4.08,4660,26814.39,6572.1544117647054,5.3196347031963479E-4,4.0800000000000003E-3,null,26814.39,6572.1544117647054,0.13038320350971441,1142.1568627450981,null,1.88,2941.1764705882351,876.70807453416148,0.10008083042627415,8762.1359223300969,3378.6407766990292,3860.6510565391204,4.8,82.554999999999993,4.782241331749505E-3]
["P00000710689",2012,"SLECOM",100.815,142199,386050,3829.291276099787,1.6232762557077625E-2,0.100815,null,386050,3829.291276099787,0.16101535046449064,1410.4944700689382,null,1.88,2956.0196745339963,877.20364741641333,0.10013740267310656,8842.4458782327765,3398.0582524271849,4000.0296903298599,4.8600000000000003,87.414999999999992,5.063771134575532E-3]
["P00000685802",2012,"SLECOM",7.92,7755,32868,4150,8.8527397260273978E-4,7.92E-3,null,32868,4150,0.11177701674277017,979.16666666666663,null,1.88,2957.8066801001405,877.40524781341105,0.10016041641705606,8852,3411.1713529189255,4126.213592233009,4.9349999999999996,92.35,5.349645533124182E-3]
["P00000766192",2012,"SLECOM",7.99,9345,29350,3673.3416770963704,1.0667808219178084E-3,7.9900000000000006E-3,null,29350,3673.3416770963704,0.13351449585955047,1169.5869837296621,null,1.89,2976.6773628737342,878.125,0.1002425799086758,8868.0590236019889,3417.4442062791577,4131.803471609297,4.9400000000000004,97.289999999999992,5.6358095713876736E-3]
["P00000603766",2012,"SLECOM",7.5,8104,44385,5918,9.2511415525114158E-4,7.4999999999999997E-3,null,44385,5918,0.12334855403348555,1080.5333333333333,null,1.92,2977.493380406002,878.55855855855862,0.10029207289481261,9173.446526081063,3424.9807101977831,4174.157976746973,5,102.28999999999999,5.9254492862292644E-3]
["P00000687101",2012,"SLECOM",30.8,33829,208552.35,6771.1801948051952,3.8617579908675798E-3,3.0800000000000001E-2,null,208552.35,6771.1801948051952,0.12538175295024609,1098.3441558441559,null,1.92,2980.8767284495443,878.57142857142856,0.10029354207436399,9223.3009708737864,3434.8337746396001,4230.2534564492344,5,107.28999999999999,6.2150890010708552E-3]
["P00000710675",2012,"SLECOM",96,105525,513600,5350,1.204623287671233E-2,9.6000000000000002E-2,null,513600,5350,0.12548159246575344,1099.21875,null,1.92,2983.3661484146919,879.33130699088144,0.10038028618617367,9223.3009708737864,3495.1456310679614,4320.3883495145628,5.0999999999999996,112.38999999999999,6.5105215102092776E-3]
["P00000504675",2012,"SLECOM",60.72,58441,370656,6104.347826086957,6.6713470319634703E-3,6.0719999999999996E-2,null,370656,6104.347826086957,0.10987066916935886,962.46706192358363,null,1.92,2988.462992001666,879.33130699088144,0.10038028618617367,9223.3009708737864,3495.1456310679614,4806.3637840336869,5.0999999999999996,117.48999999999998,6.8059540193477E-3]
["P00000682640",2012,"SLECOM",23.204999999999998,29999,134135,5780.4352510234867,3.4245433789954335E-3,2.3205E-2,null,134135,5780.4352510234867,0.14757782283970841,1292.7817280758459,null,1.925,2999.6336325334305,880.12422360248445,0.10047080178110553,9309.3932207330381,3495.1456310679614,4817.0726608297173,5.13,122.61999999999998,7.1031243667751716E-3,null,null,null,null,null,null,null,"$/kW (2012$)",null,null,"CF",null,null,"kW"]
["P00000671793",2012,"SLECOM",61.56,65090,269640,4380.1169590643276,7.4303652968036532E-3,6.1560000000000004E-2,null,269640,4380.1169590643276,0.12070119065632964,1057.3424301494476,null,1.96,3011.6578405413356,880.22222222222217,0.10048198883815322,9461.1018509968344,3497.2921207317877,4854.3689320388357,5.4,128.01999999999998,7.4159352588040904E-3,null,null,null,null,null,null,null,"Column1",null,null,"Column1",null,null,"Column1",null,null,"Residential kW Freq 2012",null,null,"Com kW Freq 2012",null,null,"kW Commercial"]
["P00000664530",2012,"SLECOM",10.71,13144,61582.5,5749.9999999999991,1.5004566210045662E-3,1.0710000000000001E-2,null,61582.5,5749.9999999999991,0.14009865742339553,1227.2642390289448,null,1.96,3020.6460505813257,880.52373158756131,0.10051640771547504,9552,3512.7978817299204,4998.3818770226544,5.83,133.85,7.7536551663093855E-3,null,null,null,null,null,null,null,null,null,null,null,null,null,null,null,null,"Bin","Frequency",null,"Bin","Frequency",null,"Column1"]
["P00000696897",2012,"SLECOM",4.08,4916,26814.39,6572.1544117647054,5.611872146118721E-4,4.0800000000000003E-3,null,26814.39,6572.1544117647054,0.13754588593428238,1204.9019607843138,null,2,3021.7449252743236,880.54711246200611,0.10051907676506919,9724.2718446601939,3513.1431213262003,5339.8058252427181,6.25,140.1,8.1157048098613738E-3,null,null,null,null,null,null,null,"Mean",5096.8713199869453,null,"Mean",0.12379570414111601,null,"Mean",11.973234476367091,null,1,3,null,5,22]
["P00000664526",2012,"SLECOM",48.45,61707,431562,8907.3684210526317,7.0441780821917811E-3,4.845E-2,null,431562,8907.3684210526317,0.14539067249105841,1273.6222910216718,null,2,3039.5136778115502,880.69073783359499,0.10053547235543321,9795,3518.5015570617329,6223.5499128703013,6.58,146.68,8.4968706745929077E-3,null,null,null,null,null,null,null,"Standard Error",26.65271588364525,null,"Standard Error",3.1960607466259875E-4,null,"Standard Error",3.0291330381149342,null,2,29,null,10,23,null,"Mean",135.18200934579437]
["P00000664531",2012,"SLECOM",10.71,12122,61582.5,5749.9999999999991,1.3837899543378996E-3,1.0710000000000001E-2,null,61582.5,5749.9999999999991,0.12920541123603169,1131.8394024276377,null,2,3057.2826759646714,881.41025641025635,0.10061760917925301,9984.6,3524.2718446601943,null,6.58,153.26000000000002,8.8780365393244434E-3,null,null,null,null,null,null,null,"Median",4748.5103714323413,null,"Median",0.12142789193302891,null,"Median",3.9394999999999998,null,3,280,null,15,14,null,"Standard Error",59.999976138519465]
["P00000664488",2012,"SLECOM",31.68,38898,145200,4583.333333333333,4.4404109589041094E-3,3.168E-2,null,145200,4583.333333333333,0.14016448733914488,1227.840909090909,null,2,3060.1194921583269,881.76291793313067,0.10065786734396469,10000,3524.8602530155927,null,6.75,160.01000000000002,9.2690501543605894E-3,null,null,null,null,null,null,null,"Mode",4611.6504854368932,null,"Mode",0.10300086549079296,null,"Mode",3.29,null,4,781,null,20,6,null,"Median",24.99]
["P00000671789",2012,"SLECOM",6.75,6361,26348,3903.4074074074074,7.2614155251141555E-4,6.7499999999999999E-3,null,26348,3903.4074074074074,0.10757652629798749,942.37037037037032,null,2,3066.762555435695,882.15384615384619,0.10070249385317878,10000,3532.4271844660193,null,7,167.01000000000002,9.6745457551388175E-3,null,null,null,null,null,null,null,"Standard Deviation",1429.0926785643253,null,"Standard Deviation",1.7199439886686298E-2,null,"Standard Deviation",140.71619006102151,null,5,270,null,25,14,null,"Mode",10.71]
["P00000671794",2012,"SLECOM",20.145,20804,101894.72,5058.0650285430629,2.3748858447488583E-3,2.0145E-2,null,101894.72,5058.0650285430629,0.11788959269043725,1032.7128319682304,null,2,3073.5774443055107,882.76923076923072,0.10077274323849666,10317.910819645784,3532.4271844660193,null,7.02,174.03000000000003,1.0081199914776412E-2,null,null,null,null,null,null,null,"Sample Variance",2042305.8839261581,null,"Sample Variance",2.9582073241573551E-4,null,"Sample Variance",19801.046145289525,null,6,239,null,30,7,null,"Standard Deviation",620.64457914224215]
["P00000692452",2012,"SLECOM",8.1,11776,52886,6529.1358024691363,1.3442922374429225E-3,8.0999999999999996E-3,null,52886,6529.1358024691363,0.16596200462258304,1453.8271604938273,null,2,3075.9899854705855,883.48837209302326,0.10085483699692048,10343.770245258931,3536.0988526037067,null,7.14,181.17000000000002,1.0494805427570203E-2,null,null,null,null,null,null,null,"Kurtosis",303.3321952777012,null,"Kurtosis",2.4226714227124893,null,"Kurtosis",1301.3768313974986,null,7,169,null,35,6,null,"Sample Variance",385199.69361865084]
["P00000673315",2012,"SLECOM",59.84,70272,323136,5400,8.021917808219179E-3,5.9840000000000004E-2,null,323136,5400,0.13405611310526702,1174.331550802139,null,2,3081.5310849702882,884.5679012345679,0.10097807091718811,10373.323874531099,3538.0994410120625,null,7.14,188.31,1.0908410940363994E-2,null,null,null,null,null,null,null,"Skewness",10.816625917557417,null,"Skewness",1.0400997653036581,null,"Skewness",34.366412372077598,null,8,69,null,40,6,null,"Kurtosis",64.342845175276707]
["P00000673319",2012,"SLECOM",5.0999999999999996,7275,19995,3920.588235294118,8.304794520547946E-4,5.0999999999999995E-3,null,19995,3920.588235294118,0.16283910824603817,1426.4705882352941,null,2,3106.7961165048541,885.10638297872333,0.10103954143592733,10376.213592233009,3543.6893203883492,null,7.28,195.59,1.1330126365173349E-2,null,null,null,null,null,null,null,"Range",45803.078187796855,null,"Range",0.19453304693353801,null,"Range",5701.5249999999996,null,9,51,null,45,1,null,"Skewness",7.6824812535328251]
["P00000804535",2012,"SLECOM",2567.84,4869106,9920517,3863.3703813321699,0.55583401826484025,2.5678400000000003,null,9920517,3863.3703813321699,0.21645975538384019,1896.1874571624398,null,2.04,3106.7961165048541,885.10638297872345,0.10103954143592733,10376.213592233009,3543.6893203883496,null,7.5,203.09,1.1764585937435736E-2,null,null,null,null,null,null,null,"Minimum",2941.1764705882351,null,"Minimum",4.9473802381530478E-2,null,"Minimum",0.47,null,10,42,null,50,3,null,"Range",5695.415]
["P00000685793",2012,"SLECOM",37.44,40875,196560,5250,4.6660958904109588E-3,3.7440000000000001E-2,null,196560,5250,0.12462862955157476,1091.7467948717949,null,2.04,3120.819848975189,885.35502958579889,0.10106792575180353,10400,3543.8252971091351,null,7.68,210.77,1.220947253943242E-2,null,null,null,null,null,null,null,"Maximum",48744.254658385093,null,"Maximum",0.2440068493150685,null,"Maximum",5701.9949999999999,null,11,17,null,55,2,null,"Minimum",6.58]
["P00000756871",2012,"SLECOM",24.99,22882,125000,5002.0008003201283,2.6121004566210045E-3,2.4989999999999998E-2,null,125000,5002.0008003201283,0.10452582859627869,915.64625850340144,null,2.04,3127.2761955320648,885.4545454545455,0.10107928601079286,10426.520407221002,3548.9924124989802,null,7.8479999999999999,218.61800000000002,1.2664091035847782E-2,null,null,null,null,null,null,null,"Sum",14653505.044962468,null,"Sum",358.51235919267197,null,"Sum",25838.240000000183,null,12,10,null,60,5,null,"Maximum",5701.9949999999999]
["P00000734406",2012,"SLECOM",4.9400000000000004,5465,20825,4215.5870445344126,6.2385844748858441E-4,4.9400000000000008E-3,null,20825,4215.5870445344126,0.12628713511914663,1106.2753036437246,null,2.04,3139.6564600448096,886.13264427217916,0.10115669455161862,10520,3553.3980582524273,null,7.8479999999999999,226.46600000000004,1.3118709532263143E-2,null,null,null,null,null,null,null,"Count",2875,null,"Count",2896,null,"Count",2158,null,13,8,null,65,4,null,"Sum",14464.474999999999]
["P00000677749",2012,"SLECOM",7.14,7284,36652,5133.3333333333339,8.3150684931506845E-4,7.1399999999999996E-3,null,36652,5133.3333333333339,0.11645754192087794,1020.1680672268908,null,2.04,3155.3398058252424,886.322188449848,0.10117833201482283,10528.480428209983,3553.5157399235072,null,7.92,234.38600000000002,1.3577498840572222E-2,null,null,null,null,null,null,null,"Largest(30)",8602.8368794326252,null,"Largest(20)",0.17081776670817767,null,"Largest(20)",87.12,null,14,3,null,70,1,null,"Count",107]
["P00000603767",2012,"SLECOM",7,7357,49500,7071.4285714285716,8.3984018264840184E-4,7.0000000000000001E-3,null,49500,7071.4285714285716,0.1199771689497717,1051,null,2.04,3155.3398058252433,886.35477582846011,0.10118205203521234,10582.524271844661,3561.4116196640466,null,7.92,242.30600000000001,1.4036288148881301E-2,null,null,null,null,null,null,null,"Smallest(30)",3203.8834951456315,null,"Smallest(20)",9.9999999999999992E-2,null,"Smallest(20)",1.88,null,15,3,null,75,0,null,"Largest(20)",62.51]
["P00000710674",2012,"SLECOM",60,79575,345000,5750,9.0839041095890413E-3,0.06,null,345000,5750,0.15139840182648401,1326.25,null,2.04,3169.0895849985541,886.66666666666663,0.10121765601217657,10639.306537980614,3579.2436177122017,null,7.92,250.226,1.449507745719038E-2,null,null,null,null,null,null,null,"Confidence Level(95.0%)",52.26037076220446,null,null,null,null,null,null,null,16,3,null,80,2,null,"Smallest(20)",9.9499999999999993]
["P00000710683",2012,"SLECOM",77.171999999999997,93816,344500,4464.0543202197687,1.0709589041095891E-2,7.7171999999999991E-2,null,344500,4464.0543202197687,0.13877557975814922,1215.6740786813871,null,2.04,3190.9073629669901,887.4,0.1013013698630137,10643.73958237144,3592.2330097087374,null,7.92,258.14600000000002,1.495386676549946E-2,null,null,null,null,null,null,null,null,null,null,null,null,null,null,null,null,17,5,null,85,1,null,"Confidence Level(95.0%)",118.95578495528969]
["P00000696898",2012,"SLECOM",4.08,4864,26814.39,6572.1544117647054,5.5525114155251145E-4,4.0800000000000003E-3,null,26814.39,6572.1544117647054,0.13609096606679202,1192.1568627450981,null,2.04,3198.8727272727274,887.5,0.10131278538812785,10643.73958237144,3592.2330097087374,null,7.95,266.096,1.541439391209759E-2,null,null,null,null,null,null,null,"Cost per kW 2012$",null,null,null,null,null,null,null,null,18,1,null,90,1]
["P00000696908",2012,"SLECOM",24.48,28570,160886.34,6572.1544117647054,3.2614155251141554E-3,2.4480000000000002E-2,null,160886.34,6572.1544117647054,0.13322775837884621,1167.0751633986929,null,2.0550000000000002,3203.8834951456315,887.5151515151515,0.10131451501314515,10703,3592.2330097087379,null,7.99,274.08600000000001,1.5877238176414451E-2,null,null,null,null,null,null,null,"Bin","Frequency","Cumulative %",null,null,null,null,null,null,19,2,null,95,2,null,null,null,null,"Bin","Frequency","Cumulative %"]
["P00000753574",2012,"SLECOM",9.1999999999999993,12262,39958.019999999997,4343.2630434782604,1.3997716894977167E-3,9.1999999999999998E-3,null,39958.019999999997,4343.2630434782604,0.15214909668453444,1332.8260869565217,null,2.0699999999999998,3213.1727196452111,889.05775075987845,0.10149061081733772,10711,3593.581445523193,null,8,282.08600000000001,1.6340661720160996E-2,null,null,null,null,null,null,3500,3500,86,2.9913043478260869E-2,null,null,null,null,null,null,20,4,null,100,2,null,null,null,10,10,75,0.352112676056338]
["P00000568310",2012,"SLECOM",36.659999999999997,45202,255721,6975.4773595199131,5.1600456621004563E-3,3.6659999999999998E-2,null,255721,6975.4773595199131,0.14075410971359675,1233.0060010911077,null,2.1,3214.8316566782246,889.09090909090912,0.10149439601494396,10746,3594.48040273283,null,8.1,290.18600000000004,1.6809878058204376E-2,null,null,null,null,null,null,4000,4000,221,0.10678260869565218,null,null,null,null,null,null,"More",38,null,"More",10,null,null,null,20,20,34,0.51173708920187788]
["P00000778136",2012,"SLECOM",4.9349999999999996,5668,30108.75,6101.0638297872347,6.4703196347031965E-4,4.9349999999999993E-3,null,30108.75,6101.0638297872347,0.13111083352995334,1148.5309017223913,null,2.1150000000000002,3218.5446700009802,889.13043478260863,0.10149890808020648,10800,3595.8288385472852,null,8.16,298.34600000000006,1.7282570072825854E-2,null,null,null,null,null,null,4500,4500,339,0.22469565217391305,null,null,null,null,null,null,null,null,null,null,null,null,null,null,50,50,55,0.7699530516431925]
["P00000778158",2012,"SLECOM",38.409999999999997,46335,140840,3666.7534496224944,5.2893835616438355E-3,3.841E-2,null,140840,3666.7534496224944,0.1377085019954136,1206.3264774798231,null,2.1150000000000002,3224.0322842365499,889.48194662480375,0.10153903500283148,10811.702708734929,3598.0582524271845,null,8.16,306.50600000000009,1.7755262087447331E-2,null,null,null,null,null,null,5000,5000,1289,0.67304347826086952,null,null,null,null,null,null,null,null,null,null,null,null,null,null,100,100,35,0.93427230046948362]
["P00000615379",2012,"SLECOM",5,5962,54100,10820,6.8059360730593607E-4,5.0000000000000001E-3,null,54100,10820,0.13611872146118723,1192.4000000000001,null,2.12,3236.55303030303,889.68903436988535,0.10156267515637961,10821.11,3601.9417475728155,null,8.16,314.66600000000011,1.8227954102068809E-2,null,null,null,null,null,null,5500,5500,350,0.7947826086956522,null,null,null,null,null,null,null,null,null,null,null,null,null,null,1000,1000,11,0.9859154929577465]
["P00000664535",2012,"SLECOM",75.599999999999994,75434,404460,5350,8.6111872146118727E-3,7.5600000000000001E-2,null,404460,5350,0.11390459278587134,997.80423280423292,null,2.16,3252.4271844660193,889.68903436988535,0.10156267515637961,10852.42718446602,3605.1779935275081,null,8.16,322.82600000000014,1.8700646116690287E-2,null,null,null,null,null,null,6000,6000,156,0.84904347826086957,null,null,null,null,null,null,null,null,null,null,null,null,null,null,5000,5000,2,0.99530516431924887]
["P00000682641",2012,"SLECOM",6.25,6018,25014,4002.24,6.8698630136986309E-4,6.2500000000000003E-3,null,25014,4002.24,0.10991780821917808,962.88,null,2.16,3267.4382716049381,889.78723404255311,0.10157388516467503,10902,3606.1026352288491,null,8.25,331.07600000000014,1.9178551646178911E-2,null,null,null,null,null,null,6500,6500,77,0.87582608695652175,null,null,null,null,null,null,null,null,null,null,null,null,null,null,null,"More",1,1]
["P00000710670",2012,"SLECOM",69.695999999999998,75952,264441,3794.2062672176307,8.6703196347031955E-3,6.9695999999999994E-2,null,264441,3794.2062672176307,0.12440196904704999,1089.7612488521579,null,2.16,3268.9353077702594,889.8345153664302,0.1015792825760765,10904,3611.6504854368932,null,8.5500000000000007,339.62600000000015,1.9673835558558034E-2,null,null,null,null,null,null,7000,7000,83,0.90469565217391301]
["P00000710690",2012,"SLECOM",58.32,56132,310086,5316.9753086419751,6.4077625570776254E-3,5.8319999999999997E-2,null,310086,5316.9753086419751,0.10987247182917739,962.48285322359391,null,2.16,3271.0326566637245,889.89361702127667,0.10158602934032837,10945,3614.9555876884942,null,8.91,348.53600000000017,2.0189973530405751E-2,null,null,null,null,null,null,null,"More",274,1]
["P00000755160",2012,"SLECOM",5,6013,29350,5870,6.8641552511415529E-4,5.0000000000000001E-3,null,29350,5870,0.13728310502283106,1202.5999999999999,null,2.16,3280,890.09009009009003,0.10160845777284135,10945,3621.3738669478248,null,8.9250000000000007,357.46100000000018,2.0706980421397989E-2]
["P00000677748",2012,"SLECOM",23.46,24228,120428.16,{"$f":"IFERROR(F66/D66,\"\")","v":5133.3401534526856},2.7657534246575341E-3,2.3460000000000002E-2,null,{"$f":"F66*VLOOKUP(B66,$AA$12:$AB$14,2,FALSE)","v":120428.16},5133.3401534526856,{"$f":"(E66/8760)/D66","v":0.11789230284132711},{"$f":"E66/D66","v":1032.7365728900256},null,2.16,3286.2222222222222,890.10416666666674,0.10161006468797565,10951,3633.1018074369699,null,9.18,366.64100000000019,2.1238758937847151E-2]
["P00000582076",2012,"SLECOM",35.880000000000003,39928,258080,7192.8651059085832,{"$f":"E67/8760/1000","v":4.5579908675799086E-3},{"$f":"D67/1000","v":3.5880000000000002E-2},null,258080,{"$f":"IFERROR(K67/D67,\"\")","v":7192.8651059085832},0.12703430511649688,1112.8205128205127,null,2.16,3289.3189379923397,890.19607843137248,0.10162055689855851,11020,3633.3074433656957,null,9.1999999999999993,375.84100000000018,{"$f":"X67/$X$214","v":2.1771696013155678E-2},null,null,null,null,null,null,null,"Cost per kW 2012$","Residential 2014"]
["P00000595909",2012,"SLECOM",36.659999999999997,41691,246086,6712.6568466994004,4.7592465753424655E-3,3.6659999999999998E-2,null,246086,6712.6568466994004,0.12982123773438259,1137.2340425531916,null,2.16,3294.931142338974,890.19607843137248,0.10162055689855851,11050,3640.7766990291266,null,9.52,{"$f":"X67+W68","v":385.36100000000016},2.2323170030214064E-2,null,null,null,null,null,null,2500,"Bin","Frequency","Cumulative %"]
["P00000664506",2012,"SLECOM",6.58,7148,45960,6984.8024316109422,8.1598173515981727E-4,6.5799999999999999E-3,null,45960,6984.8024316109422,0.12400938224313333,1086.322188449848,null,2.16,3300.0759514166325,890.19607843137248,0.10162055689855851,11121,3648.144937586685,null,9.6,394.96100000000018,2.2879278282709921E-2,null,null,null,null,null,null,3000,2500,4,5.4719562243502051E-3]
["P00000664532",2012,"SLECOM",10.71,14167,61582.5,5749.9999999999991,1.6172374429223744E-3,1.0710000000000001E-2,null,61582.5,5749.9999999999991,0.15100256236436735,1322.7824463118579,null,2.16,3300.9708737864075,890.19607843137248,0.10162055689855851,11165.048543689321,3649.6028243601058,null,9.6,404.56100000000021,2.3435386535205775E-2,null,null,null,null,null,null,3500,3000,5,1.2311901504787962E-2]
["P00000664974",2012,"SLECOM",100.1,108145,499995,4994.9550449550452,1.2345319634703197E-2,0.10009999999999999,null,499995,4994.9550449550452,0.12332986648055143,1080.3696303696304,null,2.2000000000000002,3307.1918471236036,890.1960784313726,0.10162055689855852,11213.592233009709,3649.7662711254939,null,9.6349999999999998,414.1960000000002,2.399352226570552E-2,null,null,null,null,null,null,4000,3500,25,4.6511627906976744E-2]
["P00000695728",2012,"SLECOM",24.48,28111,110000,4493.4640522875816,3.2090182648401825E-3,2.4480000000000002E-2,null,110000,4493.4640522875816,0.1310873474199421,1148.3251633986929,null,2.2000000000000002,3309.4287840835041,890.48913043478262,0.10165401032360533,11247.378640776698,3650.4854368932042,null,9.68,423.8760000000002,2.4554264753638842E-2,null,null,null,null,null,null,4500,4000,106,0.19151846785225718]
["P00000696895",2012,"SLECOM",16.32,17409,107257.56,6572.1544117647054,1.9873287671232876E-3,1.6320000000000001E-2,null,107257.56,6572.1544117647054,0.12177259602471126,1066.7279411764705,null,2.2050000000000001,3310.1199314677324,890.52287581699341,0.10165786253618647,11375,3658.0068306535168,null,9.9499999999999993,433.82600000000019,2.5130647786173608E-2,null,null,null,null,null,null,5000,4500,68,0.28454172366621067]
["P00000696899",2012,"SLECOM",4.08,4916,26814.39,6572.1544117647054,5.611872146118721E-4,4.0800000000000003E-3,null,26814.39,6572.1544117647054,0.13754588593428238,1204.9019607843138,null,2.2050000000000001,3310.7007635848299,890.52287581699341,0.10165786253618647,11396,3658.4385642066973,null,10,443.82600000000019,2.5709927215856788E-2,null,null,null,null,null,null,5500,5000,444,0.89192886456908349]
["P00000710673",2012,"SLECOM",94.98,98117,594319,6257.3068014318806,1.1200570776255707E-2,9.4980000000000009E-2,null,594319,6257.3068014318806,0.11792557144931257,1033.0280058959781,null,2.2050000000000001,3314.7777515342127,890.71969696969688,0.10168033070430331,11408.68602003273,3660.2541052379238,null,10,453.82600000000019,2.6289206645539968E-2,null,null,null,null,null,null,6000,5500,32,0.93570451436388513]
["P00000664484",2012,"SLECOM",25.92,27396,152918,5899.6141975308637,3.1273972602739726E-3,2.5920000000000002E-2,null,152918,5899.6141975308637,0.12065575849822426,1056.9444444444443,null,2.25,3324.7832931189414,890.71969696969688,0.10168033070430331,11500,3661.4690595273119,null,10,463.82600000000019,2.6868486075223151E-2,null,null,null,null,null,null,6500,6000,16,0.95759233926128595]
["P00000664487",2012,"SLECOM",31.68,38898,145200,4583.333333333333,4.4404109589041094E-3,3.168E-2,null,145200,4583.333333333333,0.14016448733914488,1227.840909090909,null,2.25,3331.3475177304967,891.18541033434644,0.10173349433040485,11529.126213592233,3675.7124538769526,null,10.07,473.89600000000019,2.7451820460914114E-2,null,null,null,null,null,null,7000,6500,4,0.9630642954856361]
["P00000581540",2012,"SLECOM",6.58,6742,41880,6364.7416413373858,7.6963470319634712E-4,6.5799999999999999E-3,null,41880,6364.7416413373858,0.11696576036418649,1024.6200607902736,null,2.25,3331.4296592423375,891.49659863945578,0.10176901810952692,11529.126213592233,3680.4942630185351,null,10.199999999999999,484.09600000000017,2.8042685479190959E-2,null,null,null,null,null,null,null,7000,7,0.97264021887824892]
["P00000687108",2012,"SLECOM",23.204999999999998,26987,124099.99,5347.984917043741,3.0807077625570776E-3,2.3205E-2,null,124099.99,5347.984917043741,0.13276051551635759,1162.9821159232924,null,2.25,3336.9452804737434,891.58974358974353,0.10177965109471959,11529.126213592233,3689.3203883495144,null,10.45,494.54600000000016,2.8648032483209882E-2,null,null,null,null,null,null,null,"More",20,1]
["P00000710680",2012,"SLECOM",125.255,123782,599900,4789.4295636900724,1.4130365296803653E-2,0.12525500000000001,null,599900,4789.4295636900724,0.11281278429446852,988.23999041954414,null,2.25,3337.4942209893666,891.58974358974353,0.10177965109471959,11529.126213592233,3689.3203883495148,null,10.71,505.25600000000014,2.9268440752400569E-2]
["P00000730278",2012,"SLECOM",3.8250000000000002,4087,18540,4847.0588235294117,4.6655251141552512E-4,3.8250000000000003E-3,null,18540,4847.0588235294117,0.12197451278837257,1068.4967320261437,null,2.25,3338.647958703416,891.6,0.10178082191780823,11529.126213592233,3689.3203883495148,null,10.71,515.96600000000012,2.9888849021591255E-2]
["P00000734406",2012,"SLECOM",2.34,2588,5000,2136.7521367521367,2.9543378995433789E-4,2.3400000000000001E-3,null,5000,2136.7521367521367,0.12625375639074268,1105.982905982906,null,2.2799999999999998,3349.4113175124157,891.61538461538464,0.10178257815244116,11533.980582524273,3689.3203883495148,null,10.71,526.67600000000016,3.0509257290781945E-2,null,null,null,null,null,null,null,"Commercial 2014 ($/kW 2012$)",null,null,null,null,"Residential 2014 ($/kW 2012$)"]
["P00000590145",2012,"SLECOM",29.61,31732,171844,5803.5798716649779,3.6223744292237445E-3,2.9610000000000001E-2,null,171844,5803.5798716649779,0.12233618470867087,1071.6649780479568,null,2.2949999999999999,3349.5145631067958,891.81818181818176,0.10180572851805728,11544,3689.3203883495148,null,10.71,537.38600000000019,3.1129665559972635E-2,null,null,null,null,null,null,null,"Point","Column1","Rank","Percent",null,"Point","Column1","Rank","Percent"]
["P00000664534",2012,"SLECOM",10.71,14167,61582.5,5749.9999999999991,1.6172374429223744E-3,1.0710000000000001E-2,null,61582.5,5749.9999999999991,0.15100256236436735,1322.7824463118579,null,2.2949999999999999,3361.2827302147693,891.99134199134198,0.1018254956611121,11570.245860053918,3689.3203883495148,null,10.71,548.09600000000023,3.1750073829163325E-2,null,null,null,null,null,null,null,37,6223.5499128703013,1,1,null,609,10336.796378195901,1,1]
["P00000615380",2012,"SLECOM",2,2201,14440,7220,2.5125570776255709E-4,2E-3,null,14440,7220,0.12562785388127853,1100.5,null,2.2949999999999999,3371.2810031738204,892,0.10182648401826484,11585.022674690003,3689.3203883495148,null,11.115,559.21100000000024,3.2393942915256178E-2,null,null,null,null,null,null,null,36,5339.8058252427181,2,0.97199999999999998,null,575,9223.3009708737864,2,0.998]
["P00000664507",2012,"SLECOM",9.9499999999999993,9942,93500,9396.984924623117,1.1349315068493152E-3,9.9499999999999988E-3,null,93500,9396.984924623117,0.11406346802505681,999.19597989949762,null,2.2949999999999999,3372.2488038277511,892.12827988338188,0.10184112784056872,11650.485436893205,3702.646106986484,null,11.61,570.82100000000025,3.3066486333118358E-2,null,null,null,null,null,null,null,35,4998.3818770226544,3,0.94399999999999995,null,305,8922.7924179380498,3,0.997]
["P00000685800",2012,"SLECOM",2.88,3309,11952,4150,3.7773972602739726E-4,2.8799999999999997E-3,null,11952,4150,0.13115962709284626,1148.9583333333335,null,2.2949999999999999,3378.6407766990292,892.43697478991601,0.10187636698515022,11679.59428836094,3707.8132223763296,null,11.7,582.5210000000003,3.3744243265847684E-2,null,null,null,null,null,null,null,34,4854.3689320388357,4,0.91600000000000004,null,677,8689.3203883495153,4,0.995]
["P00000695727",2012,"SLECOM",24.48,28111,110000,4493.4640522875816,3.2090182648401825E-3,2.4480000000000002E-2,null,110000,4493.4640522875816,0.1310873474199421,1148.3251633986929,null,2.2949999999999999,3389.5596440708327,892.55319148936178,0.10188963373166231,11700,3712.1644774414622,null,12,594.5210000000003,3.4439378581467499E-2,null,null,null,null,null,null,null,33,4817.0726608297173,5,0.88800000000000001,null,270,8436.6950663760654,5,0.99399999999999999]
["P00000695736",2012,"SLECOM",30.55,37469,158090,5174.7954173486087,4.2772831050228314E-3,3.0550000000000001E-2,null,158090,5174.7954173486087,0.14000926694019086,1226.481178396072,null,2.2949999999999999,3398.0582524271849,892.69230769230762,0.10190551457674744,11743,3712.9501207171115,null,12.22,606.74100000000033,3.5147258044540351E-2,null,null,null,null,null,null,null,32,4806.3637840336869,6,0.86099999999999999,null,731,8131.0679611650485,6,0.99299999999999999]
["P00000763098",2012,"SLECOM",12,13243,64590,5382.5,1.5117579908675799E-3,1.2E-2,null,64590,5382.5,0.12597983257229833,1103.5833333333333,null,2.2949999999999999,3407.7922077922076,892.75362318840587,0.1019125140626034,11750,3721.6828478964403,null,12.24,618.98100000000034,3.5856296066472566E-2,null,null,null,null,null,null,null,31,4320.3883495145628,7,0.83299999999999996,null,27,8029.5224886070937,7,0.99099999999999999]
["P00000570475",2012,"SLECOM",61.74,67257,610958,9895.659216067379,7.6777397260273973E-3,6.1740000000000003E-2,null,610958,9895.659216067379,0.12435600463277287,1089.3586005830903,null,2.2949999999999999,3411.1713529189255,892.93478260869563,0.10194063926940639,11750,3727.4618585298199,null,12.48,631.46100000000035,3.6579236794717175E-2,null,null,null,null,null,null,null,30,4230.2534564492344,8,0.80500000000000005,null,331,7775.4854368932038,8,0.99]
["P00000566458",2012,"SLECOM",3.68,3666,21800,5923.913043478261,4.1849315068493147E-4,3.6800000000000001E-3,null,21800,5923.913043478261,0.11372096486003572,996.195652173913,null,2.2949999999999999,3417.4442062791577,893,0.1019887046383081,11759.708737864077,3727.6509897869119,null,12.75,644.21100000000035,3.7317818067563235E-2,null,null,null,null,null,null,null,29,4174.157976746973,9,0.77700000000000002,null,91,7646.5796228099553,9,0.98899999999999999]
["P00000476282",2012,"SLECOM",1748.5,1937147,9982486,5709.1712896768659,0.22113550228310502,1.7484999999999999,null,9982486,5709.1712896768659,0.12647154834607091,1107.8907635115813,null,2.2999999999999998,3424.9807101977831,893.42105263157896,0.10201107548819587,11759.708737864077,3731.9517052526762,null,13.11,657.32100000000037,3.8077253399877886E-2,null,null,null,null,null,null,null,28,4131.803471609297,10,0.75,null,568,7577.9104984573578,10,0.98699999999999999]
["P00000575542",2012,"SLECOM",100.1,96560,496710,4962.1378621378626,1.102283105022831E-2,0.10009999999999999,null,496710,4962.1378621378626,0.11011819230997313,964.63536463536468,null,2.2999999999999998,3425.3532579602156,893.61702127659578,0.10207029708551778,11759.708737864077,3732.8556017876408,null,14.28,671.60100000000034,3.8904464425465468E-2,null,null,null,null,null,null,null,27,4126.213592233009,11,0.72199999999999998,null,101,7455.4664415365123,11,0.98599999999999999]
["P00000710682",2012,"SLECOM",62.51,72335,403189.5,6450,8.2574200913242014E-3,6.2509999999999996E-2,null,403189.5,6450,0.13209758584745163,1157.1748520236763,null,2.34,3434.8337746396001,894.1358024691358,0.10207029708551778,11762.344450323013,3737.8640776699031,null,14.96,686.56100000000038,3.9771066452271506E-2,null,null,null,null,null,null,null,26,4000.0296903298599,12,0.69399999999999995,null,433,7440.0634040023779,12,0.98399999999999999]
["P00000752889",2012,"SLECOM",24.01,22028,64385,2681.5910037484382,2.5146118721461187E-3,2.401E-2,null,64385,2681.5910037484382,0.10473185639925525,917.45106205747595,null,2.34,3447.9234150863099,894.1358024691358,0.10208113804004214,11796.11650485437,3752.0226537216831,null,14.96,701.52100000000041,4.063766847907755E-2,null,null,null,null,null,null,null,25,3860.6510565391204,13,0.66600000000000004,null,100,7406.782045870269,13,0.98299999999999998]
["P00000693254",2012,"SLECOM",91.8,104613,362750,3951.5250544662313,1.1942123287671233E-2,9.1799999999999993E-2,null,362750,3951.5250544662313,0.13008848897245354,1139.5751633986929,null,2.35,3447.9234150863103,894.23076923076917,0.10210748155953635,11806.674894231264,3757.183485338825,null,15,716.52100000000041,4.150658762360232E-2,null,null,null,null,null,null,null,24,3744.1567781373606,14,0.63800000000000001,null,489,7337.835936400732,14,0.98199999999999998]
["P00000691990",2012,"SLECOM",1.02,1114,3000,2941.1764705882351,1.271689497716895E-4,1.0200000000000001E-3,null,3000,2941.1764705882351,0.12467544095263676,1092.1568627450981,null,2.35,3447.9234150863103,894.46153846153845,0.1021435574044143,11821.451708867349,3757.183485338825,null,15.3,731.82100000000037,4.2392885151017586E-2,null,null,null,null,null,null,null,23,3735.9223300970875,15,0.61099999999999999,null,177,7311.2740241727761,15,0.98]
["P00000595921",2012,"SLECOM",9.68,11943,66327,6851.962809917356,1.3633561643835617E-3,9.6799999999999994E-3,null,66327,6851.962809917356,0.14084257896524396,1233.7809917355373,null,2.35,3447.9234150863103,894.77756286266924,0.1021543144830816,11826.377313746043,3769.1477885652639,null,16.2,748.02100000000041,4.3331317827104344E-2,null,null,null,null,null,null,null,22,3658.0117483886761,16,0.58299999999999996,null,214,7297.1213450706218,16,0.97899999999999998]
["P00000664527",2012,"SLECOM",17.850000000000001,21665,102637,5749.971988795518,2.4731735159817352E-3,1.7850000000000001E-2,null,102637,5749.971988795518,0.13855313815023726,1213.7254901960782,null,2.35,3447.9234150863103,894.8717948717948,0.10227378622681949,11874.648241557252,3786.4077669902913,null,16.32,764.34100000000046,4.42767018563473E-2,null,null,null,null,null,null,null,21,3650.6438545273495,17,0.55500000000000005,null,497,7291.4602734297596,17,0.97799999999999998]
["P00000664533",2012,"SLECOM",10.71,14167,61582.5,5749.9999999999991,1.6172374429223744E-3,1.0710000000000001E-2,null,61582.5,5749.9999999999991,0.15100256236436735,1322.7824463118579,null,2.35,3454.5454545454545,895.91836734693868,0.10227378622681949,11883.495145631068,3805.8252427184466,null,16.8,781.14100000000042,4.5249891298215043E-2,null,null,null,null,null,null,null,20,3650.4854368932038,18,0.52700000000000002,null,448,7162.6708936001587,18,0.97599999999999998]
["P00000641358",2012,"SLECOM",31.02,30560,201000,6479.6905222437135,3.4885844748858449E-3,3.1019999999999999E-2,null,201000,6479.6905222437135,0.11246242665653916,985.17085751128309,null,2.3650000000000002,3457.7746248436997,895.91836734693879,0.10228169569874289,11886.407766990291,3807.0020594292437,null,17.472000000000001,798.6130000000004,4.6262008317757494E-2,null,null,null,null,null,null,null,19,3621.5146519231521,19,0.5,null,615,7125.3078207704712,19,0.97499999999999998]
["P00000679860",2012,"SLECOM",31.46,33410,242099.04,7695.455816910362,3.8139269406392696E-3,3.1460000000000002E-2,null,242099.04,7695.455816910362,0.12123098984867353,1061.9834710743801,null,2.4,3480.2778785051873,895.98765432098764,0.10228310502283106,11889.5,3815.3991370010785,null,17.850000000000001,816.46300000000042,4.7296022099741979E-2,null,null,null,null,null,null,null,18,3454.5454545454545,20,0.47199999999999998,null,487,7080.1135988375936,20,0.97399999999999998]
["P00000682639",2012,"SLECOM",12.22,13341,62900,5147.2995090016366,1.5229452054794522E-3,1.222E-2,null,62900,5147.2995090016366,0.12462726722417775,1091.734860883797,null,2.4,3487.4775148697677,896,0.10228931755350541,11900,3816.2980942107151,null,18.36,834.82300000000043,4.8359579132640301E-2,null,null,null,null,null,null,null,17,3407.7922077922076,21,0.44400000000000001,null,144,6990.7158425089865,21,0.97199999999999998]
["P00000685801",2012,"SLECOM",7.92,8351,32868,4150,9.5331050228310494E-4,7.92E-3,null,32868,4150,0.12036748766200821,1054.4191919191919,null,2.4,3492.4362888048845,896.05442176870747,0.10228931755350541,11940,3820.5681409564904,null,18.36,853.18300000000045,4.9423136165538624E-2,null,null,null,null,null,null,null,16,3314.7777515342127,22,0.41599999999999998,null,115,6794.3152547868222,22,0.97099999999999997]
["P00000690875",2012,"SLECOM",52.25,58467,176200,3372.2488038277511,6.6743150684931505E-3,5.2249999999999998E-2,null,176200,3372.2488038277511,0.12773808743527562,1118.9856459330144,null,2.4,3495.1456310679614,896.05442176870747,0.10228931755350541,11940,3825.2427184466023,null,19.079999999999998,872.26300000000049,5.0528401317374134E-2,null,null,null,null,null,null,null,15,3310.7007635848299,23,0.38800000000000001,null,496,6778.437013064844,23,0.96899999999999997]
["P00000693413",2012,"SLECOM",44.82,50376,182800,4078.5363676929942,5.7506849315068489E-3,4.4819999999999999E-2,null,182800,4078.5363676929942,0.12830622337141565,1123.962516733601,null,2.4,3495.1456310679614,896.05442176870747,0.10229083280488942,11952,3828.0594510367969,null,19.25,891.51300000000049,5.1643514219514255E-2,null,null,null,null,null,null,null,14,3300.9708737864075,24,0.36099999999999999,null,586,6692.0943134535364,24,0.96799999999999997]
["P00000693417",2012,"SLECOM",87.12,95972,410772.03,4715.0141184573004,1.0955707762557077E-2,8.7120000000000003E-2,null,410772.03,4715.0141184573004,0.12575422133329978,1101.606978879706,null,2.4,3495.1456310679614,896.0676953708313,0.10229708321684838,11954.443040592107,3828.5945446139622,null,19.25,910.76300000000049,5.2758627121654383E-2,null,null,null,null,null,null,null,13,3268.9353077702594,25,0.33300000000000002,null,148,6683.5514281694113,25,0.96699999999999997]
["P00000696909",2012,"SLECOM",8.16,9422,53628.78,6572.1544117647054,1.0755707762557078E-3,8.1600000000000006E-3,null,53628.78,6572.1544117647054,0.13181014414898382,1154.6568627450981,null,2.4500000000000002,3497.1794638732567,896.12244897959181,0.10230593607305935,11963.309129373758,3832.5542370849812,null,19.38,930.14300000000048,5.3881270656380389E-2,null,null,null,null,null,null,null,12,3218.5446700009802,26,0.30499999999999999,null,77,6672.7051430835854,26,0.96499999999999997]
["P00000710672",2012,"SLECOM",144.06,153810,633400,4396.77911981119,1.7558219178082191E-2,0.14405999999999999,null,633400,4396.77911981119,0.12188129375317361,1067.6801332778009,null,2.4750000000000001,3497.1794638732572,896.2,0.10230593607305935,11990.291262135923,3839.7858484158378,null,19.600000000000001,949.74300000000051,5.5016658338559427E-2,null,null,null,null,null,null,null,10,3106.7961165048541,27,0.25,null,130,6592.7969395375776,27,0.96399999999999997]
["P00000709512",2012,"SLECOM",5701.9949999999999,10452442,22336411,3917.2975423514054,1.1932011415525114,5.7019950000000001,null,22336411,3917.2975423514054,0.20926029250332759,1833.1201623291497,null,2.5,3497.2921207317877,896.2,0.10230593607305935,11990.291262135923,3840.1454312996925,null,20.145,969.88800000000049,5.6183616749656197E-2,null,null,null,null,null,null,null,11,3106.7961165048541,27,0.25,null,525,6424.2478724679377,28,0.96299999999999997]
["P00000706837",2012,"SLECOM",49.44,56841,306250,6194.3770226537217,6.4886986301369862E-3,4.9439999999999998E-2,null,306250,6194.3770226537217,0.13124390433124974,1149.6966019417475,null,2.5,3506.700379266751,896.2,0.10231164383561644,11990.291262135923,3844.6601941747572,null,20.8,990.68800000000044,5.7388517963397209E-2,null,null,null,null,null,null,null,9,3060.1194921583269,29,0.222,null,347,6199.3408746771174,29,0.96099999999999997]
["P00000738888",2012,"SLECOM",35.28,37825,187250,5307.539682539682,4.3179223744292238E-3,3.5279999999999999E-2,null,187250,5307.539682539682,0.12239008997815259,1072.1371882086166,null,2.5,3512.7978817299204,896.25,0.10231164383561644,11990.291262135923,3861.4298323036182,null,20.8,1011.4880000000004,5.8593419177138222E-2,null,null,null,null,null,null,null,8,3011.6578405413356,30,0.19400000000000001,null,369,6194.3924863671909,30,0.96]
["P00000740956",2012,"SLECOM",1.88,2026,5000,2659.5744680851067,2.3127853881278539E-4,1.8799999999999999E-3,null,5000,2659.5744680851067,0.12302049936850289,1077.6595744680851,null,2.5,3513.1431213262003,896.25,0.10231164383561644,11990.291262135923,3863.4273238258934,null,20.8,1032.2880000000005,5.9798320390879248E-2,null,null,null,null,null,null,null,7,2980.8767284495443,31,0.16600000000000001,null,240,6065.836357098493,31,0.95799999999999996]
["P00000751885",2012,"SLECOM",22.95,25342,102580,4469.7167755991286,2.8929223744292238E-3,2.2949999999999998E-2,null,102580,4469.7167755991286,0.12605326250236268,1104.2265795206972,null,2.5,3518.5015570617329,896.25,0.10231164383561644,12000,3864.298323036187,null,21,1053.2880000000005,6.1014807193213928E-2,null,null,null,null,null,null,null,6,2977.493380406002,32,0.13800000000000001,null,296,5934.0982641953515,32,0.95699999999999996]
["P00000590157",2012,"SLECOM",22,24278,126000,5727.272727272727,2.7714611872146117E-3,2.1999999999999999E-2,null,126000,5727.272727272727,0.12597550850975509,1103.5454545454545,null,2.5,3520.332488620661,896.25,0.10231261454353431,12000,3867.0197116799059,null,22,1075.2880000000005,6.228922193851693E-2,null,null,null,null,null,null,null,5,2870.2505094090857,33,0.111,null,321,5908.5460865396135,33,0.95599999999999996]
["P00000673316",2012,"SLECOM",14.96,17568,95744,6400,2.0054794520547948E-3,1.4960000000000001E-2,null,95744,6400,0.13405611310526702,1174.331550802139,null,2.5,3522.2852806270985,896.2585034013606,0.10231261454353431,12004.85436893204,3875.5571838554065,null,22,1097.2880000000005,6.3563636683819924E-2,null,null,null,null,null,null,null,4,2864.0776699029129,34,8.3000000000000004E-2,null,446,5907.9660107644122,34,0.95399999999999996]
["P00000696910",2012,"SLECOM",8.16,9319,53628.78,6572.1544117647054,1.0638127853881279E-3,8.1600000000000006E-3,null,53628.78,6572.1544117647054,0.13036921389560391,1142.0343137254902,null,2.5,3524.2718446601943,896.2585034013606,0.10231261454353431,12014.563106796117,3880.847308031774,null,22.23,1119.5180000000005,6.4851374856005645E-2,null,null,null,null,null,null,null,3,2603.2586916071632,35,5.5E-2,null,251,5843.2218626393378,35,0.95299999999999996]
["P00000507255",2012,"SLECOM",26.91,28569,124000.39,4607.966926793014,3.2613013698630134E-3,2.691E-2,null,124000.39,4607.966926793014,0.12119291601126025,1061.6499442586398,null,2.5,3524.8602530155927,896.2585034013606,0.1023157208088715,12030.297355724006,3883.4951456310682,null,22.44,1141.9580000000005,6.6151277896214708E-2,null,null,null,null,null,null,null,2,2557.2008738770587,36,2.7E-2,null,485,5825.2427184466023,36,0.95199999999999996]
["P00000581539",2012,"SLECOM",2.5,2324,17980,7192,2.6529680365296806E-4,2.5000000000000001E-3,null,17980,7192,0.10611872146118721,929.6,null,2.5,3527.098484848485,896.28571428571433,0.10232461602324615,12051.970017190262,3883.4951456310682,null,22.44,1164.3980000000006,6.7451180936423771E-2,null,null,null,null,null,null,null,1,2427.8317152103559,37,0,null,97,5807.0801135988377,37,0.95]
["P00000671790",2012,"SLECOM",27.5,28856,87969,3198.8727272727274,3.2940639269406391E-3,2.75E-2,null,87969,3198.8727272727274,0.11978414279784143,1049.3090909090909,null,2.5,3532.4271844660193,896.36363636363637,0.10232461602324616,12057.880743044696,3883.4951456310682,null,22.95,1187.3480000000006,6.8780627227546673E-2,null,null,null,null,null,null,null,null,null,null,null,null,300,5775.8000719165766,38,0.94899999999999995]
["P00000736057",2012,"SLECOM",19.600000000000001,19914,83230.600000000006,4246.4591836734689,2.2732876712328767E-3,1.9600000000000003E-2,null,83230.600000000006,4246.4591836734689,0.11598406485882023,1016.0204081632652,null,2.5,3532.4271844660193,896.36363636363637,0.10232659273755165,12098.270703049993,3883.4951456310682,null,23.03,1210.3780000000006,7.0114707754107039E-2,null,null,null,null,null,null,null,null,{"$f":"AVERAGE(AH111:AH120)","v":2845.9563018066638},null,null,null,10,5757.5212753206279,39,0.94799999999999995]
["P00000686729",2012,"SLECOM",80.64,102737,499000,6187.9960317460318,1.172796803652968E-2,8.0640000000000003E-2,null,499000,6187.9960317460318,0.14543611156410816,1274.0203373015872,null,2.52,3536.0988526037067,896.38095238095241,0.10232754851150154,12099,3887.4505573534702,null,23.204999999999998,1233.5830000000005,7.145892567068686E-2,null,null,null,null,null,null,null,null,null,null,null,null,284,5744.87594390507,40,0.94599999999999995]
["P00000673309",2012,"SLECOM",12.24,15634,75000,6127.4509803921565,1.7847031963470318E-3,1.2240000000000001E-2,null,75000,6127.4509803921565,0.14580908466887516,1277.2875816993464,null,2.5499999999999998,3538.0994410120625,896.38932496075347,0.10233384069000508,12102.211186952949,3889.3203883495148,null,23.204999999999998,1256.7880000000005,7.2803143587266667E-2,null,null,null,null,null,null,null,null,null,null,null,null,432,5702.3852331295693,41,0.94299999999999995]
["P00000696896",2012,"SLECOM",4.08,4710,26814.39,6572.1544117647054,5.3767123287671236E-4,4.0800000000000003E-3,null,26814.39,6572.1544117647054,0.13178216492076283,1154.4117647058824,null,2.5499999999999998,3543.6893203883492,896.44444444444446,0.10234018264840182,12134,3891.0412492936766,null,23.46,1280.2480000000005,7.416213312930342E-2,null,null,null,null,null,null,null,null,null,null,null,null,505,5702.3852331295693,41,0.94299999999999995]
["P00000696900",2012,"SLECOM",4.08,4353,26814.39,6572.1544117647054,4.9691780821917804E-4,4.0800000000000003E-3,null,26814.39,6572.1544117647054,0.12179358044587697,1066.9117647058824,null,2.5499999999999998,3543.6893203883496,896.5,0.10234398782343987,12137.864077669903,3910.4022191400832,null,24,1304.2480000000005,7.5552403760543049E-2,null,null,null,null,null,null,null,null,null,null,null,null,78,5660.4338966798505,43,0.94199999999999995]
["P00000664529",2012,"SLECOM",14.28,17526,82110,5750,2.0006849315068491E-3,1.4279999999999999E-2,null,82110,5750,0.14010398680019953,1227.3109243697479,null,2.5499999999999998,3543.8252971091351,896.5333333333333,0.10238159190616887,12138,3910.5619299794062,null,24.01,1328.2580000000005,7.694325367121238E-2,null,null,null,null,null,null,null,null,null,null,null,null,498,5635.7737269665149,44,0.94099999999999995]
["P00000470588",2012,"SLECOM",11.7,12778,60500,5170.9401709401709,1.4586757990867581E-3,1.1699999999999999E-2,null,60500,5170.9401709401709,0.12467314522109044,1092.1367521367522,null,2.5499999999999998,3546.4355126602045,896.86274509803923,0.10239968910910327,12138,3923.2127096204763,null,24.114999999999998,1352.3730000000005,7.8340186015893362E-2,null,null,null,null,null,null,null,null,null,null,null,null,298,5566.3430420711966,45,0.93899999999999995]
["P00000521871",2012,"SLECOM",16.8,16753,117511,6994.7023809523807,1.9124429223744293E-3,1.6800000000000002E-2,null,117511,6994.7023809523807,0.11383588823657316,997.20238095238096,null,2.5499999999999998,3548.9924124989802,897.02127659574467,0.10240576119692996,12140.630905006767,3923.5069137981759,null,24.3,1376.6730000000005,7.9747835030023501E-2,null,null,null,null,null,null,null,null,null,null,null,null,436,5549.8381877022657,46,0.93799999999999994]
["P00000685046",2012,"SLECOM",8.16,11111,61450,{"$f":"IFERROR(F130/D130,\"\")","v":7530.6372549019607},1.2683789954337898E-3,8.1600000000000006E-3,null,{"$f":"F130*VLOOKUP(B130,$AA$12:$AB$14,2,FALSE)","v":61450},7530.6372549019607,{"$f":"(E130/8760)/D130","v":0.15543860238159188},{"$f":"E130/D130","v":1361.642156862745},null,2.5499999999999998,3553.3980582524273,897.07446808510645,0.10243507308086565,12148.058252427185,3924.463077375699,null,24.48,1401.1530000000005,8.1165911073887931E-2,null,null,null,null,null,null,null,null,null,null,null,null,636,5539.2762577228605,47,0.93700000000000006]
["P00000710676",2012,"SLECOM",9.6349999999999998,9439,70025,7267.7737415672027,{"$f":"E131/8760/1000","v":1.0775114155251143E-3},{"$f":"D131/1000","v":9.6349999999999995E-3},null,70025,{"$f":"IFERROR(K131/D131,\"\")","v":7267.7737415672027},0.11183304779710579,979.65749870264665,null,2.5499999999999998,3553.5157399235072,897.33124018838305,0.10244914902449148,12164.273808424503,3929.7272306981044,null,24.48,1425.6330000000005,{"$f":"X131/$X$214","v":8.2583987117752361E-2},null,null,null,null,null,null,null,null,null,null,null,null,539,5471.8054329704819,48,0.93500000000000005]
["P00000710681",2012,"SLECOM",403.41,469296,2628810.5,6516.473314989712,5.3572602739726027E-2,0.40341000000000005,null,2628810.5,6516.473314989712,0.13279939203224023,1163.3226742024242,null,2.5499999999999998,3559.2939338172182,897.4545454545455,0.10250190258751903,12170.873786407767,3932.0388349514565,null,24.48,{"$f":"X131+W132","v":1450.1130000000005},8.4002063161616791E-2,null,null,null,null,null,null,null,null,null,null,null,null,635,5471.5672676837721,49,0.93400000000000005]
["P00000711850",2012,"SLERES",4.7,4349,24487,5210,4.9646118721461188E-4,4.7000000000000002E-3,null,24487,5210,0.10563003983289614,925.31914893617022,null,2.5499999999999998,3561.4116196640466,897.91666666666663,0.1025069936091678,12200.723284526843,3934.4360541771548,null,24.75,1474.8630000000005,8.5435779750082666E-2,null,null,null,null,null,null,null,null,null,null,null,null,159,5437.4816122388938,50,0.93200000000000005]
["P00000713473",2012,"SLERES",6.12,7526,26316,4300,8.5913242009132422E-4,6.1200000000000004E-3,null,26316,4300,0.14038111439400722,1229.7385620915034,null,2.5499999999999998,3578.7581699346406,897.96126401630988,0.10262557077625571,12223.873627456709,3944.6242358863719,null,24.795000000000002,1499.6580000000006,8.6872103095982117E-2,null,null,null,null,null,null,null,null,null,null,null,null,620,5413.5203164329378,51,0.93100000000000005]
["P00000719694",2012,"SLERES",3.25,3264,17283,5317.8461538461543,3.7260273972602743E-4,3.2499999999999999E-3,null,17283,5317.8461538461543,0.11464699683877767,1004.3076923076923,null,2.5499999999999998,3579.2436177122017,899,0.10262557077625571,12230.097087378641,3951.5823981843396,null,24.99,1524.6480000000006,8.8319722390760386E-2,null,null,null,null,null,null,null,null,null,null,null,null,371,5391.6280643864884,52,0.93]
["P00000722747",2012,"SLERES",3.22,3065,18478,5738.5093167701862,3.498858447488584E-4,3.2200000000000002E-3,null,18478,5738.5093167701862,0.10866020023256472,951.86335403726707,null,2.5499999999999998,3584.2948717948716,899,0.10264187866927592,12244,3952.1427870942434,null,25.92,1550.5680000000007,8.9821214672499192E-2,null,null,null,null,null,null,null,null,null,null,null,null,49,5380.9061488673142,53,0.92800000000000005]
["P00000728586",2012,"SLERES",3.92,4475,18628,4752.0408163265311,5.1084474885844746E-4,3.9199999999999999E-3,null,18628,4752.0408163265311,0.13031753797409373,1141.5816326530612,null,2.5499999999999998,3585.8403516897624,899.14285714285711,0.10264840182648401,12299.235382100738,3953.2215357458076,null,25.92,1576.4880000000007,9.1322706954238012E-2,null,null,null,null,null,null,null,null,null,null,null,null,519,5361.8711385701681,54,0.92700000000000005]
["P00000733364",2012,"SLERES",5.76,5951,28656,4975,6.7933789954337893E-4,5.7599999999999995E-3,null,28656,4975,0.11794060755961441,1033.1597222222222,null,2.5499999999999998,3588.3660130718954,899.2,0.10264840182648402,12307.11634990665,3961.1650485436894,null,26.5,1602.9880000000007,9.2857797442898432E-2,null,null,null,null,null,null,null,null,null,null,null,null,443,5358.8076363528407,55,0.92600000000000005]
["P00000734409",2012,"SLERES",4.9000000000000004,4788,24193,4937.3469387755094,5.4657534246575345E-4,4.9000000000000007E-3,null,24193,4937.3469387755094,0.11154598825831702,977.14285714285711,null,2.5499999999999998,3591.5868907149065,899.2,0.10273972602739727,12307.11634990665,3972.9332156516621,null,26.91,1629.8980000000008,9.4416638388175878E-2,null,null,null,null,null,null,null,null,null,null,null,null,303,5353.1664736795228,56,0.92400000000000004]
["P00000734416",2012,"SLERES",3.29,3288,14969.5,4550,3.7534246575342468E-4,3.29E-3,null,14969.5,4550,0.11408585585210476,999.39209726443767,null,2.5499999999999998,3592.2330097087374,900,0.1027872907153729,12309.086591858128,3980.5825242718442,null,27.495000000000001,1657.3930000000007,9.6009367180089789E-2,null,null,null,null,null,null,null,null,null,null,null,null,299,5346.1514055460375,57,0.92300000000000004]
["P00000734428",2012,"SLERES",6.11,5883,30397,4974.9590834697219,6.7157534246575345E-4,6.11E-3,null,30397,4974.9590834697219,0.10991413133645719,962.84779050736495,null,2.5499999999999998,3592.2330097087374,900.41666666666674,0.10282444235477503,12315.982438688299,3994.5912741220181,null,27.5,1684.8930000000007,9.7602385611718537E-2,null,null,null,null,null,null,null,null,null,null,null,null,277,5328.0376581347464,58,0.91900000000000004]
["P00000738572",2012,"SLERES",3.25,3106,14788,4550.1538461538457,3.5456621004566208E-4,3.2499999999999999E-3,null,14788,4550.1538461538457,0.10909729539866525,955.69230769230774,null,2.5499999999999998,3592.2330097087379,900.74211502782941,0.10283485540334857,12324.271844660194,4001.3239187996464,null,28.2,1713.0930000000008,9.9235953603425103E-2,null,null,null,null,null,null,null,null,null,null,null,null,327,5328.0376581347464,58,0.91900000000000004]
["P00000738576",2012,"SLERES",6.24,5854,31044,4975,6.682648401826484E-4,6.2399999999999999E-3,null,31044,4975,0.10709372438824494,938.14102564102564,null,2.5499999999999998,3593.581445523193,900.83333333333337,0.10283757338551859,12349.514563106797,4012.9449838187697,null,29.61,1742.7030000000007,0.10095119999471701,null,null,null,null,null,null,null,null,null,null,null,null,576,5328.0376581347464,58,0.91900000000000004]
["P00000806888",2012,"SLERES",6.12,8517,30341,4957.6797385620912,9.7226027397260271E-4,6.1200000000000004E-3,null,30341,4957.6797385620912,0.15886605783866056,1391.6666666666667,null,2.58,3594.48040273283,900.85714285714289,0.10284510010537408,12350,4019.3329293897164,null,30,1772.7030000000007,0.10268903828376655,null,null,null,null,null,null,null,null,null,null,null,null,266,5270.457697642164,61,0.91700000000000004]
["P00000740056",2012,"SLERES",2.8050000000000002,2497,14726.25,5250,2.8504566210045665E-4,2.8050000000000002E-3,null,14726.25,5250,0.10162055689855851,890.19607843137248,null,2.58,3595.8288385472852,900.92307692307691,0.10284844531419875,12357.357519669335,4023.8557558945909,null,30.55,1803.2530000000006,0.10445873694144867,null,null,null,null,null,null,null,null,null,null,null,null,518,5238.5995881141516,62,0.91600000000000004]
["P00000744544",2012,"SLERES",3.24,4192,15228,4700,4.7853881278538812E-4,3.2400000000000003E-3,null,15228,4700,0.14769716443993461,1293.827160493827,null,2.58,3598.0582524271845,900.95238095238096,0.10284931506849315,12359.327761620812,4026.4447526583449,null,30.8,1834.0530000000006,0.10624291758487286,null,null,null,null,null,null,null,null,null,null,null,null,522,5227.272727272727,63,0.91500000000000004]
["P00000746547",2012,"SLERES",5.04,5027,25074,4975,5.738584474885845E-4,5.0400000000000002E-3,null,25074,4975,0.11386080307313184,997.42063492063494,null,2.58,3601.9417475728155,900.96,0.10284931506849315,12369.03,4026.9196822594881,null,31.02,1865.0730000000005,0.10803984237575009,null,null,null,null,null,null,null,null,null,null,null,null,657,5226.5372168284794,64,0.91300000000000003]
["P00000746849",2012,"SLERES",6.16,5665,29740.2,4827.954545454545,6.4668949771689503E-4,6.1600000000000005E-3,null,29740.2,4827.954545454545,0.10498206131767776,919.64285714285711,null,2.58,3605.1779935275081,900.96,0.10284931506849315,12375,4029.02444485152,null,31.46,1896.5330000000006,0.10986225546153339,null,null,null,null,null,null,null,null,null,null,null,null,237,5204.3436952584543,65,0.91200000000000003]
["P00000748128",2012,"SLERES",2.5499999999999998,2846,19012.5,7455.8823529411766,3.2488584474885845E-4,2.5499999999999997E-3,null,19012.5,7455.8823529411766,0.12740621362700333,1116.0784313725492,null,2.58,3606.1026352288491,900.96,0.10284931506849315,12393,4037.3587690910126,null,31.68,1928.2130000000006,0.11169741269476971,null,null,null,null,null,null,null,null,null,null,null,null,362,5184.350439204808,66,0.91100000000000003]
["P00000749650",2012,"SLERES",4.32,4617,21492,4975,5.2705479452054798E-4,4.3200000000000001E-3,null,21492,4975,0.12200342465753423,1068.75,null,2.58,3611.6504854368932,900.96,0.10285388127853881,12402.912621359223,4044.1306266548986,null,31.68,1959.8930000000007,0.11353256992800603,null,null,null,null,null,null,null,null,null,null,null,null,216,5145.6310679611652,67,0.90800000000000003]
["P00000751306",2012,"SLERES",5.72,5267,28457,4975,6.0125570776255709E-4,5.7199999999999994E-3,null,28457,4975,0.10511463422422328,920.80419580419584,null,2.585,3614.9555876884942,901,0.10285884455032758,12409,4055.3103854074729,null,33.75,1993.6430000000007,0.11548763800318677,null,null,null,null,null,null,null,null,null,null,null,null,328,5145.6310679611652,67,0.90800000000000003]
["P00000751314",2012,"SLERES",3.36,3787,16716,4975,4.3230593607305936E-4,3.3599999999999997E-3,null,16716,4975,0.1286624809741248,1127.0833333333335,null,2.585,3619.1811205620597,901.04347826086962,0.10286380782211635,12412.524294310717,4067.5829025343592,null,34.979999999999997,2028.6230000000007,0.11751395744821853,null,null,null,null,null,null,null,null,null,null,null,null,120,5137.1318361609619,69,0.90600000000000003]
["P00000756317",2012,"SLERES",3.25,3354,15275,4700,3.8287671232876714E-4,3.2499999999999999E-3,null,15275,4700,0.11780821917808219,1032,null,2.59,3621.3738669478248,901.08695652173924,0.10286425902864259,12412.524294310717,4077.6699029126212,null,35.28,2063.9030000000007,0.1195576552761408,null,null,null,null,null,null,null,null,null,null,null,null,105,5124.0560949298815,70,0.90500000000000003]
["P00000759303",2012,"SLERES",6.58,6214,34119.5,5185.3343465045591,7.0936073059360723E-4,6.5799999999999999E-3,null,34119.5,5185.3343465045591,0.10780558215708318,944.37689969604867,null,2.59,3621.5146519231521,901.09090909090912,0.10286425902864259,12417.475728155339,4082.0829655781113,null,35.880000000000003,2099.7830000000008,0.12163610986984406,null,null,null,null,null,null,null,null,null,null,null,null,290,5106.7985906990089,71,0.90400000000000003]
["P00000759634",2012,"SLERES",3.06,2761,22200,7254.9019607843138,3.1518264840182649E-4,3.0600000000000002E-3,null,22200,7254.9019607843138,0.10300086549079296,902.28758169934633,null,2.6,3628.8640024669326,901.09090909090912,0.10286425902864259,12420.388349514564,4091.312900564757,null,36.659999999999997,2136.4430000000007,0.12375974825906259,null,null,null,null,null,null,null,null,null,null,null,null,350,5059.8260146670236,72,0.90200000000000002]
["P00000759636",2012,"SLERES",3.9239999999999999,4795,29990,7642.7115188583084,5.4737442922374422E-4,3.9239999999999995E-3,null,29990,7642.7115188583084,0.1394939931762855,1221.967380224261,null,2.6,3633.1018074369699,901.09090909090912,0.10287851660629277,12440,4096.7931744630778,null,36.659999999999997,2173.1030000000005,0.12588338664828114,null,null,null,null,null,null,null,null,null,null,null,null,231,5059.1810890671168,73,0.90100000000000002]
["P00000761539",2012,"SLERES",2.88,3728,13865,4814.2361111111113,4.2557077625570778E-4,2.8799999999999997E-3,null,13865,4814.2361111111113,0.14776763064434298,1294.4444444444446,null,2.6,3633.3074433656957,901.21580547112455,0.10292998477929984,12457.88,4098.2295830953735,null,37.44,2210.5430000000006,0.12805220883301496,null,null,null,null,null,null,null,null,null,null,null,null,48,5048.6285188342727,74,0.9]
["P00000762762",2012,"SLERES",2.88,3235,14440,5013.8888888888887,3.6929223744292238E-4,2.8799999999999997E-3,null,14440,5013.8888888888887,0.12822647133434806,1123.2638888888889,null,2.6,3634.2572233492288,901.66666666666663,0.10293386761097133,12458.252427184467,4107.9347956370602,null,38.034999999999997,2248.5780000000004,0.13025549814381493,null,null,null,null,null,null,null,null,null,null,null,null,131,5048.5436893203887,75,0.89800000000000002]
["P00000763332",2012,"SLERES",3.12,4399,14664,4700,5.0216894977168946E-4,3.1199999999999999E-3,null,14664,4700,0.16095158646528507,1409.9358974358975,null,2.6,3640.7766990291266,901.70068027210891,0.10294266869609335,12463,4107.9729332156521,null,38.409999999999997,2286.9880000000003,0.13248051043322803,null,null,null,null,null,null,null,null,null,null,null,null,123,5042.7665891037468,76,0.89700000000000002]
["P00000763336",2012,"SLERES",1.38,1568,11750,8514.4927536231899,1.7899543378995433E-4,1.3799999999999999E-3,null,11750,8514.4927536231899,0.12970683607967706,1136.231884057971,null,2.64,3641.6638736483023,901.77777777777783,0.10296880010995556,12475.728155339806,4114.9357654212026,null,41.61,2328.5980000000004,0.13489089214013977,null,null,null,null,null,null,null,null,null,null,null,null,269,5012.0623712856723,77,0.89600000000000002]
["P00000767546",2012,"SLERES",4.5,4572,20475,4550,5.219178082191781E-4,4.4999999999999997E-3,null,20475,4550,0.11598173515981736,1016,null,2.6949999999999998,3648.144937586685,902.00668896321065,0.1029878896168354,12481.482762612442,4115.5241737766009,null,42.9,2371.4980000000005,0.13737600089348062,null,null,null,null,null,null,null,null,null,null,null,null,412,5009.2233009708734,78,0.89400000000000002]
["P00000769139",2012,"SLERES",3.36,3951,16716,4975,4.5102739726027394E-4,3.3599999999999997E-3,null,16716,4975,0.1342343444227006,1175.8928571428571,null,2.6949999999999998,3649.6028243601058,902.17391304347825,0.10299553611398898,12486.408367491138,4126.2135922330099,null,44.82,2416.3180000000007,0.13997233129732065,null,null,null,null,null,null,null,null,null,null,null,null,455,5002.8205813366585,79,0.89300000000000002]
["P00000778145",2012,"SLERES",20.16,26573,105658,5240.9722222222226,3.0334474885844748E-3,2.0160000000000001E-2,null,105658,5240.9722222222226,0.15046862542581721,1318.1051587301588,null,2.6949999999999998,3649.7662711254939,902.24089635854341,0.10300086549079296,12495.14563106796,4126.2135922330099,null,48.45,2464.7680000000005,0.14277894013413564,null,null,null,null,null,null,null,null,null,null,null,null,272,4990.6443071491612,80,0.89100000000000001]
["P00000778148",2012,"SLERES",4.8,4582,23880,4975,5.230593607305936E-4,4.7999999999999996E-3,null,23880,4975,0.108970700152207,954.58333333333337,null,2.6949999999999998,3650.4854368932038,902.28758169934633,0.10300086549079296,12500,4128.8105797275157,null,49.35,2514.1180000000004,0.14563768411962214,null,null,null,null,null,null,null,null,null,null,null,null,453,4971.7563989408645,81,0.89]
["P00000685069",2012,"SLERES",4.2300000000000004,4881,22038,5209.9290780141837,5.5719178082191782E-4,4.2300000000000003E-3,null,22038,5209.9290780141837,0.13172382525340845,1153.9007092198581,null,2.7,3650.4854368932042,902.28758169934633,0.10300086549079296,12519.417475728156,4132.5179674694236,null,49.44,2563.5580000000004,0.14850164161997581,null,null,null,null,null,null,null,null,null,null,null,null,112,4966.3928304705005,82,0.88900000000000001]
["P00000687105",2012,"SLERES",4.2300000000000004,5196,27882.5,6591.60756501182,5.9315068493150677E-4,4.2300000000000003E-3,null,27882.5,6591.60756501182,0.14022474821075809,1228.368794326241,null,2.7,3650.6438545273495,902.28758169934633,0.10300086549079296,12528.155339805826,4135.8629494373681,null,52.25,2615.8080000000004,0.15152837664007043,null,null,null,null,null,null,null,null,null,null,null,null,46,4934.6866725507507,83,0.88700000000000001]
["P00000687119",2012,"SLERES",1.88,2075,9795,5210.1063829787236,2.3687214611872146E-4,1.8799999999999999E-3,null,9795,5210.1063829787236,0.12599582240357524,1103.7234042553191,null,2.7,3654.9171020983531,902.28758169934633,0.10300086549079296,12545.631067961165,4136.0857768624755,null,53.55,2669.3580000000006,0.15463041798602387,null,null,null,null,null,null,null,null,null,null,null,null,363,4864.0182892431931,84,0.88600000000000001]
["P00000690870",2012,"SLERES",3.06,3495,14757,4822.5490196078426,3.9897260273972601E-4,3.0600000000000002E-3,null,14757,4822.5490196078426,0.13038320350971438,1142.1568627450981,null,2.7,3658.0068306535168,902.28758169934633,0.10300086549079296,12550.441230914168,4142.9832303618705,null,55.08,2724.4380000000006,0.15782108908471884,null,null,null,null,null,null,null,null,null,null,null,null,142,4854.3689320388357,85,0.879]
["P00000691991",2012,"SLERES",6.48,6302,21173,3267.4382716049381,7.1940639269406392E-4,6.4800000000000005E-3,null,21173,3267.4382716049381,0.11101950504538023,972.53086419753083,null,2.7,3658.0117483886761,902.28758169934633,0.10300086549079296,12553,4150.0095183704552,null,58.32,2782.7580000000007,0.16119944671863115,null,null,null,null,null,null,null,null,null,null,null,null,228,4854.3689320388357,85,0.879]
["P00000692463",2012,"SLERES",4.2,5158,21280,5066.6666666666661,5.8881278538812788E-4,4.2000000000000006E-3,null,21280,5066.6666666666661,0.14019352033050664,1228.0952380952381,null,2.7,3658.4385642066973,902.28758169934633,0.10305200482991216,12561.5,4150.4854368932038,null,58.575000000000003,2841.3330000000005,0.16459257597800037,null,null,null,null,null,null,null,null,null,null,null,null,233,4854.3689320388357,85,0.879]
["P00000692464",2012,"SLERES",2.8050000000000002,3164,16400.27,5846.7985739750447,3.6118721461187212E-4,2.8050000000000002E-3,null,16400.27,5846.7985739750447,0.12876549540530199,1127.9857397504456,null,2.7,3660.2541052379238,902.73556231003033,0.10305200482991216,12593.786553846683,4156.9579288025889,null,59.4,2900.7330000000006,0.16803349579031848,null,null,null,null,null,null,null,null,null,null,null,null,235,4854.3689320388357,85,0.879]
["P00000692898",2012,"SLERES",3.29,4776,15641.53,4754.2644376899698,5.4520547945205477E-4,3.29E-3,null,15641.53,4754.2644376899698,0.16571595120123245,1451.6717325227964,null,2.75,3661.4690595273119,902.73556231003033,0.10305200482991216,12606.796116504855,4181.8770226537217,null,59.5,2960.2330000000006,0.17148020839693343,null,null,null,null,null,null,null,null,null,null,null,null,585,4854.3689320388357,85,0.879]
["P00000694625",2012,"SLERES",3.06,3656,14073,4599.0196078431372,4.1735159817351598E-4,3.0600000000000002E-3,null,14073,4599.0196078431372,0.13638941116781567,1194.7712418300653,null,2.75,3666.7534496224944,902.73556231003033,0.10305391479200704,12621.359223300971,4194.1302217867642,null,59.84,3020.0730000000008,0.17494661650415758,null,null,null,null,null,null,null,null,null,null,null,null,40,4854.3689320388348,90,0.84199999999999997]
["P00000695268",2012,"SLERES",3.22,3528,16295,5060.5590062111796,4.0273972602739727E-4,3.2200000000000002E-3,null,16295,5060.5590062111796,0.12507444907683143,1095.6521739130435,null,2.75,3673.3416770963704,902.75229357798162,0.10306357071148677,12623.300970873786,4194.2539314945125,null,60,3080.0730000000008,0.17842229308225668,null,null,null,null,null,null,null,null,null,null,null,null,64,4854.3689320388348,90,0.84199999999999997]
["P00000695285",2012,"SLERES",6.11,5436,31833,5209.9836333878884,6.2054794520547936E-4,6.11E-3,null,31833,5209.9836333878884,0.10156267515637961,889.68903436988535,null,2.75,3675.7124538769526,902.83687943262407,0.10310967360054117,12624.719352484884,4209.1112770724421,null,60,3140.0730000000008,0.18189796966035576,null,null,null,null,null,null,null,null,null,null,null,null,66,4854.3689320388348,90,0.84199999999999997]
["P00000695290",2012,"SLERES",5.28,5303,27509,5210.037878787879,6.0536529680365291E-4,5.28E-3,null,27509,5210.037878787879,0.11465251833402516,1004.3560606060605,null,2.75,3679.354409019099,903.24074074074065,0.10312024353120242,12651.456310679612,4210.1728033217314,null,60.72,3200.7930000000006,0.18541535435739204,null,null,null,null,null,null,null,null,null,null,null,null,67,4854.3689320388348,90,0.84199999999999997]
["P00000695745",2012,"SLERES",3.06,3197,18824,6151.6339869281046,3.6495433789954338E-4,3.0600000000000002E-3,null,18824,6151.6339869281046,0.1192661234965828,1044.7712418300653,null,2.75,3680.4942630185351,903.33333333333326,0.10312408714235198,12669.902912621359,4216.944059177069,null,61.56,3262.3530000000005,0.18898139852652168,null,null,null,null,null,null,null,null,null,null,null,null,69,4854.3689320388348,90,0.84199999999999997]
["P00000695748",2012,"SLERES",9,10834,33315,3701.6666666666665,1.2367579908675798E-3,8.9999999999999993E-3,null,33315,3701.6666666666665,0.1374175545408422,1203.7777777777778,null,2.75,3681.5706855791964,903.36700336700335,0.10313910299932105,12682.038834951456,4223.3009708737864,null,61.74,3324.0930000000003,0.19255786972538563,null,null,null,null,null,null,null,null,null,null,null,null,139,4854.3689320388348,90,0.84199999999999997]
["P00000696904",2012,"SLERES",5.76,5267,30010,5210.0694444444443,6.0125570776255709E-4,5.7599999999999995E-3,null,30010,5210.0694444444443,0.10438467148655506,914.40972222222229,null,2.75,3689.3203883495144,903.4985422740524,0.10314340546621666,12682.038834951456,4229.0000203537484,null,62.51,3386.6030000000005,0.19617894544033523,null,null,null,null,null,null,null,null,null,null,null,null,160,4854.3689320388348,90,0.84199999999999997]
["P00000698662",2012,"SLERES",3.36,3232,15792,4700,3.6894977168949771E-4,3.3599999999999997E-3,null,15792,4700,0.10980647966949338,961.90476190476193,null,2.75,3689.3203883495148,903.536231884058,0.10314445828144457,12682.038834951456,4247.5728155339802,null,65.17,3451.7730000000006,0.19995410948358053,null,null,null,null,null,null,null,null,null,null,null,null,191,4854.3689320388348,90,0.84199999999999997]
["P00000700523",2012,"SLERES",2.88,3221,15005,5210.0694444444443,3.6769406392694063E-4,2.8799999999999997E-3,null,15005,5210.0694444444443,0.12767154997463218,1118.4027777777778,null,2.75,3689.3203883495148,903.5454545454545,0.10319079540880764,12682.038834951456,4252.4271844660198,null,66,3517.7730000000006,0.20377735371948952,null,null,null,null,null,null,null,null,null,null,null,null,193,4854.3689320388348,90,0.84199999999999997]
["P00000702834",2012,"SLERES",3.84,4083,20006,5209.8958333333339,4.6609589041095892E-4,3.8399999999999997E-3,null,20006,5209.8958333333339,0.12137913812785388,1063.28125,null,2.75,3689.3203883495148,903.951367781155,0.10320461166553029,12682.038834951456,4266.4509169363537,null,69.695999999999998,3587.4690000000005,0.20781469963260943,null,null,null,null,null,null,null,null,null,null,null,null,207,4854.3689320388348,90,0.84199999999999997]
["P00000705245",2012,"SLERES",4.9400000000000004,5816,22230,4500,6.639269406392694E-4,4.9400000000000008E-3,null,22230,4500,0.13439816612130959,1177.3279352226721,null,2.75,3689.3203883495148,904.07239819004531,0.10325196112867346,12682.038834951456,4271.8446601941741,null,75.599999999999994,3663.0690000000004,0.21219405212101428,null,null,null,null,null,null,null,null,null,null,null,null,229,4854.3689320388348,90,0.84199999999999997]
["P00000706831",2012,"SLERES",3.12,3424,14210,4554.4871794871797,3.908675799086758E-4,3.1199999999999999E-3,null,14210,4554.4871794871797,0.12527807048354994,1097.4358974358975,null,2.75,3689.3203883495148,904.48717948717945,0.10326659641728135,12682.038834951456,4271.844660194175,null,76.5,3739.5690000000004,0.2166255397580906,null,null,null,null,null,null,null,null,null,null,null,null,230,4854.3689320388348,90,0.84199999999999997]
["P00000707647",2012,"SLERES",3.12,3097,15132,4850,3.5353881278538812E-4,3.1199999999999999E-3,null,15132,4850,0.11331372204659876,992.62820512820508,null,2.75,3689.3203883495148,904.61538461538464,0.10330791958511538,12709.04570800814,4271.844660194175,null,77,3816.5690000000004,0.22108599136665111,null,null,null,null,null,null,null,null,null,null,null,null,232,4854.3689320388348,90,0.84199999999999997]
["P00000548603",2012,"SLERES",2.0699999999999998,2680,15000,7246.3768115942039,3.0593607305936073E-4,2.0699999999999998E-3,null,15000,7246.3768115942039,0.14779520437650276,1294.6859903381644,null,2.76,3694.2036590210469,904.97737556561083,0.10336428363242703,12718.446601941747,4271.844660194175,null,77.14,3893.7090000000003,0.22555455288722717,null,null,null,null,null,null,null,null,null,null,null,null,234,4854.3689320388348,90,0.84199999999999997]
["P00000557753",2012,"SLERES",2.82,2767,14100,5000,3.1586757990867582E-4,2.82E-3,null,14100,5000,0.11200978010945951,981.20567375886526,null,2.76,3694.2751482065141,905.47112462006078,0.10340915496927672,12729.733248498656,4275.7281553398061,null,77.171999999999997,3970.8810000000003,0.2300249681019782,null,null,null,null,null,null,null,null,null,null,null,null,279,4854.3689320388348,90,0.84199999999999997]
["P00000573335",2012,"SLERES",4.8600000000000003,5146,25272,5200,5.874429223744292E-4,4.8600000000000006E-3,null,25272,5200,0.12087302929515004,1058.8477366255142,null,2.76,3701.6666666666665,905.86419753086409,0.10340915496927672,12755.346393867869,4281.4859093144105,null,78,4048.8810000000003,0.23454334765350704,null,null,null,null,null,null,null,null,null,null,null,null,332,4854.3689320388348,90,0.84199999999999997]
["P00000603746",2012,"SLERES",3.06,3468,16800,5490.1960784313724,3.9589041095890409E-4,3.0600000000000002E-3,null,16800,5490.1960784313724,0.12937595129375951,1133.3333333333333,null,2.76,3701.8708741624105,905.86419753086409,0.10344221988057603,12761.165048543689,4322.0872961676378,null,78.959999999999994,4127.8410000000003,0.23911733803028543,null,null,null,null,null,null,null,null,null,null,null,null,364,4854.3689320388348,90,0.84199999999999997]
["P00000603849",2012,"SLERES",3.42,4806,25950,7587.7192982456145,5.4863013698630135E-4,3.4199999999999999E-3,null,25950,7587.7192982456145,0.16041816870944484,1405.2631578947369,null,2.76,3702.646106986484,906.15384615384619,0.10346837656659866,12765.197603625258,4331.1758360302047,null,79.2,4207.0410000000002,0.24370523111337622,null,null,null,null,null,null,null,null,null,null,null,null,413,4854.3689320388348,90,0.84199999999999997]
["P00000641328",2012,"SLERES",3.06,3396,16982,5549.6732026143791,3.8767123287671235E-4,3.0600000000000002E-3,null,16982,5549.6732026143791,0.1266899453845465,1109.8039215686274,null,2.76,3707.8132223763296,906.38297872340422,0.10350415851272016,12780.582524271846,4362.6970695644432,null,80.64,4287.6810000000005,0.2483765404343414,null,null,null,null,null,null,null,null,null,null,null,null,468,4854.3689320388348,90,0.84199999999999997]
["P00000641365",2012,"SLERES",1.7849999999999999,1865,14643,8203.361344537816,2.1289954337899545E-4,1.7849999999999999E-3,null,14643,8203.361344537816,0.11927145287338681,1044.8179271708684,null,2.76,3710.8974358974356,906.69642857142856,0.10350943379862711,12790.810748994472,4369.0027300965221,null,82.5,4370.1810000000005,0.25315559572922769,null,null,null,null,null,null,null,null,null,null,null,null,534,4854.3689320388348,90,0.84199999999999997]
["P00000641390",2012,"SLERES",5.16,4937,41177,7980.0387596899227,5.6358447488584474E-4,5.1600000000000005E-3,null,41177,7980.0387596899227,0.10922179745849704,956.78294573643404,null,2.76,3712.1644774414622,906.74264007597344,0.10352114590128289,12801.6470797276,4388.991414587178,null,85.68,4455.8610000000008,0.25811886188275318,null,null,null,null,null,null,null,null,null,null,null,null,535,4854.3689320388348,90,0.84199999999999997]
["P00000641395",2012,"SLERES",6.11,6346,48758,{"$f":"IFERROR(F194/D194,\"\")","v":7980.0327332242223},7.2442922374429215E-4,6.11E-3,null,{"$f":"F194*VLOOKUP(B194,$AA$12:$AB$14,2,FALSE)","v":48758},7980.0327332242223,{"$f":"(E194/8760)/D194","v":0.11856452107107891},{"$f":"E194/D194","v":1038.6252045826513},null,2.76,3712.9501207171115,906.84523809523807,0.10354552780016116,12806.572684606295,4400.7431065416276,null,87.12,4542.9810000000007,0.26316554427415306,null,null,null,null,null,null,null,null,null,null,null,null,536,4854.3689320388348,90,0.84199999999999997]
["P00000664560",2012,"SLERES",4.2300000000000004,4497,33755,7979.9054373522449,{"$f":"E195/8760/1000","v":5.1335616438356164E-4},{"$f":"D195/1000","v":4.2300000000000003E-3},null,33755,{"$f":"IFERROR(K195/D195,\"\")","v":7979.9054373522449},0.12136079536254413,1063.1205673758864,null,2.76,3713.148293169872,907.05882352941171,0.10363817013360391,12806.572684606295,4427.2523296305244,null,88.56,4631.5410000000011,{"$f":"X195/$X$214","v":0.26829564290342733},null,null,null,null,null,null,null,null,null,null,null,null,538,4854.3689320388348,90,0.84199999999999997]
["P00000666416",2012,"SLERES",4.08,4597,39675,9724.2647058823532,5.2477168949771689E-4,4.0800000000000003E-3,null,39675,9724.2647058823532,0.12862051213179335,1126.7156862745098,null,2.76,3717.4376442979083,907.87037037037032,0.10364345509893456,12815.533980582524,4434.4660194174758,null,91.8,{"$f":"X195+W196","v":4723.3410000000013},0.27361342806791894,null,null,null,null,null,null,null,null,null,null,null,null,587,4854.3689320388348,90,0.84199999999999997]
["P00000666425",2012,"SLERES",4.25,4670,26100,6141.1764705882351,5.3310502283105017E-4,4.2500000000000003E-3,null,26100,6141.1764705882351,0.1254364759602471,1098.8235294117646,null,2.76,3719.0972222222222,907.91666666666674,0.10364572008407624,12864.077669902912,4436.8932038834955,null,94.98,4818.3210000000008,0.27911542409104978,null,null,null,null,null,null,null,null,null,null,null,null,652,4854.3689320388348,90,0.84199999999999997]
["P00000667778",2012,"SLERES",4.2300000000000004,4032,33755,7979.9054373522449,4.6027397260273975E-4,4.2300000000000003E-3,null,33755,7979.9054373522449,0.10881181385407557,953.191489361702,null,2.76,3721.6828478964403,907.93650793650795,0.10365607430186687,12868.142745589979,4454.1082933574244,null,95.41,4913.7310000000007,0.28464232912965703,null,null,null,null,null,null,null,null,null,null,null,null,698,4854.3689320388348,90,0.84199999999999997]
["P00000668719",2012,"SLERES",3.68,3490,35508,9648.9130434782601,3.9840182648401826E-4,3.6800000000000001E-3,null,35508,9648.9130434782601,0.10826136589239627,948.36956521739125,null,2.76,3727.4618585298199,908.02721088435374,0.10367160562855279,12868.142745589979,4463.245492371706,null,96,5009.7310000000007,0.29020341165461555,null,null,null,null,null,null,null,null,null,null,null,null,700,4854.3689320388348,90,0.84199999999999997]
["P00000671812",2012,"SLERES",5.64,6216,39480,7000,7.0958904109589042E-4,5.64E-3,null,39480,7000,0.1258136597687749,1102.1276595744682,null,2.76,3727.6509897869119,908.16326530612241,0.10367579908675799,12868.142745589979,4473.6341138397111,null,97.92,5107.6510000000007,0.29587571583007327,null,null,null,null,null,null,null,null,null,null,null,null,68,4854.3689320388339,117,0.83699999999999997]
["P00000677764",2012,"SLERES",4.5,4677,20800,4622.2222222222226,5.3390410958904116E-4,4.4999999999999997E-3,null,20800,4622.2222222222226,0.11864535768645358,1039.3333333333333,null,2.76,3729.6548049535477,908.2,0.10367579908675799,12880,4473.6341138397111,null,100.1,5207.7510000000011,0.30167430292120195,null,null,null,null,null,null,null,null,null,null,null,null,161,4854.3689320388339,117,0.83699999999999997]
["P00000677785",2012,"SLERES",4.32,4095,33755,7813.6574074074069,4.6746575342465754E-4,4.3200000000000001E-3,null,33755,7813.6574074074069,0.10820966514459664,947.91666666666663,null,2.76,3729.6742098770555,908.2,0.1036783358701167,12893,4473.6341138397111,null,100.1,5307.8510000000015,0.30747289001233064,null,null,null,null,null,null,null,null,null,null,null,null,192,4854.3689320388339,117,0.83699999999999997]
["P00000679896",2012,"SLERES",5.59,6137,42372,7579.9642218246872,7.0057077625570769E-4,5.5899999999999995E-3,null,42372,7579.9642218246872,0.12532572026041283,1097.8533094812165,null,2.76,3731.3888888888887,908.22222222222217,0.10367982809562182,12904.85436893204,4473.6341138397111,null,100.815,5408.6660000000011,0.31331289558268161,null,null,null,null,null,null,null,null,null,null,null,null,469,4854.3689320388339,117,0.83699999999999997]
["P00000679904",2012,"SLERES",3.87,3619,29335,7580.1033591731266,4.1312785388127851E-4,3.8700000000000002E-3,null,29335,7580.1033591731266,0.10675138343185492,935.14211886304906,null,2.7949999999999999,3731.9517052526762,908.23529411764707,0.10368150684931507,12938.578895355313,4478.5388398998448,null,102,5510.6660000000011,0.31922154576545003,null,null,null,null,null,null,null,null,null,null,null,null,399,4844.5991329303288,121,0.83499999999999996]
["P00000682643",2012,"SLERES",3,2872,17100,5700,3.2785388127853883E-4,3.0000000000000001E-3,null,17100,5700,0.10928462709284627,957.33333333333337,null,2.8050000000000002,3732.8556017876408,908.25,0.10368558382257012,12942.475728155339,4485.4368932038833,null,125.255,5635.9210000000012,0.32647731026194671,null,null,null,null,null,null,null,null,null,null,null,null,606,4824.9485142689027,122,0.83399999999999996]
["P00000671808",2012,"SLERES",4.3,3950,34314,7980,4.509132420091324E-4,4.3E-3,null,34314,7980,0.10486354465328661,918.60465116279079,null,2.8050000000000002,3735.9223300970875,908.28571428571433,0.10370189171559034,12947.57281553398,4486.6137099146808,null,144.06,5779.9810000000016,0.33482240972596267,null,null,null,null,null,null,null,null,null,null,null,null,456,4822.0064724919093,123,0.83299999999999996]
["P00000736061",2012,"SLERES",5.98,6736,29751,4975.0836120401336,7.6894977168949778E-4,5.9800000000000001E-3,null,29751,4975.0836120401336,0.12858691834272537,1126.4214046822742,null,2.8050000000000002,3736.1718230384963,908.42857142857144,0.1037037037037037,13000,4489.0926525230734,null,178.75,5958.7310000000016,0.34517702953154955,null,null,null,null,null,null,null,null,null,null,null,null,20,4780.8178876140046,124,0.83099999999999996]
["P00000761543",2012,"SLERES",3.6,3418,17910,4975,3.9018264840182647E-4,3.5999999999999999E-3,null,17910,4975,0.10838406900050736,949.44444444444446,null,2.8050000000000002,3737.8640776699031,908.44444444444446,0.1037037037037037,13003.596879754085,4489.0926525230734,null,190.82,6149.5510000000013,0.356230839608764,null,null,null,null,null,null,null,null,null,null,null,null,182,4757.2815533980583,125,0.83]
["P00000762539",2012,"SLERES",3.22,3396,13995,4346.2732919254659,3.8767123287671235E-4,3.2200000000000002E-3,null,13995,4346.2732919254659,0.12039479281885476,1054.6583850931677,null,2.8050000000000002,3743.4597078079937,908.44444444444446,0.10370488704287978,13007.766990291262,4499.4606256742181,null,194.25,6343.8010000000013,0.3674833425303598,null,null,null,null,null,null,null,null,null,null,null,null,349,4741.1003236245961,126,0.82899999999999996]
["P00000765526",2012,"SLERES",3.36,3892,16716,4975,4.4429223744292241E-4,3.3599999999999997E-3,null,16716,4975,0.13222983257229834,1158.3333333333335,null,2.8050000000000002,3743.4597078079942,908.45481049562682,0.1037206155927617,13009.507605608518,4519.4174757281553,null,403.41,6747.2110000000011,0.39085205400320905,null,null,null,null,null,null,null,null,null,null,null,null,394,4739.0408943807006,127,0.82699999999999996]
["P00000737525",2012,"SLERES",3.29,3080,14969.5,4550,3.515981735159817E-4,3.29E-3,null,14969.5,4550,0.10686874574953852,936.17021276595744,null,2.8050000000000002,3744.1567781373606,908.59259259259261,0.10373454303080949,13009.507605608518,4520.3421174294963,null,497.28,7244.4910000000009,0.41965846148249425,null,null,null,null,null,null,null,null,null,null,null,null,366,4719.5253505933115,128,0.82599999999999996]
["P00000742272",2012,"SLERES",4.8,5444,23880,4975,6.2146118721461189E-4,4.7999999999999996E-3,null,23880,4975,0.1294710806697108,1134.1666666666667,null,2.8050000000000002,3749.9999999999995,908.71459694989107,0.1037355484309725,13009.507605608518,4551.7589206909597,null,1748.5,8992.9910000000018,0.52094546976259859,null,null,null,null,null,null,null,null,null,null,null,null,409,4700.4020790428558,129,0.82399999999999995]
["P00000744546",2012,"SLERES",3.24,4355,15228,4700,4.9714611872146122E-4,3.2400000000000003E-3,null,15228,4700,0.1534401600992164,1344.1358024691358,null,2.8050000000000002,3750,908.72340425531911,0.10374697824335213,13012.462968535734,4562.8125919388058,null,2567.84,11560.831000000002,0.6696951588343647,null,null,null,null,null,null,null,null,null,null,null,null,79,4692.5566343042074,130,0.82299999999999995]
["P00000747949",2012,"SLERES",3.25,3075,15290,4704.6153846153848,3.5102739726027401E-4,3.2499999999999999E-3,null,15290,4704.6153846153848,0.10800842992623814,946.15384615384619,null,2.82,3752.0226537216831,908.82352941176464,0.1037486267739838,13033.150509026253,4563.1067961165045,null,5701.9949999999999,17262.826000000001,1,null,null,null,null,null,null,null,null,null,null,null,null,549,4672.0703067011073,131,0.82199999999999995]
["P00000748124",2012,"SLERES",17.64,17153,88000,4988.6621315192742,1.9581050228310503E-3,1.7639999999999999E-2,null,88000,4988.6621315192742,0.11100368610153345,972.39229024943313,null,2.82,3753.3573125877883,908.83797054009813,0.1037486267739838,13033.150509026253,4563.1067961165045,null,null,null,null,null,null,null,null,null,null,null,null,null,null,null,null,537,4668.4318917328628,132,0.82]
["P00000751310",2012,"SLERES",5.52,5768,27462,4975,6.584474885844749E-4,5.5199999999999997E-3,null,27462,4975,0.11928396532327444,1044.9275362318842,null,2.82,3755.7777777777778,908.83797054009813,0.1037842838809801,13033.150509026253,4563.1067961165045,null,null,null,null,null,null,null,null,null,null,null,null,null,null,null,null,709,4666.9363538295574,133,0.81899999999999995]
["P00000751890",2012,"SLERES",5.76,6634,28656,4975,7.5730593607305945E-4,5.7599999999999995E-3,null,28656,4975,0.13147672501268393,1151.7361111111111,null,2.82,3757.183485338825,909.15032679738556,0.1037861491628615,13033.150509026253,4563.1067961165045,null,null,null,null,null,null,null,null,null,null,null,null,null,null,null,null,145,4660.1941747572819,134,0.81799999999999995]
["P00000752892",2012,"SLERES",4.1399999999999997,5640,18636,4501.449275362319,6.4383561643835613E-4,4.1399999999999996E-3,null,18636,4501.449275362319,0.15551584938124546,1362.3188405797102,null,2.82,3757.183485338825,909.16666666666674,0.10379346680716545,13033.150509026253,4563.1067961165045,null,null,null,null,null,null,null,null,null,null,null,null,null,null,null,null,3,4616.8791141051888,135,0.81599999999999995]
["P00000753572",2012,"SLERES",3.22,3169,15134,4700,3.6175799086757992E-4,3.2200000000000002E-3,null,15134,4700,0.11234720213278879,984.16149068322977,null,2.82,3767.8772362664808,909.23076923076928,0.10381785895484526,13033.150509026253,4563.1067961165045,null,null,null,null,null,null,null,null,null,null,null,null,null,null,null,null,579,4611.7328626066492,136,0.81499999999999995]
["P00000755493",2012,"SLERES",2.94,2705,13083,4450,3.0878995433789952E-4,2.9399999999999999E-3,null,13083,4450,0.10503059671357126,920.06802721088434,null,2.82,3769.1477885652639,909.44444444444446,0.10382205667328319,13033.150509026253,4563.1067961165045,null,null,null,null,null,null,null,null,null,null,null,null,null,null,null,null,117,4611.6504854368941,137,0.80700000000000005]
["P00000756321",2012,"SLERES",5.04,6998,25074,4975,7.9885844748858444E-4,5.0400000000000002E-3,null,25074,4975,0.158503660215989,1388.4920634920634,null,2.82,3771.6312056737588,909.48121645796061,0.10385473080598916,13033.150509026253,4563.1067961165045,null,null,null,null,null,null,null,null,null,null,null,null,null,null,null,null,186,4611.6504854368941,137,0.80700000000000005]
["P00000756322",2012,"SLERES",6.24,6926,31044,4975,7.9063926940639269E-4,6.2399999999999999E-3,null,31044,4975,0.12670501112281934,1109.9358974358975,null,2.82,3772.6379440665155,909.76744186046506,0.10385503595234347,13052.852928541031,4563.1067961165045,null,null,null,null,null,null,null,null,null,null,null,null,null,null,null,null,213,4611.6504854368941,137,0.80700000000000005]
["P00000756875",2012,"SLERES",9.1649999999999991,8978,45596,4975.0136388434266,1.0248858447488584E-3,9.1649999999999995E-3,null,45596,4975.0136388434266,0.11182606052906258,979.5962902345882,null,2.82,3775.8760817959851,909.77011494252872,0.10389884088514224,13079,4563.1067961165045,null,null,null,null,null,null,null,null,null,null,null,null,null,null,null,null,340,4611.6504854368941,137,0.80700000000000005]
["P00000778168",2012,"SLERES",3.22,2980,15134,4700,3.401826484018265E-4,3.2200000000000002E-3,null,15134,4700,0.10564678521795853,925.46583850931677,null,2.82,3777.124183006536,910.15384615384619,0.10394041705196304,13083,4563.1067961165045,null,null,null,null,null,null,null,null,null,null,null,null,null,null,null,null,603,4611.6504854368941,137,0.80700000000000005]
["P00000778180",2012,"SLERES",3.12,3203,15522,4975,3.6563926940639266E-4,3.1199999999999999E-3,null,15522,4975,0.11719207352768996,1026.602564102564,null,2.82,3781.4659182917489,910.51805337519625,0.10417103039950848,13086.347041716155,4563.1067961165045,null,null,null,null,null,null,null,null,null,null,null,null,null,null,null,null,711,4611.6504854368941,137,0.80700000000000005]
["P00000698713",2012,"SLERES",3.84,3609,21913.66,5706.682291666667,4.1198630136986302E-4,3.8399999999999997E-3,null,21913.66,5706.682291666667,0.1072880993150685,939.84375,null,2.82,3786.4077669902913,912.5382262996942,0.10418746755062103,13097.183372449284,4563.1067961165045,null,null,null,null,null,null,null,null,null,null,null,null,null,null,null,null,1,4611.6504854368932,143,0.33300000000000002]
["P00000700528",2012,"SLERES",3.12,3612,16255,5209.9358974358975,4.1232876712328769E-4,3.1199999999999999E-3,null,16255,5209.9358974358975,0.13215665612925886,1157.6923076923076,null,2.82,3792.7157565949406,912.68221574344022,0.10419794503290915,13110.679611650485,4563.1067961165045,null,null,null,null,null,null,null,null,null,null,null,null,null,null,null,null,2,4611.6504854368932,143,0.33300000000000002]
["P00000673326",2012,"SLERES",3.5,3991,23420,6691.4285714285716,4.5559360730593608E-4,3.5000000000000001E-3,null,23420,6691.4285714285716,0.1301696020874103,1140.2857142857142,null,2.82,3792.715756594941,912.77399848828418,0.10420325488818639,13133.009708737864,4563.1067961165045,null,null,null,null,null,null,null,null,null,null,null,null,null,null,null,null,4,4611.6504854368932,143,0.33300000000000002]
["P00000677751",2012,"SLERES",1.2749999999999999,1135,7767.5,6092.1568627450988,1.2956621004566211E-4,1.2749999999999999E-3,null,7767.5,6092.1568627450988,0.10162055689855852,890.1960784313726,null,2.82,3792.715756594941,912.82051282051282,0.10420708110743029,13133.632848551624,4563.1067961165054,null,null,null,null,null,null,null,null,null,null,null,null,null,null,null,null,5,4611.6504854368932,143,0.33300000000000002]
["P00000677770",2012,"SLERES",4.7,4395,37506,7980,5.017123287671232E-4,4.7000000000000002E-3,null,37506,7980,0.10674730399300494,935.10638297872333,null,2.82,3794.2062672176307,912.85403050108937,0.10420844931182717,13187.814502217267,4566.9902912621365,null,null,null,null,null,null,null,null,null,null,null,null,null,null,null,null,6,4611.6504854368932,143,0.33300000000000002]
["P00000677773",2012,"SLERES",5.64,5955,45007,7979.9645390070928,6.7979452054794519E-4,5.64E-3,null,45007,7979.9645390070928,0.12053094335956475,1055.8510638297873,null,2.82,3797.729318703613,912.86601597160609,0.10421034852297083,13200,4566.9902912621365,null,null,null,null,null,null,null,null,null,null,null,null,null,null,null,null,8,4611.6504854368932,143,0.33300000000000002]
["P00000679897",2012,"SLERES",3.44,3758,26075,7579.9418604651164,4.2899543378995436E-4,3.4399999999999999E-3,null,26075,7579.9418604651164,0.12470797493894022,1092.4418604651164,null,2.82,3798.0384514038224,912.88265306122446,0.10421106037544393,13205,4566.9902912621365,null,null,null,null,null,null,null,null,null,null,null,null,null,null,null,null,9,4611.6504854368932,143,0.33300000000000002]
["P00000685050",2012,"SLERES",3.12,3666,15132,4850,4.1849315068493147E-4,3.1199999999999999E-3,null,15132,4850,0.1341324200913242,1175,null,2.82,3798.6485579894475,912.88888888888891,0.10421153901381351,13223.278857343868,4566.9902912621365,null,null,null,null,null,null,null,null,null,null,null,null,null,null,null,null,11,4611.6504854368932,143,0.33300000000000002]
["P00000705249",2012,"SLERES",3.29,3728,17141,5210.0303951367778,4.2557077625570778E-4,3.29E-3,null,17141,5210.0303951367778,0.12935281953061026,1133.1306990881458,null,2.82,3800,912.89308176100621,0.104218718589357,13226.16,4566.9902912621365,null,null,null,null,null,null,null,null,null,null,null,null,null,null,null,null,12,4611.6504854368932,143,0.33300000000000002]
["P00000706838",2012,"SLERES",3.29,3549,15630,4750.7598784194524,4.0513698630136985E-4,3.29E-3,null,15630,4750.7598784194524,0.12314194112503643,1078.7234042553191,null,2.85,3805.8252427184466,912.95597484276732,0.10421980790426705,13250,4566.9902912621365,null,null,null,null,null,null,null,null,null,null,null,null,null,null,null,null,14,4611.6504854368932,143,0.33300000000000002]
["P00000708425",2012,"SLERES",4.7,6739,25850,5500,7.692922374429224E-4,4.7000000000000002E-3,null,25850,5500,0.16367919945594092,1433.8297872340424,null,2.85,3807.0020594292437,912.9655172413793,0.10421980790426705,13256.772970518992,4566.9902912621365,null,null,null,null,null,null,null,null,null,null,null,null,null,null,null,null,15,4611.6504854368932,143,0.33300000000000002]
["P00000708840",2012,"SLERES",3.22,3584,18536,5756.5217391304341,4.0913242009132423E-4,3.2200000000000002E-3,null,18536,5756.5217391304341,0.12705975779233672,1113.0434782608695,null,2.85,3810.7371794871792,912.9655172413793,0.10422374429223745,13260,4582.5787041160702,null,null,null,null,null,null,null,null,null,null,null,null,null,null,null,null,17,4611.6504854368932,143,0.33300000000000002]
["P00000710707",2012,"SLERES",3.9950000000000001,4224,19900,4981.2265331664576,4.8219178082191784E-4,3.9950000000000003E-3,null,19900,4981.2265331664576,0.12069881872889057,1057.3216520650813,null,2.88,3815.3991370010785,913,0.10422374429223745,13260,4588.8769027927601,null,null,null,null,null,null,null,null,null,null,null,null,null,null,null,null,22,4611.6504854368932,143,0.33300000000000002]
["P00000711854",2012,"SLERES",5.59,6207,29124,5210.0178890876568,7.0856164383561646E-4,5.5899999999999995E-3,null,29124,5210.0178890876568,0.1267552135662999,1110.3756708407871,null,2.88,3816.2980942107151,913,0.10422374429223745,13260,4602.001128232534,null,null,null,null,null,null,null,null,null,null,null,null,null,null,null,null,24,4611.6504854368932,143,0.33300000000000002]
["P00000719698",2012,"SLERES",2.5499999999999998,2633,15575,6107.8431372549021,3.0057077625570777E-4,2.5499999999999997E-3,null,15575,6107.8431372549021,0.11787089264929718,1032.5490196078433,null,2.88,3819.3961163545378,913,0.10422374429223745,13276.699029126214,4611.6504854368923,null,null,null,null,null,null,null,null,null,null,null,null,null,null,null,null,25,4611.6504854368932,143,0.33300000000000002]
["P00000730732",2012,"SLERES",7.05,10108,42300,6000,1.1538812785388129E-3,7.0499999999999998E-3,null,42300,6000,0.16367110333883869,1433.758865248227,null,2.88,3820.5681409564904,913,0.10422374429223745,13280.396171517212,4611.6504854368923,null,null,null,null,null,null,null,null,null,null,null,null,null,null,null,null,28,4611.6504854368932,143,0.33300000000000002]
["P00000686842",2012,"SLERES",4.08,4600,21216,5200,5.2511415525114161E-4,4.0800000000000003E-3,null,21216,5200,0.12870444981645626,1127.4509803921569,null,2.88,3824.3416968678789,913,0.10422401416280751,13294.207567597074,4611.6504854368923,null,null,null,null,null,null,null,null,null,null,null,null,null,null,null,null,31,4611.6504854368932,143,0.33300000000000002]
["P00000687094",2012,"SLERES",2.96,3885,15392,5200,4.4349315068493148E-4,2.96E-3,null,15392,5200,0.14982876712328766,1312.5,null,2.88,3824.4808819350951,913.00236406619376,0.10422720354227204,13307.014140281679,4611.6504854368923,null,null,null,null,null,null,null,null,null,null,null,null,null,null,null,null,32,4611.6504854368932,143,0.33300000000000002]
["P00000690883",2012,"SLERES",3.36,4080,17640,5250,4.6575342465753425E-4,3.3599999999999997E-3,null,17640,5250,0.13861709067188518,1214.2857142857142,null,2.88,3825.0476813696901,913.03030303030312,0.10423412204234123,13309.708737864077,4611.6504854368923,null,null,null,null,null,null,null,null,null,null,null,null,null,null,null,null,33,4611.6504854368932,143,0.33300000000000002]
["P00000691316",2012,"SLERES",6.24,5603,32510,5209.9358974358975,6.3961187214611867E-4,6.2399999999999999E-3,null,32510,5209.9358974358975,0.10250190258751903,897.91666666666663,null,2.88,3825.2427184466023,913.09090909090912,0.10426179604261795,13345.631067961165,4611.6504854368923,null,null,null,null,null,null,null,null,null,null,null,null,null,null,null,null,36,4611.6504854368932,143,0.33300000000000002]
["P00000691320",2012,"SLERES",2.82,2980,14692,5209.9290780141846,3.401826484018265E-4,2.82E-3,null,14692,5209.9290780141846,0.12063214482334274,1056.7375886524824,null,2.88,3828.0594510367969,913.33333333333337,0.10427798827682243,13360.210672971582,4611.6504854368932,null,null,null,null,null,null,null,null,null,null,null,null,null,null,null,null,37,4611.6504854368932,143,0.33300000000000002]
["P00000691355",2012,"SLERES",4.9349999999999996,5941,30389.25,6157.9027355623102,6.7819634703196355E-4,4.9349999999999993E-3,null,30389.25,6157.9027355623102,0.1374258048696988,1203.8500506585615,null,2.88,3828.3948175752298,913.4751773049644,0.10427798827682244,13379.91309248636,4611.6504854368932,null,null,null,null,null,null,null,null,null,null,null,null,null,null,null,null,38,4611.6504854368932,143,0.33300000000000002]
["P00000692894",2012,"SLERES",3.29,4535,15956,4849.8480243161093,5.1769406392694064E-4,3.29E-3,null,15956,4849.8480243161093,0.1573538188227783,1378.419452887538,null,2.88,3828.5945446139622,913.47517730496463,0.10427798827682244,13379.91309248636,4611.6504854368932,null,null,null,null,null,null,null,null,null,null,null,null,null,null,null,null,44,4611.6504854368932,143,0.33300000000000002]
["P00000695287",2012,"SLERES",4.1399999999999997,3879,21569,5209.9033816425126,4.428082191780822E-4,4.1399999999999996E-3,null,21569,5209.9033816425126,0.10695850704784596,936.95652173913049,null,2.88,3829.291276099787,913.47517730496463,0.10429223744292238,13379.91309248636,4611.6504854368932,null,null,null,null,null,null,null,null,null,null,null,null,null,null,null,null,45,4611.6504854368932,143,0.33300000000000002]
["P00000695741",2012,"SLERES",2.88,2694,16416,5700,3.0753424657534243E-4,2.8799999999999997E-3,null,16416,5700,0.10678272450532725,935.41666666666674,null,2.88,3832.5542370849812,913.6,0.10431103948428687,13388.349514563108,4611.6504854368932,null,null,null,null,null,null,null,null,null,null,null,null,null,null,null,null,54,4611.6504854368932,143,0.33300000000000002]
["P00000696883",2012,"SLERES",3.22,3451,16100,5000,3.9394977168949772E-4,3.2200000000000002E-3,null,16100,5000,0.12234464959301171,1071.7391304347825,null,2.88,3836.7054353857993,913.76470588235293,0.10431301955274559,13390.749423219489,4611.6504854368932,null,null,null,null,null,null,null,null,null,null,null,null,null,null,null,null,55,4611.6504854368932,143,0.33300000000000002]
["P00000548608",2012,"SLERES",7.7549999999999999,7894,61885,7980.012894906512,9.0114155251141547E-4,7.7549999999999997E-3,null,61885,7980.012894906512,0.11620136073648168,1017.9239200515797,null,2.88,3839.7858484158378,913.78205128205127,0.10433289619903831,13390.749423219489,4611.6504854368932,null,null,null,null,null,null,null,null,null,null,null,null,null,null,null,null,57,4611.6504854368932,143,0.33300000000000002]
["P00000603739",2012,"SLERES",3.29,3194,15500,4711.2462006079031,3.6461187214611871E-4,3.29E-3,null,15500,4711.2462006079031,0.1108242772480604,970.82066869300911,null,2.88,3840.1454312996925,913.95617070357559,0.10433314307458144,13405.526237855574,4611.6504854368932,null,null,null,null,null,null,null,null,null,null,null,null,null,null,null,null,58,4611.6504854368932,143,0.33300000000000002]
["P00000606366",2012,"SLERES",5.16,5973,41177,7980.0387596899227,6.818493150684931E-4,5.1600000000000005E-3,null,41177,7980.0387596899227,0.13214134012955292,1157.5581395348836,null,2.88,3841.9718053818883,913.95833333333337,0.10433506338807114,13430.154262249047,4611.6504854368932,null,null,null,null,null,null,null,null,null,null,null,null,null,null,null,null,59,4611.6504854368932,143,0.33300000000000002]
["P00000612925",2012,"SLERES",3.42,4070,25950,7587.7192982456145,4.646118721461187E-4,3.4199999999999999E-3,null,25950,7587.7192982456145,0.13585142460412827,1190.0584795321638,null,2.88,3841.9718053818888,913.97515527950304,0.10433506338807114,13433,4611.6504854368932,null,null,null,null,null,null,null,null,null,null,null,null,null,null,null,null,72,4611.6504854368932,143,0.33300000000000002]
["P00000612986",2012,"SLERES",3.2250000000000001,2934,25736,7980.1550387596899,3.3493150684931508E-4,3.225E-3,null,25736,7980.1550387596899,0.10385473080598916,909.76744186046506,null,2.88,3841.9718053818888,913.97515527950304,0.10434237621989435,13436.744721576741,4611.6504854368932,null,null,null,null,null,null,null,null,null,null,null,null,null,null,null,null,73,4611.6504854368932,143,0.33300000000000002]
["P00000615398",2012,"SLERES",5.0599999999999996,5273,40379,7980.0395256917,6.0194063926940643E-4,5.0599999999999994E-3,null,40379,7980.0395256917,0.11896060064612776,1042.0948616600792,null,2.88,3844.6601941747572,914.03921568627447,0.10434386844539947,13442,4611.6504854368932,null,null,null,null,null,null,null,null,null,null,null,null,null,null,null,null,74,4611.6504854368932,143,0.33300000000000002]
["P00000641341",2012,"SLERES",2.2949999999999999,2602,17500,{"$f":"IFERROR(F258/D258,\"\")","v":7625.2723311546843},2.9703196347031965E-4,2.2949999999999997E-3,null,{"$f":"F258*VLOOKUP(B258,$AA$12:$AB$14,2,FALSE)","v":17500},7625.2723311546843,{"$f":"(E258/8760)/D258","v":0.12942569214393013},{"$f":"E258/D258","v":1133.769063180828},null,2.88,3846.004609929078,914.05228758169937,0.10435092626873449,13442,4611.6504854368932,null,null,null,null,null,null,null,null,null,null,null,null,null,null,null,null,76,4611.6504854368932,143,0.33300000000000002]
["P00000641347",2012,"SLERES",3.22,3310,16760,5204.9689440993789,{"$f":"E259/8760/1000","v":3.7785388127853879E-4},{"$f":"D259/1000","v":3.2200000000000002E-3},null,16760,{"$f":"IFERROR(K259/D259,\"\")","v":5204.9689440993789},0.11734592586290024,1027.9503105590061,null,2.88,3850.0891265597147,914.11411411411405,0.10435132957292506,13442,4611.6504854368932,null,null,null,null,null,null,null,null,null,null,null,null,null,null,null,null,83,4611.6504854368932,143,0.33300000000000002]
["P00000641369",2012,"SLERES",5.61,6492,37000,6595.3654188948303,7.4109589041095893E-4,5.6100000000000004E-3,null,37000,6595.3654188948303,0.132102654262203,1157.2192513368984,null,2.88,3860.6510565391204,914.11764705882365,0.10436252126421346,13443,4611.6504854368932,null,null,null,null,null,null,null,null,null,null,null,null,null,null,null,null,85,4611.6504854368932,143,0.33300000000000002]
["P00000641399",2012,"SLERES",4.7,4780,37506,7980,5.4566210045662103E-4,4.7000000000000002E-3,null,37506,7980,0.11609831924608957,1017.0212765957447,null,2.88,3861.4298323036182,914.21568627450984,0.10438467148655506,13451.826923715304,4611.6504854368932,null,null,null,null,null,null,null,null,null,null,null,null,null,null,null,null,86,4611.6504854368932,143,0.33300000000000002]
["P00000641409",2012,"SLERES",4.2300000000000004,3911,33755,7979.9054373522449,4.4646118721461186E-4,4.2300000000000003E-3,null,33755,7979.9054373522449,0.10554637995617301,924.5862884160756,null,2.88,3863.3703813321699,914.40972222222229,0.10438619599578502,13456.752528593999,4611.6504854368932,null,null,null,null,null,null,null,null,null,null,null,null,null,null,null,null,88,4611.6504854368932,143,0.33300000000000002]
["P00000641415",2012,"SLERES",3.22,3038,16744,5200,3.4680365296803649E-4,3.2200000000000002E-3,null,16744,5200,0.1077029978161604,943.47826086956513,null,2.915,3863.4273238258934,914.42307692307691,0.10438863521055303,13468,4611.6504854368932,null,null,null,null,null,null,null,null,null,null,null,null,null,null,null,null,89,4611.6504854368932,143,0.33300000000000002]
["P00000664496",2012,"SLERES",2.2799999999999998,2627,11544,5063.1578947368425,2.9988584474885844E-4,2.2799999999999999E-3,null,11544,5063.1578947368425,0.13152887927581511,1152.1929824561405,null,2.915,3864.298323036187,914.44444444444446,0.10439568183099385,13468,4611.6504854368932,null,null,null,null,null,null,null,null,null,null,null,null,null,null,null,null,92,4611.6504854368932,143,0.33300000000000002]
["P00000778152",2012,"SLERES",8.64,8671,42984,4975,9.8984018264840169E-4,8.6400000000000001E-3,null,42984,4975,0.11456483595467612,1003.5879629629629,null,2.915,3866.5998297753617,914.50617283950612,0.10440449010654489,13478,4611.6504854368932,null,null,null,null,null,null,null,null,null,null,null,null,null,null,null,null,93,4611.6504854368932,143,0.33300000000000002]
["P00000671797",2012,"SLERES",2.82,2842,24260,8602.8368794326252,3.2442922374429224E-4,2.82E-3,null,24260,8602.8368794326252,0.11504582402279867,1007.8014184397164,null,2.915,3867.0197116799059,914.58333333333326,0.10440521297414332,13491.231762744863,4611.6504854368932,null,null,null,null,null,null,null,null,null,null,null,null,null,null,null,null,94,4611.6504854368932,143,0.33300000000000002]
["P00000581557",2012,"SLERES",6.27,8360,31623,5043.5406698564593,9.54337899543379E-4,6.2699999999999995E-3,null,31623,5043.5406698564593,0.15220700152207003,1333.3333333333335,null,2.94,3867.0973656216947,914.58966565349544,0.10440521297414332,13500,4611.6504854368932,null,null,null,null,null,null,null,null,null,null,null,null,null,null,null,null,95,4611.6504854368932,143,0.33300000000000002]
["P00000518136",2012,"SLERES",8.25,7322,53625,6500,8.3584474885844756E-4,8.2500000000000004E-3,null,53625,6500,0.10131451501314515,887.5151515151515,null,2.94,3870.7819471251973,914.58966565349544,0.10440521297414332,13500,4611.6504854368932,null,null,null,null,null,null,null,null,null,null,null,null,null,null,null,null,96,4611.6504854368932,143,0.33300000000000002]
["P00000696913",2012,"SLERES",3.76,4100,27072,7200,4.6803652968036529E-4,3.7599999999999999E-3,null,27072,7200,0.12447780044690566,1090.4255319148938,null,2.94,3875.5571838554065,914.58966565349544,0.10440521297414332,13500,4611.6504854368932,null,null,null,null,null,null,null,null,null,null,null,null,null,null,null,null,98,4611.6504854368932,143,0.33300000000000002]
["P00000702829",2012,"SLERES",3.22,3219,15588,4840.9937888198756,3.6746575342465755E-4,3.2200000000000002E-3,null,15588,4840.9937888198756,0.11411979920020419,999.68944099378871,null,2.94,3880.847308031774,914.58966565349544,0.1044110318338175,13512.5,4611.6504854368932,null,null,null,null,null,null,null,null,null,null,null,null,null,null,null,null,99,4611.6504854368932,143,0.33300000000000002]
["P00000702830",2012,"SLERES",5.76,5496,30010,5210.0694444444443,6.2739726027397254E-4,5.7599999999999995E-3,null,30010,5210.0694444444443,0.10892313546423135,954.16666666666674,null,2.94,3883.4951456310682,914.6406388642414,0.10445578535828334,13519.417475728156,4611.6504854368932,null,null,null,null,null,null,null,null,null,null,null,null,null,null,null,null,103,4611.6504854368932,143,0.33300000000000002]
["P00000705241",2012,"SLERES",9.36,9753,40183.279999999999,4293.0854700854707,1.1133561643835617E-3,9.3600000000000003E-3,null,40183.279999999999,4293.0854700854707,0.11894830816063694,1041.9871794871794,null,2.94,3883.4951456310682,915.03267973856214,0.10448376458650432,13542.718446601943,4611.6504854368932,null,null,null,null,null,null,null,null,null,null,null,null,null,null,null,null,106,4611.6504854368932,143,0.33300000000000002]
["P00000706841",2012,"SLERES",3.22,3641,16100,5000,4.1563926940639268E-4,3.2200000000000002E-3,null,16100,5000,0.12908051844919027,1130.7453416149067,null,2.94,3883.4951456310682,915.27777777777783,0.10449010654490105,13556.31067961165,4611.6504854368932,null,null,null,null,null,null,null,null,null,null,null,null,null,null,null,null,107,4611.6504854368932,143,0.33300000000000002]
["P00000708837",2012,"SLERES",5.28,4894,28742.2,5443.598484848485,5.5867579908675804E-4,5.28E-3,null,28742.2,5443.598484848485,0.1058098104330981,926.89393939393938,null,2.94,3883.4951456310682,915.33333333333337,0.10449702504497024,13558.252427184467,4611.6504854368932,null,null,null,null,null,null,null,null,null,null,null,null,null,null,null,null,108,4611.6504854368932,143,0.33300000000000002]
["P00000710712",2012,"SLERES",3.29,3193,15298,4649.8480243161093,3.6449771689497717E-4,3.29E-3,null,15298,4649.8480243161093,0.11078957960333653,970.516717325228,null,2.94,3884.2105263157896,915.39393939393938,0.10450279046169458,13561.175352022326,4611.6504854368932,null,null,null,null,null,null,null,null,null,null,null,null,null,null,null,null,109,4611.6504854368932,143,0.33300000000000002]
["P00000711852",2012,"SLERES",4.8,4423,25008,5210,5.0490867579908671E-4,4.7999999999999996E-3,null,25008,5210,0.10518930745814307,921.45833333333337,null,2.94,3887.4505573534702,915.44444444444446,0.10452469904524699,13570,4611.6504854368932,null,null,null,null,null,null,null,null,null,null,null,null,null,null,null,null,110,4611.6504854368932,143,0.33300000000000002]
["P00000715325",2012,"SLERES",3.43,3736,14970,4364.4314868804659,4.2648401826484019E-4,3.4300000000000003E-3,null,14970,4364.4314868804659,0.12433936392560938,1089.2128279883382,null,2.94,3888.8888888888887,915.63636363636363,0.10452469904524699,13577,4611.6504854368932,null,null,null,null,null,null,null,null,null,null,null,null,null,null,null,null,111,4611.6504854368932,143,0.33300000000000002]
["P00000733357",2012,"SLERES",2.88,3166,15005,5210.0694444444443,3.6141552511415525E-4,2.8799999999999997E-3,null,15005,5210.0694444444443,0.12549150177574836,1099.3055555555557,null,2.94,3889.3203883495148,915.63636363636363,0.10452582859627869,13594.669465197452,4611.6504854368932,null,null,null,null,null,null,null,null,null,null,null,null,null,null,null,null,114,4611.6504854368932,143,0.33300000000000002]
["P00000733362",2012,"SLERES",3.29,3056,14969.5,4550,3.4885844748858445E-4,3.29E-3,null,14969.5,4550,0.10603600227616548,928.87537993920967,null,2.94,3891.0412492936766,915.64625850340144,0.10452700521193671,13616.504854368932,4611.6504854368932,null,null,null,null,null,null,null,null,null,null,null,null,null,null,null,null,119,4611.6504854368932,143,0.33300000000000002]
["P00000734405",2012,"SLERES",2.35,2204,13512.5,5750,2.5159817351598176E-4,2.3500000000000001E-3,null,13512.5,5750,0.10706305255999223,937.87234042553189,null,2.94,3891.2278541688352,915.6565656565657,0.10453190698324079,13616.504854368932,4611.6504854368932,null,null,null,null,null,null,null,null,null,null,null,null,null,null,null,null,121,4611.6504854368932,143,0.33300000000000002]
["P00000735800",2012,"SLERES",3.29,3211,14969.5,4550,3.6655251141552513E-4,3.29E-3,null,14969.5,4550,0.11141413720836631,975.98784194528878,null,2.94,3891.2278541688356,915.69950517318932,0.10456135237540078,13616.504854368932,4611.6504854368932,null,null,null,null,null,null,null,null,null,null,null,null,null,null,null,null,124,4611.6504854368932,143,0.33300000000000002]
["P00000673322",2012,"SLERES",3.5,3741,21000,6000,4.2705479452054794E-4,3.5000000000000001E-3,null,21000,6000,0.12201565557729942,1068.8571428571429,null,2.94,3893.1980961203139,915.95744680851067,0.10456135237540078,13634.95145631068,4611.6504854368932,null,null,null,null,null,null,null,null,null,null,null,null,null,null,null,null,126,4611.6504854368932,143,0.33300000000000002]
["P00000673333",2012,"SLERES",9.18,8380,64260,7000,9.5662100456620999E-4,9.1799999999999989E-3,null,64260,7000,0.10420708110743029,912.85403050108937,null,2.94,3893.4848698814449,915.95744680851067,0.10456303906646372,13675.449385208045,4611.6504854368932,null,null,null,null,null,null,null,null,null,null,null,null,null,null,null,null,127,4611.6504854368932,143,0.33300000000000002]
["P00000677760",2012,"SLERES",9.5549999999999997,9595,52820,5527.9958137100994,1.0953196347031964E-3,9.5549999999999993E-3,null,52820,5527.9958137100994,0.11463313811650407,1004.1862899005756,null,2.94,3900.9158968909064,915.97222222222229,0.10460095294818346,13679.611650485436,4611.6504854368932,null,null,null,null,null,null,null,null,null,null,null,null,null,null,null,null,128,4611.6504854368932,143,0.33300000000000002]
["P00000677777",2012,"SLERES",3.0550000000000002,2893,24379,7980.0327332242223,3.302511415525114E-4,3.055E-3,null,24379,7980.0327332242223,0.10810184666203318,946.97217675941079,null,2.94,3900.9158968909064,916.304347826087,0.10462207325366754,13686.407766990291,4611.6504854368932,null,null,null,null,null,null,null,null,null,null,null,null,null,null,null,null,132,4611.6504854368932,143,0.33300000000000002]
["P00000682652",2012,"SLERES",3,2907,17100,5700,3.3184931506849316E-4,3.0000000000000001E-3,null,17100,5700,0.11061643835616437,969,null,2.94,3901.079063926225,916.48936170212767,0.10463470319634702,13689.320388349515,4611.6504854368932,null,null,null,null,null,null,null,null,null,null,null,null,null,null,null,null,136,4611.6504854368932,143,0.33300000000000002]
["P00000687095",2012,"SLERES",3.29,4664,15956,4849.8480243161093,5.3242009132420083E-4,3.29E-3,null,15956,4849.8480243161093,0.16182981499215832,1417.6291793313069,null,2.94,3901.822551455085,916.6,0.10464231354642313,13697.122046674302,4611.6504854368932,null,null,null,null,null,null,null,null,null,null,null,null,null,null,null,null,137,4611.6504854368932,143,0.33300000000000002]
["P00000687110",2012,"SLERES",2.88,3434,16604,5765.2777777777783,3.9200913242009135E-4,2.8799999999999997E-3,null,16604,5765.2777777777783,0.13611428209030949,1192.3611111111111,null,2.94,3902.5562463417209,916.66666666666663,0.10464231354642313,13737.492304260084,4611.6504854368932,null,null,null,null,null,null,null,null,null,null,null,null,null,null,null,null,149,4611.6504854368932,143,0.33300000000000002]
["P00000690876",2012,"SLERES",2.35,2174,15862,6749.7872340425529,2.4817351598173517E-4,2.3500000000000001E-3,null,15862,6749.7872340425529,0.10560575148158942,925.10638297872333,null,2.94,3903.4074074074074,916.66666666666663,0.10464231354642313,13740,4611.6504854368932,null,null,null,null,null,null,null,null,null,null,null,null,null,null,null,null,150,4611.6504854368932,143,0.33300000000000002]
["P00000692121",2012,"SLERES",3.76,4148,29270,7784.5744680851067,4.7351598173515978E-4,3.7599999999999999E-3,null,29270,7784.5744680851067,0.12593510152530846,1103.1914893617022,null,2.94,3905.3010109651063,916.66666666666663,0.10465753424657535,13742.437611558293,4611.6504854368932,null,null,null,null,null,null,null,null,null,null,null,null,null,null,null,null,156,4611.6504854368932,143,0.33300000000000002]
["P00000695275",2012,"SLERES",3.29,3549,17108,5200,4.0513698630136985E-4,3.29E-3,null,17108,5200,0.12314194112503643,1078.7234042553191,null,2.94,3905.8109079504788,916.8,0.10468279413193432,13744.407853509771,4611.6504854368932,null,null,null,null,null,null,null,null,null,null,null,null,null,null,null,null,157,4611.6504854368932,143,0.33300000000000002]
["P00000695277",2012,"SLERES",3.06,2995,14734,4815.0326797385624,3.4189497716894979E-4,3.0600000000000002E-3,null,14734,4815.0326797385624,0.11173038469573522,978.75816993464048,null,2.94,3906.0046688049201,917.02127659574467,0.10468279413193432,13757.214426194378,4611.6504854368932,null,null,null,null,null,null,null,null,null,null,null,null,null,null,null,null,158,4611.6504854368932,143,0.33300000000000002]
["P00000695282",2012,"SLERES",4.5599999999999996,4784,23758,5210.0877192982462,5.4611872146118718E-4,4.5599999999999998E-3,null,23758,5210.0877192982462,0.11976287751341826,1049.1228070175439,null,2.94,3908.0262191405504,917.02127659574467,0.10469185312292134,13792.25,4611.6504854368932,null,null,null,null,null,null,null,null,null,null,null,null,null,null,null,null,162,4611.6504854368932,143,0.33300000000000002]
["P00000695757",2012,"SLERES",5,5172,22500,4500,5.9041095890410952E-4,5.0000000000000001E-3,null,22500,4500,0.11808219178082191,1034.4000000000001,null,2.9430000000000001,3910.4022191400832,917.10063335679092,0.10470425825634491,13800,4611.6504854368932,null,null,null,null,null,null,null,null,null,null,null,null,null,null,null,null,163,4611.6504854368932,143,0.33300000000000002]
["P00000696886",2012,"SLERES",3.29,3179,16450,5000,3.6289954337899541E-4,3.29E-3,null,16450,5000,0.11030381257720226,966.26139817629178,null,2.96,3910.5619299794062,917.20930232558146,0.10473185639925525,13801.544870102631,4611.6504854368932,null,null,null,null,null,null,null,null,null,null,null,null,null,null,null,null,166,4611.6504854368932,143,0.33300000000000002]
["P00000603857",2012,"SLERES",3.42,3874,25950,7587.7192982456145,4.4223744292237445E-4,3.4199999999999999E-3,null,25950,7587.7192982456145,0.12930919383695158,1132.7485380116959,null,2.96,3914.6941792984658,917.45106205747595,0.10485005553498704,13823.300970873786,4611.6504854368932,null,null,null,null,null,null,null,null,null,null,null,null,null,null,null,null,167,4611.6504854368932,143,0.33300000000000002]
["P00000612921",2012,"SLERES",8.16,9676,43740,5360.2941176470586,1.104566210045662E-3,8.1600000000000006E-3,null,43740,5360.2941176470586,0.13536350613304682,1185.7843137254902,null,2.96,3915.7857132506469,918.48648648648646,0.10486354465328661,13834.95145631068,4611.6504854368932,null,null,null,null,null,null,null,null,null,null,null,null,null,null,null,null,168,4611.6504854368932,143,0.33300000000000002]
["P00000615400",2012,"SLERES",4.7,4726,37506,7980,5.3949771689497719E-4,4.7000000000000002E-3,null,37506,7980,0.11478674827552705,1005.531914893617,null,2.96,3917.2975423514054,918.60465116279079,0.10487132871075032,13834.95145631068,4611.6504854368932,null,null,null,null,null,null,null,null,null,null,null,null,null,null,null,null,169,4611.6504854368932,143,0.33300000000000002]
["P00000641324",2012,"SLERES",2.5499999999999998,2830,14025,5500,3.2305936073059361E-4,2.5499999999999997E-3,null,14025,5500,0.12668994538454653,1109.8039215686276,null,2.96,3920.588235294118,918.67283950617275,0.10490779087465929,13834.95145631068,4611.6504854368932,null,null,null,null,null,null,null,null,null,null,null,null,null,null,null,null,170,4611.6504854368932,143,0.33300000000000002]
["P00000641336",2012,"SLERES",5.28,6090,29991,5680.113636363636,6.9520547945205484E-4,5.28E-3,null,29991,5680.113636363636,0.13166770444167705,1153.4090909090908,null,2.97,3922.6536590510059,918.99224806201551,0.10491411176342684,13834.95145631068,4611.6504854368932,null,null,null,null,null,null,null,null,null,null,null,null,null,null,null,null,172,4611.6504854368932,143,0.33300000000000002]
["P00000641354",2012,"SLERES",2.35,2555,11750,5000,2.9166666666666669E-4,2.3500000000000001E-3,null,11750,5000,0.12411347517730496,1087.2340425531916,null,2.97,3923.117988319359,919.04761904761904,0.10496902049413463,13834.95145631068,4611.6504854368932,null,null,null,null,null,null,null,null,null,null,null,null,null,null,null,null,173,4611.6504854368932,143,0.33300000000000002]
["P00000641371",2012,"SLERES",6.11,5553,48758,7980.0327332242223,6.339041095890411E-4,6.11E-3,null,48758,7980.0327332242223,0.1037486267739838,908.83797054009813,null,2.97,3923.2127096204763,919.52861952861952,0.10496902049413463,13834.95145631068,4611.6504854368932,null,null,null,null,null,null,null,null,null,null,null,null,null,null,null,null,175,4611.6504854368932,143,0.33300000000000002]
["P00000664519",2012,"SLERES",5.64,5488,39480,7000,6.2648401826484023E-4,5.64E-3,null,39480,7000,0.11107872664270217,973.04964539007096,null,2.97,3923.5069137981759,919.52861952861952,0.10497395724240012,13834.95145631068,4611.6504854368932,null,null,null,null,null,null,null,null,null,null,null,null,null,null,null,null,178,4611.6504854368932,143,0.33300000000000002]
["P00000664554",2012,"SLERES",4.7,4660,37506,7980,5.3196347031963479E-4,4.7000000000000002E-3,null,37506,7980,0.11318371708928399,991.48936170212767,null,2.97,3924.463077375699,919.57186544342505,0.10497965175901637,13834.95145631068,4611.6504854368932,null,null,null,null,null,null,null,null,null,null,null,null,null,null,null,null,179,4611.6504854368932,143,0.33300000000000002]
["P00000667773",2012,"SLERES",3.22,3025,26627,8269.2546583850926,3.4531963470319632E-4,3.2200000000000002E-3,null,26627,8269.2546583850926,0.10724212257863239,939.44099378881981,null,2.97,3927.0598225735962,919.62174940898331,0.10498055132758329,13834.95145631068,4611.6504854368932,null,null,null,null,null,null,null,null,null,null,null,null,null,null,null,null,180,4611.6504854368932,143,0.33300000000000002]
["P00000668726",2012,"SLERES",10.24,11075,55500,5419.921875,1.264269406392694E-3,1.0240000000000001E-2,null,55500,5419.921875,0.12346380921803653,1081.54296875,null,2.97,3929.7272306981044,919.62962962962956,0.10498206131767776,13834.95145631068,4611.6504854368932,null,null,null,null,null,null,null,null,null,null,null,null,null,null,null,null,185,4611.6504854368932,143,0.33300000000000002]
["P00000737528",2012,"SLERES",3.25,2869,14787,4549.8461538461543,3.2751141552511416E-4,3.2499999999999999E-3,null,14787,4549.8461538461543,0.10077274323849666,882.76923076923072,null,2.97,3932.0388349514565,919.64285714285711,0.10500588778475275,13834.95145631068,4611.6504854368932,null,null,null,null,null,null,null,null,null,null,null,null,null,null,null,null,187,4611.6504854368932,143,0.33300000000000002]
["P00000738567",2012,"SLERES",3.25,3285,14787,4549.8461538461543,3.7500000000000001E-4,3.2499999999999999E-3,null,14787,4549.8461538461543,0.11538461538461539,1010.7692307692307,null,2.97,3934.4360541771548,919.753086419753,0.105017653941333,13834.95145631068,4611.6504854368932,null,null,null,null,null,null,null,null,null,null,null,null,null,null,null,null,188,4611.6504854368932,143,0.33300000000000002]
["P00000746539",2012,"SLERES",3.33,3044,14742,4427.0270270270266,3.4748858447488583E-4,3.3300000000000001E-3,null,14742,4427.0270270270266,0.10435092626873449,914.11411411411405,null,2.97,3939.8758035880423,919.85157699443414,0.1050228310502283,13834.95145631068,4611.6504854368932,null,null,null,null,null,null,null,null,null,null,null,null,null,null,null,null,195,4611.6504854368932,143,0.33300000000000002]
["P00000747954",2012,"SLERES",12.5,16570,41000,3280,1.8915525114155251E-3,1.2500000000000001E-2,null,41000,3280,0.151324200913242,1325.6,null,2.97,3940.4839029557829,919.95464852607711,0.1050228310502283,13834.95145631068,4611.6504854368932,null,null,null,null,null,null,null,null,null,null,null,null,null,null,null,null,197,4611.6504854368932,143,0.33300000000000002]
["P00000751887",2012,"SLERES",3.12,4186,14664,4700,4.7785388127853884E-4,3.1199999999999999E-3,null,14664,4700,0.15315829528158295,1341.6666666666665,null,2.97,3944.6242358863719,920,0.10502283105022832,13834.95145631068,4611.6504854368932,null,null,null,null,null,null,null,null,null,null,null,null,null,null,null,null,198,4611.6504854368932,143,0.33300000000000002]
["P00000752588",2012,"SLERES",4.32,4978,21169,4900.2314814814808,5.6826484018264846E-4,4.3200000000000001E-3,null,21169,4900.2314814814808,0.13154278707931677,1152.3148148148148,null,2.99,3947.5490196078431,920,0.10502283105022832,13834.95145631068,4611.6504854368932,null,null,null,null,null,null,null,null,null,null,null,null,null,null,null,null,199,4611.6504854368932,143,0.33300000000000002]
["P00000752896",2012,"SLERES",1.88,2050,14453,7687.7659574468089,2.3401826484018264E-4,1.8799999999999999E-3,null,14453,7687.7659574468089,0.12447780044690566,1090.4255319148938,null,2.99,3950,920,0.10503059671357126,13834.95145631068,4611.6504854368932,null,null,null,null,null,null,null,null,null,null,null,null,null,null,null,null,202,4611.6504854368932,143,0.33300000000000002]
["P00000754938",2012,"SLERES",24.99,23989,124950,5000,2.738470319634703E-3,2.4989999999999998E-2,null,124950,5000,0.10958264584372562,959.94397759103651,null,2.99,3951.5250544662313,920,0.10503059671357126,13834.95145631068,4611.6504854368932,null,null,null,null,null,null,null,null,null,null,null,null,null,null,null,null,204,4611.6504854368932,143,0.33300000000000002]
["P00000759641",2012,"SLERES",5.76,5336,28656,4975,6.0913242009132422E-4,5.7599999999999995E-3,null,28656,4975,0.10575215626585489,926.38888888888891,null,2.99,3951.5823981843396,920.06802721088434,0.10504109589041097,13834.95145631068,4611.6504854368932,null,null,null,null,null,null,null,null,null,null,null,null,null,null,null,null,206,4611.6504854368932,143,0.33300000000000002]
["P00000761245",2012,"SLERES",3.5,3403,17109,4888.2857142857147,3.8847031963470317E-4,3.5000000000000001E-3,null,17109,4888.2857142857147,0.11099151989562948,972.28571428571433,null,2.99,3952.1427870942434,920.06802721088434,0.10504358655043587,13834.95145631068,4611.6504854368932,null,null,null,null,null,null,null,null,null,null,null,null,null,null,null,null,209,4611.6504854368932,143,0.33300000000000002]
["P00000762534",2012,"SLERES",1.2749999999999999,1393,8160,6400,1.5901826484018264E-4,1.2749999999999999E-3,null,8160,6400,0.12472020771779031,1092.5490196078433,null,2.99,3953.2215357458076,920.16,0.10505136986301369,13834.95145631068,4611.6504854368932,null,null,null,null,null,null,null,null,null,null,null,null,null,null,null,null,210,4611.6504854368932,143,0.33300000000000002]
["P00000765532",2012,"SLERES",2.6,2517,11050,4250,2.8732876712328769E-4,2.5999999999999999E-3,null,11050,4250,0.11051106427818758,968.07692307692309,null,2.99,3961.1650485436894,920.18181818181813,0.10505327245053273,13834.95145631068,4611.6504854368932,null,null,null,null,null,null,null,null,null,null,null,null,null,null,null,null,211,4611.6504854368932,143,0.33300000000000002]
["P00000767342",2012,"SLERES",2.99,3058,12440,4160.5351170568556,3.4908675799086758E-4,2.99E-3,null,12440,4160.5351170568556,0.11675142407721323,1022.7424749163879,null,2.99,3970.037532227951,920.25,0.10505544683626876,13834.95145631068,4611.6504854368932,null,null,null,null,null,null,null,null,null,null,null,null,null,null,null,null,212,4611.6504854368932,143,0.33300000000000002]
["P00000767551",2012,"SLERES",5.0999999999999996,6136,20655,4050.0000000000005,7.0045662100456615E-4,5.0999999999999995E-3,null,20655,4050.0000000000005,0.1373444354910914,1203.1372549019609,null,3,3972.9332156516621,920.26666666666665,0.10505544683626876,13834.95145631068,4611.6504854368932,null,null,null,null,null,null,null,null,null,null,null,null,null,null,null,null,220,4611.6504854368932,143,0.33300000000000002]
["P00000768930",2012,"SLERES",2.88,3879,16707,5801.041666666667,4.428082191780822E-4,2.8799999999999997E-3,null,16707,5801.041666666667,0.15375285388127855,1346.875,null,3,3980,920.28571428571433,0.10505795574288725,13846.601941747573,4611.6504854368932,null,null,null,null,null,null,null,null,null,null,null,null,null,null,null,null,221,4611.6504854368932,143,0.33300000000000002]
["P00000769128",2012,"SLERES",3.08,3527,13205,{"$f":"IFERROR(F322/D322,\"\")","v":4287.3376623376626},4.0262557077625573E-4,3.0800000000000003E-3,null,{"$f":"F322*VLOOKUP(B322,$AA$12:$AB$14,2,FALSE)","v":13205},4287.3376623376626,{"$f":"(E322/8760)/D322","v":0.13072258791436875},{"$f":"E322/D322","v":1145.1298701298701},null,3,3980.5825242718442,920.28571428571433,0.10506088280060882,13865,4611.6504854368932,null,null,null,null,null,null,null,null,null,null,null,null,null,null,null,null,222,4611.6504854368932,143,0.33300000000000002]
["P00000778137",2012,"SLERES",3.25,3150,15275,4700,{"$f":"E323/8760/1000","v":3.5958904109589042E-4},{"$f":"D323/1000","v":3.2499999999999999E-3},null,15275,{"$f":"IFERROR(K323/D323,\"\")","v":4700},0.11064278187565858,969.23076923076928,null,3,3982.3697874057202,920.30769230769226,0.10506942503028609,13869,4611.6504854368932,null,null,null,null,null,null,null,null,null,null,null,null,null,null,null,null,223,4611.6504854368932,143,0.33300000000000002]
["P00000778173",2012,"SLERES",4.08,4819,20298,4975,5.5011415525114157E-4,4.0800000000000003E-3,null,20298,4975,0.13483190079684843,1181.127450980392,null,3,3983.3893291003878,920.33333333333337,0.1050875999870462,13875.42894328305,4611.6504854368932,null,null,null,null,null,null,null,null,null,null,null,null,null,null,null,null,224,4611.6504854368932,143,0.33300000000000002]
["P00000778179",2012,"SLERES",3,3422,13800,4600,3.9063926940639273E-4,3.0000000000000001E-3,null,13800,4600,0.13021308980213089,1140.6666666666667,null,3,3990,920.40816326530614,0.1051024164105013,13890.205757919135,4611.6504854368932,null,null,null,null,null,null,null,null,null,null,null,null,null,null,null,null,226,4611.6504854368932,143,0.33300000000000002]
["P00000806909",2012,"SLERES",3.06,3502,12553,4102.2875816993464,3.9977168949771689E-4,3.0600000000000002E-3,null,12553,4102.2875816993464,0.13064434297311009,1144.4444444444443,null,3,3990.4538075222517,920.5673758865247,0.1051123645805354,13896.11650485437,4611.6504854368932,null,null,null,null,null,null,null,null,null,null,null,null,null,null,null,null,238,4611.6504854368932,143,0.33300000000000002]
["P00000806924",2012,"SLERES",3,4210,13500,4500,4.8059360730593609E-4,3.0000000000000001E-3,null,13500,4500,0.1601978691019787,1403.3333333333333,null,3,3994.5912741220181,920.69716775599136,0.10511251111659155,13902.027209628002,4611.6504854368932,null,null,null,null,null,null,null,null,null,null,null,null,null,null,null,null,239,4611.6504854368932,143,0.33300000000000002]
["P00000818959",2012,"SLERES",4.8,6255,23712,4940,7.1404109589041096E-4,4.7999999999999996E-3,null,23712,4940,0.14875856164383564,1303.125,null,3,3996.9834883290459,920.78431372549016,0.10511463422422328,13923,4611.6504854368932,null,null,null,null,null,null,null,null,null,null,null,null,null,null,null,null,242,4611.6504854368932,143,0.33300000000000002]
["P00000736606",2012,"SLERES",4.4649999999999999,4514,21835,4890.257558790594,5.1529680365296801E-4,4.4650000000000002E-3,null,21835,4890.257558790594,0.1154080187352672,1010.9742441209406,null,3,3998.886804893832,920.78559738134197,0.10511662808197859,13923,4611.6504854368932,null,null,null,null,null,null,null,null,null,null,null,null,null,null,null,null,243,4611.6504854368932,143,0.33300000000000002]
["P00000813699",2012,"SLERES",4,4091,16644.5,4161.125,4.6700913242009133E-4,4.0000000000000001E-3,null,16644.5,4161.125,0.11675228310502284,1022.75,null,3,3999.9999999999995,920.80419580419584,0.10512289793704213,13923,4611.6504854368932,null,null,null,null,null,null,null,null,null,null,null,null,null,null,null,null,245,4611.6504854368932,143,0.33300000000000002]
["P00000746550",2012,"SLERES",3.52,3749,17512,4975,4.2796803652968036E-4,3.5200000000000001E-3,null,17512,4975,0.12158182855956828,1065.0568181818182,null,3,4000,920.82166199813253,0.10517503805175038,13963.106796116504,4611.6504854368932,null,null,null,null,null,null,null,null,null,null,null,null,null,null,null,null,246,4611.6504854368932,143,0.33300000000000002]
["P00000746552",2012,"SLERES",6.48,5926,32238,4975,6.7648401826484014E-4,6.4800000000000005E-3,null,32238,4975,0.10439568183099385,914.50617283950612,null,3,4000,920.87658592848902,0.10518930745814307,13963.106796116504,4611.6504854368932,null,null,null,null,null,null,null,null,null,null,null,null,null,null,null,null,248,4611.6504854368932,143,0.33300000000000002]
["P00000748683",2012,"SLERES",2.2949999999999999,2153,12393,5400,2.4577625570776259E-4,2.2949999999999997E-3,null,12393,5400,0.10709205041732574,938.12636165577339,null,3,4000.0296903298599,921.33333333333337,0.10519406392694064,13995,4611.6504854368932,null,null,null,null,null,null,null,null,null,null,null,null,null,null,null,null,249,4611.6504854368932,143,0.33300000000000002]
["P00000739175",2012,"SLERES",3.84,3947,19104,4975,4.5057077625570773E-4,3.8399999999999997E-3,null,19104,4975,0.1173361396499239,1027.8645833333335,null,3,4001.3239187996464,921.45833333333337,0.10519406392694064,14000.04,4611.6504854368932,null,null,null,null,null,null,null,null,null,null,null,null,null,null,null,null,252,4611.6504854368932,143,0.33300000000000002]
["P00000707652",2012,"SLERES",4.32,4470,21568.97,4992.8171296296296,5.1027397260273977E-4,4.3200000000000001E-3,null,21568.97,4992.8171296296296,0.11811897513952309,1034.7222222222222,null,3,4002.24,921.5,0.10519723490613901,14017.475728155339,4611.6504854368932,null,null,null,null,null,null,null,null,null,null,null,null,null,null,null,null,254,4611.6504854368932,143,0.33300000000000002]
["P00000709598",2012,"SLERES",3.06,3816,16674,5449.0196078431372,4.3561643835616435E-4,3.0600000000000002E-3,null,16674,5449.0196078431372,0.14235831318828901,1247.0588235294117,null,3,4008.876811594203,921.5,0.10525385953468146,14025,4611.6504854368932,null,null,null,null,null,null,null,null,null,null,null,null,null,null,null,null,260,4611.6504854368932,143,0.33300000000000002]
["P00000778177",2012,"SLERES",3.36,4355,15755,4688.9880952380954,4.9714611872146122E-4,3.3599999999999997E-3,null,15755,4688.9880952380954,0.14796015438138727,1296.1309523809525,null,3,4012.9449838187697,921.52777777777771,0.10529680365296804,14033.009708737864,4611.6504854368932,null,null,null,null,null,null,null,null,null,null,null,null,null,null,null,null,261,4611.6504854368932,143,0.33300000000000002]
["P00000806882",2012,"SLERES",3.9550000000000001,4014,13869,3506.700379266751,4.5821917808219173E-4,3.9550000000000002E-3,null,13869,3506.700379266751,0.11585819926224823,1014.9178255372946,null,3,4016.8978989774623,922.02380952380952,0.10530382859149981,14034.95145631068,4611.6504854368932,null,null,null,null,null,null,null,null,null,null,null,null,null,null,null,null,262,4611.6504854368932,143,0.33300000000000002]
["P00000755159",2012,"SLERES",3.22,2943,15134,4700,3.3595890410958909E-4,3.2200000000000002E-3,null,15134,4700,0.10433506338807114,913.97515527950304,null,3,4019.2935810148988,922.4,0.10532724505327246,14037.973904279977,4611.6504854368932,null,null,null,null,null,null,null,null,null,null,null,null,null,null,null,null,263,4611.6504854368932,143,0.33300000000000002]
["P00000755162",2012,"SLERES",2.59,3597,11396,4400,4.106164383561644E-4,2.5899999999999999E-3,null,11396,4400,0.15853916538848048,1388.8030888030889,null,3,4019.3329293897164,922.46153846153845,0.10533452870992516,14037.973904279977,4611.6504854368932,null,null,null,null,null,null,null,null,null,null,null,null,null,null,null,null,268,4611.6504854368932,143,0.33300000000000002]
["P00000756329",2012,"SLERES",6.5,5693,26000,4000,6.4988584474885843E-4,6.4999999999999997E-3,null,26000,4000,9.9982437653670528E-2,875.84615384615381,null,3,4023.8557558945909,922.66666666666663,0.10533895328415875,14037.973904279977,4611.6504854368932,null,null,null,null,null,null,null,null,null,null,null,null,null,null,null,null,273,4611.6504854368932,143,0.33300000000000002]
["P00000756874",2012,"SLERES",2.6,2985,14176,5452.3076923076924,3.4075342465753424E-4,2.5999999999999999E-3,null,14176,5452.3076923076924,0.131059009483667,1148.0769230769231,null,3,4024.8952493083166,922.73047149894433,0.10534246575342465,14037.973904279977,4611.6504854368932,null,null,null,null,null,null,null,null,null,null,null,null,null,null,null,null,274,4611.6504854368932,143,0.33300000000000002]
["P00000758015",2012,"SLERES",4.5,4115,16901,3755.7777777777778,4.6974885844748858E-4,4.4999999999999997E-3,null,16901,3755.7777777777778,0.10438863521055303,914.44444444444446,null,3,4026.4447526583449,922.76923076923072,0.10537407797681771,14037.973904279977,4611.6504854368932,null,null,null,null,null,null,null,null,null,null,null,null,null,null,null,null,275,4611.6504854368932,143,0.33300000000000002]
["P00000759640",2012,"SLERES",3.84,4459,19104,4975,5.0901826484018263E-4,3.8399999999999997E-3,null,19104,4975,0.1325568398021309,1161.1979166666667,null,3,4026.9196822594881,922.8,0.10548790799932352,14037.973904279977,4611.6504854368932,null,null,null,null,null,null,null,null,null,null,null,null,null,null,null,null,278,4611.6504854368932,143,0.33300000000000002]
["P00000760945",2012,"SLERES",5.28,5174,26268,4975,5.9063926940639271E-4,5.28E-3,null,26268,4975,0.11186349799363497,979.92424242424238,null,3,4027.2241146560673,923.07692307692298,0.10549709924337679,14037.973904279977,4611.6504854368932,null,null,null,null,null,null,null,null,null,null,null,null,null,null,null,null,282,4611.6504854368932,143,0.33300000000000002]
["P00000762532",2012,"SLERES",1.2749999999999999,1393,8160,6400,1.5901826484018264E-4,1.2749999999999999E-3,null,8160,6400,0.12472020771779031,1092.5490196078433,null,3,4029.02444485152,924.07407407407402,0.10550712605507125,14037.973904279977,4611.6504854368932,null,null,null,null,null,null,null,null,null,null,null,null,null,null,null,null,286,4611.6504854368932,143,0.33300000000000002]
["P00000762538",2012,"SLERES",3.06,4414,15912,5200,5.0388127853881286E-4,3.0600000000000002E-3,null,15912,5200,0.1646670844898081,1442.4836601307188,null,3,4029.5236834552647,924.15458937198071,0.10551139673412631,14037.973904279977,4611.6504854368932,null,null,null,null,null,null,null,null,null,null,null,null,null,null,null,null,289,4611.6504854368932,143,0.33300000000000002]
["P00000764809",2012,"SLERES",3.08,2893,15323,4975,3.302511415525114E-4,3.0800000000000003E-3,null,15323,4975,0.10722439660795824,939.28571428571422,null,3,4037.3587690910126,924.24242424242425,0.10554468362687541,14037.973904279977,4611.6504854368932,null,null,null,null,null,null,null,null,null,null,null,null,null,null,null,null,291,4611.6504854368932,143,0.33300000000000002]
["P00000767338",2012,"SLERES",7.05,8272,26590,3771.6312056737588,9.4429223744292232E-4,7.0499999999999998E-3,null,26590,3771.6312056737588,0.13394216133942161,1173.3333333333333,null,3,4038.9960005296771,924.27983539094646,0.10554637995617301,14073,4611.6504854368932,null,null,null,null,null,null,null,null,null,null,null,null,null,null,null,null,292,4611.6504854368932,143,0.33300000000000002]
["P00000767543",2012,"SLERES",3.22,3584,13226.16,4107.5031055900618,4.0913242009132423E-4,3.2200000000000002E-3,null,13226.16,4107.5031055900618,0.12705975779233672,1113.0434782608695,null,3,4038.9960005296771,924.57142857142856,0.1055565439127083,14076,4611.6504854368932,null,null,null,null,null,null,null,null,null,null,null,null,null,null,null,null,293,4611.6504854368932,143,0.33300000000000002]
["P00000769135",2012,"SLERES",3.1850000000000001,3281,14970.69,4700.3736263736264,3.745433789954338E-4,3.1849999999999999E-3,null,14970.69,4700.3736263736264,0.11759603736120369,1030.1412872841445,null,3,4038.9960005296775,924.5862884160756,0.10556125037534039,14083.495145631068,4611.6504854368932,null,null,null,null,null,null,null,null,null,null,null,null,null,null,null,null,294,4611.6504854368932,143,0.33300000000000002]
["P00000778141",2012,"SLERES",3.3149999999999999,3120,14259,4301.3574660633485,3.5616438356164383E-4,3.3149999999999998E-3,null,14259,4301.3574660633485,0.10744023636852,941.17647058823536,null,3,4038.9960005296775,924.67532467532476,0.10556125037534039,14097.087378640777,4611.6504854368932,null,null,null,null,null,null,null,null,null,null,null,null,null,null,null,null,295,4611.6504854368932,143,0.33300000000000002]
["P00000710691",2012,"SLERES",15.12,14878,80892,5350,1.6984018264840182E-3,1.512E-2,null,80892,5350,0.11232816312724989,983.99470899470907,null,3,4038.9960005296775,924.71655328798181,0.1055712063539852,14097.087378640777,4611.6504854368932,null,null,null,null,null,null,null,null,null,null,null,null,null,null,null,null,297,4611.6504854368932,143,0.33300000000000002]
["P00000710708",2012,"SLERES",3.29,3433,15792,4800,3.9189497716894976E-4,3.29E-3,null,15792,4800,0.1191170143370668,1043.4650455927051,null,3,4039.1199151178207,924.71655328798181,0.1055849328947551,14100,4611.6504854368932,null,null,null,null,null,null,null,null,null,null,null,null,null,null,null,null,301,4611.6504854368932,143,0.33300000000000002]
["P00000710711",2012,"SLERES",3.22,3337,17965,5579.1925465838503,3.8093607305936071E-4,3.2200000000000002E-3,null,17965,5579.1925465838503,0.11830312827930456,1036.3354037267079,null,3,4041.1375678682402,924.80376766091047,0.10559360730593607,14100,4611.6504854368932,null,null,null,null,null,null,null,null,null,null,null,null,null,null,null,null,302,4611.6504854368932,143,0.33300000000000002]
["P00000737529",2012,"SLERES",3.25,3672,14787,4549.8461538461543,4.1917808219178081E-4,3.2499999999999999E-3,null,14787,4549.8461538461543,0.12897787144362488,1129.8461538461538,null,3,4044.1306266548986,924.92401215805467,0.10559360730593607,14100,4611.6504854368932,null,null,null,null,null,null,null,null,null,null,null,null,null,null,null,null,307,4611.6504854368932,143,0.33300000000000002]
["P00000737532",2012,"SLERES",2.94,2651,14113,4800.3401360544221,3.0262557077625568E-4,2.9399999999999999E-3,null,14113,4800.3401360544221,0.10293386761097133,901.70068027210891,null,3,4046.38440784772,925,0.10559360730593607,14100,4611.6504854368932,null,null,null,null,null,null,null,null,null,null,null,null,null,null,null,null,308,4611.6504854368932,143,0.33300000000000002]
["P00000738563",2012,"SLERES",3.29,3249,14969.5,4550,3.7089041095890414E-4,3.29E-3,null,14969.5,4550,0.1127326477078736,987.53799392097267,null,3,4050.0000000000005,925,0.10559360730593609,14111.650485436894,4611.6504854368932,null,null,null,null,null,null,null,null,null,null,null,null,null,null,null,null,309,4611.6504854368932,143,0.33300000000000002]
["P00000738564",2012,"SLERES",3.12,3681,14980,4801.2820512820508,4.2020547945205476E-4,3.1199999999999999E-3,null,14980,4801.2820512820508,0.13468124341412011,1179.8076923076924,null,3,4050.0000000000005,925,0.10560238847910081,14113,4611.6504854368932,null,null,null,null,null,null,null,null,null,null,null,null,null,null,null,null,310,4611.6504854368932,143,0.33300000000000002]
["P00000716301",2012,"SLERES",0.47,468,1245.42,2649.8297872340427,5.3424657534246576E-5,4.6999999999999999E-4,null,1245.42,2649.8297872340427,0.11366948411541826,995.74468085106389,null,3,4050.0243988744282,925,0.10560398505603984,14115,4611.6504854368932,null,null,null,null,null,null,null,null,null,null,null,null,null,null,null,null,311,4611.6504854368932,143,0.33300000000000002]
["P00000719692",2012,"SLERES",3.06,3124,17595,5750,3.5662100456621004E-4,3.0600000000000002E-3,null,17595,5750,0.11654281194974184,1020.9150326797385,null,3,4055.3103854074729,925.07692307692309,0.10560575148158942,14156.18842136865,4611.6504854368932,null,null,null,null,null,null,null,null,null,null,null,null,null,null,null,null,312,4611.6504854368932,143,0.33300000000000002]
["P00000725795",2012,"SLERES",3.25,3340,14970,4606.1538461538457,3.8127853881278538E-4,3.2499999999999999E-3,null,14970,4606.1538461538457,0.11731647348085704,1027.6923076923076,null,3,4060,925.09090909090912,0.10560991519895629,14158,4611.6504854368932,null,null,null,null,null,null,null,null,null,null,null,null,null,null,null,null,313,4611.6504854368932,143,0.33300000000000002]
["P00000725796",2012,"SLERES",3.25,3505,14970,4606.1538461538457,4.0011415525114156E-4,3.2499999999999999E-3,null,14970,4606.1538461538457,0.12311204776958203,1078.4615384615386,null,3,4067.5829025343592,925.10638297872333,0.10563003983289614,14165,4611.6504854368932,null,null,null,null,null,null,null,null,null,null,null,null,null,null,null,null,314,4611.6504854368932,143,0.33300000000000002]
["P00000732542",2012,"SLERES",2.35,2433,14969.5,6370,2.7773972602739726E-4,2.3500000000000001E-3,null,14969.5,6370,0.11818711745846693,1035.3191489361702,null,3,4070.454545454545,925.14285714285711,0.10563496790417579,14168,4611.6504854368932,null,null,null,null,null,null,null,null,null,null,null,null,null,null,null,null,317,4611.6504854368932,143,0.33300000000000002]
["P00000733358",2012,"SLERES",3.29,3341,25120,7635.2583586626142,3.8139269406392697E-4,3.29E-3,null,25120,7635.2583586626142,0.1159248310224702,1015.5015197568389,null,3,4076.9261197904539,925.31914893617022,0.10564434297311009,14168,4611.6504854368932,null,null,null,null,null,null,null,null,null,null,null,null,null,null,null,null,319,4611.6504854368932,143,0.33300000000000002]
["P00000733628",2012,"SLERES",6.12,6901,29070,4750,7.8778538812785391E-4,6.1200000000000004E-3,null,29070,4750,0.12872310263527026,1127.6143790849674,null,3,4077.6699029126212,925.36231884057975,0.10564678521795853,14168.009873077517,4611.6504854368932,null,null,null,null,null,null,null,null,null,null,null,null,null,null,null,null,322,4611.6504854368932,143,0.33300000000000002]
["P00000736058",2012,"SLERES",3.29,3318,14970,4550.1519756838907,3.7876712328767126E-4,3.29E-3,null,14970,4550.1519756838907,0.11512678519382105,1008.5106382978723,null,3,4078.5363676929942,925.44444444444446,0.10564678521795853,14168.009873077517,4611.6504854368932,null,null,null,null,null,null,null,null,null,null,null,null,null,null,null,null,323,4611.6504854368932,143,0.33300000000000002]
["P00000696914",2012,"SLERES",3.76,3571,18048,4800,4.0764840182648402E-4,3.7599999999999999E-3,null,18048,4800,0.1084171281453415,949.73404255319156,null,3,4078.9159354942622,925.46583850931677,0.10568902582892674,14168.009873077517,4611.6504854368932,null,null,null,null,null,null,null,null,null,null,null,null,null,null,null,null,324,4611.6504854368932,143,0.33300000000000002]
["P00000698665",2012,"SLERES",3.29,3803,22290,6775.0759878419449,4.3413242009132419E-4,3.29E-3,null,22290,6775.0759878419449,0.13195514288490096,1155.9270516717324,null,3,4081.1688311688313,925.46583850931677,0.10569930661254863,14168.009873077517,4611.6504854368932,null,null,null,null,null,null,null,null,null,null,null,null,null,null,null,null,325,4611.6504854368932,143,0.33300000000000002]
["P00000698711",2012,"SLERES",4.32,4626,22250.62,5150.6064814814808,5.2808219178082194E-4,4.3200000000000001E-3,null,22250.62,5150.6064814814808,0.12224124809741248,1070.8333333333333,null,3,4082.0829655781113,925.83586626139822,0.10570337197049526,14168.932038834952,4611.6504854368932,null,null,null,null,null,null,null,null,null,null,null,null,null,null,null,null,326,4611.6504854368932,143,0.33300000000000002]
["P00000698712",2012,"SLERES",5.76,5276,28987.8,5032.604166666667,6.0228310502283104E-4,5.7599999999999995E-3,null,28987.8,5032.604166666667,0.10456303906646372,915.97222222222229,null,3,4084.7411359858993,925.92592592592598,0.10570776255707763,14176,4611.6504854368932,null,null,null,null,null,null,null,null,null,null,null,null,null,null,null,null,334,4611.6504854368932,143,0.33300000000000002]
["P00000700520",2012,"SLERES",3.36,3575,16300,4851.1904761904761,4.0810502283105023E-4,3.3599999999999997E-3,null,16300,4851.1904761904761,0.12145982822352686,1063.9880952380952,null,3,4088.1487871598392,925.96153846153845,0.10571897159982538,14185.742050640818,4611.6504854368932,null,null,null,null,null,null,null,null,null,null,null,null,null,null,null,null,335,4611.6504854368932,143,0.33300000000000002]
["P00000702826",2012,"SLERES",3.24,4388,14742,4550,5.0091324200913243E-4,3.2400000000000003E-3,null,14742,4550,0.15460285247195446,1354.3209876543208,null,3,4088.2520493166244,926,0.10572372347365061,14191.652776495252,4611.6504854368932,null,null,null,null,null,null,null,null,null,null,null,null,null,null,null,null,339,4611.6504854368932,143,0.33300000000000002]
["P00000693646",2012,"SLERES",3.24,2897,16848,5200,3.3070776255707761E-4,3.2400000000000003E-3,null,16848,5200,0.10207029708551778,894.1358024691358,null,3,4088.2520493166244,926.09819121447026,0.10572372347365061,14191.652776495252,4611.6504854368932,null,null,null,null,null,null,null,null,null,null,null,null,null,null,null,null,341,4611.6504854368932,143,0.33300000000000002]
["P00000694182",2012,"SLERES",6.375,5827,37831.25,5934.3137254901958,6.6518264840182654E-4,6.3749999999999996E-3,null,37831.25,5934.3137254901958,0.10434237621989435,914.03921568627447,null,3,4088.2520493166248,926.13981762917933,0.10572417703763393,14191.652776495252,4611.6504854368932,null,null,null,null,null,null,null,null,null,null,null,null,null,null,null,null,351,4611.6504854368932,143,0.33300000000000002]
["P00000694621",2012,"SLERES",3.22,3433,17100,5310.5590062111796,3.9189497716894976E-4,3.2200000000000002E-3,null,17100,5310.5590062111796,0.12170651464874216,1066.1490683229813,null,3,4091.312900564757,926.13981762917933,0.10572417703763393,14191.652776495252,4611.6504854368932,null,null,null,null,null,null,null,null,null,null,null,null,null,null,null,null,352,4611.6504854368932,143,0.33300000000000002]
["P00000695271",2012,"SLERES",3.29,3356,17108,5200,3.8310502283105027E-4,3.29E-3,null,17108,5200,0.11644529569332834,1020.0607902735562,null,3,4091.5711900704623,926.14379084967322,0.10572417703763393,14191.652776495252,4611.6504854368932,null,null,null,null,null,null,null,null,null,null,null,null,null,null,null,null,353,4611.6504854368932,143,0.33300000000000002]
["P00000695276",2012,"SLERES",3.29,3732,15956,4849.8480243161093,4.2602739726027399E-4,3.29E-3,null,15956,4849.8480243161093,0.12949161010950577,1134.3465045592704,null,3,4096.7931744630778,926.14379084967322,0.10572532490340711,14210,4611.6504854368932,null,null,null,null,null,null,null,null,null,null,null,null,null,null,null,null,354,4611.6504854368932,143,0.33300000000000002]
["P00000695286",2012,"SLERES",2.585,2400,13468,5210.0580270793034,2.7397260273972601E-4,2.5850000000000001E-3,null,13468,5210.0580270793034,0.10598553297474894,928.43326885880083,null,3,4098.2295830953735,926.14379084967322,0.10573077059219142,14213.592233009709,4611.6504854368932,null,null,null,null,null,null,null,null,null,null,null,null,null,null,null,null,360,4611.6504854368932,143,0.33300000000000002]
["P00000695755",2012,"SLERES",3.36,3098,19634,5843.4523809523807,3.5365296803652966E-4,3.3599999999999997E-3,null,19634,5843.4523809523807,0.10525385953468146,922.02380952380952,null,3,4102.2875816993464,926.15384615384619,0.10575215626585489,14228,4611.6504854368932,null,null,null,null,null,null,null,null,null,null,null,null,null,null,null,null,367,4611.6504854368932,143,0.33300000000000002]
["P00000691328",2012,"SLERES",5.59,5414,29124,5210.0178890876568,6.180365296803653E-4,5.5899999999999995E-3,null,29124,5210.0178890876568,0.11056109654389361,968.51520572450806,null,3,4104.6707322456077,926.20155038759685,0.10578386605783865,14234.998099427767,4611.6504854368932,null,null,null,null,null,null,null,null,null,null,null,null,null,null,null,null,368,4611.6504854368932,143,0.33300000000000002]
["P00000692125",2012,"SLERES",3.76,4246,25180,6696.8085106382987,4.8470319634703196E-4,3.7599999999999999E-3,null,25180,6696.8085106382987,0.12891042456038085,1129.2553191489362,null,3,4107.1031297165673,926.38888888888891,0.10579557428872496,14257.655881869761,4611.6504854368932,null,null,null,null,null,null,null,null,null,null,null,null,null,null,null,null,372,4611.6504854368932,143,0.33300000000000002]
["P00000692459",2012,"SLERES",3.2250000000000001,3036,16802,5209.9224806201546,3.4657534246575346E-4,3.225E-3,null,16802,5209.9224806201546,0.10746522247000106,941.39534883720933,null,3,4107.5031055900618,926.66666666666674,0.10580161614547971,14259,4611.6504854368932,null,null,null,null,null,null,null,null,null,null,null,null,null,null,null,null,373,4611.6504854368932,143,0.33300000000000002]
["P00000687109",2012,"SLERES",5.04,5735,27010.400000000001,5359.2063492063498,6.5468036529680359E-4,5.0400000000000002E-3,null,27010.400000000001,5359.2063492063498,0.12989689787634992,1137.8968253968253,null,3,4107.890081839525,926.76923076923072,0.1058098104330981,14274.402938457324,4611.6504854368932,null,null,null,null,null,null,null,null,null,null,null,null,null,null,null,null,374,4611.6504854368932,143,0.33300000000000002]
["P00000687111",2012,"SLERES",2.5499999999999998,2331,19462,7632.1568627450988,2.6609589041095888E-4,2.5499999999999997E-3,null,19462,7632.1568627450988,0.10435132957292506,914.11764705882365,null,3,4107.9347956370602,926.82215743440224,0.10583460172501269,14274.402938457324,4611.6504854368932,null,null,null,null,null,null,null,null,null,null,null,null,null,null,null,null,375,4611.6504854368932,143,0.33300000000000002]
["P00000687123",2012,"SLERES",2.58,3077,13442,{"$f":"IFERROR(F386/D386,\"\")","v":5210.0775193798445},3.5125570776255708E-4,2.5800000000000003E-3,null,{"$f":"F386*VLOOKUP(B386,$AA$12:$AB$14,2,FALSE)","v":13442},5210.0775193798445,{"$f":"(E386/8760)/D386","v":0.13614562316378181},{"$f":"E386/D386","v":1192.6356589147285},null,3,4107.9729332156521,926.89393939393938,0.10591704718417048,14274.402938457324,4611.6504854368932,null,null,null,null,null,null,null,null,null,null,null,null,null,null,null,null,376,4611.6504854368932,143,0.33300000000000002]
["P00000685065",2012,"SLERES",3.6549999999999998,4167,19043,5210.1231190150484,{"$f":"E387/8760/1000","v":4.7568493150684934E-4},{"$f":"D387/1000","v":3.6549999999999998E-3},null,19043,{"$f":"IFERROR(K387/D387,\"\")","v":5210.1231190150484},0.13014635608942526,1140.0820793433654,null,3,4114.9357654212026,927.11111111111109,0.10595002194898809,14274.402938457324,4611.6504854368932,null,null,null,null,null,null,null,null,null,null,null,null,null,null,null,null,377,4611.6504854368932,143,0.33300000000000002]
["P00000685072",2012,"SLERES",3.0550000000000002,2884,15917,5210.1472995090016,3.2922374429223745E-4,3.055E-3,null,15917,5210.1472995090016,0.107765546413171,944.02618657937796,null,3,4115.5241737766009,927.83333333333337,0.10595034246575344,14276.126900164867,4611.6504854368932,null,null,null,null,null,null,null,null,null,null,null,null,null,null,null,null,378,4611.6504854368932,143,0.33300000000000002]
["P00000679863",2012,"SLERES",5.0999999999999996,5952,21916,4297.254901960785,6.7945205479452058E-4,5.0999999999999995E-3,null,21916,4297.254901960785,0.13322589309696481,1167.0588235294119,null,3,4119.5457783180191,928.12219227313562,0.10595948952113336,14279.328543336018,4611.6504854368932,null,null,null,null,null,null,null,null,null,null,null,null,null,null,null,null,379,4611.6504854368932,143,0.33300000000000002]
["P00000641402",2012,"SLERES",5.64,5166,45007,7979.9645390070928,5.8972602739726029E-4,5.64E-3,null,45007,7979.9645390070928,0.10456135237540078,915.95744680851067,null,3,4119.8257080610019,928.125,0.10598553297474894,14284.254148214713,4611.6504854368932,null,null,null,null,null,null,null,null,null,null,null,null,null,null,null,null,380,4611.6504854368932,143,0.33300000000000002]
["P00000664499",2012,"SLERES",2.5499999999999998,2512,14580,5717.6470588235297,2.8675799086757994E-4,2.5499999999999997E-3,null,14580,5717.6470588235297,0.11245411406571762,985.0980392156863,null,3,4123.5218126455493,928.20512820512818,0.1060216894977169,14316.763140414099,4611.6504854368932,null,null,null,null,null,null,null,null,null,null,null,null,null,null,null,null,381,4611.6504854368932,143,0.33300000000000002]
["P00000664503",2012,"SLERES",2.82,3969,15840,5617.0212765957449,4.5308219178082191E-4,2.82E-3,null,15840,5617.0212765957449,0.1606674438939085,1407.4468085106384,null,3,4126.213592233009,928.43326885880083,0.10603600227616548,14328,4611.6504854368932,null,null,null,null,null,null,null,null,null,null,null,null,null,null,null,null,382,4611.6504854368932,143,0.33300000000000002]
["P00000664505",2012,"SLERES",4.3,3944,34314,7980,4.5022831050228312E-4,4.3E-3,null,34314,7980,0.10470425825634491,917.20930232558146,null,3,4126.2135922330099,928.75,0.10611169652265542,14328,4611.6504854368932,null,null,null,null,null,null,null,null,null,null,null,null,null,null,null,null,383,4611.6504854368932,143,0.33300000000000002]
["P00000664510",2012,"SLERES",3.57,4244,19903,5575.0700280112051,4.8447488584474883E-4,3.5699999999999998E-3,null,19903,5575.0700280112051,0.13570725093690444,1188.7955182072831,null,3,4126.2135922330099,928.87537993920967,0.10611872146118721,14336.465559928878,4611.6504854368932,null,null,null,null,null,null,null,null,null,null,null,null,null,null,null,null,384,4611.6504854368932,143,0.33300000000000002]
["P00000664557",2012,"SLERES",5.64,5621,45007,7979.9645390070928,6.4166666666666669E-4,5.64E-3,null,45007,7979.9645390070928,0.11377068557919623,996.63120567375893,null,3,4126.8687915655919,929.53846153846155,0.10614200017906705,14356,4611.6504854368932,null,null,null,null,null,null,null,null,null,null,null,null,null,null,null,null,385,4611.6504854368932,143,0.33300000000000002]
["P00000671786",2012,"SLERES",3.29,3902,16713,5079.9392097264436,4.4543378995433791E-4,3.29E-3,null,16713,5079.9392097264436,0.13539020971256471,1186.0182370820669,null,3,4128.8105797275157,929.6,0.10615345961416618,14356,4611.6504854368932,null,null,null,null,null,null,null,null,null,null,null,null,null,null,null,null,386,4611.6504854368932,143,0.33300000000000002]
["P00000673320",2012,"SLERES",8.0850000000000009,8597,48255,5968.4601113172539,9.8139269406392698E-4,8.0850000000000002E-3,null,48255,5968.4601113172539,0.12138437774445601,1063.3271490414347,null,3,4131.803471609297,929.80392156862752,0.10622780314561135,14356,4611.6504854368932,null,null,null,null,null,null,null,null,null,null,null,null,null,null,null,null,388,4611.6504854368932,143,0.33300000000000002]
["P00000673323",2012,"SLERES",9.9450000000000003,10110,52820,5311.2116641528401,1.154109589041096E-3,9.9450000000000007E-3,null,52820,5311.2116641528401,0.11604922966727962,1016.5912518853695,null,3,4132.035203793911,929.9043062200958,0.10624645596442535,14358.138221395135,4611.6504854368932,null,null,null,null,null,null,null,null,null,null,null,null,null,null,null,null,390,4611.6504854368932,143,0.33300000000000002]
["P00000673337",2012,"SLERES",9.81,8809,52820,5384.3017329255863,1.0055936073059362E-3,9.810000000000001E-3,null,52820,5384.3017329255863,0.1025069936091678,897.96126401630988,null,3,4132.5179674694236,930.55555555555554,0.1062887835148109,14382,4611.6504854368932,null,null,null,null,null,null,null,null,null,null,null,null,null,null,null,null,395,4611.6504854368932,143,0.33300000000000002]
["P00000677781",2012,"SLERES",4.2300000000000004,4918,33755,7979.9054373522449,5.6141552511415529E-4,4.2300000000000003E-3,null,33755,7979.9054373522449,0.13272234636268446,1162.6477541371157,null,3,4132.947352845521,930.718954248366,0.10629826935001972,14382,4611.6504854368932,null,null,null,null,null,null,null,null,null,null,null,null,null,null,null,null,398,4611.6504854368932,143,0.33300000000000002]
["P00000595946",2012,"SLERES",3.22,2863,16744,5200,3.2682648401826487E-4,3.2200000000000002E-3,null,16744,5200,0.10149890808020648,889.13043478260863,null,3.01,4135.8629494373681,931.08974358974353,0.10629826935001972,14390,4611.6504854368932,null,null,null,null,null,null,null,null,null,null,null,null,null,null,null,null,401,4611.6504854368932,143,0.33300000000000002]
["P00000603809",2012,"SLERES",3.78,3594,30164,7979.8941798941805,4.1027397260273973E-4,3.7799999999999999E-3,null,30164,7979.8941798941805,0.10853808799014279,950.79365079365084,null,3.01,4136.0857768624755,931.17283950617275,0.10630330265033461,14392.233009708738,4611.6504854368932,null,null,null,null,null,null,null,null,null,null,null,null,null,null,null,null,405,4611.6504854368932,143,0.33300000000000002]
["P00000612924",2012,"SLERES",3.06,3177,17725,5792.4836601307188,3.6267123287671234E-4,3.0600000000000002E-3,null,17725,5792.4836601307188,0.11852001074402363,1038.2352941176471,null,3.0249999999999999,4137.5080981035717,931.17283950617275,0.10632004981320049,14409.364512133559,4611.6504854368932,null,null,null,null,null,null,null,null,null,null,null,null,null,null,null,null,406,4611.6504854368932,143,0.33300000000000002]
["P00000570431",2012,"SLERES",4.1399999999999997,3826,33037,7979.9516908212563,4.367579908675799E-4,4.1399999999999996E-3,null,33037,7979.9516908212563,0.10549709924337679,924.15458937198071,null,3.0249999999999999,4137.5080981035717,931.21693121693124,0.10632029003889734,14440,4611.6504854368932,null,null,null,null,null,null,null,null,null,null,null,null,null,null,null,null,407,4611.6504854368932,143,0.33300000000000002]
["P00000582085",2012,"SLERES",3.24,4412,16848,5200,5.0365296803652967E-4,3.2400000000000003E-3,null,16848,5200,0.15544844692485485,1361.7283950617284,null,3.0249999999999999,4137.5080981035717,931.36363636363626,0.10633350245222391,14440,4611.6504854368932,null,null,null,null,null,null,null,null,null,null,null,null,null,null,null,null,408,4611.6504854368932,143,0.33300000000000002]
["P00000590132",2012,"SLERES",2,2173,10000,5000,2.4805936073059363E-4,2E-3,null,10000,5000,0.12402968036529681,1086.5,null,3.0249999999999999,4137.5080981035726,931.36574074074065,0.10633350245222391,14441.747572815535,4611.6504854368932,null,null,null,null,null,null,null,null,null,null,null,null,null,null,null,null,410,4611.6504854368932,143,0.33300000000000002]
["P00000595915",2012,"SLERES",5.4,6098,28080,5200,6.9611872146118725E-4,5.4000000000000003E-3,null,28080,5200,0.12891087434466431,1129.2592592592591,null,3.04,4137.5080981035726,931.48148148148141,0.10635464231354642,14452.956115310008,4611.6504854368932,null,null,null,null,null,null,null,null,null,null,null,null,null,null,null,null,416,4611.6504854368932,143,0.33300000000000002]
["P00000692124",2012,"SLERES",3.29,3878,27216.5,8272.4924012158062,4.4269406392694066E-4,3.29E-3,null,27216.5,8272.4924012158062,0.13455746623919168,1178.7234042553191,null,3.04,4137.5080981035726,931.48148148148141,0.10637405647190382,14453,4611.6504854368932,null,null,null,null,null,null,null,null,null,null,null,null,null,null,null,null,418,4611.6504854368932,143,0.33300000000000002]
["P00000778142",2012,"SLERES",4.83,5693,21252,4400,6.4988584474885843E-4,4.8300000000000001E-3,null,21252,4400,0.13455193473061253,1178.6749482401656,null,3.04,4139.023668835478,931.66666666666663,0.10637945867249024,14456.650318969028,4611.6504854368932,null,null,null,null,null,null,null,null,null,null,null,null,null,null,null,null,420,4611.6504854368932,143,0.33300000000000002]
["P00000778169",2012,"SLERES",5.5,5036,22965.43,4175.5327272727272,5.7488584474885845E-4,5.4999999999999997E-3,null,22965.43,4175.5327272727272,0.10452469904524699,915.63636363636363,null,3.0550000000000002,4140.163410706642,931.83673469387747,0.10637988071941105,14457.635439944768,4611.6504854368932,null,null,null,null,null,null,null,null,null,null,null,null,null,null,null,null,421,4611.6504854368932,143,0.33300000000000002]
["P00000695289",2012,"SLERES",5.76,5754,29384,5101.3888888888887,6.5684931506849325E-4,5.7599999999999995E-3,null,29384,5101.3888888888887,0.11403633942161341,998.95833333333337,null,3.0550000000000002,4142.9832303618705,931.88405797101461,0.10638958779858976,14457.635439944768,4611.6504854368932,null,null,null,null,null,null,null,null,null,null,null,null,null,null,null,null,422,4611.6504854368932,143,0.33300000000000002]
["P00000695744",2012,"SLERES",5.28,5025,28099.27,5321.831439393939,5.7363013698630142E-4,5.28E-3,null,28099.27,5321.831439393939,0.10864207139892071,951.70454545454538,null,3.0550000000000002,4150,931.88775510204084,0.10639269406392694,14457.635439944768,4611.6504854368932,null,null,null,null,null,null,null,null,null,null,null,null,null,null,null,null,423,4611.6504854368932,143,0.33300000000000002]
["P00000806889",2012,"SLERES",4.1399999999999997,4891,19134,4621.739130434783,5.5833333333333332E-4,4.1399999999999996E-3,null,19134,4621.739130434783,0.13486312399355879,1181.4009661835751,null,3.0550000000000002,4150,931.97278911564626,0.10639269406392694,14466.019417475729,4611.6504854368932,null,null,null,null,null,null,null,null,null,null,null,null,null,null,null,null,426,4611.6504854368932,143,0.33300000000000002]
["P00000756325",2012,"SLERES",5.76,5498,28656,4975,6.2762557077625572E-4,5.7599999999999995E-3,null,28656,4975,0.10896277270421106,954.51388888888891,null,3.0550000000000002,4150,932,0.10639269406392694,14469.456891653635,4611.6504854368932,null,null,null,null,null,null,null,null,null,null,null,null,null,null,null,null,427,4611.6504854368932,143,0.33300000000000002]
["P00000759635",2012,"SLERES",3.5,3493,17711,5060.2857142857147,3.9874429223744288E-4,3.5000000000000001E-3,null,17711,5060.2857142857147,0.11392694063926941,998,null,3.0550000000000002,4150.0095183704552,932,0.10639269406392694,14470,4611.6504854368932,null,null,null,null,null,null,null,null,null,null,null,null,null,null,null,null,428,4611.6504854368932,143,0.33300000000000002]
["P00000761538",2012,"SLERES",5.28,6587,17089,3236.55303030303,7.5194063926940639E-4,5.28E-3,null,17089,3236.55303030303,0.14241299986162997,1247.5378787878788,null,3.0550000000000002,4150.1672240802673,932,0.10639269406392694,14481.278343362503,4611.6504854368932,null,null,null,null,null,null,null,null,null,null,null,null,null,null,null,null,430,4611.6504854368932,143,0.33300000000000002]
["P00000765954",2012,"SLERES",2.16,2010,10746,4975,2.2945205479452054E-4,2.16E-3,null,10746,4975,0.10622780314561135,930.55555555555554,null,3.06,4150.3501554202376,932,0.10639269406392694,14481.278343362503,4611.6504854368932,null,null,null,null,null,null,null,null,null,null,null,null,null,null,null,null,434,4611.6504854368932,143,0.33300000000000002]
["P00000767545",2012,"SLERES",5.28,5876,57420,10875,6.7077625570776257E-4,5.28E-3,null,57420,10875,0.12704095752040956,1112.8787878787878,null,3.06,4150.4854368932038,932,0.10641443792128724,14490,4611.6504854368932,null,null,null,null,null,null,null,null,null,null,null,null,null,null,null,null,435,4611.6504854368932,143,0.33300000000000002]
["P00000767555",2012,"SLERES",3.25,3643,15275,4700,4.1586757990867576E-4,3.2499999999999999E-3,null,15275,4700,0.12795925535651562,1120.9230769230769,null,3.06,4152.6256778570496,932,0.10641552511415524,14490,4611.6504854368932,null,null,null,null,null,null,null,null,null,null,null,null,null,null,null,null,438,4611.6504854368932,143,0.33300000000000002]
["P00000696118",2012,"SLERES",3.06,3015,15912,5200,3.4417808219178083E-4,3.0600000000000002E-3,null,15912,5200,0.11247649744829438,985.29411764705878,null,3.06,4156.9579288025889,932.19047619047615,0.10641672674837779,14510.679611650485,4611.6504854368932,null,null,null,null,null,null,null,null,null,null,null,null,null,null,null,null,439,4611.6504854368932,143,0.33300000000000002]
["P00000696890",2012,"SLERES",3.3149999999999999,3620,18285,5515.8371040723987,4.1324200913242011E-4,3.3149999999999998E-3,null,18285,5515.8371040723987,0.12465822296603925,1092.0060331825039,null,3.06,4160.4942542041481,932.2,0.10641672674837779,14510.679611650485,4611.6504854368932,null,null,null,null,null,null,null,null,null,null,null,null,null,null,null,null,441,4611.6504854368932,143,0.33300000000000002]
["P00000696905",2012,"SLERES",4.32,4720,22507,5209.9537037037035,5.3881278538812786E-4,4.3200000000000001E-3,null,22507,5209.9537037037035,0.12472518180280735,1092.5925925925926,null,3.06,4160.4942542041481,932.21052631578948,0.1064187866927593,14510.679611650485,4611.6504854368932,null,null,null,null,null,null,null,null,null,null,null,null,null,null,null,null,444,4611.6504854368932,143,0.33300000000000002]
["P00000698663",2012,"SLERES",4.32,5598,31900,7384.2592592592591,6.3904109589041087E-4,4.3200000000000001E-3,null,31900,7384.2592592592591,0.14792617960426177,1295.8333333333333,null,3.06,4160.4942542041481,932.21052631578948,0.10642123287671233,14510.679611650485,4611.6504854368932,null,null,null,null,null,null,null,null,null,null,null,null,null,null,null,null,447,4611.6504854368932,143,0.33300000000000002]
["P00000700522",2012,"SLERES",4.4649999999999999,3952,23263,5210.0783874580065,4.5114155251141553E-4,4.4650000000000002E-3,null,23263,5210.0783874580065,0.10103954143592733,885.10638297872345,null,3.06,4160.5351170568556,932.2285714285714,0.10643240023823704,14510.679611650485,4611.6504854368932,null,null,null,null,null,null,null,null,null,null,null,null,null,null,null,null,449,4611.6504854368932,143,0.33300000000000002]
["P00000700527",2012,"SLERES",4.2300000000000004,4193,22038,5209.9290780141837,4.7865296803652966E-4,4.2300000000000003E-3,null,22038,5209.9290780141837,0.11315673003227651,991.25295508274223,null,3.06,4160.7264375991026,932.25,0.10648599742708907,14510.679611650485,4611.6504854368932,null,null,null,null,null,null,null,null,null,null,null,null,null,null,null,null,450,4611.6504854368932,143,0.33300000000000002]
["P00000700530",2012,"SLERES",6.11,6806,29328,4800,7.7694063926940634E-4,6.11E-3,null,29328,4800,0.12715886076422361,1113.9116202945991,null,3.06,4161.125,932.3478260869565,0.10649223428291542,14520.5,4611.6504854368932,null,null,null,null,null,null,null,null,null,null,null,null,null,null,null,null,452,4611.6504854368932,143,0.33300000000000002]
["P00000701772",2012,"SLERES",2,1953,14550,7275,2.2294520547945203E-4,2E-3,null,14550,7275,0.11147260273972602,976.5,null,3.06,4166.6968677550967,932.81733746130033,0.10650759542782105,14544.660194174758,4611.6504854368932,null,null,null,null,null,null,null,null,null,null,null,null,null,null,null,null,454,4611.6504854368932,143,0.33300000000000002]
["P00000702833",2012,"SLERES",4.32,4241,22507,5209.9537037037035,4.8413242009132416E-4,4.3200000000000001E-3,null,22507,5209.9537037037035,0.11206768983595466,981.71296296296293,null,3.06,4174.157976746973,932.87197231833909,0.10656392694063926,14544.660194174758,4611.6504854368932,null,null,null,null,null,null,null,null,null,null,null,null,null,null,null,null,459,4611.6504854368932,143,0.33300000000000002]
["P00000706835",2012,"SLERES",3.36,3047,38686.6,11513.869047619048,3.4783105022831049E-4,3.3599999999999997E-3,null,38686.6,11513.869047619048,0.10352114590128289,906.84523809523807,null,3.06,4175.5327272727272,933.00653594771245,0.10657026889903602,14550,4611.6504854368932,null,null,null,null,null,null,null,null,null,null,null,null,null,null,null,null,460,4611.6504854368932,143,0.33300000000000002]
["P00000708832",2012,"SLERES",5.76,6635,30010,5210.0694444444443,7.5742009132420099E-4,5.7599999999999995E-3,null,30010,5210.0694444444443,0.1314965436326738,1151.9097222222222,null,3.06,4181.8770226537217,933.5,0.10657534246575343,14551,4611.6504854368932,null,null,null,null,null,null,null,null,null,null,null,null,null,null,null,null,461,4611.6504854368932,143,0.33300000000000002]
["P00000710703",2012,"SLERES",5.28,6695,24467.52,4634,7.6426940639269406E-4,5.28E-3,null,24467.52,4634,0.14474799363497992,1267.9924242424242,null,3.06,4183.6067078657152,933.55555555555554,0.10664963065365227,14561.565702885227,4611.6504854368932,null,null,null,null,null,null,null,null,null,null,null,null,null,null,null,null,464,4611.6504854368932,143,0.33300000000000002]
["P00000711849",2012,"SLERES",3.5,3025,16275,4650,3.4531963470319632E-4,3.5000000000000001E-3,null,16275,4650,9.8662752772341808E-2,864.28571428571433,null,3.06,4184.3960676219167,933.6,0.10674386446613146,14565,4611.6504854368932,null,null,null,null,null,null,null,null,null,null,null,null,null,null,null,null,467,4611.6504854368932,143,0.33300000000000002]
["P00000717480",2012,"SLERES",4.68,5174,32918.959999999999,7033.9658119658125,5.9063926940639271E-4,4.6800000000000001E-3,null,32918.959999999999,7033.9658119658125,0.12620497209538306,1105.5555555555557,null,3.06,4186.7641468905194,934.25076452599387,0.10674730399300494,14569.939231179007,4611.6504854368932,null,null,null,null,null,null,null,null,null,null,null,null,null,null,null,null,470,4611.6504854368932,143,0.33300000000000002]
["P00000717481",2012,"SLERES",3.43,3060,14970,4364.4314868804659,3.4931506849315071E-4,3.4300000000000003E-3,null,14970,4364.4314868804659,0.10184112784056872,892.12827988338188,null,3.06,4186.8857667640677,935.07625272331154,0.10675138343185492,14580,4611.6504854368932,null,null,null,null,null,null,null,null,null,null,null,null,null,null,null,null,471,4611.6504854368932,143,0.33300000000000002]
["P00000719695",2012,"SLERES",4.08,4747,23052,5650,5.4189497716894972E-4,4.0800000000000003E-3,null,23052,5650,0.13281739636493867,1163.4803921568628,null,3.06,4187.1581952808147,935.10638297872333,0.10676873489121676,14612,4611.6504854368932,null,null,null,null,null,null,null,null,null,null,null,null,null,null,null,null,473,4611.6504854368932,143,0.33300000000000002]
["P00000719701",2012,"SLERES",3.96,3626,19701,4975,4.1392694063926939E-4,3.96E-3,null,19701,4975,0.10452700521193671,915.6565656565657,null,3.06,4190.5,935.14211886304906,0.10676873489121676,14625,4611.6504854368932,null,null,null,null,null,null,null,null,null,null,null,null,null,null,null,null,474,4611.6504854368932,143,0.33300000000000002]
["P00000720925",2012,"SLERES",3.25,3182,14787.5,4550,3.6324200913242008E-4,3.2499999999999999E-3,null,14787.5,4550,0.11176677204074464,979.07692307692309,null,3.06,4194.1302217867642,935.2941176470589,0.10677139957961874,14630.031610699083,4611.6504854368932,null,null,null,null,null,null,null,null,null,null,null,null,null,null,null,null,477,4611.6504854368932,143,0.33300000000000002]
["P00000731145",2012,"SLERES",6.24,6447,31044,4975,7.3595890410958905E-4,6.2399999999999999E-3,null,31044,4975,0.11794213206884441,1033.1730769230769,null,3.06,4194.2539314945125,935.2941176470589,0.10678272450532725,14643,4611.6504854368932,null,null,null,null,null,null,null,null,null,null,null,null,null,null,null,null,478,4611.6504854368932,143,0.33300000000000002]
["P00000734408",2012,"SLERES",3.29,3385,14970,4550.1519756838907,3.8641552511415526E-4,3.29E-3,null,14970,4550.1519756838907,0.11745152739032075,1028.8753799392098,null,3.06,4196.2842235468206,935.31746031746036,0.10678951946075234,14645.793546310906,4611.6504854368932,null,null,null,null,null,null,null,null,null,null,null,null,null,null,null,null,479,4611.6504854368932,143,0.33300000000000002]
["P00000734417",2012,"SLERES",5.13,6441,21838,4256.9200779727098,7.3527397260273971E-4,5.13E-3,null,21838,4256.9200779727098,0.14332825976661595,1255.5555555555557,null,3.06,4197.8151834773344,935.41666666666674,0.10680375651021443,14651,4611.6504854368932,null,null,null,null,null,null,null,null,null,null,null,null,null,null,null,null,480,4611.6504854368932,143,0.33300000000000002]
["P00000734431",2012,"SLERES",4.8,5095,23880,4975,5.8162100456620998E-4,4.7999999999999996E-3,null,23880,4975,0.12117104261796043,1061.4583333333335,null,3.06,4197.9288512822277,935.47619047619048,0.10685006240237951,14651,4611.6504854368932,null,null,null,null,null,null,null,null,null,null,null,null,null,null,null,null,481,4611.6504854368932,143,0.33300000000000002]
["P00000734565",2012,"SLERES",3.68,3907,18308,4975,4.4600456621004565E-4,3.6800000000000001E-3,null,18308,4975,0.12119689299186022,1061.6847826086955,null,3.06,4201.041666666667,935.60090702947844,0.10685653177977221,14651,4611.6504854368932,null,null,null,null,null,null,null,null,null,null,null,null,null,null,null,null,482,4611.6504854368932,143,0.33300000000000002]
["P00000738571",2012,"SLERES",3.06,3253,13923,4550,3.7134703196347029E-4,3.0600000000000002E-3,null,13923,4550,0.12135523920374847,1063.0718954248366,null,3.06,4209.1112770724421,936.00654664484443,0.1068687457495385,14655.447731873148,4611.6504854368932,null,null,null,null,null,null,null,null,null,null,null,null,null,null,null,null,483,4611.6504854368932,143,0.33300000000000002]
["P00000740604",2012,"SLERES",3.29,3279,14969.5,4550,3.7431506849315067E-4,3.29E-3,null,14969.5,4550,0.11377357704958986,996.65653495440733,null,3.06,4210.1728033217314,936.06321839080465,0.10686874574953852,14657.122437531903,4611.6504854368932,null,null,null,null,null,null,null,null,null,null,null,null,null,null,null,null,484,4611.6504854368932,143,0.33300000000000002]
["P00000741975",2012,"SLERES",5.28,5141,26268,4975,5.8687214611872151E-4,5.28E-3,null,26268,4975,0.11115002767400028,973.67424242424238,null,3.06,4210.9274915784554,936.17021276595733,0.10689416833947309,14658.252427184467,4611.6504854368932,null,null,null,null,null,null,null,null,null,null,null,null,null,null,null,null,486,4611.6504854368932,143,0.33300000000000002]
["P00000744545",2012,"SLERES",3.145,4193,14382,4572.9729729729734,4.7865296803652966E-4,3.1450000000000002E-3,null,14382,4572.9729729729734,0.15219490239635283,1333.2273449920508,null,3.06,4214.675724637681,936.17021276595744,0.10692271986355342,14664,4611.6504854368932,null,null,null,null,null,null,null,null,null,null,null,null,null,null,null,null,488,4611.6504854368932,143,0.33300000000000002]
["P00000746546",2012,"SLERES",5.28,5987,26268,4975,6.8344748858447486E-4,5.28E-3,null,26268,4975,0.12944081223190812,1133.901515151515,null,3.06,4215.5870445344126,936.39291465378426,0.10692703779267464,14664,4611.6504854368932,null,null,null,null,null,null,null,null,null,null,null,null,null,null,null,null,490,4611.6504854368932,143,0.33300000000000002]
["P00000746549",2012,"SLERES",3.25,3153,15275,4700,3.5993150684931509E-4,3.2499999999999999E-3,null,15275,4700,0.11074815595363541,970.15384615384619,null,3.06,4216.944059177069,936.64302600472809,0.10693318423259714,14664,4611.6504854368932,null,null,null,null,null,null,null,null,null,null,null,null,null,null,null,null,491,4611.6504854368932,143,0.33300000000000002]
["P00000746554",2012,"SLERES",6.24,6521,31044,4975,7.4440639269406398E-4,6.2399999999999999E-3,null,31044,4975,0.11929589626507435,1045.0320512820513,null,3.06,4217.1111111111113,936.68085106382978,0.10693318423259714,14664,4611.6504854368932,null,null,null,null,null,null,null,null,null,null,null,null,null,null,null,null,493,4611.6504854368932,143,0.33300000000000002]
["P00000746867",2012,"SLERES",3.06,3378,13923,{"$f":"IFERROR(F450/D450,\"\")","v":4550},3.8561643835616439E-4,3.0600000000000002E-3,null,{"$f":"F450*VLOOKUP(B450,$AA$12:$AB$14,2,FALSE)","v":13923},4550,{"$f":"(E450/8760)/D450","v":0.12601844390724326},{"$f":"E450/D450","v":1103.9215686274511},null,3.06,4223.3009708737864,936.73469387755097,0.10693318423259715,14664,4611.6504854368932,null,null,null,null,null,null,null,null,null,null,null,null,null,null,null,null,494,4611.6504854368932,143,0.33300000000000002]
["P00000746862",2012,"SLERES",3.24,3449,14742,4550,{"$f":"E451/8760/1000","v":3.9372146118721465E-4},{"$f":"D451/1000","v":3.2400000000000003E-3},null,14742,{"$f":"IFERROR(K451/D451,\"\")","v":4550},0.12151896950222672,1064.506172839506,null,3.06,4229.0000203537484,936.73469387755097,0.10694250302860871,14664,4611.6504854368932,null,null,null,null,null,null,null,null,null,null,null,null,null,null,null,null,499,4611.6504854368932,143,0.33300000000000002]
["P00000747952",2012,"SLERES",4.62,4121,22985,4975.1082251082253,4.7043378995433786E-4,4.62E-3,null,22985,4975.1082251082253,0.1018254956611121,891.99134199134198,null,3.06,4230.2534564492344,936.73469387755108,0.10694427803737283,14664,4611.6504854368932,null,null,null,null,null,null,null,null,null,null,null,null,null,null,null,null,501,4611.6504854368932,143,0.33300000000000002]
["P00000751307",2012,"SLERES",3.57,3221,20278,5680.1120448179272,3.6769406392694063E-4,3.5699999999999998E-3,null,20278,5680.1120448179272,0.10299553611398898,902.24089635854341,null,3.06,4231.6831850924527,936.81632653061229,0.10695850704784596,14676,4611.6504854368932,null,null,null,null,null,null,null,null,null,null,null,null,null,null,null,null,502,4611.6504854368932,143,0.33300000000000002]
["P00000751315",2012,"SLERES",7.92,9263,39402,4975,1.0574200913242009E-3,7.92E-3,null,39402,4975,0.1335126377934597,1169.5707070707072,null,3.06,4244.9136489306647,936.83187560738588,0.1069634703196347,14676,4611.6504854368932,null,null,null,null,null,null,null,null,null,null,null,null,null,null,null,null,503,4611.6504854368932,143,0.33300000000000002]
["P00000595900",2012,"SLERES",3,3451,19400,6466.666666666667,3.9394977168949772E-4,3.0000000000000001E-3,null,19400,6466.666666666667,0.13131659056316591,1150.3333333333333,null,3.06,4245.5555555555557,936.95652173913049,0.10696381941826205,14678.302538510292,4611.6504854368932,null,null,null,null,null,null,null,null,null,null,null,null,null,null,null,null,504,4611.6504854368932,143,0.33300000000000002]
["P00000595929",2012,"SLERES",3.78,3603,30164,7979.8941798941805,4.1130136986301368E-4,3.7799999999999999E-3,null,30164,7979.8941798941805,0.10880988620714649,953.17460317460325,null,3.06,4246.4591836734689,937,0.10697108066971081,14684,4611.6504854368932,null,null,null,null,null,null,null,null,null,null,null,null,null,null,null,null,506,4611.6504854368932,143,0.33300000000000002]
["P00000612970",2012,"SLERES",3.76,3737,30005,7980.0531914893618,4.2659817351598173E-4,3.7599999999999999E-3,null,30005,7980.0531914893618,0.11345696104148451,993.88297872340434,null,3.06,4247.5728155339802,937.00305810397549,0.10697225149279944,14692,4611.6504854368932,null,null,null,null,null,null,null,null,null,null,null,null,null,null,null,null,511,4611.6504854368932,143,0.33300000000000002]
["P00000615404",2012,"SLERES",4.7,4997,37506,7980,5.7043378995433791E-4,4.7000000000000002E-3,null,37506,7980,0.12136889147964636,1063.191489361702,null,3.06,4250,937.06666666666672,0.10698091070522578,14692,4611.6504854368932,null,null,null,null,null,null,null,null,null,null,null,null,null,null,null,null,512,4611.6504854368932,143,0.33300000000000002]
["P00000615515",2012,"SLERES",3.36,4124,17124,5096.4285714285716,4.7077625570776253E-4,3.3599999999999997E-3,null,17124,5096.4285714285716,0.14011198086540552,1227.3809523809525,null,3.06,4251.7006802721089,937.07692307692309,0.10699395898919424,14692,4611.6504854368932,null,null,null,null,null,null,null,null,null,null,null,null,null,null,null,null,513,4611.6504854368932,143,0.33300000000000002]
["P00000641344",2012,"SLERES",3.24,3088,16848,5200,3.5251141552511417E-4,3.2400000000000003E-3,null,16848,5200,0.10879981960651672,953.08641975308637,null,3.06,4251.9184016259915,937.15277777777783,0.10701042779882769,14708.135922330097,4611.6504854368932,null,null,null,null,null,null,null,null,null,null,null,null,null,null,null,null,516,4611.6504854368932,143,0.33300000000000002]
["P00000641362",2012,"SLERES",3.68,4021,32380,8798.9130434782601,4.5901826484018266E-4,3.6800000000000001E-3,null,32380,8798.9130434782601,0.12473322414135397,1092.6630434782608,null,3.06,4252.4271844660198,937.26708074534156,0.10701157347577611,14722.92,4611.6504854368932,null,null,null,null,null,null,null,null,null,null,null,null,null,null,null,null,517,4611.6504854368932,143,0.33300000000000002]
["P00000641376",2012,"SLERES",5.52,5950,39480,7152.1739130434789,6.7922374429223739E-4,5.5199999999999997E-3,null,39480,7152.1739130434789,0.12304777976308649,1077.8985507246377,null,3.06,4256.9200779727098,937.41134751773052,0.10702700469017955,14723.618103394283,4611.6504854368932,null,null,null,null,null,null,null,null,null,null,null,null,null,null,null,null,520,4611.6504854368932,143,0.33300000000000002]
["P00000641389",2012,"SLERES",3.06,2927,15912,5200,3.341324200913242E-4,3.0600000000000002E-3,null,15912,5200,0.10919360133703405,956.53594771241831,null,3.06,4266.4509169363537,937.42138364779873,0.107033265776215,14723.618103394283,4611.6504854368932,null,null,null,null,null,null,null,null,null,null,null,null,null,null,null,null,521,4611.6504854368932,143,0.33300000000000002]
["P00000641394",2012,"SLERES",4.2300000000000004,3890,33755,7979.9054373522449,4.4406392694063928E-4,4.2300000000000003E-3,null,33755,7979.9054373522449,0.10497965175901637,919.62174940898331,null,3.06,4268.6274509803925,937.55656108597282,0.107033265776215,14723.618103394283,4611.6504854368932,null,null,null,null,null,null,null,null,null,null,null,null,null,null,null,null,526,4611.6504854368932,143,0.33300000000000002]
["P00000641403",2012,"SLERES",3.44,3860,27451,7979.9418604651164,4.406392694063927E-4,3.4399999999999999E-3,null,27451,7979.9418604651164,0.12809281087395136,1122.0930232558139,null,3.06,4271.8446601941741,937.61140819964339,0.10703645770242917,14723.618103394283,4611.6504854368932,null,null,null,null,null,null,null,null,null,null,null,null,null,null,null,null,527,4611.6504854368932,143,0.33300000000000002]
["P00000664513",2012,"SLERES",3.9950000000000001,5539,18259.5,4570.5882352941171,6.3230593607305945E-4,3.9950000000000003E-3,null,18259.5,4570.5882352941171,0.1582743269269235,1386.4831038798498,null,3.06,4271.844660194175,937.61140819964339,0.10704230956715513,14723.618103394283,4611.6504854368932,null,null,null,null,null,null,null,null,null,null,null,null,null,null,null,null,528,4611.6504854368932,143,0.33300000000000002]
["P00000664538",2012,"SLERES",2.85,3445,24827,8711.2280701754389,3.9326484018264838E-4,2.8500000000000001E-3,null,24827,8711.2280701754389,0.13798766322198189,1208.7719298245613,null,3.06,4271.844660194175,937.63936947327943,0.10705911390842898,14723.618103394283,4611.6504854368932,null,null,null,null,null,null,null,null,null,null,null,null,null,null,null,null,533,4611.6504854368932,143,0.33300000000000002]
["P00000664562",2012,"SLERES",3.87,4281,30883,7980.1033591731266,4.8869863013698629E-4,3.8700000000000002E-3,null,30883,7980.1033591731266,0.12627871579767086,1106.2015503875969,null,3.06,4271.844660194175,937.69063180827891,0.10706305255999223,14723.618103394283,4611.6504854368932,null,null,null,null,null,null,null,null,null,null,null,null,null,null,null,null,542,4611.6504854368932,143,0.33300000000000002]
["P00000667765",2012,"SLERES",3.22,3218,25342,7870.1863354037259,3.6735159817351596E-4,3.2200000000000002E-3,null,25342,7870.1863354037259,0.11408434725885588,999.37888198757753,null,3.06,4273.5928690109058,937.83783783783792,0.10706717999224043,14725,4611.6504854368932,null,null,null,null,null,null,null,null,null,null,null,null,null,null,null,null,543,4611.6504854368932,143,0.33300000000000002]
["P00000667779",2012,"SLERES",3.0550000000000002,3281,24379,7980.0327332242223,3.745433789954338E-4,3.055E-3,null,24379,7980.0327332242223,0.12260012405742512,1073.9770867430441,null,3.06,4274.1830065359472,937.87234042553189,0.10707693161788177,14726.25,4611.6504854368932,null,null,null,null,null,null,null,null,null,null,null,null,null,null,null,null,544,4611.6504854368932,143,0.33300000000000002]
["P00000667780",2012,"SLERES",6.11,5719,48758,7980.0327332242223,6.5285388127853887E-4,6.11E-3,null,48758,7980.0327332242223,0.10685006240237951,936.00654664484443,null,3.06,4275.0532909425947,937.90849673202615,0.10707693161788177,14734,4611.6504854368932,null,null,null,null,null,null,null,null,null,null,null,null,null,null,null,null,545,4611.6504854368932,143,0.33300000000000002]
["P00000671811",2012,"SLERES",3.29,2916,17108,5200,3.3287671232876717E-4,3.29E-3,null,17108,5200,0.10117833201482283,886.322188449848,null,3.06,4275.7281553398061,937.99392097264433,0.10709205041732574,14742,4611.6504854368932,null,null,null,null,null,null,null,null,null,null,null,null,null,null,null,null,548,4611.6504854368932,143,0.33300000000000002]
["P00000673329",2012,"SLERES",3.92,4050,23420,5974.4897959183672,4.6232876712328771E-4,3.9199999999999999E-3,null,23420,5974.4897959183672,0.11794101202124686,1033.1632653061224,null,3.06,4281.1159548875576,937.99392097264433,0.10709205041732574,14742,4611.6504854368932,null,null,null,null,null,null,null,null,null,null,null,null,null,null,null,null,550,4611.6504854368932,143,0.33300000000000002]
["P00000677755",2012,"SLERES",3.29,4151,15956,4849.8480243161093,4.7385844748858445E-4,3.29E-3,null,15956,4849.8480243161093,0.14402992324880987,1261.7021276595744,null,3.06,4281.4859093144105,938.12636165577339,0.10709372438824494,14742,4611.6504854368932,null,null,null,null,null,null,null,null,null,null,null,null,null,null,null,null,552,4611.6504854368932,143,0.33300000000000002]
["P00000677766",2012,"SLERES",3.24,2897,16848,5200,3.3070776255707761E-4,3.2400000000000003E-3,null,16848,5200,0.10207029708551778,894.1358024691358,null,3.06,4285.276244464414,938.12636165577339,0.10713379720229035,14742,4611.6504854368932,null,null,null,null,null,null,null,null,null,null,null,null,null,null,null,null,553,4611.6504854368932,143,0.33300000000000002]
["P00000679866",2012,"SLERES",2.2999999999999998,3295,16000,6956.521739130435,3.761415525114155E-4,2.3E-3,null,16000,6956.521739130435,0.16353980543974589,1432.608695652174,null,3.06,4287.3376623376626,938.14102564102564,0.10719939117199391,14742,4611.6504854368932,null,null,null,null,null,null,null,null,null,null,null,null,null,null,null,null,554,4611.6504854368932,143,0.33300000000000002]
["P00000679876",2012,"SLERES",3.29,3953,16713,5079.9392097264436,4.5125570776255707E-4,3.29E-3,null,16713,5079.9392097264436,0.13715978959348241,1201.5197568389058,null,3.06,4293.0854700854707,938.49206349206349,0.10720446473871131,14742,4611.6504854368932,null,null,null,null,null,null,null,null,null,null,null,null,null,null,null,null,555,4611.6504854368932,143,0.33300000000000002]
["P00000679898",2012,"SLERES",6.11,6218,46314,7580.0327332242223,7.0981735159817349E-4,6.11E-3,null,46314,7580.0327332242223,0.1161730526347256,1017.6759410801964,null,3.06,4297.254901960785,939.06666666666672,0.10720498244960085,14742,4611.6504854368932,null,null,null,null,null,null,null,null,null,null,null,null,null,null,null,null,557,4611.6504854368932,143,0.33300000000000002]
["P00000682642",2012,"SLERES",4.32,4764,23090,5344.9074074074069,5.438356164383562E-4,4.3200000000000001E-3,null,23090,5344.9074074074069,0.12588787417554542,1102.7777777777776,null,3.06,4300,939.11111111111109,0.1072231498271463,14742,4611.6504854368932,null,null,null,null,null,null,null,null,null,null,null,null,null,null,null,null,561,4611.6504854368932,143,0.33300000000000002]
["P00000685047",2012,"SLERES",5.0599999999999996,5530,29924,5913.833992094862,6.3127853881278539E-4,5.0599999999999994E-3,null,29924,5913.833992094862,0.12475860450845562,1092.8853754940712,null,3.06,4300,939.11564625850338,0.10722439660795824,14742,4611.6504854368932,null,null,null,null,null,null,null,null,null,null,null,null,null,null,null,null,563,4611.6504854368932,143,0.33300000000000002]
["P00000685053",2012,"SLERES",2.88,3117,15552,5400,3.5582191780821922E-4,2.8799999999999997E-3,null,15552,5400,0.12354927701674279,1082.2916666666667,null,3.06,4301.3574660633485,939.27479248580164,0.10723307101913923,14742,4611.6504854368932,null,null,null,null,null,null,null,null,null,null,null,null,null,null,null,null,564,4611.6504854368932,143,0.33300000000000002]
["P00000685070",2012,"SLERES",3.2250000000000001,3715,16802,5209.9224806201546,4.2408675799086761E-4,3.225E-3,null,16802,5209.9224806201546,0.13149976991964887,1151.937984496124,null,3.06,4305.4575422312882,939.28571428571422,0.10724212257863239,14742,4611.6504854368932,null,null,null,null,null,null,null,null,null,null,null,null,null,null,null,null,565,4611.6504854368932,143,0.33300000000000002]
["P00000687102",2012,"SLERES",3.29,3317,26916,8181.155015197568,3.7865296803652973E-4,3.29E-3,null,26916,8181.155015197568,0.11509208754909717,1008.2066869300912,null,3.06,4306.5476190476193,939.36170212765967,0.10726027397260274,14744,4611.6504854368932,null,null,null,null,null,null,null,null,null,null,null,null,null,null,null,null,571,4611.6504854368932,143,0.33300000000000002]
["P00000690880",2012,"SLERES",3.76,4195,25536,6791.489361702128,4.7888127853881279E-4,3.7599999999999999E-3,null,25536,6791.489361702128,0.12736204216457789,1115.6914893617022,null,3.06,4316.7647058823532,939.44099378881981,0.10726040406405704,14746.275885836279,4611.6504854368932,null,null,null,null,null,null,null,null,null,null,null,null,null,null,null,null,572,4611.6504854368932,143,0.33300000000000002]
["P00000691317",2012,"SLERES",5.76,5398,30010,5210.0694444444443,6.1621004566210047E-4,5.7599999999999995E-3,null,30010,5210.0694444444443,0.10698091070522578,937.15277777777783,null,3.06,4320.3883495145628,939.6,0.10726788432267885,14746.275885836279,4611.6504854368932,null,null,null,null,null,null,null,null,null,null,null,null,null,null,null,null,573,4611.6504854368932,143,0.33300000000000002]
["P00000764807",2012,"SLERES",3.22,4656,14168,4400,5.3150684931506853E-4,3.2200000000000002E-3,null,14168,4400,0.16506423891772315,1445.9627329192547,null,3.06,4320.5128205128203,939.60113960113961,0.10727744813159802,14746.275885836279,4611.6504854368932,null,null,null,null,null,null,null,null,null,null,null,null,null,null,null,null,574,4611.6504854368932,143,0.33300000000000002]
["P00000765527",2012,"SLERES",3.84,3726,19104,4975,4.2534246575342465E-4,3.8399999999999997E-3,null,19104,4975,0.11076626712328767,970.3125,null,3.06,4322.0872961676378,939.66666666666663,0.1072880993150685,14757,4611.6504854368932,null,null,null,null,null,null,null,null,null,null,null,null,null,null,null,null,580,4611.6504854368932,143,0.33300000000000002]
["P00000765952",2012,"SLERES",3.25,3188,14787.5,4550,3.6392694063926937E-4,3.2499999999999999E-3,null,14787.5,4550,0.11197752019669828,980.92307692307691,null,3.06,4322.5592844693037,939.75044563279869,0.10729234616220919,14759.082458520885,4611.6504854368932,null,null,null,null,null,null,null,null,null,null,null,null,null,null,null,null,581,4611.6504854368932,143,0.33300000000000002]
["P00000769136",2012,"SLERES",2.4,2182,11940,4975,2.4908675799086759E-4,2.3999999999999998E-3,null,11940,4975,0.1037861491628615,909.16666666666674,null,3.06,4323.0320699708454,939.84375,0.10731325371736329,14759.082458520885,4611.6504854368932,null,null,null,null,null,null,null,null,null,null,null,null,null,null,null,null,582,4611.6504854368932,143,0.33300000000000002]
["P00000778147",2012,"SLERES",4.8449999999999998,5047,18819,3884.2105263157896,5.7614155251141548E-4,4.8449999999999995E-3,null,18819,3884.2105263157896,0.1189146651210352,1041.6924664602684,null,3.06,4324.1127444695076,939.88095238095241,0.10731325371736329,14759.082458520885,4611.6504854368932,null,null,null,null,null,null,null,null,null,null,null,null,null,null,null,null,583,4611.6504854368932,143,0.33300000000000002]
["P00000778165",2012,"SLERES",3.43,3285,19135.12,5578.7521865889212,3.7500000000000001E-4,3.4300000000000003E-3,null,19135.12,5578.7521865889212,0.10932944606413994,957.72594752186581,null,3.06,4324.8571428571431,940.06410256410254,0.10731782724505327,14759.082458520885,4611.6504854368932,null,null,null,null,null,null,null,null,null,null,null,null,null,null,null,null,584,4611.6504854368932,143,0.33300000000000002]
["P00000736607",2012,"SLERES",3.25,3852,14788,4550.1538461538457,4.3972602739726028E-4,3.2499999999999999E-3,null,14788,4550.1538461538457,0.13530031612223395,1185.2307692307693,null,3.06,4331.1758360302047,940.06410256410254,0.10734398782343989,14759.082458520885,4611.6504854368932,null,null,null,null,null,null,null,null,null,null,null,null,null,null,null,null,590,4611.6504854368932,143,0.33300000000000002]
["P00000736955",2012,"SLERES",3.29,2901,14969.5,4550,3.3116438356164387E-4,3.29E-3,null,14969.5,4550,0.10065786734396469,881.76291793313067,null,3.06,4334.5322932513609,940.10416666666674,0.10737563308115688,14759.082458520885,4611.6504854368932,null,null,null,null,null,null,null,null,null,null,null,null,null,null,null,null,592,4611.6504854368932,143,0.33300000000000002]
["P00000739177",2012,"SLERES",3.25,2945,14787,4549.8461538461543,3.3618721461187211E-4,3.2499999999999999E-3,null,14787,4549.8461538461543,0.10344221988057603,906.15384615384619,null,3.06,4334.5322932513609,940.33333333333337,0.10740601101289804,14759.082458520885,4611.6504854368932,null,null,null,null,null,null,null,null,null,null,null,null,null,null,null,null,596,4611.6504854368932,143,0.33300000000000002]
["P00000747942",2012,"SLERES",3.22,3093,14651,4550,3.5308219178082191E-4,3.2200000000000002E-3,null,14651,4550,0.10965285459031736,960.55900621118008,null,3.06,4334.5322932513618,940.61054579093422,0.10741523365393958,14759.318887555062,4611.6504854368932,null,null,null,null,null,null,null,null,null,null,null,null,null,null,null,null,597,4611.6504854368932,143,0.33300000000000002]
["P00000747946",2012,"SLERES",3.25,3126,15275,4700,3.5684931506849317E-4,3.2499999999999999E-3,null,15275,4700,0.10979978925184405,961.84615384615381,null,3.06,4334.5322932513618,940.87665647298672,0.10742009132420093,14766.963426326796,4611.6504854368932,null,null,null,null,null,null,null,null,null,null,null,null,null,null,null,null,601,4611.6504854368932,143,0.33300000000000002]
["P00000748129",2012,"SLERES",3.25,2847,15275,4700,3.2499999999999999E-4,3.2499999999999999E-3,null,15275,4700,0.1,876,null,3.06,4343.2630434782604,940.95744680851067,0.10742572862055358,14770.903910229752,4611.6504854368932,null,null,null,null,null,null,null,null,null,null,null,null,null,null,null,null,604,4611.6504854368932,143,0.33300000000000002]
["P00000750203",2012,"SLERES",3.22,2980,14651,4550,3.401826484018265E-4,3.2200000000000002E-3,null,14651,4550,0.10564678521795853,925.46583850931677,null,3.06,4344.5122769925074,941,0.10744023636852,14781.5,4611.6504854368932,null,null,null,null,null,null,null,null,null,null,null,null,null,null,null,null,605,4611.6504854368932,143,0.33300000000000002]
["P00000754569",2012,"SLERES",7.8479999999999999,9391,35990,4585.8817533129459,1.0720319634703198E-3,7.8479999999999991E-3,null,35990,4585.8817533129459,0.13659938372455654,1196.6106014271152,null,3.06,4345.0980392156862,941.04938271604931,0.10746522247000106,14781.740240962881,4611.6504854368932,null,null,null,null,null,null,null,null,null,null,null,null,null,null,null,null,612,4611.6504854368932,143,0.33300000000000002]
["P00000754571",2012,"SLERES",2.76,3185,12134,4396.376811594203,3.635844748858447E-4,2.7599999999999999E-3,null,12134,4396.376811594203,0.13173350539342202,1153.985507246377,null,3.06,4346.2732919254659,941.17647058823536,0.10751560898331937,14784.466019417476,4611.6504854368932,null,null,null,null,null,null,null,null,null,null,null,null,null,null,null,null,613,4611.6504854368932,143,0.33300000000000002]
["P00000756316",2012,"SLERES",3.57,3376,18920,5299.7198879551825,3.8538812785388125E-4,3.5699999999999998E-3,null,18920,5299.7198879551825,0.10795185654170344,945.65826330532218,null,3.06,4359.8784590079376,941.39534883720933,0.10752401043196524,14784.466019417476,4611.6504854368932,null,null,null,null,null,null,null,null,null,null,null,null,null,null,null,null,614,4611.6504854368932,143,0.33300000000000002]
["P00000759838",2012,"SLERES",4.5,6251,18977,4217.1111111111113,7.135844748858448E-4,4.4999999999999997E-3,null,18977,4217.1111111111113,0.15857432775240995,1389.1111111111111,null,3.06,4362.6970695644432,941.83673469387759,0.10755718686504556,14784.466019417476,4611.6504854368932,null,null,null,null,null,null,null,null,null,null,null,null,null,null,null,null,616,4611.6504854368932,143,0.33300000000000002]
["P00000760944",2012,"SLERES",4.32,5000,21492,4975,5.7077625570776263E-4,4.3200000000000001E-3,null,21492,4975,0.13212413326568578,1157.4074074074074,null,3.06,4363.2653061224482,941.91033138401565,0.10757652629798749,14784.466019417476,4611.6504854368932,null,null,null,null,null,null,null,null,null,null,null,null,null,null,null,null,617,4611.6504854368932,143,0.33300000000000002]
["P00000760946",2012,"SLERES",2.2000000000000002,2049,10945,4975,2.339041095890411E-4,2.2000000000000001E-3,null,10945,4975,0.10632004981320049,931.36363636363626,null,3.06,4363.3424349946699,942.20095693779911,0.10758032284451072,14784.466019417476,4611.6504854368932,null,null,null,null,null,null,null,null,null,null,null,null,null,null,null,null,618,4611.6504854368932,143,0.33300000000000002]
["P00000806939",2012,"SLERES",3.12,2889,14676,4703.8461538461534,3.2979452054794525E-4,3.1199999999999999E-3,null,14676,4703.8461538461534,0.10570337197049526,925.96153846153845,null,3.06,4364.4314868804659,942.37037037037032,0.10759811915633834,14784.466019417476,4611.6504854368932,null,null,null,null,null,null,null,null,null,null,null,null,null,null,null,null,619,4611.6504854368932,143,0.33300000000000002]
["P00000695746",2012,"SLERES",3.06,3160,17442,5700,3.6073059360730591E-4,3.0600000000000002E-3,null,17442,5700,0.11788581490434834,1032.6797385620914,null,3.06,4364.4314868804659,942.40362811791385,0.10764524811214515,14787,4611.6504854368932,null,null,null,null,null,null,null,null,null,null,null,null,null,null,null,null,621,4611.6504854368932,143,0.33300000000000002]
["P00000695756",2012,"SLERES",3.06,3487,17889,5846.0784313725489,3.9805936073059359E-4,3.0600000000000002E-3,null,17889,5846.0784313725489,0.13008475840869071,1139.5424836601308,null,3.06,4364.4314868804659,942.55952380952385,0.1076461403529472,14787,4611.6504854368932,null,null,null,null,null,null,null,null,null,null,null,null,null,null,null,null,623,4611.6504854368932,143,0.33300000000000002]
["P00000697716",2012,"SLERES",2.88,3088,14722.92,5112.125,3.5251141552511417E-4,2.8799999999999997E-3,null,14722.92,5112.125,0.12239979705733131,1072.2222222222222,null,3.06,4364.4314868804659,942.9723734623916,0.10765474378488077,14787,4611.6504854368932,null,null,null,null,null,null,null,null,null,null,null,null,null,null,null,null,625,4611.6504854368932,143,0.33300000000000002]
["P00000700511",2012,"SLERES",3.22,3262,17050,5295.0310559006211,3.723744292237443E-4,3.2200000000000002E-3,null,17050,5295.0310559006211,0.11564423267818146,1013.0434782608695,null,3.06,4364.4314868804659,942.98018949181744,0.10767236033598288,14787,4611.6504854368932,null,null,null,null,null,null,null,null,null,null,null,null,null,null,null,null,627,4611.6504854368932,143,0.33300000000000002]
["P00000705238",2012,"SLERES",3.29,3472,17108,5200,3.963470319634703E-4,3.29E-3,null,17108,5200,0.12047022248129796,1055.3191489361702,null,3.06,4364.4314868804659,943.05555555555554,0.10768645357686454,14787,4611.6504854368932,null,null,null,null,null,null,null,null,null,null,null,null,null,null,null,null,628,4611.6504854368932,143,0.33300000000000002]
["P00000706848",2012,"SLERES",3.06,3306,14787,4832.3529411764703,3.7739726027397259E-4,3.0600000000000002E-3,null,14787,4832.3529411764703,0.12333243799803026,1080.392156862745,null,3.06,4364.4314868804659,943.20987654320993,0.1077029978161604,14787,4611.6504854368932,null,null,null,null,null,null,null,null,null,null,null,null,null,null,null,null,629,4611.6504854368932,143,0.33300000000000002]
["P00000708833",2012,"SLERES",3.06,2725,26400,8627.4509803921574,3.1107305936073061E-4,3.0600000000000002E-3,null,26400,8627.4509803921574,0.10165786253618647,890.52287581699341,null,3.06,4364.4314868804659,943.33333333333326,0.10773193817644475,14787,4611.6504854368932,null,null,null,null,null,null,null,null,null,null,null,null,null,null,null,null,630,4611.6504854368932,143,0.33300000000000002]
["P00000710692",2012,"SLERES",3.29,3318,17108,5200,3.7876712328767126E-4,3.29E-3,null,17108,5200,0.11512678519382105,1008.5106382978723,null,3.06,4364.4314868804659,943.47826086956513,0.10773844975750871,14787,4611.6504854368932,null,null,null,null,null,null,null,null,null,null,null,null,null,null,null,null,631,4611.6504854368932,143,0.33300000000000002]
["P00000710717",2012,"SLERES",4.08,4166,21624,{"$f":"IFERROR(F514/D514,\"\")","v":5300},4.7557077625570775E-4,4.0800000000000003E-3,null,{"$f":"F514*VLOOKUP(B514,$AA$12:$AB$14,2,FALSE)","v":21624},5300,{"$f":"(E514/8760)/D514","v":0.11656146476855582},{"$f":"E514/D514","v":1021.0784313725489},null,3.06,4364.4314868804659,943.73177842565599,0.10774172682771739,14787,4611.6504854368932,null,null,null,null,null,null,null,null,null,null,null,null,null,null,null,null,633,4611.6504854368932,143,0.33300000000000002]
["P00000711847",2012,"SLERES",3.5,3958,17752,5072,{"$f":"E515/8760/1000","v":4.5182648401826487E-4},{"$f":"D515/1000","v":3.5000000000000001E-3},null,17752,{"$f":"IFERROR(K515/D515,\"\")","v":5072},0.12909328114807567,1130.8571428571429,null,3.06,4369.0027300965221,943.78881987577631,0.10774857888360824,14787,4611.6504854368932,null,null,null,null,null,null,null,null,null,null,null,null,null,null,null,null,640,4611.6504854368932,143,0.33300000000000002]
["P00000715322",2012,"SLERES",3.43,3276,14970,4364.4314868804659,3.7397260273972605E-4,3.4300000000000003E-3,null,14970,4364.4314868804659,0.1090299133351971,955.10204081632651,null,3.08,4380.1169590643276,943.81752701080427,0.10774857888360824,14787,4611.6504854368932,null,null,null,null,null,null,null,null,null,null,null,null,null,null,null,null,641,4611.6504854368932,143,0.33300000000000002]
["P00000722746",2012,"SLERES",3.8250000000000002,4285,21994.400000000001,5750.169934640523,4.8915525114155256E-4,3.8250000000000003E-3,null,21994.400000000001,5750.169934640523,0.12788372578864118,1120.2614379084966,null,3.08,4383.5403726708073,943.87755102040819,0.10775916842453045,14787,4611.6504854368932,null,null,null,null,null,null,null,null,null,null,null,null,null,null,null,null,642,4611.6504854368932,143,0.33300000000000002]
["P00000729524",2012,"SLERES",3.29,3124,14967,4549.2401215805467,3.5662100456621004E-4,3.29E-3,null,14967,4549.2401215805467,0.10839544211738907,949.54407294832822,null,3.08,4388.991414587178,943.87755102040819,0.10776255707762557,14787,4611.6504854368932,null,null,null,null,null,null,null,null,null,null,null,null,null,null,null,null,643,4611.6504854368932,143,0.33300000000000002]
["P00000732797",2012,"SLERES",3.1850000000000001,3302,14520.5,4559.026687598116,3.7694063926940643E-4,3.1849999999999999E-3,null,14520.5,4559.026687598116,0.1183487093467524,1036.7346938775511,null,3.08,4389.8976982097183,943.9703153988869,0.10776255707762557,14787,4611.6504854368932,null,null,null,null,null,null,null,null,null,null,null,null,null,null,null,null,645,4611.6504854368932,143,0.33300000000000002]
["P00000734415",2012,"SLERES",5.64,5732,25662,4550,6.5433789954337897E-4,5.64E-3,null,25662,4550,0.1160173580750672,1016.3120567375887,null,3.08,4393.1372549019607,944,0.10776255707762557,14787.5,4611.6504854368932,null,null,null,null,null,null,null,null,null,null,null,null,null,null,null,null,646,4611.6504854368932,143,0.33300000000000002]
["P00000687120",2012,"SLERES",5.17,5152,26936,5210.0580270793034,5.8812785388127854E-4,5.1700000000000001E-3,null,26936,5210.0580270793034,0.1137578053928972,996.51837524177949,null,3.08,4396.376811594203,944,0.107765546413171,14787.5,4611.6504854368932,null,null,null,null,null,null,null,null,null,null,null,null,null,null,null,null,654,4611.6504854368932,143,0.33300000000000002]
["P00000687122",2012,"SLERES",6.11,5380,31833,5209.9836333878884,6.1415525114155256E-4,6.11E-3,null,31833,5209.9836333878884,0.10051640771547504,880.52373158756131,null,3.08,4396.77911981119,944,0.10778430093498585,14787.5,4611.6504854368932,null,null,null,null,null,null,null,null,null,null,null,null,null,null,null,null,655,4611.6504854368932,143,0.33300000000000002]
["P00000695272",2012,"SLERES",3.29,3834,17108,5200,4.3767123287671232E-4,3.29E-3,null,17108,5200,0.13303076987134113,1165.3495440729482,null,3.12,4399.0683229813658,944.02618657937796,0.10778941713671769,14787.5,4611.6504854368932,null,null,null,null,null,null,null,null,null,null,null,null,null,null,null,null,656,4611.6504854368932,143,0.33300000000000002]
["P00000695274",2012,"SLERES",3,3048,17700,5900,3.4794520547945209E-4,3.0000000000000001E-3,null,17700,5900,0.11598173515981736,1016,null,3.12,4400,944.19047619047615,0.10779979921629589,14787.5,4611.6504854368932,null,null,null,null,null,null,null,null,null,null,null,null,null,null,null,null,660,4611.6504854368932,143,0.33300000000000002]
["P00000695284",2012,"SLERES",6.96,6332,36262,5210.0574712643675,7.228310502283105E-4,6.96E-3,null,36262,5210.0574712643675,0.10385503595234347,909.77011494252872,null,3.12,4400,944.23529411764707,0.10780060882800609,14788,4611.6504854368932,null,null,null,null,null,null,null,null,null,null,null,null,null,null,null,null,661,4611.6504854368932,143,0.33300000000000002]
["P00000664511",2012,"SLERES",4.59,6690,23550.400000000001,5130.8061002178656,7.6369863013698636E-4,4.5899999999999995E-3,null,23550.400000000001,5130.8061002178656,0.16638314382069419,1457.5163398692812,null,3.12,4400,944.32624113475185,0.10780558215708318,14788,4611.6504854368932,null,null,null,null,null,null,null,null,null,null,null,null,null,null,null,null,662,4611.6504854368932,143,0.33300000000000002]
["P00000595935",2012,"SLERES",3.0550000000000002,2820,24379,7980.0327332242223,3.2191780821917807E-4,3.055E-3,null,24379,7980.0327332242223,0.10537407797681771,923.07692307692298,null,3.12,4400,944.33333333333337,0.10784078110936758,14788,4611.6504854368932,null,null,null,null,null,null,null,null,null,null,null,null,null,null,null,null,665,4611.6504854368932,143,0.33300000000000002]
["P00000606372",2012,"SLERES",2.04,2398,12138,5950,2.7374429223744288E-4,2.0400000000000001E-3,null,12138,5950,0.13418837854776614,1175.4901960784314,null,3.12,4400,944.37689969604867,0.10786506383375268,14788,4611.6504854368932,null,null,null,null,null,null,null,null,null,null,null,null,null,null,null,null,666,4611.6504854368932,143,0.33300000000000002]
["P00000612954",2012,"SLERES",2.5499999999999998,2967,21450,8411.7647058823532,3.3869863013698633E-4,2.5499999999999997E-3,null,21450,8411.7647058823532,0.13282299221058289,1163.5294117647059,null,3.12,4400.7431065416276,944.68524251805991,0.10788790402005551,14794.517260018214,4611.6504854368932,null,null,null,null,null,null,null,null,null,null,null,null,null,null,null,null,667,4611.6504854368932,143,0.33300000000000002]
["P00000664552",2012,"SLERES",3.44,3880,26813,7794.4767441860467,4.4292237442922374E-4,3.4399999999999999E-3,null,26813,7794.4767441860467,0.12875650419454179,1127.9069767441861,null,3.12,4407.7596191146231,944.89795918367349,0.10790090535687405,14805,4611.6504854368932,null,null,null,null,null,null,null,null,null,null,null,null,null,null,null,null,668,4611.6504854368932,143,0.33300000000000002]
["P00000666422",2012,"SLERES",4.7,4216,37506,7980,4.8127853881278537E-4,4.7000000000000002E-3,null,37506,7980,0.10239968910910327,897.02127659574467,null,3.12,4411.7647058823532,945.0980392156863,0.10794491829643031,14805.825242718447,4611.6504854368932,null,null,null,null,null,null,null,null,null,null,null,null,null,null,null,null,669,4611.6504854368932,143,0.33300000000000002]
["P00000667777",2012,"SLERES",4.7,4715,37506,7980,5.3824200913242005E-4,4.7000000000000002E-3,null,37506,7980,0.11451957641115319,1003.1914893617021,null,3.12,4422.9921359707769,945.21193092621661,0.10794858785726366,14817,4611.6504854368932,null,null,null,null,null,null,null,null,null,null,null,null,null,null,null,null,670,4611.6504854368932,143,0.33300000000000002]
["P00000671787",2012,"SLERES",3.29,4403,17108,5200,5.0262557077625572E-4,3.29E-3,null,17108,5200,0.15277372971922665,1338.2978723404256,null,3.12,4424,945.59748427672946,0.10795185654170344,14828,4611.6504854368932,null,null,null,null,null,null,null,null,null,null,null,null,null,null,null,null,671,4611.6504854368932,143,0.33300000000000002]
["P00000671799",2012,"SLERES",3,2838,18600,6200,3.2397260273972598E-4,3.0000000000000001E-3,null,18600,6200,0.10799086757990867,946,null,3.12,4426,945.62962962962968,0.10797743755036261,14829,4611.6504854368932,null,null,null,null,null,null,null,null,null,null,null,null,null,null,null,null,672,4611.6504854368932,143,0.33300000000000002]
["P00000677741",2012,"SLERES",1.7849999999999999,1593,10821.11,6062.2464985994402,1.8184931506849315E-4,1.7849999999999999E-3,null,10821.11,6062.2464985994402,0.10187636698515022,892.43697478991601,null,3.12,4427.0270270270266,945.65826330532218,0.10799086757990867,14830.097087378641,4611.6504854368932,null,null,null,null,null,null,null,null,null,null,null,null,null,null,null,null,673,4611.6504854368932,143,0.33300000000000002]
["P00000677756",2012,"SLERES",3.12,3398,15147,4854.8076923076924,3.8789954337899548E-4,3.1199999999999999E-3,null,15147,4854.8076923076924,0.124326776724037,1089.102564102564,null,3.12,4427.2523296305244,945.88235294117658,0.10799086757990867,14830.097087378641,4611.6504854368932,null,null,null,null,null,null,null,null,null,null,null,null,null,null,null,null,675,4611.6504854368932,143,0.33300000000000002]
["P00000677780",2012,"SLERES",3.76,3346,30005,7980.0531914893618,3.8196347031963467E-4,3.7599999999999999E-3,null,30005,7980.0531914893618,0.10158602934032837,889.89361702127667,null,3.12,4433.0443908252555,946,0.10799086757990868,14830.097087378641,4611.6504854368932,null,null,null,null,null,null,null,null,null,null,null,null,null,null,null,null,676,4611.6504854368932,143,0.33300000000000002]
["P00000677783",2012,"SLERES",2.1150000000000002,2155,16878,7980.1418439716308,2.4600456621004567E-4,2.1150000000000001E-3,null,16878,7980.1418439716308,0.11631421570214924,1018.9125295508273,null,3.12,4433.0443908252555,946,0.10800842992623814,14830.097087378641,4611.6504854368932,null,null,null,null,null,null,null,null,null,null,null,null,null,null,null,null,678,4611.6504854368932,143,0.33300000000000002]
["P00000679868",2012,"SLERES",2.88,2947,24460,8493.0555555555566,3.3641552511415524E-4,2.8799999999999997E-3,null,24460,8493.0555555555566,0.11681094622019279,1023.2638888888889,null,3.12,4433.0443908252555,946,0.10801067002143323,14842.718446601943,4611.6504854368932,null,null,null,null,null,null,null,null,null,null,null,null,null,null,null,null,679,4611.6504854368932,143,0.33300000000000002]
["P00000756195",2012,"SLERES",3.06,2957,13577,4436.9281045751632,3.3755707762557079E-4,3.0600000000000002E-3,null,13577,4436.9281045751632,0.1103127704658728,966.33986928104571,null,3.12,4433.0443908252555,946.15384615384619,0.10807139570280698,14842.718446601943,4611.6504854368932,null,null,null,null,null,null,null,null,null,null,null,null,null,null,null,null,680,4611.6504854368932,143,0.33300000000000002]
["P00000756196",2012,"SLERES",3.06,3103,13079,4274.1830065359472,3.5422374429223746E-4,3.0600000000000002E-3,null,13079,4274.1830065359472,0.11575939355955472,1014.0522875816994,null,3.12,4433.0443908252555,946.17346938775506,0.10808509096180328,14842.718446601943,4611.6504854368932,null,null,null,null,null,null,null,null,null,null,null,null,null,null,null,null,681,4611.6504854368932,143,0.33300000000000002]
["P00000756327",2012,"SLERES",4.8,4387,23880,4975,5.0079908675799089E-4,4.7999999999999996E-3,null,23880,4975,0.10433314307458144,913.95833333333337,null,3.12,4433.0443908252555,946.7054263565891,0.10810184666203318,14842.718446601943,4611.6504854368932,null,null,null,null,null,null,null,null,null,null,null,null,null,null,null,null,682,4611.6504854368932,143,0.33300000000000002]
["P00000756870",2012,"SLERES",2.5,2307,11375,4550,2.6335616438356163E-4,2.5000000000000001E-3,null,11375,4550,0.10534246575342465,922.8,null,3.12,4433.0443908252555,946.82539682539675,0.10810524363424394,14842.718446601943,4611.6504854368932,null,null,null,null,null,null,null,null,null,null,null,null,null,null,null,null,683,4611.6504854368932,143,0.33300000000000002]
["P00000762536",2012,"SLERES",1.02,993,6104,5984.3137254901958,1.1335616438356164E-4,1.0200000000000001E-3,null,6104,5984.3137254901958,0.1111334944936879,973.52941176470586,null,3.12,4433.0443908252555,946.97217675941079,0.10813131514836855,14842.718446601943,4611.6504854368932,null,null,null,null,null,null,null,null,null,null,null,null,null,null,null,null,684,4611.6504854368932,143,0.33300000000000002]
["P00000762761",2012,"SLERES",3.22,3795,14168,4400,4.3321917808219177E-4,3.2200000000000002E-3,null,14168,4400,0.13454011741682975,1178.5714285714284,null,3.12,4433.0443908252555,947.00193423597682,0.10817498895271763,14842.718446601943,4611.6504854368932,null,null,null,null,null,null,null,null,null,null,null,null,null,null,null,null,685,4611.6504854368932,143,0.33300000000000002]
["P00000767341",2012,"SLERES",5.0599999999999996,5611,20493,4050.0000000000005,6.4052511415525119E-4,5.0599999999999994E-3,null,20493,4050.0000000000005,0.12658599093977296,1108.8932806324112,null,3.12,4433.0443908252555,947.23032069970839,0.10819063926940639,14843.533980582524,4611.6504854368932,null,null,null,null,null,null,null,null,null,null,null,null,null,null,null,null,686,4611.6504854368932,143,0.33300000000000002]
["P00000767343",2012,"SLERES",3.22,3119,27370,8500,3.5605022831050224E-4,3.2200000000000002E-3,null,27370,8500,0.11057460506537337,968.63354037267072,null,3.12,4433.0443908252555,947.61290322580646,0.10820966514459664,14854.368932038835,4611.6504854368932,null,null,null,null,null,null,null,null,null,null,null,null,null,null,null,null,687,4611.6504854368932,143,0.33300000000000002]
["P00000767547",2012,"SLERES",3.22,3433,15134,4700,3.9189497716894976E-4,3.2200000000000002E-3,null,15134,4700,0.12170651464874216,1066.1490683229813,null,3.12,4433.0443908252555,947.75,0.10821917808219178,14854.368932038835,4611.6504854368932,null,null,null,null,null,null,null,null,null,null,null,null,null,null,null,null,690,4611.6504854368932,143,0.33300000000000002]
["P00000769142",2012,"SLERES",5.52,5664,27462,4975,6.4657534246575338E-4,5.5199999999999997E-3,null,27462,4975,0.11713321421481042,1026.0869565217392,null,3.12,4433.0443908252555,947.91666666666663,0.10826136589239627,14867.961165048544,4611.6504854368932,null,null,null,null,null,null,null,null,null,null,null,null,null,null,null,null,691,4611.6504854368932,143,0.33300000000000002]
["P00000778171",2012,"SLERES",3.1850000000000001,3241,15466.53,4856.0533751962321,3.6997716894977167E-4,3.1849999999999999E-3,null,15466.53,4856.0533751962321,0.11616237643634904,1017.5824175824175,null,3.12,4433.0443908252555,948,0.10828556624243015,14869.416007803648,4611.6504854368932,null,null,null,null,null,null,null,null,null,null,null,null,null,null,null,null,692,4611.6504854368932,143,0.33300000000000002]
["P00000737527",2012,"SLERES",3.25,3416,14787.5,4550,3.8995433789954339E-4,3.2499999999999999E-3,null,14787.5,4550,0.11998595012293642,1051.0769230769231,null,3.12,4433.0443908252555,948.36956521739125,0.10830188239679434,14872.97,4611.6504854368932,null,null,null,null,null,null,null,null,null,null,null,null,null,null,null,null,694,4611.6504854368932,143,0.33300000000000002]
["P00000737530",2012,"SLERES",3.25,3474,14625,4500,3.9657534246575343E-4,3.2499999999999999E-3,null,14625,4500,0.12202318229715491,1068.9230769230769,null,3.12,4433.0443908252555,948.58156028368796,0.10832064941653982,14875,4611.6504854368932,null,null,null,null,null,null,null,null,null,null,null,null,null,null,null,null,695,4611.6504854368932,143,0.33300000000000002]
["P00000736588",2012,"SLERES",3.29,3249,14969.5,4550,3.7089041095890414E-4,3.29E-3,null,14969.5,4550,0.1127326477078736,987.53799392097267,null,3.12,4433.0443908252555,948.72448979591843,0.10832064941653982,14908.820846833205,4611.6504854368932,null,null,null,null,null,null,null,null,null,null,null,null,null,null,null,null,696,4611.6504854368932,143,0.33300000000000002]
["P00000732539",2012,"SLERES",3.29,3356,15956.5,4850,3.8310502283105027E-4,3.29E-3,null,15956.5,4850,0.11644529569332834,1020.0607902735562,null,3.12,4433.0443908252555,948.88888888888891,0.10832237511950493,14908.820846833205,4611.6504854368932,null,null,null,null,null,null,null,null,null,null,null,null,null,null,null,null,697,4611.6504854368932,143,0.33300000000000002]
["P00000733363",2012,"SLERES",2.04,2179,15700,7696.0784313725489,2.4874429223744292E-4,2.0400000000000001E-3,null,15700,7696.0784313725489,0.12193347658698182,1068.1372549019607,null,3.12,4433.0443908252555,948.88888888888891,0.10832237511950493,14908.820846833205,4611.6504854368932,null,null,null,null,null,null,null,null,null,null,null,null,null,null,null,null,701,4611.6504854368932,143,0.33300000000000002]
["P00000733621",2012,"SLERES",3.29,3588,25264,7679.0273556231004,4.0958904109589039E-4,3.29E-3,null,25264,7679.0273556231004,0.12449514926926759,1090.5775075987842,null,3.12,4433.0443908252555,948.90400604686317,0.10832237511950493,14908.820846833205,4611.6504854368932,null,null,null,null,null,null,null,null,null,null,null,null,null,null,null,null,703,4611.6504854368932,143,0.33300000000000002]
["P00000738566",2012,"SLERES",3.25,3188,14787,4549.8461538461543,3.6392694063926937E-4,3.2499999999999999E-3,null,14787,4549.8461538461543,0.11197752019669828,980.92307692307691,null,3.12,4433.0443908252555,948.90400604686317,0.1083266183185603,14908.820846833205,4611.6504854368932,null,null,null,null,null,null,null,null,null,null,null,null,null,null,null,null,704,4611.6504854368932,143,0.33300000000000002]
["P00000738568",2012,"SLERES",3.25,3511,14787,4549.8461538461543,4.0079908675799084E-4,3.2499999999999999E-3,null,14787,4549.8461538461543,0.12332279592553565,1080.3076923076924,null,3.12,4433.0443908252555,948.90400604686317,0.10833333333333334,14908.820846833205,4611.6504854368932,null,null,null,null,null,null,null,null,null,null,null,null,null,null,null,null,707,4611.6504854368932,143,0.33300000000000002]
["P00000739757",2012,"SLERES",4.9000000000000004,4861,24425,4984.6938775510198,5.5490867579908673E-4,4.9000000000000007E-3,null,24425,4984.6938775510198,0.11324666853042586,992.04081632653049,null,3.12,4433.0443908252555,948.94117647058829,0.10834211450649807,14908.820846833205,4611.6504854368932,null,null,null,null,null,null,null,null,null,null,null,null,null,null,null,null,710,4611.6504854368932,143,0.33300000000000002]
["P00000739758",2012,"SLERES",3.29,3249,14969.5,4550,3.7089041095890414E-4,3.29E-3,null,14969.5,4550,0.1127326477078736,987.53799392097267,null,3.145,4433.0443908252555,949,0.10834371108343711,14908.820846833205,4611.6504854368932,null,null,null,null,null,null,null,null,null,null,null,null,null,null,null,null,712,4611.6504854368932,143,0.33300000000000002]
["P00000742268",2012,"SLERES",3.29,3124,14969.5,4550,3.5662100456621004E-4,3.29E-3,null,14969.5,4550,0.10839544211738907,949.54407294832822,null,3.145,4433.0443908252555,949.07692307692309,0.10834371108343711,14908.820846833205,4611.6504854368932,null,null,null,null,null,null,null,null,null,null,null,null,null,null,null,null,713,4611.6504854368932,143,0.33300000000000002]
["P00000745760",2012,"SLERES",2.82,2881,22504,7980.1418439716317,3.2888127853881278E-4,2.82E-3,null,22504,7980.1418439716317,0.11662456685773503,1021.6312056737589,null,3.145,4433.0443908252555,949.09090909090912,0.10834371108343711,14908.820846833205,4611.6504854368932,null,null,null,null,null,null,null,null,null,null,null,null,null,null,null,null,715,4611.6504854368932,143,0.33300000000000002]
["P00000747953",2012,"SLERES",3.25,3581,15275,4700,4.0878995433789956E-4,3.2499999999999999E-3,null,15275,4700,0.12578152441166141,1101.8461538461538,null,3.145,4433.0443908252555,949.09090909090912,0.10834628712069692,14908.820846833205,4611.6504854368932,null,null,null,null,null,null,null,null,null,null,null,null,null,null,null,null,716,4611.6504854368932,143,0.33300000000000002]
["P00000749644",2012,"SLERES",3.29,3009,14969.5,4550,3.4349315068493155E-4,3.29E-3,null,14969.5,4550,0.10440521297414332,914.58966565349544,null,3.145,4433.0443908252555,949.09090909090912,0.1083780510837805,14908.820846833205,4611.6504854368932,null,null,null,null,null,null,null,null,null,null,null,null,null,null,null,null,717,4611.6504854368932,143,0.33300000000000002]
["P00000752587",2012,"SLERES",3.145,4243,14382,4572.9729729729734,4.8436073059360729E-4,3.1450000000000002E-3,null,14382,4572.9729729729734,0.15400977125392917,1349.1255961844197,null,3.145,4433.0443908252555,949.11347517730496,0.10838406900050736,14908.820846833205,4611.6504854368932,null,null,null,null,null,null,null,null,null,null,null,null,null,null,null,null,719,4611.6504854368932,143,0.33300000000000002]
["P00000691333",2012,"SLERES",5.16,6036,26884,5210.0775193798445,6.89041095890411E-4,5.1600000000000005E-3,null,26884,5210.0775193798445,0.13353509610279282,1169.7674418604652,null,3.145,4433.0443908252555,949.39172749391719,0.10839396310439997,14908.820846833205,4611.6504854368932,null,null,null,null,null,null,null,null,null,null,null,null,null,null,null,null,720,4611.6504854368932,143,0.33300000000000002]
["P00000704577",2012,"SLERES",3.29,3472,15298,4649.8480243161093,3.963470319634703E-4,3.29E-3,null,15298,4649.8480243161093,0.12047022248129796,1055.3191489361702,null,3.145,4433.0443908252555,949.44444444444446,0.10839544211738907,14924.582782445028,4611.6504854368932,null,null,null,null,null,null,null,null,null,null,null,null,null,null,null,null,721,4611.6504854368932,143,0.33300000000000002]
["P00000707654",2012,"SLERES",2.88,3007,16064,5577.7777777777783,3.4326484018264841E-4,2.8799999999999997E-3,null,16064,5577.7777777777783,0.11918918061897514,1044.0972222222222,null,3.145,4433.0443908252555,949.53111679454389,0.10839544211738907,14924.582782445028,4611.6504854368932,null,null,null,null,null,null,null,null,null,null,null,null,null,null,null,null,722,4611.6504854368932,143,0.33300000000000002]
["P00000708841",2012,"SLERES",4.32,3981,22507,5209.9537037037035,4.5445205479452053E-4,4.3200000000000001E-3,null,22507,5209.9537037037035,0.10519723490613901,921.52777777777771,null,3.18,4433.0443908252555,949.54407294832822,0.10839544211738907,14928.523266347984,4611.6504854368932,null,null,null,null,null,null,null,null,null,null,null,null,null,null,null,null,725,4611.6504854368932,143,0.33300000000000002]
["P00000694620",2012,"SLERES",3.06,2958,16559,5411.4379084967322,3.3767123287671233E-4,3.0600000000000002E-3,null,16559,5411.4379084967322,0.11035007610350075,966.66666666666663,null,3.18,4433.0443908252555,949.54407294832822,0.10840272181932135,14951.456310679612,4611.6504854368932,null,null,null,null,null,null,null,null,null,null,null,null,null,null,null,null,727,4611.6504854368932,143,0.33300000000000002]
["P00000695758",2012,"SLERES",3.29,2886,17108,5200,3.2945205479452058E-4,3.29E-3,null,17108,5200,0.10013740267310656,877.20364741641333,null,3.18,4433.0443908252555,949.54407294832822,0.10840625603762294,14954,4611.6504854368932,null,null,null,null,null,null,null,null,null,null,null,null,null,null,null,null,732,4611.6504854368932,143,0.33300000000000002]
["P00000695759",2012,"SLERES",5.76,6364,28656,4975,7.2648401826484017E-4,5.7599999999999995E-3,null,28656,4975,0.12612569761542367,1104.8611111111111,null,3.18,4433.0443908252555,949.60784313725492,0.10841018294684691,14967,4611.6504854368932,null,null,null,null,null,null,null,null,null,null,null,null,null,null,null,null,56,4611.6504854368923,489,0.32500000000000001]
["P00000696113",2012,"SLERES",3.29,3780,17108,5200,4.3150684931506848E-4,3.29E-3,null,17108,5200,0.13115709705625181,1148.936170212766,null,3.18,4433.0443908252564,949.63880288957694,0.10841612725174368,14969,4611.6504854368932,null,null,null,null,null,null,null,null,null,null,null,null,null,null,null,null,151,4611.6504854368923,489,0.32500000000000001]
["P00000696120",2012,"SLERES",6.12,6901,31212,5100,7.8778538812785391E-4,6.1200000000000004E-3,null,31212,5100,0.12872310263527026,1127.6143790849674,null,3.18,4433.0443908252564,949.67320261437908,0.1084171281453415,14969.5,4611.6504854368932,null,null,null,null,null,null,null,null,null,null,null,null,null,null,null,null,225,4611.6504854368923,489,0.32500000000000001]
["P00000696912",2012,"SLERES",3.36,3193,15792,4700,3.6449771689497717E-4,3.3599999999999997E-3,null,15792,4700,0.10848146336160035,950.29761904761904,null,3.18,4433.0443908252564,949.72527472527474,0.1084189497716895,14969.5,4611.6504854368932,null,null,null,null,null,null,null,null,null,null,null,null,null,null,null,null,529,4611.6504854368923,489,0.32500000000000001]
["P00000603844",2012,"SLERES",3.42,3874,25950,7587.7192982456145,4.4223744292237445E-4,3.4199999999999999E-3,null,25950,7587.7192982456145,0.12930919383695158,1132.7485380116959,null,3.18,4433.0443908252564,949.73404255319156,0.10843863934020036,14969.5,4611.6504854368932,null,null,null,null,null,null,null,null,null,null,null,null,null,null,null,null,644,4611.6504854368923,489,0.32500000000000001]
["P00000612912",2012,"SLERES",3.75,3372,21375,5700,3.8493150684931505E-4,3.7499999999999999E-3,null,21375,5700,0.10264840182648401,899.2,null,3.18,4433.0443908252564,949.75,0.10846412929163837,14969.5,4611.6504854368932,null,null,null,null,null,null,null,null,null,null,null,null,null,null,null,null,693,4611.6504854368923,489,0.32500000000000001]
["P00000612957",2012,"SLERES",3,2956,30000,{"$f":"IFERROR(F578/D578,\"\")","v":10000},3.3744292237442925E-4,3.0000000000000001E-3,null,{"$f":"F578*VLOOKUP(B578,$AA$12:$AB$14,2,FALSE)","v":30000},10000,{"$f":"(E578/8760)/D578","v":0.11248097412480974},{"$f":"E578/D578","v":985.33333333333337},null,3.18,4433.0443908252564,949.92248062015506,0.10848146336160035,14969.5,4611.6504854368932,null,null,null,null,null,null,null,null,null,null,null,null,null,null,null,null,356,4602.001128232534,495,0.32400000000000001]
["P00000641337",2012,"SLERES",3.06,3067,18380,6006.5359477124184,{"$f":"E579/8760/1000","v":3.5011415525114153E-4},{"$f":"D579/1000","v":3.0600000000000002E-3},null,18380,{"$f":"IFERROR(K579/D579,\"\")","v":6006.5359477124184},0.11441639060494821,1002.2875816993463,null,3.18,4433.0443908252564,950.14577259475209,0.10853808799014278,14969.5,4611.6504854368932,null,null,null,null,null,null,null,null,null,null,null,null,null,null,null,null,610,4588.8769027927601,496,0.32200000000000001]
["P00000641352",2012,"SLERES",3.22,3710,26887,8350,4.2351598173515981E-4,3.2200000000000002E-3,null,26887,8350,0.13152670240222353,1152.1739130434783,null,3.18,4433.0443908252564,950.29761904761904,0.10853808799014279,14969.5,4611.6504854368932,null,null,null,null,null,null,null,null,null,null,null,null,null,null,null,null,43,4582.5787041160702,497,0.32100000000000001]
["P00000641379",2012,"SLERES",5.16,4885,41177,7980.0387596899227,5.5764840182648398E-4,5.1600000000000005E-3,null,41177,7980.0387596899227,0.10807139570280698,946.7054263565891,null,3.18,4433.0443908252564,950.79365079365073,0.10856397353461933,14969.5,4611.6504854368932,null,null,null,null,null,null,null,null,null,null,null,null,null,null,null,null,7,4566.9902912621365,498,0.311]
["P00000641392",2012,"SLERES",3.87,4410,30883,7980.1033591731266,5.034246575342466E-4,3.8700000000000002E-3,null,30883,7980.1033591731266,0.13008389083572264,1139.5348837209301,null,3.18,4433.0443908252564,950.79365079365084,0.10856893034100845,14969.5,4611.6504854368932,null,null,null,null,null,null,null,null,null,null,null,null,null,null,null,null,104,4566.9902912621365,498,0.311]
["P00000664489",2012,"SLERES",5.55,4876,42600,7675.6756756756758,5.5662100456621002E-4,5.5500000000000002E-3,null,42600,7675.6756756756758,0.10029207289481261,878.55855855855862,null,3.18,4433.0443908252564,951.0204081632653,0.10860458296677977,14969.5,4611.6504854368932,null,null,null,null,null,null,null,null,null,null,null,null,null,null,null,null,125,4566.9902912621365,498,0.311]
["P00000664502",2012,"SLERES",3.06,2922,17767,5806.2091503267975,3.3356164383561645E-4,3.0600000000000002E-3,null,17767,5806.2091503267975,0.10900707314889425,954.9019607843137,null,3.18,4433.0443908252564,951.06382978723411,0.10863246237104683,14969.5,4611.6504854368932,null,null,null,null,null,null,null,null,null,null,null,null,null,null,null,null,133,4566.9902912621365,498,0.311]
["P00000664521",2012,"SLERES",3.87,4139,30883,7980.1033591731266,4.7248858447488583E-4,3.8700000000000002E-3,null,30883,7980.1033591731266,0.12209007350772244,1069.5090439276485,null,3.18,4433.0443908252564,951.37614678899081,0.10864207139892071,14969.5,4611.6504854368932,null,null,null,null,null,null,null,null,null,null,null,null,null,null,null,null,203,4566.9902912621365,498,0.311]
["P00000664524",2012,"SLERES",6.11,6144,48758,7980.0327332242223,7.0136986301369867E-4,6.11E-3,null,48758,7980.0327332242223,0.11479048494495886,1005.5646481178395,null,3.18,4433.0443908252564,951.62037037037032,0.10866020023256472,14969.5,4611.6504854368932,null,null,null,null,null,null,null,null,null,null,null,null,null,null,null,null,387,4566.9902912621365,498,0.311]
["P00000664541",2012,"SLERES",4.08,5636,22236,5450,6.4337899543378998E-4,4.0800000000000003E-3,null,22236,5450,0.15769093025337988,1381.3725490196077,null,3.18,4433.0443908252564,951.70454545454538,0.10869516269937766,14969.5,4611.6504854368932,null,null,null,null,null,null,null,null,null,null,null,null,null,null,null,null,391,4566.9902912621365,498,0.311]
["P00000667770",2012,"SLERES",5.64,6083,39480,7000,6.9440639269406385E-4,5.64E-3,null,39480,7000,0.12312170083228084,1078.5460992907801,null,3.18,4433.0443908252564,951.86335403726707,0.10870772091990395,14969.5,4611.6504854368932,null,null,null,null,null,null,null,null,null,null,null,null,null,null,null,null,283,4563.1067961165054,505,0.31]
["P00000667771",2012,"SLERES",3.06,3378,19125,6250,3.8561643835616439E-4,3.0600000000000002E-3,null,19125,6250,0.12601844390724326,1103.9215686274511,null,3.18,4433.0443908252564,952.16962524654832,0.10870857554169519,14969.5,4611.6504854368932,null,null,null,null,null,null,null,null,null,null,null,null,null,null,null,null,165,4563.1067961165045,506,0.28999999999999998]
["P00000668723",2012,"SLERES",3.06,3590,14612,4775.16339869281,4.0981735159817352E-4,3.0600000000000002E-3,null,14612,4775.16339869281,0.13392723908437043,1173.2026143790849,null,3.18,4433.0443908252564,952.27963525835867,0.10871092377941692,14969.5,4611.6504854368932,null,null,null,null,null,null,null,null,null,null,null,null,null,null,null,null,196,4563.1067961165045,506,0.28999999999999998]
["P00000671796",2012,"SLERES",3.29,3194,17108,5200,3.6461187214611871E-4,3.29E-3,null,17108,5200,0.1108242772480604,970.82066869300911,null,3.18,4433.0443908252564,952.28712174524981,0.10872935340210835,14969.5,4611.6504854368932,null,null,null,null,null,null,null,null,null,null,null,null,null,null,null,null,264,4563.1067961165045,506,0.28999999999999998]
["P00000673314",2012,"SLERES",3.29,2974,26254,7979.9392097264436,3.3949771689497716E-4,3.29E-3,null,26254,7979.9392097264436,0.10319079540880764,903.951367781155,null,3.18,4433.0443908252564,952.30769230769226,0.10874789714011056,14969.5,4611.6504854368941,null,null,null,null,null,null,null,null,null,null,null,null,null,null,null,null,336,4563.1067961165045,506,0.28999999999999998]
["P00000673335",2012,"SLERES",9.18,11158,65260,7108.9324618736382,1.2737442922374428E-3,9.1799999999999989E-3,null,65260,7108.9324618736382,0.13875210155091972,1215.4684095860566,null,3.18,4433.0443908252564,952.46913580246905,0.10879981960651672,14969.5,4611.6504854368941,null,null,null,null,null,null,null,null,null,null,null,null,null,null,null,null,400,4563.1067961165045,506,0.28999999999999998]
["P00000677771",2012,"SLERES",5.76,5686,45007,7813.7152777777783,6.4908675799086755E-4,5.7599999999999995E-3,null,45007,7813.7152777777783,0.1126886732623034,987.15277777777783,null,3.18,4433.0443908252564,952.63157894736844,0.10879981960651672,14969.5,4611.6504854368941,null,null,null,null,null,null,null,null,null,null,null,null,null,null,null,null,475,4563.1067961165045,506,0.28999999999999998]
["P00000677778",2012,"SLERES",3.01,3396,24020,7980.0664451827251,3.8767123287671235E-4,3.0099999999999997E-3,null,24020,7980.0664451827251,0.12879442952714698,1128.2392026578075,null,3.18,4433.0443908252564,953.08641975308637,0.10880988620714649,14969.5,4611.6504854368941,null,null,null,null,null,null,null,null,null,null,null,null,null,null,null,null,495,4563.1067961165045,506,0.28999999999999998]
["P00000679901",2012,"SLERES",6.11,6672,46314,7580.0327332242223,7.6164383561643835E-4,6.11E-3,null,46314,7580.0327332242223,0.12465529224491625,1091.9803600654664,null,3.18,4433.0443908252564,953.08641975308637,0.10881181385407557,14969.5,4611.6504854368941,null,null,null,null,null,null,null,null,null,null,null,null,null,null,null,null,500,4563.1067961165045,506,0.28999999999999998]
["P00000682653",2012,"SLERES",2.2949999999999999,2316,17174,7483.2244008714597,2.6438356164383564E-4,2.2949999999999997E-3,null,17174,7483.2244008714597,0.11519980899513536,1009.1503267973857,null,3.18,4433.0443908252564,953.17460317460325,0.10888272102346773,14969.5,4611.6504854368941,null,null,null,null,null,null,null,null,null,null,null,null,null,null,null,null,541,4563.1067961165045,506,0.28999999999999998]
["P00000685061",2012,"SLERES",3.22,3174,15633,4854.9689440993789,3.6232876712328767E-4,3.2200000000000002E-3,null,15633,4854.9689440993789,0.11252446183953033,985.71428571428567,null,3.18,4433.0443908252564,953.191489361702,0.10888272102346773,14969.5,4611.7328626066492,null,null,null,null,null,null,null,null,null,null,null,null,null,null,null,null,551,4563.1067961165045,506,0.28999999999999998]
["P00000806934",2012,"SLERES",5.28,5732,21492,4070.454545454545,6.5433789954337897E-4,5.28E-3,null,21492,4070.454545454545,0.12392763248927631,1085.6060606060605,null,3.18,4433.0443908252564,953.81263616557737,0.10892313546423135,14970,4616.8791141051888,null,null,null,null,null,null,null,null,null,null,null,null,null,null,null,null,570,4563.1067961165045,506,0.28999999999999998]
["P00000570364",2012,"SLERES",2.99,3158,23860,7979.9331103678924,3.6050228310502284E-4,2.99E-3,null,23860,7979.9331103678924,0.1205693254531849,1056.1872909698995,null,3.18,4433.0443908252564,953.81263616557737,0.10893502663622527,14970,4660.1941747572819,null,null,null,null,null,null,null,null,null,null,null,null,null,null,null,null,602,4563.1067961165045,506,0.28999999999999998]
["P00000581565",2012,"SLERES",5.98,5787,47720,7979.9331103678924,6.6061643835616435E-4,5.9800000000000001E-3,null,47720,7979.9331103678924,0.11047097631373985,967.7257525083611,null,3.18,4433.0443908252564,954.16666666666674,0.10895756046776113,14970,4666.9363538295574,null,null,null,null,null,null,null,null,null,null,null,null,null,null,null,null,664,4563.1067961165045,506,0.28999999999999998]
["P00000696916",2012,"SLERES",4.08,4518,16106,3947.5490196078431,5.1575342465753427E-4,4.0800000000000003E-3,null,16106,3947.5490196078431,0.12641015310233683,1107.3529411764705,null,3.18,4433.0443908252564,954.27083333333337,0.10896277270421106,14970,4668.4318917328628,null,null,null,null,null,null,null,null,null,null,null,null,null,null,null,null,674,4563.1067961165045,506,0.28999999999999998]
["P00000700512",2012,"SLERES",3.22,3433,16583,5150,3.9189497716894976E-4,3.2200000000000002E-3,null,16583,5150,0.12170651464874216,1066.1490683229813,null,3.18,4433.0443908252564,954.4682296975875,0.108970700152207,14970,4672.0703067011073,null,null,null,null,null,null,null,null,null,null,null,null,null,null,null,null,730,4563.1067961165045,506,0.28999999999999998]
["P00000702824",2012,"SLERES",2.76,2926,14228,5155.072463768116,3.3401826484018266E-4,2.7599999999999999E-3,null,14228,5155.072463768116,0.12102111044934155,1060.144927536232,null,3.1850000000000001,4433.0443908252564,954.51388888888891,0.10900481220115923,14970,4692.5566343042074,null,null,null,null,null,null,null,null,null,null,null,null,null,null,null,null,52,4562.8125919388058,521,0.28799999999999998]
["P00000705240",2012,"SLERES",3.57,3814,19255,5393.5574229691883,4.3538812785388128E-4,3.5699999999999998E-3,null,19255,5393.5574229691883,0.1219574587825998,1068.3473389355743,null,3.1850000000000001,4433.0443908252564,954.58333333333337,0.10900707314889425,14970,4700.4020790428558,null,null,null,null,null,null,null,null,null,null,null,null,null,null,null,null,47,4551.7589206909597,522,0.28699999999999998]
["P00000706840",2012,"SLERES",3.29,3819,15956.5,4850,4.3595890410958902E-4,3.29E-3,null,15956.5,4850,0.13251030520048299,1160.7902735562309,null,3.1850000000000001,4433.0443908252564,954.88215488215485,0.10900707314889425,14970,4719.5253505933115,null,null,null,null,null,null,null,null,null,null,null,null,null,null,null,null,41,4520.3421174294963,523,0.28499999999999998]
["P00000710706",2012,"SLERES",3.9950000000000001,4321,19900,4981.2265331664576,4.9326484018264837E-4,3.9950000000000003E-3,null,19900,4981.2265331664576,0.12347054823095079,1081.6020025031289,null,3.1850000000000001,4433.0443908252564,954.9019607843137,0.10901826484018265,14970,4739.0408943807006,null,null,null,null,null,null,null,null,null,null,null,null,null,null,null,null,102,4519.4174757281553,524,0.28399999999999997]
["P00000710716",2012,"SLERES",2.76,2690,24695,8947.463768115942,3.0707762557077628E-4,2.7599999999999999E-3,null,24695,8947.463768115942,0.11126000926477403,974.63768115942037,null,3.1850000000000001,4433.0443908252564,954.9019607843137,0.10902531146062348,14970,4741.1003236245961,null,null,null,null,null,null,null,null,null,null,null,null,null,null,null,null,135,4499.4606256742181,525,0.28299999999999997]
["P00000711855",2012,"SLERES",3.29,3854,23658.5,7191.033434650456,4.3995433789954336E-4,3.29E-3,null,23658.5,7191.033434650456,0.13372472276581865,1171.4285714285713,null,3.1850000000000001,4433.0443908252564,954.99999999999989,0.1090299133351971,14970,4757.2815533980583,null,null,null,null,null,null,null,null,null,null,null,null,null,null,null,null,431,4489.0926525230734,526,0.28000000000000003]
["P00000715323",2012,"SLERES",3.43,3005,14970,4364.4314868804659,3.4303652968036528E-4,3.4300000000000003E-3,null,14970,4364.4314868804659,0.10001065005258462,876.09329446064135,null,3.1850000000000001,4433.0443908252564,955.06172839506178,0.1090403238259105,14970,4780.8178876140046,null,null,null,null,null,null,null,null,null,null,null,null,null,null,null,null,546,4489.0926525230734,526,0.28000000000000003]
["P00000733626",2012,"SLERES",4.08,4263,27600,6764.7058823529414,4.8664383561643839E-4,4.0800000000000003E-3,null,27600,6764.7058823529414,0.11927544990598979,1044.8529411764705,null,3.1850000000000001,4433.0443908252564,955.10204081632651,0.10906054456282767,14970,4822.0064724919093,null,null,null,null,null,null,null,null,null,null,null,null,null,null,null,null,82,4486.6137099146808,528,0.27900000000000003]
["P00000734424",2012,"SLERES",4.32,5369,21492,4975,6.1289954337899542E-4,4.3200000000000001E-3,null,21492,4975,0.14187489430069339,1242.8240740740739,null,3.1850000000000001,4433.0443908252564,955.19323671497591,0.10906217070600631,14970,4824.9485142689027,null,null,null,null,null,null,null,null,null,null,null,null,null,null,null,null,472,4485.4368932038833,529,0.27700000000000002]
["P00000736957",2012,"SLERES",3.64,3599,15652,4300,4.1084474885844747E-4,3.64E-3,null,15652,4300,0.11286943649957347,988.73626373626371,null,3.1850000000000001,4433.0443908252564,955.37037037037032,0.10909729539866525,14970,4844.5991329303288,null,null,null,null,null,null,null,null,null,null,null,null,null,null,null,null,267,4478.5388398998448,530,0.27600000000000002]
["P00000742789",2012,"SLERES",2.94,3127,15249.6,5186.9387755102043,3.5696347031963471E-4,2.9399999999999999E-3,null,15249.6,5186.9387755102043,0.1214161463672227,1063.6054421768708,null,3.1850000000000001,4433.0443908252564,955.38461538461536,0.10912943075577874,14970,4854.3689320388339,null,null,null,null,null,null,null,null,null,null,null,null,null,null,null,null,18,4473.6341138397111,531,0.27]
["P00000746541",2012,"SLERES",4.42,3996,21990,4975.1131221719461,4.5616438356164382E-4,4.4200000000000003E-3,null,21990,4975.1131221719461,0.10320461166553029,904.07239819004531,null,3.1850000000000001,4433.0443908252564,955.69230769230774,0.10913242009132419,14970,4854.3689320388339,null,null,null,null,null,null,null,null,null,null,null,null,null,null,null,null,174,4473.6341138397111,531,0.27]
["P00000747943",2012,"SLERES",6.76,5985,33631,4975,6.8321917808219178E-4,6.7599999999999995E-3,null,33631,4975,0.10106792575180353,885.35502958579889,null,3.1850000000000001,4433.0443908252564,955.97381342062192,0.10913242009132419,14970,4854.3689320388339,null,null,null,null,null,null,null,null,null,null,null,null,null,null,null,null,247,4473.6341138397111,531,0.27]
["P00000748681",2012,"SLERES",6.24,8088,23156,3710.8974358974356,9.2328767123287675E-4,6.2399999999999999E-3,null,23156,3710.8974358974356,0.14796276782578152,1296.1538461538462,null,3.1850000000000001,4433.0443908252564,956,0.10913242009132419,14970,4854.3689320388339,null,null,null,null,null,null,null,null,null,null,null,null,null,null,null,null,370,4473.6341138397111,531,0.27]
["P00000749651",2012,"SLERES",5.76,5415,28656,4975,6.1815068493150684E-4,5.7599999999999995E-3,null,28656,4975,0.10731782724505327,940.10416666666674,null,3.1850000000000001,4433.0443908252564,956,0.10913242009132421,14970,4854.3689320388348,null,null,null,null,null,null,null,null,null,null,null,null,null,null,null,null,706,4463.245492371706,535,0.26900000000000002]
["P00000750204",2012,"SLERES",3.29,2970,14970,4550.1519756838907,3.39041095890411E-4,3.29E-3,null,14970,4550.1519756838907,0.10305200482991216,902.73556231003033,null,3.1850000000000001,4433.0443908252564,956,0.10913565853816509,14970,4854.3689320388348,null,null,null,null,null,null,null,null,null,null,null,null,null,null,null,null,271,4454.1082933574244,536,0.26800000000000002]
["P00000752895",2012,"SLERES",4.2300000000000004,5665,28720,6789.5981087470445,6.4668949771689503E-4,4.2300000000000003E-3,null,28720,6789.5981087470445,0.15288167794725649,1339.2434988179668,null,3.1850000000000001,4433.0443908252564,956,0.10915525114155251,14970.69,4854.3689320388348,null,null,null,null,null,null,null,null,null,null,null,null,null,null,null,null,599,4436.8932038834955,537,0.26600000000000001]
["P00000753573",2012,"SLERES",6.24,8448,22366,3584.2948717948716,9.6438356164383569E-4,6.2399999999999999E-3,null,22366,3584.2948717948716,0.15454864769933263,1353.8461538461538,null,3.1850000000000001,4433.0443908252564,956.0283687943263,0.1091609589041096,14980,4854.3689320388348,null,null,null,null,null,null,null,null,null,null,null,null,null,null,null,null,80,4434.4660194174758,538,0.26500000000000001]
["P00000754570",2012,"SLERES",3.12,4358,15595,4998.3974358974356,4.9748858447488584E-4,3.1199999999999999E-3,null,15595,4998.3974358974356,0.15945146938297625,1396.7948717948718,null,3.22,4433.0443908252564,956.2,0.1091609589041096,14980.734678062148,4854.3689320388348,null,null,null,null,null,null,null,null,null,null,null,null,null,null,null,null,29,4427.2523296305244,539,0.26400000000000001]
["P00000756315",2012,"SLERES",3.29,3318,14969.5,4550,3.7876712328767126E-4,3.29E-3,null,14969.5,4550,0.11512678519382105,1008.5106382978723,null,3.22,4433.0443908252564,956.25,0.1091609589041096,14987.864077669903,4854.3689320388348,null,null,null,null,null,null,null,null,null,null,null,null,null,null,null,null,524,4400.7431065416276,540,0.26200000000000001]
["P00000756320",2012,"SLERES",3.25,3474,12350,3800,3.9657534246575343E-4,3.2499999999999999E-3,null,12350,3800,0.12202318229715491,1068.9230769230769,null,3.22,4433.7033346217358,956.25,0.10916754478398313,14987.864077669903,4854.3689320388348,null,null,null,null,null,null,null,null,null,null,null,null,null,null,null,null,514,4388.991414587178,541,0.26100000000000001]
["P00000759301",2012,"SLERES",3.06,3088,16815,5495.0980392156862,3.5251141552511417E-4,3.0600000000000002E-3,null,16815,5495.0980392156862,0.11519980899513535,1009.1503267973856,null,3.22,4434.4660194174758,956.25,0.10918315575849823,14987.864077669903,4854.3689320388348,null,null,null,null,null,null,null,null,null,null,null,null,null,null,null,null,632,4369.0027300965221,542,0.25900000000000001]
["P00000759837",2012,"SLERES",2.88,3411,10711,3719.0972222222222,3.8938356164383564E-4,2.8799999999999997E-3,null,10711,3719.0972222222222,0.13520262557077628,1184.375,null,3.22,4436.8932038834955,956.30769230769226,0.10919360133703405,14987.864077669903,4854.3689320388348,null,null,null,null,null,null,null,null,null,null,null,null,null,null,null,null,530,4362.6970695644432,543,0.25800000000000001]
["P00000760947",2012,"SLERES",1.68,1544,8358,4975,1.7625570776255708E-4,1.6799999999999999E-3,null,8358,4975,0.10491411176342684,919.04761904761904,null,3.22,4436.9281045751632,956.44444444444446,0.10919647100146698,14987.864077669903,4854.3689320388348,null,null,null,null,null,null,null,null,null,null,null,null,null,null,null,null,492,4331.1758360302047,544,0.25700000000000001]
["P00000761535",2012,"SLERES",3,2697,14100,4700,3.078767123287671E-4,3.0000000000000001E-3,null,14100,4700,0.10262557077625571,899,null,3.22,4448.5032122906978,956.53594771241831,0.10919967434781069,14987.864077669903,4854.3689320388348,null,null,null,null,null,null,null,null,null,null,null,null,null,null,null,null,81,4322.0872961676378,545,0.255]
["P00000695738",2012,"SLERES",3.06,2761,16524,5400,3.1518264840182649E-4,3.0600000000000002E-3,null,16524,5400,0.10300086549079296,902.28758169934633,null,3.22,4450,956.56108597285072,0.10920457358339521,14987.864077669903,4854.3689320388348,null,null,null,null,null,null,null,null,null,null,null,null,null,null,null,null,424,4281.4859093144105,546,0.254]
["P00000696882",2012,"SLERES",3.29,3340,17145,5211.2462006079031,3.8127853881278538E-4,3.29E-3,null,17145,5211.2462006079031,0.11589013337774631,1015.1975683890578,null,3.22,4451.9890249740811,956.58914728682169,0.10920852359208523,14987.864077669903,4854.3689320388348,null,null,null,null,null,null,null,null,null,null,null,null,null,null,null,null,361,4275.7281553398061,547,0.253]
["P00000696884",2012,"SLERES",3.22,3039,18677,5800.3105590062105,3.4691780821917808E-4,3.2200000000000002E-3,null,18677,5800.3105590062105,0.10773844975750871,943.78881987577631,null,3.22,4454.1082933574244,956.63206459054209,0.10920852359208523,14987.864077669903,4854.3689320388348,null,null,null,null,null,null,null,null,null,null,null,null,null,null,null,null,342,4271.844660194175,548,0.248]
["P00000696888",2012,"SLERES",3.22,3282,16271,5053.1055900621113,3.7465753424657534E-4,3.2200000000000002E-3,null,16271,5053.1055900621113,0.11635327150514761,1019.2546583850931,null,3.22,4455.3490166910433,956.66666666666663,0.10921055844504675,14987.864077669903,4854.3689320388348,null,null,null,null,null,null,null,null,null,null,null,null,null,null,null,null,465,4271.844660194175,548,0.248]
["P00000666415",2012,"SLERES",12.24,15973,77700,6348.0392156862745,1.8234018264840183E-3,1.2240000000000001E-2,null,77700,6348.0392156862745,0.14897073745784462,1304.983660130719,null,3.22,4459.1001267777719,956.66666666666674,0.10922179745849704,14987.864077669903,4854.3689320388348,null,null,null,null,null,null,null,null,null,null,null,null,null,null,null,null,699,4271.844660194175,548,0.248]
["P00000666420",2012,"SLERES",2.5,2864,13000,5200,3.2694063926940641E-4,2.5000000000000001E-3,null,13000,5200,0.13077625570776258,1145.5999999999999,null,3.22,4459.1001267777719,956.68449197860957,0.10923090697466201,14987.864077669903,4854.3689320388348,null,null,null,null,null,null,null,null,null,null,null,null,null,null,null,null,397,4271.8446601941741,551,0.247]
["P00000671805",2012,"SLERES",4.2300000000000004,3894,33755,7979.9054373522449,4.4452054794520544E-4,4.2300000000000003E-3,null,33755,7979.9054373522449,0.1050875999870462,920.5673758865247,null,3.22,4463.245492371706,956.78294573643404,0.10924589584692325,14987.864077669903,4854.3689320388348,null,null,null,null,null,null,null,null,null,null,null,null,null,null,null,null,63,4266.4509169363537,552,0.246]
["P00000673325",2012,"SLERES",6.63,6052,52820,7966.8174962292615,6.9086757990867572E-4,6.6299999999999996E-3,null,52820,7966.8174962292615,0.10420325488818639,912.82051282051282,null,3.22,4464.0543202197687,956.86274509803923,0.10928462709284627,15000,4854.3689320388348,null,null,null,null,null,null,null,null,null,null,null,null,null,null,null,null,689,4252.4271844660198,553,0.24399999999999999]
["P00000664553",2012,"SLERES",4.32,4161,34474,7980.0925925925922,4.75E-4,4.3200000000000001E-3,null,34474,7980.0925925925922,0.10995370370370369,963.19444444444434,null,3.22,4469.7167755991286,956.99404761904771,0.10930365296803653,15001.422218552665,4854.3689320388348,null,null,null,null,null,null,null,null,null,null,null,null,null,null,null,null,255,4247.5728155339802,554,0.24299999999999999]
["P00000664559",2012,"SLERES",3.76,3694,30005,7980.0531914893618,4.2168949771689498E-4,3.7599999999999999E-3,null,30005,7980.0531914893618,0.11215146215874866,982.44680851063833,null,3.22,4471.920289855073,957.33333333333337,0.1093080435546189,15001.422218552665,4854.3689320388348,null,null,null,null,null,null,null,null,null,null,null,null,null,null,null,null,19,4229.0000203537484,555,0.24199999999999999]
["P00000603827",2012,"SLERES",6.44,5668,51391,7979.9689440993779,6.4703196347031965E-4,6.4400000000000004E-3,null,51391,7979.9689440993779,0.10047080178110553,880.12422360248445,null,3.22,4472.9847494553378,957.5,0.10930903764969414,15005,4854.3689320388348,null,null,null,null,null,null,null,null,null,null,null,null,null,null,null,null,508,4223.3009708737864,556,0.24]
["P00000612980",2012,"SLERES",4.2300000000000004,3960,33755,7979.9054373522449,4.520547945205479E-4,4.2300000000000003E-3,null,33755,7979.9054373522449,0.1068687457495385,936.17021276595733,null,3.22,4473.6341138397111,957.53846153846155,0.10932944606413994,15005,4854.3689320388348,null,null,null,null,null,null,null,null,null,null,null,null,null,null,null,null,638,4216.944059177069,557,0.23899999999999999]
["P00000641412",2012,"SLERES",4.3,3799,34314,7980,4.3367579908675804E-4,4.3E-3,null,34314,7980,0.10085483699692048,883.48837209302326,null,3.22,4473.6341138397111,957.54716981132071,0.109337899543379,15005,4854.3689320388348,null,null,null,null,null,null,null,null,null,null,null,null,null,null,null,null,659,4210.1728033217314,558,0.23799999999999999]
["P00000677757",2012,"SLERES",5.04,4730,23820,{"$f":"IFERROR(F642/D642,\"\")","v":4726.1904761904761},5.3995433789954335E-4,5.0400000000000002E-3,null,{"$f":"F642*VLOOKUP(B642,$AA$12:$AB$14,2,FALSE)","v":23820},4726.1904761904761,{"$f":"(E642/8760)/D642","v":0.10713379720229035},{"$f":"E642/D642","v":938.49206349206349},null,3.22,4473.6341138397111,957.72594752186581,0.10943841958396752,15005.03,4854.3689320388348,null,null,null,null,null,null,null,null,null,null,null,null,null,null,null,null,65,4209.1112770724421,559,0.23599999999999999]
["P00000677762",2012,"SLERES",3.22,3292,16744,5200,{"$f":"E643/8760/1000","v":3.7579908675799083E-4},{"$f":"D643/1000","v":3.2200000000000002E-3},null,16744,{"$f":"IFERROR(K643/D643,\"\")","v":5200},0.11670779091863069,1022.3602484472049,null,3.22,4473.6341138397111,957.8,0.10950070667536423,15012.621359223302,4854.3689320388348,null,null,null,null,null,null,null,null,null,null,null,null,null,null,null,null,23,4194.2539314945125,560,0.23499999999999999]
["P00000677763",2012,"SLERES",3.29,3453,17108,5200,3.941780821917808E-4,3.29E-3,null,17108,5200,0.11981096723154432,1049.5440729483282,null,3.22,4475.1030573551616,958.68055555555554,0.10958264584372562,15047.722904412396,4854.3689320388348,null,null,null,null,null,null,null,null,null,null,null,null,null,null,null,null,61,4194.1302217867642,561,0.23300000000000001]
["P00000677772",2012,"SLERES",3.2250000000000001,3617,25736,7980.1550387596899,4.1289954337899544E-4,3.225E-3,null,25736,7980.1550387596899,0.12803086616402959,1121.5503875968991,null,3.22,4478.4313725490192,959.22619047619048,0.10959622067143389,15047.722904412396,4854.3689320388357,null,null,null,null,null,null,null,null,null,null,null,null,null,null,null,null,13,4181.8770226537217,562,0.23200000000000001]
["P00000677779",2012,"SLERES",4.7,4635,37506,7980,5.2910958904109589E-4,4.7000000000000002E-3,null,37506,7980,0.11257650830661613,986.17021276595744,null,3.22,4478.4797398111195,959.94397759103651,0.10961961839530332,15047.722904412396,4854.3689320388357,null,null,null,null,null,null,null,null,null,null,null,null,null,null,null,null,200,4156.9579288025889,563,0.23100000000000001]
["P00000679306",2012,"SLERES",6.11,6813,46314,7580.0327332242223,7.7773972602739722E-4,6.11E-3,null,46314,7580.0327332242223,0.12728964419433669,1115.0572831423895,null,3.22,4478.5388398998448,960.06289308176099,0.10965285459031736,15051.170827827482,4854.3689320388357,null,null,null,null,null,null,null,null,null,null,null,null,null,null,null,null,306,4150.4854368932038,564,0.22900000000000001]
["P00000682644",2012,"SLERES",3.06,3306,17130,5598.0392156862745,3.7739726027397259E-4,3.0600000000000002E-3,null,17130,5598.0392156862745,0.12333243799803026,1080.392156862745,null,3.22,4479.5151273296078,960.26785714285722,0.10966190614981056,15057.281553398059,4854.3689320388357,null,null,null,null,null,null,null,null,null,null,null,null,null,null,null,null,345,4150.0095183704552,565,0.22800000000000001]
["P00000682654",2012,"SLERES",3.22,3375,15633,4854.9689440993789,3.8527397260273972E-4,3.2200000000000002E-3,null,15633,4854.9689440993789,0.11965030205054028,1048.1366459627329,null,3.22,4479.545454545454,960.55900621118008,0.10968646487237486,15060.529477097003,4854.3689320388357,null,null,null,null,null,null,null,null,null,null,null,null,null,null,null,null,50,4142.9832303618705,566,0.22700000000000001]
["P00000685062",2012,"SLERES",4.2300000000000004,4888,32063,7579.9054373522449,5.579908675799087E-4,4.2300000000000003E-3,null,32063,7579.9054373522449,0.13191273465246067,1155.5555555555554,null,3.22,4482.0359281437131,960.63829787234044,0.10970319634703196,15060.529477097003,4864.0182892431931,null,null,null,null,null,null,null,null,null,null,null,null,null,null,null,null,215,4136.0857768624755,567,0.22500000000000001]
["P00000685063",2012,"SLERES",5.16,6120,26884,5210.0775193798445,6.9863013698630142E-4,5.1600000000000005E-3,null,26884,5210.0775193798445,0.13539343740044602,1186.046511627907,null,3.22,4482.238482318131,960.85343228200372,0.10970319634703196,15060.529477097003,4934.6866725507507,null,null,null,null,null,null,null,null,null,null,null,null,null,null,null,null,556,4135.8629494373681,568,0.224]
["P00000685075",2012,"SLERES",4.7300000000000004,4572,24643,5209.9365750528541,5.219178082191781E-4,4.7300000000000007E-3,null,24643,5209.9365750528541,0.11034203133597845,966.5961945031712,null,3.22,4482.3004396122033,961,0.10970612340475355,15060.529477097003,4966.3928304705005,null,null,null,null,null,null,null,null,null,null,null,null,null,null,null,null,330,4132.5179674694236,569,0.222]
["P00000686803",2012,"SLERES",3.75,4096,19995,5332,4.6757990867579908E-4,3.7499999999999999E-3,null,19995,5332,0.12468797564687975,1092.2666666666667,null,3.22,4482.3004396122033,961,0.10970861451770807,15060.529477097003,4971.7563989408645,null,null,null,null,null,null,null,null,null,null,null,null,null,null,null,null,724,4128.8105797275157,570,0.221]
["P00000687121",2012,"SLERES",5.59,5414,29124,5210.0178890876568,6.180365296803653E-4,5.5899999999999995E-3,null,29124,5210.0178890876568,0.11056109654389361,968.51520572450806,null,3.22,4485.4368932038833,961.02564102564099,0.10971197752019669,15072,4990.6443071491612,null,null,null,null,null,null,null,null,null,null,null,null,null,null,null,null,547,4126.2135922330099,571,0.218]
["P00000690881",2012,"SLERES",3.76,4061,31560.5,8393.75,4.6358447488584474E-4,3.7599999999999999E-3,null,31560.5,8393.75,0.12329374332070341,1080.0531914893618,null,3.22,4486.6137099146808,961.04746317512274,0.10971357409713574,15132,5002.8205813366585,null,null,null,null,null,null,null,null,null,null,null,null,null,null,null,null,600,4126.2135922330099,571,0.218]
["P00000691321",2012,"SLERES",5.64,5563,29384,5209.9290780141846,6.350456621004567E-4,5.64E-3,null,29384,5209.9290780141846,0.11259674859937176,986.34751773049652,null,3.22,4489.0926525230734,961.07692307692309,0.1097351598173516,15132,5009.2233009708734,null,null,null,null,null,null,null,null,null,null,null,null,null,null,null,null,113,4115.5241737766009,573,0.217]
["P00000692122",2012,"SLERES",3.06,2943,17889,5846.0784313725489,3.3595890410958909E-4,3.0600000000000002E-3,null,17889,5846.0784313725489,0.10979049153908139,961.76470588235293,null,3.22,4489.0926525230734,961.09090909090912,0.10974865026162024,15132,5012.0623712856723,null,null,null,null,null,null,null,null,null,null,null,null,null,null,null,null,280,4114.9357654212026,574,0.216]
["P00000692893",2012,"SLERES",3.29,4973,15956.5,4850,5.6769406392694066E-4,3.29E-3,null,15956.5,4850,0.17255138721183608,1511.5501519756838,null,3.22,4489.4428764727809,961.28,0.10974865026162024,15134,5042.7665891037468,null,null,null,null,null,null,null,null,null,null,null,null,null,null,null,null,258,4107.9729332156521,575,0.214]
["P00000692900",2012,"SLERES",4.7,5508,34545,7350,6.2876712328767122E-4,4.7000000000000002E-3,null,34545,7350,0.13378023899737687,1171.9148936170213,null,3.22,4493.4640522875816,961.39817629179333,0.10974865026162024,15134,5048.5436893203887,null,null,null,null,null,null,null,null,null,null,null,null,null,null,null,null,257,4107.9347956370602,576,0.21299999999999999]
["P00000692929",2012,"SLERES",3.0550000000000002,4352,14817,4850.0818330605562,4.968036529680365E-4,3.055E-3,null,14817,4850.0818330605562,0.16261985367202503,1424.5499181669393,null,3.22,4493.4640522875816,961.39817629179333,0.1097599687446585,15134,5048.6285188342727,null,null,null,null,null,null,null,null,null,null,null,null,null,null,null,null,358,4098.2295830953735,577,0.21199999999999999]
["P00000695273",2012,"SLERES",3.06,3341,14565,4759.8039215686276,3.8139269406392697E-4,3.0600000000000002E-3,null,14565,4759.8039215686276,0.12463813531500881,1091.8300653594772,null,3.22,4498.2829670329666,961.39817629179333,0.1097599687446585,15134,5059.1810890671168,null,null,null,null,null,null,null,null,null,null,null,null,null,null,null,null,365,4096.7931744630778,578,0.21]
["P00000695281",2012,"SLERES",4.085,4335,21283,5210.0367197062424,4.9486301369863013E-4,4.0850000000000001E-3,null,21283,5210.0367197062424,0.12114149662145168,1061.1995104039167,null,3.22,4499.4606256742181,961.49732620320844,0.1097599687446585,15137,5059.8260146670236,null,null,null,null,null,null,null,null,null,null,null,null,null,null,null,null,437,4091.312900564757,579,0.20899999999999999]
["P00000769129",2012,"SLERES",4.08,5172,19960,4892.1568627450979,5.9041095890410952E-4,4.0800000000000003E-3,null,19960,4892.1568627450979,0.14470856835885038,1267.6470588235293,null,3.22,4500,961.49732620320844,0.10977487522565572,15145.631067961165,5106.7985906990089,null,null,null,null,null,null,null,null,null,null,null,null,null,null,null,null,569,4082.0829655781113,580,0.20699999999999999]
["P00000778858",2012,"SLERES",3.68,3277,17848,4850,3.7408675799086759E-4,3.6800000000000001E-3,null,17848,4850,0.10165401032360533,890.48913043478262,null,3.22,4500,961.49732620320844,0.10979049153908138,15147,5124.0560949298815,null,null,null,null,null,null,null,null,null,null,null,null,null,null,null,null,147,4077.6699029126212,581,0.20599999999999999]
["P00000756319",2012,"SLERES",3.1850000000000001,3859,15005.03,4711.1554160125588,4.4052511415525116E-4,3.1849999999999999E-3,null,15005.03,4711.1554160125588,0.13831243772535357,1211.6169544740974,null,3.22,4500,961.62790697674416,0.10979049153908139,15170.863026379764,5137.1318361609619,null,null,null,null,null,null,null,null,null,null,null,null,null,null,null,null,181,4067.5829025343592,582,0.20499999999999999]
["P00000756324",2012,"SLERES",5.76,6392,28656,4975,7.2968036529680368E-4,5.7599999999999995E-3,null,28656,4975,0.12668061897513955,1109.7222222222222,null,3.22,4500,961.76470588235293,0.10979049153908139,15170.863026379764,5145.6310679611652,null,null,null,null,null,null,null,null,null,null,null,null,null,null,null,null,393,4055.3103854074729,583,0.20300000000000001]
["P00000758012",2012,"SLERES",3.29,2965,25445,7734.0425531914889,3.384703196347032E-4,3.29E-3,null,25445,7734.0425531914889,0.10287851660629277,901.21580547112455,null,3.22,4500,961.76470588235293,0.10979049153908139,15170.863026379764,5145.6310679611652,null,null,null,null,null,null,null,null,null,null,null,null,null,null,null,null,129,4044.1306266548986,584,0.20200000000000001]
["P00000759839",2012,"SLERES",3.29,3200,10000,3039.5136778115502,3.6529680365296799E-4,3.29E-3,null,10000,3039.5136778115502,0.11103246311640365,972.644376899696,null,3.22,4500,961.76470588235293,0.10979978925184405,15170.863026379764,5184.350439204808,null,null,null,null,null,null,null,null,null,null,null,null,null,null,null,null,729,4037.3587690910126,585,0.20100000000000001]
["P00000760943",2012,"SLERES",3,3293,13740,4580,3.7591324200913242E-4,3.0000000000000001E-3,null,13740,4580,0.12530441400304412,1097.6666666666667,null,3.22,4500,961.76470588235304,0.10980647966949338,15170.863026379764,5204.3436952584543,null,null,null,null,null,null,null,null,null,null,null,null,null,null,null,null,626,4029.02444485152,586,0.19900000000000001]
["P00000761541",2012,"SLERES",3.6,4169,17910,4975,4.7591324200913242E-4,3.5999999999999999E-3,null,17910,4975,0.13219812278031456,1158.0555555555554,null,3.22,4500,961.84615384615381,0.10980956828559568,15170.863026379764,5226.5372168284794,null,null,null,null,null,null,null,null,null,null,null,null,null,null,null,null,728,4026.9196822594881,587,0.19800000000000001]
["P00000763100",2012,"SLERES",3,3519,13570,4523.333333333333,4.0171232876712326E-4,3.0000000000000001E-3,null,13570,4523.333333333333,0.13390410958904109,1173,null,3.22,4500,961.90476190476193,0.10983479198376458,15170.863026379764,5227.272727272727,null,null,null,null,null,null,null,null,null,null,null,null,null,null,null,null,462,4026.4447526583449,588,0.19600000000000001]
["P00000763330",2012,"SLERES",4.335,3962,21025,4850.0576701268747,4.5228310502283103E-4,4.3350000000000003E-3,null,21025,4850.0576701268747,0.10433289619903831,913.95617070357559,null,3.22,4500.732600732601,961.93181818181813,0.10987066916935886,15170.863026379764,5238.5995881141516,null,null,null,null,null,null,null,null,null,null,null,null,null,null,null,null,171,4023.8557558945909,589,0.19500000000000001]
["P00000765524",2012,"SLERES",3.29,3017,14969.5,4550,3.4440639269406391E-4,3.29E-3,null,14969.5,4550,0.10468279413193432,917.02127659574467,null,3.22,4501.449275362319,962.15277777777771,0.10987247182917739,15170.863026379764,5270.457697642164,null,null,null,null,null,null,null,null,null,null,null,null,null,null,null,null,315,4019.3329293897164,590,0.19400000000000001]
["P00000765955",2012,"SLERES",3.12,3498,15522,4975,3.9931506849315068E-4,3.1199999999999999E-3,null,15522,4975,0.12798559887600983,1121.1538461538462,null,3.22,4503.9432489276796,962.46706192358363,0.10988050131157097,15170.863026379764,5328.0376581347464,null,null,null,null,null,null,null,null,null,null,null,null,null,null,null,null,16,4012.9449838187697,591,0.192]
["P00000767541",2012,"SLERES",3.12,4065,14664,4700,4.6404109589041101E-4,3.1199999999999999E-3,null,14664,4700,0.14873112047769582,1302.8846153846152,null,3.22,4509.2764378478669,962.48285322359391,0.10989966762960893,15170.863026379764,5328.0376581347464,null,null,null,null,null,null,null,null,null,null,null,null,null,null,null,null,30,4001.3239187996464,592,0.191]
["P00000767554",2012,"SLERES",3.52,4008,22965,6524.147727272727,4.5753424657534245E-4,3.5200000000000001E-3,null,22965,6524.147727272727,0.12998132004981319,1138.6363636363637,null,3.22,4510.491008414795,962.55319148936167,0.10990135263203238,15170.863026379764,5328.0376581347464,null,null,null,null,null,null,null,null,null,null,null,null,null,null,null,null,87,3994.5912741220181,593,0.19]
["P00000769137",2012,"SLERES",3.6,4126,13433,3731.3888888888887,4.7100456621004567E-4,3.5999999999999999E-3,null,13433,3731.3888888888887,0.13083460172501268,1146.1111111111111,null,3.22,4512.5,962.72108843537421,0.1099047896628777,15170.863026379764,5346.1514055460375,null,null,null,null,null,null,null,null,null,null,null,null,null,null,null,null,442,3980.5825242718442,594,0.188]
["P00000778143",2012,"SLERES",3.36,4044,15939,4743.75,4.6164383561643837E-4,3.3599999999999997E-3,null,15939,4743.75,0.13739399869536856,1203.5714285714287,null,3.22,4519.4174757281553,962.73584905660368,0.10991413133645719,15170.863026379764,5353.1664736795228,null,null,null,null,null,null,null,null,null,null,null,null,null,null,null,null,35,3972.9332156516621,595,0.187]
["P00000710693",2012,"SLERES",30.375,29619,162506.25,5350,3.3811643835616437E-3,3.0374999999999999E-2,null,162506.25,5350,0.1113140537798072,975.11111111111109,null,3.22,4520.3421174294963,962.76595744680856,0.10991413133645719,15170.863026379764,5358.8076363528407,null,null,null,null,null,null,null,null,null,null,null,null,null,null,null,null,84,3961.1650485436894,596,0.186]
["P00000710702",2012,"SLERES",4.8,5389,23574.400000000001,4911.3333333333339,6.1518264840182651E-4,4.7999999999999996E-3,null,23574.400000000001,4911.3333333333339,0.12816305175038051,1122.7083333333335,null,3.22,4523.333333333333,962.84779050736495,0.10991780821917808,15170.863026379764,5361.8711385701681,null,null,null,null,null,null,null,null,null,null,null,null,null,null,null,null,591,3953.2215357458076,597,0.184]
["P00000711848",2012,"SLERES",2.5499999999999998,2694,15325,6009.8039215686276,3.0753424657534243E-4,2.5499999999999997E-3,null,15325,6009.8039215686276,0.12060166532366372,1056.4705882352941,null,3.22,4523.4285714285716,962.84779050736495,0.10995370370370369,15179.729115161415,5380.9061488673142,null,null,null,null,null,null,null,null,null,null,null,null,null,null,null,null,39,3952.1427870942434,598,0.183]
["P00000712324",2012,"SLERES",2.82,2663,14692,5209.9290780141846,3.0399543378995436E-4,2.82E-3,null,14692,5209.9290780141846,0.10779979921629589,944.32624113475185,null,3.22,4527.1610577183083,962.88,0.10997541271513875,15188.349514563108,5391.6280643864884,null,null,null,null,null,null,null,null,null,null,null,null,null,null,null,null,218,3951.5823981843396,599,0.18099999999999999]
["P00000717482",2012,"SLERES",3.43,3716,14970,4364.4314868804659,4.2420091324200915E-4,3.4300000000000003E-3,null,14970,4364.4314868804659,0.12367373563906972,1083.3819241982508,null,3.22,4527.7675615693852,963.19444444444434,0.11004566210045662,15205.342260530628,5413.5203164329378,null,null,null,null,null,null,null,null,null,null,null,null,null,null,null,null,316,3944.6242358863719,600,0.18]
["P00000719696",2012,"SLERES",2.2999999999999998,2448,11500,5000,2.7945205479452056E-4,2.3E-3,null,11500,5000,0.12150089338892199,1064.3478260869565,null,3.22,4528.9215686274511,963.38461538461536,0.11005800320868814,15205.342260530628,5437.4816122388938,null,null,null,null,null,null,null,null,null,null,null,null,null,null,null,null,265,3934.4360541771548,601,0.17899999999999999]
["P00000720929",2012,"SLERES",4.4000000000000004,3924,30097,6840.2272727272721,4.4794520547945202E-4,4.4000000000000003E-3,null,30097,6840.2272727272721,0.10180572851805728,891.81818181818176,null,3.22,4536.3473502872421,964,0.11008054287163876,15205.342260530628,5471.5672676837721,null,null,null,null,null,null,null,null,null,null,null,null,null,null,null,null,650,3932.0388349514565,602,0.17699999999999999]
["P00000729527",2012,"SLERES",3.29,3540,14970,4550.1519756838907,4.0410958904109589E-4,3.29E-3,null,14970,4550.1519756838907,0.12282966232252154,1075.9878419452887,null,3.22,4538.6389850057667,964.10810810810813,0.11011819230997313,15205.342260530628,5471.8054329704819,null,null,null,null,null,null,null,null,null,null,null,null,null,null,null,null,624,3929.7272306981044,603,0.17599999999999999]
["P00000731144",2012,"SLERES",3.36,3461,14470,4306.5476190476193,3.9509132420091327E-4,3.3599999999999997E-3,null,14470,4306.5476190476193,0.11758670363122418,1030.0595238095239,null,3.22,4541.2561410833496,964.30555555555554,0.11012176560121766,15207.805062969976,5539.2762577228605,null,null,null,null,null,null,null,null,null,null,null,null,null,null,null,null,359,3924.463077375699,604,0.17499999999999999]
["P00000732540",2012,"SLERES",3.29,3279,14970,4550.1519756838907,3.7431506849315067E-4,3.29E-3,null,14970,4550.1519756838907,0.11377357704958986,996.65653495440733,null,3.22,4541.2561410833496,964.63536463536468,0.11013698630136987,15207.805062969976,5549.8381877022657,null,null,null,null,null,null,null,null,null,null,null,null,null,null,null,null,558,3923.5069137981759,605,0.17299999999999999]
["P00000734418",2012,"SLERES",3.36,3351,19844,5905.9523809523807,3.8253424657534247E-4,3.3599999999999997E-3,null,19844,5905.9523809523807,0.11384947814742336,997.32142857142856,null,3.22,4549.2401215805467,964.66666666666663,0.11014622744074799,15207.805062969976,5566.3430420711966,null,null,null,null,null,null,null,null,null,null,null,null,null,null,null,null,21,3923.2127096204763,606,0.17199999999999999]
["P00000734430",2012,"SLERES",6.11,6170,30397,4974.9590834697219,7.04337899543379E-4,6.11E-3,null,30397,4974.9590834697219,0.11527625197109312,1009.8199672667757,null,3.22,4549.8461538461543,964.8,0.11015365050129641,15207.805062969976,5635.7737269665149,null,null,null,null,null,null,null,null,null,null,null,null,null,null,null,null,217,3910.5619299794062,607,0.17]
["P00000698664",2012,"SLERES",3.64,3687,17902,4918.131868131868,4.208904109589041E-4,3.64E-3,null,17902,4918.131868131868,0.11562923377991871,1012.9120879120878,null,3.22,4549.8461538461543,964.88095238095241,0.11017351598173515,15207.805062969976,5660.4338966798505,null,null,null,null,null,null,null,null,null,null,null,null,null,null,null,null,578,3910.4022191400832,608,0.16900000000000001]
["P00000700510",2012,"SLERES",3.22,3509,22260,6913.0434782608691,4.0057077625570777E-4,3.2200000000000002E-3,null,22260,6913.0434782608691,0.12440086219121357,1089.7515527950311,null,3.22,4549.8461538461543,964.94597839135656,0.11018255267415258,15218.718446601943,5702.3852331295693,null,null,null,null,null,null,null,null,null,null,null,null,null,null,null,null,726,3891.0412492936766,609,0.16800000000000001]
["P00000700525",2012,"SLERES",4.2300000000000004,5172,22038,5209.9290780141837,5.9041095890410952E-4,4.2300000000000003E-3,null,22038,5209.9290780141837,0.13957705884257907,1222.6950354609928,null,3.22,4549.8461538461543,965.12,0.11018616087109237,15222,5702.3852331295693,null,null,null,null,null,null,null,null,null,null,null,null,null,null,null,null,708,3889.3203883495148,610,0.16600000000000001]
["P00000700526",2012,"SLERES",5.17,7003,26936,5210.0580270793034,7.9942922374429224E-4,5.1700000000000001E-3,null,26936,5210.0580270793034,0.15462847654628478,1354.5454545454545,null,3.22,4549.8461538461543,965.19916142557656,0.11018835616438356,15223.074438093929,5744.87594390507,null,null,null,null,null,null,null,null,null,null,null,null,null,null,null,null,515,3887.4505573534702,611,0.16500000000000001]
["P00000700531",2012,"SLERES",5.16,5235,26884,5210.0775193798445,5.9760273972602742E-4,5.1600000000000005E-3,null,26884,5210.0775193798445,0.11581448444302857,1014.5348837209302,null,3.22,4549.8461538461543,965.23076923076928,0.11022683156785536,15228,5757.5212753206279,null,null,null,null,null,null,null,null,null,null,null,null,null,null,null,null,122,3883.4951456310682,612,0.16]
["P00000701771",2012,"SLERES",5.28,5871,24288,4600,6.7020547945205477E-4,5.28E-3,null,24288,4600,0.12693285595682854,1111.931818181818,null,3.22,4549.8461538461543,965.25,0.11030309863389517,15228,5775.8000719165766,null,null,null,null,null,null,null,null,null,null,null,null,null,null,null,null,318,3883.4951456310682,612,0.16]
["P00000702822",2012,"SLERES",3.29,3291,16450,5000,3.7568493150684935E-4,3.29E-3,null,16450,5000,0.11418994878627639,1000.3039513677811,null,3.22,4549.8461538461543,965.58704453441294,0.11030381257720226,15228,5807.0801135988377,null,null,null,null,null,null,null,null,null,null,null,null,null,null,null,null,343,3883.4951456310682,612,0.16]
["P00000704578",2012,"SLERES",3.36,3311,17756,5284.5238095238101,3.7796803652968039E-4,3.3599999999999997E-3,null,17756,5284.5238095238101,0.11249048706240487,985.41666666666674,null,3.22,4549.8461538461543,966.25514403292175,0.1103127704658728,15228,5825.2427184466023,null,null,null,null,null,null,null,null,null,null,null,null,null,null,null,null,392,3883.4951456310682,612,0.16]
["P00000706845",2012,"SLERES",3.24,3705,14742,4550,4.2294520547945207E-4,3.2400000000000003E-3,null,14742,4550,0.13053864366649753,1143.5185185185185,null,3.22,4549.8461538461543,966.26139817629178,0.1103127704658728,15228,5843.2218626393378,null,null,null,null,null,null,null,null,null,null,null,null,null,null,null,null,608,3880.847308031774,616,0.158]
["P00000708427",2012,"SLERES",3.06,3686,14725,4812.0915032679741,4.2077625570776257E-4,3.0600000000000002E-3,null,14725,4812.0915032679741,0.13750858029665444,1204.5751633986929,null,3.22,4549.8461538461543,966.33986928104571,0.11034203133597845,15228,5907.9660107644122,null,null,null,null,null,null,null,null,null,null,null,null,null,null,null,null,219,3875.5571838554065,617,0.157]
["P00000708831",2012,"SLERES",2.58,2895,13442,5210.0775193798445,3.3047945205479454E-4,2.5800000000000003E-3,null,13442,5210.0775193798445,0.12809281087395136,1122.0930232558139,null,3.22,4549.8461538461543,966.33986928104571,0.11035007610350075,15232.925647851318,5908.5460865396135,null,null,null,null,null,null,null,null,null,null,null,null,null,null,null,null,457,3867.0197116799059,618,0.155]
["P00000685067",2012,"SLERES",3.29,3790,15956,4849.8480243161093,4.3264840182648403E-4,3.29E-3,null,15956,4849.8480243161093,0.13150407350349058,1151.9756838905776,null,3.22,4549.8461538461543,966.5961945031712,0.11035007610350075,15238.834951456311,5934.0982641953515,null,null,null,null,null,null,null,null,null,null,null,null,null,null,null,null,287,3864.298323036187,619,0.154]
["P00000686715",2012,"SLERES",3.29,3947,15956,4849.8480243161093,4.5057077625570773E-4,3.29E-3,null,15956,4849.8480243161093,0.13695160372513912,1199.6960486322189,null,3.22,4550,966.66666666666663,0.11035007610350075,15239,6065.836357098493,null,null,null,null,null,null,null,null,null,null,null,null,null,null,null,null,396,3863.4273238258934,620,0.153]
["P00000687100",2012,"SLERES",4.7,4716,35626,7580,5.3835616438356159E-4,4.7000000000000002E-3,null,35626,7580,0.11454386476245991,1003.4042553191489,null,3.22,4550,966.66666666666663,0.11035007610350075,15249.6,6194.3924863671909,null,null,null,null,null,null,null,null,null,null,null,null,null,null,null,null,355,3861.4298323036182,621,0.151]
["P00000687103",2012,"SLERES",4.1280000000000001,4631,24000,5813.9534883720926,5.2865296803652974E-4,4.1279999999999997E-3,null,24000,5813.9534883720926,0.12806515698559343,1121.8507751937984,null,3.2250000000000001,4550,966.66666666666663,0.11035007610350077,15253.25,6199.3408746771174,null,null,null,null,null,null,null,null,null,null,null,null,null,null,null,null,723,3844.6601941747572,622,0.15]
["P00000687113",2012,"SLERES",2.1150000000000002,1848,11020,{"$f":"IFERROR(F706/D706,\"\")","v":5210.4018912529546},2.1095890410958903E-4,2.1150000000000001E-3,null,{"$f":"F706*VLOOKUP(B706,$AA$12:$AB$14,2,FALSE)","v":11020},5210.4018912529546,{"$f":"(E706/8760)/D706","v":9.9744162699569275E-2},{"$f":"E706/D706","v":873.75886524822681},null,3.2250000000000001,4550,966.66666666666663,0.11035007610350077,15254.368932038835,6424.2478724679377,null,null,null,null,null,null,null,null,null,null,null,null,null,null,null,null,611,3840.1454312996925,623,0.14899999999999999]
["P00000687117",2012,"SLERES",5.16,4962,26884,5210.0775193798445,{"$f":"E707/8760/1000","v":5.6643835616438352E-4},{"$f":"D707/1000","v":5.1600000000000005E-3},null,26884,{"$f":"IFERROR(K707/D707,\"\")","v":5210.0775193798445},0.10977487522565572,961.62790697674416,null,3.2250000000000001,4550,966.66666666666663,0.11036271788103583,15257.281553398059,6592.7969395375776,null,null,null,null,null,null,null,null,null,null,null,null,null,null,null,null,651,3839.7858484158378,624,0.14699999999999999]
["P00000690885",2012,"SLERES",6.11,6826,31833,5209.9836333878884,7.7922374429223744E-4,6.11E-3,null,31833,5209.9836333878884,0.12753252770740381,1117.1849427168574,null,3.2250000000000001,4550,966.66666666666663,0.1103721992141871,15269.37512395366,6672.7051430835854,null,null,null,null,null,null,null,null,null,null,null,null,null,null,null,null,348,3832.5542370849812,625,0.14599999999999999]
["P00000692123",2012,"SLERES",4.08,4311,23652,5797.0588235294117,4.9212328767123288E-4,4.0800000000000003E-3,null,23652,5797.0588235294117,0.12061845286059629,1056.6176470588234,null,3.2250000000000001,4550,966.7774086378738,0.11038530920570493,15275,6683.5514281694113,null,null,null,null,null,null,null,null,null,null,null,null,null,null,null,null,607,3828.5945446139622,626,0.14499999999999999]
["P00000692461",2012,"SLERES",3.06,2943,17124,5596.0784313725489,3.3595890410958909E-4,3.0600000000000002E-3,null,17124,5596.0784313725489,0.10979049153908139,961.76470588235293,null,3.2250000000000001,4550,966.86046511627899,0.11040953196347032,15275,6692.0943134535364,null,null,null,null,null,null,null,null,null,null,null,null,null,null,null,null,510,3828.0594510367969,627,0.14299999999999999]
["P00000692896",2012,"SLERES",3.06,4170,17488,5715.0326797385624,4.7602739726027401E-4,3.0600000000000002E-3,null,17488,5715.0326797385624,0.15556450890858628,1362.7450980392157,null,3.2250000000000001,4550,966.97530864197529,0.11047097631373985,15275,6778.437013064844,null,null,null,null,null,null,null,null,null,null,null,null,null,null,null,null,276,3825.2427184466023,628,0.14199999999999999]
["P00000693638",2012,"SLERES",3.24,3164,16848,5200,3.6118721461187212E-4,3.2400000000000003E-3,null,16848,5200,0.11147753537403461,976.54320987654319,null,3.2250000000000001,4550,967.1875,0.11048597521200261,15275,6794.3152547868222,null,null,null,null,null,null,null,null,null,null,null,null,null,null,null,null,152,3820.5681409564904,629,0.14000000000000001]
["P00000694617",2012,"SLERES",7.14,8175,38285,5362.0448179271707,9.3321917808219179E-4,7.1399999999999996E-3,null,38285,5362.0448179271707,0.13070296611795404,1144.9579831932774,null,3.2250000000000001,4550,967.7257525083611,0.1104933150983865,15275,6990.7158425089865,null,null,null,null,null,null,null,null,null,null,null,null,null,null,null,null,560,3816.2980942107151,630,0.13900000000000001]
["P00000694627",2012,"SLERES",3.29,3043,25781,7836.1702127659573,3.4737442922374429E-4,3.29E-3,null,25781,7836.1702127659573,0.1055849328947551,924.92401215805467,null,3.2250000000000001,4550,967.85714285714289,0.11050228310502283,15275,7080.1135988375936,null,null,null,null,null,null,null,null,null,null,null,null,null,null,null,null,338,3815.3991370010785,631,0.13800000000000001]
["P00000695269",2012,"SLERES",3.29,3549,17108,5200,4.0513698630136985E-4,3.29E-3,null,17108,5200,0.12314194112503643,1078.7234042553191,null,3.23,4550,967.92144026186577,0.11050228310502283,15275,7125.3078207704712,null,null,null,null,null,null,null,null,null,null,null,null,null,null,null,null,562,3807.0020594292437,632,0.13600000000000001]
["P00000695292",2012,"SLERES",5.64,6236,27205,4823.5815602836883,7.1187214611872151E-4,5.64E-3,null,27205,4823.5815602836883,0.12621846562388681,1105.6737588652484,null,3.24,4550,968,0.11050228310502283,15275,7162.6708936001587,null,null,null,null,null,null,null,null,null,null,null,null,null,null,null,null,531,3805.8252427184466,633,0.13500000000000001]
["P00000695743",2012,"SLERES",4.08,3971,23256,5700,4.5331050228310504E-4,4.0800000000000003E-3,null,23256,5700,0.11110551526546691,973.28431372549016,null,3.24,4550,968,0.11050228310502283,15275,7291.4602734297596,null,null,null,null,null,null,null,null,null,null,null,null,null,null,null,null,649,3786.4077669902913,634,0.13400000000000001]
["P00000696112",2012,"SLERES",3.29,2932,17108,5200,3.3470319634703195E-4,3.29E-3,null,17108,5200,0.10173349433040485,891.18541033434644,null,3.24,4550,968,0.11050228310502283,15275,7297.1213450706218,null,null,null,null,null,null,null,null,null,null,null,null,null,null,null,null,26,3769.1477885652639,635,0.13200000000000001]
["P00000696893",2012,"SLERES",3.06,3302,14954,4886.9281045751632,3.7694063926940643E-4,3.0600000000000002E-3,null,14954,4886.9281045751632,0.12318321544751844,1079.0849673202615,null,3.24,4550,968,0.11050228310502283,15275,7311.2740241727761,null,null,null,null,null,null,null,null,null,null,null,null,null,null,null,null,466,3757.183485338825,636,0.129]
["P00000696902",2012,"SLERES",3.22,3282,17776,5520.4968944099373,3.7465753424657534E-4,3.2200000000000002E-3,null,17776,5520.4968944099373,0.11635327150514761,1019.2546583850931,null,3.24,4550,968,0.11050228310502283,15277.669902912621,7337.835936400732,null,null,null,null,null,null,null,null,null,null,null,null,null,null,null,null,647,3757.183485338825,636,0.129]
["P00000666423",2012,"SLERES",2.82,2715,22504,7980.1418439716317,3.0993150684931507E-4,2.82E-3,null,22504,7980.1418439716317,0.1099047896628777,962.76595744680856,null,3.24,4550,968,0.11050228310502284,15287.621359223302,7406.782045870269,null,null,null,null,null,null,null,null,null,null,null,null,null,null,null,null,702,3752.0226537216831,638,0.128]
["P00000671802",2012,"SLERES",5.64,5287,45007,7979.9645390070928,6.0353881278538807E-4,5.64E-3,null,45007,7979.9645390070928,0.10701042779882769,937.41134751773052,null,3.24,4550,968,0.11051106427818758,15290,7440.0634040023779,null,null,null,null,null,null,null,null,null,null,null,null,null,null,null,null,622,3737.8640776699031,639,0.127]
["P00000671810",2012,"SLERES",5.17,5198,41257,7980.0773694390718,5.9337899543378996E-4,5.1700000000000001E-3,null,41257,7980.0773694390718,0.1147735000839052,1005.4158607350097,null,3.24,4550,968,0.1105119984455455,15298,7455.4664415365123,null,null,null,null,null,null,null,null,null,null,null,null,null,null,null,null,236,3732.8556017876408,640,0.125]
["P00000673328",2012,"SLERES",3.5,3506,24420,6977.1428571428569,4.002283105022831E-4,3.5000000000000001E-3,null,24420,6977.1428571428569,0.11435094585779516,1001.7142857142857,null,3.24,4550,968.07692307692309,0.11051888750518887,15298,7577.9104984573578,null,null,null,null,null,null,null,null,null,null,null,null,null,null,null,null,71,3731.9517052526762,641,0.124]
["P00000673330",2012,"SLERES",9.18,9251,52820,5753.8126361655777,1.0560502283105022E-3,9.1799999999999989E-3,null,52820,5753.8126361655777,0.11503815123208086,1007.7342047930283,null,3.24,4550,968.08510638297867,0.11052303860523038,15298,7646.5796228099553,null,null,null,null,null,null,null,null,null,null,null,null,null,null,null,null,153,3727.6509897869119,642,0.123]
["P00000677740",2012,"SLERES",3.06,2922,19501,6372.8758169934636,3.3356164383561645E-4,3.0600000000000002E-3,null,19501,6372.8758169934636,0.10900707314889425,954.9019607843137,null,3.24,4550,968.14545454545453,0.11053736563118398,15300,7775.4854368932038,null,null,null,null,null,null,null,null,null,null,null,null,null,null,null,null,403,3727.4618585298199,643,0.121]
["P00000677753",2012,"SLERES",3.29,3491,16744,5089.3617021276596,3.9851598173515986E-4,3.29E-3,null,16744,5089.3617021276596,0.12112947773105162,1061.0942249240122,null,3.24,4550,968.18181818181813,0.11054794520547946,15323,8029.5224886070937,null,null,null,null,null,null,null,null,null,null,null,null,null,null,null,null,75,3721.6828478964403,644,0.12]
["P00000679865",2012,"SLERES",3.6,4748,28200,7833.333333333333,5.4200913242009126E-4,3.5999999999999999E-3,null,28200,7833.333333333333,0.15055809233891423,1318.8888888888889,null,3.24,4550,968.30732292917162,0.11055687909469923,15325,8131.0679611650485,null,null,null,null,null,null,null,null,null,null,null,null,null,null,null,null,507,3712.9501207171115,645,0.11899999999999999]
["P00000615405",2012,"SLERES",3.06,2782,15912,5200,3.1757990867579912E-4,3.0600000000000002E-3,null,15912,5200,0.1037842838809801,909.15032679738556,null,3.24,4550,968.4,0.11056109654389361,15342.57,8436.6950663760654,null,null,null,null,null,null,null,null,null,null,null,null,null,null,null,null,70,3712.1644774414622,646,0.11700000000000001]
["P00000615514",2012,"SLERES",2.76,2673,20350,7373.188405797102,3.0513698630136985E-4,2.7599999999999999E-3,null,20350,7373.188405797102,0.11055687909469923,968.47826086956525,null,3.24,4550,968.47826086956525,0.11056109654389361,15350.155043964252,8689.3203883495153,null,null,null,null,null,null,null,null,null,null,null,null,null,null,null,null,532,3707.8132223763296,647,0.11600000000000001]
["P00000641345",2012,"SLERES",3.12,3424,16224,5200,3.908675799086758E-4,3.1199999999999999E-3,null,16224,5200,0.12527807048354994,1097.4358974358975,null,3.24,4550,968.51520572450806,0.11057130721036423,15360.006253721642,8922.7924179380498,null,null,null,null,null,null,null,null,null,null,null,null,null,null,null,null,463,3702.646106986484,648,0.114]
["P00000641388",2012,"SLERES",5.64,6282,39480,7000,7.1712328767123293E-4,5.64E-3,null,39480,7000,0.12714951909064415,1113.8297872340427,null,3.24,4550,968.51520572450806,0.1105725324903407,15374.290507869857,9223.3009708737864,null,null,null,null,null,null,null,null,null,null,null,null,null,null,null,null,241,3689.3203883495148,649,0.106]
["P00000641404",2012,"SLERES",4.2300000000000004,4135,33755,7979.9054373522449,4.7203196347031962E-4,4.2300000000000003E-3,null,33755,7979.9054373522449,0.11159148072584386,977.54137115839228,null,3.24,4550,968.60465116279067,0.11057390992926852,15387.589641042332,10336.796378195901,null,null,null,null,null,null,null,null,null,null,null,null,null,null,null,null,250,3689.3203883495148,649,0.106]
["P00000641417",2012,"SLERES",3.29,3374,17108,5200,3.8515981735159818E-4,3.29E-3,null,17108,5200,0.1170698532983581,1025.5319148936171,null,3.24,4550,968.61538461538464,0.11057390992926852,15392,null,null,null,null,null,null,null,null,null,null,null,null,null,null,null,null,null,256,3689.3203883495148,649,0.106]
["P00000664512",2012,"SLERES",4.5,4598,19105,4245.5555555555557,5.2488584474885843E-4,4.4999999999999997E-3,null,19105,4245.5555555555557,0.11664129883307967,1021.7777777777778,null,3.24,4550,968.62745098039215,0.11057460506537337,15392,null,null,null,null,null,null,null,null,null,null,null,null,null,null,null,null,null,259,3689.3203883495148,649,0.106]
["P00000585358",2012,"SLERES",2.82,2709,17694,6274.4680851063831,3.0924657534246573E-4,2.82E-3,null,17694,6274.4680851063831,0.10966190614981056,960.63829787234044,null,3.24,4550,968.62745098039215,0.11060136124752304,15392,null,null,null,null,null,null,null,null,null,null,null,null,null,null,null,null,null,658,3689.3203883495148,649,0.106]
["P00000595905",2012,"SLERES",3.24,3334,16848,5200,3.8059360730593604E-4,3.2400000000000003E-3,null,16848,5200,0.11746716274874569,1029.0123456790122,null,3.24,4550,968.63354037267072,0.11061643835616437,15405.825242718447,null,null,null,null,null,null,null,null,null,null,null,null,null,null,null,null,null,718,3689.3203883495148,649,0.106]
["P00000606364",2012,"SLERES",3.2250000000000001,3161,25736,7980.1550387596899,3.6084474885844745E-4,3.225E-3,null,25736,7980.1550387596899,0.11188984460727053,980.15503875968989,null,3.24,4550,968.86792452830184,0.11063114016881138,15444,null,null,null,null,null,null,null,null,null,null,null,null,null,null,null,null,null,183,3689.3203883495144,655,0.105]
["P00000612971",2012,"SLERES",5.17,5585,41257,7980.0773694390718,6.3755707762557076E-4,5.1700000000000001E-3,null,41257,7980.0773694390718,0.12331858367999435,1080.2707930367505,null,3.24,4550,969,0.11064278187565858,15466.53,null,null,null,null,null,null,null,null,null,null,null,null,null,null,null,null,null,540,3680.4942630185351,656,0.10299999999999999]
["P00000736953",2012,"SLERES",4.2300000000000004,4926,25591,6049.8817966903071,5.623287671232877E-4,4.2300000000000003E-3,null,25591,6049.8817966903071,0.13293824281874414,1164.5390070921985,null,3.24,4550,969.12878787878788,0.11064987777316543,15476.75,null,null,null,null,null,null,null,null,null,null,null,null,null,null,null,null,null,244,3675.7124538769526,657,0.10199999999999999]
["P00000738570",2012,"SLERES",5.28,5204,26268,4975,5.940639269406393E-4,5.28E-3,null,26268,4975,0.11251210737512106,985.60606060606051,null,3.24,4550,969.23076923076928,0.11070681126331812,15485.436893203883,null,null,null,null,null,null,null,null,null,null,null,null,null,null,null,null,null,595,3661.4690595273119,658,0.10100000000000001]
["P00000739173",2012,"SLERES",3.24,4004,15228,4700,4.5707762557077624E-4,3.2400000000000003E-3,null,15228,4700,0.14107334122554821,1235.8024691358023,null,3.24,4550,969.29292929292922,0.11070729661727705,15500,null,null,null,null,null,null,null,null,null,null,null,null,null,null,null,null,null,476,3660.2541052379238,659,9.9000000000000005E-2]
["P00000746548",2012,"SLERES",5.28,5117,26268,4975,5.8413242009132415E-4,5.28E-3,null,26268,4975,0.11063114016881138,969.12878787878788,null,3.24,4550,969.79166666666674,0.11071156773211567,15510,null,null,null,null,null,null,null,null,null,null,null,null,null,null,null,null,null,253,3658.4385642066973,660,9.8000000000000004E-2]
["P00000747951",2012,"SLERES",3,2697,14100,4700,3.078767123287671E-4,3.0000000000000001E-3,null,14100,4700,0.10262557077625571,899,null,3.24,4550,969.79591836734699,0.11071537290715373,15515.655367888396,null,null,null,null,null,null,null,null,null,null,null,null,null,null,null,null,null,389,3658.0068306535168,661,9.7000000000000003E-2]
["P00000751308",2012,"SLERES",3.12,2822,15522,4975,3.221461187214612E-4,3.1199999999999999E-3,null,15522,4975,0.10325196112867346,904.48717948717945,null,3.24,4550,969.83333333333337,0.11072066706372841,15515.655367888396,null,null,null,null,null,null,null,null,null,null,null,null,null,null,null,null,null,402,3650.4854368932042,662,9.5000000000000001E-2]
["P00000752890",2012,"SLERES",4.08,4525,18854,4621.0784313725489,5.1655251141552515E-4,4.0800000000000003E-3,null,18854,4621.0784313725489,0.12660600769988362,1109.0686274509803,null,3.24,4550,969.86666666666667,0.11072313247978034,15522,null,null,null,null,null,null,null,null,null,null,null,null,null,null,null,null,null,429,3649.7662711254939,663,9.4E-2]
["P00000778162",2012,"SLERES",8.4,8759,41790,4975,9.9988584474885837E-4,8.4000000000000012E-3,null,41790,4975,0.11903402913676886,1042.7380952380952,null,3.24,4550,969.91304347826087,0.11074815595363541,15522,null,null,null,null,null,null,null,null,null,null,null,null,null,null,null,null,null,509,3649.6028243601058,664,9.2999999999999999E-2]
["P00000806880",2012,"SLERES",2.5,2871,12000,4800,3.2773972602739723E-4,2.5000000000000001E-3,null,12000,4800,0.1310958904109589,1148.4000000000001,null,3.24,4550,969.93464052287584,0.11075488195861266,15522,null,null,null,null,null,null,null,null,null,null,null,null,null,null,null,null,null,567,3648.144937586685,665,9.0999999999999998E-2]
["P00000813686",2012,"SLERES",2.5499999999999998,2982,12000,4705.8823529411766,3.4041095890410963E-4,2.5499999999999997E-3,null,12000,4705.8823529411766,0.13349449368788613,1169.4117647058824,null,3.24,4550,970.15384615384619,0.11076626712328767,15552,null,null,null,null,null,null,null,null,null,null,null,null,null,null,null,null,null,577,3640.7766990291266,666,0.09]
["P00000752894",2012,"SLERES",3.12,4590,14664,4700,5.2397260273972601E-4,3.1199999999999999E-3,null,14664,4700,0.16793993677555322,1471.1538461538462,null,3.24,4550,970.21276595744689,0.11077718758736371,15557.030448869431,null,null,null,null,null,null,null,null,null,null,null,null,null,null,null,null,null,288,3633.3074433656957,667,8.7999999999999995E-2]
["P00000778146",2012,"SLERES",4,4099,16762,4190.5,4.6792237442922375E-4,4.0000000000000001E-3,null,16762,4190.5,0.11698059360730594,1024.75,null,3.24,4550,970.3125,0.11078957960333653,15557.030448869431,null,null,null,null,null,null,null,null,null,null,null,null,null,null,null,null,null,415,3633.1018074369699,668,8.6999999999999994E-2]
["P00000778154",2012,"SLERES",2.88,2673,14328,4975,3.0513698630136985E-4,2.8799999999999997E-3,null,14328,4975,0.10595034246575344,928.125,null,3.24,4550,970.40816326530614,0.1108242772480604,15575,null,null,null,null,null,null,null,null,null,null,null,null,null,null,null,null,null,419,3621.3738669478248,669,8.5999999999999993E-2]
["P00000595928",2012,"SLERES",9.68,10366,59560,6152.8925619834708,1.1833333333333333E-3,9.6799999999999994E-3,null,59560,6152.8925619834708,0.12224517906336088,1070.8677685950413,null,3.24,4550.1519756838907,970.516717325228,0.1108242772480604,15588,null,null,null,null,null,null,null,null,null,null,null,null,null,null,null,null,null,688,3614.9555876884942,670,8.4000000000000005E-2]
["P00000603722",2012,"SLERES",2,1915,13250,6625,2.1860730593607305E-4,2E-3,null,13250,6625,0.10930365296803653,957.5,null,3.24,4550.1519756838907,970.82066869300911,0.11085638551631236,15595,null,null,null,null,null,null,null,null,null,null,null,null,null,null,null,null,null,205,3611.6504854368932,671,8.3000000000000004E-2]
["P00000799367",2012,"SLERES",7.2,8918,40410,5612.5,1.0180365296803653E-3,7.1999999999999998E-3,null,40410,5612.5,0.14139396245560629,1238.6111111111111,null,3.24,4550.1519756838907,970.82066869300911,0.11088517884322681,15604.3162557049,null,null,null,null,null,null,null,null,null,null,null,null,null,null,null,null,null,184,3606.1026352288491,672,8.2000000000000003E-2]
["P00000806915",2012,"SLERES",3.06,3418,13500,4411.7647058823532,3.9018264840182647E-4,3.0600000000000002E-3,null,13500,4411.7647058823532,0.12751066941236158,1116.9934640522877,null,3.24,4550.1519756838907,971.10193712289617,0.11094402280755344,15605,null,null,null,null,null,null,null,null,null,null,null,null,null,null,null,null,null,138,3605.1779935275081,673,0.08]
["P00000806944",2012,"SLERES",3.12,3499,14676,4703.8461538461534,3.9942922374429222E-4,3.1199999999999999E-3,null,14676,4703.8461538461534,0.12802218709752955,1121.4743589743589,null,3.24,4550.1519756838907,971.35416666666674,0.11094903884097186,15617,null,null,null,null,null,null,null,null,null,null,null,null,null,null,null,null,null,344,3601.9417475728155,674,7.9000000000000001E-2]
["P00000756328",2012,"SLERES",3.25,3095,15275,4700,3.5331050228310499E-4,3.2499999999999999E-3,null,15275,4700,0.10871092377941692,952.30769230769226,null,3.24,4550.1519756838907,971.86963979416805,0.11098427194317605,15630,null,null,null,null,null,null,null,null,null,null,null,null,null,null,null,null,null,154,3598.0582524271845,675,7.6999999999999999E-2]
["P00000758016",2012,"SLERES",6.86,6888,35931.49,5237.8265306122439,7.8630136986301369E-4,6.8600000000000006E-3,null,35931.49,5237.8265306122439,0.11462119094213027,1004.0816326530612,null,3.24,4550.1519756838907,971.91358024691351,0.11099151989562948,15633,null,null,null,null,null,null,null,null,null,null,null,null,null,null,null,null,null,118,3595.8288385472852,676,7.5999999999999998E-2]
["P00000759300",2012,"SLERES",5.5590000000000002,5603,30315,5453.3189422558016,6.3961187214611867E-4,5.5590000000000006E-3,null,30315,5453.3189422558016,0.11505880052997278,1007.9150926425616,null,3.24,4550.1519756838907,972.22222222222217,0.11100368610153345,15633,null,null,null,null,null,null,null,null,null,null,null,null,null,null,null,null,null,320,3594.48040273283,677,7.4999999999999997E-2]
["P00000759639",2012,"SLERES",5.04,5232,25074,4975,5.972602739726027E-4,5.0400000000000002E-3,null,25074,4975,0.11850402261361165,1038.0952380952381,null,3.24,4550.1538461538457,972.28571428571433,0.11101950504538023,15633,null,null,null,null,null,null,null,null,null,null,null,null,null,null,null,null,null,164,3593.581445523193,678,7.2999999999999995E-2]
["P00000762537",2012,"SLERES",2.88,3461,31901,11076.736111111111,3.9509132420091327E-4,2.8799999999999997E-3,null,31901,11076.736111111111,0.13718448756976154,1201.7361111111111,null,3.24,4550.1538461538457,972.39229024943313,0.11102310025989086,15635.446078538253,null,null,null,null,null,null,null,null,null,null,null,null,null,null,null,null,null,143,3592.2330097087379,679,7.1999999999999995E-2]
["P00000765530",2012,"SLERES",3.84,3999,19104,4975,4.5650684931506849E-4,3.8399999999999997E-3,null,19104,4975,0.11888199200913244,1041.40625,null,3.24,4550.1538461538457,972.53086419753083,0.11102957164601,15638.834951456311,null,null,null,null,null,null,null,null,null,null,null,null,null,null,null,null,null,227,3592.2330097087374,680,6.9000000000000006E-2]
["P00000766189",2012,"SLERES",3.25,3378,14787.5,4550,3.8561643835616439E-4,3.2499999999999999E-3,null,14787.5,4550,0.11865121180189674,1039.3846153846155,null,3.24,4551.7589206909597,972.56235827664398,0.11103246311640365,15641.53,null,null,null,null,null,null,null,null,null,null,null,null,null,null,null,null,null,346,3592.2330097087374,680,6.9000000000000006E-2]
["P00000767544",2012,"SLERES",3.145,4340,14664,4662.6391096979332,4.9543378995433793E-4,3.1450000000000002E-3,null,14664,4662.6391096979332,0.15753061683762731,1379.9682034976151,null,3.24,4554.4871794871797,972.61904761904771,0.11103703862999362,15645.631067961165,null,null,null,null,null,null,null,null,null,null,null,null,null,null,null,null,null,208,3579.2436177122017,682,6.8000000000000005E-2]
["P00000769141",2012,"SLERES",6.72,6093,33432,4975,6.9554794520547945E-4,6.7199999999999994E-3,null,33432,4975,0.10350415851272016,906.69642857142856,null,3.24,4555.2723637410136,972.644376899696,0.11104898580436741,15652,null,null,null,null,null,null,null,null,null,null,null,null,null,null,null,null,null,588,3561.4116196640466,683,6.7000000000000004E-2]
["P00000700518",2012,"SLERES",3.06,3572,14684,4798.6928104575163,4.0776255707762561E-4,3.0600000000000002E-3,null,14684,4798.6928104575163,0.13325573760706719,1167.3202614379086,null,3.24,4557.7047612119741,972.68445839874414,0.11104898580436741,15683,null,null,null,null,null,null,null,null,null,null,null,null,null,null,null,null,null,598,3553.5157399235072,684,6.5000000000000002E-2]
["P00000700521",2012,"SLERES",3.06,3947,19524,6380.3921568627447,4.5057077625570773E-4,3.0600000000000002E-3,null,19524,6380.3921568627447,0.14724535171755154,1289.8692810457517,null,3.24,4558.5079113203101,972.78911564625844,0.11104898580436741,15695.932506448622,null,null,null,null,null,null,null,null,null,null,null,null,null,null,null,null,null,281,3553.3980582524273,685,6.4000000000000001E-2]
["P00000702827",2012,"SLERES",3.24,4388,31850,9830.2469135802457,5.0091324200913243E-4,3.2400000000000003E-3,null,31850,9830.2469135802457,0.15460285247195446,1354.3209876543208,null,3.24,4559.026687598116,972.78911564625855,0.11106141086571615,15700,null,null,null,null,null,null,null,null,null,null,null,null,null,null,null,null,null,634,3548.9924124989802,686,6.2E-2]
["P00000702832",2012,"SLERES",2.585,2448,13468,{"$f":"IFERROR(F770/D770,\"\")","v":5210.0580270793034},2.7945205479452056E-4,2.5850000000000001E-3,null,{"$f":"F770*VLOOKUP(B770,$AA$12:$AB$14,2,FALSE)","v":13468},5210.0580270793034,{"$f":"(E770/8760)/D770","v":0.10810524363424394},{"$f":"E770/D770","v":947.00193423597682},null,3.24,4562.8125919388058,972.78911564625855,0.11106544901065449,15714,null,null,null,null,null,null,null,null,null,null,null,null,null,null,null,null,null,337,3543.8252971091351,687,6.0999999999999999E-2]
["P00000707653",2012,"SLERES",3.36,3627,17997.5,5356.3988095238101,{"$f":"E771/8760/1000","v":4.1404109589041093E-4},{"$f":"D771/1000","v":3.3599999999999997E-3},null,17997.5,{"$f":"IFERROR(K771/D771,\"\")","v":5356.3988095238101},0.12322651663405088,1079.4642857142858,null,3.24,4563.1067961165045,972.89795918367349,0.11106716076112753,15714,null,null,null,null,null,null,null,null,null,null,null,null,null,null,null,null,null,523,3543.6893203883496,688,0.06]
["P00000737535",2012,"SLERES",3.25,3209,14787,4549.8461538461543,3.66324200913242E-4,3.2499999999999999E-3,null,14787,4549.8461538461543,0.11271513874253601,987.38461538461536,null,3.24,4563.1067961165045,972.93333333333328,0.11107802263251937,15728.155339805826,null,null,null,null,null,null,null,null,null,null,null,null,null,null,null,null,null,62,3543.6893203883492,689,5.8000000000000003E-2]
["P00000739751",2012,"SLERES",3.24,3049,14742,4550,3.4805936073059363E-4,3.2400000000000003E-3,null,14742,4550,0.10742572862055358,941.04938271604931,null,3.24,4563.1067961165045,972.94832826747722,0.11107802263251937,15728.155339805826,null,null,null,null,null,null,null,null,null,null,null,null,null,null,null,null,null,653,3538.0994410120625,690,5.7000000000000002E-2]
["P00000746553",2012,"SLERES",3.52,3935,17512,4975,4.4920091324200911E-4,3.5200000000000001E-3,null,17512,4975,0.12761389580738894,1117.8977272727273,null,3.24,4563.1067961165045,973.04347826086962,0.11107872664270217,15750.114160114264,null,null,null,null,null,null,null,null,null,null,null,null,null,null,null,null,null,333,3536.0988526037067,691,5.6000000000000001E-2]
["P00000748126",2012,"SLERES",4.08,4166,27480,6735.2941176470586,4.7557077625570775E-4,4.0800000000000003E-3,null,27480,6735.2941176470586,0.11656146476855582,1021.0784313725489,null,3.24,4563.1067961165045,973.04347826086962,0.11108184053389533,15755,null,null,null,null,null,null,null,null,null,null,null,null,null,null,null,null,null,593,3532.4271844660193,692,5.2999999999999999E-2]
["P00000750574",2012,"SLERES",3.29,2893,14969.5,4550,3.302511415525114E-4,3.29E-3,null,14969.5,4550,0.10038028618617367,879.33130699088144,null,3.24,4563.1067961165045,973.04964539007096,0.11108343711083438,15770,null,null,null,null,null,null,null,null,null,null,null,null,null,null,null,null,null,663,3532.4271844660193,692,5.2999999999999999E-2]
["P00000710705",2012,"SLERES",2.25,2522,11700,5200,2.8789954337899543E-4,2.2499999999999998E-3,null,11700,5200,0.12795535261288685,1120.8888888888889,null,3.24,4563.1067961165045,973.07692307692309,0.11108675799086758,15775.727305483477,null,null,null,null,null,null,null,null,null,null,null,null,null,null,null,null,null,411,3524.8602530155927,694,5.0999999999999997E-2]
["P00000712330",2012,"SLERES",2.58,2468,13442,5210.0775193798445,2.817351598173516E-4,2.5800000000000003E-3,null,13442,5210.0775193798445,0.10919967434781069,956.58914728682169,null,3.24,4563.1067961165045,973.09090909090912,0.11110551526546691,15776,null,null,null,null,null,null,null,null,null,null,null,null,null,null,null,null,null,155,3524.2718446601943,695,0.05]
["P00000719700",2012,"SLERES",5.52,6358,27462,4975,7.2579908675799083E-4,5.5199999999999997E-3,null,27462,4975,0.13148534180398386,1151.8115942028987,null,3.24,4563.1067961165045,973.12,0.11111111111111112,15776.699029126214,null,null,null,null,null,null,null,null,null,null,null,null,null,null,null,null,null,201,3518.5015570617329,696,4.9000000000000002E-2]
["P00000722749",2012,"SLERES",3.22,3584,16744,5200,4.0913242009132423E-4,3.2200000000000002E-3,null,16744,5200,0.12705975779233672,1113.0434782608695,null,3.24,4563.1067961165045,973.28431372549016,0.11111111111111112,15776.699029126214,null,null,null,null,null,null,null,null,null,null,null,null,null,null,null,null,null,594,3513.1431213262003,697,4.7E-2]
["P00000727269",2012,"SLERES",3.36,3666,17314,5152.9761904761908,4.1849315068493147E-4,3.3599999999999997E-3,null,17314,5152.9761904761908,0.1245515329419439,1091.0714285714287,null,3.24,4563.1067961165045,973.33333333333337,0.11112105928114524,15777.697547434955,null,null,null,null,null,null,null,null,null,null,null,null,null,null,null,null,null,141,3512.7978817299204,698,4.5999999999999999E-2]
["P00000731710",2012,"SLERES",3.43,3213,14828,4323.0320699708454,3.6678082191780821E-4,3.4300000000000003E-3,null,14828,4323.0320699708454,0.10693318423259714,936.73469387755097,null,3.24,4563.1067961165045,973.33333333333337,0.11113349449368788,15791,null,null,null,null,null,null,null,null,null,null,null,null,null,null,null,null,null,146,3497.2921207317877,699,4.4999999999999998E-2]
["P00000733359",2012,"SLERES",3.24,2935,14742,4550,3.3504566210045662E-4,3.2400000000000003E-3,null,14742,4550,0.10340915496927672,905.86419753086409,null,3.24,4563.1067961165045,973.42047930283229,0.1111334944936879,15792,null,null,null,null,null,null,null,null,null,null,null,null,null,null,null,null,null,51,3495.1456310679614,700,4.1000000000000002E-2]
["P00000733360",2012,"SLERES",3.29,3405,14969.5,4550,3.886986301369863E-4,3.29E-3,null,14969.5,4550,0.11814548028479827,1034.9544072948329,null,3.24,4563.1067961165045,973.52941176470586,0.11114948262409986,15792,null,null,null,null,null,null,null,null,null,null,null,null,null,null,null,null,null,53,3495.1456310679614,700,4.1000000000000002E-2]
["P00000615401",2012,"SLERES",5.64,5531,45007,7979.9645390070928,6.3139269406392693E-4,5.64E-3,null,45007,7979.9645390070928,0.11194905923119272,980.67375886524826,null,3.24,4563.1067961165045,973.52941176470586,0.11115002767400028,15792,null,null,null,null,null,null,null,null,null,null,null,null,null,null,null,null,null,189,3495.1456310679614,700,4.1000000000000002E-2]
["P00000641326",2012,"SLERES",3.06,2943,18830,6153.5947712418301,3.3595890410958909E-4,3.0600000000000002E-3,null,18830,6153.5947712418301,0.10979049153908139,961.76470588235293,null,3.24,4563.1067961165054,973.66946778711474,0.11116547075451186,15840,null,null,null,null,null,null,null,null,null,null,null,null,null,null,null,null,null,404,3434.8337746396001,703,3.9E-2]
["P00000641349",2012,"SLERES",3.145,4243,16354,5200,4.8436073059360729E-4,3.1450000000000002E-3,null,16354,5200,0.15400977125392917,1349.1255961844197,null,3.25,4566.9902912621365,973.67424242424238,0.11119796836741448,15862,null,null,null,null,null,null,null,null,null,null,null,null,null,null,null,null,null,440,3424.9807101977831,704,3.7999999999999999E-2]
["P00000641363",2012,"SLERES",3.68,3887,24472,6650,4.4372146118721461E-4,3.6800000000000001E-3,null,24472,6650,0.12057648401826483,1056.25,null,3.25,4566.9902912621365,973.80952380952385,0.11124064898474692,15862.5,null,null,null,null,null,null,null,null,null,null,null,null,null,null,null,null,null,705,3417.4442062791577,705,3.5999999999999997E-2]
["P00000641367",2012,"SLERES",3.68,3883,27253,7405.70652173913,4.4326484018264841E-4,3.6800000000000001E-3,null,27253,7405.70652173913,0.12045240222354575,1055.1630434782608,null,3.25,4566.9902912621365,974.09420289855075,0.11125976809510499,15868.328677202939,null,null,null,null,null,null,null,null,null,null,null,null,null,null,null,null,null,414,3411.1713529189255,706,3.5000000000000003E-2]
["P00000641397",2012,"SLERES",3.87,3960,30883,7980.1033591731266,4.520547945205479E-4,3.8700000000000002E-3,null,30883,7980.1033591731266,0.11681002442391419,1023.2558139534883,null,3.25,4566.9902912621365,974.468085106383,0.11126000926477403,15910.194174757282,null,null,null,null,null,null,null,null,null,null,null,null,null,null,null,null,null,34,3398.0582524271849,707,3.4000000000000002E-2]
["P00000641407",2012,"SLERES",3.87,4230,30883,7980.1033591731266,4.8287671232876713E-4,3.8700000000000002E-3,null,30883,7980.1033591731266,0.12477434427099925,1093.0232558139535,null,3.25,4566.9902912621365,974.63556851311967,0.11126104814950216,15912,null,null,null,null,null,null,null,null,null,null,null,null,null,null,null,null,null,140,3378.6407766990292,708,3.2000000000000001E-2]
["P00000664498",2012,"SLERES",5.52,5983,24685,4471.920289855073,6.829908675799087E-4,5.5199999999999997E-3,null,24685,4471.920289855073,0.12373022963404144,1083.876811594203,null,3.25,4566.9902912621365,974.63768115942037,0.11127489601070814,15912,null,null,null,null,null,null,null,null,null,null,null,null,null,null,null,null,null,176,3361.2827302147693,709,3.1E-2]
["P00000664556",2012,"SLERES",2.3650000000000002,2640,18873,7980.1268498942909,3.013698630136986E-4,2.3650000000000003E-3,null,18873,7980.1268498942909,0.12742911755336092,1116.2790697674418,null,3.25,4566.9902912621365,974.64678178963891,0.1112886859462202,15912,null,null,null,null,null,null,null,null,null,null,null,null,null,null,null,null,null,304,3349.5145631067958,710,0.03]
["P00000667769",2012,"SLERES",4.7,5070,32900,7000,5.7876712328767119E-4,4.7000000000000002E-3,null,32900,7000,0.12314194112503643,1078.7234042553191,null,3.25,4568.0796810370912,974.76808905380335,0.1112886859462202,15912,null,null,null,null,null,null,null,null,null,null,null,null,null,null,null,null,null,458,3337.4942209893666,711,2.8000000000000001E-2]
["P00000671806",2012,"SLERES",6.11,7014,48758,7980.0327332242223,8.0068493150684927E-4,6.11E-3,null,48758,7980.0327332242223,0.13104499697329774,1147.9541734860884,null,3.25,4570.5882352941171,974.88888888888891,0.1112886859462202,15912,null,null,null,null,null,null,null,null,null,null,null,null,null,null,null,null,null,357,3331.4296592423375,712,2.7E-2]
["P00000673324",2012,"SLERES",3.92,4331,23420,5974.4897959183672,4.9440639269406398E-4,3.9199999999999999E-3,null,23420,5974.4897959183672,0.12612407976889387,1104.8469387755101,null,3.25,4572.9729729729734,974.88888888888891,0.1112886859462202,15917,null,null,null,null,null,null,null,null,null,null,null,null,null,null,null,null,null,445,3310.1199314677324,713,2.5000000000000001E-2]
["P00000679862",2012,"SLERES",3.06,3015,17330,5663.3986928104578,3.4417808219178083E-4,3.0600000000000002E-3,null,17330,5663.3986928104578,0.11247649744829438,985.29411764705878,null,3.25,4572.9729729729734,974.88888888888891,0.11131015103617845,15917,null,null,null,null,null,null,null,null,null,null,null,null,null,null,null,null,null,190,3271.0326566637245,714,2.4E-2]
["P00000679899",2012,"SLERES",7.7549999999999999,7414,58783,7580.012894906512,8.4634703196347029E-4,7.7549999999999997E-3,null,58783,7580.012894906512,0.10913565853816509,956.0283687943263,null,3.25,4579.6397741197416,974.88888888888891,0.1113140537798072,15917,null,null,null,null,null,null,null,null,null,null,null,null,null,null,null,null,null,116,3252.4271844660193,715,2.3E-2]
["P00000685048",2012,"SLERES",1.02,1018,8700,8529.4117647058829,1.1621004566210046E-4,1.0200000000000001E-3,null,8700,8529.4117647058829,0.11393141731578475,998.03921568627447,null,3.25,4580,975.07692307692309,0.11135844748858448,15922.330097087379,null,null,null,null,null,null,null,null,null,null,null,null,null,null,null,null,null,417,3213.1727196452111,716,2.1000000000000001E-2]
["P00000685074",2012,"SLERES",3.0550000000000002,2813,15917,5210.1472995090016,3.2111872146118719E-4,3.055E-3,null,15917,5210.1472995090016,0.10511251111659155,920.78559738134197,null,3.25,4582.3529411764712,975.11111111111109,0.11138064434297312,15934.466019417476,null,null,null,null,null,null,null,null,null,null,null,null,null,null,null,null,null,639,3203.8834951456315,717,0.02]
["P00000687092",2012,"SLERES",4.8,4448,26295,5478.125,5.0776255707762549E-4,4.7999999999999996E-3,null,26295,5478.125,0.10578386605783865,926.66666666666674,null,3.25,4582.5787041160702,975.5,0.11141413720836631,15939,null,null,null,null,null,null,null,null,null,null,null,null,null,null,null,null,null,637,3155.3398058252433,718,1.9E-2]
["P00000687112",2012,"SLERES",3.76,3955,19590,5210.1063829787236,4.514840182648402E-4,3.7599999999999999E-3,null,19590,5210.1063829787236,0.12007553677256388,1051.8617021276596,null,3.25,4583.333333333333,975.69444444444446,0.1114500095129376,15956,null,null,null,null,null,null,null,null,null,null,null,null,null,null,null,null,null,566,3155.3398058252424,719,1.7000000000000001E-2]
["P00000691314",2012,"SLERES",3.06,2957,14551,4755.2287581699347,3.3755707762557079E-4,3.0600000000000002E-3,null,14551,4755.2287581699347,0.1103127704658728,966.33986928104571,null,3.25,4583.333333333333,975.98784194528878,0.11147260273972602,15956,null,null,null,null,null,null,null,null,null,null,null,null,null,null,null,null,null,451,3139.6564600448096,720,1.6E-2]
["P00000691318",2012,"SLERES",6.11,6130,31833,5209.9836333878884,6.9977168949771681E-4,6.11E-3,null,31833,5209.9836333878884,0.1145289180847327,1003.2733224222585,null,3.25,4585.8817533129459,976.30208333333337,0.11147753537403461,15956,null,null,null,null,null,null,null,null,null,null,null,null,null,null,null,null,null,559,3120.819848975189,721,1.4999999999999999E-2]
["P00000691327",2012,"SLERES",3.0550000000000002,2704,15917,5210.1472995090016,3.0867579908675803E-4,3.055E-3,null,15917,5210.1472995090016,0.10103954143592733,885.10638297872333,null,3.25,4587.3294913332938,976.5,0.11147753537403461,15956,null,null,null,null,null,null,null,null,null,null,null,null,null,null,null,null,null,329,3066.762555435695,722,1.2999999999999999E-2]
["P00000691334",2012,"SLERES",6.24,6743,32510,5209.9358974358975,7.6974885844748866E-4,6.2399999999999999E-3,null,32510,5209.9358974358975,0.1233571888537642,1080.6089743589744,null,3.25,4587.3294913332938,976.54320987654319,0.11152089919213207,15956,null,null,null,null,null,null,null,null,null,null,null,null,null,null,null,null,null,589,3020.6460505813257,723,1.2E-2]
["P00000692892",2012,"SLERES",3.22,4539,156956.5,48744.254658385093,5.1815068493150679E-4,3.2200000000000002E-3,null,156956.5,48744.254658385093,0.16091636177997107,1409.6273291925465,null,3.25,4588.8769027927601,976.54320987654319,0.11152220591432921,15956,null,null,null,null,null,null,null,null,null,null,null,null,null,null,null,null,null,285,2999.6336325334305,724,0.01]
["P00000695739",2012,"SLERES",6.16,6974,42184,6848.0519480519479,7.9611872146118719E-4,6.1600000000000005E-3,null,42184,6848.0519480519479,0.12924005218525766,1132.1428571428571,null,3.25,4595.021012797717,976.92307692307691,0.11153568853640951,15956,null,null,null,null,null,null,null,null,null,null,null,null,null,null,null,null,null,194,2983.3661484146919,725,8.9999999999999993E-3]
["P00000696426",2012,"SLERES",4.08,5643,11121,2725.7352941176468,6.4417808219178086E-4,4.0800000000000003E-3,null,11121,2725.7352941176468,0.15788678485092666,1383.0882352941176,null,3.25,4599.0196078431372,976.93452380952385,0.11154385650759542,15956.5,null,null,null,null,null,null,null,null,null,null,null,null,null,null,null,null,null,60,2957.8066801001405,726,8.0000000000000002E-3]
["P00000696881",2012,"SLERES",3.22,3433,16100,5000,3.9189497716894976E-4,3.2200000000000002E-3,null,16100,5000,0.12170651464874216,1066.1490683229813,null,3.25,4600,977.0526315789474,0.11154598825831702,15956.5,null,null,null,null,null,null,null,null,null,null,null,null,null,null,null,null,null,134,2836.9054161323807,727,6.0000000000000001E-3]
["P00000696889",2012,"SLERES",3.22,3769,16297,5061.1801242236024,4.3025114155251145E-4,3.2200000000000002E-3,null,16297,5061.1801242236024,0.13361836694177373,1170.4968944099378,null,3.25,4600,977.12418300653599,0.1115815691158157,15956.5,null,null,null,null,null,null,null,null,null,null,null,null,null,null,null,null,null,42,2822.6654898499555,728,5.0000000000000001E-3]
["P00000806895",2012,"SLERES",3.22,4805,15222,4727.3291925465837,5.4851598173515982E-4,3.2200000000000002E-3,null,15222,4727.3291925465837,0.17034657817862106,1492.2360248447203,null,3.25,4600.6388712890193,977.14285714285711,0.11159148072584386,15956.5,null,null,null,null,null,null,null,null,null,null,null,null,null,null,null,null,null,714,2359.7626752966557,729,4.0000000000000001E-3]
["P00000806903",2012,"SLERES",5.28,5112,19800,3750,5.8356164383561646E-4,5.28E-3,null,19800,3750,0.11052303860523038,968.18181818181813,null,3.25,4602.001128232534,977.4545454545455,0.11159752735418282,15956.5,null,null,null,null,null,null,null,null,null,null,null,null,null,null,null,null,null,425,2333.8889906576296,730,2E-3]
["P00000710709",2012,"SLERES",3.29,3433,15956.5,4850,3.9189497716894976E-4,3.29E-3,null,15956.5,4850,0.1191170143370668,1043.4650455927051,null,3.25,4606.1538461538457,977.54137115839228,0.11160811356506073,15956.5,null,null,null,null,null,null,null,null,null,null,null,null,null,null,null,null,null,90,1540.0756049226463,731,1E-3]
["P00000747226",2012,"SLERES",6.72,7978,33600,5000,9.1073059360730589E-4,6.7199999999999994E-3,null,33600,5000,0.13552538595346814,1187.202380952381,null,3.25,4606.1538461538457,977.59433962264143,0.11160811356506073,15956.5,null,null,null,null,null,null,null,null,null,null,null,null,null,null,null,null,null,648,679.61165048543694,732,0]
["P00000760833",2012,"SLERES",3.12,3873,14664,4700,4.4212328767123286E-4,3.1199999999999999E-3,null,14664,4700,0.14170618194590798,1241.3461538461538,null,3.25,4607.966926793014,977.68707482993193,0.11162627327010889,15956.5]
["P00000762759",2012,"SLERES",3.25,3530,15228,4685.5384615384619,4.029680365296804E-4,3.2499999999999999E-3,null,15228,4685.5384615384619,0.12399016508605551,1086.1538461538462,null,3.25,4611.6504854368923,977.68707482993204,0.11167427701674276,15956.5]
["P00000762760",2012,"SLERES",5.8650000000000002,8291,25746.75,4389.8976982097183,9.4646118721461187E-4,5.8650000000000004E-3,null,25746.75,4389.8976982097183,0.1613744564730796,1413.6402387041774,null,3.25,4611.6504854368923,977.84615384615381,0.11173038469573522,15956.5]
["P00000769131",2012,"SLERES",4,4543,19806,4951.5,5.1860730593607306E-4,4.0000000000000001E-3,null,19806,4951.5,0.12965182648401827,1135.75,null,3.25,4611.6504854368923,978.26666666666665,0.11173038469573522,15956.5]
["P00000691322",2012,"SLERES",2.82,2517,14692,5209.9290780141846,2.8732876712328769E-4,2.82E-3,null,14692,5209.9290780141846,0.10188963373166231,892.55319148936178,null,3.25,4611.6504854368923,978.75816993464048,0.11173737950279047,15956.5]
["P00000691323",2012,"SLERES",5.64,5298,29384,5209.9290780141846,6.0479452054794521E-4,5.64E-3,null,29384,5209.9290780141846,0.10723307101913923,939.36170212765967,null,3.25,4611.6504854368923,978.75816993464048,0.11176260320095938,15956.5]
["P00000691331",2012,"SLERES",5.64,5353,29384,5209.9290780141846,6.110730593607307E-4,5.64E-3,null,29384,5209.9290780141846,0.10834628712069692,949.11347517730496,null,3.25,4611.6504854368923,978.81944444444446,0.11176677204074464,15956.5]
["P00000691985",2012,"SLERES",5.0999999999999996,5797,23813,4669.2156862745105,6.6175799086757995E-4,5.0999999999999995E-3,null,23813,4669.2156862745105,0.12975646879756469,1136.6666666666667,null,3.25,4611.6504854368932,979.04040404040404,0.11176677204074464,15957]
["P00000692120",2012,"SLERES",2.82,4044,14000.04,4964.5531914893627,4.6164383561643837E-4,2.82E-3,null,14000.04,4964.5531914893627,0.16370348780724764,1434.0425531914893,null,3.25,4611.6504854368932,979.07692307692309,0.11177701674277017,15975]
["P00000677745",2012,"SLERES",3.04,4178,14744,4850,4.7694063926940637E-4,3.0400000000000002E-3,null,14744,4850,0.1568883681807258,1374.3421052631579,null,3.25,4611.6504854368932,979.07692307692309,0.11178713688914797,15984.466019417476]
["P00000677746",2012,"SLERES",3.04,3574,14356,4722.3684210526317,4.0799086757990863E-4,3.0400000000000002E-3,null,14356,4722.3684210526317,0.13420752223023311,1175.6578947368421,null,3.25,4611.6504854368932,979.16666666666663,0.11179683536276003,15988]
["P00000677776",2012,"SLERES",5.375,6240,42893,7980.0930232558139,7.1232876712328766E-4,5.3749999999999996E-3,null,42893,7980.0930232558139,0.13252628225549537,1160.9302325581396,null,3.25,4611.6504854368932,979.25531914893622,0.11182606052906258,16000]
["P00000679903",2012,"SLERES",2.58,2591,19556,7579.8449612403101,2.9577625570776256E-4,2.5800000000000003E-3,null,19556,7579.8449612403101,0.11464195957665216,1004.2635658914728,null,3.25,4611.6504854368932,979.34027777777783,0.11183304779710579,16039.34567859122]
["P00000682651",2012,"SLERES",4.2300000000000004,3962,26014.5,6149.9999999999991,4.5228310502283103E-4,4.2300000000000003E-3,null,26014.5,6149.9999999999991,0.10692271986355342,936.64302600472809,null,3.25,4611.6504854368932,979.5962902345882,0.11183814510624687,16055.501662593339]
["P00000685052",2012,"SLERES",3.36,3223,17472,5200,3.6792237442922376E-4,3.3599999999999997E-3,null,17472,5200,0.10950070667536423,959.22619047619048,null,3.25,4611.6504854368932,979.65749870264665,0.11184581039086272,16064]
["P00000685060",2012,"SLERES",3.22,3857,15633,4854.9689440993789,4.4029680365296803E-4,3.2200000000000002E-3,null,15633,4854.9689440993789,0.13673813778042485,1197.8260869565217,null,3.25,4611.6504854368932,979.70215113072265,0.11184931506849316,16071]
["P00000736610",2012,"SLERES",3.25,3750,14787,4549.8461538461543,4.2808219178082189E-4,3.2499999999999999E-3,null,14787,4549.8461538461543,0.13171759747102213,1153.8461538461538,null,3.25,4611.6504854368932,979.7692990239575,0.11185883355299066,16092.233009708738]
["P00000739176",2012,"SLERES",2.8050000000000002,2697,15476.75,5517.5579322638141,3.078767123287671E-4,2.8050000000000002E-3,null,15476.75,5517.5579322638141,0.1097599687446585,961.49732620320844,null,3.25,4611.6504854368932,979.8,0.11186349799363497,16099.514563106797]
["P00000739755",2012,"SLERES",3.29,3597,14969.5,{"$f":"IFERROR(F834/D834,\"\")","v":4550},4.106164383561644E-4,3.29E-3,null,{"$f":"F834*VLOOKUP(B834,$AA$12:$AB$14,2,FALSE)","v":14969.5},4550,{"$f":"(E834/8760)/D834","v":0.12480742807178249},{"$f":"E834/D834","v":1093.3130699088147},null,3.25,4611.6504854368932,979.88338192419826,0.11187214611872145,16100]
["P00000739759",2012,"SLERES",5,4437,22750,4550,{"$f":"E835/8760/1000","v":5.0650684931506846E-4},{"$f":"D835/1000","v":5.0000000000000001E-3},null,22750,{"$f":"IFERROR(K835/D835,\"\")","v":4550},0.1013013698630137,887.4,null,3.25,4611.6504854368932,979.92424242424238,0.11187214611872145,16100]
["P00000742267",2012,"SLERES",3.76,3812,26689,7098.1382978723404,4.351598173515982E-4,3.7599999999999999E-3,null,26689,7098.1382978723404,0.11573399397648888,1013.8297872340426,null,3.25,4611.6504854368932,980,0.11187214611872145,16100]
["P00000742270",2012,"SLERES",3.22,3390,14651,4550,3.8698630136986301E-4,3.2200000000000002E-3,null,14651,4550,0.1201820811707649,1052.7950310559006,null,3.25,4611.6504854368932,980,0.11187214611872145,16106]
["P00000742528",2012,"SLERES",4.165,4033,21996.63,5281.3037214885953,4.6038812785388129E-4,4.1650000000000003E-3,null,21996.63,5281.3037214885953,0.11053736563118398,968.30732292917162,null,3.25,4611.6504854368932,980,0.11187214611872147,16112.638679186197]
["P00000747945",2012,"SLERES",3.25,3021,15275,4700,3.4486301369863017E-4,3.2499999999999999E-3,null,15275,4700,0.10611169652265542,929.53846153846155,null,3.25,4611.6504854368932,980,0.11187214611872147,16128]
["P00000748122",2012,"SLERES",3.06,2968,13923,4550,3.3881278538812787E-4,3.0600000000000002E-3,null,13923,4550,0.11072313247978034,969.93464052287584,null,3.25,4611.6504854368932,980,0.1118837946137359,16128]
["P00000748682",2012,"SLERES",3.5,3678,15137,4324.8571428571431,4.1986301369863015E-4,3.5000000000000001E-3,null,15137,4324.8571428571431,0.11996086105675148,1050.8571428571429,null,3.25,4611.6504854368932,980,0.11188656806492982,16140.776699029126]
["P00000751886",2012,"SLERES",3.24,4485,15228,4700,5.1198630136986296E-4,3.2400000000000003E-3,null,15228,4700,0.15802046338576017,1384.2592592592591,null,3.25,4611.6504854368932,980.10204081632651,0.11188984460727053,16140.776699029126]
["P00000695279",2012,"SLERES",5.52,6065,27600,5000,6.9235159817351594E-4,5.5199999999999997E-3,null,27600,5000,0.12542601416186885,1098.731884057971,null,3.25,4611.6504854368932,980.12633624878526,0.11188984460727053,16140.776699029126]
["P00000695754",2012,"SLERES",4.335,4374,23409,5400,4.9931506849315067E-4,4.3350000000000003E-3,null,23409,5400,0.11518225340095747,1008.9965397923876,null,3.25,4611.6504854368932,980.15503875968989,0.11188984460727053,16140.776699029126]
["P00000696119",2012,"SLERES",3.06,2870,16912,5526.7973856209146,3.2762557077625569E-4,3.0600000000000002E-3,null,16912,5526.7973856209146,0.10706717999224043,937.90849673202615,null,3.25,4611.6504854368932,980.15503875968989,0.11189026599985503,16140.776699029126]
["P00000698271",2012,"SLERES",4.59,5069,20531,4472.9847494553378,5.7865296803652965E-4,4.5899999999999995E-3,null,20531,4472.9847494553378,0.12606818475741388,1104.3572984749455,null,3.25,4611.6504854368932,980.15503875968989,0.1119215639763585,16140.776699029126]
["P00000698274",2012,"SLERES",3.06,2906,20600,6732.0261437908493,3.3173515981735157E-4,3.0600000000000002E-3,null,20600,6732.0261437908493,0.10841018294684691,949.67320261437908,null,3.25,4611.6504854368932,980.15873015873012,0.11192565639269407,16140.776699029126]
["P00000698660",2012,"SLERES",5.64,6333,28295,5016.8439716312059,7.2294520547945204E-4,5.64E-3,null,28295,5016.8439716312059,0.12818177402117945,1122.872340425532,null,3.25,4611.6504854368932,980.4329004329004,0.11194429316837259,16140.776699029126]
["P00000704575",2012,"SLERES",3.24,4668,14742,4550,5.328767123287671E-4,3.2400000000000003E-3,null,14742,4550,0.16446812108912565,1440.7407407407406,null,3.25,4611.6504854368932,980.46875,0.11194675739397737,16140.776699029126]
["P00000704576",2012,"SLERES",3.24,4335,14742,4550,4.9486301369863013E-4,3.2400000000000003E-3,null,14742,4550,0.15273549805513273,1337.9629629629628,null,3.25,4611.6504854368932,980.63200815494395,0.11194905923119272,16142.718446601943]
["P00000705242",2012,"SLERES",3.29,3419,15298,4649.8480243161093,3.9029680365296806E-4,3.29E-3,null,15298,4649.8480243161093,0.11863124731093254,1039.2097264437689,null,3.25,4611.6504854368932,980.65359477124173,0.11197752019669828,16205.240050905657]
["P00000705251",2012,"SLERES",4.7,4271,24487,5210,4.8755707762557075E-4,4.7000000000000002E-3,null,24487,5210,0.1037355484309725,908.72340425531911,null,3.25,4611.6504854368932,980.67375886524826,0.11197752019669828,16220.016865541742]
["P00000706836",2012,"SLERES",3.24,3431,15714,4850,3.9166666666666668E-4,3.2400000000000003E-3,null,15714,4850,0.12088477366255143,1058.9506172839506,null,3.25,4611.6504854368932,980.92307692307691,0.11199667911996679,16224]
["P00000706842",2012,"SLERES",3.22,4607,14872.97,4618.9347826086951,5.2591324200913249E-4,3.2200000000000002E-3,null,14872.97,4618.9347826086951,0.16332709379165603,1430.7453416149067,null,3.25,4611.6504854368932,980.92307692307691,0.11200978010945951,16250]
["P00000707649",2012,"SLERES",3.29,3201,16944,5150.1519756838907,3.6541095890410959E-4,3.29E-3,null,16944,5150.1519756838907,0.11106716076112753,972.94832826747722,null,3.25,4611.6504854368932,981.09090909090912,0.11206768983595466,16252.525857741128]
["P00000710694",2012,"SLERES",10.8,10318,57780,5350,1.1778538812785388E-3,1.0800000000000001E-2,null,57780,5350,0.10906054456282767,955.37037037037032,null,3.25,4611.6504854368932,981.20567375886526,0.11215146215874866,16252.525857741128]
["P00000712326",2012,"SLERES",2.5499999999999998,3142,12457.88,4885.4431372549016,3.58675799086758E-4,2.5499999999999997E-3,null,12457.88,4885.4431372549016,0.14065717611245412,1232.1568627450981,null,3.25,4611.6504854368932,981.71296296296293,0.11219442114745443,16254.496099692606]
["P00000715324",2012,"SLERES",3.43,3555,14970,4364.4314868804659,4.0582191780821919E-4,3.4300000000000003E-3,null,14970,4364.4314868804659,0.11831542793242542,1036.4431486880467,null,3.25,4611.6504854368932,982.44680851063833,0.11221714865550481,16255]
["P00000730276",2012,"SLERES",3.29,2970,15956.5,4850,3.39041095890411E-4,3.29E-3,null,15956.5,4850,0.10305200482991216,902.73556231003033,null,3.25,4611.6504854368932,982.82312925170072,0.11232727489778255,16270]
["P00000731143",2012,"SLERES",2.99,3188,16071,5374.9163879598655,3.6392694063926937E-4,2.99E-3,null,16071,5374.9163879598655,0.12171469586597637,1066.2207357859531,null,3.25,4611.6504854368932,983.02222222222224,0.11232816312724989,16271]
["P00000733625",2012,"SLERES",3.29,4502,22969.5,6981.61094224924,5.1392694063926933E-4,3.29E-3,null,22969.5,6981.61094224924,0.15620879654689038,1368.3890577507598,null,3.25,4611.6504854368932,983.98692810457521,0.11232816312724989,16275]
["P00000734435",2012,"SLERES",5.28,6019,26268,4975,6.8710045662100463E-4,5.28E-3,null,26268,4975,0.13013266223882664,1139.9621212121212,null,3.25,4611.6504854368932,983.99470899470896,0.11233014456221548,16284.466019417476]
["P00000671804",2012,"SLERES",6.45,6127,51471,7980,6.994292237442923E-4,6.45E-3,null,51471,7980,0.10843863934020036,949.92248062015506,null,3.25,4611.6504854368932,983.99470899470907,0.11234720213278879,16291.438136282815]
["P00000664522",2012,"SLERES",3.29,4869,17108,5200,5.5582191780821925E-4,3.29E-3,null,17108,5200,0.16894283216055295,1479.9392097264438,null,3.25,4611.6504854368932,984.01206636500751,0.11235097361591095,16295]
["P00000664539",2012,"SLERES",8.0850000000000009,8989,35277,4363.2653061224482,1.0261415525114155E-3,8.0850000000000002E-3,null,35277,4363.2653061224482,0.12691917779980399,1111.8119975262832,null,3.25,4611.6504854368932,984.16149068322977,0.11235836292913919,16297]
["P00000664543",2012,"SLERES",3.29,3637,16744,5089.3617021276596,4.1518264840182653E-4,3.29E-3,null,16744,5089.3617021276596,0.12619533386073753,1105.4711246200609,null,3.25,4611.6504854368932,984.19452887537989,0.1124273910477433,16299.811664576597]
["P00000664546",2012,"SLERES",6.11,6490,48758,7980.0327332242223,7.4086757990867575E-4,6.11E-3,null,48758,7980.0327332242223,0.1212549230619764,1062.1931260229132,null,3.25,4611.6504854368932,984.25925925925924,0.11243077819877587,16300]
["P00000664558",2012,"SLERES",3.87,3584,30883,7980.1033591731266,4.0913242009132423E-4,3.8700000000000002E-3,null,30883,7980.1033591731266,0.10571897159982538,926.09819121447026,null,3.25,4611.6504854368932,984.86394557823132,0.11244292237442922,16307.692632382508]
["P00000668722",2012,"SLERES",2.04,2206,12893,6320.0980392156862,2.5182648401826484E-4,2.0400000000000001E-3,null,12893,6320.0980392156862,0.12344435491091414,1081.3725490196077,null,3.25,4611.6504854368932,984.89361702127655,0.11244292237442922,16343.68932038835]
["P00000562103",2012,"SLERES",3.29,3318,18490,5620.0607902735564,3.7876712328767126E-4,3.29E-3,null,18490,5620.0607902735564,0.11512678519382105,1008.5106382978723,null,3.25,4611.6504854368932,985,0.11245170354759396,16354]
["P00000570502",2012,"SLERES",4.1399999999999997,4256,33037,7979.9516908212563,4.8584474885844745E-4,4.1399999999999996E-3,null,33037,7979.9516908212563,0.11735380407208877,1028.0193236714977,null,3.25,4611.6504854368932,985,0.112453300124533,16354]
["P00000591492",2012,"SLERES",5.8049999999999997,5836,46324,7980.0172265288547,6.6621004566210038E-4,5.8049999999999994E-3,null,46324,7980.0172265288547,0.11476486574713186,1005.3402239448751,null,3.25,4611.6504854368932,985.07692307692309,0.112453300124533,16354]
["P00000606345",2012,"SLERES",10.92,12572,47180,4320.5128205128203,1.4351598173515982E-3,1.0919999999999999E-2,null,47180,4320.5128205128203,0.13142489169886432,1151.2820512820513,null,3.25,4611.6504854368932,985.09090909090912,0.11245411406571762,16357.281553398059]
["P00000612929",2012,"SLERES",5.2649999999999997,4774,36700,6970.5603038936379,5.4497716894977169E-4,5.2649999999999997E-3,null,36700,6970.5603038936379,0.10350943379862711,906.74264007597344,null,3.27,4611.6504854368932,985.09090909090912,0.11245506655008257,16359]
["P00000612959",2012,"SLERES",1.7849999999999999,1960,10703,5996.0784313725489,2.2374429223744291E-4,1.7849999999999999E-3,null,10703,5996.0784313725489,0.12534694242994002,1098.0392156862745,null,3.27,4611.6504854368932,985.0980392156863,0.11246242665653916,16359.223300970874]
["P00000613000",2012,"SLERES",3.76,4272,30005,7980.0531914893618,4.8767123287671234E-4,3.7599999999999999E-3,null,30005,7980.0531914893618,0.12969979597784903,1136.1702127659576,null,3.27,4611.6504854368932,985.10638297872345,0.11246621936445812,16359.223300970874]
["P00000615396",2012,"SLERES",4.7,4524,32900,7000,5.1643835616438361E-4,4.7000000000000002E-3,null,32900,7000,0.10988050131157097,962.55319148936167,null,3.27,4611.6504854368932,985.17085751128309,0.11246822772566749,16366.799890926844]
["P00000641339",2012,"SLERES",5.0999999999999996,4843,28650,5617.6470588235297,5.5285388127853882E-4,5.0999999999999995E-3,null,28650,5617.6470588235297,0.10840272181932135,949.60784313725492,null,3.27,4611.6504854368932,985.20408163265313,0.11247649744829438,16377.636221659974]
["P00000641387",2012,"SLERES",5.64,5671,45007,7979.9645390070928,6.4737442922374437E-4,5.64E-3,null,45007,7979.9645390070928,0.11478270021697595,1005.4964539007093,null,3.27,4611.6504854368932,985.22167487684726,0.11247649744829438,16377.636221659974]
["P00000698275",2012,"SLERES",2.04,2131,16995,8330.8823529411766,2.432648401826484E-4,2.0400000000000001E-3,null,16995,8330.8823529411766,0.11924747067776882,1044.6078431372548,null,3.27,4611.6504854368932,985.29411764705878,0.11248097412480974,16377.636221659974]
["P00000814486",2012,"SLERES",3.36,4549,15975,4754.4642857142862,5.1929223744292239E-4,3.3599999999999997E-3,null,15975,4754.4642857142862,0.15455126114372691,1353.8690476190477,null,3.27,4611.6504854368932,985.29411764705878,0.11249048706240487,16377.636221659974]
["P00000664542",2012,"SLERES",4.7,4182,37506,7980,4.7739726027397263E-4,4.7000000000000002E-3,null,37506,7980,0.10157388516467503,889.78723404255311,null,3.27,4611.6504854368932,985.33333333333337,0.11249159321793918,16377.636221659974]
["P00000664551",2012,"SLERES",5.59,6072,44608,7979.9642218246872,6.9315068493150693E-4,5.5899999999999995E-3,null,44608,7979.9642218246872,0.123998333619232,1086.2254025044724,null,3.27,4611.6504854368932,985.41666666666674,0.11250783418390188,16377.636221659974]
["P00000667766",2012,"SLERES",6.72,7561,42078,6261.6071428571431,8.631278538812785E-4,6.7199999999999994E-3,null,42078,6261.6071428571431,0.12844164492280932,1125.1488095238096,null,3.27,4611.6504854368932,985.4263565891473,0.11251210737512106,16377.636221659974]
["P00000667776",2012,"SLERES",5.59,5084,44608,7979.9642218246872,5.8036529680365306E-4,5.5899999999999995E-3,null,44608,7979.9642218246872,0.10382205667328319,909.48121645796061,null,3.29,4611.6504854368932,985.56862745098044,0.11251380308592236,16377.636221659974]
["P00000806900",2012,"SLERES",3.1850000000000001,4507,14969,4699.8430141287281,5.1449771689497713E-4,3.1849999999999999E-3,null,14969,4699.8430141287281,0.16153774470799909,1415.0706436420721,null,3.29,4611.6504854368932,985.60606060606051,0.11252446183953033,16377.636221659974]
["P00000806925",2012,"SLERES",3.06,4103,13443,4393.1372549019607,4.6837899543378996E-4,3.0600000000000002E-3,null,13443,4393.1372549019607,0.15306503118751305,1340.8496732026144,null,3.29,4611.6504854368932,985.62091503267982,0.11253805175038052,16400.27]
["P00000719226",2012,"SLERES",3.43,3179,14970,4364.4314868804659,3.6289954337899541E-4,3.4300000000000003E-3,null,14970,4364.4314868804659,0.10580161614547971,926.82215743440224,null,3.29,4611.6504854368932,985.71428571428567,0.11257650830661613,16412]
["P00000720926",2012,"SLERES",3.25,3226,14788,4550.1538461538457,3.6826484018264837E-4,3.2499999999999999E-3,null,14788,4550.1538461538457,0.11331225851773796,992.61538461538464,null,3.29,4611.6504854368932,985.83333333333337,0.11259674859937176,16416]
["P00000728584",2012,"SLERES",4.7,4629,22795,4850,5.2842465753424666E-4,4.7000000000000002E-3,null,22795,4850,0.11243077819877587,984.89361702127655,null,3.29,4611.6504854368932,986.17021276595744,0.11261623786085624,16418]
["P00000729523",2012,"SLERES",3.29,3869,14969.5,4550,4.4166666666666665E-4,3.29E-3,null,14969.5,4550,0.13424518743667679,1175.9878419452887,null,3.29,4611.6504854368932,986.34751773049652,0.11263318112633181,16418]
["P00000730733",2012,"SLERES",6.12,6901,30906,5050,7.8778538812785391E-4,6.1200000000000004E-3,null,30906,5050,0.12872310263527026,1127.6143790849674,null,3.29,4611.6504854368932,986.51824366110066,0.11263318112633182,16430]
["P00000732545",2012,"SLERES",3,3048,13500,4500,3.4794520547945209E-4,3.0000000000000001E-3,null,13500,4500,0.11598173515981736,1016,null,3.29,4611.6504854368932,986.66666666666663,0.1126886732623034,16437.72860118005]
["P00000734411",2012,"SLERES",11.75,14838,47000,4000,1.6938356164383562E-3,1.175E-2,null,47000,4000,0.14415622267560477,1262.8085106382978,null,3.29,4611.6504854368932,986.66666666666663,0.11270928462709284,16450]
["P00000734414",2012,"SLERES",3.29,3829,14969.5,4550,4.3710045662100457E-4,3.29E-3,null,14969.5,4550,0.13285728164772176,1163.8297872340424,null,3.29,4611.6504854368932,987.15277777777783,0.11271050553886976,16450]
["P00000734426",2012,"SLERES",3.3,3806,16418,4975.151515151515,4.3447488584474886E-4,3.3E-3,null,16418,4975.151515151515,0.13165905631659058,1153.3333333333335,null,3.29,4611.6504854368932,987.33333333333337,0.11271513874253601,16450]
["P00000738574",2012,"SLERES",4,4250,18200,4550,4.8515981735159817E-4,4.0000000000000001E-3,null,18200,4550,0.12128995433789955,1062.5,null,3.29,4611.6504854368932,987.34402852049902,0.11271513874253601,16463.592233009709]
["P00000739763",2012,"SLERES",3.06,3414,16412,{"$f":"IFERROR(F898/D898,\"\")","v":5363.3986928104578},3.8972602739726026E-4,3.0600000000000002E-3,null,{"$f":"F898*VLOOKUP(B898,$AA$12:$AB$14,2,FALSE)","v":16412},5363.3986928104578,{"$f":"(E898/8760)/D898","v":0.12736144686184975},{"$f":"E898/D898","v":1115.686274509804},null,3.29,4611.6504854368932,987.38461538461536,0.11272415032549223,16463.592233009709]
["P00000740603",2012,"SLERES",3.24,3564,14742,4550,{"$f":"E899/8760/1000","v":4.0684931506849314E-4},{"$f":"D899/1000","v":3.2400000000000003E-3},null,14742,{"$f":"IFERROR(K899/D899,\"\")","v":4550},0.12557077625570776,1100,null,3.29,4611.6504854368932,987.38461538461536,0.1127326477078736,16463.592233009709]
["P00000742266",2012,"SLERES",3.29,3163,14969.5,4550,3.6107305936073058E-4,3.29E-3,null,14969.5,4550,0.10974865026162024,961.39817629179333,null,3.29,4611.6504854368932,987.46355685131186,0.1127326477078736,16482.524271844661]
["P00000742271",2012,"SLERES",4.7,5331,30262,6438.7234042553191,6.0856164383561642E-4,4.7000000000000002E-3,null,30262,6438.7234042553191,0.12948120081608858,1134.2553191489362,null,3.29,4611.6504854368932,987.53799392097267,0.1127326477078736,16506.687069481774]
["P00000745173",2012,"SLERES",6.12,5594,40970,6694.4444444444443,6.3858447488584482E-4,6.1200000000000004E-3,null,40970,6694.4444444444443,0.10434386844539947,914.05228758169937,null,3.29,4611.6504854368932,987.53799392097267,0.11275628973050407,16520.47876314212]
["P00000746545",2012,"SLERES",4.08,3856,20298,4975,4.4018264840182649E-4,4.0800000000000003E-3,null,20298,4975,0.10788790402005551,945.0980392156863,null,3.29,4611.6504854368932,987.53799392097267,0.11276463262764634,16524]
["P00000747941",2012,"SLERES",6.37,6700,30391.34,4771.0109890109889,7.6484018264840186E-4,6.3699999999999998E-3,null,30391.34,4771.0109890109889,0.12006910245657799,1051.8053375196232,null,3.29,4611.6504854368932,987.74509803921569,0.11279035139964265,16545.631067961167]
["P00000747947",2012,"SLERES",7.92,9661,39402,4975,1.1028538812785389E-3,7.92E-3,null,39402,4975,0.13924922743415896,1219.8232323232323,null,3.29,4611.6504854368932,987.81818181818187,0.1128092028287723,16556.928239244462]
["P00000748676",2012,"SLERES",3.29,3017,14969.5,4550,3.4440639269406391E-4,3.29E-3,null,14969.5,4550,0.10468279413193432,917.02127659574467,null,3.29,4611.6504854368932,988.04347826086951,0.11281278429446852,16556.928239244462]
["P00000749648",2012,"SLERES",3.84,3765,19104,4975,4.2979452054794519E-4,3.8399999999999997E-3,null,19104,4975,0.11192565639269407,980.46875,null,3.29,4611.6504854368932,988.2086167800453,0.11281639325779355,16556.928239244462]
["P00000751304",2012,"SLERES",5.64,5152,28059,4975,5.8812785388127854E-4,5.64E-3,null,28059,4975,0.10427798827682244,913.47517730496463,null,3.29,4611.6504854368932,988.23999041954414,0.11284368017098999,16556.928239244462]
["P00000754572",2012,"SLERES",4.83,6762,19078.5,3950,7.7191780821917811E-4,4.8300000000000001E-3,null,19078.5,3950,0.15981735159817351,1400,null,3.29,4611.6504854368932,988.27160493827159,0.11286943649957347,16556.928239244462]
["P00000756867",2012,"SLERES",2.04,2300,12138,5950,2.6255707762557081E-4,2.0400000000000001E-3,null,12138,5950,0.12870444981645626,1127.4509803921569,null,3.29,4611.6504854368932,988.51063829787233,0.112961280402572,16556.928239244462]
["P00000761537",2012,"SLERES",3.57,3674,15239,4268.6274509803925,4.1940639269406394E-4,3.5699999999999998E-3,null,15239,4268.6274509803925,0.1174807822672448,1029.1316526610644,null,3.29,4611.6504854368932,988.73626373626371,0.11308041273794699,16556.928239244462]
["P00000761542",2012,"SLERES",4.32,3992,21492,4975,4.5570776255707762E-4,4.3200000000000001E-3,null,21492,4975,0.10548790799932352,924.07407407407402,null,3.29,4611.6504854368932,989.5408163265306,0.11309360730593607,16556.928239244462]
["P00000764808",2012,"SLERES",3.06,3333,15300,5000,3.804794520547945E-4,3.0600000000000002E-3,null,15300,5000,0.12433969021398512,1089.2156862745098,null,3.29,4611.6504854368932,990.58441558441552,0.11315673003227651,16556.928239244462]
["P00000767549",2012,"SLERES",3.25,3378,15275,4700,3.8561643835616439E-4,3.2499999999999999E-3,null,15275,4700,0.11865121180189674,1039.3846153846155,null,3.29,4611.6504854368932,990.7,0.11316432014205986,16559]
["P00000767558",2012,"SLERES",1.92,1686,9552,4975,1.9246575342465752E-4,1.9199999999999998E-3,null,9552,4975,0.1002425799086758,878.125,null,3.29,4611.6504854368932,991.25295508274223,0.11316501553223494,16571.705053880545]
["P00000737526",2012,"SLERES",3.24,3410,16848,5200,3.892694063926941E-4,3.2400000000000003E-3,null,16848,5200,0.1201448785162636,1052.4691358024691,null,3.29,4611.6504854368932,991.31944444444446,0.11317597815381861,16571.844660194176]
["P00000778156",2012,"SLERES",2.88,3733,14158,4915.9722222222226,4.2614155251141552E-4,2.8799999999999997E-3,null,14158,4915.9722222222226,0.14796581684424151,1296.1805555555557,null,3.29,4611.6504854368932,991.32553606237821,0.11318371708928399,16583]
["P00000778181",2012,"SLERES",2.2949999999999999,2146,13792.25,6009.6949891067543,2.4497716894977172E-4,2.2949999999999997E-3,null,13792.25,6009.6949891067543,0.10674386446613146,935.07625272331154,null,3.29,4611.6504854368932,991.42156862745094,0.11318530456322559,16595]
["P00000806877",2012,"SLERES",3.145,4193,14781.5,4700,4.7865296803652966E-4,3.1450000000000002E-3,null,14781.5,4700,0.15219490239635283,1333.2273449920508,null,3.29,4611.6504854368932,991.48936170212767,0.11319230888702514,16598.303320225496]
["P00000671798",2012,"SLERES",3.22,3750,23562,7317.391304347826,4.2808219178082189E-4,3.2200000000000002E-3,null,23562,7317.391304347826,0.13294478005615587,1164.5962732919254,null,3.29,4611.6504854368932,991.50326797385617,0.11321514907332796,16600]
["P00000677750",2012,"SLERES",3.36,3548,18869,5615.7738095238101,4.0502283105022831E-4,3.3599999999999997E-3,null,18869,5615.7738095238101,0.12054250924113938,1055.952380952381,null,3.29,4611.6504854368932,991.56462585034024,0.11322337154039698,16604]
["P00000677759",2012,"SLERES",8.0850000000000009,8191,52820,6533.0859616573898,9.3504566210045662E-4,8.0850000000000002E-3,null,52820,6533.0859616573898,0.11565190625855987,1013.1106988249844,null,3.29,4611.6504854368932,991.76470588235293,0.11324200913242008,16606]
["P00000677769",2012,"SLERES",4.7,5436,37506,7980,6.2054794520547936E-4,4.7000000000000002E-3,null,37506,7980,0.13203147770329349,1156.5957446808511,null,3.29,4611.6504854368932,991.83673469387759,0.11324200913242009,16644.5]
["P00000677774",2012,"SLERES",2.58,2499,20588,7979.8449612403101,2.8527397260273972E-4,2.5800000000000003E-3,null,20588,7979.8449612403101,0.11057130721036423,968.60465116279067,null,3.29,4611.6504854368932,992,0.11324200913242009,16645]
["P00000677784",2012,"SLERES",3.76,3373,30005,7980.0531914893618,3.8504566210045658E-4,3.7599999999999999E-3,null,30005,7980.0531914893618,0.10240576119692996,897.07446808510645,null,3.29,4611.6504854368932,992,0.11324200913242009,16646.574248036704]
["P00000679869",2012,"SLERES",3.145,4291,15253.25,4850,4.898401826484019E-4,3.1450000000000002E-3,null,15253.25,4850,0.1557520453572025,1364.3879173290939,null,3.29,4611.6504854368932,992,0.11324666853042586,16648.544489988184]
["P00000679883",2012,"SLERES",5.16,4742,39113,7580.0387596899227,5.4132420091324192E-4,5.1600000000000005E-3,null,39113,7580.0387596899227,0.10490779087465929,918.99224806201551,null,3.29,4611.6504854368932,992,0.11325831702544031,16649.514563106797]
["P00000679902",2012,"SLERES",4.7,5159,35626,7580,5.8892694063926942E-4,4.7000000000000002E-3,null,35626,7580,0.12530360439133392,1097.6595744680851,null,3.29,4611.6504854368932,992.04081632653049,0.11328976034858387,16674]
["P00000685051",2012,"SLERES",2.96,3840,14356,4850,4.383561643835616E-4,2.96E-3,null,14356,4850,0.14809329877823027,1297.2972972972973,null,3.29,4611.6504854368932,992.14285714285711,0.11331225851773796,16680]
["P00000581547",2012,"SLERES",2,1299,8852,4426,1.4828767123287669E-4,2E-3,null,8852,4426,7.414383561643835E-2,649.5,null,3.29,4611.6504854368932,992.41830065359477,0.11331372204659876,16699.029126213591]
["P00000691315",2012,"SLERES",3.8250000000000002,3860,19125,5000,4.406392694063927E-4,3.8250000000000003E-3,null,19125,5000,0.11519980899513534,1009.1503267973856,null,3.29,4611.6504854368932,992.61538461538464,0.11331741443592644,16700]
["P00000691319",2012,"SLERES",3.29,3185,17141,5210.0303951367778,3.635844748858447E-4,3.29E-3,null,17141,5210.0303951367778,0.1105119984455455,968.08510638297867,null,3.29,4611.6504854368932,992.62820512820508,0.11331811263318113,16707]
["P00000691326",2012,"SLERES",5.64,5152,29384,5209.9290780141846,5.8812785388127854E-4,5.64E-3,null,29384,5209.9290780141846,0.10427798827682244,913.47517730496463,null,3.29,4611.6504854368932,992.66055045871565,0.11337055056087408,16709.621990483996]
["P00000692930",2012,"SLERES",3.12,3715,15132,4850,4.2408675799086761E-4,3.1199999999999999E-3,null,15132,4850,0.13592524294579089,1190.7051282051282,null,3.29,4611.6504854368932,992.66666666666663,0.11337530843188973,16713]
["P00000695283",2012,"SLERES",3.84,4437,20006,5209.8958333333339,5.0650684931506846E-4,3.8399999999999997E-3,null,20006,5209.8958333333339,0.13190282534246575,1155.46875,null,3.29,4611.6504854368932,993.12602291325686,0.11345696104148451,16713]
["P00000695733",2012,"SLERES",4.08,4875,20869,5114.9509803921565,5.5650684931506848E-4,4.0800000000000003E-3,null,20869,5114.9509803921565,0.13639873757722265,1194.8529411764705,null,3.29,4611.6504854368932,993.16770186335395,0.11366948411541826,16716]
["P00000695740",2012,"SLERES",4.2300000000000004,3819,15862.5,3749.9999999999995,4.3595890410958902E-4,4.2300000000000003E-3,null,15862.5,3749.9999999999995,0.10306357071148677,902.83687943262407,null,3.29,4611.6504854368932,993.88297872340434,0.11369437590402449,16716]
["P00000695750",2012,"SLERES",3.29,3241,17108,5200,3.6997716894977167E-4,3.29E-3,null,17108,5200,0.11245506655008257,985.10638297872345,null,3.29,4611.6504854368932,995.74468085106389,0.1137055486370555,16716]
["P00000696115",2012,"SLERES",3.06,4123,15988,5224.8366013071891,4.70662100456621E-4,3.0600000000000002E-3,null,15988,5224.8366013071891,0.15381114394007223,1347.3856209150326,null,3.29,4611.6504854368932,995.96273291925456,0.11371765601217655,16744]
["P00000428864",2012,"SLERES",5.52,7510,34320,6217.3913043478269,8.5730593607305939E-4,5.5199999999999997E-3,null,34320,6217.3913043478269,0.155309046390047,1360.5072463768117,null,3.29,4611.6504854368932,996.06060606060612,0.11372096486003572,16744]
["P00000573333",2012,"SLERES",2.5,2248,14875,5950,2.5662100456621005E-4,2.5000000000000001E-3,null,14875,5950,0.10264840182648402,899.2,null,3.29,4611.6504854368932,996.16666666666663,0.1137578053928972,16744]
["P00000603814",2012,"SLERES",5.64,5741,45007,7979.9645390070928,6.5536529680365293E-4,5.64E-3,null,45007,7979.9645390070928,0.11619952070986755,1017.9078014184398,null,3.29,4611.6504854368932,996.195652173913,0.11377068557919623,16744]
["P00000603837",2012,"SLERES",3.22,2823,16744,5200,3.2226027397260274E-4,3.2200000000000002E-3,null,16744,5200,0.10008083042627415,876.70807453416148,null,3.29,4611.6504854368932,996.51837524177949,0.11377357704958986,16744]
["P00000612928",2012,"SLERES",5.55,6288,42000,7567.5675675675675,7.1780821917808227E-4,5.5500000000000002E-3,null,42000,7567.5675675675675,0.12933481426632112,1132.9729729729729,null,3.29,4611.6504854368932,996.63120567375893,0.11377357704958986,16744]
["P00000612953",2012,"SLERES",3.76,3994,18500,4920.2127659574471,4.5593607305936075E-4,3.7599999999999999E-3,null,18500,4920.2127659574471,0.12125959389876616,1062.2340425531916,null,3.29,4611.6504854368932,996.65653495440733,0.11377357704958986,16744]
["P00000612974",2012,"SLERES",4.7,4942,37506,7980,5.6415525114155254E-4,4.7000000000000002E-3,null,37506,7980,0.12003303215777712,1051.4893617021276,null,3.29,4611.6504854368932,996.65653495440733,0.11377667505358308,16744]
["P00000613004",2012,"SLERES",2.96,4246,15392,5200,4.8470319634703196E-4,2.96E-3,null,15392,5200,0.16375107984697027,1434.4594594594594,null,3.29,4611.6504854368932,996.65653495440733,0.11379060260196992,16756.310679611652]
["P00000641330",2012,"SLERES",3.06,3359,17180,5614.3790849673205,3.8344748858447488E-4,3.0600000000000002E-3,null,17180,5614.3790849673205,0.12530963679231205,1097.7124183006536,null,3.29,4611.6504854368932,996.68367346938783,0.11381571244584944,16760]
["P00000641378",2012,"SLERES",3.2250000000000001,3161,25736,7980.1550387596899,3.6084474885844745E-4,3.225E-3,null,25736,7980.1550387596899,0.11188984460727053,980.15503875968989,null,3.29,4611.6504854368932,996.80567879325645,0.1138195004029009,16760]
["P00000641383",2012,"SLERES",4.2300000000000004,4742,33755,7979.9054373522449,5.4132420091324192E-4,4.2300000000000003E-3,null,33755,7979.9054373522449,0.12797262432937162,1121.0401891252955,null,3.29,4611.6504854368932,997.02564102564099,0.1138195004029009,16760]
["P00000641384",2012,"SLERES",3.06,2855,15912,5200,3.259132420091324E-4,3.0600000000000002E-3,null,15912,5200,0.10650759542782105,933.00653594771245,null,3.29,4611.6504854368932,997.05882352941171,0.11383588823657316,16762]
["P00000664485",2012,"SLERES",16.559999999999999,23571,69795.03,4214.675724637681,2.6907534246575346E-3,1.6559999999999998E-2,null,69795.03,4214.675724637681,0.16248511018463374,1423.3695652173915,null,3.29,4611.6504854368932,997.05882352941182,0.11383618366941774,16764.78876512538]
["P00000664518",2012,"SLERES",5.52,6393,22129,4008.876811594203,7.2979452054794522E-4,5.5199999999999997E-3,null,22129,4008.876811594203,0.1322091522731785,1158.1521739130435,null,3.29,4611.6504854368932,997.20238095238096,0.11383815322171485,16792.23300970874]
["P00000705237",2012,"SLERES",3.06,3451,17430,5696.0784313725489,3.9394977168949772E-4,3.0600000000000002E-3,null,17430,5696.0784313725489,0.12874175545408423,1127.7777777777778,null,3.29,4611.6504854368932,997.20496894409928,0.11384947814742336,16800]
["P00000706839",2012,"SLERES",3.29,3405,15956.5,4850,3.886986301369863E-4,3.29E-3,null,15956.5,4850,0.11814548028479827,1034.9544072948329,null,3.29,4611.6504854368932,997.22222222222217,0.11385797184170472,16802]
["P00000708828",2012,"SLERES",3.29,3356,17108,5200,3.8310502283105027E-4,3.29E-3,null,17108,5200,0.11644529569332834,1020.0607902735562,null,3.29,4611.6504854368932,997.32142857142856,0.11386080307313184,16802]
["P00000708836",2012,"SLERES",2.04,1865,13260,6500,2.1289954337899545E-4,2.0400000000000001E-3,null,13260,6500,0.10436252126421346,914.21568627450984,null,3.29,4611.6504854368932,997.39583333333337,0.11387779046169458,16802]
["P00000710698",2012,"SLERES",3.29,3510,17108,5200,4.006849315068493E-4,3.29E-3,null,17108,5200,0.12178873298080525,1066.869300911854,null,3.29,4611.6504854368932,997.42063492063494,0.11389100287502113,16811.08945098511]
["P00000710714",2012,"SLERES",2.76,3333,14076,5100,3.804794520547945E-4,2.7599999999999999E-3,null,14076,5100,0.13785487393289655,1207.608695652174,null,3.29,4611.6504854368932,997.56944444444446,0.11390459278587134,16815]
["P00000711853",2012,"SLERES",6.11,6170,31833,5209.9836333878884,7.04337899543379E-4,6.11E-3,null,31833,5209.9836333878884,0.11527625197109312,1009.8199672667757,null,3.29,4611.6504854368932,997.68518518518511,0.11391236762848538,16826.213592233009]
["P00000712329",2012,"SLERES",2.82,2935,23045,8171.9858156028376,3.3504566210045662E-4,2.82E-3,null,23045,8171.9858156028376,0.11881051847533923,1040.7801418439717,null,3.29,4611.6504854368932,997.80423280423292,0.11392694063926941,16826.213592233009]
["P00000685068",2012,"SLERES",8.3849999999999998,8518,43686,{"$f":"IFERROR(F962/D962,\"\")","v":5210.0178890876568},9.7237442922374425E-4,8.3850000000000001E-3,null,{"$f":"F962*VLOOKUP(B962,$AA$12:$AB$14,2,FALSE)","v":43686},5210.0178890876568,{"$f":"(E962/8760)/D962","v":0.11596594266234279},{"$f":"E962/D962","v":1015.8616577221229},null,3.29,4611.6504854368932,997.872340425532,0.11392694063926941,16830]
["P00000685073",2012,"SLERES",5.4050000000000002,5084,28160,5209.9907493061974,{"$f":"E963/8760/1000","v":5.8036529680365306E-4},{"$f":"D963/1000","v":5.4050000000000001E-3},null,28160,{"$f":"IFERROR(K963/D963,\"\")","v":5209.9907493061974},0.10737563308115688,940.61054579093422,null,3.29,4611.6504854368932,998,0.11393141731578475,16841.628201233016]
["P00000573344",2012,"SLERES",4.2300000000000004,4593,20850,4929.078014184397,5.2431506849315063E-4,4.2300000000000003E-3,null,20850,4929.078014184397,0.1239515528352602,1085.8156028368794,null,3.29,4611.6504854368932,998,0.11393141731578475,16848]
["P00000581568",2012,"SLERES",4.3,4809,34314,7980,5.4897260273972608E-4,4.3E-3,null,34314,7980,0.1276680471487735,1118.372093023256,null,3.29,4611.6504854368932,998.03921568627447,0.11393781256794956,16848]
["P00000581607",2012,"SLERES",5.0599999999999996,5653,40379,7980.0395256917,6.4531963470319635E-4,5.0599999999999994E-3,null,40379,7980.0395256917,0.12753352464490048,1117.1936758893282,null,3.29,4611.6504854368932,998.03921568627447,0.11396499238964992,16848]
["P00000710704",2012,"SLERES",3.29,3047,14805,4500,3.4783105022831049E-4,3.29E-3,null,14805,4500,0.10572372347365061,926.13981762917933,null,3.29,4611.6504854368932,998.09523809523807,0.11396499238964992,16848]
["P00000711851",2012,"SLERES",3.76,4304,19590,5210.1063829787236,4.91324200913242E-4,3.7599999999999999E-3,null,19590,5210.1063829787236,0.13067133003011758,1144.6808510638298,null,3.29,4611.6504854368932,998.33333333333337,0.11397908563053159,16848]
["P00000716927",2012,"SLERES",3.43,3116,14970,4364.4314868804659,3.5570776255707762E-4,3.4300000000000003E-3,null,14970,4364.4314868804659,0.10370488704287978,908.45481049562682,null,3.29,4611.6504854368932,998.33333333333337,0.11399133590914413,16848]
["P00000720923",2012,"SLERES",2.25,2708,12500,5555.5555555555557,3.0913242009132419E-4,2.2499999999999998E-3,null,12500,5555.5555555555557,0.1373921867072552,1203.5555555555557,null,3.29,4611.6504854368932,998.4567901234567,0.11399217221135029,16848]
["P00000733365",2012,"SLERES",3.25,3182,14787,4549.8461538461543,3.6324200913242008E-4,3.2499999999999999E-3,null,14787,4549.8461538461543,0.11176677204074464,979.07692307692309,null,3.29,4611.6504854368932,998.56410256410254,0.11403633942161341,16848]
["P00000734429",2012,"SLERES",6.11,6284,30397,4974.9590834697219,7.1735159817351601E-4,6.11E-3,null,30397,4974.9590834697219,0.1174061535472203,1028.4779050736497,null,3.29,4611.6504854368932,998.57142857142856,0.11404653185475103,16848]
["P00000738573",2012,"SLERES",6.72,6431,33432,4975,7.3413242009132422E-4,6.7199999999999994E-3,null,33432,4975,0.10924589584692325,956.99404761904771,null,3.29,4611.6504854368932,998.95833333333337,0.11406346802505681,16848]
["P00000739170",2012,"SLERES",3.29,3510,14970,4550.1519756838907,4.006849315068493E-4,3.29E-3,null,14970,4550.1519756838907,0.12178873298080525,1066.869300911854,null,3.29,4611.6504854368932,999.04761904761904,0.11408434725885588,16848]
["P00000740055",2012,"SLERES",3.06,2834,22400,7320.2614379084962,3.2351598173515982E-4,3.0600000000000002E-3,null,22400,7320.2614379084962,0.10572417703763393,926.14379084967322,null,3.29,4611.6504854368932,999.19597989949762,0.11408536017146584,16848]
["P00000744543",2012,"SLERES",5.28,6828,28957.5,5484.375,7.7945205479452051E-4,5.28E-3,null,28957.5,5484.375,0.14762349522623494,1293.181818181818,null,3.29,4611.6504854368932,999.37888198757753,0.11408585585210476,16878]
["P00000747938",2012,"SLERES",3.29,3472,14969.5,4550,3.963470319634703E-4,3.29E-3,null,14969.5,4550,0.12047022248129796,1055.3191489361702,null,3.29,4611.6504854368932,999.38775510204084,0.11408585585210476,16895]
["P00000747950",2012,"SLERES",6.24,5706,31044,4975,6.5136986301369854E-4,6.2399999999999999E-3,null,31044,4975,0.10438619599578502,914.42307692307691,null,3.29,4611.6504854368932,999.39209726443767,0.11411979920020419,16901]
["P00000748125",2012,"SLERES",2.75,3658,15791,5742.181818181818,4.1757990867579911E-4,2.7499999999999998E-3,null,15791,5742.181818181818,0.1518472395184724,1330.1818181818182,null,3.29,4611.6504854368932,999.39209726443767,0.11414427467509659,16906.646185631787]
["P00000748127",2012,"SLERES",7,9734,31664,4523.4285714285716,1.1111872146118721E-3,7.0000000000000001E-3,null,31664,4523.4285714285716,0.15874103065883888,1390.5714285714287,null,3.29,4611.6504854368932,999.68944099378871,0.11418994878627639,16911.067961165048]
["P00000752891",2012,"SLERES",3.22,4656,14165,4399.0683229813658,5.3150684931506853E-4,3.2200000000000002E-3,null,14165,4399.0683229813658,0.16506423891772315,1445.9627329192547,null,3.29,4611.6504854368932,999.90384615384608,0.11420842905357498,16912]
["P00000753575",2012,"SLERES",3.06,4414,16895,5521.241830065359,5.0388127853881286E-4,3.0600000000000002E-3,null,16895,5521.241830065359,0.1646670844898081,1442.4836601307188,null,3.29,4611.6504854368932,1000.3039513677811,0.11426160696559744,16944]
["P00000755161",2012,"SLERES",3.5249999999999999,5055,18506,5249.9290780141846,5.7705479452054801E-4,3.5249999999999999E-3,null,18506,5249.9290780141846,0.16370348780724767,1434.0425531914893,null,3.29,4611.6504854368932,1000.4658385093167,0.1143364499528883,16944]
["P00000756318",2012,"SLERES",3.6,3274,17910,4975,3.7374429223744292E-4,3.5999999999999999E-3,null,17910,4975,0.10381785895484526,909.44444444444446,null,3.29,4611.6504854368932,1000.9316770186335,0.11435094585779516,16950.97662954004]
["P00000758502",2012,"SLERES",4.9349999999999996,4569,22878,4635.8662613981769,5.2157534246575338E-4,4.9349999999999993E-3,null,22878,4635.8662613981769,0.10568902582892674,925.83586626139822,null,3.29,4611.6504854368932,1001.5873015873016,0.1143666497547776,16956.887355394472]
["P00000759633",2012,"SLERES",3.24,3603,15228,4700,4.1130136986301368E-4,3.2400000000000003E-3,null,15228,4700,0.12694486724167089,1112.037037037037,null,3.29,4611.6504854368932,1001.7142857142857,0.11441639060494821,16982]
["P00000762763",2012,"SLERES",2.99,3500,12409,4150.1672240802673,3.9954337899543381E-4,2.99E-3,null,12409,4150.1672240802673,0.13362654815900796,1170.5685618729096,null,3.29,4611.6504854368932,1001.8518518518517,0.11442280251141554,16990.291262135921]
["P00000763337",2012,"SLERES",3.22,3260,22325,6933.2298136645959,3.7214611872146122E-4,3.2200000000000002E-3,null,22325,6933.2298136645959,0.11557332879548483,1012.4223602484471,null,3.29,4611.6504854368932,1002.2875816993463,0.11442430392202081,16990.291262135921]
["P00000765523",2012,"SLERES",4.59,4839,18910,4119.8257080610019,5.5239726027397267E-4,4.5899999999999995E-3,null,18910,4119.8257080610019,0.1203479869877936,1054.248366013072,null,3.29,4611.6504854368932,1002.34375,0.11442966280295047,16995]
["P00000767542",2012,"SLERES",4.8,6988,19104,3980,7.9771689497716894E-4,4.7999999999999996E-3,null,19104,3980,0.1661910197869102,1455.8333333333335,null,3.29,4611.6504854368932,1002.3569023569023,0.1144786910197869,16995.14563106796]
["P00000767849",2012,"SLERES",3.25,2831,15275,4700,3.2317351598173515E-4,3.2499999999999999E-3,null,15275,4700,9.9438004917456968E-2,871.07692307692309,null,3.29,4611.6504854368932,1002.4038461538461,0.11447869101978692,17002.912621359224]
["P00000769140",2012,"SLERES",5.76,6291,28656,4975,7.1815068493150678E-4,5.7599999999999995E-3,null,28656,4975,0.12467893835616438,1092.1875,null,3.29,4611.6504854368932,1002.8333333333334,0.11449100188020414,17050]
["P00000769512",2012,"SLERES",5.61,5990,21599,3850.0891265597147,6.8378995433789958E-4,5.6100000000000004E-3,null,21599,3850.0891265597147,0.12188769239534751,1067.7361853832442,null,3.29,4611.6504854368932,1002.8333333333334,0.11449499891280714,17075.728155339806]
["P00000778144",2012,"SLERES",3.12,4157,14829,4752.8846153846152,4.7454337899543379E-4,3.1199999999999999E-3,null,14829,4752.8846153846152,0.15209723685751084,1332.3717948717949,null,3.29,4611.6504854368932,1002.9411764705882,0.11450470599198584,17089]
["P00000687118",2012,"SLERES",3.29,2897,17141,5210.0303951367778,3.3070776255707761E-4,3.29E-3,null,17141,5210.0303951367778,0.10051907676506919,880.54711246200611,null,3.29,4611.6504854368932,1002.9761904761905,0.11451260671034345,17097.759654925143]
["P00000690884",2012,"SLERES",3.5249999999999999,5322,11743,3331.3475177304967,6.0753424657534246E-4,3.5249999999999999E-3,null,11743,3331.3475177304967,0.17235014087243758,1509.7872340425533,null,3.29,4611.6504854368932,1003.0612244897959,0.11451957641115319,17100]
["P00000692895",2012,"SLERES",2.85,3367,20461.05,7179.3157894736842,3.843607305936073E-4,2.8500000000000001E-3,null,20461.05,7179.3157894736842,0.13486341424337098,1181.4035087719299,null,3.29,4611.6504854368932,1003.1304347826087,0.11452885014528849,17100]
["P00000692897",2012,"SLERES",3.06,4485,15342.57,5013.911764705882,5.1198630136986296E-4,3.0600000000000002E-3,null,15342.57,5013.911764705882,0.16731578476139314,1465.686274509804,null,3.29,4611.6504854368932,1003.1914893617021,0.1145289180847327,17100]
["P00000693617",2012,"SLERES",2.7,3104,10800,3999.9999999999995,3.54337899543379E-4,2.7000000000000001E-3,null,10800,3999.9999999999995,0.13123625909014036,1149.6296296296296,null,3.29,4611.6504854368932,1003.2727272727273,0.11454353430870065,17100]
["P00000694626",2012,"SLERES",3.06,2834,21600,7058.8235294117649,3.2351598173515982E-4,3.0600000000000002E-3,null,21600,7058.8235294117649,0.10572417703763393,926.14379084967322,null,3.29,4611.6504854368932,1003.2733224222585,0.11454353430870065,17108]
["P00000695270",2012,"SLERES",3.29,3009,17108,5200,3.4349315068493155E-4,3.29E-3,null,17108,5200,0.10440521297414332,914.58966565349544,null,3.29,4611.6504854368932,1003.4013605442177,0.11454386476245991,17108]
["P00000695291",2012,"SLERES",4.84,5237,25216,5209.9173553719011,5.978310502283105E-4,4.8399999999999997E-3,null,25216,5209.9173553719011,0.12351881203064267,1082.0247933884298,null,3.29,4611.6504854368932,1003.4013605442177,0.11456041618553317,17108]
["P00000695742",2012,"SLERES",3.06,2834,17440,5699.3464052287582,3.2351598173515982E-4,3.0600000000000002E-3,null,17440,5699.3464052287582,0.10572417703763393,926.14379084967322,null,3.29,4611.6504854368932,1003.4042553191489,0.11456483595467612,17108]
["P00000696880",2012,"SLERES",3.29,3549,16450,5000,4.0513698630136985E-4,3.29E-3,null,16450,5000,0.12314194112503643,1078.7234042553191,null,3.29,4611.6504854368932,1003.5492457852706,0.11457925636007828,17108]
["P00000696901",2012,"SLERES",3.76,3968,19535,5195.478723404256,4.5296803652968037E-4,3.7599999999999999E-3,null,19535,5195.478723404256,0.12047022248129798,1055.3191489361702,null,3.29,4611.6504854368932,1003.5879629629629,0.11458501208702659,17108]
["P00000696903",2012,"SLERES",3.29,3374,16645,5059.2705167173253,3.8515981735159818E-4,3.29E-3,null,16645,5059.2705167173253,0.1170698532983581,1025.5319148936171,null,3.29,4611.6504854368932,1003.7142857142857,0.11459206970459417,17108]
["P00000700524",2012,"SLERES",4.2300000000000004,3864,22038,5209.9290780141837,4.410958904109589E-4,4.2300000000000003E-3,null,22038,5209.9290780141837,0.10427798827682243,913.4751773049644,null,3.29,4611.6504854368932,1003.7647058823529,0.11459726642375044,17108]
["P00000705244",2012,"SLERES",1.92,2190,10520,5479.166666666667,2.5000000000000001E-4,1.9199999999999998E-3,null,10520,5479.166666666667,0.13020833333333334,1140.625,null,3.29,4611.6504854368932,1003.8265306122449,0.11460291879308801,17108]
["P00000705248",2012,"SLERES",5.28,5079,27509,5210.037878787879,5.7979452054794526E-4,5.28E-3,null,27509,5210.037878787879,0.10980956828559568,961.93181818181813,null,3.29,4611.6504854368932,1003.8720538720538,0.11461187214611872,17108]
["P00000706846",2012,"SLERES",3.06,3572,17610,5754.9019607843138,4.0776255707762561E-4,3.0600000000000002E-3,null,17610,5754.9019607843138,0.13325573760706719,1167.3202614379086,null,3.29,4611.6504854368932,1003.9215686274511,0.11461187214611872,17108]
["P00000708426",2012,"SLERES",3.24,3997,14742,4550,4.5627853881278542E-4,3.2400000000000003E-3,null,14742,4550,0.14082670951011894,1233.6419753086418,null,3.3,4611.6504854368932,1004,0.11462119094213027,17108]
["P00000708829",2012,"SLERES",2.82,4044,15510,5500,4.6164383561643837E-4,2.82E-3,null,15510,5500,0.16370348780724764,1434.0425531914893,null,3.3,4611.6504854368932,1004,0.11462138508371385,17108]
["P00000603786",2012,"SLERES",4.59,4304,17337,3777.124183006536,4.91324200913242E-4,4.5899999999999995E-3,null,17337,3777.124183006536,0.10704230956715513,937.69063180827891,null,3.3,4611.6504854368932,1004.0816326530612,0.11463313811650407,17108]
["P00000603853",2012,"SLERES",3.42,4414,25950,7587.7192982456145,5.0388127853881286E-4,3.4199999999999999E-3,null,25950,7587.7192982456145,0.14733370717509148,1290.6432748538011,null,3.3,4611.6504854368932,1004.0833333333334,0.11464041095890411,17108]
["P00000606339",2012,"SLERES",5,4612,36000,7200,5.2648401826484018E-4,5.0000000000000001E-3,null,36000,7200,0.10529680365296804,922.4,null,3.3,4611.6504854368932,1004.1862899005756,0.11464195957665216,17108]
["P00000612950",2012,"SLERES",7.65,8718,45900,6000,9.9520547945205476E-4,7.6500000000000005E-3,null,45900,6000,0.1300922195362163,1139.6078431372548,null,3.3,4611.6504854368932,1004.25,0.11464699683877767,17108]
["P00000612989",2012,"SLERES",4.2300000000000004,3764,33755,7979.9054373522449,4.2968036529680365E-4,4.2300000000000003E-3,null,33755,7979.9054373522449,0.1015792825760765,889.8345153664302,null,3.3,4611.6504854368932,1004.2635658914728,0.11464992389649924,17108]
["P00000615361",2012,"SLERES",4.32,4815,21900,5069.4444444444443,5.4965753424657542E-4,4.3200000000000001E-3,null,21900,5069.4444444444443,0.1272355403348554,1114.5833333333333,null,3.3,4611.6504854368932,1004.3076923076923,0.11465251833402516,17108]
["P00000641306",2012,"SLERES",4.056,3862,53095,13090.483234714004,4.4086757990867583E-4,4.0559999999999997E-3,null,53095,13090.483234714004,0.10869516269937766,952.16962524654832,null,3.3,4611.6504854368932,1004.3333333333334,0.11466260781329274,17108]
["P00000641364",2012,"SLERES",5.98,7222,43355,7249.9999999999991,8.244292237442923E-4,5.9800000000000001E-3,null,43355,7249.9999999999991,0.1378644186863365,1207.6923076923076,null,3.3,4611.6504854368932,1004.3560606060605,0.11466687131473594,17108]
["P00000641374",2012,"SLERES",3.22,3709,16760,5204.9689440993789,4.2340182648401828E-4,3.2200000000000002E-3,null,16760,5204.9689440993789,0.13149125046087523,1151.8633540372671,null,3.3,4611.6504854368932,1004.4444444444443,0.11470622671267314,17108]
["P00000641405",2012,"SLERES",5.64,6160,45007,7979.9645390070928,7.0319634703196339E-4,5.64E-3,null,45007,7979.9645390070928,0.1246802033744616,1092.1985815602839,null,3.3,4611.6504854368932,1004.4817927170869,0.11473767589227472,17109]
["P00000641416",2012,"SLERES",2.5499999999999998,2560,13260,5200,2.9223744292237444E-4,2.5499999999999997E-3,null,13260,5200,0.11460291879308801,1003.9215686274511,null,3.3,4611.6504854368932,1004.8265460030166,0.11474463966646813,17124]
["P00000664497",2012,"SLERES",3.06,3378,15072,4925.4901960784309,3.8561643835616439E-4,3.0600000000000002E-3,null,15072,4925.4901960784309,0.12601844390724326,1103.9215686274511,null,3.3,4611.6504854368932,1005.1020408163265,0.114758335487206,17124]
["P00000664548",2012,"SLERES",5.64,6282,39480,7000,7.1712328767123293E-4,5.64E-3,null,39480,7000,0.12714951909064415,1113.8297872340427,null,3.3,4611.6504854368932,1005.1630434782609,0.11476486574713186,17124]
["P00000666424",2012,"SLERES",3.87,4480,30883,{"$f":"IFERROR(F1026/D1026,\"\")","v":7980.1033591731266},5.1141552511415527E-4,3.8700000000000002E-3,null,{"$f":"F1026*VLOOKUP(B1026,$AA$12:$AB$14,2,FALSE)","v":30883},7980.1033591731266,{"$f":"(E1026/8760)/D1026","v":0.13214871449978172},{"$f":"E1026/D1026","v":1157.6227390180877},null,3.3,4611.6504854368932,1005.2830188679245,0.1147735000839052,17130]
["P00000671807",2012,"SLERES",6.11,5914,48758,7980.0327332242223,{"$f":"E1027/8760/1000","v":6.7511415525114157E-4},{"$f":"D1027/1000","v":6.11E-3},null,48758,{"$f":"IFERROR(K1027/D1027,\"\")","v":7980.0327332242223},0.1104933150983865,967.92144026186577,null,3.3,4611.6504854368932,1005.3402239448751,0.11478270021697595,17141]
["P00000671809",2012,"SLERES",5.17,4626,41257,7980.0773694390718,5.2808219178082194E-4,5.1700000000000001E-3,null,41257,7980.0773694390718,0.1021435574044143,894.77756286266924,null,3.3,4611.6504854368932,1005.4158607350097,0.11478674827552705,17141]
["P00000673327",2012,"SLERES",3.92,4143,23420,5974.4897959183672,4.7294520547945209E-4,3.9199999999999999E-3,null,23420,5974.4897959183672,0.12064928711210512,1056.8877551020407,null,3.3,4611.6504854368932,1005.4964539007093,0.11479048494495886,17141]
["P00000677754",2012,"SLERES",2,1892,10400,5200,2.1598173515981737E-4,2E-3,null,10400,5200,0.10799086757990868,946,null,3.3,4611.6504854368932,1005.531914893617,0.1148699622791344,17141]
["P00000677765",2012,"SLERES",3.24,3431,16848,5200,3.9166666666666668E-4,3.2400000000000003E-3,null,16848,5200,0.12088477366255143,1058.9506172839506,null,3.3,4611.6504854368932,1005.5646481178395,0.11491628614916287,17145]
["P00000679299",2012,"SLERES",4.08,5269,28150,6899.5098039215682,6.0148401826484016E-4,4.0800000000000003E-3,null,28150,6899.5098039215682,0.14742255349628436,1291.4215686274511,null,3.3,4611.6504854368932,1006.2608695652174,0.11499644145667737,17174]
["P00000767339",2012,"SLERES",3,3669,16700,5566.666666666667,4.1883561643835614E-4,3.0000000000000001E-3,null,16700,5566.666666666667,0.13961187214611873,1223,null,3.3,4611.6504854368932,1006.6666666666667,0.11502006365020065,17180]
["P00000769134",2012,"SLERES",3.06,3051,21000,6862.7450980392159,3.4828767123287676E-4,3.0600000000000002E-3,null,21000,6862.7450980392159,0.1138195004029009,997.05882352941171,null,3.3,4611.6504854368932,1007.3688271604938,0.11503735990037359,17212.03368811086]
["P00000769508",2012,"SLERES",2.6949999999999998,3240,12880,4779.2207792207791,3.6986301369863013E-4,2.6949999999999999E-3,null,12880,4779.2207792207791,0.13724045035199633,1202.226345083488,null,3.3,4611.6504854368932,1007.5757575757576,0.11503815123208086,17246.512922261722]
["P00000687104",2012,"SLERES",3.29,3548,32090,9753.799392097264,4.0502283105022831E-4,3.29E-3,null,32090,9753.799392097264,0.12310724348031254,1078.419452887538,null,3.3,4611.6504854368932,1007.7272727272726,0.11504582402279867,17251.438527140417]
["P00000763329",2012,"SLERES",3.29,2940,14969.5,4550,3.3561643835616442E-4,3.29E-3,null,14969.5,4550,0.10201107548819587,893.61702127659578,null,3.3,4611.6504854368932,1007.7342047930283,0.11505880052997278,17262.135922330097]
["P00000765529",2012,"SLERES",2.4,2093,11940,4975,2.3892694063926942E-4,2.3999999999999998E-3,null,11940,4975,9.9552891933028922E-2,872.08333333333337,null,3.3,4611.6504854368932,1007.8014184397164,0.11509208754909717,17274.096309582415]
["P00000765950",2012,"SLERES",3.25,3334,14787.5,4550,3.8059360730593604E-4,3.2499999999999999E-3,null,14787.5,4550,0.1171057253249034,1025.8461538461538,null,3.3,4611.6504854368932,1007.9150926425616,0.11512678519382104,17283]
["P00000744541",2012,"SLERES",2.5499999999999998,2977,12463,4887.4509803921574,3.3984018264840183E-4,2.5499999999999997E-3,null,12463,4887.4509803921574,0.13327065986211836,1167.4509803921569,null,3.3,4611.6504854368932,1008.2066869300912,0.11512678519382105,17287.3786407767]
["P00000745172",2012,"SLERES",6,7894,26544,4424,9.0114155251141547E-4,6.0000000000000001E-3,null,26544,4424,0.15019025875190259,1315.6666666666667,null,3.3,4611.6504854368932,1008.5106382978722,0.11512678519382105,17288.873124218499]
["P00000746544",2012,"SLERES",2.82,3330,20900,7411.3475177304972,3.8013698630136989E-4,2.82E-3,null,20900,7411.3475177304972,0.13480034975225882,1180.8510638297873,null,3.3,4611.6504854368932,1008.5106382978723,0.11512678519382105,17293.689320388348]
["P00000746551",2012,"SLERES",6.24,6820,31044,4975,7.7853881278538821E-4,6.2399999999999999E-3,null,31044,4975,0.12476583538227375,1092.948717948718,null,3.3,4611.6504854368932,1008.5106382978723,0.11512678519382105,17293.689320388348]
["P00000747948",2012,"SLERES",4.18,3887,20796,4975.119617224881,4.4372146118721461E-4,4.1799999999999997E-3,null,20796,4975.119617224881,0.10615345961416618,929.9043062200958,null,3.3149999999999999,4611.6504854368932,1008.5106382978723,0.11515881378895076,17293.689320388348]
["P00000749649",2012,"SLERES",4.32,4310,21492,4975,4.9200913242009134E-4,4.3200000000000001E-3,null,21492,4975,0.11389100287502113,997.68518518518511,null,3.3149999999999999,4611.6504854368932,1008.5106382978723,0.11516887456737081,17293.689320388348]
["P00000750205",2012,"SLERES",2.2000000000000002,2395,10945,4975,2.7340182648401826E-4,2.2000000000000001E-3,null,10945,4975,0.12427355749273557,1088.6363636363635,null,3.3149999999999999,4611.6504854368932,1008.7912087912088,0.11518225340095747,17293.689320388348]
["P00000751303",2012,"SLERES",3.76,4342,27636,7350,4.9566210045662101E-4,3.7599999999999999E-3,null,27636,7350,0.13182502671718646,1154.7872340425533,null,3.3149999999999999,4611.6504854368932,1008.8793412101683,0.11519895629484671,17293.689320388348]
["P00000751305",2012,"SLERES",5.76,6499,28656,4975,7.4189497716894981E-4,5.7599999999999995E-3,null,28656,4975,0.12880121131405378,1128.2986111111111,null,3.3149999999999999,4611.6504854368932,1008.9965397923876,0.11519980899513534,17293.689320388348]
["P00000751313",2012,"SLERES",5.28,4703,26268,4975,5.3687214611872148E-4,5.28E-3,null,26268,4975,0.10168033070430331,890.71969696969688,null,3.3149999999999999,4611.6504854368932,1009.1428571428571,0.11519980899513535,17293.689320388348]
["P00000711845",2012,"SLERES",3.57,3777,20528,5750.1400560224092,4.3116438356164381E-4,3.5699999999999998E-3,null,20528,5750.1400560224092,0.12077433713211312,1057.9831932773109,null,3.3149999999999999,4611.6504854368932,1009.1503267973856,0.11519980899513535,17293.689320388348]
["P00000719697",2012,"SLERES",7.2,9540,28000,3888.8888888888887,1.0890410958904109E-3,7.1999999999999998E-3,null,28000,3888.8888888888887,0.15125570776255706,1325,null,3.3149999999999999,4611.6504854368932,1009.1503267973856,0.11519980899513536,17293.689320388348]
["P00000720552",2012,"SLERES",3.29,3009,15956.5,4850,3.4349315068493155E-4,3.29E-3,null,15956.5,4850,0.10440521297414332,914.58966565349544,null,3.3149999999999999,4611.6504854368932,1009.1503267973856,0.1152074647607703,17293.689320388348]
["P00000720927",2012,"SLERES",3.3,3650,16418,4975.151515151515,4.1666666666666669E-4,3.3E-3,null,16418,4975.151515151515,0.12626262626262627,1106.0606060606062,null,3.3149999999999999,4611.6504854368932,1009.1503267973857,0.11523218747307659,17293.689320388348]
["P00000731141",2012,"SLERES",2.97,3136,6015.75,2025.5050505050503,3.5799086757990866E-4,2.97E-3,null,6015.75,2025.5050505050503,0.12053564564980089,1055.8922558922559,null,3.3149999999999999,4611.6504854368932,1009.2173913043479,0.11527236674905394,17293.689320388348]
["P00000732543",2012,"SLERES",2.76,3169,15605,5653.985507246377,3.6175799086757992E-4,2.7599999999999999E-3,null,15605,5653.985507246377,0.13107173582158693,1148.1884057971015,null,3.3149999999999999,4611.6504854368932,1009.4339622641509,0.11527236674905394,17314]
["P00000732544",2012,"SLERES",5.46,6467,24574,4500.732600732601,7.3824200913242015E-4,5.4599999999999996E-3,null,24574,4500.732600732601,0.13520915918176193,1184.4322344322345,null,3.33,4611.6504854368932,1009.7859327217126,0.11527302130898023,17330]
["P00000734412",2012,"SLERES",7.03,9389,32994,4693.3143669985775,1.0718036529680365E-3,7.0300000000000007E-3,null,32994,4693.3143669985775,0.1524614015601759,1335.5618776671408,null,3.34,4611.6504854368932,1009.7859327217126,0.11527625197109312,17330.097087378643]
["P00000734413",2012,"SLERES",23.52,23164,100000,4251.7006802721089,2.6442922374429224E-3,2.3519999999999999E-2,null,100000,4251.7006802721089,0.1124273910477433,984.86394557823132,null,3.36,4611.6504854368932,1009.7916666666667,0.11527625197109312,17330.097087378643]
["P00000734421",2012,"SLERES",3.22,3320,20940,6503.1055900621113,3.7899543378995434E-4,3.2200000000000002E-3,null,20940,6503.1055900621113,0.11770044527638332,1031.0559006211179,null,3.36,4611.6504854368932,1009.8199672667757,0.11534436834094368,17330.097087378643]
["P00000734427",2012,"SLERES",5.28,5585,26268,4975,6.3755707762557076E-4,5.28E-3,null,26268,4975,0.12074944651999446,1057.7651515151515,null,3.36,4611.6504854368932,1009.8199672667757,0.11534750886656032,17337]
["P00000735798",2012,"SLERES",3.29,2970,14970,4550.1519756838907,3.39041095890411E-4,3.29E-3,null,14970,4550.1519756838907,0.10305200482991216,902.73556231003033,null,3.36,4611.6504854368932,1010.4166666666666,0.11538461538461539,17377.534012035005]
["P00000736062",2012,"SLERES",3.25,2999,14787,4549.8461538461543,3.4235159817351594E-4,3.2499999999999999E-3,null,14787,4549.8461538461543,0.10533895328415875,922.76923076923072,null,3.36,4611.6504854368932,1010.4441776710685,0.1154080187352672,17377.534012035005]
["P00000738575",2012,"SLERES",5.76,6772,28656,4975,7.730593607305936E-4,5.7599999999999995E-3,null,28656,4975,0.1342116945712836,1175.6944444444446,null,3.36,4611.6504854368932,1010.7692307692307,0.11557332879548483,17377.534012035005]
["P00000738889",2012,"SLERES",3.25,3435,14787,4549.8461538461543,3.9212328767123289E-4,3.2499999999999999E-3,null,14787,4549.8461538461543,0.12065331928345627,1056.9230769230769,null,3.36,4611.6504854368932,1010.9742441209406,0.115599808331924,17377.534012035005]
["P00000739172",2012,"SLERES",3.22,3433,19589,6083.5403726708073,3.9189497716894976E-4,3.2200000000000002E-3,null,19589,6083.5403726708073,0.12170651464874216,1066.1490683229813,null,3.36,4611.6504854368932,1012.4223602484471,0.11562923377991871,17377.534012035005]
["P00000739762",2012,"SLERES",4.08,3632,21993.75,5390.625,4.1461187214611873E-4,4.0800000000000003E-3,null,21993.75,5390.625,0.10162055689855851,890.19607843137248,null,3.36,4611.6504854368932,1012.6543209876543,0.11563408053134079,17390]
["P00000740602",2012,"SLERES",3.29,3279,14970,4550.1519756838907,3.7431506849315067E-4,3.29E-3,null,14970,4550.1519756838907,0.11377357704958986,996.65653495440733,null,3.36,4611.6504854368932,1012.9120879120878,0.11564253098499673,17397.236431549783]
["P00000740608",2012,"SLERES",3.06,3487,22400,7320.2614379084962,3.9805936073059359E-4,3.0600000000000002E-3,null,22400,7320.2614379084962,0.13008475840869071,1139.5424836601308,null,3.36,4611.6504854368932,1012.9545454545454,0.11564423267818146,17419.417475728154]
["P00000698654",2012,"SLERES",2.16,2210,12369.03,5726.4027777777774,2.522831050228311E-4,2.16E-3,null,12369.03,5726.4027777777774,0.11679773380686623,1023.148148148148,null,3.36,4611.6504854368932,1013.0285714285715,0.11565190625855987,17430]
["P00000700507",2012,"SLERES",4.1399999999999997,4220,21771,5258.695652173913,4.8173515981735158E-4,4.1399999999999996E-3,null,21771,5258.695652173913,0.11636114971433614,1019.3236714975847,null,3.36,4611.6504854368932,1013.0434782608695,0.11573399397648888,17430]
["P00000706844",2012,"SLERES",3.24,4583,14742,4550,5.2317351598173514E-4,3.2400000000000003E-3,null,14742,4550,0.1614733074017701,1414.506172839506,null,3.36,4611.6504854368932,1013.1106988249844,0.11574074074074073,17440]
["P00000707650",2012,"SLERES",3.29,3086,15957,4850.1519756838907,3.5228310502283104E-4,3.29E-3,null,15957,4850.1519756838907,0.10707693161788177,937.99392097264433,null,3.36,4611.6504854368932,1013.8297872340426,0.11575566299579193,17442]
["P00000708830",2012,"SLERES",3.29,3288,15956.5,4850,3.7534246575342468E-4,3.29E-3,null,15956.5,4850,0.11408585585210476,999.39209726443767,null,3.36,4611.6504854368932,1013.8888888888888,0.11575939355955472,17472]
["P00000695267",2012,"SLERES",4.59,4953,19944,4345.0980392156862,5.6541095890410968E-4,4.5899999999999995E-3,null,19944,4345.0980392156862,0.12318321544751844,1079.0849673202615,null,3.36,4611.6504854368932,1014.0196078431374,0.11576685468708031,17488]
["P00000696109",2012,"SLERES",3,3398,19815,6605,3.8789954337899548E-4,3.0000000000000001E-3,null,19815,6605,0.1292998477929985,1132.6666666666667,null,3.36,4611.6504854368932,1014.0522875816994,0.11576956782436233,17500]
["P00000696116",2012,"SLERES",2.35,2323,12244,5210.2127659574462,2.6518264840182646E-4,2.3500000000000001E-3,null,12244,5210.2127659574462,0.11284368017098999,988.51063829787233,null,3.36,4611.6504854368932,1014.1176470588236,0.11577597384294491,17500]
["P00000696423",2012,"SLERES",4.59,5242,25186,5487.1459694989107,5.984018264840183E-4,4.5899999999999995E-3,null,25186,5487.1459694989107,0.13037076829717176,1142.0479302832243,null,3.36,4611.6504854368932,1014.1414141414141,0.11577597384294491,17504.85436893204]
["P00000687114",2012,"SLERES",3.2250000000000001,3715,16802,5209.9224806201546,4.2408675799086761E-4,3.225E-3,null,16802,5209.9224806201546,0.13149976991964887,1151.937984496124,null,3.36,4611.6504854368932,1014.1975308641975,0.11581448444302857,17512]
["P00000687115",2012,"SLERES",3.76,3538,19590,5210.1063829787236,4.0388127853881276E-4,3.7599999999999999E-3,null,19590,5210.1063829787236,0.10741523365393958,940.95744680851067,null,3.36,4611.6504854368932,1014.1975308641975,0.1158391879508447,17512]
["P00000691329",2012,"SLERES",6.11,5436,31833,5209.9836333878884,6.2054794520547936E-4,6.11E-3,null,31833,5209.9836333878884,0.10156267515637961,889.68903436988535,null,3.36,4611.6504854368932,1014.5348837209302,0.11584766910905807,17513.592233009709]
["P00000691992",2012,"SLERES",4.08,4045,18272,4478.4313725490192,4.6175799086757991E-4,4.0800000000000003E-3,null,18272,4478.4313725490192,0.11317597815381861,991.42156862745094,null,3.36,4611.6504854368932,1014.7512864493997,0.11585819926224823,17513.86]
["P00000691993",2012,"SLERES",2.82,3977,16595,5884.7517730496456,4.5399543378995432E-4,2.82E-3,null,16595,5884.7517730496456,0.16099128857799799,1410.2836879432625,null,3.36,4611.6504854368932,1014.8255813953488,0.11586460711567732,17523.300970873788]
["P00000692458",2012,"SLERES",3.12,3911,15444,4950,4.4646118721461186E-4,3.1199999999999999E-3,null,15444,4950,0.14309653436365766,1253.5256410256409,null,3.36,4611.6504854368932,1014.9178255372946,0.11589013337774631,17547.467380349972]
["P00000692460",2012,"SLERES",2.88,3369,12099,4201.041666666667,3.8458904109589043E-4,2.8799999999999997E-3,null,12099,4201.041666666667,0.13353786149162863,1169.7916666666667,null,3.36,4611.6504854368932,1014.9739583333334,0.1159248310224702,17547.467380349972]
["P00000693409",2012,"SLERES",6.12,8594,45211,7387.418300653595,9.8105022831050225E-4,6.1200000000000004E-3,null,45211,7387.418300653595,0.16030232488733698,1404.248366013072,null,3.36,4611.6504854368932,1015.1975683890578,0.11592582238374802,17547.467380349972]
["P00000693414",2012,"SLERES",2.4,3315,13200,5500,3.784246575342466E-4,2.3999999999999998E-3,null,13200,5500,0.15767694063926943,1381.25,null,3.36,4611.6504854368932,1015.5015197568389,0.11594368340943684,17547.467380349972]
["P00000694616",2012,"SLERES",3.06,3088,16250,5310.4575163398695,3.5251141552511417E-4,3.0600000000000002E-3,null,16250,5310.4575163398695,0.11519980899513535,1009.1503267973856,null,3.36,4611.6504854368932,1015.5102040816325,0.11594368340943684,17547.467380349972]
["P00000664509",2012,"SLERES",3.57,4167,16359,4582.3529411764712,4.7568493150684934E-4,3.5699999999999998E-3,null,16359,4582.3529411764712,0.13324507885345921,1167.2268907563025,null,3.36,4611.6504854368932,1015.6666666666666,0.11595319634703197,17547.467380349972]
["P00000664550",2012,"SLERES",3.76,4258,30005,7980.0531914893618,4.8607305936073058E-4,3.7599999999999999E-3,null,30005,7980.0531914893618,0.12927474982998155,1132.4468085106384,null,3.42,4611.6504854368932,1015.6666666666666,0.11595443716497915,17573.786407766991]
["P00000667775",2012,"SLERES",4.7,5106,37506,{"$f":"IFERROR(F1090/D1090,\"\")","v":7980},5.8287671232876712E-4,4.7000000000000002E-3,null,{"$f":"F1090*VLOOKUP(B1090,$AA$12:$AB$14,2,FALSE)","v":37506},7980,{"$f":"(E1090/8760)/D1090","v":0.12401632177207811},{"$f":"E1090/D1090","v":1086.3829787234042},null,3.42,4611.6504854368932,1015.75,0.11595890410958905,17574.558207182792]
["P00000668727",2012,"SLERES",3.23,4587,16354,5063.1578947368425,{"$f":"E1091/8760/1000","v":5.2363013698630129E-4},{"$f":"D1091/1000","v":3.2299999999999998E-3},null,16354,{"$f":"IFERROR(K1091/D1091,\"\")","v":5063.1578947368425},0.16211459349421095,1420.1238390092878,null,3.42,4611.6504854368932,1015.7608695652174,0.11596594266234279,17580]
["P00000671801",2012,"SLERES",4.2300000000000004,4693,33755,7979.9054373522449,5.3573059360730588E-4,4.2300000000000003E-3,null,33755,7979.9054373522449,0.12665025853600612,1109.4562647754135,null,3.42,4611.6504854368932,1015.8,0.11596753581597651,17582.524271844661]
["P00000673338",2012,"SLERES",6.63,6524,45370,6843.1372549019607,7.447488584474886E-4,6.6299999999999996E-3,null,45370,6843.1372549019607,0.11233014456221548,984.01206636500751,null,3.42,4611.6504854368932,1015.8616577221229,0.11597687748955601,17582.524271844661]
["P00000679307",2012,"SLERES",4.2300000000000004,4918,32063,7579.9054373522449,5.6141552511415529E-4,4.2300000000000003E-3,null,32063,7579.9054373522449,0.13272234636268446,1162.6477541371157,null,3.43,4611.6504854368932,1015.8756137479542,0.11598173515981736,17582.524271844661]
["P00000679870",2012,"SLERES",3.29,4664,15956.5,4850,5.3242009132420083E-4,3.29E-3,null,15956.5,4850,0.16182981499215832,1417.6291793313069,null,3.43,4611.6504854368932,1015.9574468085107,0.11598173515981736,17590.320142794615]
["P00000679882",2012,"SLERES",3.2250000000000001,3178,24446,7580.1550387596899,3.6278538812785388E-4,3.225E-3,null,24446,7580.1550387596899,0.11249159321793918,985.4263565891473,null,3.43,4611.6504854368932,1016,0.11598173515981736,17590.320142794615]
["P00000685066",2012,"SLERES",6.11,5883,31833,5209.9836333878884,6.7157534246575345E-4,6.11E-3,null,31833,5209.9836333878884,0.10991413133645719,962.84779050736495,null,3.43,4611.6504854368932,1016,0.11598173515981736,17590.320142794615]
["P00000612934",2012,"SLERES",2.4,2179,13478,5615.8333333333339,2.4874429223744292E-4,2.3999999999999998E-3,null,13478,5615.8333333333339,0.10364345509893456,907.91666666666674,null,3.43,4611.6504854368932,1016,0.11598173515981736,17590.320142794615]
["P00000612962",2012,"SLERES",3.06,2848,18345,5995.0980392156862,3.2511415525114158E-4,3.0600000000000002E-3,null,18345,5995.0980392156862,0.10624645596442535,930.718954248366,null,3.43,4611.6504854368932,1016,0.11598406485882023,17590.320142794615]
["P00000615408",2012,"SLERES",2.58,3125,20588,7979.8449612403101,3.5673515981735158E-4,2.5800000000000003E-3,null,20588,7979.8449612403101,0.13826944178967115,1211.2403100775193,null,3.43,4611.6504854368932,1016,0.11598981073313917,17594.260626697571]
["P00000641342",2012,"SLERES",2.2949999999999999,2602,17500,7625.2723311546843,2.9703196347031965E-4,2.2949999999999997E-3,null,17500,7625.2723311546843,0.12942569214393013,1133.769063180828,null,3.43,4611.6504854368932,1016.0204081632652,0.1160173580750672,17595]
["P00000641357",2012,"SLERES",6.11,5553,48758,7980.0327332242223,6.339041095890411E-4,6.11E-3,null,48758,7980.0327332242223,0.1037486267739838,908.83797054009813,null,3.43,4611.6504854368932,1016.0707420222991,0.11604016756907042,17602]
["P00000641372",2012,"SLERES",3.01,3093,24020,7980.0664451827251,3.5308219178082191E-4,3.0099999999999997E-3,null,24020,7980.0664451827251,0.11730305374778137,1027.5747508305649,null,3.43,4611.6504854368932,1016.3120567375887,0.11604922966727962,17605]
["P00000641381",2012,"SLERES",5.64,5166,45007,7979.9645390070928,5.8972602739726029E-4,5.64E-3,null,45007,7979.9645390070928,0.10456135237540078,915.95744680851067,null,3.43,4611.6504854368932,1016.5118679050568,0.11605125531276168,17605.825242718445]
["P00000641391",2012,"SLERES",5.59,6273,44608,7979.9642218246872,7.1609589041095887E-4,5.5899999999999995E-3,null,44608,7979.9642218246872,0.128103021540422,1122.1824686940965,null,3.43,4611.6504854368932,1016.5912518853695,0.11605783866057839,17610]
["P00000808560",2012,"SLERES",7.2,10109,29232,4060,1.1539954337899544E-3,7.1999999999999998E-3,null,29232,4060,0.16027714358193809,1404.0277777777778,null,3.43,4611.6504854368932,1016.6089965397924,0.11609831924608957,17621.359223300969]
["P00000806912",2012,"SLERES",3.22,4458,14490,4500,5.0890410958904109E-4,3.2200000000000002E-3,null,14490,4500,0.15804475453075809,1384.4720496894408,null,3.43,4611.6504854368932,1016.6666666666667,0.11614055985705778,17624.271844660194]
["P00000709600",2012,"SLERES",5.8049999999999997,5474,30244,5209.9913867355726,6.2488584474885847E-4,5.8049999999999994E-3,null,30244,5209.9913867355726,0.1076461403529472,942.98018949181744,null,3.43,4611.6504854368932,1017.0212765957447,0.11615033368458025,17639.563106796119]
["P00000760948",2012,"SLERES",5.28,5644,26268,4975,6.442922374429224E-4,5.28E-3,null,26268,4975,0.12202504497025045,1068.939393939394,null,3.43,4611.6504854368932,1017.391304347826,0.11616237643634904,17639.563106796119]
["P00000760949",2012,"SLERES",6.72,6334,33432,4975,7.2305936073059358E-4,6.7199999999999994E-3,null,33432,4975,0.10759811915633834,942.55952380952385,null,3.43,4611.6504854368932,1017.4769230769231,0.1161730526347256,17639.563106796119]
["P00000762533",2012,"SLERES",1.2749999999999999,1393,8160,6400,1.5901826484018264E-4,1.2749999999999999E-3,null,8160,6400,0.12472020771779031,1092.5490196078433,null,3.43,4611.6504854368932,1017.5824175824175,0.1161731469950648,17640]
["P00000767553",2012,"SLERES",4.5999999999999996,5612,29950,6510.8695652173919,6.4063926940639273E-4,4.5999999999999999E-3,null,29950,6510.8695652173919,0.13926940639269408,1220,null,3.43,4611.6504854368932,1017.6759410801964,0.11619952070986755,17662.135922330097]
["P00000671792",2012,"SLERES",3.22,3610,16760,5204.9689440993789,4.1210045662100456E-4,3.2200000000000002E-3,null,16760,5204.9689440993789,0.12798150826739271,1121.1180124223602,null,3.43,4611.6504854368932,1017.6767676767677,0.11620136073648168,17662.135922330097]
["P00000671795",2012,"SLERES",3.68,3994,17605,4783.967391304348,4.5593607305936075E-4,3.6800000000000001E-3,null,17605,4783.967391304348,0.12389567202700019,1085.3260869565217,null,3.43,4611.6504854368932,1017.9078014184398,0.11630447037600766,17671.10006280521]
["P00000673321",2012,"SLERES",9.18,9033,52460,5714.5969498910681,1.0311643835616438E-3,9.1799999999999989E-3,null,52460,5714.5969498910681,0.11232727489778255,983.98692810457521,null,3.43,4611.6504854368932,1017.9239200515797,0.11631421570214924,17681.463535469982]
["P00000673331",2012,"SLERES",7.92,9074,39320,4964.6464646464647,1.0358447488584474E-3,7.92E-3,null,39320,4964.6464646464647,0.13078847839121813,1145.7070707070707,null,3.43,4611.6504854368932,1018.8271604938271,0.11635327150514761,17694]
["P00000677761",2012,"SLERES",8.4149999999999991,8680,52820,6276.8865121806302,9.9086757990867586E-4,8.4149999999999989E-3,null,52820,6276.8865121806302,0.11775015804024669,1031.4913844325611,null,3.43,4611.6504854368932,1018.9125295508273,0.11635327150514761,17700]
["P00000677775",2012,"SLERES",3.76,4171,30005,7980.0531914893618,4.7614155251141555E-4,3.7599999999999999E-3,null,30005,7980.0531914893618,0.12663339162537648,1109.308510638298,null,3.43,4611.6504854368932,1019.2546583850931,0.11636114971433614,17711]
["P00000710696",2012,"SLERES",22.68,22317,121338,5350,2.5476027397260273E-3,2.2679999999999999E-2,null,121338,5350,0.11232816312724989,983.99470899470896,null,3.43,4611.6504854368932,1019.2546583850931,0.11638872344649594,17718.446601941749]
["P00000710710",2012,"SLERES",3.29,3009,15956.5,4850,3.4349315068493155E-4,3.29E-3,null,15956.5,4850,0.10440521297414332,914.58966565349544,null,3.43,4611.6504854368932,1019.3236714975847,0.11640376366403764,17725]
["P00000710713",2012,"SLERES",1.44,1405,9984.6,6933.7500000000009,1.6038812785388129E-4,1.4399999999999999E-3,null,9984.6,6933.7500000000009,0.11138064434297312,975.69444444444446,null,3.43,4611.6504854368932,1019.5652173913044,0.11644529569332834,17732.177563301022]
["P00000710715",2012,"SLERES",3.29,3124,17898,5440.121580547112,3.5662100456621004E-4,3.29E-3,null,17898,5440.121580547112,0.10839544211738907,949.54407294832822,null,3.43,4611.6504854368932,1019.6969696969696,0.11644529569332834,17739.565970619067]
["P00000712327",2012,"SLERES",3.29,3356,15956.5,4850,3.8310502283105027E-4,3.29E-3,null,15956.5,4850,0.11644529569332834,1020.0607902735562,null,3.43,4611.6504854368932,1020.0607902735562,0.11644529569332834,17739.565970619067]
["P00000712328",2012,"SLERES",3.29,3356,15956.5,4850,3.8310502283105027E-4,3.29E-3,null,15956.5,4850,0.11644529569332834,1020.0607902735562,null,3.43,4611.6504854368932,1020.0607902735562,0.11644529569332834,17739.565970619067]
["P00000714383",2012,"SLERES",2.88,3334,15005,5210.0694444444443,3.8059360730593604E-4,2.8799999999999997E-3,null,15005,5210.0694444444443,0.13215055809233892,1157.6388888888889,null,3.43,4611.6504854368932,1020.0607902735562,0.11644529569332834,17739.565970619067]
["P00000714384",2012,"SLERES",4.8,5444,25008,5210,6.2146118721461189E-4,4.7999999999999996E-3,null,25008,5210,0.1294710806697108,1134.1666666666667,null,3.43,4611.6504854368932,1020.0607902735562,0.11644529569332834,17740.058531106934]
["P00000715326",2012,"SLERES",3.43,3736,14970,4364.4314868804659,4.2648401826484019E-4,3.4300000000000003E-3,null,14970,4364.4314868804659,0.12433936392560938,1089.2128279883382,null,3.44,4611.6504854368932,1020.0607902735562,0.11645421106037544,17744.984135985629]
["P00000715327",2012,"SLERES",3.34,3935,14970,4482.0359281437131,4.4920091324200911E-4,3.3399999999999997E-3,null,14970,4482.0359281437131,0.1344912913898231,1178.1437125748503,null,3.44,4611.6504854368932,1020.0607902735562,0.11645754192087794,17745.870744863798]
["P00000716302",2012,"SLERES",6.48,7868,32385,4997.6851851851852,8.9817351598173514E-4,6.4800000000000005E-3,null,32385,4997.6851851851852,0.13860702407125541,1214.1975308641975,null,3.44,4611.6504854368932,1020.1388888888889,0.11646820067448592,17752]
["P00000716303",2012,"SLERES",3.43,3895,14970,4364.4314868804659,4.4463470319634703E-4,3.4300000000000003E-3,null,14970,4364.4314868804659,0.12963110880359971,1135.5685131195335,null,3.4449999999999998,4611.6504854368932,1020.1680672268908,0.11647999333805222,17756]
["P00000731142",2012,"SLERES",3,2962,14390,4796.666666666667,3.3812785388127853E-4,3.0000000000000001E-3,null,14390,4796.666666666667,0.11270928462709284,987.33333333333337,null,3.45,4611.6504854368932,1020.2614379084968,0.11651280524121502,17762.330097087379]
["P00000733622",2012,"SLERES",2.75,2468,12375,4500,2.817351598173516E-4,2.7499999999999998E-3,null,12375,4500,0.10244914902449148,897.4545454545455,null,3.45,4611.6504854368932,1020.3647416413373,0.11654281194974184,17767]
["P00000733623",2012,"SLERES",3.36,3242,16128,4800,3.700913242009132E-4,3.3599999999999997E-3,null,16128,4800,0.11014622744074799,964.88095238095241,null,3.48,4611.6504854368932,1020.6521739130436,0.11654281194974184,17776]
["P00000734423",2012,"SLERES",3.22,4458,14115,4383.5403726708073,5.0890410958904109E-4,3.2200000000000002E-3,null,14115,4383.5403726708073,0.15804475453075809,1384.4720496894408,null,3.5,4611.6504854368932,1020.9150326797385,0.11655747468731388,17816.897967214572]
["P00000734434",2012,"SLERES",6.24,5866,31044,4975,6.6963470319634697E-4,6.2399999999999999E-3,null,31044,4975,0.10731325371736329,940.06410256410254,null,3.5,4611.6504854368932,1020.9150326797385,0.11656146476855582,17848]
["P00000736604",2012,"SLERES",3.29,3133,14969.5,4550,3.5764840182648399E-4,3.29E-3,null,14969.5,4550,0.10870772091990395,952.27963525835867,null,3.5,4611.6504854368932,1021.0434782608696,0.11656146476855582,17850.392080389698]
["P00000736605",2012,"SLERES",3.29,2979,14969.5,4550,3.4006849315068496E-4,3.29E-3,null,14969.5,4550,0.10336428363242703,905.47112462006078,null,3.5,4611.6504854368932,1021.0784313725489,0.11659056316590564,17882.901072589084]
["P00000736954",2012,"SLERES",4.08,4813,18478,4528.9215686274511,5.4942922374429223E-4,4.0800000000000003E-3,null,18478,4528.9215686274511,0.13466402542752262,1179.6568627450981,null,3.5,4611.6504854368932,1021.0784313725489,0.11662456685773503,17882.901072589084]
["P00000742529",2012,"SLERES",3.22,4805,14490,4500,5.4851598173515982E-4,3.2200000000000002E-3,null,14490,4500,0.17034657817862106,1492.2360248447203,null,3.5,4611.6504854368932,1021.3333333333334,0.11663464121159528,17889]
["P00000748680",2012,"SLERES",3.06,2725,17580,5745.0980392156862,3.1107305936073061E-4,3.0600000000000002E-3,null,17580,5745.0980392156862,0.10165786253618647,890.52287581699341,null,3.5,4611.6504854368932,1021.6312056737589,0.11664129883307967,17889]
["P00000751100",2012,"SLERES",5.0999999999999996,5085,22015.5,4316.7647058823532,5.804794520547946E-4,5.0999999999999995E-3,null,22015.5,4316.7647058823532,0.1138195004029009,997.05882352941182,null,3.5,4611.6504854368932,1021.7194570135747,0.11665579473798651,17898]
["P00000806883",2012,"SLERES",5.28,5548,18623.080000000002,3527.098484848485,6.333333333333333E-4,5.28E-3,null,18623.080000000002,3527.098484848485,0.11994949494949494,1050.7575757575758,null,3.5,4611.6504854368932,1021.7777777777778,0.11670779091863069,17902]
["P00000806885",2012,"SLERES",7.65,7585,27451,3588.3660130718954,8.6586757990867575E-4,7.6500000000000005E-3,null,27451,3588.3660130718954,0.11318530456322559,991.50326797385617,null,3.5,4611.6504854368932,1021.9047619047619,0.1167174023338407,17910]
["P00000695732",2012,"SLERES",9.24,11823,37710,4081.1688311688313,1.3496575342465753E-3,9.2399999999999999E-3,null,37710,4081.1688311688313,0.14606683271066831,1279.5454545454545,null,3.5,4611.6504854368932,1022.3602484472049,0.11672726760245786,17910]
["P00000695752",2012,"SLERES",4,4116,19400,4850,4.6986301369863017E-4,4.0000000000000001E-3,null,19400,4850,0.11746575342465754,1029,null,3.5,4611.6504854368932,1022.4444444444445,0.11675142407721323,17910]
["P00000696887",2012,"SLERES",3.29,2893,16680,5069.9088145896658,3.302511415525114E-4,3.29E-3,null,16680,5069.9088145896658,0.10038028618617367,879.33130699088144,null,3.5,4611.6504854368932,1022.5308641975308,0.11675228310502284,17912.6213592233]
["P00000697720",2012,"SLERES",5.61,6393,28386,5059.8930481283423,7.2979452054794522E-4,5.6100000000000004E-3,null,28386,5059.8930481283423,0.13008814983029326,1139.5721925133689,null,3.5,4611.6504854368932,1022.7424749163879,0.11679773380686623,17943.689320388348]
["P00000700506",2012,"SLERES",3.24,3468,15714,4850,3.9589041095890409E-4,3.2400000000000003E-3,null,15714,4850,0.1221883984441062,1070.3703703703702,null,3.5,4611.6504854368932,1022.75,0.11680752385253364,17958.755387720979]
["P00000700515",2012,"SLERES",3.22,3565,18861,5857.4534161490683,4.0696347031963468E-4,3.2200000000000002E-3,null,18861,5857.4534161490683,0.12638617090671883,1107.1428571428571,null,3.5,4611.6504854368932,1023.148148148148,0.11681002442391419,17961.165048543691]
["P00000702831",2012,"SLERES",4.32,3902,22507,5209.9537037037035,4.4543378995433791E-4,4.3200000000000001E-3,null,22507,5209.9537037037035,0.10310967360054117,903.24074074074065,null,3.5,4611.6504854368932,1023.2339089481947,0.11681094622019279,17965]
["P00000705243",2012,"SLERES",3.29,3047,16944,5150.1519756838907,3.4783105022831049E-4,3.29E-3,null,16944,5150.1519756838907,0.10572372347365061,926.13981762917933,null,3.5,4611.6504854368932,1023.2558139534883,0.11689497716894977,17980]
["P00000705250",2012,"SLERES",6.11,5872,31833,5209.9836333878884,6.7031963470319631E-4,6.11E-3,null,31833,5209.9836333878884,0.10970861451770807,961.04746317512274,null,3.5,4611.6504854368932,1023.2638888888889,0.11690840719849584,17997.5]
["P00000690877",2012,"SLERES",3.36,3158,19160.3,5702.4702380952385,3.6050228310502284E-4,3.3599999999999997E-3,null,19160.3,5702.4702380952385,0.10729234616220919,939.88095238095241,null,3.5,4611.6504854368932,1024,0.11692423435002039,18015.533980582524]
["P00000690878",2012,"SLERES",2.82,2675,21176,{"$f":"IFERROR(F1154/D1154,\"\")","v":7509.2198581560287},3.0536529680365299E-4,2.82E-3,null,{"$f":"F1154*VLOOKUP(B1154,$AA$12:$AB$14,2,FALSE)","v":21176},7509.2198581560287,{"$f":"(E1154/8760)/D1154","v":0.10828556624243015},{"$f":"E1154/D1154","v":948.58156028368796},null,3.5,4611.6504854368932,1024.1176470588236,0.11696576036418649,18028.698976998447]
["P00000691324",2012,"SLERES",4.2300000000000004,3862,22038,5209.9290780141837,{"$f":"E1155/8760/1000","v":4.4086757990867583E-4},{"$f":"D1155/1000","v":4.2300000000000003E-3},null,22038,{"$f":"IFERROR(K1155/D1155,\"\")","v":5209.9290780141837},0.10422401416280751,913.00236406619376,null,3.5,4611.6504854368932,1024.2562929061785,0.11698059360730594,18048]
["P00000691325",2012,"SLERES",6.02,5820,31364,5209.9667774086383,6.6438356164383566E-4,6.0199999999999993E-3,null,31364,5209.9667774086383,0.11036271788103583,966.7774086378738,null,3.5,4611.6504854368932,1024.6200607902736,0.11706102117061021,18077.669902912621]
["P00000691330",2012,"SLERES",5.94,5963,26136,4400,6.8070776255707761E-4,5.94E-3,null,26136,4400,0.11459726642375044,1003.8720538720538,null,3.5,4611.6504854368932,1024.75,0.11706102117061022,18086.821114567043]
["P00000691359",2012,"SLERES",3.29,4843,17108,5200,5.5285388127853882E-4,3.29E-3,null,17108,5200,0.16804069339773217,1472.0364741641338,null,3.5,4611.6504854368932,1025.4545454545455,0.1170698532983581,18107.508655057562]
["P00000692859",2012,"SLERES",3.84,4590,23570.27,6138.0911458333339,5.2397260273972601E-4,3.8399999999999997E-3,null,23570.27,6138.0911458333339,0.13645119863013699,1195.3125,null,3.5,4611.6504854368932,1025.4545454545455,0.1170698532983581,18124.271844660194]
["P00000692928",2012,"SLERES",3.29,5025,15956.5,4850,5.7363013698630142E-4,3.29E-3,null,15956.5,4850,0.17435566473747763,1527.355623100304,null,3.5,4611.6504854368932,1025.5319148936171,0.1171057253249034,18149.868857014335]
["P00000693657",2012,"SLERES",3.24,3088,16848,5200,3.5251141552511417E-4,3.2400000000000003E-3,null,16848,5200,0.10879981960651672,953.08641975308637,null,3.5,4611.6504854368932,1025.5319148936171,0.11711483172670387,18165.630792626158]
["P00000695280",2012,"SLERES",3.29,3573,17141,5210.0303951367778,4.0787671232876709E-4,3.29E-3,null,17141,5210.0303951367778,0.12397468459840945,1086.0182370820669,null,3.5,4611.6504854368932,1025.8461538461538,0.11713321421481042,18180.407607262245]
["P00000664544",2012,"SLERES",2.96,3993,15392,5200,4.5582191780821915E-4,2.96E-3,null,15392,5200,0.15399389115142539,1348.9864864864865,null,3.5,4611.6504854368932,1025.9259259259259,0.11719207352768996,18200]
["P00000664555",2012,"SLERES",6.11,6207,48758,7980.0327332242223,7.0856164383561646E-4,6.11E-3,null,48758,7980.0327332242223,0.11596753581597651,1015.8756137479542,null,3.5,4611.6504854368932,1026.0869565217392,0.1172159354112898,18229.126213592233]
["P00000664989",2012,"SLERES",3.24,2935,16848,5200,3.3504566210045662E-4,3.2400000000000003E-3,null,16848,5200,0.10340915496927672,905.86419753086409,null,3.5,4611.6504854368932,1026.602564102564,0.11723221208876418,18230.097087378643]
["P00000668724",2012,"SLERES",3.145,3706,16354,5200,4.2305936073059361E-4,3.1450000000000002E-3,null,16354,5200,0.13451807972355917,1178.3783783783783,null,3.5,4611.6504854368932,1026.8115942028987,0.11728370408828893,18259.5]
["P00000641370",2012,"SLERES",10.78,11319,48610,4509.2764378478669,1.292123287671233E-3,1.078E-2,null,48610,4509.2764378478669,0.11986301369863016,1050,null,3.5,4611.6504854368932,1026.954177897574,0.11730305374778137,18272]
["P00000603799",2012,"SLERES",3.06,3606,18360,6000,4.1164383561643835E-4,3.0600000000000002E-3,null,18360,6000,0.13452412928641777,1178.4313725490197,null,3.5,4611.6504854368932,1027.4052478134111,0.11731354642313546,18285]
["P00000603864",2012,"SLERES",3.22,3740,16744,5200,4.269406392694064E-4,3.2200000000000002E-3,null,16744,5200,0.13259026064267279,1161.4906832298136,null,3.5,4611.6504854368941,1027.5747508305649,0.11731647348085704,18308]
["P00000606349",2012,"SLERES",4.9950000000000001,4446,37300,7467.467467467467,5.0753424657534252E-4,4.9950000000000003E-3,null,37300,7467.467467467467,0.10160845777284135,890.09009009009003,null,3.51,4611.6504854368941,1027.6666666666667,0.11732787760185021,18330.145995574563]
["P00000612977",2012,"SLERES",4.2300000000000004,4448,33755,7979.9054373522449,5.0776255707762549E-4,4.2300000000000003E-3,null,33755,7979.9054373522449,0.1200384295691786,1051.5366430260046,null,3.51,4611.6504854368941,1027.6923076923076,0.11732876712328769,18338.026963380475]
["P00000612998",2012,"SLERES",6.11,6068,48758,7980.0327332242223,6.9269406392694066E-4,6.11E-3,null,48758,7980.0327332242223,0.11337055056087408,993.12602291325686,null,3.52,4611.6504854368941,1027.7922077922078,0.1173361396499239,18339.805825242718]
["P00000479631",2012,"SLERES",1.92,1654,10904,5679.166666666667,1.8881278538812786E-4,1.9199999999999998E-3,null,10904,5679.166666666667,9.8339992389649925E-2,861.45833333333337,null,3.52,4611.6504854368941,1027.8,0.11733776117337762,18342.95256825917]
["P00000562105",2012,"SLERES",3.76,3989,19050,5066.489361702128,4.5536529680365295E-4,3.7599999999999999E-3,null,19050,5066.489361702128,0.1211077917030992,1060.9042553191489,null,3.52,4611.6504854368941,1027.8645833333335,0.11734592586290024,18345]
["P00000590135",2012,"SLERES",3.24,3164,16848,5200,3.6118721461187212E-4,3.2400000000000003E-3,null,16848,5200,0.11147753537403461,976.54320987654319,null,3.52,4611.7328626066492,1027.878787878788,0.11735380407208877,18349.514563106797]
["P00000591482",2012,"SLERES",5.52,5377,44050,7980.0724637681169,6.1381278538812794E-4,5.5199999999999997E-3,null,44050,7980.0724637681169,0.11119796836741448,974.09420289855075,null,3.5249999999999999,4613.0184152391012,1027.9503105590061,0.11736291935544738,18360]
["P00000769130",2012,"SLERES",2.59,2429,12561.5,4850,2.7728310502283106E-4,2.5899999999999999E-3,null,12561.5,4850,0.10705911390842898,937.83783783783792,null,3.5249999999999999,4616.8791141051888,1028.0193236714977,0.11738308927727917,18380]
["P00000806875",2012,"SLERES",3.06,3433,17390,5683.0065359477121,3.9189497716894976E-4,3.0600000000000002E-3,null,17390,5683.0065359477121,0.12807025397678096,1121.8954248366013,null,3.57,4617.8310583241137,1028.0991735537191,0.11739134866275278,18383.495145631066]
["P00000806893",2012,"SLERES",3.12,4113,11889.5,3810.7371794871792,4.695205479452055E-4,3.1199999999999999E-3,null,11889.5,3810.7371794871792,0.15048735511064279,1318.2692307692307,null,3.57,4618.9347826086951,1028.2758620689656,0.1174061535472203,18413.881278512374]
["P00000806917",2012,"SLERES",3.22,4096,16430,5102.4844720496894,4.6757990867579908E-4,3.2200000000000002E-3,null,16430,5102.4844720496894,0.14521115176267052,1272.0496894409937,null,3.57,4621.0784313725489,1028.3482142857142,0.11740830274271047,18446.601941747573]
["P00000806937",2012,"SLERES",6,6337,29850,4975,7.234018264840183E-4,6.0000000000000001E-3,null,29850,4975,0.12056697108066972,1056.1666666666667,null,3.57,4621.739130434783,1028.4779050736497,0.11744292237442922,18446.601941747573]
["P00000719699",2012,"SLERES",3.76,4341,18706,4975,4.9554794520547947E-4,3.7599999999999999E-3,null,18706,4975,0.13179466627805306,1154.5212765957447,null,3.57,4622.2222222222226,1028.4967320261437,0.11745152739032075,18446.601941747573]
["P00000731139",2012,"SLERES",2.2949999999999999,2189,11900,5185.1851851851852,2.4988584474885847E-4,2.2949999999999997E-3,null,11900,5185.1851851851852,0.10888272102346773,953.81263616557737,null,3.57,4629.9139358983612,1028.8,0.11746575342465754,18446.601941747573]
["P00000736060",2012,"SLERES",3.25,3209,14787,4549.8461538461543,3.66324200913242E-4,3.2499999999999999E-3,null,14787,4549.8461538461543,0.11271513874253601,987.38461538461536,null,3.57,4629.9139358983612,1028.8753799392098,0.11746716274874569,18446.601941747573]
["P00000767340",2012,"SLERES",4.335,5223,19675,4538.6389850057667,5.9623287671232874E-4,4.3350000000000003E-3,null,19675,4538.6389850057667,0.13753930258646568,1204.8442906574394,null,3.57,4629.9139358983612,1029,0.1174807822672448,18446.601941747573]
["P00000767557",2012,"SLERES",4.08,4092,20298,4975,4.6712328767123292E-4,4.0800000000000003E-3,null,20298,4975,0.11449100188020414,1002.9411764705882,null,3.57,4630.0685859730447,1029.0123456790122,0.11750446838637367,18446.601941747573]
["P00000778139",2012,"SLERES",5.7,7647,31584,5541.0526315789475,8.7294520547945211E-4,5.7000000000000002E-3,null,31584,5541.0526315789475,0.15314828166306177,1341.578947368421,null,3.57,4630.0685859730447,1029.1316526610644,0.11751091374379044,18446.601941747573]
["P00000778159",2012,"SLERES",2.5499999999999998,2846,18950,7431.3725490196084,3.2488584474885845E-4,2.5499999999999997E-3,null,18950,7431.3725490196084,0.12740621362700333,1116.0784313725492,null,3.57,4630.0685859730447,1029.3391430646334,0.11753331469574131,18446.601941747573]
["P00000778167",2012,"SLERES",3.22,4189,15617,4850,4.7819634703196346E-4,3.2200000000000002E-3,null,15617,4850,0.14850818230806317,1300.9316770186335,null,3.57,4630.0685859730447,1029.3956043956043,0.11758670363122418,18446.601941747573]
["P00000698655",2012,"SLERES",3.29,4973,15956.5,4850,5.6769406392694066E-4,3.29E-3,null,15956.5,4850,0.17255138721183608,1511.5501519756838,null,3.57,4630.0685859730447,1029.591836734694,0.11759603736120369,18446.601941747573]
["P00000698657",2012,"SLERES",3.68,4157,16606,4512.5,4.7454337899543379E-4,3.6800000000000001E-3,null,16606,4512.5,0.12895200516180266,1129.6195652173913,null,3.57,4630.0685859730447,1030.0595238095239,0.11760868731054067,18446.601941747573]
["P00000698658",2012,"SLERES",3.22,3223,16600,5155.2795031055894,3.6792237442922376E-4,3.2200000000000002E-3,null,16600,5155.2795031055894,0.11426160696559744,1000.9316770186335,null,3.57,4630.0685859730447,1030.1412872841445,0.11764383561643836,18446.601941747573]
["P00000700517",2012,"SLERES",1.88,1739,10902,5798.9361702127662,1.9851598173515982E-4,1.8799999999999999E-3,null,10902,5798.9361702127662,0.10559360730593609,925,null,3.57,4630.0685859730447,1030.2521008403362,0.11764705882352941,18446.601941747573]
["P00000700529",2012,"SLERES",5.16,4989,26884,5210.0775193798445,5.6952054794520549E-4,5.1600000000000005E-3,null,26884,5210.0775193798445,0.1103721992141871,966.86046511627899,null,3.57,4630.0685859730447,1030.56,0.11764840182648402,18446.601941747573]
["P00000706833",2012,"SLERES",3.29,3549,17108,5200,4.0513698630136985E-4,3.29E-3,null,17108,5200,0.12314194112503643,1078.7234042553191,null,3.6,4630.0685859730447,1030.5882352941176,0.1176785613619708,18446.601941747573]
["P00000707651",2012,"SLERES",3.06,2979,22400,7320.2614379084962,3.4006849315068496E-4,3.0600000000000002E-3,null,22400,7320.2614379084962,0.11113349449368788,973.52941176470586,null,3.6,4630.0685859730447,1030.5999999999999,0.11770044527638332,18446.601941747573]
["P00000708838",2012,"SLERES",3.29,3587,17602,5350.1519756838907,4.0947488584474885E-4,3.29E-3,null,17602,5350.1519756838907,0.12446045162454372,1090.2735562310031,null,3.6,4630.0685859730447,1030.8641975308642,0.11771226259016612,18446.601941747573]
["P00000737531",2012,"SLERES",3.25,3611,14787,4549.8461538461543,4.1221461187214615E-4,3.2499999999999999E-3,null,14787,4549.8461538461543,0.12683526519142957,1111.0769230769231,null,3.6,4630.0685859730447,1031.0559006211179,0.11771379446417497,18446.601941747573]
["P00000737534",2012,"SLERES",4.5,5088,14788,3286.2222222222222,5.808219178082191E-4,4.4999999999999997E-3,null,14788,3286.2222222222222,0.12907153729071535,1130.6666666666667,null,3.6,4630.0685859730447,1031.1594202898552,0.11775015804024669,18446.601941747573]
["P00000739754",2012,"SLERES",3.12,4686,14664,4700,5.3493150684931511E-4,3.1199999999999999E-3,null,14664,4700,0.17145240604144715,1501.9230769230769,null,3.6,4630.0685859730447,1031.1728395061727,0.1177662845960302,18446.601941747573]
["P00000739761",2012,"SLERES",3.36,3686,16128,4800,4.2077625570776257E-4,3.3599999999999997E-3,null,16128,4800,0.12523102848445314,1097.0238095238096,null,3.6,4630.0685859730447,1031.4913844325611,0.11780821917808219,18446.601941747573]
["P00000744540",2012,"SLERES",6.6150000000000002,6537,24956,3772.6379440665155,7.462328767123287E-4,6.6150000000000002E-3,null,24956,3772.6379440665155,0.1128092028287723,988.2086167800453,null,3.6,4630.0685859730447,1031.6326530612246,0.11782452707110241,18446.601941747573]
["P00000746543",2012,"SLERES",5.76,5641,28656,4975,6.4394977168949778E-4,5.7599999999999995E-3,null,28656,4975,0.11179683536276003,979.34027777777783,null,3.64,4630.0685859730447,1032,0.11784627092846271,18446.601941747573]
["P00000748427",2012,"SLERES",5.28,6279,23652,4479.545454545454,7.1678082191780821E-4,5.28E-3,null,23652,4479.545454545454,0.13575394354503942,1189.2045454545455,null,3.64,4630.0685859730447,1032.1428571428571,0.11787089264929718,18446.601941747573]
["P00000748678",2012,"SLERES",2.2949999999999999,2262,15683,6833.5511982570806,2.582191780821918E-4,2.2949999999999997E-3,null,15683,6833.5511982570806,0.11251380308592236,985.62091503267982,null,3.64,4630.0685859730447,1032.3333333333333,0.11788581490434834,18446.601941747573]
["P00000751311",2012,"SLERES",6.24,5500,31044,4975,6.278538812785388E-4,6.2399999999999999E-3,null,31044,4975,0.10061760917925301,881.41025641025635,null,3.64,4630.0685859730447,1032.5490196078433,0.11788581490434834,18463.629887787192]
["P00000751889",2012,"SLERES",5.28,4703,26268,4975,5.3687214611872148E-4,5.28E-3,null,26268,4975,0.10168033070430331,890.71969696969688,null,3.64,4630.0685859730447,1032.6797385620914,0.11788959269043725,18471.018295105234]
["P00000756323",2012,"SLERES",2.88,2873,14328,4975,3.2796803652968036E-4,2.8799999999999997E-3,null,14328,4975,0.11387779046169458,997.56944444444446,null,3.6549999999999998,4630.0685859730447,1032.6797385620914,0.11789230284132711,18475.728155339806]
["P00000756876",2012,"SLERES",3,2628,14100,4700,2.9999999999999997E-4,3.0000000000000001E-3,null,14100,4700,9.9999999999999992E-2,876,null,3.6749999999999998,4630.0685859730447,1032.7128319682304,0.11790069030773533,18475.728155339806]
["P00000759638",2012,"SLERES",6.48,5953,32238,4975,6.7956621004566212E-4,6.4800000000000005E-3,null,32238,4975,0.10487132871075032,918.67283950617275,null,3.6749999999999998,4630.0685859730447,1032.7365728900256,0.11790302779837367,18478]
["P00000687116",2012,"SLERES",3.76,4349,19590,5210.1063829787236,4.9646118721461188E-4,3.7599999999999999E-3,null,19590,5210.1063829787236,0.13203754979112017,1156.6489361702129,null,3.6749999999999998,4630.0685859730447,1032.8100470957613,0.11791861106929601,18478]
["P00000691313",2012,"SLERES",4.59,5313,26861,5852.0697167755989,6.0650684931506851E-4,4.5899999999999995E-3,null,26861,5852.0697167755989,0.13213656847822844,1157.5163398692812,null,3.6749999999999998,4630.0685859730447,1032.8305235137534,0.11792557144931257,18490]
["P00000692457",2012,"SLERES",3.3149999999999999,3520,20595,6212.6696832579182,4.018264840182648E-4,3.3149999999999998E-3,null,20595,6212.6696832579182,0.12121462564653539,1061.8401206636502,null,3.6749999999999998,4630.0685859730456,1032.967032967033,0.11793607305936073,18500]
["P00000692858",2012,"SLERES",3.29,3238,25985.95,7898.4650455927049,3.6963470319634705E-4,3.29E-3,null,25985.95,7898.4650455927049,0.11235097361591095,984.19452887537989,null,3.6749999999999998,4631.9630493879276,1033.0280058959781,0.11794060755961441,18500]
["P00000693415",2012,"SLERES",4.7,4882,24487,5210,5.5730593607305936E-4,4.7000000000000002E-3,null,24487,5210,0.11857573107937432,1038.7234042553191,null,3.6749999999999998,4632.7310750966635,1033.1199999999999,0.11794101202124686,18506]
["P00000694623",2012,"SLERES",3.06,3342,17124,5596.0784313725489,3.8150684931506851E-4,3.0600000000000002E-3,null,17124,5596.0784313725489,0.12467544095263676,1092.1568627450981,null,3.6749999999999998,4633.131398384874,1033.1597222222222,0.11794213206884441,18519.417475728154]
["P00000695278",2012,"SLERES",3,3223,17100,5700,3.6792237442922376E-4,3.0000000000000001E-3,null,17100,5700,0.12264079147640793,1074.3333333333333,null,3.68,4633.3349022056009,1033.1632653061224,0.11794871794871796,18520.274343892179]
["P00000696121",2012,"SLERES",3.29,3163,15776,{"$f":"IFERROR(F1218/D1218,\"\")","v":4795.1367781155013},3.6107305936073058E-4,3.29E-3,null,{"$f":"F1218*VLOOKUP(B1218,$AA$12:$AB$14,2,FALSE)","v":15776},4795.1367781155013,{"$f":"(E1218/8760)/D1218","v":0.10974865026162024},{"$f":"E1218/D1218","v":961.39817629179333},null,3.68,4633.5417689003298,1033.1730769230769,0.11798406080716979,18520.274343892179]
["P00000585376",2012,"SLERES",6.44,6443,51391,7979.9689440993779,{"$f":"E1219/8760/1000","v":7.355022831050229E-4},{"$f":"D1219/1000","v":6.4400000000000004E-3},null,51391,{"$f":"IFERROR(K1219/D1219,\"\")","v":7979.9689440993779},0.11420842905357498,1000.4658385093167,null,3.68,4633.8575128028106,1033.2307692307693,0.11801577418015774,18536]
["P00000590138",2012,"SLERES",3.24,3202,16848,5200,3.6552511415525112E-4,3.2400000000000003E-3,null,16848,5200,0.11281639325779355,988.27160493827159,null,3.68,4633.8575128028106,1033.5403726708075,0.11803808281303388,18536.036279504002]
["P00000606328",2012,"SLERES",3.25,3454,18700,5753.8461538461543,3.9429223744292234E-4,3.2499999999999999E-3,null,18700,5753.8461538461543,0.12132068844397612,1062.7692307692307,null,3.68,4633.9348378401519,1033.8181818181818,0.11806506849315068,18538.006521455482]
["P00000606643",2012,"SLERES",2.76,3346,24260,8789.855072463768,3.8196347031963467E-4,2.7599999999999999E-3,null,24260,8789.855072463768,0.13839256171001257,1212.3188405797102,null,3.68,4633.9348378401519,1034.0136054421769,0.11807767246929213,18540]
["P00000641333",2012,"SLERES",3.06,2958,16830,5500,3.3767123287671233E-4,3.0600000000000002E-3,null,16830,5500,0.11035007610350075,966.66666666666663,null,3.68,4633.9348378401519,1034.25,0.11808219178082191,18567.961165048542]
["P00000641338",2012,"SLERES",2.5499999999999998,2586,15770,6184.3137254901967,2.9520547945205476E-4,2.5499999999999997E-3,null,15770,6184.3137254901967,0.11576685468708031,1014.1176470588236,null,3.68,4633.9348378401519,1034.3604108309989,0.11809041663121472,18567.961165048542]
["P00000641340",2012,"SLERES",3.06,3124,17430,5696.0784313725489,3.5662100456621004E-4,3.0600000000000002E-3,null,17430,5696.0784313725489,0.11654281194974184,1020.9150326797385,null,3.68,4634,1034.4000000000001,0.11811897513952309,18567.961165048542]
["P00000641356",2012,"SLERES",2.82,2682,22504,7980.1418439716317,3.0616438356164381E-4,2.82E-3,null,22504,7980.1418439716317,0.10856893034100845,951.06382978723411,null,3.68,4634.0090698760005,1034.4720496894408,0.11812586857256302,18567.961165048542]
["P00000641366",2012,"SLERES",8.0850000000000009,9074,54865,6786.0235003092139,1.0358447488584474E-3,8.0850000000000002E-3,null,54865,6786.0235003092139,0.12811932577098917,1122.325293753865,null,3.68,4634.0090698760005,1034.7222222222222,0.11814548028479827,18598.058252427185]
["P00000641386",2012,"SLERES",2.7949999999999999,3103,22304,7979.9642218246872,3.5422374429223746E-4,2.7949999999999997E-3,null,22304,7979.9642218246872,0.12673479223335868,1110.1967799642218,null,3.68,4634.0090698760014,1034.782608695652,0.11814548028479827,18598.058252427185]
["P00000641398",2012,"SLERES",6.11,5841,48758,7980.0327332242223,6.6678082191780818E-4,6.11E-3,null,48758,7980.0327332242223,0.10912943075577874,955.97381342062192,null,3.68,4634.0090698760014,1034.9544072948329,0.11814695436774407,18600]
["P00000664515",2012,"SLERES",3.06,3966,17513.86,5723.4836601307188,4.5273972602739724E-4,3.0600000000000002E-3,null,17513.86,5723.4836601307188,0.14795415883248275,1296.0784313725489,null,3.68,4634.9635970326171,1034.9544072948329,0.11818711745846693,18613.368276099511]
["P00000664525",2012,"SLERES",3.29,2982,17108,5200,3.4041095890410963E-4,3.29E-3,null,17108,5200,0.10346837656659866,906.38297872340422,null,3.68,4635.8662613981769,1034.9673202614379,0.11819178082191781,18623.080000000002]
["P00000667774",2012,"SLERES",2.82,2748,22504,7980.1418439716317,3.1369863013698627E-4,2.82E-3,null,22504,7980.1418439716317,0.11124064898474692,974.468085106383,null,3.68,4641.0487412756302,1035.3191489361702,0.11823222439660795,18628]
["P00000671780",2012,"SLERES",2.94,3149,18500,6292.517006802721,3.5947488584474883E-4,2.9399999999999999E-3,null,18500,6292.517006802721,0.12227036933494859,1071.0884353741496,null,3.68,4648.5714285714284,1035.3599999999999,0.11824309632528809,18636]
["P00000671784",2012,"SLERES",3.06,3572,10951,3578.7581699346406,4.0776255707762561E-4,3.0600000000000002E-3,null,10951,3578.7581699346406,0.13325573760706719,1167.3202614379086,null,3.68,4649.3540230642311,1035.7142857142858,0.11824435077859735,18654.368932038837]
["P00000671800",2012,"SLERES",2.58,2682,20588,7979.8449612403101,3.0616438356164381E-4,2.5800000000000003E-3,null,20588,7979.8449612403101,0.11866836572156737,1039.5348837209301,null,3.71,4649.8480243161093,1035.8095238095239,0.11825313195176208,18657.281553398057]
["P00000671803",2012,"SLERES",4.2300000000000004,4266,33755,7979.9054373522449,4.8698630136986305E-4,4.2300000000000003E-3,null,33755,7979.9054373522449,0.11512678519382104,1008.5106382978722,null,3.71,4649.8480243161093,1035.8205128205129,0.11826484018264841,18663.106796116506]
["P00000673318",2012,"SLERES",10.574999999999999,11482,38932.61,3681.5706855791964,1.3107305936073059E-3,1.0574999999999999E-2,null,38932.61,3681.5706855791964,0.12394615542385873,1085.7683215130025,null,3.71,4649.8480243161093,1035.8974358974358,0.11826484018264841,18677]
["P00000673340",2012,"SLERES",9.18,10700,52820,5753.8126361655777,1.2214611872146119E-3,9.1799999999999989E-3,null,52820,5753.8126361655777,0.13305677420638476,1165.5773420479304,null,3.74,4650,1036,0.11826484018264841,18700]
["P00000677768",2012,"SLERES",3.2250000000000001,3161,25736,7980.1550387596899,3.6084474885844745E-4,3.225E-3,null,25736,7980.1550387596899,0.11188984460727053,980.15503875968989,null,3.75,4651.9601632116883,1036,0.11830312827930456,18706]
["P00000677782",2012,"SLERES",2.82,2814,22504,7980.1418439716317,3.2123287671232873E-4,2.82E-3,null,22504,7980.1418439716317,0.11391236762848538,997.872340425532,null,3.75,4660.1941747572819,1036,0.11831542793242542,18717.29853903997]
["P00000679305",2012,"SLERES",2.5499999999999998,2412,13260,5200,2.7534246575342463E-4,2.5499999999999997E-3,null,13260,5200,0.10797743755036261,945.88235294117658,null,3.75,4662.6391096979332,1036.3354037267079,0.1183487093467524,18717.29853903997]
["P00000679880",2012,"SLERES",2.96,3705,14356,4850,4.2294520547945207E-4,2.96E-3,null,14356,4850,0.14288689374305813,1251.6891891891892,null,3.75,4664.6407560650159,1036.4431486880467,0.11835530283449641,18717.29853903997]
["P00000679881",2012,"SLERES",3.2250000000000001,2987,25736,7980.1550387596899,3.4098173515981732E-4,3.225E-3,null,25736,7980.1550387596899,0.10573077059219142,926.20155038759685,null,3.75,4666.3625166581642,1036.7346938775511,0.11838549406785065,18717.29853903997]
["P00000679900",2012,"SLERES",5.8049999999999997,6446,44002,7580.0172265288547,7.3584474885844751E-4,5.8049999999999994E-3,null,44002,7580.0172265288547,0.12676050798595134,1110.4220499569337,null,3.75,4666.9363538295574,1036.7924528301887,0.11839530332681017,18717.29853903997]
["P00000685049",2012,"SLERES",3.29,3997,15956,4849.8480243161093,4.5627853881278542E-4,3.29E-3,null,15956,4849.8480243161093,0.13868648596133296,1214.8936170212767,null,3.75,4668.4318917328628,1037.0569280343716,0.11840753424657534,18717.29853903997]
["P00000685803",2012,"SLERES",4.7,6739,27900,5936.1702127659573,7.692922374429224E-4,4.7000000000000002E-3,null,27900,5936.1702127659573,0.16367919945594092,1433.8297872340424,null,3.75,4669.2156862745105,1037.1428571428571,0.11842465753424658,18717.29853903997]
["P00000827256",2013,"SLECOM",19.079999999999998,18416,70096.95,3673.8443396226417,2.1022831050228311E-3,1.908E-2,null,69053.975780324094,3619.1811205620597,0.11018255267415258,965.19916142557656,null,3.75,4672.0703067011073,1037.25,0.11843959636958115,18717.29853903997]
["P00000874847",2013,"SLECOM",10.07,12073,40877,4059.2850049652434,1.3781963470319634E-3,1.0070000000000001E-2,null,40268.790125280888,3998.886804893832,0.13686160347884443,1198.9076464746772,null,3.75,4674.2985073327527,1037.4000000000001,0.11845368961046281,18717.29853903997]
["P00000766441",2013,"SLECOM",2.34,2599,10530,4500,2.9668949771689498E-4,2.3400000000000001E-3,null,10373.323874531099,4433.0443908252564,0.12679038363969872,1110.6837606837607,null,3.75,4679.1918691298379,1037.5308641975309,0.11845368961046281,18732.075353676053]
["P00000845928",2013,"SLECOM",2.5499999999999998,2754,11985,4700,3.1438356164383561E-4,2.5499999999999997E-3,null,11806.674894231264,4630.0685859730447,0.12328767123287672,1080,null,3.75,4679.3246347599916,1037.6543209876543,0.11849811395672027,18736.015837579009]
["P00000862935",2013,"SLECOM",10,14348,34222,3422.2,1.6378995433789954E-3,0.01,null,33712.810031738205,3371.2810031738204,0.16378995433789953,1434.8,null,3.75,4679.3246347599916,1037.6543209876543,0.11850402261361165,18748.822410263616]
["P00000768929",2013,"SLECOM",41.61,44558,222613.5,5350,5.0865296803652973E-3,4.1610000000000001E-2,null,219301.22833266179,5270.3972202033592,0.12224296275811818,1070.848353761115,null,3.75,4679.3246347599916,1038.0434782608697,0.11852001074402363,18758.525851874641]
["P00000856494",2013,"SLECOM",5.83,5916,21630,3710.1200686106345,6.7534246575342465E-4,5.8300000000000001E-3,null,21308.166705233398,3654.9171020983531,0.1158391879508447,1014.7512864493997,null,3.75,4679.3246347599916,1038.0952380952381,0.11854285093032646,18780.582524271846]
["P00000806891",2013,"SLECOM",11.115,10178,59465.25,5350,1.1618721461187213E-3,1.1115E-2,null,58580.465102560345,5270.3972202033601,0.10453190698324079,915.69950517318932,null,3.75,4679.3246347599925,1038.2352941176471,0.11856452107107891,18813.592233009709]
["P00000741475",2013,"SLECOM",59.5,63634,297500,5000,7.2641552511415524E-3,5.9499999999999997E-2,null,293073.49028233637,4925.6048786947285,0.12208664287632862,1069.4789915966387,null,3.75,4679.3246347599925,1038.43537414966,0.11857573107937432,18815.533980582524]
["P00000853811",2013,"SLECOM",3.22,3586,13209,4102.173913043478,4.0936073059360726E-4,3.2200000000000002E-3,null,13012.462968535734,4041.1375678682402,0.12713066167503331,1113.6645962732919,null,3.75,4679.3246347599925,1038.6252045826513,0.11858167924704126,18819]
["P00000806905",2013,"SLECOM",22.23,21465,115881,5212.8205128205127,2.4503424657534249E-3,2.223E-2,null,114156.80378960478,5135.2588299417348,0.11022683156785536,965.58704453441294,null,3.75,4679.3246347599925,1038.7234042553191,0.11858167924704129,18824]
["P00000710668",2013,"SLECOM",78.959999999999994,90930,355320,4500,1.038013698630137E-2,7.8959999999999989E-2,null,350033.18509956222,4433.0443908252564,0.13146070144758576,1151.5957446808511,null,3.75,4679.3246347599925,1038.7755102040815,0.11860730593607306,18830]
["P00000827263",2013,"SLECOM",4.8,5137,20272,4223.3333333333339,5.8641552511415525E-4,4.7999999999999996E-3,null,19970.372420179909,4160.4942542041481,0.12216990106544902,1070.2083333333335,null,3.75,4679.3246347599925,1038.7755102040817,0.11863124731093254,18841.423781983078]
["P00000760942",2013,"SLECOM",5.0999999999999996,5858,28000,5490.1960784313733,6.6872146118721466E-4,5.0999999999999995E-3,null,27583.387320690483,5408.5073177824479,0.13112185513474797,1148.6274509803923,null,3.75,4679.3246347599925,1039,0.11864535768645358,18841.423781983078]
["P00000856484",2013,"SLECOM",77.14,80770,275660,3573.5027223230491,9.2203196347031974E-3,7.714E-2,null,271558.44817219779,3520.332488620661,0.11952708886055478,1047.0572984184598,null,3.75,4679.3246347599925,1039.2097264437689,0.11865121180189674,18844.660194174758]
["P00000861273",2013,"SLECOM",24.114999999999998,34153,99800,4138.5030064275352,3.898744292237443E-3,2.4114999999999998E-2,null,98315.073378746791,4076.9261197904539,0.1616729957386458,1416.2554426705371,null,3.76,4679.3246347599925,1039.3333333333333,0.11865121180189674,18854]
["P00000806907",2013,"SLECOM",13.11,13428,65550,5000,1.5328767123287672E-3,1.311E-2,null,64574.679959687892,4925.6048786947285,0.11692423435002039,1024.2562929061785,null,3.76,4679.3246347599925,1039.3846153846155,0.11865880307338048,18855.215475643421]
["P00000751888",2013,"SLECOM",178.75,144381,1192541,6671.5580419580419,1.6481849315068495E-2,0.17874999999999999,null,1174797.153528698,6572.2917679927159,9.2206150014369201E-2,807.72587412587416,null,3.76,4679.3246347599925,1039.3846153846155,0.11865933588047092,18858.170838570637]
["P00000820984",2013,"SLECOM",7.92,8513,36210,4571.969696969697,9.7180365296803655E-4,7.92E-3,null,35671.230531507223,4503.9432489276796,0.12270248143535814,1074.8737373737374,null,3.76,4679.3246347599925,1039.4511149228131,0.11866836572156737,18859.155959546377]
["P00000856488",2013,"SLECOM",26.5,27803,125480,4735.0943396226412,3.1738584474885843E-3,2.6499999999999999E-2,null,123612.98003572291,4664.6407560650159,0.11976824330145602,1049.1698113207547,null,3.76,4679.3246347599925,1039.4557823129253,0.11867838373395365,18861]
["P00000839480",2013,"SLECOM",38.034999999999997,43482,144000,3785.9865912974897,4.9636986301369859E-3,3.8034999999999999E-2,null,141857.42050640818,3729.6548049535477,0.13050344761764129,1143.2102011305378,null,3.76,4679.3246347599925,1039.5348837209301,0.1186799501867995,18865.066685400812]
["P00000740958",2013,"SLECOM",33.75,35631,161960,4798.8148148148148,4.067465753424657E-3,3.3750000000000002E-2,null,159550.19323067967,4727.4131327608793,0.12051750380517502,1055.7333333333333,null,3.76,4679.3246347599925,1039.6226415094338,0.11868884540117416,18869]
["P00000845975",2013,"SLECOM",9.6,12037,47040,4900,1.3740867579908676E-3,9.5999999999999992E-3,null,46340.09069876001,4827.0927811208348,0.14313403729071539,1253.8541666666667,null,3.76,4679.3246347599925,1039.6363636363637,0.1186986301369863,18873]
["P00000778150",2013,"SLECOM",8.5500000000000007,15722,42750,5000,1.7947488584474887E-3,8.5500000000000003E-3,null,42113.921712839932,4925.6048786947285,0.20991214718684076,1838.8304093567249,null,3.76,4679.3246347599925,1039.7142857142858,0.1186986301369863,18888.285986798979]
["P00000879910",2013,"SLECOM",77,80130,252000,3272.7272727272725,9.1472602739726024E-3,7.6999999999999999E-2,null,248250.48588621433,3224.0322842365499,0.11879558797367015,1040.6493506493507,null,3.76,4679.3246347599925,1039.8,0.11872146118721461,18910]
["P00000710700",2013,"SLECOM",190.82,202884,948375,4969.9979037836711,2.3160273972602737E-2,0.19081999999999999,null,934264.10536642268,4896.0491843958844,0.12137236124411875,1063.2218844984802,null,3.76,4679.3246347599925,1039.8,0.11875401883459899,18920]
["P00000813693",2013,"SLECOM",5.13,4547,25650,5000,5.1906392694063932E-4,5.13E-3,null,25268.353027703957,4925.6048786947285,0.10118205203521234,886.35477582846011,null,3.76,4679.3246347599925,1040,0.11875627978233404,18922.203701993669]
["P00000833456",2013,"SLECOM",7.28,8225,47465,6519.9175824175818,9.3892694063926936E-4,7.28E-3,null,46758.767113449059,6422.9075705287169,0.12897348085704249,1129.8076923076924,null,3.76,4679.3246347599925,1040.2852049910873,0.11875627978233404,18922.203701993669]
["P00000702265",2013,"SLECOM",12.48,14021,48500,3886.2179487179487,1.6005707762557077E-3,1.248E-2,null,47778.367323338869,3828.3948175752298,0.12825086348202785,1123.477564102564,null,3.76,4679.3246347599925,1040.3050108932462,0.11875983270020338,18922.203701993669]
["P00000806908",2013,"SLECOM",7.68,10925,74520,9703.125,1.2471461187214612E-3,7.6799999999999993E-3,null,73411.215112066231,9558.7519677169566,0.16238881754185694,1422.5260416666667,null,3.76,4679.3246347599925,1040.3050108932462,0.11876359461324149,18922.203701993669]
["P00000820965",2013,"SLECOM",3.08,3527,17535,5693.181818181818,4.0262557077625573E-4,3.0800000000000003E-3,null,17274.096309582415,5608.4728277864988,0.13072258791436875,1145.1298701298701,null,3.76,4679.3246347599925,1040.3361344537816,0.11878115020741933,18922.203701993669]
["P00000778140",2013,"SLECOM",10.45,11174,51375,4916.2679425837323,1.2755707762557079E-3,1.0449999999999999E-2,null,50610.590128588337,4843.1186725921862,0.12206418911537875,1069.2822966507179,null,3.76,4679.3246347599925,1040.3690888119954,0.11879558797367015,18922.203701993669]
["P00000856478",2013,"SLECOM",18.36,20457,90126,4908.8235294117649,2.3352739726027398E-3,1.8359999999999998E-2,null,88785.013059448218,4835.7850250244128,0.12719357149252394,1114.2156862745098,null,3.76,4679.3246347599925,1040.5228758169933,0.11881051847533923,18922.203701993669]
["P00000856480",2013,"SLECOM",10,11036,33390,3339,1.2598173515981734E-3,0.01,null,32893.189379923395,3289.3189379923397,0.12598173515981734,1103.5999999999999,null,3.76,4679.3246347599925,1040.6493506493507,0.11882197524482352,18922.203701993669]
["P00000856478",2013,"SLECOM",18.36,20671,90126,4908.8235294117649,2.3597031963470323E-3,1.8359999999999998E-2,null,88785.013059448218,4835.7850250244128,0.1285241392345878,1125.8714596949892,null,3.76,4679.3246347599925,1040.7801418439717,0.11885192433137638,18928.114427848104]
["P00000778135",2013,"SLECOM",24.795000000000002,23381,132653.25,{"$f":"IFERROR(F1282/D1282,\"\")","v":5350},2.6690639269406394E-3,2.4795000000000001E-2,null,{"$f":"F1282*VLOOKUP(B1282,$AA$12:$AB$14,2,FALSE)","v":130679.4990749423},5270.3972202033592,{"$f":"(E1282/8760)/D1282","v":0.10764524811214515},{"$f":"E1282/D1282","v":942.9723734623916},null,3.76,4679.3246347599925,1040.8805031446541,0.11885192433137638,18950]
["P00000879911",2013,"SLECOM",76.5,93124,197700,2584.3137254901962,{"$f":"E1283/8760/1000","v":1.0630593607305937E-2},{"$f":"D1283/1000","v":7.6499999999999999E-2},null,194758.41690358956,{"$f":"IFERROR(K1283/D1283,\"\")","v":2545.8616588704517},0.13896200793863969,1217.3071895424837,null,3.76,4679.3246347599925,1041.1428571428571,0.11885347746404498,18963.578782974706]
["P00000778155",2013,"SLECOM",24,24098,128400,5350,2.7509132420091326E-3,2.4E-2,null,126489.53328488063,5270.3972202033592,0.11462138508371385,1004.0833333333334,null,3.76,4679.3246347599925,1041.1428571428571,0.11885700731101906,18977]
["P00000861274",2013,"SLECOM",7.02,10047,43137,6144.8717948717949,1.1469178082191779E-3,7.0199999999999993E-3,null,42495.163530450904,6053.4420983548298,0.16337860515942706,1431.1965811965813,null,3.76,4679.3246347599925,1041.156462585034,0.11888199200913244,19012.5]
["P00000873833",2013,"SLECOM",97.92,106483,290004.8,2961.6503267973853,1.2155593607305937E-2,9.7920000000000007E-2,null,285689.81154497783,2917.5838597322081,0.12413800661055899,1087.4489379084966,null,3.76,4679.3246347599925,1041.1873840445269,0.11888454011741682,19031.067961165048]
["P00000852968",2013,"SLECOM",88.56,101955,384862,4345.7768744354107,1.1638698630136985E-2,8.856E-2,null,379135.62896484212,4281.1159548875576,0.13142161958149262,1151.2533875338754,null,3.78,4679.3246347599925,1041.40625,0.11890052824782882,19043]
["P00000885327",2013,"SLECOM",24.3,35171,78172,3216.9547325102881,4.0149543378995437E-3,2.4300000000000002E-2,null,77008.876915464862,3169.0895849985541,0.16522445834977545,1447.3662551440329,null,3.78,4679.3246347599925,1041.4285714285713,0.1189146651210352,19050]
["P00000856490",2013,"SLECOM",2.82,3010,20000,7092.1985815602839,3.4360730593607308E-4,2.82E-3,null,19702.419514778914,6986.6735868010337,0.1218465623886784,1067.3758865248228,null,3.78,4679.3246347599925,1041.5686274509806,0.11894830816063694,19078.5]
["P00000702825",2013,"SLECOM",7.92,9140,31090,3925.5050505050503,1.0433789954337901E-3,7.92E-3,null,30627.411135723822,3867.0973656216947,0.13173977215073107,1154.0404040404042,null,3.78,4679.3246347599925,1041.6924664602684,0.11896060064612776,19104]
["P00000806878",2013,"SLECOM",102,111517,323800,3174.5098039215686,1.2730251141552511E-2,0.10199999999999999,null,318982.17194427061,3127.2761955320648,0.12480638374071089,1093.3039215686274,null,3.78,4679.3246347599925,1041.9871794871794,0.11901203819012038,19104]
["P00000813700",2013,"SLERES",3.22,3815,14490,4500,4.3550228310502282E-4,3.2200000000000002E-3,null,14274.402938457324,4433.0443908252555,0.13524915624379591,1184.782608695652,null,3.78,4679.3246347599925,1042.0948616600792,0.11902587519025874,19104]
["P00000813708",2013,"SLERES",3.06,3414,14994,4900,3.8972602739726026E-4,3.0600000000000002E-3,null,14770.903910229752,4827.0927811208339,0.12736144686184975,1115.686274509804,null,3.78,4679.3246347599925,1042.5454545454545,0.11903402913676886,19104]
["P00000820974",2013,"SLERES",3,2660,9002,3000.6666666666665,3.0365296803652969E-4,3.0000000000000001E-3,null,8868.0590236019889,2956.0196745339963,0.10121765601217657,886.66666666666663,null,3.78,4679.3246347599925,1042.6666666666667,0.11909231313945254,19104]
["P00000821009",2013,"SLERES",3.29,4829,15150,4604.8632218844987,5.5125570776255706E-4,3.29E-3,null,14924.582782445028,4536.3473502872421,0.16755492637159788,1467.7811550151976,null,3.78,4679.3246347599925,1042.7380952380952,0.11910197869101979,19104]
["P00000821688",2013,"SLERES",2.2949999999999999,2125,15154,6603.0501089324616,2.4257990867579908E-4,2.2949999999999997E-3,null,14928.523266347984,6504.8031661646992,0.10569930661254863,925.92592592592598,null,3.8250000000000002,4679.3246347599925,1043.2486631016043,0.1191170143370668,19105]
["P00000833477",2013,"SLERES",3.18,3537,16614,5224.5283018867922,4.0376712328767122E-4,3.1800000000000001E-3,null,16366.799890926844,5146.7924185304537,0.12697079348668905,1112.2641509433961,null,3.8250000000000002,4679.3246347599925,1043.3333333333335,0.1191170143370668,19125]
["P00000833484",2013,"SLERES",6.72,7038,23520,3500,8.0342465753424652E-4,6.7199999999999994E-3,null,23170.045349380005,3447.9234150863103,0.11955724070450098,1047.3214285714287,null,3.8250000000000002,4679.3246347599925,1043.4650455927051,0.1191805638276752,19125]
["P00000833503",2013,"SLERES",6.72,6453,32928,4900,7.3664383561643828E-4,6.7199999999999994E-3,null,32438.063489132004,4827.0927811208339,0.10961961839530332,960.26785714285722,null,3.8250000000000002,4679.3246347599925,1043.4650455927051,0.11918918061897514,19134]
["P00000839486",2013,"SLERES",5.2,7354,26520,5100,8.3949771689497722E-4,5.1999999999999998E-3,null,26125.408276596841,5024.1169762686231,0.16144186863364945,1414.2307692307693,null,3.8250000000000002,4679.3246347599925,1044.0217391304348,0.11922284895693437,19135.12]
["P00000839524",2013,"SLERES",9.8000000000000007,10600,48020,4900,1.2100456621004568E-3,9.8000000000000014E-3,null,47305.509254984172,4827.0927811208339,0.12347404715310782,1081.6326530612243,null,3.8250000000000002,4679.3246347599925,1044.0972222222222,0.11922881785895484,19135.974953729023]
["P00000845963",2013,"SLERES",7.35,7076,36015,4900,8.0776255707762552E-4,7.3499999999999998E-3,null,35479.131941238134,4827.0927811208348,0.10989966762960893,962.72108843537421,null,3.8250000000000002,4679.3246347599925,1044.3921568627452,0.11924747067776882,19150.485436893203]
["P00000845980",2013,"SLERES",2.915,3139,17856,6125.5574614065181,3.5833333333333333E-4,2.9150000000000001E-3,null,17590.320142794615,6034.4151433257684,0.12292738707833048,1076.843910806175,null,3.8250000000000002,4679.3246347599925,1044.4444444444446,0.1192661234965828,19159.223300970873]
["P00000846001",2013,"SLERES",3.6749999999999998,3644,18007.5,4900,4.1598173515981735E-4,3.6749999999999999E-3,null,17739.565970619067,4827.0927811208348,0.11319230888702514,991.56462585034024,null,3.8250000000000002,4679.3246347599925,1044.6078431372548,0.11927145287338681,19160.3]
["P00000739171",2013,"SLERES",3.68,3738,22349,6073.097826086956,4.2671232876712327E-4,3.6800000000000001E-3,null,22016.4686867897,5982.7360561928526,0.11595443716497915,1015.7608695652174,null,3.8250000000000002,4679.3246347599925,1044.7712418300653,0.11927544990598979,19160.602978122493]
["P00000864279",2013,"SLERES",10.29,10029,46305,4500,1.1448630136986302E-3,1.0289999999999999E-2,null,45616.026781591885,4433.0443908252564,0.11125976809510499,974.63556851311967,null,3.84,4679.3246347599925,1044.8179271708684,0.11927544990598979,19174.757281553397]
["P00000864288",2013,"SLERES",6.37,5891,28665,4500,6.7248858447488576E-4,6.3699999999999998E-3,null,28238.49276955688,4433.0443908252555,0.1055712063539852,924.80376766091047,null,3.84,4679.3246347599925,1044.8529411764705,0.11928058894790791,19218.446601941749]
["P00000864293",2013,"SLERES",2.94,2635,13230,4500,3.0079908675799091E-4,2.9399999999999999E-3,null,13033.150509026253,4433.0443908252564,0.10231261454353431,896.2585034013606,null,3.84,4679.3246347599925,1044.8529411764705,0.11928396532327444,19223.300970873788]
["P00000865537",2013,"SLERES",5,4960,23750,4750,5.6621004566210045E-4,5.0000000000000001E-3,null,23396.623173799962,4679.3246347599925,0.11324200913242008,992,null,3.84,4679.3246347599925,1044.8979591836735,0.11928979822815439,19223.650720569789]
["P00000866697",2013,"SLERES",3.78,4345,13944.98,3689.1481481481483,4.9600456621004573E-4,3.7799999999999999E-3,null,13737.492304260084,3634.2572233492288,0.1312181392090068,1149.4708994708994,null,3.84,4679.3246347599925,1044.9275362318842,0.11929589626507435,19232.516809351437]
["P00000869917",2013,"SLERES",2.75,3692,13062.5,4750,4.214611872146119E-4,2.7499999999999998E-3,null,12868.142745589979,4679.3246347599925,0.15325861353258616,1342.5454545454545,null,3.84,4679.3246347599925,1044.9786324786326,0.11929824561403508,19243.353140084568]
["P00000871011",2013,"SLERES",8.75,8864,41562.5,4750,1.0118721461187215E-3,8.7500000000000008E-3,null,40944.090554149931,4679.3246347599925,0.11564253098499673,1013.0285714285715,null,3.84,4679.3246347599925,1045.0320512820513,0.11931126331811263,19255]
["P00000871221",2013,"SLERES",3,3418,13423,4474.333333333333,3.9018264840182647E-4,3.0000000000000001E-3,null,13223.278857343868,4407.7596191146231,0.13006088280060882,1139.3333333333333,null,3.84,4679.3246347599925,1045.0526315789473,0.11937839234944431,19259.115075696391]
["P00000872319",2013,"SLERES",4,4206,19000,4750,4.8013698630136988E-4,4.0000000000000001E-3,null,18717.29853903997,4679.3246347599925,0.12003424657534247,1051.5,null,3.84,4679.3246347599925,1045.1666666666667,0.11939462069285688,19259.115075696391]
["P00000872491",2013,"SLERES",4.9400000000000004,5706,19019,3849.9999999999995,6.5136986301369854E-4,4.9400000000000008E-3,null,18736.015837579009,3792.7157565949406,0.13185624757362319,1155.0607287449391,null,3.84,4679.3246347599925,1045.7547169811321,0.11939707389805237,19328.073543998114]
["P00000873837",2013,"SLERES",6,7468,28500,4750,8.5251141552511412E-4,6.0000000000000001E-3,null,28075.947808559955,4679.3246347599925,0.14208523592085234,1244.6666666666667,null,3.84,4679.3246347599925,1045.8968772694263,0.11942161339421613,19357.627173270284]
["P00000874984",2013,"SLERES",20,19814,88000,4400,2.2618721461187216E-3,0.02,null,86690.645865027225,4334.5322932513609,0.11309360730593607,990.7,null,3.85,4679.3246347599925,1045.9183673469388,0.11948249619482496,19400]
["P00000879938",2013,"SLERES",5.5650000000000004,6519,24141.75,4338.1401617250667,7.441780821917808E-4,5.5650000000000005E-3,null,23782.544316045693,4273.5928690109058,0.13372472276581865,1171.4285714285713,null,3.85,4679.3246347599925,1046.1333333333334,0.11949771689497718,19400]
["P00000879947",2013,"SLERES",3.18,3045,15134,4759.1194968553455,3.4760273972602742E-4,3.1800000000000001E-3,null,14908.820846833205,4688.3084424003791,0.10930903764969414,957.54716981132071,null,3.85,4679.3246347599925,1046.6666666666667,0.11949781114079855,19405.825242718445]
["P00000879955",2013,"SLERES",3,2688,14250,4750,3.0684931506849315E-4,3.0000000000000001E-3,null,14037.973904279977,4679.3246347599925,0.10228310502283106,896,null,3.85,4679.3246347599925,1046.8,0.11950627853881278,19444.317819135311]
["P00000879970",2013,"SLERES",4.5,4088,21375,4750,4.6666666666666666E-4,4.4999999999999997E-3,null,21056.960856419966,4679.3246347599925,0.1037037037037037,908.44444444444446,null,3.87,4679.3246347599925,1046.8008255933953,0.11952708886055478,19462]
["P00000879992",2013,"SLERES",5.25,4857,24937.5,4750,5.5445205479452057E-4,5.2500000000000003E-3,null,24566.454332489961,4679.3246347599925,0.10560991519895629,925.14285714285711,null,3.87,4679.3246347599925,1046.875,0.11953993279917291,19465.990480601569]
["P00000881615",2013,"SLERES",3.25,3713,15134,4656.6153846153848,4.2385844748858448E-4,3.2499999999999999E-3,null,14908.820846833205,4587.3294913332938,0.13041798384264139,1142.4615384615386,null,3.87,4679.3246347599925,1047.0572984184598,0.11955724070450098,19490.291262135921]
["P00000884501",2013,"SLERES",4.5,4840,21375,4750,5.525114155251142E-4,4.4999999999999997E-3,null,21056.960856419966,4679.3246347599925,0.12278031456113649,1075.5555555555557,null,3.87,4679.3246347599925,1047.1698113207547,0.11959121548162642,19500.469714752431]
["P00000884629",2013,"SLERES",9,8452,42750,4750,9.6484018264840184E-4,8.9999999999999993E-3,null,42113.921712839932,4679.3246347599925,0.10720446473871131,939.11111111111109,null,3.87,4679.3246347599925,1047.3214285714287,0.11965030205054028,19501]
["P00000886194",2013,"SLERES",6.89,9654,25838,3750.0725689404935,1.102054794520548E-3,6.8899999999999994E-3,null,25453.555771142881,3694.2751482065141,0.15994989760820724,1401.1611030478955,null,3.87,4679.3246347599925,1047.6190476190475,0.11969005119690052,19508.350682558343]
["P00000856509",2013,"SLERES",4.8600000000000003,5895,30402,6255.5555555555547,6.7294520547945202E-4,4.8600000000000006E-3,null,29949.647904415429,6162.4789926780713,0.13846609166243867,1212.9629629629628,null,3.87,4679.3246347599925,1048.1366459627329,0.11969993476842791,19524]
["P00000856526",2013,"SLERES",3.12,3518,14676,4703.8461538461534,4.0159817351598177E-4,3.1199999999999999E-3,null,14457.635439944768,4633.8575128028106,0.1287173633064044,1127.5641025641025,null,3.87,4679.3246347599925,1048.4848484848485,0.11976287751341826,19535]
["P00000856558",2013,"SLERES",7.1050000000000004,6516,34814.5,4900,7.4383561643835618E-4,7.1050000000000002E-3,null,34296.494209863529,4827.0927811208339,0.10469185312292134,917.10063335679092,null,3.9039999999999999,4679.3246347599925,1048.5714285714287,0.11976824330145602,19549.72576353938]
["P00000856565",2013,"SLERES",5.6349999999999998,5655,27611.5,4900,6.4554794520547943E-4,5.6349999999999994E-3,null,27200.667821615902,4827.0927811208348,0.11456041618553317,1003.5492457852706,null,3.92,4679.3246347599925,1049.1228070175439,0.11977889930305215,19549.72576353938]
["P00000856581",2013,"SLERES",3.1850000000000001,2858,14982,4703.9246467817893,3.2625570776255707E-4,3.1849999999999999E-3,null,14759.082458520885,4633.9348378401519,0.10243507308086565,897.33124018838305,null,3.92,4679.3246347599925,1049.1698113207547,0.1197797354570566,19549.72576353938]
["P00000859189",2013,"SLERES",2.16,2190,13582,6287.9629629629626,2.5000000000000001E-4,2.16E-3,null,13379.91309248636,6194.4042094844253,0.11574074074074073,1013.8888888888888,null,3.92,4679.3246347599925,1049.2631578947369,0.1197797354570566,19556]
["P00000861279",2013,"SLERES",2.7,2483,16822,6230.3703703703695,2.8344748858447489E-4,2.7000000000000001E-3,null,16571.705053880545,6137.6685384742759,0.10498055132758329,919.62962962962956,null,3.92,4679.3246347599925,1049.2704826038159,0.11978414279784143,19563.106796116506]
["P00000861295",2013,"SLERES",2.94,2635,13230,4500,3.0079908675799091E-4,2.9399999999999999E-3,null,13033.150509026253,4433.0443908252564,0.10231261454353431,896.2585034013606,null,3.92,4679.3246347599925,1049.2704826038159,0.11979254749422176,19568.446601941749]
["P00000862364",2013,"SLERES",2.2050000000000001,2503,10473.75,4750,2.8573059360730599E-4,2.2049999999999999E-3,null,10317.910819645784,4679.3246347599925,0.12958303564957185,1135.1473922902494,null,3.92,4679.3246347599925,1049.3090909090909,0.11979554605611148,19573.786407766991]
["P00000862608",2013,"SLERES",6.125,6988,27562.5,4500,7.9771689497716894E-4,6.1250000000000002E-3,null,27152.396893804693,4433.0443908252564,0.13023949305749696,1140.8979591836735,null,3.92,4679.3246347599925,1049.3827160493827,0.11981096723154432,19589]
["P00000734420",2013,"SLERES",2.76,2846,16108,5836.2318840579719,3.2488584474885845E-4,2.7599999999999999E-3,null,15868.328677202939,5749.3944482619345,0.11771226259016612,1031.1594202898552,null,3.92,4679.3246347599925,1049.4089834515366,0.11986301369863014,19590]
["P00000710699",2013,"SLERES",5.88,6489,13230,2250,7.4075342465753421E-4,5.8799999999999998E-3,null,13033.150509026253,2216.5221954126282,0.12597847358121331,1103.5714285714287,null,3.92,4679.3246347599925,1049.5440729483282,0.11986301369863016,19590]
["P00000806892",2013,"SLERES",2.76,2814,12144,4400,3.2123287671232873E-4,2.7599999999999999E-3,null,11963.309129373758,4334.5322932513618,0.11638872344649594,1019.5652173913044,null,3.92,4679.3246347599925,1050,0.11992341330240874,19590]
["P00000806897",2013,"SLERES",7.92,7249,38646,4879.545454545455,8.2751141552511417E-4,7.92E-3,null,38070.985228407299,4806.9425793443561,0.10448376458650432,915.27777777777783,null,3.92,4679.3246347599925,1050,0.11993911719939117,19590]
["P00000806901",2013,"SLERES",3.22,4337,15134,4700,4.9509132420091321E-4,3.2200000000000002E-3,null,14908.820846833205,4630.0685859730447,0.15375506962761279,1346.8944099378882,null,3.92,4679.3246347599925,1050.5291005291006,0.11994949494949494,19599.514563106797]
["P00000813704",2013,"SLERES",3.24,3804,15228,4700,4.3424657534246573E-4,3.2400000000000003E-3,null,15001.422218552665,4630.0685859730447,0.13402672078471164,1174.0740740740739,null,3.92,4679.3246347599925,1050.6666666666667,0.11996086105675148,19599.514563106797]
["P00000820966",2013,"SLERES",6.24,8448,29340,4701.9230769230771,9.6438356164383569E-4,6.2399999999999999E-3,null,28903.449428180669,4631.9630493879276,0.15454864769933263,1353.8461538461538,null,3.92,4679.3246347599925,1050.7575757575758,0.1199771689497717,19599.514563106797]
["P00000820986",2013,"SLERES",1.92,1862,9312,4850,2.1255707762557078E-4,1.9199999999999998E-3,null,9173.446526081063,4777.8367323338871,0.11070681126331812,969.79166666666674,null,3.92,4679.3246347599925,1050.8571428571429,0.11998595012293642,19599.514563106797]
["P00000820998",2013,"SLERES",4.1399999999999997,5386,16770,4050.7246376811599,6.1484018264840179E-4,4.1399999999999996E-3,null,16520.47876314212,3990.4538075222517,0.14851212141265746,1300.9661835748793,null,3.92,4679.3246347599925,1051,0.12003303215777712,19599.514563106797]
["P00000821005",2013,"SLERES",6.86,6019,34129,{"$f":"IFERROR(F1346/D1346,\"\")","v":4975.0728862973756},6.8710045662100463E-4,6.8600000000000006E-3,null,{"$f":"F1346*VLOOKUP(B1346,$AA$12:$AB$14,2,FALSE)","v":33621.193780994479},4901.0486561216439,{"$f":"(E1346/8760)/D1346","v":0.10016041641705606},{"$f":"E1346/D1346","v":877.40524781341105},null,3.92,4679.3246347599925,1051.0769230769231,0.12003424657534247,19599.514563106797]
["P00000827257",2013,"SLERES",5.52,6172,18013.900000000001,3263.3876811594209,{"$f":"E1347/8760/1000","v":7.0456621004566207E-4},{"$f":"D1347/1000","v":5.5199999999999997E-3},null,17745.870744863798,{"$f":"IFERROR(K1347/D1347,\"\")","v":3214.8316566782246},0.12763880616769241,1118.1159420289855,null,3.92,4679.3246347599925,1051.4893617021276,0.12003424657534247,19631.490804525711]
["P00000827266",2013,"SLERES",4.8,10260,21600,4500,1.1712328767123287E-3,4.7999999999999996E-3,null,21278.613075961228,4433.0443908252564,0.2440068493150685,2137.5,null,3.92,4679.3246347599925,1051.5,0.1200377411238468,19634]
["P00000833463",2013,"SLERES",9.36,9781,45276,4837.1794871794873,1.116552511415525E-3,9.3600000000000003E-3,null,44602.337297556507,4765.20697623467,0.11928979822815439,1044.9786324786326,null,3.92,4679.3246347599925,1051.5,0.1200384295691786,19641.342014283102]
["P00000833468",2013,"SLERES",6.86,7971,33614,4900,9.0993150684931512E-4,6.8600000000000006E-3,null,33113.856478488924,4827.0927811208339,0.13264307680019169,1161.9533527696792,null,3.92,4679.3246347599925,1051.5306122448981,0.12004058853373922,19675]
["P00000833473",2013,"SLERES",6.72,6544,25906.2,3855.0892857142858,7.4703196347031969E-4,6.7199999999999994E-3,null,25520.741021688278,3797.729318703613,0.11116547075451186,973.80952380952385,null,3.92,4679.3246347599925,1051.5366430260046,0.12004325883201154,19701]
["P00000833480",2013,"SLERES",3.06,3342,16465,5380.7189542483657,3.8150684931506851E-4,3.0600000000000002E-3,null,16220.016865541742,5300.6591063861897,0.12467544095263676,1092.1568627450981,null,3.92,4679.3246347599925,1051.5555555555557,0.12004851598173516,19702.419514778914]
["P00000833495",2013,"SLERES",4.41,4078,21609,4900,4.6552511415525117E-4,4.4099999999999999E-3,null,21287.479164742879,4827.0927811208339,0.10556125037534039,924.71655328798181,null,3.92,4679.3246347599925,1051.578947368421,0.1200511816950173,19702.419514778914]
["P00000833498",2013,"SLERES",11.52,10254,56448,4900,1.1705479452054795E-3,1.1519999999999999E-2,null,55608.108838512009,4827.0927811208339,0.10161006468797565,890.10416666666674,null,3.92,4679.3246347599925,1051.625,0.12005593713893474,19751.675563565863]
["P00000833507",2013,"SLERES",6.37,7117,31213,4900,8.1244292237442925E-4,6.3699999999999998E-3,null,30748.581015739714,4827.0927811208339,0.12754206002738294,1117.2684458398744,null,3.92,4679.3246347599925,1051.6483516483515,0.12005715528220419,19800]
["P00000839464",2013,"SLERES",3.12,3526,12324,3950,4.0251141552511414E-4,3.1199999999999999E-3,null,12140.630905006767,3891.2278541688352,0.12901006907856222,1130.1282051282051,null,3.9239999999999999,4679.3246347599925,1051.6900093370682,0.12005870841487279,19806]
["P00000839514",2013,"SLERES",3.43,3259,17507,5104.0816326530612,3.7203196347031963E-4,3.4300000000000003E-3,null,17246.512922261722,5028.1378782104139,0.10846412929163837,950.14577259475209,null,3.9239999999999999,4679.3246347599925,1051.7006802721089,0.12006910245657799,19815]
["P00000845910",2013,"SLERES",3.71,4727,24837.84,6694.8355795148245,5.3961187214611873E-4,3.7099999999999998E-3,null,24468.277176047817,6595.2229585034547,0.14544794397469507,1274.1239892183289,null,3.9239999999999999,4679.3246347599925,1051.7142857142858,0.12007553677256388,19844]
["P00000845950",2013,"SLERES",11.76,15601,57624,4900,1.7809360730593605E-3,1.176E-2,null,56766.611105981006,4827.0927811208339,0.15144014226695243,1326.6156462585034,null,3.9239999999999999,4679.3246347599925,1051.8053375196232,0.12012415316202585,19868.904959678795]
["P00000845955",2013,"SLERES",3.43,3524,16807,4900,4.0228310502283106E-4,3.4300000000000003E-3,null,16556.928239244462,4827.0927811208339,0.11728370408828893,1027.4052478134111,null,3.9550000000000001,4679.3246347599925,1051.8617021276596,0.1201448785162636,19887.129697729968]
["P00000845967",2013,"SLERES",3.43,3262,16807,4900,3.723744292237443E-4,3.4300000000000003E-3,null,16556.928239244462,4827.0927811208339,0.10856397353461933,951.0204081632653,null,3.96,4679.3246347599925,1052.2875816993464,0.12014711047748922,19887.129697729968]
["P00000845988",2013,"SLERES",4.59,6057,19140,4169.9346405228762,6.9143835616438352E-4,4.5899999999999995E-3,null,18855.215475643421,4107.890081839525,0.15064016474169575,1319.607843137255,null,3.9750000000000001,4679.3246347599925,1052.4691358024691,0.12015972064711126,19900]
["P00000845997",2013,"SLERES",7.84,7438,38416,4900,8.4908675799086754E-4,7.8399999999999997E-3,null,37844.407403987338,4827.0927811208339,0.10830188239679434,948.72448979591843,null,3.9750000000000001,4679.3246347599925,1052.4886877828055,0.12017321818542782,19900]
["P00000855578",2013,"SLERES",4.75,5082,17162,3613.0526315789475,5.8013698630136987E-4,4.7499999999999999E-3,null,16906.646185631787,3559.2939338172182,0.12213410237923576,1069.8947368421052,null,3.9750000000000001,4679.3246347599925,1052.5991528686948,0.1201820811707649,19903]
["P00000758014",2013,"SLERES",3.92,3692,14867,3792.6020408163267,4.214611872146119E-4,3.9199999999999999E-3,null,14645.793546310906,3736.1718230384963,0.10751560898331937,941.83673469387759,null,3.9750000000000001,4679.3246347599925,1052.7173913043478,0.12018609459808735,19922.1014923687]
["P00000759637",2013,"SLERES",2.94,3027,12348,4200,3.4554794520547945E-4,2.9399999999999999E-3,null,12164.273808424503,4137.5080981035726,0.11753331469574131,1029.591836734694,null,3.9950000000000001,4679.3246347599925,1052.7950310559006,0.12029012518249309,19944]
["P00000767550",2013,"SLERES",2.88,3879,17207,5974.6527777777783,4.428082191780822E-4,2.8799999999999997E-3,null,16950.97662954004,5885.7557741458477,0.15375285388127855,1346.875,null,3.9950000000000001,4679.3246347599925,1052.8301886792453,0.12032027422841281,19960]
["P00000736598",2013,"SLERES",2.88,3083,15400,5347.2222222222226,3.5194063926940637E-4,2.8799999999999997E-3,null,15170.863026379764,5267.6607730485293,0.12220161085743278,1070.4861111111111,null,3.9950000000000001,4679.3246347599925,1053.7414965986395,0.1203479869877936,19970.372420179909]
["P00000856505",2013,"SLERES",4.5,4110,17550,3900,4.6917808219178083E-4,4.4999999999999997E-3,null,17288.873124218499,3841.9718053818888,0.10426179604261795,913.33333333333337,null,4,4679.3246347599925,1054.0056022408962,0.12036748766200821,19970.372420179909]
["P00000856536",2013,"SLERES",7.54,3704,35463,4703.3156498673743,4.2283105022831053E-4,7.5399999999999998E-3,null,34935.345162630234,4633.3349022056009,5.6078388624444364E-2,491.24668435013263,null,4,4679.3246347599925,1054.248366013072,0.12038051750380517,19970.372420179909]
["P00000856562",2013,"SLERES",4.6550000000000002,5040,22809.5,4900,5.7534246575342461E-4,4.6550000000000003E-3,null,22470.116896117484,4827.0927811208339,0.12359666289010196,1082.7067669172932,null,4,4679.3246347599925,1054.4191919191919,0.12039479281885476,19971.357541155649]
["P00000857800",2013,"SLERES",10.8,15556,51550,4773.1481481481478,1.775799086757991E-3,1.0800000000000001E-2,null,50782.98629934265,4702.1283610502451,0.16442584136648064,1440.3703703703702,null,4,4679.3246347599925,1054.5333333333333,0.12040265670402657,19991.504854368934]
["P00000872331",2013,"SLERES",5,5497,23750,4750,6.2751141552511418E-4,5.0000000000000001E-3,null,23396.623173799962,4679.3246347599925,0.12550228310502282,1099.4000000000001,null,4,4679.3246347599925,1054.6583850931677,0.12040716144747933,19991.504854368934]
["P00000873311",2013,"SLERES",8.25,8140,39187.5,4750,9.292237442922374E-4,8.2500000000000004E-3,null,38604.428236769934,4679.3246347599925,0.11263318112633181,986.66666666666663,null,4,4679.3246347599925,1054.7272727272727,0.12045240222354575,19991.504854368934]
["P00000874030",2013,"SLERES",4.05,4584,24188,5972.3456790123455,5.2328767123287667E-4,4.0499999999999998E-3,null,23828.106161173619,5883.4830027589187,0.12920683240317943,1131.851851851852,null,4,4679.3246347599925,1054.7667342799189,0.12045696040268282,19991.504854368934]
["P00000874988",2013,"SLERES",5,4481,23750,4750,5.115296803652968E-4,5.0000000000000001E-3,null,23396.623173799962,4679.3246347599925,0.10230593607305935,896.2,null,4,4679.3246347599925,1055.1630434782608,0.12047022248129796,19991.504854368934]
["P00000879920",2013,"SLERES",7.95,10341,36230.14,4557.2503144654083,1.1804794520547945E-3,7.9500000000000005E-3,null,35691.07086795861,4489.4428764727809,0.1484879813905402,1300.7547169811321,null,4,4679.3246347599925,1055.2029731275015,0.12047022248129796,19991.504854368934]
["P00000879922",2013,"SLERES",3.43,4371,17018,4961.5160349854223,4.9897260273972606E-4,3.4300000000000003E-3,null,16764.78876512538,4887.6935175292656,0.14547306202324373,1274.3440233236151,null,4,4679.3246347599925,1055.3191489361702,0.12047022248129796,19995]
["P00000778160",2013,"SLERES",11.28,12048,56118,4975,1.3753424657534246E-3,1.128E-2,null,55283.018916518158,4900.9768543012551,0.12192752355970077,1068.0851063829789,null,4,4679.3246347599925,1055.3191489361702,0.12047022248129798,19995]
["P00000879996",2013,"SLERES",7.25,7839,34437.5,4750,8.9486301369863009E-4,7.2500000000000004E-3,null,33925.103602009942,4679.3246347599916,0.12342938119981105,1081.2413793103449,null,4,4679.3246347599925,1055.3191489361702,0.12051750380517502,20006]
["P00000880215",2013,"SLERES",5.88,8562,21660,3683.6734693877552,9.7739726027397259E-4,5.8799999999999998E-3,null,21337.720334505564,3628.8640024669326,0.16622402385611779,1456.1224489795918,null,4,4679.3246347599925,1055.3191489361702,0.12052891933028918,20006]
["P00000882093",2013,"SLERES",4.25,4063,20187.5,4750,4.6381278538812788E-4,4.2500000000000003E-3,null,19887.129697729968,4679.3246347599925,0.10913242009132421,956,null,4,4679.3246347599925,1055.7333333333333,0.12053094335956475,20053.398058252427]
["P00000883461",2013,"SLERES",4,4637,19000,4750,5.2933789954337897E-4,4.0000000000000001E-3,null,18717.29853903997,4679.3246347599925,0.13233447488584474,1159.25,null,4,4679.3246347599925,1055.8333333333333,0.12053564564980089,20066.019417475727]
["P00000884625",2013,"SLERES",5,4842,23750,4750,5.5273972602739728E-4,5.0000000000000001E-3,null,23396.623173799962,4679.3246347599925,0.11054794520547946,968.4,null,4,4679.3246347599925,1055.8510638297873,0.12054250924113938,20072.815533980582]
["P00000857818",2013,"SLERES",6.6150000000000002,7229,31421.25,4750,8.2522831050228307E-4,6.6150000000000002E-3,null,30953.732458937349,4679.3246347599925,0.1247510673472839,1092.8193499622071,null,4,4679.3246347599925,1055.8922558922559,0.12054794520547946,20073.786407766991]
["P00000859197",2013,"SLERES",3.43,3073,15435,4500,3.5079908675799087E-4,3.4300000000000003E-3,null,15205.342260530628,4433.0443908252555,0.10227378622681949,895.91836734693868,null,4,4679.3246347599925,1055.952380952381,0.12056697108066972,20105.333993856144]
["P00000859202",2013,"SLERES",20.58,20171,92610,4500,2.3026255707762557E-3,2.0579999999999998E-2,null,91232.05356318377,4433.0443908252564,0.11188656806492982,980.12633624878526,null,4,4679.3246347599925,1056,0.1205693254531849,20108.28935678336]
["P00000859211",2013,"SLERES",12.74,12417,57330,4500,1.4174657534246574E-3,1.274E-2,null,56476.985539113761,4433.0443908252555,0.11126104814950216,974.64678178963891,null,4,4679.3246347599925,1056.1666666666667,0.12057648401826483,20146.601941747573]
["P00000861290",2013,"SLERES",8.0850000000000009,11549,36382.5,4499.9999999999991,1.3183789954337899E-3,8.0850000000000002E-3,null,35841.163899822197,4433.0443908252555,0.16306481081432156,1428.4477427334568,null,4,4679.3246347599925,1056.1872909698995,0.12060166532366372,20170.351978254916]
["P00000861634",2013,"SLERES",7.35,7150,33075,4500,8.1621004566210045E-4,7.3499999999999998E-3,null,32582.876272565631,4433.0443908252564,0.11104898580436741,972.78911564625855,null,4,4679.3246347599925,1056.25,0.12060912645118931,20172.330097087379]
["P00000861636",2013,"SLERES",3.22,4359,15150,4704.9689440993789,4.9760273972602738E-4,3.2200000000000002E-3,null,14924.582782445028,4634.9635970326171,0.1545350123372756,1353.7267080745341,null,4,4679.3246347599925,1056.4705882352941,0.12061845286059629,20184.466019417476]
["P00000862604",2013,"SLERES",3.45,3779,19523,5658.840579710145,4.3139269406392694E-4,3.4500000000000004E-3,null,19232.516809351437,5574.6425534351984,0.1250413605982397,1095.3623188405797,null,4,4679.3246347599925,1056.5359477124182,0.12063214482334274,20186.407766990291]
["P00000862612",2013,"SLERES",3.43,4034,15435,4500,4.6050228310502283E-4,3.4300000000000003E-3,null,15205.342260530628,4433.0443908252555,0.13425722539505039,1176.0932944606413,null,4,4679.3246347599925,1056.6176470588234,0.12064928711210512,20247.572815533982]
["P00000863799",2013,"SLERES",6.75,7579,27287,4042.5185185185187,8.6518264840182641E-4,6.7499999999999999E-3,null,26880.996064988612,3982.3697874057202,0.12817520717064096,1122.8148148148148,null,4,4679.3246347599925,1056.7375886524824,0.12064928711210512,20252.427184466018]
["P00000864401",2013,"SLERES",6,6271,28500,4750,7.1586757990867579E-4,6.0000000000000001E-3,null,28075.947808559955,4679.3246347599925,0.11931126331811263,1045.1666666666667,null,4,4679.3246347599925,1056.8877551020407,0.12065331928345627,20267.961165048542]
["P00000865180",2013,"SLERES",9.5399999999999991,10773,39557,4146.4360587002102,1.2297945205479452E-3,9.5399999999999999E-3,null,38968.430437305477,4084.7411359858993,0.12890927888343243,1129.2452830188681,null,4,4679.3246347599925,1056.8877551020407,0.12065575849822426,20278]
["P00000866943",2013,"SLERES",3.6749999999999998,3293,16537.5,4500,3.7591324200913242E-4,3.6749999999999999E-3,null,16291.438136282815,4433.0443908252564,0.10228931755350541,896.05442176870747,null,4,4683.0221450282243,1056.9230769230769,0.12067161339421614,20286.407766990291]
["P00000869190",2013,"SLERES",3.51,3298,13952,3974.9287749287751,3.7648401826484017E-4,3.5099999999999997E-3,null,13744.407853509771,3915.7857132506469,0.10726040406405704,939.60113960113961,null,4,4685.5384615384619,1056.9444444444443,0.120675799086758,20291.26213592233]
["P00000869468",2013,"SLERES",6.36,7312,24079,3786.0062893081758,8.3470319634703196E-4,6.3600000000000002E-3,null,23720.727974818074,3729.6742098770555,0.13124264093506791,1149.6855345911949,null,4,4688.3084424003791,1057.0833333333335,0.12067840834964123,20298]
["P00000870480",2013,"SLERES",4.9000000000000004,5090,15871.6,3239.1020408163263,5.8105022831050229E-4,4.9000000000000007E-3,null,15635.446078538253,3190.9073629669901,0.11858167924704126,1038.7755102040815,null,4,4688.3084424003791,1057.1199999999999,0.12069881872889057,20298]
["P00000900753",2013,"SLERES",3,3880,14700,4900,4.4292237442922374E-4,3.0000000000000001E-3,null,14481.278343362503,4827.0927811208339,0.14764079147640791,1293.3333333333333,null,4,4688.9880952380954,1057.1428571428571,0.12070119065632964,20298]
["P00000856502",2013,"SLERES",2.7,2610,14473,5360.3703703703704,2.9794520547945206E-4,2.7000000000000001E-3,null,14257.655881869761,5280.6132895813926,0.11035007610350077,966.66666666666663,null,4,4692.5566343042074,1057.3216520650813,0.12074829931972789,20301.373068028195]
["P00000856529",2013,"SLERES",9.5549999999999997,8700,46795,4897.4358974358975,9.9315068493150685E-4,9.5549999999999993E-3,null,46098.736059703966,4824.5668299009913,0.10394041705196304,910.51805337519625,null,4,4693.3143669985775,1057.3424301494476,0.12074944651999446,20350]
["P00000856540",2013,"SLERES",2.94,2761,14406,4900,3.1518264840182649E-4,2.9399999999999999E-3,null,14191.652776495252,4827.0927811208339,0.10720498244960085,939.11564625850338,null,4,4694.4030170417109,1057.7551020408162,0.12075606498307084,20360.436893203885]
["P00000856545",2013,"SLERES",5.88,6122,28812,4900,6.988584474885845E-4,5.8799999999999998E-3,null,28383.305552990503,4827.0927811208339,0.11885347746404498,1041.156462585034,null,4,4699.8430141287281,1057.7651515151515,0.12076852326650876,20368.932038834952]
["P00000856552",2013,"SLERES",1.96,2085,9604,4900,2.38013698630137E-4,1.9599999999999999E-3,null,9461.1018509968344,4827.0927811208339,0.12143556052558011,1063.7755102040817,null,4,4700,1057.8231292517007,0.12077433713211312,20455.339805825242]
["P00000856557",2013,"SLERES",7.1050000000000004,7594,34814.5,4900,8.6689497716894981E-4,7.1050000000000002E-3,null,34296.494209863529,4827.0927811208339,0.12201196019267414,1068.8247712878253,null,4,4700,1057.9322638146166,0.12080311576685469,20461.05]
["P00000856572",2013,"SLERES",6.37,6579,31213,4900,7.5102739726027397E-4,6.3699999999999998E-3,null,30748.581015739714,4827.0927811208339,0.11790069030773533,1032.8100470957613,null,4,4700,1057.9831932773109,0.12087302929515004,20468.843633903816]
["P00000857808",2013,"SLERES",3.92,4704,19208,4900,5.3698630136986302E-4,3.9199999999999999E-3,null,18922.203701993669,4827.0927811208339,0.13698630136986301,1200,null,4,4700,1058.2352941176471,0.12088477366255143,20475]
["P00000862941",2013,"SLERES",2.94,2740,13230,{"$f":"IFERROR(F1410/D1410,\"\")","v":4500},3.1278538812785391E-4,2.9399999999999999E-3,null,{"$f":"F1410*VLOOKUP(B1410,$AA$12:$AB$14,2,FALSE)","v":13033.150509026253},4433.0443908252564,{"$f":"(E1410/8760)/D1410","v":0.10638958779858976},{"$f":"E1410/D1410","v":931.97278911564626},null,4,4700,1058.8477366255142,0.12088477366255143,20493]
["P00000863801",2013,"SLERES",3.18,3007,14382,4522.6415094339618,{"$f":"E1411/8760/1000","v":3.4326484018264841E-4},{"$f":"D1411/1000","v":3.1800000000000001E-3},null,14168.009873077517,{"$f":"IFERROR(K1411/D1411,\"\")","v":4455.3490166910433},0.10794491829643031,945.59748427672946,null,4.05,4700,1058.9506172839506,0.12102111044934155,20493.471658297287]
["P00000864966",2013,"SLERES",4.9000000000000004,5503,22050,4500,6.2819634703196352E-4,4.9000000000000007E-3,null,21721.917515043755,4433.0443908252555,0.12820333612897214,1123.0612244897959,null,4.05,4700,1058.9506172839506,0.12106918238993712,20526.965771472413]
["P00000865541",2013,"SLERES",4.9000000000000004,4566,22050,4500,5.2123287671232876E-4,4.9000000000000007E-3,null,21721.917515043755,4433.0443908252555,0.10637405647190382,931.83673469387747,null,4.05,4700,1060.144927536232,0.1211077917030992,20528]
["P00000867151",2013,"SLERES",2.915,4167,12901,4425.7289879931386,4.7568493150684934E-4,2.9150000000000001E-3,null,12709.04570800814,4359.8784590079376,0.16318522521675791,1429.5025728987994,null,4.05,4700,1060.566037735849,0.12111106673589199,20531]
["P00000867157",2013,"SLERES",6.25,6907,29687.5,4750,7.8847031963470314E-4,6.2500000000000003E-3,null,29245.778967249953,4679.3246347599925,0.12615525114155252,1105.1199999999999,null,4.05,4700,1060.9042553191489,0.12112947773105162,20555.534279768843]
["P00000867158",2013,"SLERES",3.92,4122,17640,4500,4.7054794520547946E-4,3.9199999999999999E-3,null,17377.534012035005,4433.0443908252564,0.1200377411238468,1051.5306122448981,null,4.05,4700,1060.9329446064139,0.12113140537798071,20564.077669902912]
["P00000869925",2013,"SLERES",4.5,4034,21375,4750,4.6050228310502283E-4,4.4999999999999997E-3,null,21056.960856419966,4679.3246347599925,0.10233384069000508,896.44444444444446,null,4.05,4700,1061.0942249240122,0.12114149662145168,20586.407766990291]
["P00000871016",2013,"SLERES",3.75,4501,17812.5,4750,5.1381278538812779E-4,3.7499999999999999E-3,null,17547.467380349972,4679.3246347599925,0.13701674277016743,1200.2666666666667,null,4.05,4700,1061.1111111111111,0.1211472602739726,20588]
["P00000871019",2013,"SLERES",5.5,8285,26125,4750,9.4577625570776253E-4,5.4999999999999997E-3,null,25736.285491179959,4679.3246347599925,0.1719593192195932,1506.3636363636363,null,4.056,4700,1061.1995104039167,0.12114876231675077,20588]
["P00000872053",2013,"SLERES",3.78,5279,15988,4229.6296296296296,6.0262557077625566E-4,3.7799999999999999E-3,null,15750.114160114264,4166.6968677550967,0.15942475417361263,1396.5608465608466,null,4.08,4700,1061.25,0.12115677321156773,20588]
["P00000806932",2013,"SLERES",0.76,964,8649,11380.263157894737,1.1004566210045662E-4,7.6000000000000004E-4,null,8520.3113191661414,11210.935946271238,0.14479692381639028,1268.421052631579,null,4.08,4700,1061.2631578947369,0.12117104261796043,20595]
["P00000736593",2013,"SLERES",3,2768,15400,5133.333333333333,3.1598173515981736E-4,3.0000000000000001E-3,null,15170.863026379764,5056.954342126588,0.10532724505327246,922.66666666666663,null,4.08,4700,1061.3333333333333,0.12117438393901658,20600]
["P00000813711",2013,"SLERES",2.82,3902,13480.98,4780.489361702128,4.4543378995433791E-4,2.82E-3,null,13280.396171517212,4709.3603445096496,0.15795524466465885,1383.6879432624114,null,4.08,4700,1061.4583333333335,0.12119291601126025,20631.067961165048]
["P00000813715",2013,"SLERES",9.6,9161,47760,4975,1.0457762557077625E-3,9.5999999999999992E-3,null,47049.377801292052,4900.976854301256,0.10893502663622527,954.27083333333337,null,4.08,4700,1061.4876033057851,0.12119689299186022,20655]
["P00000736956",2013,"SLERES",6.37,7160,28028,4400,8.1735159817351594E-4,6.3699999999999998E-3,null,27610.970708011173,4334.5322932513618,0.1283126527744923,1124.0188383045527,null,4.08,4700,1061.6499442586398,0.12121462564653539,20657.281553398057]
["P00000883852",2013,"SLERES",3.24,4620,13284,4100,5.273972602739726E-4,3.2400000000000003E-3,null,13086.347041716155,4038.9960005296771,0.16277693218332487,1425.9259259259259,null,4.08,4700,1061.6847826086955,0.1212153143659993,20674.757281553397]
["P00000820987",2013,"SLERES",4.5,5268,25980,5773.333333333333,6.0136986301369863E-4,4.4999999999999997E-3,null,25593.442949697812,5687.431766599514,0.13363774733637748,1170.6666666666667,null,4.08,4700,1061.8401206636502,0.12123098984867353,20679.659522711951]
["P00000820990",2013,"SLERES",4.32,4432,21492,4975,5.0593607305936077E-4,4.3200000000000001E-3,null,21172.220010581423,4900.9768543012551,0.11711483172670387,1025.9259259259259,null,4.08,4700,1061.8461538461538,0.1212549230619764,20687.540490517862]
["P00000820994",2013,"SLERES",6.24,7040,31044,4975,8.0365296803652959E-4,6.2399999999999999E-3,null,30582.095570839832,4900.9768543012551,0.12879053974944385,1128.2051282051282,null,4.08,4700,1061.9834710743801,0.12125959389876616,20711.650485436894]
["P00000827270",2013,"SLERES",6.72,6565,32928,4900,7.4942922374429221E-4,6.7199999999999994E-3,null,32438.063489132004,4827.0927811208339,0.11152220591432921,976.93452380952385,null,4.08,4700,1062.1931260229132,0.12128995433789955,20752.427184466018]
["P00000827284",2013,"SLERES",4.8,4672,19041.849999999999,3967.052083333333,5.3333333333333336E-4,4.7999999999999996E-3,null,18758.525851874641,3908.0262191405504,0.11111111111111112,973.33333333333337,null,4.08,4700,1062.2340425531916,0.12130898021308979,20752.427184466018]
["P00000827288",2013,"SLERES",3.43,3852,16807,4900,4.3972602739726028E-4,3.4300000000000003E-3,null,16556.928239244462,4827.0927811208339,0.12820000798753944,1123.0320699708454,null,4.08,4700,1062.5,0.12132068844397612,20752.427184466018]
["P00000833490",2013,"SLERES",3,2995,12784,4261.333333333333,3.4189497716894979E-4,3.0000000000000001E-3,null,12593.786553846683,4197.9288512822277,0.11396499238964992,998.33333333333337,null,4.08,4700,1062.6666666666667,0.12132790019287082,20752.427184466018]
["P00000833520",2013,"SLERES",7.2,7345,35280,4900,8.3847031963470316E-4,7.1999999999999998E-3,null,34755.068024070009,4827.0927811208348,0.11645421106037544,1020.1388888888889,null,4.08,4700,1062.7692307692307,0.12133915918752952,20752.427184466018]
["P00000838108",2013,"SLERES",3.57,3853,13766,3856.0224089635858,4.3984018264840182E-4,3.5699999999999998E-3,null,13561.175352022326,3798.6485579894475,0.12320453295473441,1079.2717086834734,null,4.08,4700,1062.8324056895485,0.12135523920374847,20752.427184466018]
["P00000839472",2013,"SLERES",6.37,6699,24729,3882.1036106750394,7.6472602739726021E-4,6.3699999999999998E-3,null,24361.056609048388,3824.3416968678789,0.1200511816950173,1051.6483516483515,null,4.08,4700,1062.9310344827586,0.12136079536254413,20752.427184466018]
["P00000839489",2013,"SLERES",6.24,8413,26505,4247.5961538461534,9.603881278538813E-4,6.2399999999999999E-3,null,26110.631461960758,4184.3960676219167,0.15390835382273738,1348.2371794871794,null,4.08,4700,1063.0718954248366,0.12136889147964636,20752.427184466018]
["P00000845977",2013,"SLERES",4.5999999999999996,6617,22399.93,4869.55,7.5536529680365297E-4,4.5999999999999999E-3,null,22066.640898084082,4797.0958474095833,0.16420984713122891,1438.4782608695652,null,4.08,4700.3736263736264,1063.1205673758864,0.12137236124411875,20752.427184466018]
["P00000845983",2013,"SLERES",4.5999999999999996,5386,32920,7156.521739130435,6.1484018264840179E-4,4.5999999999999999E-3,null,32430.182521326093,7050.0396785491512,0.13366090927139171,1170.8695652173915,null,4.08,4700.4020790428558,1063.191489361702,0.12137913812785388,20752.427184466018]
["P00000845994",2013,"SLERES",7.35,6885,36015,4900,7.8595890410958897E-4,7.3499999999999998E-3,null,35479.131941238134,4827.0927811208348,0.10693318423259715,936.73469387755108,null,4.08,4702.1283610502451,1063.2218844984802,0.12138437774445601,20752.427184466018]
["P00000872323",2013,"SLERES",3.75,4078,17812.5,4750,4.6552511415525117E-4,3.7499999999999999E-3,null,17547.467380349972,4679.3246347599925,0.1241400304414003,1087.4666666666667,null,4.08,4703.8461538461534,1063.28125,0.12139093782929399,20752.427184466018]
["P00000873052",2013,"SLERES",4.05,4364,19928,4920.4938271604942,4.9817351598173518E-4,4.0499999999999998E-3,null,19631.490804525711,4847.281680129805,0.12300580641524325,1077.5308641975309,null,4.08,4703.8461538461534,1063.3271490414347,0.12139093782929399,20752.427184466018]
["P00000879916",2013,"SLERES",2.12,2041,8692,4100,2.3299086757990866E-4,2.1199999999999999E-3,null,8562.6715211229166,4038.9960005296775,0.10990135263203238,962.73584905660368,null,4.08,4704.6153846153848,1063.3846153846155,0.12139595564253099,20752.427184466018]
["P00000879963",2013,"SLERES",6,7079,28500,4750,8.0810502283105024E-4,6.0000000000000001E-3,null,28075.947808559955,4679.3246347599925,0.1346841704718417,1179.8333333333333,null,4.08,4705.8823529411766,1063.3846153846155,0.12141045154743785,20752.427184466018]
["P00000879968",2013,"SLERES",3.1850000000000001,2833,14982.24,4704,3.2340182648401828E-4,3.1849999999999999E-3,null,14759.318887555062,4634.0090698760005,0.10153903500283148,889.48194662480375,null,4.08,4709.3603445096496,1063.4285714285713,0.1214161463672227,20796]
["P00000879981",2013,"SLERES",9.75,9370,46312.5,4750,1.0696347031963472E-3,9.75E-3,null,45623.415188909923,4679.3246347599925,0.10970612340475355,961.02564102564099,null,4.08,4711.1554160125588,1063.5555555555557,0.12141769949989129,20800]
["P00000885145",2013,"SLERES",4.5,4140,21375,4750,4.7260273972602742E-4,4.4999999999999997E-3,null,21056.960856419966,4679.3246347599925,0.1050228310502283,920,null,4.08,4711.2462006079031,1063.6054421768708,0.12141967621419676,20814.563106796119]
["P00000875331",2013,"SLERES",3.18,3081,14946,4700,3.5171232876712329E-4,3.1800000000000001E-3,null,14723.618103394283,4630.0685859730447,0.11060136124752304,968.86792452830184,null,4.08,4712.770099985697,1063.6190476190477,0.12142313546423135,20815.533980582524]
["P00000879912",2013,"SLERES",3.18,4296,12385,3894.6540880503144,4.9041095890410959E-4,3.1800000000000001E-3,null,12200.723284526843,3836.7054353857993,0.15421728267424828,1350.943396226415,null,4.08,4715.0141184573004,1063.6363636363637,0.12142313546423135,20821.359223300969]
["P00000879925",2013,"SLERES",4.9050000000000002,5431,24868,5069.928644240571,6.1997716894977178E-4,4.9050000000000005E-3,null,24497.988424676103,4994.4930529411013,0.12639697634042235,1107.2375127420999,null,4.08,4715.9626873493344,1063.6666666666667,0.12143264840182648,20825]
["P00000879964",2013,"SLERES",3,3120,14250,4750,3.5616438356164383E-4,3.0000000000000001E-3,null,14037.973904279977,4679.3246347599925,0.11872146118721461,1040,null,4.08,4719.5253505933115,1063.6666666666667,0.12143556052558011,20825.242718446603]
["P00000879967",2013,"SLERES",5.5,5418,26125,4750,6.1849315068493145E-4,5.4999999999999997E-3,null,25736.285491179959,4679.3246347599925,0.112453300124533,985.09090909090912,null,4.08,4722.3684210526317,1063.75,0.12144339678586255,20832.353273951485]
["P00000881614",2013,"SLERES",5,6591,23750,4750,7.5239726027397254E-4,5.0000000000000001E-3,null,23396.623173799962,4679.3246347599925,0.15047945205479452,1318.2,null,4.085,4722.5815493998116,1063.7755102040817,0.12145982822352686,20835.308636878701]
["P00000883457",2013,"SLERES",4.25,4876,20187.5,4750,5.5662100456621002E-4,4.2500000000000003E-3,null,19887.129697729968,4679.3246347599925,0.13096964813322587,1147.2941176470588,null,4.125,4726.1904761904761,1063.8441558441559,0.12146118721461188,20850]
["P00000883855",2013,"SLERES",3,3072,14112,4704,3.5068493150684934E-4,3.0000000000000001E-3,null,13902.027209628002,4634.0090698760005,0.11689497716894977,1024,null,4.125,4727.3291925465837,1063.9880952380952,0.12147841819591626,20853.040814442003]
["P00000884624",2013,"SLERES",5.25,5145,24937.5,4750,5.8732876712328766E-4,5.2500000000000003E-3,null,24566.454332489961,4679.3246347599925,0.11187214611872145,980,null,4.125,4727.4131327608793,1064,0.12150089338892199,20853.040814442003]
["P00000901320",2013,"SLERES",3.22,4508,15134,4700,5.1461187214611867E-4,3.2200000000000002E-3,null,14908.820846833205,4630.0685859730447,0.15981735159817351,1400,null,4.125,4728.5806835469393,1064.1509433962265,0.12150107033265775,20869]
["P00000752893",2013,"SLERES",3.24,4408,16546,5106.7901234567898,5.0319634703196352E-4,3.2400000000000003E-3,null,16299.811664576597,5030.8060693137641,0.15530751451603811,1360.4938271604938,null,4.1280000000000001,4728.5806835469393,1064.3478260869565,0.12151896950222672,20900]
["P00000778174",2013,"SLERES",6,5977,29850,4975,6.8230593607305936E-4,6.0000000000000001E-3,null,29405.861125807529,4900.9768543012551,0.11371765601217655,996.16666666666663,null,4.1399999999999997,4730.4751469618222,1064.3493761140819,0.12158182855956828,20935.790976404074]
["P00000861286",2013,"SLERES",5.88,5898,26460,4500,6.7328767123287674E-4,5.8799999999999998E-3,null,26066.301018052505,4433.0443908252564,0.11450470599198584,1003.0612244897959,null,4.1399999999999997,4739.0408943807006,1064.506172839506,0.1215926387159264,20940]
["P00000861287",2013,"SLERES",8.82,8386,39690,4500,9.5730593607305933E-4,8.8199999999999997E-3,null,39099.45152707876,4433.0443908252564,0.10853808799014278,950.79365079365073,null,4.1399999999999997,4741.1003236245961,1065.0568181818182,0.12162271915100981,20970.873786407767]
["P00000862937",2013,"SLERES",2.16,2830,10800,5000,3.2305936073059361E-4,2.16E-3,null,10639.306537980614,4925.6048786947285,0.14956451885675628,1310.185185185185,null,4.1399999999999997,4743.75,1065.1515151515152,0.12163479832572299,20992.23300970874]
["P00000862945",2013,"SLERES",3.25,3669,14982,4609.8461538461543,4.1883561643835614E-4,3.2499999999999999E-3,null,14759.082458520885,4541.2561410833496,0.12887249736564804,1128.9230769230769,null,4.1399999999999997,4748.5103714323413,1065.415019762846,0.12166604721956746,20998.058252427185]
["P00000864115",2013,"SLERES",6.6150000000000002,6117,29767.5,4500,6.982876712328767E-4,6.6150000000000002E-3,null,29324.588645309068,4433.0443908252555,0.10556125037534039,924.71655328798181,null,4.1399999999999997,4750,1065.5208333333335,0.12167911996679119,21000]
["P00000864283",2013,"SLERES",2.25,2152,10687.5,4750,2.45662100456621E-4,2.2499999999999998E-3,null,10528.480428209983,4679.3246347599925,0.10918315575849823,956.44444444444446,null,4.1399999999999997,4750.7598784194524,1065.7945736434108,0.12167911996679119,21000]
["P00000864297",2013,"SLERES",7.5,8740,35625,4750,9.9771689497716903E-4,7.4999999999999997E-3,null,35094.934760699944,4679.3246347599925,0.13302891933028921,1165.3333333333333,null,4.16,4752.0408163265311,1065.909090909091,0.12170651464874216,21025]
["P00000865712",2013,"SLERES",5.75,5871,27312.5,4750,6.7020547945205477E-4,5.7499999999999999E-3,null,26906.116649869957,4679.3246347599925,0.11655747468731388,1021.0434782608696,null,4.165,4752.8846153846152,1065.909090909091,0.12170651464874216,21051.456310679612]
["P00000867147",2013,"SLERES",6.36,7860,19738,3103.4591194968552,8.9726027397260273E-4,6.3600000000000002E-3,null,19444.317819135311,3057.2826759646714,0.14107865942965453,1235.8490566037735,null,4.165,4754.2644376899698,1066.1490683229813,0.12170651464874216,21056.960856419966]
["P00000867154",2013,"SLERES",8,9918,36000,4500,1.1321917808219178E-3,8.0000000000000002E-3,null,35464.355126602044,4433.0443908252555,0.14152397260273972,1239.75,null,4.165,4754.4642857142862,1066.1490683229813,0.12170651464874216,21056.960856419966]
["P00000867161",2013,"SLERES",4.83,7134,19803,4100,8.1438356164383562E-4,4.8300000000000001E-3,null,19508.350682558343,4038.9960005296775,0.16860943305255396,1477.0186335403725,null,4.18,4755.2287581699347,1066.1490683229813,0.12170651464874216,21056.960856419966]
["P00000869916",2013,"SLERES",3.18,4432,13660,4295.5974842767291,5.0593607305936077E-4,3.1800000000000001E-3,null,13456.752528593999,4231.6831850924527,0.15909939404382412,1393.7106918238992,null,4.2,4757.2815533980583,1066.1490683229813,0.12171469586597637,21056.960856419966]
["P00000869921",2013,"SLERES",3.75,3885,17812.5,4750,4.4349315068493148E-4,3.7499999999999999E-3,null,17547.467380349972,4679.3246347599925,0.11826484018264841,1036,null,4.2,4758.2255277242684,1066.1490683229813,0.12177259602471126,21056.960856419966]
["P00000869927",2013,"SLERES",3.0249999999999999,3211,14671.25,4850,3.6655251141552513E-4,3.0249999999999999E-3,null,14452.956115310008,4777.8367323338871,0.12117438393901658,1061.4876033057851,null,4.2,4759.8039215686276,1066.2207357859531,0.12177511415525114,21056.960856419966]
["P00000871015",2013,"SLERES",6,7315,28500,{"$f":"IFERROR(F1474/D1474,\"\")","v":4750},8.3504566210045657E-4,6.0000000000000001E-3,null,{"$f":"F1474*VLOOKUP(B1474,$AA$12:$AB$14,2,FALSE)","v":28075.947808559955},4679.3246347599925,{"$f":"(E1474/8760)/D1474","v":0.13917427701674276},{"$f":"E1474/D1474","v":1219.1666666666667},null,4.2,4764.8030927577101,1066.7279411764705,0.12177741853143878,21056.960856419966]
["P00000871023",2013,"SLERES",3.5,3670,16625,4750,{"$f":"E1475/8760/1000","v":4.1894977168949773E-4},{"$f":"D1475/1000","v":3.5000000000000001E-3},null,16377.636221659974,{"$f":"IFERROR(K1475/D1475,\"\")","v":4679.3246347599925},0.11969993476842791,1048.5714285714287,null,4.2300000000000004,4765.20697623467,1066.75,0.12177972060555232,21056.960856419966]
["P00000872051",2013,"SLERES",3.75,5381,18750,5000,6.142694063926941E-4,3.7499999999999999E-3,null,18471.018295105234,4925.6048786947295,0.16380517503805175,1434.9333333333334,null,4.2300000000000004,4771.0109890109889,1066.7701863354037,0.12178462709284626,21056.960856419966]
["P00000806913",2013,"SLERES",2.99,3094,12408.5,4150,3.5319634703196345E-4,2.99E-3,null,12223.873627456709,4088.2520493166248,0.11812586857256302,1034.782608695652,null,4.2300000000000004,4772.2543801380334,1066.7903525046383,0.12178462709284626,21056.960856419966]
["P00000806919",2013,"SLERES",3.22,4314,15094,4687.5776397515529,4.924657534246575E-4,3.2200000000000002E-3,null,14869.416007803648,4617.8310583241137,0.15293967497660171,1339.7515527950309,null,4.2300000000000004,4774.8210558775436,1066.8333333333333,0.12178873298080525,21056.960856419966]
["P00000806936",2013,"SLERES",6.48,6300,32238,4975,7.1917808219178084E-4,6.4800000000000005E-3,null,31758.330015872132,4900.9768543012542,0.11098427194317605,972.22222222222217,null,4.2300000000000004,4775.16339869281,1066.8333333333333,0.12178873298080525,21056.960856419966]
["P00000806947",2013,"SLERES",11,10072,54725,4975,1.1497716894977169E-3,1.0999999999999999E-2,null,53910.745397313804,4900.9768543012551,0.10452469904524699,915.63636363636363,null,4.2300000000000004,4777.8367323338871,1066.869300911854,0.12179358044587697,21056.960856419966]
["P00000856568",2013,"SLERES",6.125,6377,30012.5,4900,7.2796803652968038E-4,6.1250000000000002E-3,null,29565.943284365108,4827.0927811208339,0.11885192433137638,1041.1428571428571,null,4.2300000000000004,4777.8367323338871,1066.869300911854,0.12179942499577202,21067.961165048542]
["P00000857805",2013,"SLERES",6.37,7198,64974,10200,8.2168949771689495E-4,6.3699999999999998E-3,null,64007.250277662264,10048.233952537246,0.12899364171379826,1129.9843014128728,null,4.2300000000000004,4779.2207792207791,1066.9117647058824,0.1218069618158957,21167.475728155339]
["P00000857811",2013,"SLERES",8.82,9435,44982,5100,1.0770547945205479E-3,8.8199999999999997E-3,null,44312.711730689254,5024.1169762686231,0.12211505606808934,1069.7278911564626,null,4.2300000000000004,4780.8178876140046,1066.962962962963,0.1218465623886784,21167.475728155339]
["P00000859184",2013,"SLERES",2.97,2836,17856,6012.121212121212,3.2374429223744295E-4,2.97E-3,null,17590.320142794615,5922.666714745661,0.10900481220115923,954.88215488215485,null,4.2300000000000004,4783.967391304348,1067.0289855072465,0.12188129375317361,21167.475728155339]
["P00000859190",2013,"SLERES",3.18,3793,13000,4088.0503144654085,4.329908675799087E-4,3.1800000000000001E-3,null,12806.572684606295,4027.2241146560673,0.1361606501823612,1192.7672955974842,null,4.2300000000000004,4789.4295636900724,1067.3758865248228,0.12188769239534751,21167.475728155339]
["P00000860260",2013,"SLERES",3.22,4458,14490,4500,5.0890410958904109E-4,3.2200000000000002E-3,null,14274.402938457324,4433.0443908252555,0.15804475453075809,1384.4720496894408,null,4.2300000000000004,4795.1367781155013,1067.6801332778009,0.12190512430238459,21167.475728155339]
["P00000860264",2013,"SLERES",5.88,7195,26460,4500,8.2134703196347033E-4,5.8799999999999998E-3,null,26066.301018052505,4433.0443908252564,0.13968486938154259,1223.639455782313,null,4.2300000000000004,4796.666666666667,1067.7361853832442,0.12192091448451527,21167.475728155339]
["P00000813712",2013,"SLERES",7.02,8636,29356,4181.7663817663824,9.8584474885844752E-4,7.0199999999999993E-3,null,28919.211363792492,4119.5457783180191,0.14043372490861078,1230.1994301994303,null,4.2300000000000004,4797.0958474095833,1067.8888888888889,0.12192752355970077,21169]
["P00000813714",2013,"SLERES",6.72,8352,33432,4975,9.5342465753424659E-4,6.7199999999999994E-3,null,32934.564460904432,4900.9768543012551,0.14187866927592954,1242.8571428571429,null,4.2300000000000004,4798.6928104575163,1068.0272108843537,0.12193024821449477,21172.220010581423]
["P00000820978",2013,"SLERES",3.29,3086,12502,3800,3.5228310502283104E-4,3.29E-3,null,12315.982438688299,3743.4597078079937,0.10707693161788177,937.99392097264433,null,4.2300000000000004,4800,1068.0851063829789,0.12193286165888904,21172.220010581423]
["P00000820995",2013,"SLERES",5.72,6700,28457,4975,7.6484018264840186E-4,5.7199999999999994E-3,null,28033.587606603178,4900.9768543012551,0.1337133186448255,1171.3286713286714,null,4.2300000000000004,4800,1068.1089743589744,0.12193347658698182,21173]
["P00000821684",2013,"SLERES",2.85,3776,21990,7715.78947368421,4.3105022831050227E-4,2.8500000000000001E-3,null,21662.810256499419,7600.9860549120767,0.15124569414403588,1324.9122807017543,null,4.2300000000000004,4800,1068.131868131868,0.12194680002899182,21176]
["P00000827265",2013,"SLERES",2.0550000000000002,1951,13582,6609.2457420924566,2.2271689497716895E-4,2.055E-3,null,13379.91309248636,6510.9066143485934,0.1083780510837805,949.39172749391719,null,4.2300000000000004,4800,1068.1372549019607,0.12195202189675364,21216]
["P00000833494",2013,"SLERES",2.76,3320,12493,4526.449275362319,3.7899543378995434E-4,2.7599999999999999E-3,null,12307.11634990665,4459.1001267777719,0.13731718615578056,1202.8985507246377,null,4.2300000000000004,4800,1068.2539682539682,0.12195362163130091,21252]
["P00000833524",2013,"SLERES",2.6949999999999998,2806,13206,4900.1855287569579,3.2031963470319637E-4,2.6949999999999999E-3,null,13009.507605608518,4827.2755493909162,0.11885700731101906,1041.1873840445269,null,4.2300000000000004,4800,1068.299711815562,0.1219574587825998,21252.427184466018]
["P00000839467",2013,"SLERES",6.5,7453,19938,3067.3846153846152,8.5079908675799083E-4,6.4999999999999997E-3,null,19641.342014283102,3021.7449252743236,0.13089216719353705,1146.6153846153845,null,4.2300000000000004,4800.3401360544221,1068.313725490196,0.12197451278837257,21278.613075961228]
["P00000839470",2013,"SLERES",5.2,6202,24350,4682.6923076923076,7.0799086757990866E-4,5.1999999999999998E-3,null,23987.695759243328,4613.0184152391012,0.13615208991921321,1192.6923076923076,null,4.2300000000000004,4801.2820512820508,1068.3473389355743,0.12200342465753423,21278.613075961228]
["P00000839481",2013,"SLERES",2.99,3818,13457,4500.66889632107,4.3584474885844748E-4,2.99E-3,null,13256.772970518992,4433.7033346217358,0.14576747453459782,1276.9230769230769,null,4.2300000000000004,4806.3637840336869,1068.4967320261437,0.12200633678128785,21280]
["P00000839500",2013,"SLERES",6.6150000000000002,6277,32414,4900.0755857898712,7.1655251141552513E-4,6.6150000000000002E-3,null,31931.711307602189,4827.1672422679048,0.10832237511950493,948.90400604686317,null,4.2300000000000004,4806.9425793443561,1068.75,0.12201196019267414,21283]
["P00000845924",2013,"SLERES",7.95,9770,32684,4111.1949685534591,1.115296803652968E-3,7.9500000000000005E-3,null,32197.693971051704,4050.0243988744282,0.14028890611987019,1228.9308176100628,null,4.2300000000000004,4811.6399030700268,1068.7755102040815,0.12201565557729942,21287.479164742879]
["P00000845934",2013,"SLERES",3.68,3874,29899,8124.728260869565,4.4223744292237445E-4,3.6800000000000001E-3,null,29454.132053618738,8003.8402319616134,0.12017321818542782,1052.7173913043478,null,4.24,4812.0915032679741,1068.8247712878253,0.12202318229715491,21287.479164742879]
["P00000845959",2013,"SLERES",13.965,14089,68429,4900.0358037952019,1.6083333333333334E-3,1.3965E-2,null,67410.84324884032,4827.1280521904991,0.11516887456737081,1008.8793412101683,null,4.24,4814.2361111111113,1068.8571428571429,0.12202318229715491,21287.479164742879]
["P00000845985",2013,"SLERES",6.9,10403,27324,3960,1.1875570776255708E-3,6.9000000000000008E-3,null,26917.445541090954,3901.079063926225,0.17210972139501027,1507.6811594202898,null,4.24,4815.0326797385624,1068.9230769230769,0.12202504497025045,21287.479164742879]
["P00000852971",2013,"SLERES",3.71,4638,15592,4202.6954177897578,5.2945205479452051E-4,3.7099999999999998E-3,null,15360.006253721642,4140.163410706642,0.14270944873167668,1250.134770889488,null,4.24,4817.0726608297173,1068.9230769230769,0.12206418911537875,21299.300616451746]
["P00000856498",2013,"SLERES",3.18,3053,16281.6,5120,3.4851598173515978E-4,3.1800000000000001E-3,null,16039.34567859122,5043.8193957834028,0.10959622067143389,960.06289308176099,null,4.25,4818.4403027548415,1068.939393939394,0.12208664287632862,21308.166705233398]
["P00000856503",2013,"SLERES",2.915,3355,12281,4213.0360205831903,3.8299086757990868E-4,2.9150000000000001E-3,null,12098.270703049993,4150.3501554202376,0.13138623244593781,1150.9433962264152,null,4.25,4822.0064724919093,1069.2822966507179,0.12209007350772244,21331.067961165048]
["P00000856518",2013,"SLERES",2.16,2547,13582,6287.9629629629626,2.9075342465753422E-4,2.16E-3,null,13379.91309248636,6194.4042094844253,0.13460806697108066,1179.1666666666665,null,4.25,4822.5490196078426,1069.4789915966387,0.12210724232014362,21337.720334505564]
["P00000856533",2013,"SLERES",6.37,6021,24729.9,3882.2448979591836,6.8732876712328771E-4,6.3699999999999998E-3,null,24361.943217926557,3824.4808819350951,0.10790090535687405,945.21193092621661,null,4.25,4823.5815602836883,1069.5090439276485,0.12211505606808934,21375]
["P00000856541",2013,"SLERES",2.94,3075,14406,4900,3.5102739726027401E-4,2.9399999999999999E-3,null,14191.652776495252,4827.0927811208339,0.11939707389805237,1045.9183673469388,null,4.25,4824.5668299009913,1069.6594427244584,0.12211594981450988,21391.26213592233]
["P00000856544",2013,"SLERES",3.43,3237,16807,4900,3.6952054794520551E-4,3.4300000000000003E-3,null,16556.928239244462,4827.0927811208339,0.10773193817644475,943.73177842565599,null,4.25,4824.9485142689027,1069.7278911564626,0.12212855637513173,21436.893203883494]
["P00000706843",2013,"SLERES",2.6,2995,13387,5148.8461538461534,3.4189497716894979E-4,2.5999999999999999E-3,null,13187.814502217267,5072.2363470066412,0.13149806814190376,1151.9230769230769,null,4.25,4827.0927811208339,1069.7357203751064,0.12213410237923576,21445.098520861109]
["P00000736597",2013,"SLERES",3,3083,15400,5133.333333333333,3.5194063926940637E-4,3.0000000000000001E-3,null,15170.863026379764,5056.954342126588,0.11731354642313546,1027.6666666666667,null,4.25,4827.0927811208339,1069.8461538461538,0.12216133942161339,21446.083641836849]
["P00000715321",2013,"SLERES",14.95,21508,76095,5089.9665551839471,2.4552511415525118E-3,1.495E-2,null,74962.78064885507,5014.2328193214098,0.16423084558879678,1438.6622073578596,null,4.3,4827.0927811208339,1069.8947368421052,0.12216990106544902,21450]
["P00000879937",2013,"SLERES",8.1,8777,35235,4350,1.0019406392694063E-3,8.0999999999999996E-3,null,34710.737580161753,4285.276244464414,0.12369637521844523,1083.5802469135804,null,4.3,4827.0927811208339,1070.1333333333334,0.12216990106544902,21492]
["P00000879948",2013,"SLERES",5.25,4894,24937.5,4750,5.5867579908675804E-4,5.2500000000000003E-3,null,24566.454332489961,4679.3246347599925,0.10641443792128724,932.19047619047615,null,4.3,4827.0927811208339,1070.2083333333335,0.12216990106544902,21492]
["P00000879956",2013,"SLERES",3.18,3997,14946,4700,4.5627853881278542E-4,3.1800000000000001E-3,null,14723.618103394283,4630.0685859730447,0.14348381723672496,1256.9182389937107,null,4.3,4827.0927811208339,1070.2083333333335,0.1221883984441062,21492]
["P00000879991",2013,"SLERES",3,2833,14250,4750,3.2340182648401828E-4,3.0000000000000001E-3,null,14037.973904279977,4679.3246347599925,0.10780060882800609,944.33333333333337,null,4.32,4827.0927811208339,1070.2083333333335,0.12220161085743278,21492]
["P00000880214",2013,"SLERES",7,6359,23500,3357.1428571428573,7.2591324200913247E-4,7.0000000000000001E-3,null,23150.342929865226,3307.1918471236036,0.10370189171559034,908.42857142857144,null,4.32,4827.0927811208339,1070.3703703703702,0.12221530372215304,21492]
["P00000881619",2013,"SLERES",3.5,3179,16625,4750,3.6289954337899541E-4,3.5000000000000001E-3,null,16377.636221659974,4679.3246347599925,0.10368558382257012,908.28571428571433,null,4.32,4827.0927811208339,1070.4861111111111,0.12222222222222223,21492]
["P00000885138",2013,"SLERES",3.27,4732,14878.5,4550,5.4018264840182653E-4,3.2699999999999999E-3,null,14657.122437531903,4482.3004396122033,0.16519347045927416,1447.0948012232416,null,4.32,4827.0927811208339,1070.6060606060607,0.12224124809741248,21527.184466019418]
["P00000884628",2013,"SLERES",7,6391,33250,4750,7.2956621004566214E-4,7.0000000000000001E-3,null,32755.272443319947,4679.3246347599925,0.10422374429223745,913,null,4.32,4827.0927811208339,1070.6666666666667,0.12224296275811818,21553.398058252427]
["P00000806941",2013,"SLERES",3.74,4184,18607,4975.1336898395721,4.7762557077625571E-4,3.7400000000000003E-3,null,18330.145995574563,4901.1085549664604,0.12770737186530901,1118.716577540107,null,4.32,4827.0927811208339,1070.8333333333333,0.12224517906336088,21557.281553398057]
["P00000813705",2013,"SLERES",4.83,5796,19150,3964.8033126293994,6.6164383561643841E-4,4.8300000000000001E-3,null,18865.066685400812,3905.8109079504788,0.13698630136986301,1200,null,4.32,4827.0927811208339,1070.848353761115,0.12227036933494859,21568.97]
["P00000820975",2013,"SLERES",3.12,4412,14553,4664.4230769230771,5.0365296803652967E-4,3.1199999999999999E-3,null,14336.465559928878,4595.021012797717,0.16142723334504155,1414.102564102564,null,4.32,4827.0927811208339,1070.8677685950413,0.12230593607305935,21569]
["P00000820997",2013,"SLERES",6.24,6255,31044,4975,7.1404109589041096E-4,6.2399999999999999E-3,null,30582.095570839832,4900.9768543012551,0.11442966280295047,1002.4038461538461,null,4.32,4827.0927811208339,1071.0884353741496,0.12232879848462039,21599]
["P00000825632",2013,"SLERES",3.64,4697,16450,4519.2307692307695,5.3618721461187215E-4,3.64E-3,null,16205.240050905657,4451.9890249740811,0.14730417983842639,1290.3846153846152,null,4.32,4827.0927811208339,1071.4000000000001,0.12233618470867087,21600]
["P00000833451",2013,"SLERES",2.04,2385,8976,4400,2.7226027397260271E-4,2.0400000000000001E-3,null,8842.4458782327765,4334.5322932513609,0.13346091861402093,1169.1176470588234,null,4.32,4827.0927811208339,1071.6002747252746,0.12234464959301171,21624]
["P00000833467",2013,"SLERES",3.12,2905,15288,4900,3.3162100456621003E-4,3.1199999999999999E-3,null,15060.529477097003,4827.0927811208339,0.1062887835148109,931.08974358974353,null,4.32,4827.0927811208339,1071.6649780479568,0.12234464959301171,21662.810256499419]
["P00000833504",2013,"SLERES",7.92,7754,38808,4900,8.8515981735159824E-4,7.92E-3,null,38230.574826477008,4827.0927811208348,0.11176260320095938,979.04040404040404,null,4.32,4827.0927811208339,1071.7391304347825,0.12239008997815259,21721.917515043755]
["P00000833525",2013,"SLERES",2.4,2366,11760,4900,2.7009132420091327E-4,2.3999999999999998E-3,null,11585.022674690003,4827.0927811208348,0.11253805175038052,985.83333333333337,null,4.32,4827.0927811208339,1071.7391304347825,0.12239979705733131,21721.917515043755]
["P00000695747",2013,"SLERES",5.64,5730,30280,5368.7943262411354,6.5410958904109579E-4,5.64E-3,null,29829.463145375277,5288.9119052083824,0.11597687748955601,1015.9574468085107,null,4.32,4827.0927811208339,1072.1371882086166,0.12247560472329831,21721.917515043755]
["P00000806874",2013,"SLERES",3.92,3709,19173.57,4891.216836734694,4.2340182648401828E-4,3.9199999999999999E-3,null,18888.285986798979,4818.4403027548415,0.10801067002143323,946.17346938775506,null,4.32,4827.0927811208339,1072.2222222222222,0.12255707762557078,21721.917515043755]
["P00000845996",2013,"SLERES",16.905000000000001,20072,82834.5,4900,2.2913242009132422E-3,1.6905E-2,null,81602.003464847701,4827.0927811208339,0.13554121271299863,1187.3410233658681,null,4.32,4827.0927811208339,1072.8862973760934,0.12257544896627927,21721.917515043755]
["P00000846002",2013,"SLERES",5.39,5088,26411,4900,5.808219178082191E-4,5.3899999999999998E-3,null,26018.030090241296,4827.0927811208348,0.10775916842453045,943.9703153988869,null,4.32,4827.0927811208339,1073.5999999999999,0.12258517737969793,21721.917515043755]
["P00000856508",2013,"SLERES",3.78,4761,18800,4973.5449735449738,5.4349315068493158E-4,3.7799999999999999E-3,null,18520.274343892179,4899.5434772201534,0.14378125679495543,1259.5238095238096,null,4.32,4827.0927811208339,1073.7609329446063,0.12260012405742512,21721.917515043755]
["P00000856510",2013,"SLERES",3.18,3297,12815.4,4029.9999999999995,3.7636986301369863E-4,3.1800000000000001E-3,null,12624.719352484884,3970.037532227951,0.11835530283449641,1036.7924528301887,null,4.32,4827.0927811208339,1073.8461538461538,0.12262423649409949,21741.619934558534]
["P00000856522",2013,"SLERES",6.24,6464,28346.41,4542.6939102564102,7.3789954337899542E-4,6.2399999999999999E-3,null,27924.643077896209,4475.1030573551616,0.11825313195176208,1035.8974358974358,null,4.32,4827.0927811208339,1073.9770867430441,0.12264079147640793,21771]
["P00000856580",2013,"SLERES",3.12,2792,14982,{"$f":"IFERROR(F1538/D1538,\"\")","v":4801.9230769230771},3.1872146118721461E-4,3.1199999999999999E-3,null,{"$f":"F1538*VLOOKUP(B1538,$AA$12:$AB$14,2,FALSE)","v":14759.082458520885},4730.4751469618222,{"$f":"(E1538/8760)/D1538","v":0.1021543144830816},{"$f":"E1538/D1538","v":894.8717948717948},null,4.32,4827.0927811208339,1074.1883116883116,0.12265393662653935,21771.1735638307]
["P00000857801",2013,"SLERES",4.24,4145,15933,3757.7830188679245,{"$f":"E1539/8760/1000","v":4.7317351598173517E-4},{"$f":"D1539/1000","v":4.2399999999999998E-3},null,15695.932506448622,{"$f":"IFERROR(K1539/D1539,\"\")","v":3701.8708741624105},0.11159752735418282,977.59433962264143,null,4.32,4827.0927811208339,1074.3333333333333,0.12265865250209672,21800]
["P00000857810",2013,"SLERES",5.1449999999999996,4820,25210.5,4900,5.5022831050228311E-4,5.1449999999999994E-3,null,24835.392358866691,4827.0927811208348,0.10694427803737283,936.83187560738588,null,4.32,4827.0927811208339,1074.4484848484849,0.12269406392694064,21835]
["P00000859188",2013,"SLERES",5.0599999999999996,6807,35460,7007.9051383399219,7.7705479452054788E-4,5.0599999999999994E-3,null,34932.389799703014,6903.6343477673945,0.15356814120959447,1345.2569169960475,null,4.32,4827.0927811208339,1074.4897959183675,0.12270248143535814,21838]
["P00000860261",2013,"SLERES",4.32,4651,18615,4309.0277777777774,5.3093607305936073E-4,4.3200000000000001E-3,null,18338.026963380475,4244.9136489306647,0.1229018687637409,1076.6203703703702,null,4.32,4827.0927811208339,1074.8,0.12271689497716895,21849.983241889815]
["P00000861278",2013,"SLERES",2.97,2977,17856,6012.121212121212,3.3984018264840183E-4,2.97E-3,null,17590.320142794615,5922.666714745661,0.11442430392202081,1002.3569023569023,null,4.32,4827.0927811208339,1074.8737373737374,0.12275395837039674,21875.728155339806]
["P00000861280",2013,"SLERES",6.37,6196,28665,4500,7.0730593607305932E-4,6.3699999999999998E-3,null,28238.49276955688,4433.0443908252555,0.11103703862999362,972.68445839874414,null,4.335,4827.0927811208339,1075,0.12276581865622961,21900]
["P00000862611",2013,"SLERES",7.1050000000000004,7000,31972.5,4500,7.9908675799086762E-4,7.1050000000000002E-3,null,31496.780396813443,4433.0443908252555,0.11246822772566749,985.22167487684726,null,4.335,4827.0927811208339,1075.3246753246754,0.12277397260273973,21903.179774579719]
["P00000864122",2013,"SLERES",3.25,3105,14982,4609.8461538461543,3.5445205479452054E-4,3.2499999999999999E-3,null,14759.082458520885,4541.2561410833496,0.10906217070600631,955.38461538461536,null,4.335,4827.0927811208339,1075.4285714285713,0.12277397260273973,21905.339805825242]
["P00000864287",2013,"SLERES",9.31,10259,41895,4500,1.1711187214611871E-3,9.3100000000000006E-3,null,41271.643278583135,4433.0443908252555,0.12579148458229722,1101.9334049409238,null,4.335,4827.0927811208339,1075.5,0.12277513745224117,21905.339805825242]
["P00000864292",2013,"SLERES",7.5,9335,35625,4750,1.0656392694063928E-3,7.4999999999999997E-3,null,35094.934760699944,4679.3246347599925,0.14208523592085237,1244.6666666666667,null,4.335,4827.0927811208339,1075.5,0.12278031456113649,21905.339805825242]
["P00000865536",2013,"SLERES",3.68,3744,30915,8400.815217391304,4.2739726027397261E-4,3.6800000000000001E-3,null,30455.014964969509,8275.8192839591047,0.11614055985705778,1017.391304347826,null,4.335,4827.0927811208339,1075.5102040816325,0.12278031456113649,21905.339805825242]
["P00000871220",2013,"SLERES",3.9239999999999999,4245,18455,4703.1090723751277,4.8458904109589042E-4,3.9239999999999995E-3,null,18180.407607262245,4633.131398384874,0.1234936394230098,1081.8042813455659,null,4.335,4827.0927811208339,1075.5555555555557,0.12279592553565156,21905.339805825242]
["P00000872318",2013,"SLERES",3,3449,14250,4750,3.9372146118721465E-4,3.0000000000000001E-3,null,14037.973904279977,4679.3246347599925,0.13124048706240488,1149.6666666666667,null,4.335,4827.0927811208339,1075.5555555555557,0.12282966232252154,21905.339805825242]
["P00000872320",2013,"SLERES",9,8774,42750,4750,1.0015981735159818E-3,8.9999999999999993E-3,null,42113.921712839932,4679.3246347599925,0.1112886859462202,974.88888888888891,null,4.335,4827.0927811208339,1075.6923076923076,0.12285989992140946,21905.339805825242]
["P00000872492",2013,"SLERES",10,9396,30336,3033.6,1.0726027397260274E-3,0.01,null,29884.629920016658,2988.462992001666,0.10726027397260274,939.6,null,4.4000000000000004,4827.0927811208339,1075.9878419452887,0.12289850560398506,21905.339805825242]
["P00000873834",2013,"SLERES",3.18,3861,18800,5911.9496855345906,4.4075342465753423E-4,3.1800000000000001E-3,null,18520.274343892179,5823.9856427333889,0.13860170586714912,1214.1509433962265,null,4.4000000000000004,4827.0927811208339,1076.2527233115468,0.1229018687637409,21905.339805825242]
["P00000873836",2013,"SLERES",6.36,8819,25717,4043.5534591194964,1.0067351598173515E-3,6.3600000000000002E-3,null,25334.356133078469,3983.3893291003878,0.15829169179518104,1386.6352201257862,null,4.4000000000000004,4827.0927811208339,1076.590909090909,0.12292738707833048,21905.339805825242]
["P00000875328",2013,"SLERES",3.18,3330,19534,6142.767295597484,3.8013698630136989E-4,3.1800000000000001E-3,null,19243.353140084568,6051.3689119762785,0.11953993279917291,1047.1698113207547,null,4.4000000000000004,4827.0927811208339,1076.6203703703702,0.12292829359039405,21913.66]
["P00000856495",2013,"SLERES",6.21,5815,20803,3349.9194847020935,6.6381278538812786E-4,6.2100000000000002E-3,null,20493.471658297287,3300.0759514166325,0.10689416833947309,936.39291465378426,null,4.4000000000000004,4827.0927811208339,1076.843910806175,0.12300580641524325,21916]
["P00000856559",2013,"SLERES",7.1050000000000004,6766,34814.5,4900,7.7237442922374437E-4,7.1050000000000002E-3,null,34296.494209863529,4827.0927811208339,0.10870857554169519,952.28712174524981,null,4.4000000000000004,4827.0927811208339,1076.8518518518517,0.12302049936850289,21962.135922330097]
["P00000856566",2013,"SLERES",7.35,8360,36015,4900,9.54337899543379E-4,7.3499999999999998E-3,null,35479.131941238134,4827.0927811208348,0.12984189109433728,1137.4149659863947,null,4.4000000000000004,4827.0927811208339,1077.5308641975309,0.12304777976308649,21975.093605808663]
["P00000856569",2013,"SLERES",3.92,3560,19208,4900,4.0639269406392693E-4,3.9199999999999999E-3,null,18922.203701993669,4827.0927811208339,0.10367160562855279,908.16326530612241,null,4.4000000000000004,4827.0927811208339,1077.6595744680851,0.12306415046141073,21990]
["P00000856582",2013,"SLERES",3.25,3610,14676,4515.6923076923076,4.1210045662100456E-4,3.2499999999999999E-3,null,14457.635439944768,4448.5032122906978,0.12680014049877064,1110.7692307692307,null,4.4000000000000004,4827.0927811208339,1077.8985507246377,0.12310724348031254,21993.75]
["P00000857812",2013,"SLERES",3.1850000000000001,2805,14982,4703.9246467817893,3.2020547945205477E-4,3.1849999999999999E-3,null,14759.082458520885,4633.9348378401519,0.10053547235543321,880.69073783359499,null,4.4000000000000004,4827.0927811208339,1078.041958041958,0.12311204776958203,21994.400000000001]
["P00000859183",2013,"SLERES",3.25,3012,12675,3900,3.4383561643835616E-4,3.2499999999999999E-3,null,12486.408367491138,3841.9718053818888,0.10579557428872496,926.76923076923072,null,4.4000000000000004,4827.0927811208339,1078.419452887538,0.12311326737696601,21996.63]
["P00000860256",2013,"SLERES",4.05,4202,22307,5507.9012345679012,4.7968036529680362E-4,4.0499999999999998E-3,null,21975.093605808663,5425.9490384712753,0.11843959636958115,1037.5308641975309,null,4.4000000000000004,4827.0927811208339,1078.4615384615386,0.12312170083228084,21999.721630202137]
["P00000861294",2013,"SLERES",4.41,3073,15435,3500,3.5079908675799087E-4,4.4099999999999999E-3,null,15205.342260530628,3447.9234150863099,7.9546278176415158E-2,696.82539682539675,null,4.41,4827.0927811208339,1078.4722222222222,0.12314194112503643,22015.5]
["P00000861300",2013,"SLERES",2.5,2804,14500,5800,3.2009132420091324E-4,2.5000000000000001E-3,null,14284.254148214713,5713.7016592858854,0.1280365296803653,1121.5999999999999,null,4.41,4827.0927811208339,1078.5460992907801,0.12314194112503643,22016.4686867897]
["P00000862607",2013,"SLERES",7.35,7944,33075,4500,9.0684931506849315E-4,7.3499999999999998E-3,null,32582.876272565631,4433.0443908252564,0.12338085919299228,1080.8163265306123,null,4.41,4827.0927811208339,1078.7234042553191,0.12314194112503643,22038]
["P00000862942",2013,"SLERES",6.125,5959,27562.5,4500,6.8025114155251146E-4,6.1250000000000002E-3,null,27152.396893804693,4433.0443908252564,0.11106141086571615,972.89795918367349,null,4.41,4827.0927811208339,1078.7234042553191,0.12314194112503643,22038]
["P00000862944",2013,"SLERES",3.43,3935,15435,4500,4.4920091324200911E-4,3.4300000000000003E-3,null,15205.342260530628,4433.0443908252555,0.13096236537667905,1147.2303206997085,null,4.41,4827.0927811208339,1078.7234042553191,0.12314194112503643,22038]
["P00000864282",2013,"SLERES",3.92,3653,17640,4500,4.1700913242009131E-4,3.9199999999999999E-3,null,17377.534012035005,4433.0443908252564,0.10637988071941105,931.88775510204084,null,4.41,4827.0927811208339,1078.7234042553191,0.12314194112503643,22038]
["P00000865711",2013,"SLERES",4.8,6212,19032,3965,7.0913242009132415E-4,4.7999999999999996E-3,null,18748.822410263616,3906.0046688049201,0.1477359208523592,1294.1666666666667,null,4.41,4827.0927811208339,1078.7234042553191,0.12317236289839029,22038]
["P00000869918",2013,"SLERES",4.5,4732,21375,4750,5.4018264840182653E-4,4.4999999999999997E-3,null,21056.960856419966,4679.3246347599925,0.12004058853373922,1051.5555555555557,null,4.41,4827.0927811208339,1078.7234042553191,0.12318321544751844,22066.640898084082]
["P00000869924",2013,"SLERES",3.18,4340,14946,4700,4.9543378995433793E-4,3.1800000000000001E-3,null,14723.618103394283,4630.0685859730447,0.15579678929381693,1364.7798742138364,null,4.41,4827.0927811208339,1078.9898989898988,0.12318321544751844,22081.486671188468]
["P00000871012",2013,"SLERES",5.75,6769,27312.5,4750,7.7271689497716899E-4,5.7499999999999999E-3,null,26906.116649869957,4679.3246347599925,0.13438554695255114,1177.2173913043478,null,4.41,4827.0927811208339,1079.0849673202615,0.12320453295473441,22128.155339805824]
["P00000871020",2013,"SLERES",5.5,5286,26125,4750,6.0342465753424653E-4,5.4999999999999997E-3,null,25736.285491179959,4679.3246347599925,0.10971357409713574,961.09090909090912,null,4.42,4827.0927811208339,1079.0849673202615,0.12320523572969758,22129]
["P00000874990",2013,"SLERES",4.5,4356,21375,4750,4.9726027397260276E-4,4.4999999999999997E-3,null,21056.960856419966,4679.3246347599925,0.11050228310502283,968,null,4.4649999999999999,4827.0927811208339,1079.2717086834734,0.12322651663405088,22142.564171684284]
["P00000879998",2013,"SLERES",4.7699999999999996,6142,19015,3986.3731656184491,7.0114155251141549E-4,4.7699999999999999E-3,null,18732.075353676053,3927.0598225735962,0.14698984329379783,1287.6310272536689,null,4.4649999999999999,4827.0927811208339,1079.2778649921506,0.12328767123287672,22184.466019417476]
["P00000884500",2013,"SLERES",6,5622,28500,4750,6.4178082191780812E-4,6.0000000000000001E-3,null,28075.947808559955,4679.3246347599925,0.1069634703196347,937,null,4.4800000000000004,4827.0927811208339,1079.4642857142858,0.12328767123287672,22200]
["P00000736596",2013,"SLERES",3.06,2761,15400,5032.6797385620912,3.1518264840182649E-4,3.0600000000000002E-3,null,15170.863026379764,4957.7983746339096,0.10300086549079296,902.28758169934633,null,4.4800000000000004,4827.0927811208339,1080,0.12329374332070341,22226.792015109964]
["P00000736602",2013,"SLERES",3,2628,15400,5133.333333333333,2.9999999999999997E-4,3.0000000000000001E-3,null,15170.863026379764,5056.954342126588,9.9999999999999992E-2,876,null,4.5,4827.0927811208339,1080,0.12331858367999435,22226.792015109964]
["P00000806948",2013,"SLERES",5.28,5335,26268,4975,6.0901826484018257E-4,5.28E-3,null,25877.157790710626,4900.9768543012542,0.11534436834094368,1010.4166666666666,null,4.5,4827.0927811208339,1080.0531914893618,0.12332279592553565,22230]
["P00000813709",2013,"SLERES",2.04,1816,11745,5757.3529411764703,2.0730593607305937E-4,2.0400000000000001E-3,null,11570.245860053918,5671.6891470852534,0.10162055689855851,890.19607843137248,null,4.5,4827.0927811208339,1080.2707930367505,0.12332986648055143,22236]
["P00000820977",2013,"SLERES",3.06,3629,12546,4100,4.1426940639269406E-4,3.0600000000000002E-3,null,12359.327761620812,4038.9960005296771,0.13538215895186079,1185.9477124183006,null,4.5,4827.0927811208339,1080.3076923076924,0.12333243799803026,22250.62]
["P00000821010",2013,"SLERES",4.32,4252,21168,4900,4.853881278538813E-4,4.3200000000000001E-3,null,20853.040814442003,4827.0927811208339,0.11235836292913919,984.25925925925924,null,4.5,4827.0927811208339,1080.3696303696304,0.12333243799803026,22260]
["P00000827275",2013,"SLERES",9.6,10148,47040,4900,1.1584474885844749E-3,9.5999999999999992E-3,null,46340.09069876001,4827.0927811208348,0.12067161339421614,1057.0833333333335,null,4.5,4827.0927811208339,1080.392156862745,0.12334855403348555,22281.553398058251]
["P00000833474",2013,"SLERES",5.0999999999999996,5312,20837,4085.6862745098042,6.0639269406392697E-4,5.0999999999999995E-3,null,20526.965771472413,4024.8952493083166,0.11890052824782882,1041.5686274509806,null,4.5,4827.0927811208339,1080.392156862745,0.12335109081684424,22281.553398058251]
["P00000833483",2013,"SLERES",5.2,6703,22100,4250,7.6518264840182647E-4,5.1999999999999998E-3,null,21771.1735638307,4186.7641468905194,0.14715050930804355,1289.0384615384614,null,4.5,4827.0927811208339,1080.5333333333333,0.1233571888537642,22290]
["P00000833506",2013,"SLERES",5.98,8372,23621,3949.9999999999995,9.5570776255707768E-4,5.9800000000000001E-3,null,23269.542567929639,3891.2278541688356,0.15981735159817351,1400,null,4.5,4827.0927811208339,1080.5555555555554,0.12335792061819459,22304]
["P00000833523",2013,"SLERES",3.84,3749,18816,4900,4.2796803652968036E-4,3.8399999999999997E-3,null,18536.036279504002,4827.0927811208339,0.1114500095129376,976.30208333333337,null,4.5,4827.0927811208339,1080.6089743589744,0.12337050497520166,22325]
["P00000839458",2013,"SLERES",4.41,4766,21609,4900,5.4406392694063927E-4,4.4099999999999999E-3,null,21287.479164742879,4827.0927811208339,0.12337050497520166,1080.7256235827665,null,4.5,4827.0927811208339,1080.6153846153845,0.12337050497520166,22330.097087378643]
["P00000839492",2013,"SLERES",3.24,3133,19214,5930.2469135802467,3.5764840182648399E-4,3.2400000000000003E-3,null,18928.114427848104,5842.0106258790438,0.11038530920570493,966.97530864197529,null,4.5,4827.0927811208339,1080.7256235827665,0.12338085919299228,22343.446601941749]
["P00000839499",2013,"SLERES",12.25,13829,60025,4900,1.5786529680365297E-3,1.225E-2,null,59131.886568730217,4827.0927811208339,0.12886963004379834,1128.8979591836735,null,4.5,4827.0927811208339,1080.7256235827665,0.12338933082573006,22343.446601941749]
["P00000845918",2013,"SLERES",3.5,5062,21770,6220,5.7785388127853878E-4,3.5000000000000001E-3,null,21446.083641836849,6127.4524690962426,0.16510110893672536,1446.2857142857142,null,4.5,4827.0927811208339,1080.8163265306123,0.12339304531085353,22343.446601941749]
["P00000845931",2013,"SLERES",3.12,4003,13250,4246.7948717948721,4.569634703196347E-4,3.1199999999999999E-3,null,13052.852928541031,4183.6067078657152,0.14646265074347264,1283.0128205128206,null,4.5,4827.0927811208339,1080.8905380333952,0.1234181343770385,22366]
["P00000845933",2013,"SLERES",4.24,4408,16849,3973.8207547169809,5.0319634703196352E-4,4.2399999999999998E-3,null,16598.303320225496,3914.6941792984658,0.11867838373395365,1039.6226415094338,null,4.5,4827.0927811208339,1080.9230769230769,0.12342938119981105,22377.669902912621]
["P00000845971",2013,"SLERES",3.22,3482,15134,4700,3.9748858447488585E-4,3.2200000000000002E-3,null,14908.820846833205,4630.0685859730447,0.12344365977480926,1081.366459627329,null,4.5,4827.0927811208339,1081.1428571428571,0.12344365977480926,22400]
["P00000845972",2013,"SLERES",10.045,9001,49221,4900.0497760079643,1.0275114155251141E-3,1.0045E-2,null,48488.639546846651,4827.1418165103687,0.10229083280488942,896.0676953708313,null,4.5,4827.0927811208339,1081.2413793103449,0.12344435491091414,22400]
["P00000846000",2013,"SLERES",8.82,10060,43218,4900,1.1484018264840184E-3,8.8199999999999997E-3,null,42574.958329485758,4827.0927811208339,0.13020428871700887,1140.5895691609976,null,4.5,4827.0927811208339,1081.366459627329,0.12345612639154713,22400]
["P00000806876",2013,"SLERES",2.82,3302,13639.69,4836.7695035461002,3.7694063926940643E-4,2.82E-3,null,13436.744721576741,4764.8030927577101,0.13366689335794554,1170.921985815603,null,4.5,4827.0927811208339,1081.3725490196077,0.12346380921803653,22436.893203883494]
["P00000806928",2013,"SLERES",3.64,3457,12922,3550,3.9463470319634701E-4,3.64E-3,null,12729.733248498656,3497.1794638732572,0.10841612725174368,949.72527472527474,null,4.5,4827.0927811208339,1081.4756671899529,0.12347054823095079,22455.832641969268]
["P00000820988",2013,"SLERES",3.68,4041,31260,8494.565217391304,4.613013698630137E-4,3.6800000000000001E-3,null,30794.881701599443,8368.1743754346317,0.12535363311494938,1098.0978260869565,null,4.5,4827.0927811208339,1081.54296875,0.12347317351598174,22470.116896117484]
["P00000820989",2013,"SLERES",3,2778,14900,{"$f":"IFERROR(F1602/D1602,\"\")","v":4966.666666666667},3.1712328767123286E-4,3.0000000000000001E-3,null,{"$f":"F1602*VLOOKUP(B1602,$AA$12:$AB$14,2,FALSE)","v":14678.302538510292},4892.7675128367637,{"$f":"(E1602/8760)/D1602","v":0.10570776255707763},{"$f":"E1602/D1602","v":926},null,4.5,4827.0927811208339,1081.6020025031289,0.12347404715310782,22470.609456605351]
["P00000827283",2013,"SLERES",5.28,4880,25872,4900,{"$f":"E1603/8760/1000","v":5.5707762557077618E-4},{"$f":"D1603/1000","v":5.28E-3},null,25487.049884318003,{"$f":"IFERROR(K1603/D1603,\"\")","v":4827.0927811208339},0.10550712605507125,924.24242424242425,null,4.5,4827.0927811208339,1081.625,0.1234936394230098,22488.349514563106]
["P00000827290",2013,"SLERES",2.4500000000000002,2635,12005,4900,3.0079908675799091E-4,2.4500000000000004E-3,null,11826.377313746043,4827.0927811208339,0.12277513745224117,1075.5102040816325,null,4.5,4827.0927811208339,1081.6326530612243,0.12350461786400545,22500]
["P00000806918",2013,"SLERES",3.22,4161,14490,4500,4.75E-4,3.2200000000000002E-3,null,14274.402938457324,4433.0443908252555,0.14751552795031053,1292.2360248447203,null,4.5,4827.0927811208339,1081.8042813455659,0.12351881203064267,22504]
["P00000806922",2013,"SLERES",5.76,5745,21000,3645.8333333333335,6.5582191780821919E-4,5.7599999999999995E-3,null,20687.540490517862,3591.5868907149065,0.11385797184170472,997.39583333333337,null,4.5,4827.0927811208339,1081.9004524886877,0.12354927701674279,22504]
["P00000738565",2013,"SLERES",3.1850000000000001,3637,14491.75,4550,4.1518264840182653E-4,3.1849999999999999E-3,null,14276.126900164867,4482.3004396122033,0.13035561959241021,1141.9152276295133,null,4.5,4827.0927811208339,1082.0247933884298,0.12356049510352947,22504]
["P00000806902",2013,"SLERES",3.1850000000000001,4071,14969,4699.8430141287281,4.6472602739726029E-4,3.1849999999999999E-3,null,14746.275885836279,4629.9139358983612,0.14591084062708329,1278.1789638932496,null,4.5,4827.0927811208339,1082.2916666666667,0.12359666289010196,22504]
["P00000736589",2013,"SLERES",3,3293,15400,5133.333333333333,3.7591324200913242E-4,3.0000000000000001E-3,null,15170.863026379764,5056.954342126588,0.12530441400304412,1097.6666666666667,null,4.5,4827.0927811208339,1082.3899371069183,0.12366818873668189,22504]
["P00000736594",2013,"SLERES",3.06,2761,15400,5032.6797385620912,3.1518264840182649E-4,3.0600000000000002E-3,null,15170.863026379764,4957.7983746339096,0.10300086549079296,902.28758169934633,null,4.5,4827.0927811208339,1082.7067669172932,0.12366818873668189,22507]
["P00000692456",2013,"SLERES",2.76,2554,15840,5739.130434782609,2.9155251141552515E-4,2.7599999999999999E-3,null,15604.3162557049,5653.7377738061232,0.10563496790417579,925.36231884057975,null,4.5,4827.0927811208339,1083.3333333333335,0.12367373563906972,22507]
["P00000833492",2013,"SLERES",5.4,7156,19144,3545.1851851851848,8.1689497716894979E-4,5.4000000000000003E-3,null,18859.155959546377,3492.4362888048845,0.15127684762387958,1325.185185185185,null,4.5,4827.0927811208339,1083.3333333333335,0.12369637521844523,22507]
["P00000833493",2013,"SLERES",5.28,6736,18692,3540.151515151515,7.6894977168949778E-4,5.28E-3,null,18413.881278512374,3487.4775148697677,0.14563442645634425,1275.7575757575758,null,4.5,4827.0927811208339,1083.3819241982508,0.12373022963404144,22507]
["P00000833518",2013,"SLERES",11.025,10779,54023,4900.0453514739229,1.2304794520547947E-3,1.1025E-2,null,53219.190472345064,4827.1374578090763,0.11160811356506073,977.68707482993193,null,4.5,4827.0927811208339,1083.5802469135804,0.12389567202700019,22553.398058252427]
["P00000839473",2013,"SLERES",3.29,4176,15463,4700,4.7671232876712329E-4,3.29E-3,null,15232.925647851318,4630.0685859730447,0.14489736436690676,1269.3009118541033,null,4.5,4827.0927811208339,1083.876811594203,0.12391552511415525,22661.722925898706]
["P00000839490",2013,"SLERES",5.64,5169,32540,5769.5035460992913,5.9006849315068491E-4,5.64E-3,null,32055.836550545293,5683.6589628626407,0.10462207325366754,916.48936170212767,null,4.5,4827.0927811208339,1085.3260869565217,0.123921867072552,22750]
["P00000839518",2013,"SLERES",3.6749999999999998,3293,18008,4900.1360544217687,3.7591324200913242E-4,3.6749999999999999E-3,null,17740.058531106934,4827.2268111855601,0.10228931755350541,896.05442176870747,null,4.5,4827.0927811208339,1085.5,0.12392763248927631,22779.937442987382]
["P00000845917",2013,"SLERES",3.08,3051,16016,5200,3.4828767123287676E-4,3.0800000000000003E-3,null,15777.697547434955,5122.6290738425178,0.11308041273794699,990.58441558441552,null,4.5,4827.0927811208339,1085.5555555555557,0.12393455098934551,22795]
["P00000845993",2013,"SLERES",12.25,13388,60025,4900,1.528310502283105E-3,1.225E-2,null,59131.886568730217,4827.0927811208339,0.12476004100270244,1092.8979591836735,null,4.5,4827.0927811208339,1085.6060606060605,0.12394615542385873,22808.013390795943]
["P00000852969",2013,"SLERES",55,61041,171600,3120,6.9681506849315067E-3,5.5E-2,null,169046.75943680308,3073.5774443055107,0.12669364881693648,1109.8363636363636,null,4.5599999999999996,4827.0927811208339,1085.6666666666667,0.1239515528352602,22808.013390795943]
["P00000852970",2013,"SLERES",3.18,4204,14085,4429.2452830188677,4.7990867579908675E-4,3.1800000000000001E-3,null,13875.42894328305,4363.3424349946699,0.1509146779242411,1322.0125786163521,null,4.5780000000000003,4827.0927811208339,1085.7683215130025,0.12395537175842163,22839.044701531719]
["P00000856501",2013,"SLERES",7.02,9298,26850,3824.7863247863252,1.0614155251141553E-3,7.0199999999999993E-3,null,26450.498198590692,3767.8772362664808,0.15119879275130418,1324.5014245014245,null,4.5780000000000003,4827.0927811208348,1085.8156028368794,0.12397468459840945,22878]
["P00000856516",2013,"SLERES",2.88,3015,16900,5868.0555555555557,3.4417808219178083E-4,2.8799999999999997E-3,null,16648.544489988184,5780.744614579231,0.11950627853881278,1046.875,null,4.5780000000000003,4827.0927811208348,1085.8490566037735,0.12399016508605551,22887.3786407767]
["P00000856517",2013,"SLERES",7.2,4632,18013,2501.8055555555557,5.2876712328767128E-4,7.1999999999999998E-3,null,17744.984135985629,2464.5811299980041,7.3439878234398792E-2,643.33333333333337,null,4.5780000000000003,4827.0927811208348,1086.0182370820669,0.123998333619232,22928.690710323961]
["P00000856531",2013,"SLERES",8.4600000000000009,8878,41454,4899.9999999999991,1.0134703196347033E-3,8.4600000000000005E-3,null,40837.204928282255,4827.0927811208339,0.11979554605611148,1049.4089834515366,null,4.5780000000000003,4827.0927811208348,1086.1538461538462,0.1240039394753335,22965]
["P00000856534",2013,"SLERES",5.6349999999999998,6225,27611.5,4900,7.1061643835616437E-4,5.6349999999999994E-3,null,27200.667821615902,4827.0927811208348,0.12610761993898215,1104.7027506654836,null,4.59,4827.0927811208348,1086.2254025044724,0.12400938224313333,22965.43]
["P00000856543",2013,"SLERES",5.6349999999999998,5820,27611.5,4900,6.6438356164383566E-4,5.6349999999999994E-3,null,27200.667821615902,4827.0927811208348,0.11790302779837367,1032.8305235137534,null,4.59,4827.0927811208348,1086.2745098039215,0.12401632177207811,22969.5]
["P00000856546",2013,"SLERES",3.1850000000000001,2855,15606.5,4900,3.259132420091324E-4,3.1849999999999999E-3,null,15374.290507869857,4827.0927811208339,0.10232754851150154,896.38932496075347,null,4.59,4827.0927811208348,1086.322188449848,0.12402968036529681,22985]
["P00000856575",2013,"SLERES",3.6749999999999998,3293,18007.5,4900,3.7591324200913242E-4,3.6749999999999999E-3,null,17739.565970619067,4827.0927811208348,0.10228931755350541,896.05442176870747,null,4.59,4827.0927811208348,1086.3829787234042,0.12410306588388781,23000]
["P00000859192",2013,"SLERES",5.39,4984,26411,4900,5.6894977168949769E-4,5.3899999999999998E-3,null,26018.030090241296,4827.0927811208348,0.1055565439127083,924.67532467532476,null,4.59,4827.0927811208348,1086.5,0.12411347517730496,23045]
["P00000860259",2013,"SLERES",3.22,3198,24540,7621.1180124223602,3.6506849315068497E-4,3.2200000000000002E-3,null,24174.868744633728,7507.7232126191693,0.11337530843188973,993.16770186335395,null,4.59,4827.0927811208348,1087.1428571428571,0.12413568166992825,23052]
["P00000860266",2013,"SLERES",14.7,14691,66150,4500,1.6770547945205477E-3,1.47E-2,null,65165.752545131261,4433.0443908252564,0.11408536017146584,999.38775510204084,null,4.59,4827.0927811208348,1087.2340425531916,0.12413568166992825,23058.252427184467]
["P00000861276",2013,"SLERES",2.97,3012,17856,6012.121212121212,3.4383561643835616E-4,2.97E-3,null,17590.320142794615,5922.666714745661,0.11576956782436233,1014.1414141414141,null,4.59,4827.0927811208348,1087.4285714285713,0.12413800661055899,23058.252427184467]
["P00000861297",2013,"SLERES",9.8000000000000007,9605,44100,4500,1.096461187214612E-3,9.8000000000000014E-3,null,43443.83503008751,4433.0443908252555,0.1118837946137359,980.10204081632651,null,4.59,4827.0927811208348,1087.4285714285713,0.1241400304414003,23058.252427184467]
["P00000862494",2013,"SLERES",5.88,6850,26460,4500,7.8196347031963479E-4,5.8799999999999998E-3,null,26066.301018052505,4433.0443908252564,0.1329869847482372,1164.9659863945578,null,4.59,4827.0927811208348,1087.4489379084966,0.1241552511415525,23058.252427184467]
["P00000862613",2013,"SLERES",9.31,9655,41895,4500,1.1021689497716896E-3,9.3100000000000006E-3,null,41271.643278583135,4433.0443908252555,0.11838549406785065,1037.0569280343716,null,4.59,4827.0927811208348,1087.4666666666667,0.12416286149162863,23058.252427184467]
["P00000864118",2013,"SLERES",3.5,3681,16625,4750,4.2020547945205476E-4,3.5000000000000001E-3,null,16377.636221659974,4679.3246347599925,0.12005870841487279,1051.7142857142858,null,4.59,4827.0927811208348,1087.5999999999999,0.12416286149162863,23058.252427184467]
["P00000864289",2013,"SLERES",2.94,2705,13230,4500,3.0878995433789952E-4,2.9399999999999999E-3,null,13033.150509026253,4433.0443908252564,0.10503059671357126,920.06802721088434,null,4.59,4827.0927811208348,1087.6666666666667,0.12417237442922374,23058.252427184467]
["P00000864300",2013,"SLERES",5.39,5826,24255,4500,6.65068493150685E-4,5.3899999999999998E-3,null,23894.10926654813,4433.0443908252564,0.12338933082573006,1080.8905380333952,null,4.59,4827.0927811208348,1087.6666666666667,0.1241861438294625,23058.252427184467]
["P00000864772",2013,"SLERES",10.26,10171,51484,5017.9337231968811,1.1610730593607306E-3,1.026E-2,null,50717.968314943886,4943.2717655890729,0.11316501553223494,991.32553606237821,null,4.59,4827.0927811208348,1087.75,0.12420091324200913,23058.252427184467]
["P00000865710",2013,"SLERES",3.25,3608,13655,4201.5384615384619,4.1187214611872148E-4,3.2499999999999999E-3,null,13451.826923715304,4139.023668835478,0.12672989111345276,1110.1538461538462,null,4.59,4827.0927811208348,1087.8706199460917,0.12421285104605007,23058.252427184467]
["P00000869926",2013,"SLERES",2.94,2635,13965,4750,3.0079908675799091E-4,2.9399999999999999E-3,null,13757.214426194378,4679.3246347599925,0.10231261454353431,896.2585034013606,null,4.59,4827.0927811208348,1088,0.1242270058708415,23058.252427184467]
["P00000871018",2013,"SLERES",4,3585,19000,4750,4.0924657534246577E-4,4.0000000000000001E-3,null,18717.29853903997,4679.3246347599925,0.10231164383561644,896.25,null,4.59,4827.0927811208348,1088.1045751633987,0.12427355749273557,23058.252427184467]
["P00000871222",2013,"SLERES",5.0350000000000001,5992,21147,4200,6.8401826484018266E-4,5.0350000000000004E-3,null,20832.353273951485,4137.5080981035717,0.13585268417878504,1190.0695134061568,null,4.59,4827.0927811208348,1088.2285714285715,0.12427751415127188,23090]
["P00000856515",2013,"SLERES",2.97,3362,17356,5843.771043771043,3.8378995433789955E-4,2.97E-3,null,17097.759654925143,5756.8214326347279,0.1292222068477776,1131.9865319865319,null,4.59,4827.0927811208348,1088.6363636363635,0.124326776724037,23112.6213592233]
["P00000871916",2013,"SLERES",3,2679,14533,4844.333333333333,3.0582191780821914E-4,3.0000000000000001E-3,null,14316.763140414099,4772.2543801380334,0.10194063926940639,893,null,4.5999999999999996,4827.0927811208348,1088.6710239651416,0.12433936392560938,23136.893203883494]
["P00000872325",2013,"SLERES",3.75,3451,17812.5,4750,3.9394977168949772E-4,3.7499999999999999E-3,null,17547.467380349972,4679.3246347599925,0.10505327245053273,920.26666666666665,null,4.5999999999999996,4827.0927811208348,1089.102564102564,0.12433936392560938,23150.342929865226]
["P00000872327",2013,"SLERES",5.25,4730,24937.5,4750,5.3995433789954335E-4,5.2500000000000003E-3,null,24566.454332489961,4679.3246347599925,0.10284844531419875,900.95238095238096,null,4.5999999999999996,4827.0927811208348,1089.2128279883382,0.12433969021398512,23156]
["P00000879917",2013,"SLERES",6.94,7414,29954,4316.1383285302591,8.4634703196347029E-4,6.94E-3,null,29508.313707284382,4251.9184016259915,0.12195202189675364,1068.299711815562,null,4.5999999999999996,4827.0927811208348,1089.2128279883382,0.12434893106000307,23170.045349380005]
["P00000879926",2013,"SLERES",3.24,3086,12958,3999.3827160493825,3.5228310502283104E-4,3.2400000000000003E-3,null,12765.197603625258,3939.8758035880423,0.10872935340210835,952.46913580246905,null,4.62,4827.0927811208348,1089.2156862745098,0.12435600463277287,23170.045349380005]
["P00000813698",2013,"SLERES",3.04,2716,14400,4736.8421052631575,3.1004566210045666E-4,3.0400000000000002E-3,null,14185.742050640818,4666.3625166581642,0.1019887046383081,893.42105263157896,null,4.6550000000000002,4827.0927811208348,1089.2966360856269,0.12440086219121357,23256]
["P00000879954",2013,"SLERES",5,4899,23750,4750,5.5924657534246584E-4,5.0000000000000001E-3,null,23396.623173799962,4679.3246347599925,0.11184931506849316,979.8,null,4.6550000000000002,4827.1280521904991,1089.3586005830903,0.12440196904704999,23263]
["P00000879966",2013,"SLERES",3.5,3764,16625,4750,4.2968036529680365E-4,3.5000000000000001E-3,null,16377.636221659974,4679.3246347599925,0.12276581865622961,1075.4285714285713,null,4.6749999999999998,4827.1374578090763,1089.7515527950311,0.12442540584291625,23269.542567929639]
["P00000879972",2013,"SLERES",5.25,5240,24937.5,4750,5.9817351598173522E-4,5.2500000000000003E-3,null,24566.454332489961,4679.3246347599925,0.11393781256794956,998.09523809523807,null,4.68,4827.1418165103687,1089.7612488521579,0.12442570043407182,23273.483051832594]
["P00000884622",2013,"SLERES",4,3825,19000,4750,4.3664383561643836E-4,4.0000000000000001E-3,null,18717.29853903997,4679.3246347599925,0.1091609589041096,956.25,null,4.68,4827.1471176335608,1089.9665551839464,0.12444331698517391,23286.407766990291]
["P00000888431",2013,"SLERES",2.97,3630,12544,4223.5690235690236,4.143835616438356E-4,2.97E-3,null,12357.357519669335,4160.7264375991026,0.13952308472856417,1222.2222222222222,null,4.68,4827.1672422679048,1089.9691358024691,0.12444331698517391,23287.3786407767]
["P00000736599",2013,"SLERES",3.06,2761,15400,5032.6797385620912,3.1518264840182649E-4,3.0600000000000002E-3,null,15170.863026379764,4957.7983746339096,0.10300086549079296,902.28758169934633,null,4.7,4827.1801920326125,1090.1234567901233,0.12446045162454372,23292.23300970874]
["P00000736601",2013,"SLERES",3.06,2761,15400,5032.6797385620912,3.1518264840182649E-4,3.0600000000000002E-3,null,15170.863026379764,4957.7983746339096,0.10300086549079296,902.28758169934633,null,4.7,4827.1885168813533,1090.1234567901233,0.12447780044690566,23361.198223512391]
["P00000736609",2013,"SLERES",3,3433,15400,5133.333333333333,3.9189497716894976E-4,3.0000000000000001E-3,null,15170.863026379764,5056.954342126588,0.1306316590563166,1144.3333333333333,null,4.7,4827.1985943298278,1090.2735562310031,0.12447780044690566,23363.129060624837]
["P00000729525",2013,"SLERES",3.22,2905,20778,6452.7950310558999,3.3162100456621003E-4,3.2200000000000002E-3,null,20468.843633903816,6356.7837372372096,0.1029878896168354,902.17391304347825,null,4.7,4827.2110429426511,1090.4255319148938,0.12449514926926759,23386.407766990291]
["P00000767552",2013,"SLERES",3.6749999999999998,3564,16500,4489.7959183673474,4.0684931506849314E-4,3.6749999999999999E-3,null,16254.496099692606,4422.9921359707769,0.11070729661727705,969.79591836734699,null,4.7,4827.2268111855601,1090.4255319148938,0.12453154777892893,23388.349514563106]
["P00000806884",2013,"SLERES",5.76,5638,21600,3750,6.4360730593607306E-4,5.7599999999999995E-3,null,21278.613075961228,3694.2036590210469,0.11173737950279047,978.81944444444446,null,4.7,4827.2755493909162,1090.5775075987842,0.1245515329419439,23388.349514563106]
["P00000806927",2013,"SLERES",4,3550,20475,5118.75,4.0525114155251138E-4,4.0000000000000001E-3,null,20170.351978254916,5042.5879945637289,0.10131278538812785,887.5,null,4.7,4827.2755493909162,1090.8963585434174,0.12462726722417775,23396.623173799962]
["P00000806940",2013,"SLERES",6.16,6617,30184,4900,7.5536529680365297E-4,6.1600000000000005E-3,null,29734.891531704339,4827.0927811208339,0.12262423649409949,1074.1883116883116,null,4.7,4827.2755493909162,1091.0714285714287,0.12462862955157476,23396.623173799962]
["P00000813716",2013,"SLERES",7.2,6943,35820,4975,7.9257990867579906E-4,7.1999999999999998E-3,null,35287.033350969039,4900.9768543012551,0.11008054287163876,964.30555555555554,null,4.7,4827.6058649623656,1091.734860883797,0.12463813531500881,23396.623173799962]
["P00000821002",2013,"SLERES",3.6,3396,18360,{"$f":"IFERROR(F1666/D1666,\"\")","v":5100},3.8767123287671235E-4,3.5999999999999999E-3,null,{"$f":"F1666*VLOOKUP(B1666,$AA$12:$AB$14,2,FALSE)","v":18086.821114567043},5024.1169762686231,{"$f":"(E1666/8760)/D1666","v":0.10768645357686454},{"$f":"E1666/D1666","v":943.33333333333326},null,4.7,4827.954545454545,1091.7467948717949,0.12465529224491625,23396.623173799962]
["P00000827267",2013,"SLERES",2.2949999999999999,2153,12234,5330.7189542483666,{"$f":"E1667/8760/1000","v":2.4577625570776259E-4},{"$f":"D1667/1000","v":2.2949999999999997E-3},null,12051.970017190262,{"$f":"IFERROR(K1667/D1667,\"\")","v":5251.4030575992429},0.10709205041732574,938.12636165577339,null,4.7,4832.3529411764703,1091.8300653594772,0.12465822296603925,23396.623173799962]
["P00000827274",2013,"SLERES",6.96,6515,34104,4900,7.4372146118721464E-4,6.96E-3,null,33596.565756601005,4827.0927811208339,0.10685653177977221,936.06321839080465,null,4.7,4834.3899735337154,1091.9803600654664,0.12466614973722753,23396.623173799962]
["P00000827280",2013,"SLERES",5.04,5055,24696,4900,5.7705479452054801E-4,5.0400000000000002E-3,null,24328.547616849006,4827.0927811208348,0.11449499891280714,1002.9761904761905,null,4.7,4835.7850250244128,1092.0060331825039,0.12467314522109044,23396.623173799962]
["P00000833459",2013,"SLERES",3.22,3211,24540,7621.1180124223602,3.6655251141552513E-4,3.2200000000000002E-3,null,24174.868744633728,7507.7232126191693,0.11383618366941774,997.20496894409928,null,4.7,4835.7850250244128,1092.0754716981132,0.12467544095263676,23396.623173799962]
["P00000833466",2013,"SLERES",5.76,6529,22332,3877.0833333333335,7.453196347031964E-4,5.7599999999999995E-3,null,21999.721630202137,3819.3961163545378,0.12939576991374938,1133.5069444444446,null,4.7,4840.9937888198756,1092.1367521367522,0.12467544095263676,23396.623173799962]
["P00000833472",2013,"SLERES",6.48,7153,33048,5100,8.1655251141552507E-4,6.4800000000000005E-3,null,32556.27800622068,5024.1169762686231,0.12601119003326003,1103.858024691358,null,4.7,4843.1186725921862,1092.1568627450981,0.12467544095263676,23396.623173799962]
["P00000833497",2013,"SLERES",4.165,4602,20409,4900.1200480192074,5.2534246575342469E-4,4.1650000000000003E-3,null,20105.333993856144,4827.2110429426511,0.12613264483875744,1104.921968787515,null,4.7,4844.5991329303288,1092.1568627450981,0.12467544095263676,23396.623173799962]
["P00000833505",2013,"SLERES",5.39,5179,26411,4900,5.912100456621004E-4,5.3899999999999998E-3,null,26018.030090241296,4827.0927811208348,0.10968646487237486,960.85343228200372,null,4.7,4847.0588235294117,1092.1568627450981,0.12467893835616438,23409]
["P00000833510",2013,"SLERES",6.86,6426,33614,4900,7.3356164383561642E-4,6.8600000000000006E-3,null,33113.856478488924,4827.0927811208339,0.10693318423259714,936.73469387755097,null,4.7,4847.281680129805,1092.1568627450981,0.1246802033744616,23420]
["P00000833515",2013,"SLERES",2.6949999999999998,2479,13206,4900.1855287569579,2.8299086757990863E-4,2.6949999999999999E-3,null,13009.507605608518,4827.2755493909162,0.10500588778475275,919.85157699443414,null,4.7,4849.8480243161093,1092.1875,0.12468797564687975,23420]
["P00000839465",2013,"SLERES",3.24,4080,19650,6064.8148148148148,4.6575342465753425E-4,3.2400000000000003E-3,null,19357.627173270284,5974.5762880463835,0.14375105699306612,1259.2592592592591,null,4.7,4849.8480243161093,1092.1985815602839,0.12470797493894022,23420]
["P00000839501",2013,"SLERES",4.6550000000000002,5704,22810,4900.1074113856066,6.5114155251141546E-4,4.6550000000000003E-3,null,22470.609456605351,4827.1985943298278,0.13988003276292491,1225.3490870032222,null,4.7,4849.8480243161093,1092.2666666666667,0.12472020771779031,23420]
["P00000839511",2013,"SLERES",3.1850000000000001,3367,14982,4703.9246467817893,3.843607305936073E-4,3.1849999999999999E-3,null,14759.082458520885,4633.9348378401519,0.12067840834964123,1057.1428571428571,null,4.7,4849.8480243161093,1092.4418604651164,0.12472020771779031,23422.330097087379]
["P00000845956",2013,"SLERES",5.1449999999999996,6025,25211,4900.097181729835,6.8778538812785386E-4,5.1449999999999994E-3,null,24835.884919354561,4827.1885168813533,0.13368034754671601,1171.0398445092324,null,4.7,4849.8480243161093,1092.5490196078433,0.12472020771779031,23514.563106796119]
["P00000845984",2013,"SLERES",3.18,4316,16962,5333.9622641509432,4.9269406392694068E-4,3.1800000000000001E-3,null,16709.621990483996,5254.5981102150927,0.15493524022859767,1357.2327044025158,null,4.7300000000000004,4849.8480243161093,1092.5490196078433,0.12472518180280735,23519.417475728154]
["P00000845999",2013,"SLERES",6.86,8361,33614,4900,9.5445205479452054E-4,6.8600000000000006E-3,null,33113.856478488924,4827.0927811208339,0.13913295259395342,1218.8046647230319,null,4.75,4849.8480243161093,1092.5490196078433,0.12473322414135397,23519.417475728154]
["P00000856513",2013,"SLERES",5.4,6225,18301,3389.0740740740739,7.1061643835616437E-4,5.4000000000000003E-3,null,18028.698976998447,3338.647958703416,0.13159563673262303,1152.7777777777776,null,4.75,4850,1092.5925925925926,0.1247510673472839,23519.417475728154]
["P00000856535",2013,"SLERES",6.6150000000000002,7310,32413.5,4900,8.3447488584474888E-4,6.6150000000000002E-3,null,31931.218747114319,4827.0927811208339,0.1261488867490172,1105.0642479213907,null,4.75,4850,1092.6630434782608,0.12475860450845562,23519.417475728154]
["P00000856574",2013,"SLERES",3.92,3879,19208,4900,4.428082191780822E-4,3.9199999999999999E-3,null,18922.203701993669,4827.0927811208339,0.112961280402572,989.5408163265306,null,4.75,4850,1092.8193499622071,0.12476004100270244,23519.417475728154]
["P00000857803",2013,"SLERES",2.7,2515,16498,6110.3703703703695,2.8710045662100461E-4,2.7000000000000001E-3,null,16252.525857741128,6019.4540213856026,0.10633350245222391,931.48148148148141,null,4.75,4850,1092.8853754940712,0.12476434198547701,23519.417475728154]
["P00000857815",2013,"SLERES",4.9000000000000004,5562,23275,4750,6.3493150684931505E-4,4.9000000000000007E-3,null,22928.690710323961,4679.3246347599916,0.12957785854067655,1135.1020408163265,null,4.75,4850,1092.8979591836735,0.12476583538227375,23544.391320160805]
["P00000859182",2013,"SLERES",3.24,2267,15500,4783.9506172839501,2.5878995433789955E-4,3.2400000000000003E-3,null,15269.37512395366,4712.770099985697,7.9873442696882568E-2,699.69135802469134,null,4.75,4850,1092.9356357927786,0.12477434427099925,23544.391320160805]
["P00000859198",2013,"SLERES",5.1449999999999996,5348,23152.5,4500,6.1050228310502289E-4,5.1449999999999994E-3,null,22808.013390795943,4433.0443908252564,0.11865933588047092,1039.4557823129253,null,4.75,4850,1092.948717948718,0.12477803145611363,23550.400000000001]
["P00000859203",2013,"SLERES",4.9000000000000004,5756,22050,4500,6.5707762557077622E-4,4.9000000000000007E-3,null,21721.917515043755,4433.0443908252555,0.13409747460628085,1174.6938775510203,null,4.75,4850,1093.0232558139535,0.1247980330172111,23562]
["P00000861289",2013,"SLERES",8.82,9120,39690,4500,1.0410958904109589E-3,8.8199999999999997E-3,null,39099.45152707876,4433.0443908252564,0.11803808281303388,1034.0136054421769,null,4.75,4850,1093.0555555555554,0.1247980330172111,23570.27]
["P00000861413",2013,"SLERES",2.16,2496,12984,6011.1111111111104,2.8493150684931505E-4,2.16E-3,null,12790.810748994472,5921.6716430529959,0.13191273465246067,1155.5555555555554,null,4.75,4850,1093.2307692307693,0.12480638374071089,23574.400000000001]
["P00000862943",2013,"SLERES",5.88,7011,26460,4500,8.0034246575342465E-4,5.8799999999999998E-3,null,26066.301018052505,4433.0443908252564,0.13611266424377969,1192.3469387755101,null,4.75,4850,1093.2307692307693,0.12480742807178249,23592.23300970874]
["P00000863796",2013,"SLERES",3.24,3675,14990,4626.5432098765432,4.1952054794520548E-4,3.2400000000000003E-3,null,14766.963426326796,4557.7047612119741,0.12948165060037206,1134.2592592592591,null,4.75,4850,1093.3039215686274,0.12485125224851254,23650.485436893203]
["P00000864116",2013,"SLERES",9.75,9721,46312.5,4750,1.109703196347032E-3,9.75E-3,null,45623.415188909923,4679.3246347599925,0.11381571244584944,997.02564102564099,null,4.75,4850,1093.3130699088147,0.12485426989215972,23652]
["P00000864402",2013,"SLERES",5.25,4706,24937.5,4750,5.372146118721461E-4,5.2500000000000003E-3,null,24566.454332489961,4679.3246347599925,0.10232659273755165,896.38095238095241,null,4.7699999999999996,4850,1093.6969696969697,0.12489927477840451,23652]
["P00000865182",2013,"SLERES",2.94,3337,13230,4500,3.8093607305936071E-4,2.9399999999999999E-3,null,13033.150509026253,4433.0443908252564,0.12957009287733359,1135.0340136054422,null,4.7699999999999996,4850,1093.7234042553191,0.12493371075159955,23652.754627492086]
["P00000885143",2013,"SLERES",3.25,3137,15288,4704,3.581050228310502E-4,3.2499999999999999E-3,null,15060.529477097003,4634.0090698760014,0.11018616087109237,965.23076923076928,null,4.7699999999999996,4850,1094.1176470588236,0.12494518940933123,23652.754627492086]
["P00000900752",2013,"SLERES",3.9750000000000001,4455,18086,4549.9371069182389,5.0856164383561637E-4,3.9750000000000002E-3,null,17816.897967214572,4482.238482318131,0.12794003618506072,1120.7547169811321,null,4.7699999999999996,4850,1094.4193061840122,0.1250235857956904,23652.754627492086]
["P00000866944",2013,"SLERES",4.83,4992,19126,3959.8343685300206,5.6986301369863011E-4,4.8300000000000001E-3,null,18841.423781983078,3900.9158968909064,0.11798406080716979,1033.5403726708075,null,4.7699999999999996,4850,1094.5198592257416,0.1250413605982397,23652.754627492086]
["P00000867152",2013,"SLERES",3.18,3210,14946,4700,3.6643835616438359E-4,3.1800000000000001E-3,null,14723.618103394283,4630.0685859730447,0.11523218747307659,1009.4339622641509,null,4.8,4850,1095.206611570248,0.12507444907683143,23652.754627492086]
["P00000867156",2013,"SLERES",3.5,4015,15750,4500,4.5833333333333332E-4,3.5000000000000001E-3,null,15515.655367888396,4433.0443908252555,0.13095238095238096,1147.1428571428571,null,4.8,4850,1095.3623188405797,0.1252007652376019,23652.754627492086]
["P00000869923",2013,"SLERES",5.6349999999999998,5154,27312.5,4846.9387755102043,5.8835616438356162E-4,5.6349999999999994E-3,null,26906.116649869957,4774.8210558775436,0.1044110318338175,914.6406388642414,null,4.8,4850,1095.6521739130435,0.12521404109589043,23658.5]
["P00000869929",2013,"SLERES",8.5,10693,40375,4750,1.2206621004566208E-3,8.5000000000000006E-3,null,39774.259395459936,4679.3246347599925,0.14360730593607304,1258,null,4.8,4850,1096.7587034813926,0.12523102848445314,23712]
["P00000874989",2013,"SLERES",5.5,8113,26125,4750,9.2614155251141553E-4,5.4999999999999997E-3,null,25736.285491179959,4679.3246347599925,0.16838937318389371,1475.090909090909,null,4.8,4850,1096.875,0.12527568104867517,23718.446601941749]
["P00000874991",2013,"SLERES",9.75,11011,46312.5,4750,1.2569634703196346E-3,9.75E-3,null,45623.415188909923,4679.3246347599925,0.12891933028919331,1129.3333333333333,null,4.8,4850,1097.0238095238096,0.12527807048354994,23720.727974818074]
["P00000879919",2013,"SLERES",3.24,3489,19514,6022.8395061728388,3.9828767123287673E-4,3.2400000000000003E-3,null,19223.650720569789,5933.2255310400578,0.12292829359039405,1076.8518518518517,null,4.8,4850,1097.4149659863947,0.12527807048354994,23758]
["P00000879942",2013,"SLERES",3,3263,14250,4750,3.7248858447488589E-4,3.0000000000000001E-3,null,14037.973904279977,4679.3246347599925,0.12416286149162863,1087.6666666666667,null,4.8,4850,1097.4358974358975,0.12530360439133392,23762.6213592233]
["P00000879961",2013,"SLERES",4.75,4428,22562.5,4750,5.0547945205479451E-4,4.7499999999999999E-3,null,22226.792015109964,4679.3246347599925,0.10641672674837779,932.21052631578948,null,4.8,4850,1097.4358974358975,0.12530441400304412,23782.544316045693]
["P00000879997",2013,"SLERES",3.06,3590,14946,4884.3137254901958,4.0981735159817352E-4,3.0600000000000002E-3,null,14723.618103394283,4811.6399030700268,0.13392723908437043,1173.2026143790849,null,4.8,4850,1097.6595744680851,0.12530441400304412,23786.407766990291]
["P00000881612",2013,"SLERES",5.3,5788,20000,3773.5849056603774,6.6073059360730589E-4,5.3E-3,null,19702.419514778914,3717.4376442979083,0.12466614973722753,1092.0754716981132,null,4.8,4850.0576701268747,1097.6666666666667,0.12530963679231205,23813]
["P00000884498",2013,"SLERES",5.61,6996,15017.97,2676.9999999999995,7.9863013698630136E-4,5.6100000000000004E-3,null,14794.517260018214,2637.1688520531575,0.14235831318828901,1247.0588235294117,null,4.8,4850.0818330605562,1097.6666666666667,0.12532572026041283,23820]
["P00000879936",2013,"SLERES",3.06,4370,13495,4410.1307189542486,4.9885844748858452E-4,3.0600000000000002E-3,null,13294.207567597074,4344.5122769925074,0.16302563643417795,1428.1045751633987,null,4.8,4850.1519756838907,1097.7124183006536,0.12534694242994002,23828.106161173619]
["P00000883086",2013,"SLERES",8.25,9416,39187.5,4750,1.0748858447488586E-3,8.2500000000000004E-3,null,38604.428236769934,4679.3246347599925,0.13028919330289193,1141.3333333333333,null,4.8,4851.1904761904761,1097.8533094812165,0.12535363311494938,23828.106161173619]
["P00000879979",2013,"SLERES",7.75,7344,36812.5,4750,8.3835616438356162E-4,7.7499999999999999E-3,null,36264.765919389938,4679.3246347599916,0.10817498895271763,947.61290322580646,null,4.8,4854.3689320388339,1098.0392156862745,0.12538175295024609,23828.106161173619]
["P00000879990",2013,"SLERES",5,5139,23750,4750,5.8664383561643843E-4,5.0000000000000001E-3,null,23396.623173799962,4679.3246347599925,0.11732876712328769,1027.8,null,4.8,4854.3689320388339,1098.0978260869565,0.12540199833063287,23839.927612882486]
["P00000881616",2013,"SLERES",2.75,2465,13062.5,4750,2.8139269406392693E-4,2.7499999999999998E-3,null,12868.142745589979,4679.3246347599925,0.10232461602324615,896.36363636363637,null,4.8,4854.3689320388339,1098.3441558441559,0.12542601416186885,23860]
["P00000736595",2013,"SLERES",2.88,2761,15400,5347.2222222222226,3.1518264840182649E-4,2.8799999999999997E-3,null,15170.863026379764,5267.6607730485293,0.10943841958396752,958.68055555555554,null,4.8,4854.3689320388339,1098.5215053763441,0.1254364759602471,23880]
["P00000697719",2013,"SLERES",1.635,1476,14370,8788.9908256880735,1.6849315068493152E-4,1.635E-3,null,14156.18842136865,8658.2192179624763,0.10305391479200704,902.75229357798162,null,4.8,4854.3689320388348,1098.731884057971,0.1254650769490952,23880]
["P00000846003",2013,"SLERES",9.8000000000000007,11883,48020,4900,1.3565068493150685E-3,9.8000000000000014E-3,null,47305.509254984172,4827.0927811208339,0.13841906625663963,1212.5510204081631,null,4.83,4854.3689320388348,1098.8235294117646,0.12548159246575344,23880]
["P00000851570",2013,"SLERES",3.22,3018,15134,4700,3.445205479452055E-4,3.2200000000000002E-3,null,14908.820846833205,4630.0685859730447,0.10699395898919424,937.26708074534156,null,4.83,4854.3689320388348,1099.0740740740739,0.12549150177574836,23880]
["P00000856496",2013,"SLERES",6.48,9239,33448,5161.7283950617284,1.0546803652968038E-3,6.4800000000000005E-3,null,32950.326396516255,5084.9269130426319,0.16275931563222279,1425.7716049382716,null,4.83,4854.3689320388348,1099.21875,0.12550052687038987,23894.10926654813]
["P00000856507",2013,"SLERES",4.8,4322,37848,7885,4.9337899543378991E-4,4.7999999999999996E-3,null,37284.858689767621,7767.6788937015881,0.1027872907153729,900.41666666666674,null,4.83,4854.3689320388348,1099.3055555555557,0.12550228310502282,23894.10926654813]
["P00000856538",2013,"SLERES",4.9000000000000004,5562,24010,4900,6.3493150684931505E-4,4.9000000000000007E-3,null,23652.754627492086,4827.0927811208339,0.12957785854067655,1135.1020408163265,null,4.83,4854.3689320388348,1099.3846153846155,0.12550989345509894,23894.10926654813]
["P00000856554",2013,"SLERES",10.78,12029,52822,4900,1.3731735159817351E-3,1.078E-2,null,52036.060180482593,4827.0927811208348,0.12738158775340772,1115.8627087198518,null,4.83,4854.3689320388348,1099.4000000000001,0.12552004058853375,23978.155339805824]
["P00000856564",2013,"SLERES",6.11,7068,29939,4900,8.068493150684931E-4,6.11E-3,null,29493.536892648295,4827.0927811208339,0.13205389771988429,1156.7921440261864,null,4.83,4854.3689320388348,1099.4666666666667,0.12557077625570776,23987.695759243328]
["P00000856567",2013,"SLERES",4.41,5111,21609,4900,5.8344748858447492E-4,4.4099999999999999E-3,null,21287.479164742879,4827.0927811208339,0.13230101781960882,1158.9569160997733,null,4.84,4854.3689320388348,1099.5555555555557,0.1255879942423053,24000]
["P00000856570",2013,"SLERES",6.86,6261,33614,4900,7.147260273972603E-4,6.8600000000000006E-3,null,33113.856478488924,4827.0927811208339,0.10418746755062103,912.68221574344022,null,4.84,4854.3689320388348,1100,0.12562785388127853,24020]
["P00000857802",2013,"SLERES",2.76,2817,22234,8055.7971014492759,3.215753424657534E-4,2.7599999999999999E-3,null,21903.179774579719,7935.9347009346811,0.11651280524121502,1020.6521739130436,null,4.8449999999999998,4854.3689320388348,1100.1508295625943,0.1256392694063927,24020]
["P00000857809",2013,"SLERES",6.5,6716,30875,{"$f":"IFERROR(F1730/D1730,\"\")","v":4750},7.6666666666666669E-4,6.4999999999999997E-3,null,{"$f":"F1730*VLOOKUP(B1730,$AA$12:$AB$14,2,FALSE)","v":30415.610125939951},4679.3246347599925,{"$f":"(E1730/8760)/D1730","v":0.11794871794871796},{"$f":"E1730/D1730","v":1033.2307692307693},null,4.8449999999999998,4854.3689320388348,1100.5,0.12575422133329978,24174.868744633728]
["P00000859187",2013,"SLERES",3.68,4668,27425,7452.445652173913,{"$f":"E1731/8760/1000","v":5.328767123287671E-4},{"$f":"D1731/1000","v":3.6800000000000001E-3},null,27016.942759640588,{"$f":"IFERROR(K1731/D1731,\"\")","v":7341.5605325110291},0.14480345443716497,1268.4782608695652,null,4.8449999999999998,4854.3689320388348,1100.5999999999999,0.12578152441166141,24174.868744633728]
["P00000859208",2013,"SLERES",8.0850000000000009,7976,36382.5,4499.9999999999991,9.1050228310502281E-4,8.0850000000000002E-3,null,35841.163899822197,4433.0443908252555,0.11261623786085624,986.51824366110066,null,4.8449999999999998,4854.3689320388348,1101.606978879706,0.12578217486893287,24193]
["P00000860262",2013,"SLERES",6.625,7050,22795,3440.7547169811319,8.047945205479452E-4,6.6249999999999998E-3,null,22455.832641969268,3389.5596440708327,0.12147841819591626,1064.1509433962265,null,4.8600000000000003,4854.3689320388348,1101.8461538461538,0.12579148458229722,24211.165048543691]
["P00000860267",2013,"SLERES",3.22,2943,15134,4700,3.3595890410958909E-4,3.2200000000000002E-3,null,14908.820846833205,4630.0685859730447,0.10433506338807114,913.97515527950304,null,4.8600000000000003,4854.3689320388348,1101.8518518518517,0.1258136597687749,24211.165048543691]
["P00000861277",2013,"SLERES",2.97,2871,18153,6112.121212121212,3.2773972602739723E-4,2.97E-3,null,17882.901072589084,6021.1788123195565,0.11035007610350075,966.66666666666663,null,4.8600000000000003,4854.3689320388348,1101.9334049409238,0.12588787417554542,24211.165048543691]
["P00000861293",2013,"SLERES",4.9000000000000004,5503,22050,4500,6.2819634703196352E-4,4.9000000000000007E-3,null,21721.917515043755,4433.0443908252555,0.12820333612897214,1123.0612244897959,null,4.8600000000000003,4854.3689320388348,1102.1276595744682,0.12593510152530846,24211.165048543691]
["P00000862606",2013,"SLERES",4.9000000000000004,5694,22050,4500,6.4999999999999997E-4,4.9000000000000007E-3,null,21721.917515043755,4433.0443908252555,0.1326530612244898,1162.0408163265306,null,4.8600000000000003,4854.3689320388348,1102.7777777777776,0.12597550850975509,24211.165048543691]
["P00000864113",2013,"SLERES",3.36,3480,15278.5,4547.1726190476193,3.9726027397260272E-4,3.3599999999999997E-3,null,15051.170827827482,4479.5151273296078,0.11823222439660795,1035.7142857142858,null,4.8600000000000003,4854.3689320388348,1103.1914893617022,0.12597847358121331,24260]
["P00000864281",2013,"SLERES",7,7568,33250,4750,8.6392694063926949E-4,7.0000000000000001E-3,null,32755.272443319947,4679.3246347599925,0.1234181343770385,1081.1428571428571,null,4.8600000000000003,4854.3689320388348,1103.5454545454545,0.12597983257229833,24260]
["P00000806911",2013,"SLERES",3.68,3842,20608,5600,4.3858447488584473E-4,3.6800000000000001E-3,null,20301.373068028195,5516.6774641380962,0.1191805638276752,1044.0217391304348,null,4.8600000000000003,4854.3689320388348,1103.5714285714287,0.12598173515981734,24288]
["P00000806946",2013,"SLERES",2.94,3279,14010,4765.3061224489793,3.7431506849315067E-4,2.9399999999999999E-3,null,13801.544870102631,4694.4030170417109,0.12731805050787437,1115.3061224489795,null,4.9000000000000004,4854.3689320388348,1103.5833333333333,0.12598173515981734,24291.26213592233]
["P00000747937",2013,"SLERES",6.12,6648,33968,5550.3267973856209,7.589041095890411E-4,6.1200000000000004E-3,null,33462.58930390051,5467.7433503105403,0.1240039394753335,1086.2745098039215,null,4.9000000000000004,4854.3689320388348,1103.5999999999999,0.12598173515981734,24328.547616849006]
["P00000813706",2013,"SLERES",5.76,5595,25174,4370.4861111111113,6.3869863013698636E-4,5.7599999999999995E-3,null,24799.43544325222,4305.4575422312882,0.11088517884322681,971.35416666666674,null,4.9000000000000004,4854.3689320388348,1103.5999999999999,0.12599582240357524,24329.532737824742]
["P00000820976",2013,"SLERES",3.12,4457,13295,4261.2179487179483,5.0878995433789956E-4,3.1199999999999999E-3,null,13097.183372449284,4197.8151834773344,0.16307370331342932,1428.5256410256409,null,4.9000000000000004,4854.3689320388348,1103.5999999999999,0.12601119003326003,24330.025298312612]
["P00000820981",2013,"SLERES",2.94,3302,14627,4975.1700680272106,3.7694063926940643E-4,2.9399999999999999E-3,null,14409.364512133559,4901.1443918821633,0.1282111017923151,1123.1292517006802,null,4.9000000000000004,4854.3689320388348,1103.7234042553191,0.12601844390724326,24361.056609048388]
["P00000821000",2013,"SLERES",3.12,3276,14676,4703.8461538461534,3.7397260273972605E-4,3.1199999999999999E-3,null,14457.635439944768,4633.8575128028106,0.11986301369863014,1050,null,4.9000000000000004,4854.3689320388357,1103.858024691358,0.12601844390724326,24361.943217926557]
["P00000821007",2013,"SLERES",3.1850000000000001,3669,15005,4711.1459968602821,4.1883561643835614E-4,3.1849999999999999E-3,null,14781.740240962881,4641.0487412756302,0.13150254833229391,1151.9623233908949,null,4.9000000000000004,4854.3689320388357,1103.9215686274511,0.12601844390724326,24379]
["P00000827282",2013,"SLERES",3.1850000000000001,3290,12135,3810.0470957613816,3.7557077625570781E-4,3.1849999999999999E-3,null,11954.443040592107,3753.3573125877883,0.11791861106929601,1032.967032967033,null,4.9000000000000004,4854.3689320388357,1103.9215686274511,0.12603566189384077,24379]
["P00000833471",2013,"SLERES",10.32,10999,50568,4900,1.2555936073059362E-3,1.0320000000000001E-2,null,49815.597501167009,4827.0927811208339,0.12166604721956746,1065.7945736434108,null,4.9000000000000004,4854.3689320388357,1103.9215686274511,0.12605326250236268,24379]
["P00000833500",2013,"SLERES",24.48,30006,119952,4900,3.425342465753425E-3,2.4480000000000002E-2,null,118167.23128183802,4827.0927811208339,0.13992412033306473,1225.7352941176471,null,4.9000000000000004,4854.3689320388357,1104.0723981900453,0.12606818475741388,24420]
["P00000839461",2013,"SLERES",3,2746,14700,4900,3.1347031963470319E-4,3.0000000000000001E-3,null,14481.278343362503,4827.0927811208339,0.10449010654490105,915.33333333333337,null,4.9000000000000004,4854.3689320388357,1104.2265795206972,0.12609711566006412,24425]
["P00000839462",2013,"SLERES",3.12,4457,13695,4389.4230769230771,5.0878995433789956E-4,3.1199999999999999E-3,null,13491.231762744863,4324.1127444695076,0.16307370331342932,1428.5256410256409,null,4.9000000000000004,4854.8076923076924,1104.3572984749455,0.12610761993898215,24439.805825242718]
["P00000839491",2013,"SLERES",4.68,5271,19143,4090.3846153846157,6.0171232876712335E-4,4.6800000000000001E-3,null,18858.170838570637,4029.5236834552647,0.12857101042032551,1126.2820512820513,null,4.9000000000000004,4854.9689440993789,1104.6107331821618,0.12612407976889387,24446]
["P00000839498",2013,"SLERES",9.36,12683,45864,4900,1.4478310502283106E-3,9.3600000000000003E-3,null,45181.588431291006,4827.0927811208339,0.15468280451157165,1355.0213675213677,null,4.9000000000000004,4854.9689440993789,1104.7027506654836,0.12612569761542367,24460]
["P00000839516",2013,"SLERES",6.86,7744,33614,4900,8.8401826484018264E-4,6.8600000000000006E-3,null,33113.856478488924,4827.0927811208339,0.1288656362740791,1128.8629737609328,null,4.9000000000000004,4854.9689440993789,1104.8469387755101,0.12613264483875744,24467.52]
["P00000845970",2013,"SLERES",3.43,4029,16807,4900,4.5993150684931503E-4,3.4300000000000003E-3,null,16556.928239244462,4827.0927811208339,0.13409081832341546,1174.6355685131196,null,4.9000000000000004,4856.0533751962321,1104.8611111111111,0.1261488867490172,24468.277176047817]
["P00000864399",2013,"SLERES",6.48,8858,32182.6,4966.4506172839501,1.0111872146118721E-3,6.4800000000000005E-3,null,31703.754313816193,4892.5546780580544,0.15604740966232594,1366.9753086419753,null,4.9000000000000004,4864.0182892431931,1104.921968787515,0.12615525114155252,24472]
["P00000865707",2013,"SLERES",3.92,3862,31460,8025.5102040816328,4.4086757990867583E-4,3.9199999999999999E-3,null,30991.905896747234,7906.0984430477638,0.11246621936445812,985.20408163265313,null,4.9050000000000002,4874.2964945416588,1105.0642479213907,0.12615786040443575,24480.2562471128]
["P00000866941",2013,"SLERES",5.39,4855,24255,4500,5.5422374429223739E-4,5.3899999999999998E-3,null,23894.10926654813,4433.0443908252564,0.10282444235477503,900.74211502782941,null,4.9050000000000002,4883.1094640550091,1105.1199999999999,0.12618496962919665,24487]
["P00000869919",2013,"SLERES",3.75,3540,17812.5,4750,4.0410958904109589E-4,3.7499999999999999E-3,null,17547.467380349972,4679.3246347599925,0.10776255707762557,944,null,4.9349999999999996,4885.4431372549016,1105.1428571428571,0.12619533386073753,24487]
["P00000871009",2013,"SLERES",3,3334,14250,4750,3.8059360730593604E-4,3.0000000000000001E-3,null,14037.973904279977,4679.3246347599925,0.12686453576864534,1111.3333333333333,null,4.9349999999999996,4886.9281045751632,1105.3803339517626,0.12620497209538306,24487]
["P00000871013",2013,"SLERES",3.5,4098,16625,4750,4.6780821917808221E-4,3.5000000000000001E-3,null,16377.636221659974,4679.3246347599925,0.13365949119373777,1170.8571428571429,null,4.9349999999999996,4887.4509803921574,1105.4711246200609,0.12620559082303151,24497.988424676103]
["P00000871024",2013,"SLERES",3.24,3438,15228,4700,3.9246575342465756E-4,3.2400000000000003E-3,null,15001.422218552665,4630.0685859730447,0.12113140537798071,1061.1111111111111,null,4.9349999999999996,4887.6935175292656,1105.5555555555557,0.12621243322290865,24503.899150530535]
["P00000871219",2013,"SLERES",6.48,7713,21769,3359.4135802469132,8.8047945205479451E-4,6.4800000000000005E-3,null,21445.098520861109,3309.4287840835041,0.13587645865043124,1190.2777777777776,null,4.9400000000000004,4888.2857142857147,1105.560975609756,0.12621846562388681,24514.735481263666]
["P00000872317",2013,"SLERES",7,7932,33250,4750,9.0547945205479447E-4,7.0000000000000001E-3,null,32755.272443319947,4679.3246347599925,0.12935420743639922,1133.1428571428571,null,4.9400000000000004,4890.257558790594,1105.6209150326797,0.12622281392207468,24566.454332489961]
["P00000873313",2013,"SLERES",5.5,5352,26125,4750,6.1095890410958905E-4,5.4999999999999997E-3,null,25736.285491179959,4679.3246347599925,0.11108343711083438,973.09090909090912,null,4.9400000000000004,4892.1568627450979,1105.6737588652484,0.12625375639074268,24566.454332489961]
["P00000873835",2013,"SLERES",3.24,4337,13508,4169.1358024691353,4.9509132420091321E-4,3.2400000000000003E-3,null,13307.014140281679,4107.1031297165673,0.1528059642595411,1338.5802469135801,null,4.95,4892.5546780580544,1105.7118499573742,0.12626262626262627,24566.454332489961]
["P00000874986",2013,"SLERES",3.18,3784,13800,4339.6226415094334,4.3196347031963474E-4,3.1800000000000001E-3,null,13594.669465197452,4275.0532909425947,0.135837569282904,1189.9371069182389,null,4.95,4892.7675128367637,1105.982905982906,0.12626262626262627,24566.454332489961]
["P00000875333",2013,"SLERES",3.5,4057,16625,4750,4.6312785388127854E-4,3.5000000000000001E-3,null,16377.636221659974,4679.3246347599925,0.13232224396607958,1159.1428571428571,null,4.95,4896.0491843958844,1106.0606060606062,0.12627871579767086,24566.454332489961]
["P00000886192",2013,"SLERES",2.8050000000000002,3505,13904,4956.8627450980393,4.0011415525114156E-4,2.8050000000000002E-3,null,13697.122046674302,4883.1094640550091,0.14264319260290251,1249.554367201426,null,4.95,4899.5434772201534,1106.0606060606062,0.12628713511914663,24566.454332489961]
["P00000886443",2013,"SLERES",4,3729,19000,4750,4.2568493150684932E-4,4.0000000000000001E-3,null,18717.29853903997,4679.3246347599925,0.10642123287671233,932.25,null,4.95,4900.2314814814808,1106.2015503875969,0.1262891001149318,24566.454332489961]
["P00000839495",2013,"SLERES",2.94,3033,14406,4900,3.4623287671232879E-4,2.9399999999999999E-3,null,14191.652776495252,4827.0927811208339,0.1177662845960302,1031.6326530612246,null,4.95,4900.9768543012542,1106.2753036437246,0.12634169483484553,24574]
["P00000845946",2013,"SLERES",9.0649999999999995,8881,44419,4900.055157198015,1.0138127853881278E-3,9.0650000000000001E-3,null,43758.08862134823,4827.1471176335608,0.11183814510624687,979.70215113072265,null,4.95,4900.9768543012542,1106.2925170068027,0.12638617090671883,24640.776699029127]
["P00000845986",2013,"SLERES",2.7,2610,16498,6110.3703703703695,2.9794520547945206E-4,2.7000000000000001E-3,null,16252.525857741128,6019.4540213856026,0.11035007610350077,966.66666666666663,null,4.95,4900.9768543012542,1106.7532467532467,0.12639697634042235,24643]
["P00000845995",2013,"SLERES",6.37,6889,24010,3769.2307692307691,7.8641552511415523E-4,6.3699999999999998E-3,null,23652.754627492086,3713.148293169872,0.12345612639154713,1081.4756671899529,null,4.95,4900.9768543012551,1107.1428571428571,0.12641015310233683,24685]
["P00000863797",2013,"SLERES",3.9750000000000001,4428,16756,4215.3459119496856,5.0547945205479451E-4,3.9750000000000002E-3,null,16506.687069481774,4152.6256778570496,0.12716464202636341,1113.9622641509434,null,4.95,4900.9768543012551,1107.2375127420999,0.12643934881874133,24687.3786407767]
["P00000864121",2013,"SLERES",6.5,5916,28521,4387.8461538461543,6.7534246575342465E-4,6.4999999999999997E-3,null,28096.635349050473,4322.5592844693037,0.10389884088514224,910.15384615384619,null,4.95,4900.9768543012551,1107.3529411764705,0.12647154834607091,24695]
["P00000864403",2013,"SLERES",5.5,6241,25275.46,4595.5381818181813,7.124429223744292E-4,5.4999999999999997E-3,null,24899.385817450693,4527.1610577183083,0.12953507679535076,1134.7272727272727,null,4.95,4900.9768543012551,1107.608695652174,0.12647274367213485,24695.388349514564]
["P00000867153",2013,"SLERES",4.7699999999999996,6509,19450,4077.5681341719082,7.430365296803653E-4,4.7699999999999999E-3,null,19160.602978122493,4016.8978989774623,0.15577285737533864,1364.5702306079666,null,4.95,4900.9768543012551,1107.8907635115813,0.12658599093977296,24695.388349514564]
["P00000867155",2013,"SLERES",3.5,4157,15750,4500,4.7454337899543379E-4,3.5000000000000001E-3,null,15515.655367888396,4433.0443908252555,0.13558382257012394,1187.7142857142858,null,4.9950000000000001,4900.9768543012551,1107.9012345679014,0.12660600769988362,24700.923345678326]
["P00000867673",2013,"SLERES",6.5,7730,30875,4750,8.8242009132420099E-4,6.4999999999999997E-3,null,30415.610125939951,4679.3246347599925,0.13575693712680015,1189.2307692307693,null,5,4900.9768543012551,1108.8932806324112,0.12663339162537648,24747.572815533982]
["P00000856521",2013,"SLERES",5.4,6596,33200,6148.1481481481478,7.5296803652968034E-4,5.4000000000000003E-3,null,32706.016394532999,6056.6697026912952,0.13943852528327413,1221.4814814814813,null,5,4900.9768543012551,1109.0686274509803,0.12665025853600612,24757.281553398057]
["P00000856542",2013,"SLERES",3.43,3361,16807,4900,3.8367579908675796E-4,3.4300000000000003E-3,null,16556.928239244462,4827.0927811208339,0.11185883355299066,979.88338192419826,null,5,4900.9768543012551,1109.308510638298,0.12668061897513955,24757.281553398057]
["P00000856547",2013,"SLERES",3.22,3451,15134,4700,3.9394977168949772E-4,3.2200000000000002E-3,null,14908.820846833205,4630.0685859730447,0.12234464959301171,1071.7391304347825,null,5,4900.9768543012551,1109.4562647754135,0.1266899453845465,24799.43544325222]
["P00000856550",2013,"SLERES",3.6749999999999998,3337,18007.5,4900,3.8093607305936071E-4,3.6749999999999999E-3,null,17739.565970619067,4827.0927811208348,0.10365607430186687,908.02721088435374,null,5,4900.9768543012551,1109.7222222222222,0.12668994538454653,24803.88349514563]
["P00000856579",2013,"SLERES",3.22,2829,15134,4700,3.2294520547945202E-4,3.2200000000000002E-3,null,14908.820846833205,4630.0685859730447,0.10029354207436399,878.57142857142856,null,5,4900.9768543012551,1109.8039215686274,0.12669364881693648,24827]
["P00000857806",2013,"SLERES",3.6749999999999998,4215,18007.5,4900,4.8116438356164383E-4,3.6749999999999999E-3,null,17739.565970619067,4827.0927811208348,0.13092908396235206,1146.9387755102041,null,5,4900.9768543012551,1109.8039215686276,0.12670501112281934,24835.392358866691]
["P00000859191",2013,"SLERES",5.83,6060,22477,3855.403087478559,6.9178082191780825E-4,5.8300000000000001E-3,null,22142.564171684284,3798.0384514038224,0.11865880307338048,1039.4511149228131,null,5,4900.9768543012551,1109.8363636363636,0.12672989111345276,24835.392358866691]
["P00000859195",2013,"SLERES",9.8000000000000007,6393,44100,4500,7.2979452054794522E-4,9.8000000000000014E-3,null,43443.83503008751,4433.0443908252555,7.4468828627341346E-2,652.34693877551013,null,5,4900.9768543012551,1109.9358974358975,0.12673479223335868,24835.884919354561]
["P00000859204",2013,"SLERES",6.86,8623,30870,4500,9.8436073059360719E-4,6.8600000000000006E-3,null,30410.684521061256,4433.0443908252555,0.14349281787078824,1256.9970845481048,null,5,4900.976854301256,1110.1538461538462,0.12675426334917528,24899.385817450693]
["P00000861292",2013,"SLERES",3.12,2851,14675,4703.5256410256407,3.2545662100456625E-4,3.1199999999999999E-3,null,14456.650318969028,4633.5417689003298,0.10431301955274559,913.78205128205127,null,5,4900.976854301256,1110.1967799642218,0.1267552135662999,24941.747572815533]
["P00000861638",2013,"SLERES",3.1850000000000001,4410,14969,4699.8430141287281,5.034246575342466E-4,3.1849999999999999E-3,null,14746.275885836279,4629.9139358983612,0.15806111696522657,1384.6153846153845,null,5,4900.976854301256,1110.3673469387754,0.12676050798595134,24956]
["P00000862610",2013,"SLERES",2.94,2950,13230,4500,3.3675799086757991E-4,2.9399999999999999E-3,null,13033.150509026253,4433.0443908252564,0.11454353430870065,1003.4013605442177,null,5,4901.0486561216439,1110.3756708407871,0.12679038363969872,25008]
["P00000872321",2013,"SLERES",6.25,6032,29687.5,{"$f":"IFERROR(F1794/D1794,\"\")","v":4750},6.8858447488584474E-4,6.2500000000000003E-3,null,{"$f":"F1794*VLOOKUP(B1794,$AA$12:$AB$14,2,FALSE)","v":29245.778967249953},4679.3246347599925,{"$f":"(E1794/8760)/D1794","v":0.11017351598173515},{"$f":"E1794/D1794","v":965.12},null,5,4901.0597769423102,1110.4220499569337,0.12680014049877064,25008]
["P00000872329",2013,"SLERES",5,5916,23750,4750,{"$f":"E1795/8760/1000","v":6.7534246575342465E-4},{"$f":"D1795/1000","v":5.0000000000000001E-3},null,23396.623173799962,{"$f":"IFERROR(K1795/D1795,\"\")","v":4679.3246347599925},0.13506849315068492,1183.2,null,5,4901.1085549664604,1110.6837606837607,0.12682994326829941,25014]
["P00000873309",2013,"SLERES",2.94,3159,13950,4744.8979591836733,3.6061643835616437E-4,2.9399999999999999E-3,null,13742.437611558293,4674.2985073327527,0.12265865250209672,1074.4897959183675,null,5,4901.1443918821633,1110.7692307692307,0.12683526519142957,25029.126213592233]
["P00000874992",2013,"SLERES",3.5,3221,16625,4750,3.6769406392694063E-4,3.5000000000000001E-3,null,16377.636221659974,4679.3246347599925,0.10505544683626876,920.28571428571433,null,5,4911.3333333333339,1111.030303030303,0.12685211070729663,25048.543689320388]
["P00000875329",2013,"SLERES",3.27,3302,16356,5001.8348623853208,3.7694063926940643E-4,3.2699999999999999E-3,null,16112.638679186197,4927.4124401181034,0.11527236674905394,1009.7859327217126,null,5,4915.9722222222226,1111.0769230769231,0.12686453576864534,25074]
["P00000879924",2013,"SLERES",7.42,8910,28567,3850,1.0171232876712327E-3,7.4199999999999995E-3,null,28141.950913934463,3792.715756594941,0.13707861019827935,1200.8086253369272,null,5,4918.131868131868,1111.2244897959183,0.12686453576864534,25074]
["P00000879932",2013,"SLERES",5.5650000000000004,7197,26433,4749.8652291105118,8.2157534246575352E-4,5.5650000000000005E-3,null,26039.702751707551,4679.1918691298379,0.14763258624721534,1293.2614555256064,null,5,4920.0287222282823,1111.3333333333333,0.12686453576864534,25074]
["P00000879941",2013,"SLERES",5,5796,23750,4750,6.6164383561643841E-4,5.0000000000000001E-3,null,23396.623173799962,4679.3246347599925,0.13232876712328767,1159.2,null,5,4920.2127659574471,1111.3333333333333,0.12686453576864534,25120]
["P00000879945",2013,"SLERES",6.5,6091,30875,4750,6.9531963470319637E-4,6.4999999999999997E-3,null,30415.610125939951,4679.3246347599925,0.10697225149279944,937.07692307692309,null,5,4923.7104152798456,1111.3333333333333,0.12686453576864534,25180]
["P00000879960",2013,"SLERES",3,2904,14250,4750,3.3150684931506854E-4,3.0000000000000001E-3,null,14037.973904279977,4679.3246347599925,0.11050228310502284,968,null,5,4925.4901960784309,1111.3333333333333,0.12686854121605382,25186]
["P00000879965",2013,"SLERES",16.25,16534,77187.5,4750,1.887442922374429E-3,1.6250000000000001E-2,null,76039.025314849874,4679.3246347599925,0.11615033368458025,1017.4769230769231,null,5,4925.6048786947285,1111.3333333333333,0.12688990360223237,25216]
["P00000879994",2013,"SLERES",6.25,5631,29687.5,4750,6.4280821917808218E-4,6.2500000000000003E-3,null,29245.778967249953,4679.3246347599925,0.10284931506849315,900.96,null,5,4925.6048786947285,1111.3684210526317,0.12689093902401144,25264]
["P00000882095",2013,"SLERES",3.25,3133,15288,4704,3.5764840182648399E-4,3.2499999999999999E-3,null,15060.529477097003,4634.0090698760014,0.11004566210045662,964,null,5,4925.6048786947285,1111.5555555555557,0.12689497716894976,25268.353027703957]
["P00000892849",2013,"SLERES",6.48,7673,23004,3549.9999999999995,8.7591324200913243E-4,6.4800000000000005E-3,null,22661.722925898706,3497.1794638732567,0.13517179660634759,1184.1049382716049,null,5,4925.6048786947285,1111.5646258503402,0.12691123564411236,25272]
["P00000827255",2013,"SLERES",4.5780000000000003,5457,23714.04,5180,6.229452054794521E-4,4.5780000000000005E-3,null,23361.198223512391,5102.926654327739,0.13607365781552033,1192.005242463958,null,5,4925.6048786947285,1111.5999999999999,0.12691917779980399,25334.356133078469]
["P00000827264",2013,"SLERES",2.5499999999999998,2754,16898,6626.666666666667,3.1438356164383561E-4,2.5499999999999997E-3,null,16646.574248036704,6528.0683325634136,0.12328767123287672,1080,null,5,4925.6048786947285,1111.7424242424242,0.12693285595682854,25342]
["P00000833465",2013,"SLERES",2.94,3285,14406,4900,3.7500000000000001E-4,2.9399999999999999E-3,null,14191.652776495252,4827.0927811208339,0.12755102040816327,1117.3469387755101,null,5,4925.6048786947295,1111.8119975262832,0.12694063926940641,25364.077669902912]
["P00000833509",2013,"SLERES",7.68,7795,34560,4500,8.8984018264840186E-4,7.6799999999999993E-3,null,34045.780921537968,4433.0443908252564,0.11586460711567732,1014.9739583333334,null,5,4927.4124401181034,1111.931818181818,0.12694486724167089,25364.077669902912]
["P00000833516",2013,"SLERES",8.33,8038,40817,4900,9.1757990867579907E-4,8.3300000000000006E-3,null,40209.682866736548,4827.0927811208339,0.11015365050129641,964.94597839135656,null,5,4927.6572140608523,1112,0.12695540868195301,25364.077669902912]
["P00000839466",2013,"SLERES",3.27,3246,20223,6184.4036697247702,3.7054794520547947E-4,3.2699999999999999E-3,null,19922.1014923687,6092.3857774827829,0.11331741443592644,992.66055045871565,null,5,4929.078014184397,1112.037037037037,0.1269697376667562,25364.077669902912]
["P00000813688",2013,"SLERES",4.16,4752,30750,7391.8269230769229,5.4246575342465752E-4,4.1600000000000005E-3,null,30292.470003972583,7281.8437509549476,0.1304004214963119,1142.3076923076924,null,5,4934.6866725507507,1112.1293800539083,0.12697079348668905,25364.077669902912]
["P00000736600",2013,"SLERES",3.06,2761,15400,5032.6797385620912,3.1518264840182649E-4,3.0600000000000002E-3,null,15170.863026379764,4957.7983746339096,0.10300086549079296,902.28758169934633,null,5,4937.3469387755094,1112.2549019607843,0.12697482479916,25364.077669902912]
["P00000778175",2013,"SLERES",5,5357,19760,3952,6.1152968036529674E-4,5.0000000000000001E-3,null,19465.990480601569,3893.1980961203139,0.12230593607305935,1071.4000000000001,null,5.0350000000000001,4940,1112.2641509433961,0.12703430511649688,25364.077669902912]
["P00000778176",2013,"SLERES",5.52,6178,39744,7200.0000000000009,7.0525114155251141E-4,5.5199999999999997E-3,null,39152.64805976866,7092.8710253204099,0.1277628879624115,1119.2028985507247,null,5.0350000000000001,4943.2717655890729,1112.2994652406417,0.12704095752040956,25364.077669902912]
["P00000869928",2013,"SLERES",4.7699999999999996,6289,19795,4149.8951781970654,7.1792237442922381E-4,4.7699999999999999E-3,null,19500.469714752431,4088.1487871598392,0.15050783531010983,1318.4486373165619,null,5.0350000000000001,4950,1112.8205128205127,0.12705975779233672,25364.077669902912]
["P00000871014",2013,"SLERES",8,8534,38000,4750,9.7420091324200908E-4,8.0000000000000002E-3,null,37434.59707807994,4679.3246347599925,0.12177511415525114,1066.75,null,5.04,4951.5,1112.8787878787878,0.12705975779233672,25364.077669902912]
["P00000871217",2013,"SLERES",2.915,2833,17856,6125.5574614065181,3.2340182648401828E-4,2.9150000000000001E-3,null,17590.320142794615,6034.4151433257684,0.11094402280755344,971.86963979416805,null,5.04,4957.6797385620912,1113.0434782608695,0.12705975779233672,25364.077669902912]
["P00000871648",2013,"SLERES",4.8,5137,20272,4223.3333333333339,5.8641552511415525E-4,4.7999999999999996E-3,null,19970.372420179909,4160.4942542041481,0.12216990106544902,1070.2083333333335,null,5.04,4957.7983746339096,1113.0434782608695,0.12713066167503331,25364.077669902912]
["P00000806920",2013,"SLERES",3.6,3801,12600,3500,4.3390410958904106E-4,3.5999999999999999E-3,null,12412.524294310717,3447.9234150863103,0.12052891933028918,1055.8333333333333,null,5.04,4957.7983746339096,1113.0434782608695,0.12714951909064415,25364.077669902912]
["P00000806933",2013,"SLERES",5.04,6670,25074,4975,7.6141552511415527E-4,5.0400000000000002E-3,null,24700.923345678326,4900.9768543012551,0.15107450895122126,1323.4126984126983,null,5.04,4957.7983746339096,1113.6645962732919,0.12714951909064415,25398.388996501501]
["P00000901669",2013,"SLERES",6.625,7885,25837.5,3900,9.0011415525114162E-4,6.6249999999999998E-3,null,25453.063210655011,3841.9718053818883,0.13586628758507796,1190.1886792452831,null,5.04,4957.7983746339096,1113.8297872340427,0.12715626585489598,25416.1211740648]
["P00000736592",2013,"SLERES",3,2978,15400,5133.333333333333,3.3995433789954337E-4,3.0000000000000001E-3,null,15170.863026379764,5056.954342126588,0.11331811263318113,992.66666666666663,null,5.04,4957.7983746339096,1113.8297872340427,0.12715886076422361,25439.805825242718]
["P00000736603",2013,"SLERES",3,2838,15400,5133.333333333333,3.2397260273972598E-4,3.0000000000000001E-3,null,15170.863026379764,5056.954342126588,0.10799086757990867,946,null,5.04,4958.1001886583399,1113.8888888888889,0.12716464202636341,25445]
["P00000820992",2013,"SLERES",8.64,8313,42984,4975,9.4897260273972604E-4,8.6400000000000001E-3,null,42344.440021162845,4900.9768543012551,0.10983479198376458,962.15277777777771,null,5.04,4962.1378621378626,1113.9116202945991,0.12718970527189705,25453.063210655011]
["P00000822139",2013,"SLERES",4.32,5220,21492,4975,5.9589041095890413E-4,4.3200000000000001E-3,null,21172.220010581423,4900.9768543012551,0.13793759512937595,1208.3333333333333,null,5.0599999999999996,4964.5531914893627,1113.9622641509434,0.12719357149252394,25453.555771142881]
["P00000827259",2013,"SLERES",3.06,3233,14382,4700,3.6906392694063925E-4,3.0600000000000002E-3,null,14168.009873077517,4630.0685859730447,0.12060912645118931,1056.5359477124182,null,5.0599999999999996,4964.6464646464647,1114.1818181818182,0.12720156555772993,25487.049884318003]
["P00000827276",2013,"SLERES",16.559999999999999,15818,81144,4900,1.8057077625570777E-3,1.6559999999999998E-2,null,79936.656455361008,4827.0927811208339,0.1090403238259105,955.19323671497591,null,5.0599999999999996,4966.3928304705005,1114.2156862745098,0.1272355403348554,25520.741021688278]
["P00000827289",2013,"SLERES",3.92,3907,19208,4900,4.4600456621004565E-4,3.9199999999999999E-3,null,18922.203701993669,4827.0927811208339,0.11377667505358308,996.68367346938783,null,5.0599999999999996,4966.666666666667,1114.2857142857142,0.12728964419433669,25536]
["P00000833457",2013,"SLERES",5.8860000000000001,7484,32378.7,5500.9683995922533,8.5433789954337906E-4,5.8859999999999997E-3,null,31896.936537158603,5419.1193573154269,0.1451474515024429,1271.4916751613998,null,5.0599999999999996,4971.1050196221049,1114.5833333333333,0.12730894263111411,25591]
["P00000833461",2013,"SLERES",4.68,5464,17938,3832.9059829059834,6.2374429223744287E-4,4.6800000000000001E-3,null,17671.10006280521,3775.8760817959851,0.13327869492253053,1167.5213675213677,null,5.0599999999999996,4971.7563989408645,1115.0572831423895,0.12731270082868257,25593.442949697812]
["P00000833478",2013,"SLERES",2.76,2572,22070,7996.3768115942039,2.9360730593607306E-4,2.7599999999999999E-3,null,21741.619934558534,7877.3985270139619,0.10637945867249024,931.88405797101461,null,5.0999999999999996,4974.8609274816763,1115.2263374485597,0.12731805050787437,25662]
["P00000833512",2013,"SLERES",11.76,17163,57624,4900,1.9592465753424655E-3,1.176E-2,null,56766.611105981006,4827.0927811208339,0.16660259994408722,1459.4387755102041,null,5.0999999999999996,4974.9590834697219,1115.2592592592594,0.12732115677321157,25663.834951456312]
["P00000833513",2013,"SLERES",5.88,5910,28812,4900,6.7465753424657542E-4,5.8799999999999998E-3,null,28383.305552990503,4827.0927811208339,0.11473767589227472,1005.1020408163265,null,5.0999999999999996,4974.9590834697219,1115.3061224489795,0.12734652460679857,25689.320388349515]
["P00000833517",2013,"SLERES",10.78,11916,52822,4900,1.3602739726027398E-3,1.078E-2,null,52036.060180482593,4827.0927811208348,0.12618496962919665,1105.3803339517626,null,5.0999999999999996,4974.9590834697219,1115.3333333333333,0.12736144686184975,25721.359223300969]
["P00000839508",2013,"SLERES",7.84,7157,38416,4900,8.1700913242009133E-4,7.8399999999999997E-3,null,37844.407403987338,4827.0927811208339,0.10421034852297083,912.88265306122446,null,5.0999999999999996,4975,1115.5555555555554,0.12736144686184975,25736]
["P00000839509",2013,"SLERES",3.43,3639,16807,4900,4.1541095890410955E-4,3.4300000000000003E-3,null,16556.928239244462,4827.0927811208339,0.12111106673589199,1060.9329446064139,null,5.0999999999999996,4975,1115.686274509804,0.12736204216457789,25736]
["P00000839517",2013,"SLERES",7.2,8452,35280,4900,9.6484018264840184E-4,7.1999999999999998E-3,null,34755.068024070009,4827.0927811208348,0.13400558092338916,1173.8888888888889,null,5.0999999999999996,4975,1115.686274509804,0.12736958627369588,25736]
["P00000879918",2013,"SLERES",3.24,3561,10975,3387.3456790123455,4.0650684931506847E-4,3.2400000000000003E-3,null,10811.702708734929,3336.9452804737434,0.1254650769490952,1099.0740740740739,null,5.0999999999999996,4975,1115.6914893617022,0.12738158775340772,25736]
["P00000879927",2013,"SLERES",3.71,3810,15409,4153.369272237197,4.3493150684931507E-4,3.7099999999999998E-3,null,15179.729115161415,4091.5711900704623,0.11723221208876418,1026.954177897574,null,5.0999999999999996,4975,1115.7575757575758,0.12738631728693506,25736]
["P00000879974",2013,"SLERES",15,17624,71250,4750,2.0118721461187213E-3,1.4999999999999999E-2,null,70189.869521399887,4679.3246347599925,0.1341248097412481,1174.9333333333334,null,5.0999999999999996,4975,1115.8627087198518,0.12740621362700333,25736]
["P00000879982",2013,"SLERES",4,4541,19000,4750,5.1837899543378998E-4,4.0000000000000001E-3,null,18717.29853903997,4679.3246347599925,0.12959474885844749,1135.25,null,5.0999999999999996,4975,1115.9041394335513,0.12740621362700333,25736.285491179959]
["P00000880972",2013,"SLERES",3.06,4436,14382,4700,5.0639269406392692E-4,3.0600000000000002E-3,null,14168.009873077517,4630.0685859730447,0.16548780851762318,1449.6732026143791,null,5.0999999999999996,4975,1116.0784313725492,0.12740994419076609,25736.285491179959]
["P00000882926",2013,"SLERES",7.5,6687,35625,4750,7.6335616438356164E-4,7.4999999999999997E-3,null,35094.934760699944,4679.3246347599925,0.10178082191780823,891.6,null,5.0999999999999996,4975,1116.0784313725492,0.12742911755336092,25736.285491179959]
["P00000884620",2013,"SLERES",9,9202,42750,4750,1.0504566210045663E-3,8.9999999999999993E-3,null,42113.921712839932,4679.3246347599925,0.1167174023338407,1022.4444444444445,null,5.0999999999999996,4975,1116.1111111111111,0.12745433789954336,25736.285491179959]
["P00000845991",2013,"SLERES",4.05,3820,17213,4250.1234567901238,4.3607305936073062E-4,4.0499999999999998E-3,null,16956.887355394472,4186.8857667640677,0.10767236033598288,943.20987654320993,null,5.0999999999999996,4975,1116.2790697674418,0.12750621850426155,25736.285491179959]
["P00000855580",2013,"SLERES",5,5503,18000,3600,6.2819634703196352E-4,5.0000000000000001E-3,null,17732.177563301022,3546.4355126602045,0.1256392694063927,1100.5999999999999,null,5.0999999999999996,4975,1116.5,0.12751066941236158,25736.285491179959]
["P00000856499",2013,"SLERES",3.22,3710,22415,6961.1801242236024,4.2351598173515981E-4,3.2200000000000002E-3,null,22081.486671188468,6857.60455626971,0.13152670240222353,1152.1739130434783,null,5.13,4975,1116.9544740973313,0.12752132816596959,25736.285491179959]
["P00000856514",2013,"SLERES",3.36,3468,15620,4648.8095238095239,3.9589041095890409E-4,3.3599999999999997E-3,null,15387.589641042332,4579.6397741197416,0.11782452707110241,1032.1428571428571,null,5.13,4975,1116.9934640522877,0.12753044140030442,25736.285491179959]
["P00000856532",2013,"SLERES",4.9000000000000004,4391,24010,4900,5.0125570776255715E-4,4.9000000000000007E-3,null,23652.754627492086,4827.0927811208339,0.10229708321684838,896.12244897959181,null,5.13,4975,1117.0868347338935,0.12753252770740381,25746.75]
["P00000857816",2013,"SLERES",5.6349999999999998,5144,26766.25,4750,5.8721461187214612E-4,5.6349999999999994E-3,null,26367.994316872555,4679.3246347599925,0.10420844931182717,912.86601597160609,null,5.1449999999999996,4975,1117.1666666666667,0.12753352464490048,25781]
["P00000859200",2013,"SLERES",9.5549999999999997,11045,42997.5,4500,1.2608447488584476E-3,9.5549999999999993E-3,null,42357.739154335322,4433.0443908252564,0.1319565409584979,1155.9392987964418,null,5.1449999999999996,4975,1117.1849427168574,0.12754076973255055,25849.574403389935]
["P00000860255",2013,"SLERES",3.12,3786,13000,4166.666666666667,4.3219178082191777E-4,3.1199999999999999E-3,null,12806.572684606295,4104.6707322456077,0.13852300667369158,1213.4615384615383,null,5.1449999999999996,4975,1117.1936758893282,0.12754206002738294,25850]
["P00000861299",2013,"SLERES",6.37,6962,28665,4500,7.9474885844748851E-4,6.3699999999999998E-3,null,28238.49276955688,4433.0443908252555,0.12476434198547701,1092.9356357927786,null,5.1449999999999996,4975,1117.2571428571428,0.12754254877542548,25871.359223300969]
["P00000861415",2013,"SLERES",8.0850000000000009,9143,36382.5,4499.9999999999991,1.0437214611872146E-3,8.0850000000000002E-3,null,35841.163899822197,4433.0443908252555,0.12909356353583357,1130.8596165739023,null,5.1449999999999996,4975,1117.2684458398744,0.12755102040816327,25871.359223300969]
["P00000861633",2013,"SLERES",4.8,5137,20272,{"$f":"IFERROR(F1858/D1858,\"\")","v":4223.3333333333339},5.8641552511415525E-4,4.7999999999999996E-3,null,{"$f":"F1858*VLOOKUP(B1858,$AA$12:$AB$14,2,FALSE)","v":19970.372420179909},4160.4942542041481,{"$f":"(E1858/8760)/D1858","v":0.12216990106544902},{"$f":"E1858/D1858","v":1070.2083333333335},null,5.16,4975,1117.2727272727273,0.12757990867579908,25871.359223300969]
["P00000865542",2013,"SLERES",12.984999999999999,13668,58432.5,4500,{"$f":"E1859/8760/1000","v":1.5602739726027397E-3},{"$f":"D1859/1000","v":1.2985E-2},null,57563.081414865948,{"$f":"IFERROR(K1859/D1859,\"\")","v":4433.0443908252564},0.12015972064711126,1052.5991528686948,null,5.16,4975,1117.3469387755101,0.12760659819483347,25871.359223300969]
["P00000865709",2013,"SLERES",3.43,3680,24697,7200.2915451895042,4.2009132420091323E-4,3.4300000000000003E-3,null,24329.532737824742,7093.1582326019652,0.12247560472329831,1072.8862973760934,null,5.16,4975,1117.5999999999999,0.12760800842992623,25871.359223300969]
["P00000867150",2013,"SLERES",5.3,5621,20992,3960.7547169811323,6.4166666666666669E-4,5.3E-3,null,20679.659522711951,3901.822551455085,0.12106918238993712,1060.566037735849,null,5.16,4975,1117.8338001867412,0.12761389580738894,25877.157790710626]
["P00000869667",2013,"SLERES",3.24,3313,13593,4195.3703703703704,3.7819634703196346E-4,3.2400000000000003E-3,null,13390.749423219489,4132.947352845521,0.11672726760245786,1022.5308641975308,null,5.16,4975,1117.8461538461538,0.12763880616769241,25950]
["P00000872052",2013,"SLERES",4.5,6424,24200,5377.7777777777774,7.3333333333333323E-4,4.4999999999999997E-3,null,23839.927612882486,5297.7616917516634,0.16296296296296295,1427.5555555555557,null,5.16,4975,1117.8977272727273,0.1276680471487735,25950]
["P00000872326",2013,"SLERES",11,9939,52250,4750,1.1345890410958902E-3,1.0999999999999999E-2,null,51472.570982359917,4679.3246347599925,0.10314445828144457,903.5454545454545,null,5.16,4975,1118.1159420289855,0.12767154997463218,25950]
["P00000872328",2013,"SLERES",6.25,6457,29687.5,4750,7.3710045662100454E-4,6.2500000000000003E-3,null,29245.778967249953,4679.3246347599925,0.11793607305936073,1033.1199999999999,null,5.16,4975,1118.372093023256,0.12767481421792462,25950]
["P00000873308",2013,"SLERES",3.9750000000000001,3629,24188,6085.0314465408801,4.1426940639269406E-4,3.9750000000000002E-3,null,23828.106161173619,5994.4921160185204,0.104218718589357,912.95597484276732,null,5.16,4975,1118.4027777777778,0.1276809187768092,25950]
["P00000882089",2013,"SLERES",9.5399999999999991,11195,43370,4546.1215932914047,1.2779680365296803E-3,9.5399999999999999E-3,null,42724.696717798077,4478.4797398111195,0.13395891368235643,1173.4800838574424,null,5.17,4975,1118.4313725490197,0.12770737186530901,25985.95]
["P00000714382",2013,"SLERES",3.9039999999999999,4398,12212,3128.0737704918033,5.0205479452054792E-4,3.9039999999999999E-3,null,12030.297355724006,3081.5310849702882,0.12860010105546821,1126.5368852459017,null,5.17,4975,1118.4848484848485,0.12773808743527562,25986.650485436894]
["P00000806890",2013,"SLERES",3.3149999999999999,3660,18230,5499.2458521870285,4.1780821917808219E-4,3.3149999999999998E-3,null,17958.755387720979,5417.4224397348353,0.12603566189384077,1104.0723981900453,null,5.17,4975,1118.716577540107,0.1277628879624115,25992.23300970874]
["P00000806899",2013,"SLERES",3.22,3207,15134,4700,3.6609589041095892E-4,3.2200000000000002E-3,null,14908.820846833205,4630.0685859730447,0.11369437590402449,995.96273291925456,null,5.17,4975,1118.9856459330144,0.1278449044566928,25995.14563106796]
["P00000736590",2013,"SLERES",3,3188,15400,5133.333333333333,3.6392694063926937E-4,3.0000000000000001E-3,null,15170.863026379764,5056.954342126588,0.12130898021308979,1062.6666666666667,null,5.17,4975,1119.2028985507247,0.12788372578864118,25995.14563106796]
["P00000806929",2013,"SLERES",3.06,3642,12670,4140.5228758169933,4.1575342465753422E-4,3.0600000000000002E-3,null,12481.482762612442,4078.9159354942622,0.13586713224102426,1190.1960784313726,null,5.2,4975,1119.9213630406291,0.12789616100118381,26000]
["P00000806945",2013,"SLERES",3.1850000000000001,4458,14969,4699.8430141287281,5.0890410958904109E-4,3.1849999999999999E-3,null,14746.275885836279,4629.9139358983612,0.15978151007505215,1399.6860282574569,null,5.2,4975,1120.2614379084966,0.12794003618506072,26003.88349514563]
["P00000813702",2013,"SLERES",3.06,3655,17065,5576.7973856209146,4.1723744292237444E-4,3.0600000000000002E-3,null,16811.08945098511,5493.8200820212778,0.1363521055301877,1194.4444444444443,null,5.2,4975,1120.3703703703702,0.12794003618506072,26014.5]
["P00000820970",2013,"SLERES",3.145,4535,14790,4702.7027027027025,5.1769406392694064E-4,3.1450000000000002E-3,null,14569.939231179007,4632.7310750966635,0.16460860538217509,1441.9713831478537,null,5.2,4975,1120.7547169811321,0.12795535261288685,26018.030090241296]
["P00000827258",2013,"SLERES",3.25,4655,15275,4700,5.3139269406392699E-4,3.2499999999999999E-3,null,15047.722904412396,4630.0685859730447,0.16350544432736214,1432.3076923076924,null,5.2,4975,1120.7547169811321,0.12795925535651562,26018.030090241296]
["P00000833475",2013,"SLERES",2.76,2464,20050,7264.4927536231889,2.8127853881278534E-4,2.7599999999999999E-3,null,19751.675563565863,7156.4041896977769,0.1019125140626034,892.75362318840587,null,5.2249999999999996,4975,1120.8888888888889,0.12795925535651562,26018.030090241296]
["P00000833499",2013,"SLERES",4.41,4608,21609,4900,5.2602739726027392E-4,4.4099999999999999E-3,null,21287.479164742879,4827.0927811208339,0.11928058894790791,1044.8979591836735,null,5.25,4975,1120.9230769230769,0.12795925535651562,26031.553398058251]
["P00000833508",2013,"SLERES",2.2050000000000001,2355,10804.5,4900,2.6883561643835618E-4,2.2049999999999999E-3,null,10643.73958237144,4827.0927811208339,0.12192091448451527,1068.0272108843537,null,5.25,4975,1120.9230769230769,0.12797262432937162,26039.702751707551]
["P00000839488",2013,"SLERES",3,2995,12000,4000,3.4189497716894979E-4,3.0000000000000001E-3,null,11821.451708867349,3940.4839029557829,0.11396499238964992,998.33333333333337,null,5.25,4975,1120.9230769230769,0.12798150826739271,26066.301018052505]
["P00000839521",2013,"SLERES",5.6349999999999998,5521,27162,4820.2307009760425,6.3025114155251143E-4,5.6349999999999994E-3,null,26757.855943021244,4748.5103714323413,0.11184581039086272,979.7692990239575,null,5.25,4975,1121.0401891252955,0.12798559887600983,26066.301018052505]
["P00000845911",2013,"SLERES",2.16,2154,14876.8,6887.4074074074069,2.4589041095890408E-4,2.16E-3,null,14655.447731873148,6784.929505496827,0.11383815322171485,997.22222222222217,null,5.25,4975,1121.1180124223602,0.12802218709752955,26066.301018052505]
["P00000845915",2013,"SLERES",5.3,6296,28690,5413.2075471698117,7.1872146118721458E-4,5.3E-3,null,28263.120793950355,5332.6643007453504,0.13560782286551218,1187.9245283018868,null,5.25,4975,1121.1538461538462,0.12803086616402959,26066.301018052505]
["P00000845948",2013,"SLERES",4.84,5525,23716,4900,6.3070776255707759E-4,4.8399999999999997E-3,null,23363.129060624837,4827.0927811208339,0.13031152118947886,1141.5289256198348,null,5.25,4975,1121.4743589743589,0.12803430903110297,26066.301018052505]
["P00000855582",2013,"SLERES",0.48,663,3025,6302.0833333333339,7.5684931506849305E-5,4.7999999999999996E-4,null,2979.9909516103107,6208.3144825214813,0.1576769406392694,1381.25,null,5.25,4975,1121.5503875968991,0.1280365296803653,26075]
["P00000856511",2013,"SLERES",10,12188,35100,3510,1.391324200913242E-3,0.01,null,34577.746248436997,3457.7746248436997,0.1391324200913242,1218.8,null,5.25,4975,1121.580547112462,0.1280441400304414,26100]
["P00000856528",2013,"SLERES",5.52,4974,27048,4900,5.678082191780822E-4,5.5199999999999997E-3,null,26645.552151787004,4827.0927811208348,0.10286380782211635,901.08695652173924,null,5.25,4975,1121.5999999999999,0.1280441400304414,26110.631461960758]
["P00000856560",2013,"SLERES",5.88,8395,28812,4900,9.5833333333333339E-4,5.8799999999999998E-3,null,28383.305552990503,4827.0927811208339,0.16298185941043083,1427.7210884353742,null,5.25,4975,1121.6666666666667,0.12806515698559343,26125.408276596841]
["P00000857817",2013,"SLERES",11.76,14156,55860,4750,1.6159817351598174E-3,1.176E-2,null,55028.857704777511,4679.3246347599925,0.13741341285372596,1203.7414965986395,null,5.25,4975,1121.6666666666667,0.12807025397678096,26136]
["P00000859201",2013,"SLERES",6.125,7283,27562.5,4500,8.3139269406392691E-4,6.1250000000000002E-3,null,27152.396893804693,4433.0443908252564,0.1357375827043146,1189.0612244897959,null,5.25,4975,1121.8507751937984,0.12808219178082192,26169.738720505095]
["P00000859209",2013,"SLERES",4.41,4057,19845,4500,4.6312785388127854E-4,4.4099999999999999E-3,null,19549.72576353938,4433.0443908252564,0.105017653941333,919.95464852607711,null,5.2649999999999997,4975,1121.8954248366013,0.12809281087395136,26233.009708737864]
["P00000861281",2013,"SLERES",4.165,3931,18742.5,4500,4.4874429223744296E-4,4.1650000000000003E-3,null,18463.629887787192,4433.0443908252564,0.10774172682771739,943.81752701080427,null,5.28,4975,1122,0.12809281087395136,26254]
["P00000861635",2013,"SLERES",5.0350000000000001,6948,19550,3882.8202581926512,7.9315068493150686E-4,5.0350000000000004E-3,null,19259.115075696391,3825.0476813696901,0.157527444872196,1379.9404170804369,null,5.28,4975,1122.0930232558139,0.128103021540422,26268]
["P00000863798",2013,"SLERES",3.18,4467,25782,8107.5471698113206,5.0993150684931505E-4,3.1800000000000001E-3,null,25398.388996501501,7986.9147787740567,0.16035581976393556,1404.7169811320755,null,5.28,4975,1122.0930232558139,0.12811932577098917,26268]
["P00000863802",2013,"SLERES",5,5374,19000,3800,6.1347031963470322E-4,5.0000000000000001E-3,null,18717.29853903997,3743.4597078079942,0.12269406392694064,1074.8,null,5.28,4975,1122.1824686940965,0.12813087563792641,26268]
["P00000864117",2013,"SLERES",6.37,7115,28665,4500,8.1221461187214617E-4,6.3699999999999998E-3,null,28238.49276955688,4433.0443908252555,0.12750621850426155,1116.9544740973313,null,5.28,4975,1122.325293753865,0.12816305175038051,26268]
["P00000864290",2013,"SLERES",1.96,1944,8820,4500,2.2191780821917808E-4,1.9599999999999999E-3,null,8688.7670060175024,4433.0443908252564,0.11322337154039698,991.83673469387759,null,5.28,4975,1122.4264705882354,0.12817520717064096,26268]
["P00000865181",2013,"SLERES",8.2799999999999994,9171,41924,5063.2850241545893,1.0469178082191781E-3,8.2799999999999992E-3,null,41300.211786879561,4987.9482834395612,0.12643934881874133,1107.608695652174,null,5.28,4975,1122.7083333333335,0.12818177402117945,26268]
["P00000700514",2013,"SLERES",3.29,3163,15792,4800,3.6107305936073058E-4,3.29E-3,null,15557.030448869431,4728.5806835469393,0.10974865026162024,961.39817629179333,null,5.28,4975,1122.8148148148148,0.12819168763395769,26268]
["P00000879921",2013,"SLERES",2.94,4373,13633,4637.074829931973,4.9920091324200913E-4,2.9399999999999999E-3,null,13430.154262249047,4568.0796810370912,0.16979622899388067,1487.4149659863947,null,5.28,4975,1122.872340425532,0.12820000798753944,26268]
["P00000871625",2013,"SLERES",3.1850000000000001,3259,14982,4703.9246467817893,3.7203196347031963E-4,3.1849999999999999E-3,null,14759.082458520885,4633.9348378401519,0.11680752385253364,1023.2339089481947,null,5.28,4975,1122.9591836734694,0.12820333612897214,26268]
["P00000872332",2013,"SLERES",3.25,3490,15437.5,4750,3.9840182648401826E-4,3.2499999999999999E-3,null,15207.805062969976,4679.3246347599925,0.12258517737969793,1073.8461538461538,null,5.28,4975,1123.0320699708454,0.12820333612897214,26268]
["P00000873053",2013,"SLERES",5.25,4957,24937.5,4750,5.6586757990867572E-4,5.2500000000000003E-3,null,24566.454332489961,4679.3246347599925,0.10778430093498585,944.19047619047615,null,5.28,4975,1123.0612244897959,0.1282111017923151,26295]
["P00000873312",2013,"SLERES",4,4637,19000,4750,5.2933789954337897E-4,4.0000000000000001E-3,null,18717.29853903997,4679.3246347599925,0.13233447488584474,1159.25,null,5.28,4975,1123.0612244897959,0.12821265492498371,26316]
["P00000879944",2013,"SLERES",8.25,7552,39187.5,4750,8.6210045662100455E-4,8.2500000000000004E-3,null,38604.428236769934,4679.3246347599925,0.10449702504497024,915.39393939393938,null,5.28,4975,1123.1292517006802,0.12822647133434806,26348]
["P00000879953",2013,"SLERES",5.5,5518,26125,4750,6.2990867579908671E-4,5.4999999999999997E-3,null,25736.285491179959,4679.3246347599925,0.11452885014528849,1003.2727272727273,null,5.28,4975,1123.1428571428571,0.12822748028227482,26367.994316872555]
["P00000879978",2013,"SLERES",3.5,3722,16625,4750,4.2488584474885844E-4,3.5000000000000001E-3,null,16377.636221659974,4679.3246347599925,0.12139595564253099,1063.4285714285713,null,5.28,4975,1123.2638888888889,0.12824961948249619,26400]
["P00000879986",2013,"SLERES",7.25,6619,34437.5,4750,7.5559360730593605E-4,7.2500000000000004E-3,null,33925.103602009942,4679.3246347599916,0.10421980790426705,912.9655172413793,null,5.28,4975,1123.2727272727273,0.12825086348202785,26450.498198590692]
["P00000880971",2013,"SLERES",6.36,8865,33008,5189.9371069182389,1.0119863013698632E-3,6.3600000000000002E-3,null,32516.873167191123,5112.715906791057,0.15911734298268287,1393.8679245283017,null,5.28,4975,1123.4666666666667,0.12828372512542982,26516.990291262136]
["P00000883085",2013,"SLERES",7.95,9371,27030,3400,1.0697488584474886E-3,7.9500000000000005E-3,null,26627.819974223705,3349.4113175124157,0.13455960483616208,1178.7421383647797,null,5.28,4975,1123.477564102564,0.12829528158295281,26516.990291262136]
["P00000886205",2013,"SLERES",4.5,5270,21375,4750,6.0159817351598181E-4,4.4999999999999997E-3,null,21056.960856419966,4679.3246347599925,0.13368848300355152,1171.1111111111111,null,5.28,4975,1123.7654320987654,0.12830622337141565,26516.990291262136]
["P00000902906",2013,"SLERES",3,3556,12240,4080,4.0593607305936072E-4,3.0000000000000001E-3,null,12057.880743044696,4019.2935810148988,0.13531202435312026,1185.3333333333333,null,5.28,4975,1123.8666666666666,0.12830652301509138,26516.990291262136]
["P00000861291",2013,"SLERES",3.92,3700,17640,4500,4.2237442922374432E-4,3.9199999999999999E-3,null,17377.534012035005,4433.0443908252564,0.10774857888360824,943.87755102040819,null,5.28,4975,1123.962516733601,0.1283126527744923,26544]
["P00000864294",2013,"SLERES",5.39,5796,24255,4500,6.6164383561643841E-4,5.3899999999999998E-3,null,23894.10926654813,4433.0443908252564,0.12275395837039674,1075.3246753246754,null,5.28,4975,1123.9651416122006,0.1283239323126511,26590]
["P00000864400",2013,"SLERES",4.08,4606,16554,4057.3529411764707,5.2579908675799095E-4,4.0800000000000003E-3,null,16307.692632382508,3996.9834883290459,0.12887232518578209,1128.9215686274511,null,5.28,4975,1124.0188383045527,0.12833139344017666,26610.097087378643]
["P00000865708",2013,"SLERES",2.94,3322,12054,4100,3.7922374429223742E-4,2.9399999999999999E-3,null,11874.648241557252,4038.9960005296775,0.12898766812661136,1129.9319727891157,null,5.28,4975,1124.1176470588236,0.12838329693600689,26627]
["P00000866696",2013,"SLERES",3.51,3951,12285,3500,4.5102739726027394E-4,3.5099999999999997E-3,null,12102.211186952949,3447.9234150863103,0.12849783397728604,1125.6410256410256,null,5.28,4975,1124.1830065359477,0.12844164492280932,26627.819974223705]
["P00000866942",2013,"SLERES",8.82,8645,39690,4500,9.8687214611872147E-4,8.8199999999999997E-3,null,39099.45152707876,4433.0443908252564,0.11189026599985503,980.15873015873012,null,5.28,4975,1124.6376811594203,0.12845823260811173,26645.552151787004]
["P00000867672",2013,"SLERES",6.36,9095,31764,4994.3396226415089,1.0382420091324201E-3,6.3600000000000002E-3,null,31291.382673371874,4920.0287222282823,0.16324559892019183,1430.0314465408803,null,5.28,4975,1125.1488095238096,0.12848042160612422,26689]
["P00000869915",2013,"SLERES",2.04,2228,13332,6535.2941176470586,2.5433789954337901E-4,2.0400000000000001E-3,null,13133.632848551624,6438.0553179174631,0.12467544095263676,1092.1568627450981,null,5.3,4975,1125.294117647059,0.12849783397728604,26757.855943021244]
["P00000869920",2013,"SLERES",5.5,5022,26125,4750,5.732876712328767E-4,5.4999999999999997E-3,null,25736.285491179959,4679.3246347599925,0.10423412204234123,913.09090909090912,null,5.3,4975,1125.4884932696482,0.1285241392345878,26813]
["P00000871008",2013,"SLERES",12,17332,57000,{"$f":"IFERROR(F1922/D1922,\"\")","v":4750},1.9785388127853882E-3,1.2E-2,null,{"$f":"F1922*VLOOKUP(B1922,$AA$12:$AB$14,2,FALSE)","v":56151.89561711991},4679.3246347599925,{"$f":"(E1922/8760)/D1922","v":0.16487823439878235},{"$f":"E1922/D1922","v":1444.3333333333333},null,5.3,4975,1125.6410256410256,0.12857101042032551,26814.39]
["P00000871010",2013,"SLERES",3.75,4624,17812.5,4750,{"$f":"E1923/8760/1000","v":5.2785388127853886E-4},{"$f":"D1923/1000","v":3.7499999999999999E-3},null,17547.467380349972,{"$f":"IFERROR(K1923/D1923,\"\")","v":4679.3246347599925},0.14076103500761036,1233.0666666666666,null,5.3550000000000004,4975,1125.8714596949892,0.12858691834272537,26814.39]
["P00000871025",2013,"SLERES",7,6475,33250,4750,7.3915525114155256E-4,7.0000000000000001E-3,null,32755.272443319947,4679.3246347599925,0.10559360730593607,925,null,5.3550000000000004,4975,1126.2820512820513,0.12858930453108536,26814.39]
["P00000872333",2013,"SLERES",5.5,4956,26125,4750,5.6575342465753418E-4,5.4999999999999997E-3,null,25736.285491179959,4679.3246347599925,0.10286425902864259,901.09090909090912,null,5.3550000000000004,4975,1126.4214046822742,0.12860010105546821,26814.39]
["P00000874985",2013,"SLERES",6,6017,22180,3696.6666666666665,6.8687214611872144E-4,6.0000000000000001E-3,null,21849.983241889815,3641.6638736483023,0.11447869101978692,1002.8333333333334,null,5.3550000000000004,4975,1126.4423076923076,0.12861491628614916,26814.39]
["P00000874987",2013,"SLERES",2.75,2925,13062.5,4750,3.3390410958904112E-4,2.7499999999999998E-3,null,12868.142745589979,4679.3246347599925,0.12141967621419676,1063.6363636363637,null,5.375,4975.0136388434266,1126.5368852459017,0.12862051213179335,26814.39]
["P00000879935",2013,"SLERES",5,5776,19250,3850,6.5936073059360732E-4,5.0000000000000001E-3,null,18963.578782974706,3792.715756594941,0.13187214611872147,1155.2,null,5.39,4975.0836120401336,1126.6666666666665,0.1286624809741248,26814.39]
["P00000879946",2013,"SLERES",3.18,2981,15134,4759.1194968553455,3.4029680365296804E-4,3.1800000000000001E-3,null,14908.820846833205,4688.3084424003791,0.10701157347577611,937.42138364779873,null,5.39,4975.1082251082253,1126.7156862745098,0.12870444981645626,26861]
["P00000879971",2013,"SLERES",6,7136,28500,4750,8.146118721461187E-4,6.0000000000000001E-3,null,28075.947808559955,4679.3246347599925,0.13576864535768646,1189.3333333333333,null,5.39,4975.1131221719461,1127.0833333333335,0.12870444981645626,26868.932038834952]
["P00000856537",2013,"SLERES",6.37,6804,31213,4900,7.7671232876712327E-4,6.3699999999999998E-3,null,30748.581015739714,4827.0927811208339,0.12193286165888904,1068.131868131868,null,5.39,4975.119617224881,1127.4509803921569,0.12870624048706239,26880.996064988612]
["P00000856553",2013,"SLERES",6.37,6875,31213,4900,7.8481735159817358E-4,6.3699999999999998E-3,null,30748.581015739714,4827.0927811208339,0.12320523572969758,1079.2778649921506,null,5.39,4975.151515151515,1127.4509803921569,0.1287173633064044,26884]
["P00000856563",2013,"SLERES",7.1050000000000004,6556,34814.5,4900,7.4840182648401837E-4,7.1050000000000002E-3,null,34296.494209863529,4827.0927811208339,0.10533452870992516,922.73047149894433,null,5.39,4975.151515151515,1127.4666666666667,0.12872310263527026,26884]
["P00000856578",2013,"SLERES",7.92,8060,38808,4900,9.2009132420091324E-4,7.92E-3,null,38230.574826477008,4827.0927811208348,0.1161731469950648,1017.6767676767677,null,5.39,4981.2265331664576,1127.5641025641025,0.12872310263527026,26884]
["P00000859186",2013,"SLERES",3.76,3682,28373,7546.0106382978729,4.2031963470319636E-4,3.7599999999999999E-3,null,27950.837444641107,7433.7333629364648,0.11178713688914797,979.25531914893622,null,5.4,4981.2265331664576,1127.6143790849674,0.12872310263527026,26884]
["P00000859205",2013,"SLERES",2.94,2775,13230,4500,3.1678082191780819E-4,2.9399999999999999E-3,null,13033.150509026253,4433.0443908252564,0.10774857888360824,943.87755102040819,null,5.4,4984.6938775510198,1127.6143790849674,0.12872413890298212,26884]
["P00000859207",2013,"SLERES",3.25,3983,15437.5,4750,4.5468036529680366E-4,3.2499999999999999E-3,null,15207.805062969976,4679.3246347599925,0.13990165086055498,1225.5384615384614,null,5.4,4987.9482834395612,1127.6143790849674,0.12874175545408423,26887]
["P00000880518",2013,"SLERES",2.97,2580,17096,5756.2289562289561,2.9452054794520548E-4,2.97E-3,null,16841.628201233016,5670.581885937042,9.9165167658318343E-2,868.68686868686859,null,5.4,4988.6621315192742,1127.6234567901233,0.12874175545408423,26906.116649869957]
["P00000881617",2013,"SLERES",4.5,4356,21375,4750,4.9726027397260276E-4,4.4999999999999997E-3,null,21056.960856419966,4679.3246347599925,0.11050228310502283,968,null,5.4,4990.6443071491612,1127.7777777777778,0.12875328628753285,26906.116649869957]
["P00000884263",2013,"SLERES",3.18,3564,14946,4700,4.0684931506849314E-4,3.1800000000000001E-3,null,14723.618103394283,4630.0685859730447,0.12794003618506072,1120.7547169811321,null,5.4,4992.8171296296296,1127.7777777777778,0.12875650419454179,26906.116649869957]
["P00000884632",2013,"SLERES",4.5,5002,21375,4750,5.7100456621004571E-4,4.4999999999999997E-3,null,21056.960856419966,4679.3246347599925,0.12688990360223237,1111.5555555555557,null,5.4,4994.4930529411013,1127.878787878788,0.12876549540530199,26906.116649869957]
["P00000902912",2013,"SLERES",3.22,4211,15134,4700,4.8070776255707763E-4,3.2200000000000002E-3,null,14908.820846833205,4630.0685859730447,0.14928812501772598,1307.7639751552795,null,5.4,4994.9550449550452,1127.9069767441861,0.12879053974944385,26906.116649869957]
["P00000761540",2013,"SLERES",2.64,3073,13134,4975,3.5079908675799087E-4,2.64E-3,null,12938.578895355313,4900.9768543012542,0.13287844195378443,1164.0151515151515,null,5.4,4997.6851851851852,1127.9857397504456,0.12879442952714698,26916]
["P00000740959",2013,"SLERES",2.99,2697,18381,6147.4916387959865,3.078767123287671E-4,2.99E-3,null,18107.508655057562,6056.0229615577127,0.10296880010995556,902.00668896321065,null,5.4050000000000002,4998.3818770226544,1128.2051282051282,0.12880121131405378,26917.445541090954]
["P00000833464",2013,"SLERES",7.5,11562,31419,4189.2,1.3198630136986302E-3,7.4999999999999997E-3,null,30951.515936741936,4126.8687915655919,0.17598173515981735,1541.6,null,5.46,4998.3974358974356,1128.2392026578075,0.1288656362740791,26936]
["P00000833476",2013,"SLERES",3.22,3435,27670,8593.1677018633527,3.9212328767123289E-4,3.2200000000000002E-3,null,27258.297398696628,8465.309751148021,0.12177741853143878,1066.7701863354037,null,5.5,5000,1128.2986111111111,0.12886963004379834,26936]
["P00000833485",2013,"SLERES",3.68,3699,24885,6762.228260869565,4.2226027397260273E-4,3.6800000000000001E-3,null,24514.735481263666,6661.6129025173004,0.11474463966646813,1005.1630434782609,null,5.5,5000,1128.8629737609328,0.12887232518578209,27010.400000000001]
["P00000833487",2013,"SLERES",2.6,3524,12995,4998.0769230769229,4.0228310502283106E-4,2.5999999999999999E-3,null,12801.6470797276,4923.7104152798456,0.15472427116262732,1355.3846153846152,null,5.5,5000,1128.8979591836735,0.12887249736564804,27016.942759640588]
["P00000833502",2013,"SLERES",8.33,8417,40817,4900,9.6084474885844745E-4,8.3300000000000006E-3,null,40209.682866736548,4827.0927811208339,0.11534750886656032,1010.4441776710685,null,5.5,5000,1128.9215686274511,0.12890927888343243,27047.330097087379]
["P00000839496",2013,"SLERES",8.82,8312,43218,4900,9.4885844748858451E-4,8.8199999999999997E-3,null,42574.958329485758,4827.0927811208339,0.10758032284451072,942.40362811791385,null,5.5,5000,1128.9230769230769,0.12891042456038085,27047.330097087379]
["P00000839497",2013,"SLERES",2.6949999999999998,2627,13206,4900.1855287569579,2.9988584474885844E-4,2.6949999999999999E-3,null,13009.507605608518,4827.2755493909162,0.11127489601070814,974.76808905380335,null,5.5,5000,1129.1666666666667,0.12891087434466431,27053.392235742929]
["P00000839503",2013,"SLERES",4.9000000000000004,5237,24010,4900,5.978310502283105E-4,4.9000000000000007E-3,null,23652.754627492086,4827.0927811208339,0.12200633678128785,1068.7755102040815,null,5.5,5000,1129.2452830188681,0.12891324200913243,27072]
["P00000845937",2013,"SLERES",3.18,2903,15582,4900,3.3139269406392695E-4,3.1800000000000001E-3,null,15350.155043964252,4827.0927811208339,0.10421153901381351,912.89308176100621,null,5.5,5000,1129.2553191489362,0.12891792096510513,27152.396893804693]
["P00000845964",2013,"SLERES",3.12,2933,15288,4900,3.3481735159817348E-4,3.1199999999999999E-3,null,15060.529477097003,4827.0927811208339,0.10731325371736329,940.06410256410254,null,5.5,5000,1129.2592592592591,0.12891933028919331,27152.396893804693]
["P00000845969",2013,"SLERES",7.35,7186,36015,4900,8.2031963470319638E-4,7.3499999999999998E-3,null,35479.131941238134,4827.0927811208348,0.11160811356506073,977.68707482993204,null,5.5,5000,1129.28,0.12895200516180266,27152.396893804693]
["P00000846004",2013,"SLERES",3.92,4402,19208,4900,5.0251141552511418E-4,3.9199999999999999E-3,null,18922.203701993669,4827.0927811208339,0.12819168763395769,1122.9591836734694,null,5.5,5000,1129.320987654321,0.12897348085704249,27152.396893804693]
["P00000851569",2013,"SLERES",2.2949999999999999,2189,11581,5046.1873638344232,2.4988584474885847E-4,2.2949999999999997E-3,null,11408.68602003273,4971.1050196221049,0.10888272102346773,953.81263616557737,null,5.5,5000,1129.3333333333333,0.12897348085704249,27200.667821615902]
["P00000778151",2013,"SLERES",3.68,3636,31050,8437.5,4.1506849315068494E-4,3.6800000000000001E-3,null,30588.006296694264,8311.9582327973549,0.11279035139964265,988.04347826086951,null,5.5,5000,1129.6195652173913,0.12897787144362488,27200.667821615902]
["P00000778161",2013,"SLERES",5.52,5730,27462,4975,6.5410958904109579E-4,5.5199999999999997E-3,null,27053.392235742929,4900.976854301256,0.11849811395672027,1038.0434782608697,null,5.5,5000,1129.8076923076924,0.12897796104743267,27200.667821615902]
["P00000806914",2013,"SLERES",8.16,9660,30477,3734.9264705882351,1.1027397260273972E-3,8.1600000000000006E-3,null,30023.531977595849,3679.354409019099,0.13513967230727908,1183.8235294117646,null,5.5,5000,1129.8076923076924,0.12898766812661136,27201.160382103772]
["P00000813707",2013,"SLERES",6.24,6665,29914,4793.9102564102559,7.6084474885844747E-4,6.2399999999999999E-3,null,29468.908868254824,4722.5815493998116,0.12193024821449477,1068.1089743589744,null,5.5,5002.0008003201283,1129.8461538461538,0.12899364171379826,27205]
["P00000820973",2013,"SLERES",3.06,4270,15453,5050,4.8744292237442921E-4,3.0600000000000002E-3,null,15223.074438093929,4974.8609274816763,0.1592950726713821,1395.4248366013071,null,5.5,5002.8205813366585,1129.8469387755101,0.12899543378995434,27216.5]
["P00000820999",2013,"SLERES",5.76,6689,28656,4975,7.6358447488584483E-4,5.7599999999999995E-3,null,28229.626680775229,4900.9768543012551,0.13256674911212585,1161.2847222222222,null,5.5,5009.2233009708734,1129.9319727891157,0.12899543378995434,27233.009708737864]
["P00000821006",2013,"SLERES",3.84,3714,18818,4900.5208333333339,4.2397260273972602E-4,3.8399999999999997E-3,null,18538.006521455482,4827.6058649623656,0.11040953196347032,967.1875,null,5.5,5012.0623712856723,1129.9843014128728,0.12899543378995434,27233.009708737864]
["P00000696892",2013,"SLERES",4.59,4468,29835,6500,5.100456621004567E-4,4.5899999999999995E-3,null,29391.084311171446,6403.2863423031476,0.11112105928114524,973.42047930283229,null,5.5,5013.8888888888887,1130,0.12901006907856222,27233.009708737864]
["P00000900750",2013,"SLERES",3.9750000000000001,5168,16298,4100.1257861635222,5.8995433789954337E-4,3.9750000000000002E-3,null,16055.501662593339,4039.1199151178207,0.14841618563510522,1300.125786163522,null,5.5,5013.911764705882,1130,0.12905982905982905,27233.009708737864]
["P00000852973",2013,"SLERES",4.9349999999999996,6750,19550,3961.4994934143874,7.7054794520547943E-4,4.9349999999999993E-3,null,19259.115075696391,3902.5562463417209,0.15613940125744266,1367.7811550151978,null,5.5,5014.2328193214098,1130,0.12907153729071535,27253]
["P00000855581",2013,"SLERES",3.18,4113,12495,3929.2452830188677,4.695205479452055E-4,3.1800000000000001E-3,null,12309.086591858128,3870.7819471251973,0.1476479710519514,1293.3962264150944,null,5.5,5016.8439716312059,1130.1282051282051,0.12908051844919027,27258.297398696628]
["P00000856497",2013,"SLERES",4.8600000000000003,6435,20169,4150,7.3458904109589037E-4,4.8600000000000006E-3,null,19868.904959678795,4088.2520493166244,0.15115000845594451,1324.0740740740739,null,5.5,5024.1169762686231,1130.5641025641025,0.12908324552160169,27366.990291262136]
["P00000856504",2013,"SLERES",4.32,5440,18120,4194.4444444444443,6.2100456621004563E-4,4.3200000000000001E-3,null,17850.392080389698,4132.035203793911,0.14375105699306612,1259.2592592592591,null,5.5,5024.1169762686231,1130.6666666666667,0.12909328114807567,27370]
["P00000763101",2013,"SLERES",3.25,2907,15275,4700,3.3184931506849316E-4,3.2499999999999999E-3,null,15047.722904412396,4630.0685859730447,0.10210748155953635,894.46153846153845,null,5.5,5024.1169762686231,1130.7453416149067,0.12909356353583357,27451]
["P00000778138",2013,"SLERES",3.145,4535,14781.5,4700,5.1769406392694064E-4,3.1450000000000002E-3,null,14561.565702885227,4630.0685859730456,0.16460860538217509,1441.9713831478537,null,5.52,5024.1169762686231,1130.7692307692307,0.12909408647612608,27451]
["P00000694624",2013,"SLERES",3.06,2995,14450,4722.2222222222217,3.4189497716894979E-4,3.0600000000000002E-3,null,14234.998099427767,4651.9601632116883,0.11173038469573522,978.75816993464048,null,5.52,5024.1169762686241,1130.8571428571429,0.12920541123603169,27462]
["P00000708835",2013,"SLERES",3.29,3357,17860,5428.5714285714284,3.8321917808219181E-4,3.29E-3,null,17594.260626697571,5347.7995825828484,0.11647999333805222,1020.3647416413373,null,5.52,5028.1378782104139,1130.8596165739023,0.12920683240317943,27462]
["P00000845979",2013,"SLERES",2.76,2945,21150,7663.04347826087,3.3618721461187211E-4,2.7599999999999999E-3,null,20835.308636878701,7549.0248684343123,0.1218069618158957,1067.0289855072465,null,5.52,5030.8060693137641,1130.8641975308642,0.1292222068477776,27462]
["P00000845990",2013,"SLERES",4.24,4932,19620,4627.3584905660373,5.6301369863013693E-4,4.2399999999999998E-3,null,19328.073543998114,4558.5079113203101,0.13278624967691907,1163.2075471698113,null,5.52,5032.604166666667,1131.8394024276377,0.12924005218525766,27480]
["P00000846005",2013,"SLERES",3.43,3099,16807,4900,3.5376712328767125E-4,3.4300000000000003E-3,null,16556.928239244462,4827.0927811208339,0.10313910299932105,903.4985422740524,null,5.52,5042.5879945637289,1131.851851851852,0.12927447995941146,27509]
["P00000806916",2013,"SLERES",3.22,3331,23184,7200,3.8025114155251143E-4,3.2200000000000002E-3,null,22839.044701531719,7092.871025320409,0.11809041663121472,1034.4720496894408,null,5.52,5042.7665891037468,1131.9865319865319,0.12927474982998155,27509]
["P00000806926",2013,"SLERES",2.25,2086,9450,4200,2.3812785388127854E-4,2.2499999999999998E-3,null,9309.3932207330381,4137.5080981035726,0.10583460172501269,927.11111111111109,null,5.52,5043.5406698564593,1132.1428571428571,0.1292998477929985,27548.908086539617]
["P00000806930",2013,"SLERES",4.08,4650,26240,6431.3725490196075,5.3082191780821919E-4,4.0800000000000003E-3,null,25849.574403389935,6335.6800008308664,0.13010341122750471,1139.7058823529412,null,5.52,5043.8193957834028,1132.4444444444443,0.12930919383695158,27583.387320690483]
["P00000806938",2013,"SLERES",3.25,3451,15275,4700,3.9394977168949772E-4,3.2499999999999999E-3,null,15047.722904412396,4630.0685859730447,0.1212153143659993,1061.8461538461538,null,5.52,5048.5436893203887,1132.4468085106384,0.12930919383695158,27600]
["P00000813701",2013,"SLERES",3.22,4062,14490,4500,4.6369863013698634E-4,3.2200000000000002E-3,null,14274.402938457324,4433.0443908252555,0.14400578575682804,1261.4906832298136,null,5.52,5048.6285188342727,1132.6666666666667,0.12933481426632112,27600]
["P00000820979",2013,"SLERES",3.29,3780,15792,4800,4.3150684931506848E-4,3.29E-3,null,15557.030448869431,4728.5806835469393,0.13115709705625181,1148.936170212766,null,5.52,5050,1132.7485380116959,0.1293413587934136,27610.970708011173]
["P00000821008",2013,"SLERES",3,4121,14100,4700,4.7043378995433786E-4,3.0000000000000001E-3,null,13890.205757919135,4630.0685859730447,0.15681126331811263,1373.6666666666667,null,5.52,5053.1055900621113,1132.7485380116959,0.12934286281516777,27636]
["P00000825631",2013,"SLERES",3.57,3988,15207,4259.6638655462184,4.5525114155251141E-4,3.5699999999999998E-3,null,14980.734678062148,4196.2842235468206,0.12752132816596959,1117.0868347338935,null,5.55,5056.954342126588,1132.9729729729729,0.12935281953061026,27669.902912621361]
["P00000827281",2013,"SLERES",4.32,4111,21168,{"$f":"IFERROR(F1986/D1986,\"\")","v":4900},4.6929223744292237E-4,4.3200000000000001E-3,null,{"$f":"F1986*VLOOKUP(B1986,$AA$12:$AB$14,2,FALSE)","v":20853.040814442003},4827.0927811208339,{"$f":"(E1986/8760)/D1986","v":0.10863246237104683},{"$f":"E1986/D1986","v":951.62037037037032},null,5.55,5056.954342126588,1133.030303030303,0.12935420743639922,27669.902912621361]
["P00000827285",2013,"SLERES",4.8,4847,23520,4900,{"$f":"E1987/8760/1000","v":5.5331050228310508E-4},{"$f":"D1987/1000","v":4.7999999999999996E-3},null,23170.045349380005,{"$f":"IFERROR(K1987/D1987,\"\")","v":4827.0927811208348},0.11527302130898023,1009.7916666666667,null,5.5590000000000002,5056.954342126588,1133.0434782608697,0.12937595129375951,27669.902912621361]
["P00000833521",2013,"SLERES",2.6,2321,12740,4900,2.6495433789954339E-4,2.5999999999999999E-3,null,12550.441230914168,4827.0927811208339,0.10190551457674744,892.69230769230762,null,5.5650000000000004,5056.954342126588,1133.1306990881458,0.12939576991374938,27669.902912621361]
["P00000839456",2013,"SLERES",6.24,7239,32485,5205.9294871794873,8.2636986301369867E-4,6.2399999999999999E-3,null,32001.654896879652,5128.4703360384055,0.13243106779065683,1160.0961538461538,null,5.5650000000000004,5056.954342126588,1133.1428571428571,0.12942569214393013,27669.902912621361]
["P00000839476",2013,"SLERES",3.92,4877,19208,4900,5.5673515981735156E-4,3.9199999999999999E-3,null,18922.203701993669,4827.0927811208339,0.1420242754636101,1244.1326530612246,null,5.5650000000000004,5056.954342126588,1133.3333333333333,0.12942569214393013,27669.902912621361]
["P00000839487",2013,"SLERES",2.88,4024,14495,5032.9861111111113,4.5936073059360733E-4,2.8799999999999997E-3,null,14279.328543336018,4958.1001886583399,0.1595002536783359,1397.2222222222222,null,5.5650000000000004,5056.954342126588,1133.5069444444446,0.12944081223190812,27669.902912621361]
["P00000839494",2013,"SLERES",4.08,4263,16014,3925,4.8664383561643839E-4,4.0800000000000003E-3,null,15775.727305483477,3866.5998297753617,0.11927544990598979,1044.8529411764705,null,5.59,5056.954342126588,1133.769063180828,0.1294710806697108,27669.902912621361]
["P00000839522",2013,"SLERES",3.43,3249,16807,4900,3.7089041095890414E-4,3.4300000000000003E-3,null,16556.928239244462,4827.0927811208339,0.10813131514836855,947.23032069970839,null,5.59,5056.954342126588,1133.769063180828,0.1294710806697108,27669.902912621361]
["P00000845935",2013,"SLERES",5.67,6607,20273,3575.4850088183421,7.5422374429223748E-4,5.6699999999999997E-3,null,19971.357541155649,3522.2852806270985,0.133020060721735,1165.2557319223986,null,5.59,5058.0650285430629,1133.901515151515,0.12948120081608858,27669.902912621361]
["P00000864114",2013,"SLERES",3,2796,14250,4750,3.1917808219178082E-4,3.0000000000000001E-3,null,14037.973904279977,4679.3246347599925,0.10639269406392694,932,null,5.59,5058.0681114551089,1134.1666666666667,0.12948165060037206,27669.902912621361]
["P00000864280",2013,"SLERES",5,4481,23750,4750,5.115296803652968E-4,5.0000000000000001E-3,null,23396.623173799962,4679.3246347599925,0.10230593607305935,896.2,null,5.59,5059.1810890671168,1134.1666666666667,0.12949161010950577,27669.902912621361]
["P00000864284",2013,"SLERES",6.86,7992,30870,4500,9.1232876712328765E-4,6.8600000000000006E-3,null,30410.684521061256,4433.0443908252555,0.13299253165062502,1165.0145772594751,null,5.59,5059.2705167173253,1134.2553191489362,0.12953507679535076,27669.902912621361]
["P00000864285",2013,"SLERES",7.84,8286,35280,4500,9.4589041095890418E-4,7.8399999999999997E-3,null,34755.068024070009,4433.0443908252564,0.12064928711210512,1056.8877551020407,null,5.59,5059.8260146670236,1134.2592592592591,0.12957009287733359,27669.902912621361]
["P00000864291",2013,"SLERES",6.125,5738,27562.5,4500,6.5502283105022831E-4,6.1250000000000002E-3,null,27152.396893804693,4433.0443908252564,0.10694250302860871,936.81632653061229,null,5.61,5059.8930481283423,1134.3465045592704,0.12957499121882685,27669.902912621361]
["P00000864296",2013,"SLERES",4.9000000000000004,5796,22050,4500,6.6164383561643841E-4,4.9000000000000007E-3,null,21721.917515043755,4433.0443908252555,0.13502935420743639,1182.8571428571427,null,5.61,5060.2857142857147,1134.7272727272727,0.12957499121882685,27669.902912621361]
["P00000864965",2013,"SLERES",1.89,1760,11856,6273.0158730158737,2.009132420091324E-4,1.89E-3,null,11679.59428836094,6179.6795176512915,0.10630330265033461,931.21693121693124,null,5.61,5060.5590062111796,1135.0340136054422,0.12957785854067655,27669.902912621361]
["P00000867838",2013,"SLERES",3.92,3804,28510,7272.9591836734699,4.3424657534246573E-4,3.9199999999999999E-3,null,28085.799018317342,7164.7446475299348,0.11077718758736371,970.40816326530614,null,5.61,5061.1801242236024,1135.0769230769231,0.12957785854067655,27669.902912621361]
["P00000868385",2013,"SLERES",3.64,3747,35893,9860.7142857142862,4.2773972602739722E-4,3.64E-3,null,35358.947182197982,9713.9964786258188,0.11751091374379044,1029.3956043956043,null,5.61,5063.1578947368425,1135.0769230769231,0.12957785854067655,27669.902912621361]
["P00000871022",2013,"SLERES",9,9636,42750,4750,1.1000000000000001E-3,8.9999999999999993E-3,null,42113.921712839932,4679.3246347599925,0.12222222222222223,1070.6666666666667,null,5.61,5063.1578947368425,1135.1020408163265,0.12958251793868231,27669.902912621361]
["P00000871218",2013,"SLERES",2.97,2683,18153,6112.121212121212,3.062785388127854E-4,2.97E-3,null,17882.901072589084,6021.1788123195565,0.10312408714235198,903.36700336700335,null,5.61,5066.489361702128,1135.1020408163265,0.12958303564957185,27669.902912621361]
["P00000871224",2013,"SLERES",4.5,5216,21375,4750,5.9543378995433798E-4,4.4999999999999997E-3,null,21056.960856419966,4679.3246347599925,0.13231861998985286,1159.1111111111111,null,5.61,5066.6666666666661,1135.1020408163265,0.12958904109589039,27669.902912621361]
["P00000875332",2013,"SLERES",7,6306,33250,4750,7.1986301369863018E-4,7.0000000000000001E-3,null,32755.272443319947,4679.3246347599925,0.10283757338551859,900.85714285714289,null,5.61,5069.4444444444443,1135.1428571428571,0.12959474885844749,27804.054419256005]
["P00000879913",2013,"SLERES",6.36,9189,29120,4578.6163522012575,1.048972602739726E-3,6.3600000000000002E-3,null,28686.722813518099,4510.491008414795,0.16493279917291287,1444.8113207547169,null,5.61,5069.9088145896658,1135.1473922902494,0.12960426179604262,27882.5]
["P00000879915",2013,"SLERES",7.42,9970,25800,3477.0889487870622,1.1381278538812785E-3,7.4199999999999995E-3,null,25416.1211740648,3425.3532579602156,0.15338650321850114,1343.6657681940701,null,5.61,5072,1135.2,0.12960426179604262,27900]
["P00000856527",2013,"SLERES",7.44,8173,36456,4900,9.3299086757990871E-4,7.4400000000000004E-3,null,35913.570291539007,4827.0927811208339,0.12540199833063287,1098.5215053763441,null,5.61,5072.2363470066412,1135.25,0.129618098796181,27924.643077896209]
["P00000856561",2013,"SLERES",8.82,8351,43218,4900,9.5331050228310494E-4,8.8199999999999997E-3,null,42574.958329485758,4827.0927811208339,0.10808509096180328,946.82539682539675,null,5.6349999999999998,5073.3730250555709,1135.3333333333333,0.12963110880359971,27950.837444641107]
["P00000856571",2013,"SLERES",2.94,2950,14406,4900,3.3675799086757991E-4,2.9399999999999999E-3,null,14191.652776495252,4827.0927811208339,0.11454353430870065,1003.4013605442177,null,5.6349999999999998,5079.9392097264436,1135.3333333333333,0.12963110880359971,28000]
["P00000856577",2013,"SLERES",5.88,6196,28812,4900,7.0730593607305932E-4,5.8799999999999998E-3,null,28383.305552990503,4827.0927811208339,0.12029012518249309,1053.7414965986395,null,5.6349999999999998,5079.9392097264436,1135.4545454545455,0.12965182648401827,28033.587606603178]
["P00000857814",2013,"SLERES",6.6150000000000002,7307,29767.5,4500,8.3413242009132416E-4,6.6150000000000002E-3,null,29324.588645309068,4433.0443908252555,0.12609711566006412,1104.6107331821618,null,5.6349999999999998,5084.9269130426319,1135.5685131195335,0.12969571390199916,28059]
["P00000859185",2013,"SLERES",3.18,3453,14851,4670.1257861635222,3.941780821917808E-4,3.1800000000000001E-3,null,14630.031610699083,4600.6388712890193,0.12395537175842163,1085.8490566037735,null,5.6349999999999998,5089.3617021276596,1135.5685131195335,0.12969979597784903,28075.947808559955]
["P00000860257",2013,"SLERES",7.29,8803,43266.75,5935.0823045267489,1.0049086757990869E-3,7.2899999999999996E-3,null,42622.982977053034,5846.7740709263417,0.1378475549792986,1207.5445816186557,null,5.6349999999999998,5089.3617021276596,1135.75,0.12970152776760349,28075.947808559955]
["P00000860263",2013,"SLERES",15.744999999999999,15290,70852.5,4500,1.7454337899543378E-3,1.5744999999999999E-2,null,69798.283933543658,4433.0443908252564,0.11085638551631236,971.10193712289617,null,5.6349999999999998,5096.4285714285716,1136.1344537815125,0.12970152776760349,28075.947808559955]
["P00000861282",2013,"SLERES",8.0850000000000009,9321,36382.5,4499.9999999999991,1.064041095890411E-3,8.0850000000000002E-3,null,35841.163899822197,4433.0443908252555,0.13160681458137424,1152.8756957328385,null,5.6349999999999998,5100,1136.1702127659576,0.12970683607967706,28075.947808559955]
["P00000879950",2013,"SLERES",4.5,4786,21375,4750,5.4634703196347037E-4,4.4999999999999997E-3,null,21056.960856419966,4679.3246347599925,0.12141045154743785,1063.5555555555557,null,5.64,5100,1136.1853832442066,0.12975646879756469,28075.947808559955]
["P00000879952",2013,"SLERES",4.32,4024,20866,4830.0925925925922,4.5936073059360733E-4,4.3200000000000001E-3,null,20555.534279768843,4758.2255277242684,0.10633350245222391,931.48148148148141,null,5.64,5101.3888888888887,1136.1853832442066,0.12982123773438259,28075.947808559955]
["P00000879959",2013,"SLERES",3.18,3851,14946,4700,4.3961187214611874E-4,3.1800000000000001E-3,null,14723.618103394283,4630.0685859730447,0.13824272708997445,1211.0062893081761,null,5.64,5102.4844720496894,1136.231884057971,0.12984189109433728,28075.947808559955]
["P00000879975",2013,"SLERES",7,6895,33250,4750,7.8710045662100457E-4,7.0000000000000001E-3,null,32755.272443319947,4679.3246347599925,0.11244292237442922,985,null,5.64,5102.926654327739,1136.6666666666667,0.12984344422700586,28075.947808559955]
["P00000879985",2013,"SLERES",4.75,4921,22562.5,4750,5.617579908675799E-4,4.7499999999999999E-3,null,22226.792015109964,4679.3246347599925,0.11826484018264841,1036,null,5.64,5106.7985906990089,1137.2340425531916,0.12987733906347926,28077.669902912621]
["P00000881613",2013,"SLERES",4,3872,19000,4750,4.4200913242009132E-4,4.0000000000000001E-3,null,18717.29853903997,4679.3246347599925,0.11050228310502283,968,null,5.64,5112.125,1137.4149659863947,0.12989689787634992,28080]
["P00000882090",2013,"SLERES",4.05,4175,24188,5972.3456790123455,4.765981735159817E-4,4.0499999999999998E-3,null,23828.106161173619,5883.4830027589187,0.1176785613619708,1030.8641975308642,null,5.64,5112.715906791057,1137.4285714285713,0.1299294312992943,28085.799018317342]
["P00000886206",2013,"SLERES",7.5,7297,35625,4750,8.3299086757990866E-4,7.4999999999999997E-3,null,35094.934760699944,4679.3246347599925,0.11106544901065449,972.93333333333328,null,5.64,5114.9509803921565,1137.7254901960785,0.12998132004981319,28096.635349050473]
["P00000888430",2013,"SLERES",7.42,9334,29326,3952.2911051212936,1.0655251141552511E-3,7.4199999999999995E-3,null,28889.657734520322,3893.4848698814449,0.14360176740636807,1257.9514824797843,null,5.64,5122.6290738425178,1137.8968253968253,0.13003161222339304,28099.27]
["P00000856539",2013,"SLERES",3.92,4543,19208,4900,5.1860730593607306E-4,3.9199999999999999E-3,null,18922.203701993669,4827.0927811208339,0.13229778212654925,1158.9285714285716,null,5.64,5124.0560949298815,1138.1818181818182,0.13006088280060882,28141.950913934463]
["P00000856551",2013,"SLERES",6.6150000000000002,6435,32413.5,4900,7.3458904109589037E-4,6.6150000000000002E-3,null,31931.218747114319,4827.0927811208339,0.11104898580436741,972.78911564625844,null,5.64,5128.4703360384055,1138.6363636363637,0.13008389083572264,28150]
["P00000856555",2013,"SLERES",8.0850000000000009,8593,38403.75,4749.9999999999991,9.8093607305936061E-4,8.0850000000000002E-3,null,37832.339672034541,4679.3246347599925,0.12132790019287082,1062.8324056895485,null,5.64,5130.8061002178656,1139.0769230769231,0.13008475840869071,28160]
["P00000856556",2013,"SLERES",4.9000000000000004,5327,24010,4900,6.0810502283105026E-4,4.9000000000000007E-3,null,23652.754627492086,4827.0927811208339,0.12410306588388781,1087.1428571428571,null,5.64,5133.3333333333339,1139.3333333333333,0.13008475840869071,28194.174757281555]
["P00000856573",2013,"SLERES",6.6150000000000002,6277,32413.5,4900,7.1655251141552513E-4,6.6150000000000002E-3,null,31931.218747114319,4827.0927811208339,0.10832237511950493,948.90400604686317,null,5.64,5133.3401534526856,1139.5348837209301,0.13008814983029326,28200]
["P00000857807",2013,"SLERES",4.9000000000000004,4976,24010,4900,5.6803652968036539E-4,4.9000000000000007E-3,null,23652.754627492086,4827.0927811208339,0.11592582238374802,1015.5102040816325,null,5.64,5135.2588299417348,1139.5424836601308,0.13008848897245354,28229.626680775229]
["P00000859194",2013,"SLERES",3.92,4356,18620,4750,4.9726027397260276E-4,3.9199999999999999E-3,null,18342.95256825917,4679.3246347599925,0.12685211070729663,1111.2244897959183,null,5.64,5137.1318361609619,1139.5424836601308,0.1300922195362163,28238.49276955688]
["P00000860254",2013,"SLERES",4.8,5265,17472,3640,6.0102739726027401E-4,4.7999999999999996E-3,null,17212.03368811086,3585.8403516897624,0.12521404109589043,1096.875,null,5.64,5145.6310679611652,1139.5721925133689,0.13009893455098934,28238.49276955688]
["P00000861284",2013,"SLERES",4.83,6910,19126,3959.8343685300206,7.8881278538812786E-4,4.8300000000000001E-3,null,18841.423781983078,3900.9158968909064,0.16331527647787325,1430.6418219461698,null,5.64,5145.6310679611652,1139.5751633986929,0.13010341122750471,28238.49276955688]
["P00000861285",2013,"SLERES",4.41,4004,19845,4500,4.5707762557077624E-4,4.4099999999999999E-3,null,19549.72576353938,4433.0443908252564,0.10364572008407624,907.93650793650795,null,5.64,5146.7924185304537,1139.6078431372548,0.13013266223882664,28238.49276955688]
["P00000861288",2013,"SLERES",4.9000000000000004,5562,22050,4500,6.3493150684931505E-4,4.9000000000000007E-3,null,21721.917515043755,4433.0443908252555,0.12957785854067655,1135.1020408163265,null,5.64,5147.2995090016366,1139.6666666666667,0.13014635608942526,28246.359223300969]
["P00000861414",2013,"SLERES",2.16,2037,13882,6426.8518518518513,2.3253424657534248E-4,2.16E-3,null,13675.449385208045,6331.2265672259464,0.10765474378488077,943.05555555555554,null,5.64,5150,1139.7058823529412,0.1301696020874103,28263.120793950355]
["P00000883853",2013,"SLERES",8.64,11921,23900,2766.2037037037035,1.3608447488584474E-3,8.6400000000000001E-3,null,23544.391320160805,2725.0452916852782,0.157505179266024,1379.7453703703702,null,5.64,5150.1519756838907,1139.9621212121212,0.13020428871700887,28295]
["P00000883854",2013,"SLERES",3,2796,14250,4750,3.1917808219178082E-4,3.0000000000000001E-3,null,14037.973904279977,4679.3246347599925,0.10639269406392694,932,null,5.64,5150.1519756838907,1140.0820793433654,0.13020833333333334,28337.3786407767]
["P00000885139",2013,"SLERES",2.7,3025,12485,4624.0740740740739,3.4531963470319632E-4,2.7000000000000001E-3,null,12299.235382100738,4555.2723637410136,0.12789616100118381,1120.3703703703702,null,5.64,5150.6064814814808,1140.2857142857142,0.13021308980213089,28383.305552990503]
["P00000806896",2013,"SLERES",4.9000000000000004,6745,19425,3964.2857142857142,7.6997716894977163E-4,4.9000000000000007E-3,null,19135.974953729023,3905.3010109651063,0.15713819774485135,1376.5306122448978,null,5.67,5152.9761904761908,1140.5895691609976,0.13022831050228309,28383.305552990503]
["P00000806923",2013,"SLERES",3.22,3790,27965,8684.782608695652,4.3264840182648403E-4,3.2200000000000002E-3,null,27548.908086539617,8555.5615175588864,0.13436285771008818,1177.0186335403725,null,5.7,5155.072463768116,1140.625,0.13023949305749696,28383.305552990503]
["P00000813710",2013,"SLERES",6.12,8877,30600,5000,1.0133561643835616E-3,6.1200000000000004E-3,null,30144.701857611741,4925.6048786947285,0.16558107261169305,1450.4901960784314,null,5.72,5155.2795031055894,1140.6666666666667,0.13024958841984283,28383.305552990503]
["P00000820971",2013,"SLERES",3.06,3160,14382,4700,3.6073059360730591E-4,3.0600000000000002E-3,null,14168.009873077517,4630.0685859730447,0.11788581490434834,1032.6797385620914,null,5.72,5170.9401709401709,1140.8,0.13026744944553165,28386]
["P00000820991",2013,"SLERES",10.32,10473,51342,4975,1.1955479452054794E-3,1.0320000000000001E-2,null,50578.081136388952,4900.9768543012551,0.11584766910905807,1014.8255813953488,null,5.75,5174.7954173486087,1140.8979591836735,0.13028227480282276,28457]
["P00000821001",2013,"SLERES",2.88,2855,14688,5100,3.259132420091324E-4,2.8799999999999997E-3,null,14469.456891653635,5024.1169762686241,0.11316432014205986,991.31944444444446,null,5.75,5184.350439204808,1140.9863945578231,0.13028919330289193,28470.873786407767]
["P00000827268",2013,"SLERES",9.6,11061,47040,4900,1.2626712328767122E-3,9.5999999999999992E-3,null,46340.09069876001,4827.0927811208348,0.13152825342465754,1152.1875,null,5.75,5185.1851851851852,1141.1428571428571,0.13028919330289193,28470.873786407767]
["P00000827271",2013,"SLERES",6.24,5707,30576,{"$f":"IFERROR(F2050/D2050,\"\")","v":4900},6.5148401826484019E-4,6.2399999999999999E-3,null,{"$f":"F2050*VLOOKUP(B2050,$AA$12:$AB$14,2,FALSE)","v":30121.058954194006},4827.0927811208339,{"$f":"(E2050/8760)/D2050","v":0.10440449010654489},{"$f":"E2050/D2050","v":914.58333333333326},null,5.75,5185.3343465045591,1141.2727272727273,0.13028919330289193,28470.873786407767]
["P00000827272",2013,"SLERES",7.68,7698,37632,4900,{"$f":"E2051/8760/1000","v":8.7876712328767122E-4},{"$f":"D2051/1000","v":7.6799999999999993E-3},null,37072.072559008004,{"$f":"IFERROR(K2051/D2051,\"\")","v":4827.0927811208339},0.11442280251141554,1002.34375,null,5.75,5186.9387755102043,1141.3333333333333,0.13031152118947886,28532.038834951458]
["P00000827277",2013,"SLERES",8.64,10306,42336,4900,1.1764840182648402E-3,8.6400000000000001E-3,null,41706.081628884007,4827.0927811208339,0.13616713174361575,1192.8240740740739,null,5.75,5195.478723404256,1141.3333333333333,0.13031753797409373,28650]
["P00000827278",2013,"SLERES",6.96,7398,34814.5,5002.083333333333,8.4452054794520546E-4,6.96E-3,null,34296.494209863529,4927.6572140608523,0.12133915918752952,1062.9310344827586,null,5.75,5200,1141.3333333333333,0.13035561959241021,28656]
["P00000833458",2013,"SLERES",6.24,7050,24850,3982.3717948717949,8.047945205479452E-4,6.2399999999999999E-3,null,24480.2562471128,3923.117988319359,0.12897348085704249,1129.8076923076924,null,5.75,5200,1141.5289256198348,0.13036921389560391,28656]
["P00000833462",2013,"SLERES",3.6,4018,12600,3500,4.5867579908675799E-4,3.5999999999999999E-3,null,12412.524294310717,3447.9234150863103,0.12740994419076609,1116.1111111111111,null,5.75,5200,1141.5816326530612,0.13037076829717176,28656]
["P00000833511",2013,"SLERES",8.82,9532,43218,4900,1.0881278538812785E-3,8.8199999999999997E-3,null,42574.958329485758,4827.0927811208339,0.12337050497520166,1080.7256235827665,null,5.76,5200,1141.9152276295133,0.13038320350971438,28656]
["P00000833514",2013,"SLERES",2.16,2361,10584,4900,2.6952054794520547E-4,2.16E-3,null,10426.520407221002,4827.0927811208339,0.12477803145611363,1093.0555555555554,null,5.76,5200,1142.0343137254902,0.13038320350971441,28656]
["P00000833519",2013,"SLERES",8.64,8047,42336,4900,9.1860730593607313E-4,8.6400000000000001E-3,null,41706.081628884007,4827.0927811208339,0.10632029003889734,931.36574074074065,null,5.76,5200,1142.0479302832243,0.13038320350971441,28656]
["P00000839474",2013,"SLERES",8.82,9330,43218,4900,1.065068493150685E-3,8.8199999999999997E-3,null,42574.958329485758,4827.0927811208339,0.12075606498307084,1057.8231292517007,null,5.76,5200,1142.1568627450981,0.1304004214963119,28656]
["P00000839505",2013,"SLERES",9.8000000000000007,10366,48020,4900,1.1833333333333333E-3,9.8000000000000014E-3,null,47305.509254984172,4827.0927811208339,0.12074829931972789,1057.7551020408162,null,5.76,5200,1142.1568627450981,0.13041798384264139,28656]
["P00000839510",2013,"SLERES",3.12,2790,15288,4900,3.1849315068493148E-4,3.1199999999999999E-3,null,15060.529477097003,4827.0927811208339,0.10208113804004214,894.23076923076917,null,5.76,5200,1142.1568627450981,0.13047184170471843,28656]
["P00000862938",2013,"SLERES",2.2050000000000001,2319,10804.5,4900,2.6472602739726025E-4,2.2049999999999999E-3,null,10643.73958237144,4827.0927811208339,0.12005715528220419,1051.7006802721089,null,5.76,5200,1142.3076923076924,0.13050228310502282,28656]
["P00000862940",2013,"SLERES",5.88,6709,26460,4500,7.6586757990867581E-4,5.8799999999999998E-3,null,26066.301018052505,4433.0443908252564,0.13024958841984283,1140.9863945578231,null,5.76,5200,1142.4615384615386,0.13050344761764129,28656]
["P00000863800",2013,"SLERES",3.3149999999999999,3628,13200,3981.9004524886877,4.1415525114155247E-4,3.3149999999999998E-3,null,13003.596879754085,3922.6536590510059,0.12493371075159955,1094.4193061840122,null,5.76,5200,1142.9333333333334,0.13052837573385517,28677.233009708736]
["P00000864967",2013,"SLERES",3.22,4485,15134,4700,5.1198630136986296E-4,3.2200000000000002E-3,null,14908.820846833205,4630.0685859730447,0.1590019569471624,1392.8571428571427,null,5.76,5200,1143.2,0.13053864366649753,28686.722813518099]
["P00000865540",2013,"SLERES",6.6150000000000002,6277,29767.5,4500,7.1655251141552513E-4,6.6150000000000002E-3,null,29324.588645309068,4433.0443908252555,0.10832237511950493,948.90400604686317,null,5.76,5200,1143.2102011305378,0.1306316590563166,28720]
["P00000867148",2013,"SLERES",3.78,3971,17840,4719.5767195767194,4.5331050228310504E-4,3.7799999999999999E-3,null,17574.558207182792,4649.3540230642311,0.11992341330240874,1050.5291005291006,null,5.76,5200,1143.4285714285713,0.13064434297311009,28742.2]
["P00000867159",2013,"SLERES",5.25,5438,23625,4500,6.2077625570776255E-4,5.2500000000000003E-3,null,23273.483051832594,4433.0443908252564,0.11824309632528809,1035.8095238095239,null,5.76,5200,1143.5185185185185,0.13067133003011758,28822.815533980582]
["P00000867160",2013,"SLERES",5.75,5181,27312.5,4750,5.9143835616438359E-4,5.7499999999999999E-3,null,26906.116649869957,4679.3246347599925,0.10285884455032758,901.04347826086962,null,5.76,5200,1144.3333333333333,0.13070296611795404,28822.815533980582]
["P00000869668",2013,"SLERES",3.24,4238,13562,4185.8024691358023,4.8378995433789954E-4,3.2400000000000003E-3,null,13360.210672971582,4123.5218126455493,0.14931788714132702,1308.0246913580247,null,5.76,5200,1144.4444444444443,0.13072258791436875,28822.815533980582]
["P00000869922",2013,"SLERES",3.25,3456,15437.5,4750,3.9452054794520547E-4,3.2499999999999999E-3,null,15207.805062969976,4679.3246347599925,0.12139093782929399,1063.3846153846155,null,5.76,5200,1144.6808510638298,0.13072258791436875,28822.815533980582]
["P00000871017",2013,"SLERES",7.5,8382,35625,4750,9.5684931506849317E-4,7.4999999999999997E-3,null,35094.934760699944,4679.3246347599925,0.12757990867579908,1117.5999999999999,null,5.76,5200,1144.9579831932774,0.13077625570776258,28822.815533980582]
["P00000873561",2013,"SLERES",4.5,4840,21375,4750,5.525114155251142E-4,4.4999999999999997E-3,null,21056.960856419966,4679.3246347599925,0.12278031456113649,1075.5555555555557,null,5.76,5200,1145.1298701298701,0.13078847839121813,28822.815533980582]
["P00000845981",2013,"SLERES",2.5,2858,10500,4200,3.2625570776255707E-4,2.5000000000000001E-3,null,10343.770245258931,4137.5080981035726,0.13050228310502282,1143.2,null,5.76,5200,1145.1298701298701,0.13079337899543378,28822.815533980582]
["P00000855579",2013,"SLERES",3.24,4314,13608,4200,4.924657534246575E-4,3.2400000000000003E-3,null,13405.526237855574,4137.5080981035717,0.1519956029088449,1331.4814814814813,null,5.76,5200,1145.5999999999999,0.13083460172501268,28822.815533980582]
["P00000769132",2013,"SLERES",2.75,2820,14575,5300,3.2191780821917807E-4,2.7499999999999998E-3,null,14358.138221395135,5221.1411714164124,0.11706102117061022,1025.4545454545455,null,5.76,5200,1145.7070707070707,0.13089216719353705,28822.815533980582]
["P00000879973",2013,"SLERES",6.25,5631,29687.5,4750,6.4280821917808218E-4,6.2500000000000003E-3,null,29245.778967249953,4679.3246347599925,0.10284931506849315,900.96,null,5.76,5200,1145.75,0.1308932424392307,28822.815533980582]
["P00000879962",2013,"SLERES",6,5478,28500,4750,6.2534246575342463E-4,6.0000000000000001E-3,null,28075.947808559955,4679.3246347599925,0.10422374429223745,913,null,5.76,5200,1146.1111111111111,0.13092593572045627,28889.657734520322]
["P00000879976",2013,"SLERES",7,7988,33250,4750,9.1187214611872149E-4,7.0000000000000001E-3,null,32755.272443319947,4679.3246347599925,0.13026744944553165,1141.1428571428571,null,5.76,5200,1146.6153846153845,0.13092908396235206,28903.449428180669]
["P00000879984",2013,"SLERES",3.25,2991,15437.5,4750,3.4143835616438358E-4,3.2499999999999999E-3,null,15207.805062969976,4679.3246347599925,0.10505795574288725,920.30769230769226,null,5.76,5200,1146.624803767661,0.13092908396235209,28919.211363792492]
["P00000879995",2013,"SLERES",3.25,3675,15134,4656.6153846153848,4.1952054794520548E-4,3.2499999999999999E-3,null,14908.820846833205,4587.3294913332938,0.12908324552160169,1130.7692307692307,null,5.7750000000000004,5200,1146.9111969111971,0.13095238095238096,28957.5]
["P00000881779",2013,"SLERES",6.48,8485,24874,3838.5802469135801,9.6860730593607304E-4,6.4800000000000005E-3,null,24503.899150530535,3781.4659182917489,0.14947643610124584,1309.4135802469134,null,5.8049999999999997,5200,1146.9387755102041,0.13095409757269888,28987.8]
["P00000882096",2013,"SLERES",3.25,3224,15437.5,4750,3.6803652968036529E-4,3.2499999999999999E-3,null,15207.805062969976,4679.3246347599925,0.11324200913242009,992,null,5.8049999999999997,5200,1146.9387755102041,0.13096236537667905,29065.631067961163]
["P00000883460",2013,"SLERES",3.5,3806,16625,4750,4.3447488584474886E-4,3.5000000000000001E-3,null,16377.636221659974,4679.3246347599925,0.12413568166992825,1087.4285714285713,null,5.8049999999999997,5200,1147.1428571428571,0.13096964813322587,29070]
["P00000884626",2013,"SLERES",5.75,5803,27312.5,4750,6.6244292237442929E-4,5.7499999999999999E-3,null,26906.116649869957,4679.3246347599925,0.1152074647607703,1009.2173913043479,null,5.83,5200,1147.1578947368421,0.13104499697329774,29090.291262135921]
["P00000875330",2013,"SLERES",3.24,3609,18440,5691.358024691358,4.1198630136986302E-4,3.2400000000000003E-3,null,18165.630792626158,5606.6761705636291,0.12715626585489598,1113.8888888888889,null,5.83,5200,1147.2303206997085,0.131059009483667,29112.295075037324]
["P00000872324",2013,"SLERES",4.5,4140,21375,4750,4.7260273972602742E-4,4.4999999999999997E-3,null,21056.960856419966,4679.3246347599925,0.1050228310502283,920,null,5.8650000000000002,5200,1147.2941176470588,0.13106487925182525,29124]
["P00000872330",2013,"SLERES",7,6475,33250,4750,7.3915525114155256E-4,7.0000000000000001E-3,null,32755.272443319947,4679.3246347599925,0.10559360730593607,925,null,5.8650000000000002,5200,1147.9541734860884,0.13107173582158693,29124]
["P00000873310",2013,"SLERES",3,3191,14250,4750,3.6426940639269404E-4,3.0000000000000001E-3,null,14037.973904279977,4679.3246347599925,0.12142313546423135,1063.6666666666667,null,5.8650000000000002,5200,1148.0769230769231,0.1310873474199421,29124]
["P00000879914",2013,"SLERES",6.12,8867,21621,3532.8431372549021,1.012214611872146E-3,6.1200000000000004E-3,null,21299.300616451746,3480.2778785051873,0.16539454442355328,1448.8562091503268,null,5.8650000000000002,5200,1148.1283422459892,0.1310873474199421,29165.048543689321]
["P00000879923",2013,"SLERES",9.8000000000000007,13672,30600,3122.4489795918366,1.5607305936073059E-3,9.8000000000000014E-3,null,30144.701857611741,3075.9899854705855,0.15925822383748017,1395.1020408163265,null,5.8650000000000002,5200,1148.1884057971015,0.1310958904109589,29184]
["P00000879929",2013,"SLERES",3.18,3442,13593,4274.5283018867922,3.9292237442922371E-4,3.1800000000000001E-3,null,13390.749423219489,4210.9274915784554,0.12356049510352947,1082.3899371069183,null,5.8650000000000002,5200,1148.3251633986929,0.13111083352995334,29232]
["P00000879940",2013,"SLERES",7.5,8572,35625,4750,9.7853881278538819E-4,7.4999999999999997E-3,null,35094.934760699944,4679.3246347599925,0.13047184170471843,1142.9333333333334,null,5.88,5200,1148.3251633986929,0.13112185513474797,29245.778967249953]
["P00000879949",2013,"SLERES",6.25,7058,29687.5,4750,8.0570776255707761E-4,6.2500000000000003E-3,null,29245.778967249953,4679.3246347599925,0.12891324200913243,1129.28,null,5.88,5200,1148.4000000000001,0.13115709705625181,29245.778967249953]
["P00000827286",2013,"SLERES",5.6349999999999998,6952,27612,4900.0887311446322,7.9360730593607313E-4,5.6349999999999994E-3,null,27201.160382103772,4827.1801920326125,0.14083536928767934,1233.7178349600711,null,5.88,5200,1148.5309017223913,0.13115709705625181,29245.778967249953]
["P00000827287",2013,"SLERES",8.16,9159,39984,4900,1.0455479452054794E-3,8.1600000000000006E-3,null,39389.077093946005,4827.0927811208339,0.12813087563792641,1122.4264705882354,null,5.88,5200,1148.6274509803923,0.13115962709284626,29245.778967249953]
["P00000833479",2013,"SLERES",3.22,3908,26565,8250,4.4611872146118719E-4,3.2200000000000002E-3,null,26169.738720505095,8127.2480498463019,0.13854618678918856,1213.6645962732919,null,5.88,5200,1148.936170212766,0.13121004566210046,29245.778967249953]
["P00000833489",2013,"SLERES",3.12,3016,12948,4150,3.4429223744292237E-4,3.1199999999999999E-3,null,12755.346393867869,4088.2520493166244,0.11035007610350075,966.66666666666663,null,5.88,5200,1148.936170212766,0.1312181392090068,29245.778967249953]
["P00000833522",2013,"SLERES",6.37,6426,31213,4900,7.3356164383561642E-4,6.3699999999999998E-3,null,30748.581015739714,4827.0927811208339,0.11515881378895076,1008.7912087912088,null,5.88,5200,1148.9583333333335,0.13123625909014036,29270]
["P00000839477",2013,"SLERES",13.23,12076,64827,4900,1.3785388127853882E-3,1.323E-2,null,63862.437494228638,4827.0927811208339,0.10419794503290915,912.77399848828418,null,5.88,5200,1149.4000000000001,0.13124048706240488,29324.588645309068]
["P00000839479",2013,"SLERES",5.76,6636,28224,4900,7.5753424657534253E-4,5.7599999999999995E-3,null,27804.054419256005,4827.0927811208339,0.13151636225266364,1152.0833333333335,null,5.88,5200,1149.4708994708994,0.13124264093506791,29324.588645309068]
["P00000839529",2013,"SLERES",4.5999999999999996,5212,18894.5,4107.5,5.9497716894977171E-4,4.5999999999999999E-3,null,18613.368276099511,4046.38440784772,0.12934286281516777,1133.0434782608697,null,5.88,5200,1149.6296296296296,0.13124390433124974,29324.588645309068]
["P00000845987",2013,"SLERES",1.08,1190,3645,3375,1.3584474885844748E-4,1.08E-3,null,3590.7659565684571,3324.7832931189414,0.12578217486893287,1101.8518518518517,null,5.88,5200,1149.6666666666667,0.13126108388141816,29328]
["P00000845989",2013,"SLERES",3.24,4525,16686,5150,5.1655251141552515E-4,3.2400000000000003E-3,null,16437.72860118005,5073.3730250555709,0.1594297874739275,1396.6049382716049,null,5.88,5200,1149.6855345911949,0.13126652247055995,29335]
["P00000845992",2013,"SLERES",5.94,7329,17948.52,3021.6363636363635,8.3664383561643844E-4,5.94E-3,null,17681.463535469982,2976.6773628737342,0.14084913057515797,1233.8383838383838,null,5.88,5200,1149.6966019417475,0.13131115459882584,29350]
["P00000845998",2013,"SLERES",8.82,8578,43218,4900,9.7922374429223742E-4,8.8199999999999997E-3,null,42574.958329485758,4827.0927811208339,0.11102310025989086,972.56235827664398,null,5.88,5200,1149.8470948012232,0.13131659056316591,29350]
["P00000852972",2013,"SLERES",3.76,3648,18424,4900,4.1643835616438356E-4,3.7599999999999999E-3,null,18149.868857014335,4827.0927811208339,0.11075488195861266,970.21276595744689,null,5.8860000000000001,5200,1149.8947368421052,0.13135464231354643,29384]
["P00000856500",2013,"SLERES",2.99,3259,23124,7733.7792642140466,3.7203196347031963E-4,2.99E-3,null,22779.937442987382,7618.7081749121671,0.12442540584291625,1089.9665551839464,null,5.8860000000000001,5200,1150.2857142857142,0.13138127853881279,29384]
["P00000856506",2013,"SLERES",6.48,7688,31800,4907.4074074074069,8.7762557077625573E-4,6.4800000000000005E-3,null,31326.847028498476,4834.3899735337154,0.13543604487287897,1186.4197530864196,null,5.8860000000000001,5200,1150.3333333333333,0.13138623244593781,29384]
["P00000856530",2013,"SLERES",5.1449999999999996,5719,25210.5,4900,6.5285388127853887E-4,5.1449999999999994E-3,null,24835.392358866691,4827.0927811208348,0.12689093902401144,1111.5646258503402,null,5.94,5200,1150.6666666666667,0.13142161958149262,29384]
["P00000856576",2013,"SLERES",3.92,3794,19208,4900,4.3310502283105024E-4,3.9199999999999999E-3,null,18922.203701993669,4827.0927811208339,0.11048597521200261,967.85714285714289,null,5.94,5200,1150.9000000000001,0.13142489169886432,29384]
["P00000857813",2013,"SLERES",7.92,9512,38808,4900,1.0858447488584476E-3,7.92E-3,null,38230.574826477008,4827.0927811208348,0.13710160970434943,1201.0101010101009,null,5.94,5200,1150.9433962264152,0.13146070144758576,29391.084311171446]
["P00000859199",2013,"SLERES",4.41,5357,19845,4500,6.1152968036529674E-4,4.4099999999999999E-3,null,19549.72576353938,4433.0443908252564,0.13866886176083826,1214.7392290249434,null,5.98,5204.3436952584543,1151.2533875338754,0.13146879756468796,29399.271844660194]
["P00000859210",2013,"SLERES",8.82,10528,39690,{"$f":"IFERROR(F2114/D2114,\"\")","v":4500},1.2018264840182649E-3,8.8199999999999997E-3,null,{"$f":"F2114*VLOOKUP(B2114,$AA$12:$AB$14,2,FALSE)","v":39099.45152707876},4433.0443908252564,{"$f":"(E2114/8760)/D2114","v":0.13626150612451982},{"$f":"E2114/D2114","v":1193.6507936507935},null,5.98,5204.9689440993789,1151.2820512820513,0.13147672501268393,29399.271844660194]
["P00000860258",2013,"SLERES",2.76,4034,12493,4526.449275362319,{"$f":"E2115/8760/1000","v":4.6050228310502283E-4},{"$f":"D2115/1000","v":2.7599999999999999E-3},null,12307.11634990665,{"$f":"IFERROR(K2115/D2115,\"\")","v":4459.1001267777719},0.16684865329892132,1461.5942028985507,null,5.98,5204.9689440993789,1151.5957446808511,0.13148534180398386,29399.271844660194]
["P00000860265",2013,"SLERES",5.1449999999999996,7789,23152.5,4500,8.8915525114155252E-4,5.1449999999999994E-3,null,22808.013390795943,4433.0443908252564,0.1728192907952483,1513.8969873663752,null,5.98,5204.9689440993789,1151.6666666666667,0.13149125046087523,29405.861125807529]
["P00000862609",2013,"SLERES",8.82,10681,39690,4500,1.2192922374429224E-3,8.8199999999999997E-3,null,39099.45152707876,4433.0443908252564,0.13824175027697533,1210.9977324263039,null,6,5209.8958333333339,1151.7361111111111,0.1314965436326738,29454.132053618738]
["P00000864120",2013,"SLERES",3.92,4496,17640,4500,5.132420091324201E-4,3.9199999999999999E-3,null,17377.534012035005,4433.0443908252564,0.13092908396235209,1146.9387755102041,null,6,5209.8958333333339,1151.8115942028987,0.13149806814190376,29468.908868254824]
["P00000864278",2013,"SLERES",4.8600000000000003,4492,20412,4200,5.1278538812785394E-4,4.8600000000000006E-3,null,20108.28935678336,4137.5080981035717,0.10551139673412631,924.27983539094646,null,6,5209.9033816425126,1151.8633540372671,0.13149976991964887,29493.536892648295]
["P00000865538",2013,"SLERES",3.92,3935,17640,4500,4.4920091324200911E-4,3.9199999999999999E-3,null,17377.534012035005,4433.0443908252564,0.11459206970459417,1003.8265306122449,null,6,5209.9173553719011,1151.9097222222222,0.13149976991964887,29508.313707284382]
["P00000867837",2013,"SLERES",3.43,4006,24697.5,7200.4373177842563,4.5730593607305937E-4,3.4300000000000003E-3,null,24330.025298312612,7093.3018362427438,0.13332534579389485,1167.9300291545189,null,6,5209.9224806201546,1151.9230769230769,0.13150254833229391,29565.943284365108]
["P00000872316",2013,"SLERES",5,4505,23750,4750,5.1426940639269405E-4,5.0000000000000001E-3,null,23396.623173799962,4679.3246347599925,0.10285388127853881,901,null,6,5209.9224806201546,1151.937984496124,0.13150407350349058,29734.891531704339]
["P00000763335",2013,"SLERES",5.76,6988,28500,4947.916666666667,7.9771689497716894E-4,5.7599999999999995E-3,null,28075.947808559955,4874.2964945416588,0.13849251648909183,1213.1944444444446,null,6,5209.9224806201546,1151.937984496124,0.13150684931506851,29740.2]
["P00000736591",2013,"SLERES",3,3117,15400,5133.333333333333,3.5582191780821922E-4,3.0000000000000001E-3,null,15170.863026379764,5056.954342126588,0.11860730593607306,1039,null,6,5209.9290780141837,1151.9623233908949,0.13151636225266364,29742.718446601943]
["P00000806943",2013,"SLERES",5.94,6958,29552,4975.0841750841746,7.9429223744292236E-4,5.94E-3,null,29112.295075037324,4901.0597769423102,0.13371923189274787,1171.3804713804714,null,6,5209.9290780141837,1151.9756838905776,0.13152670240222353,29751]
["P00000813697",2013,"SLERES",5,7061,21252,4250.3999999999996,8.0605022831050234E-4,5.0000000000000001E-3,null,20935.790976404074,4187.1581952808147,0.16121004566210045,1412.2,null,6,5209.9290780141837,1152,0.13152670240222353,29829.463145375277]
["P00000820980",2013,"SLERES",3.52,5194,17512,4975,5.929223744292238E-4,3.5200000000000001E-3,null,17251.438527140417,4900.9768543012551,0.16844385637193857,1475.5681818181818,null,6,5209.9290780141837,1152.0833333333335,0.13152825342465754,29850]
["P00000820985",2013,"SLERES",5.2,6267,23900,4596.1538461538457,7.1541095890410953E-4,5.1999999999999998E-3,null,23544.391320160805,4527.7675615693852,0.13757903055848261,1205.1923076923076,null,6,5209.9290780141837,1152.1739130434783,0.13152887927581511,29884.629920016658]
["P00000820993",2013,"SLERES",2.4,2787,11940,4975,3.1815068493150681E-4,2.3999999999999998E-3,null,11762.344450323013,4900.976854301256,0.13256278538812785,1161.25,null,6,5209.9290780141846,1152.1739130434783,0.13154278707931677,29922.330097087379]
["P00000806931",2013,"SLERES",5.28,5870,17660,3344.6969696969695,6.7009132420091323E-4,5.28E-3,null,17397.236431549783,3294.931142338974,0.12691123564411236,1111.7424242424242,null,6,5209.9290780141846,1152.1875,0.13156680964900141,29924]
["P00000879907",2014,"SLECOM",66,85231,165044,2500.6666666666665,9.7295662100456634E-3,6.6000000000000003E-2,null,160236.89320388349,2427.8317152103559,0.1474176698491767,1291.378787878788,null,6,5209.9290780141846,1152.1929824561405,0.13159563673262303,29949.647904415429]
["P00000957739",2014,"SLECOM",24.75,28762,75990,3070.3030303030305,3.2833333333333334E-3,2.4750000000000001E-2,null,73776.699029126219,2980.8767284495443,0.13265993265993264,1162.1010101010102,null,6,5209.9290780141846,1152.3148148148148,0.13160681458137424,29950]
["P00000946478",2014,"SLECOM",3.78,5543,18900,5000,6.327625570776255E-4,3.7799999999999999E-3,null,18349.514563106797,4854.3689320388357,0.16739750187238772,1466.4021164021165,null,6,5209.9290780141846,1152.5252525252524,0.13163563985481794,29951.456310679612]
["P00000957736",2014,"SLECOM",78,80794,500000,6410.2564102564102,9.2230593607305934E-3,7.8E-2,null,485436.89320388349,6223.5499128703013,0.11824435077859735,1035.8205128205129,null,6,5209.9290780141846,1152.7777777777776,0.13163599464969328,29975.728155339806]
["P00000957747",2014,"SLECOM",7.95,9213,43725,5500,1.0517123287671233E-3,7.9500000000000005E-3,null,42451.456310679612,5339.8058252427181,0.13229085896441803,1158.867924528302,null,6,5209.9290780141846,1152.8756957328385,0.13164383561643836,29975.728155339806]
["P00000922569",2014,"SLECOM",20.8,20798,66560,3200,2.3742009132420093E-3,2.0799999999999999E-2,null,64621.359223300969,3106.7961165048541,0.11414427467509659,999.90384615384608,null,6,5209.9358974358975,1153.1282051282051,0.13164383561643836,29975.728155339806]
["P00000928685",2014,"SLECOM",4.8600000000000003,6364,20895,4299.382716049382,7.2648401826484017E-4,4.8600000000000006E-3,null,20286.407766990291,4174.157976746973,0.14948230828494655,1309.4650205761316,null,6,5209.9358974358975,1153.1313131313132,0.13165362035225051,29975.728155339806]
["P00000862121",2014,"SLECOM",16.2,22393,47893,2956.358024691358,2.5562785388127851E-3,1.6199999999999999E-2,null,46498.058252427189,2870.2505094090857,0.15779497153165342,1382.2839506172841,null,6,5209.9358974358975,1153.2,0.13165905631659058,29975.728155339806]
["P00000845974",2014,"SLECOM",9.6,10229,49424,5148.3333333333339,1.1676940639269407E-3,9.5999999999999992E-3,null,47984.466019417479,4998.3818770226544,0.12163479832572299,1065.5208333333335,null,6,5209.9365750528541,1153.2,0.13165905631659058,29975.728155339806]
["P00000921479",2014,"SLECOM",8.91,9349,29537.55,3315.1010101010102,1.0672374429223743E-3,8.9099999999999995E-3,null,28677.233009708736,3218.5446700009802,0.1197797354570566,1049.2704826038159,null,6,5209.9537037037035,1153.2857142857142,0.13165905631659058,29975.728155339806]
["P00000964066",2014,"SLECOM",5.4,5157,22950,4250,5.8869863013698634E-4,5.4000000000000003E-3,null,22281.553398058251,4126.213592233009,0.10901826484018265,954.99999999999989,null,6,5209.9537037037035,1153.3333333333333,0.13166770444167702,29975.728155339806]
["P00000961578",2014,"SLECOM",7.8479999999999999,10963,34195,4357.1610601427119,1.2514840182648401E-3,7.8479999999999991E-3,null,33199.029126213594,4230.2534564492344,0.15946534381560146,1396.9164118246688,null,6,5209.9537037037035,1153.3333333333335,0.13166770444167705,29975.728155339806]
["P00000857799",2014,"SLECOM",42.9,58007,161311,3760.1631701631704,6.6218036529680372E-3,4.2900000000000001E-2,null,156612.6213592233,3650.6438545273495,0.15435439750508245,1352.1445221445222,null,6,5209.9537037037035,1153.3333333333335,0.13168247277836317,29975.728155339806]
["P00000856481",2014,"SLECOM",9.52,11162,35869,3767.7521008403364,1.2742009132420092E-3,9.5199999999999989E-3,null,34824.271844660194,3658.0117483886761,0.13384463374390854,1172.4789915966387,null,6,5209.9667774086383,1153.4090909090908,0.13171759747102213,29975.728155339806]
["P00000922568",2014,"SLECOM",11.61,10288,57604,4961.5848406546083,1.1744292237442922E-3,1.1609999999999999E-2,null,55926.213592233013,4817.0726608297173,0.10115669455161862,886.13264427217916,null,6,5209.9836333878884,1153.4090909090908,0.13172382525340845,29990]
["P00000921968",2014,"SLECOM",59.4,82988,200000,3367.0033670033672,9.4735159817351602E-3,5.9400000000000001E-2,null,194174.75728155341,3268.9353077702594,0.15948680103931245,1397.1043771043771,null,6,5209.9836333878884,1153.5384615384614,0.1317262064643209,29991]
["P00000833452",2014,"SLECOM",25.92,26111,99960,3856.4814814814813,2.9807077625570778E-3,2.5920000000000002E-2,null,97048.543689320388,3744.1567781373606,0.11499644145667737,1007.3688271604938,null,6,5209.9836333878884,1153.8461538461538,0.13173350539342202,30000]
["P00000924140",2014,"SLECOM",85.68,102204,225674,2633.9169000933703,1.1667123287671232E-2,8.5680000000000006E-2,null,219100.9708737864,2557.2008738770587,0.1361709067188519,1192.8571428571427,null,6,5209.9836333878884,1153.9007092198581,0.13173366759184649,30001.941747572815]
["P00000957761",2014,"SLECOM",3.3,4707,14044,4255.757575757576,5.3732876712328775E-4,3.3E-3,null,13634.95145631068,4131.803471609297,0.162826899128269,1426.3636363636365,null,6,5209.9836333878884,1153.9215686274511,0.13173481545761967,30005]
["P00000921481",2014,"SLECOM",19.25,20479,67568,3510.0259740259739,2.3377853881278543E-3,1.925E-2,null,65600,3407.7922077922076,0.12144339678586255,1063.8441558441559,null,6,5209.9836333878884,1153.985507246377,0.13173977215073107,30005]
["P00000957735",2014,"SLECOM",12.75,13621,50700,3976.4705882352941,1.5549086757990866E-3,1.2749999999999999E-2,null,49223.300970873788,3860.6510565391204,0.12195362163130091,1068.313725490196,null,6,5209.9836333878884,1153.9869281045751,0.13178216492076283,30005]
["P00000957753",2014,"SLECOM",15.3,17843,57528,3760,2.0368721461187212E-3,1.5300000000000001E-2,null,55852.427184466018,3650.4854368932038,0.13312889843913212,1166.2091503267973,null,6,5209.9836333878884,1153.9969834087481,0.13179466627805306,30005]
["P00000879908",2014,"SLECOM",8.25,8094,28050,3400,9.2397260273972609E-4,8.2500000000000004E-3,null,27233.009708737864,3300.9708737864075,0.11199667911996679,981.09090909090912,null,6.02,5209.9907493061974,1154.0404040404042,0.13181014414898382,30005]
["P00000918862",2014,"SLECOM",9.18,9994,31304,3410.0217864923748,1.1408675799086758E-3,9.1799999999999989E-3,null,30392.23300970874,3310.7007635848299,0.12427751415127188,1088.6710239651416,null,6.05,5209.9913867355726,1154.4117647058824,0.13181014414898382,30005]
["P00000952634",2014,"SLECOM",19.25,25779,68495,3558.181818181818,2.9428082191780822E-3,1.925E-2,null,66500,3454.5454545454545,0.15287315424301726,1339.1688311688313,null,6.11,5210,1154.5212765957447,0.13182502671718646,30005]
["P00000957741",2014,"SLECOM",79.2,95959,245679,3102.0075757575755,1.0954223744292238E-2,7.9200000000000007E-2,null,238523.3009708738,3011.6578405413356,0.13831090586227571,1211.6035353535353,null,6.11,5210,1154.6568627450981,0.13185624757362319,30010]
["P00000957742",2014,"SLECOM",10,11509,44500,4450,1.3138127853881279E-3,0.01,null,43203.88349514563,4320.3883495145628,0.13138127853881279,1150.9000000000001,null,6.11,5210,1154.6568627450981,0.13187214611872147,30010]
["P00000778157",2014,"SLECOM",65.17,89561,174744,2681.3564523553782,1.0223858447488585E-2,6.5170000000000006E-2,null,169654.36893203884,2603.2586916071632,0.15687982887047083,1374.2673009053244,null,6.11,5210,1154.7872340425533,0.13190282534246575,30010]
["P00000951314",2014,"SLECOM",82.5,88642,243375,2950,1.0118949771689497E-2,8.2500000000000004E-2,null,236286.40776699031,2864.0776699029129,0.12265393662653935,1074.4484848484849,null,6.11,5210,1155.0607287449391,0.13191273465246067,30010]
["P00000957745",2014,"SLECOM",20.8,23430,65560,3151.9230769230767,2.6746575342465754E-3,2.0799999999999999E-2,null,63650.485436893206,3060.1194921583269,0.12858930453108536,1126.4423076923076,null,6.11,5210.0178890876568,1155.46875,0.13195514288490096,30097]
["P00000881610",2014,"SLECOM",34.979999999999997,36911,130481,3730.1600914808464,4.2135844748858444E-3,3.4979999999999997E-2,null,126680.58252427184,3621.5146519231521,0.12045696040268282,1055.2029731275015,null,6.11,5210.0178890876568,1155.5555555555554,0.1319565409584979,30108.75]
["P00000917625",2014,"SLECOM",22,25926,67470,3066.818181818182,2.9595890410958905E-3,2.1999999999999999E-2,null,65504.854368932043,2977.493380406002,0.13452677459526774,1178.4545454545455,null,6.11,5210.0178890876568,1155.5555555555554,0.13196347031963471,30121.058954194006]
["P00000918616",2014,"SLECOM",20.8,25010,66560,3200,2.8550228310502282E-3,2.0799999999999999E-2,null,64621.359223300969,3106.7961165048541,0.13726071303126097,1202.4038461538462,null,6.11,5210.0303951367778,1155.9270516717324,0.13203147770329349,30144.701857611741]
["P00000957728",2014,"SLECOM",21,24637,80808,3848,2.8124429223744291E-3,2.1000000000000001E-2,null,78454.368932038837,3735.9223300970875,0.1339258534464014,1173.1904761904761,null,6.11,5210.0303951367778,1155.9392987964418,0.13203754979112017,30144.701857611741]
["P00000951320",2014,"SLECOM",7.8479999999999999,10325,32334,4120.0305810397558,1.1786529680365297E-3,7.8479999999999991E-3,null,31392.23300970874,4000.0296903298599,0.15018513863870153,1315.6218144750255,null,6.11,5210.0303951367778,1156,0.13205389771988429,30164]
["P00000863795",2014,"SLECOM",58.575000000000003,88914,199988,3414.2210840802391,1.0150000000000001E-2,5.8575000000000002E-2,null,194163.10679611651,3314.7777515342127,0.17328211694408877,1517.9513444302177,null,6.11,5210.0303951367778,1156.5957446808511,0.13209758584745163,30164]
["P00000856483",2014,"SLECOM",194.25,236180,961645.25,4950.5546975546977,2.6961187214611871E-2,0.19425000000000001,null,933636.16504854371,4806.3637840336869,0.13879633057715249,1215.8558558558559,null,6.11,5210.0367197062424,1156.6489361702129,0.132102654262203,30241.747572815533]
["P00000886202",2014,"SLERES",6,5478,28500,4750,6.2534246575342463E-4,6.0000000000000001E-3,null,27669.902912621361,4611.6504854368932,0.10422374429223745,913,null,6.11,5210.037878787879,1156.7921440261864,0.13212413326568578,30244]
["P00000886207",2014,"SLERES",9,8774,42750,4750,1.0015981735159818E-3,8.9999999999999993E-3,null,41504.854368932036,4611.6504854368932,0.1112886859462202,974.88888888888891,null,6.11,5210.037878787879,1157.1748520236763,0.13213656847822844,30262]
["P00000886441",2014,"SLERES",4.41,3951,20971.25,4755.3854875283441,4.5102739726027394E-4,4.4099999999999999E-3,null,20360.436893203885,4616.8791141051888,0.10227378622681949,895.91836734693879,null,6.11,5210.0574712643675,1157.2192513368984,0.13214134012955292,30292.470003972583]
["P00000888434",2014,"SLERES",2,1793,9500,4750,2.0468036529680363E-4,2E-3,null,9223.3009708737864,4611.6504854368932,0.10234018264840182,896.5,null,6.11,5210.0580270793034,1157.4074074074074,0.13214871449978172,30315]
["P00000902401",2014,"SLERES",3.75,4508,17812.5,4750,5.1461187214611867E-4,3.7499999999999999E-3,null,17293.689320388348,4611.6504854368932,0.13722983257229832,1202.1333333333334,null,6.11,5210.0580270793034,1157.5163398692812,0.13215055809233892,30341]
["P00000902913",2014,"SLERES",6.25,6607,29687.5,4750,7.5422374429223748E-4,6.2500000000000003E-3,null,28822.815533980582,4611.6504854368932,0.120675799086758,1057.1199999999999,null,6.11,5210.0580270793034,1157.5581395348836,0.13215665612925886,30389.25]
["P00000904116",2014,"SLERES",3.25,3749,15288,4704,4.2796803652968036E-4,3.2499999999999999E-3,null,14842.718446601943,4566.9902912621365,0.13168247277836317,1153.5384615384614,null,6.11,5210.0580270793034,1157.6227390180877,0.1321765601217656,30391.34]
["P00000904119",2014,"SLERES",3.5,3973,16625,4750,4.5353881278538811E-4,3.5000000000000001E-3,null,16140.776699029126,4611.6504854368932,0.12958251793868231,1135.1428571428571,null,6.11,5210.0694444444443,1157.6388888888889,0.13218036529680366,30392.23300970874]
["P00000904505",2014,"SLERES",12.5,13085,59375,4750,1.4937214611872147E-3,1.2500000000000001E-2,null,57645.631067961163,4611.6504854368932,0.11949771689497718,1046.8,null,6.11,5210.0694444444443,1157.6923076923076,0.13219178082191782,30397]
["P00000910276",2014,"SLERES",3.24,3362,19214,{"$f":"IFERROR(F2177/D2177,\"\")","v":5930.2469135802467},3.8378995433789955E-4,3.2400000000000003E-3,null,18654.368932038837,5757.5212753206279,{"$f":"(E2177/8760)/D2177","v":0.11845368961046281},{"$f":"E2177/D2177","v":1037.6543209876543},null,6.11,5210.0694444444443,1157.8666666666666,0.13219812278031456,30397]
["P00000910288",2014,"SLERES",6,6401,28500,4750,{"$f":"E2178/8760/1000","v":7.3070776255707763E-4},{"$f":"D2178/1000","v":6.0000000000000001E-3},null,{"$f":"F2178*VLOOKUP(B2178,$AA$12:$AB$14,2,FALSE)","v":27669.902912621361},{"$f":"IFERROR(K2178/D2178,\"\")","v":4611.6504854368932},0.12178462709284626,1066.8333333333333,null,6.11,5210.0694444444443,1157.9000000000001,0.1322091522731785,30397]
["P00000912894",2014,"SLERES",4,4144,19000,4750,4.7305936073059363E-4,4.0000000000000001E-3,null,18446.601941747573,4611.6504854368932,0.11826484018264841,1036,null,6.11,5210.0694444444443,1158,0.13222983257229834,30407.766990291264]
["P00000913724",2014,"SLERES",3,2819,12922,4307.333333333333,3.2180365296803653E-4,3.0000000000000001E-3,null,12545.631067961165,4181.8770226537217,0.10726788432267885,939.66666666666663,null,6.11,5210.0694444444443,1158.0555555555554,0.13226034053543137,30410.684521061256]
["P00000917089",2014,"SLERES",3,3334,14250,4750,3.8059360730593604E-4,3.0000000000000001E-3,null,13834.95145631068,4611.6504854368932,0.12686453576864534,1111.3333333333333,null,6.12,5210.0694444444443,1158.1521739130435,0.13229085896441803,30410.684521061256]
["P00000919417",2014,"SLERES",3,2870,14250,4750,3.2762557077625569E-4,3.0000000000000001E-3,null,13834.95145631068,4611.6504854368932,0.10920852359208523,956.66666666666663,null,6.12,5210.0775193798445,1158.3333333333335,0.13229778212654925,30415.610125939951]
["P00000920102",2014,"SLERES",6.48,9142,26784,4133.333333333333,1.0436073059360731E-3,6.4800000000000005E-3,null,26003.88349514563,4012.9449838187697,0.16105051017531991,1410.8024691358023,null,6.12,5210.0775193798445,1158.6005830903789,0.13230101781960882,30415.610125939951]
["P00000920115",2014,"SLERES",3,3012,14250,4750,3.4383561643835616E-4,3.0000000000000001E-3,null,13834.95145631068,4611.6504854368932,0.11461187214611872,1004,null,6.12,5210.0775193798445,1158.867924528302,0.13230593607305938,30415.610125939951]
["P00000920297",2014,"SLERES",3.3149999999999999,3000,15275,4607.8431372549021,3.4246575342465754E-4,3.3149999999999998E-3,null,14830.097087378641,4473.6341138397111,0.10330791958511538,904.97737556561083,null,6.12,5210.0775193798445,1158.9285714285716,0.13231861998985286,30455.014964969509]
["P00000920637",2014,"SLERES",4.7699999999999996,6728,20777.5,4355.8700209643612,7.6803652968036526E-4,4.7699999999999999E-3,null,20172.330097087379,4229.0000203537484,0.16101394752208917,1410.4821802935012,null,6.12,5210.0775193798445,1158.9569160997733,0.13232224396607958,30575.242718446603]
["P00000921290",2014,"SLERES",3.3,3575,16250,4924.2424242424249,4.0810502283105023E-4,3.3E-3,null,15776.699029126214,4780.8178876140046,0.12366818873668189,1083.3333333333335,null,6.12,5210.0775193798445,1159,0.13232876712328767,30575.242718446603]
["P00000924652",2014,"SLERES",4.4000000000000004,4434,17780,4040.9090909090905,5.0616438356164385E-4,4.4000000000000003E-3,null,17262.135922330097,3923.2127096204763,0.11503735990037359,1007.7272727272726,null,6.12,5210.0775193798445,1159.1111111111111,0.13233447488584474,30575.242718446603]
["P00000937861",2014,"SLERES",6,5529,28500,4750,6.3116438356164385E-4,6.0000000000000001E-3,null,27669.902912621361,4611.6504854368932,0.10519406392694064,921.5,null,6.12,5210.0775193798445,1159.1428571428571,0.13233447488584474,30582.095570839832]
["P00000941066",2014,"SLERES",5.8860000000000001,7649,25428,4320.0815494393473,8.7317351598173519E-4,5.8859999999999997E-3,null,24687.3786407767,4194.2539314945125,0.14834752225309805,1299.5242949371388,null,6.12,5210.0783874580065,1159.2,0.13233447488584474,30582.095570839832]
["P00000942461",2014,"SLERES",3.75,3438,17812.5,4750,3.9246575342465756E-4,3.7499999999999999E-3,null,17293.689320388348,4611.6504854368932,0.10465753424657535,916.8,null,6.125,5210.0877192982462,1159.25,0.13233706932337069,30588.006296694264]
["P00000946667",2014,"SLERES",6.25,6430,29687.5,4750,7.3401826484018257E-4,6.2500000000000003E-3,null,28822.815533980582,4611.6504854368932,0.11744292237442922,1028.8,null,6.125,5210.1063829787236,1159.25,0.13234984193888305,30627.411135723822]
["P00000951857",2014,"SLERES",4.95,4798,19217,3882.2222222222222,5.4771689497716894E-4,4.9500000000000004E-3,null,18657.281553398057,3769.1477885652639,0.11064987777316543,969.29292929292922,null,6.125,5210.1063829787236,1159.25,0.1324101431541668,30748.581015739714]
["P00000954874",2014,"SLERES",3.92,4547,32420,8270.4081632653069,5.1906392694063932E-4,3.9199999999999999E-3,null,31475.728155339806,8029.5224886070937,0.13241426707669371,1159.9489795918369,null,6.125,5210.1063829787236,1159.2727272727273,0.13241426707669371,30748.581015739714]
["P00000954990",2014,"SLERES",6.5,7723,30875,4750,8.8162100456621012E-4,6.4999999999999997E-3,null,29975.728155339806,4611.6504854368932,0.13563400070249385,1188.1538461538462,null,6.125,5210.1063829787236,1159.3846153846155,0.13241537903313214,30748.581015739714]
["P00000957791",2014,"SLERES",4.5780000000000003,5127,20876,4560.0698995194407,5.8527397260273975E-4,4.5780000000000005E-3,null,20267.961165048542,4427.2523296305244,0.1278449044566928,1119.9213630406291,null,6.125,5210.1063829787236,1159.9128540305012,0.13243106779065683,30748.581015739714]
["P00000957844",2014,"SLERES",4.4000000000000004,5427,18134,4121.363636363636,6.1952054794520552E-4,4.4000000000000003E-3,null,17605.825242718445,4001.3239187996464,0.14080012453300123,1233.4090909090908,null,6.16,5210.1231190150484,1159.9489795918369,0.1324317696107627,30748.581015739714]
["P00000957871",2014,"SLERES",8.5,7767,40375,4750,8.8664383561643835E-4,8.5000000000000006E-3,null,39199.029126213594,4611.6504854368932,0.10431103948428687,913.76470588235293,null,6.16,5210.1472995090016,1159.9587203302374,0.13251030520048299,30794.881701599443]
["P00000957932",2014,"SLERES",5.0999999999999996,4879,24225,4750,5.5696347031963464E-4,5.0999999999999995E-3,null,23519.417475728154,4611.6504854368932,0.10920852359208523,956.66666666666674,null,6.16,5210.1472995090016,1160.0961538461538,0.13252628225549537,30883]
["P00000957966",2014,"SLERES",4.335,4147,20591.25,4750,4.7340182648401824E-4,4.3350000000000003E-3,null,19991.504854368934,4611.6504854368932,0.10920457358339521,956.63206459054209,null,6.16,5210.1472995090016,1160.1023017902812,0.1325568398021309,30883]
["P00000961612",2014,"SLERES",3.3,3515,11550,3500,4.012557077625571E-4,3.3E-3,null,11213.592233009709,3398.0582524271849,0.1215926387159264,1065.1515151515152,null,6.16,5210.2127659574462,1160.7902735562309,0.13256278538812785,30883]
["P00000961644",2014,"SLERES",3.3,4371,13504,4092.1212121212125,4.9897260273972606E-4,3.3E-3,null,13110.679611650485,3972.9332156516621,0.15120381901203819,1324.5454545454545,null,6.21,5210.4018912529546,1160.9302325581396,0.13256674911212585,30883]
["P00000961669",2014,"SLERES",6.63,6216,31492.5,4750,7.0958904109589042E-4,6.6299999999999996E-3,null,30575.242718446603,4611.6504854368932,0.10702700469017955,937.55656108597282,null,6.24,5211.2462006079031,1161.1979166666667,0.13259026064267279,30883]
["P00000961679",2014,"SLERES",5.0999999999999996,5739,24225,4750,6.5513698630136985E-4,5.0999999999999995E-3,null,23519.417475728154,4611.6504854368932,0.12845823260811173,1125.294117647059,null,6.24,5221.1411714164124,1161.25,0.13264307680019169,30883]
["P00000961702",2014,"SLERES",6.75,6405,32062.5,4750,7.3116438356164379E-4,6.7499999999999999E-3,null,31128.640776699031,4611.6504854368932,0.10832064941653982,948.88888888888891,null,6.24,5224.8366013071891,1161.2847222222222,0.1326530612244898,30883]
["P00000966732",2014,"SLERES",4.95,4331,20150,4070.7070707070707,4.9440639269406398E-4,4.9500000000000004E-3,null,19563.106796116506,3952.1427870942434,9.9880079332134122E-2,874.94949494949492,null,6.24,5226.5372168284794,1161.4906832298136,0.13265993265993264,30896.11650485437]
["P00000968634",2014,"SLERES",12.75,11565,63750,5000,1.3202054794520547E-3,1.2749999999999999E-2,null,61893.203883495145,4854.3689320388348,0.10354552780016116,907.05882352941171,null,6.24,5227.272727272727,1161.9533527696792,0.1326622388266224,30906]
["P00000972202",2014,"SLERES",3.36,4415,15644,4655.9523809523807,5.039954337899544E-4,3.3599999999999997E-3,null,15188.349514563108,4520.3421174294963,0.149998641008915,1313.9880952380952,null,6.24,5237.8265306122439,1162.0408163265306,0.13268352651914295,30951.515936741936]
["P00000976020",2014,"SLERES",6.875,7660,19988,2907.3454545454547,8.7442922374429222E-4,6.875E-3,null,19405.825242718445,2822.6654898499555,0.12718970527189705,1114.1818181818182,null,6.24,5238.5995881141516,1162.1010101010102,0.13271518653123349,30953.732458937349]
["P00000951796",2014,"SLERES",7.8479999999999999,10029,37043,4720.0560652395516,1.1448630136986302E-3,7.8479999999999991E-3,null,35964.077669902916,4582.5787041160702,0.14587958890145644,1277.9051987767584,null,6.24,5240.9722222222226,1162.1212121212122,0.13272234636268446,30991.905896747234]
["P00000952740",2014,"SLERES",3.75,3980,17812.5,4750,4.5433789954337899E-4,3.7499999999999999E-3,null,17293.689320388348,4611.6504854368932,0.12115677321156773,1061.3333333333333,null,6.24,5249.9290780141846,1162.3076923076924,0.13272234636268446,31022.330097087379]
["P00000952766",2014,"SLERES",5.25,5365,24937.5,4750,6.1244292237442916E-4,5.2500000000000003E-3,null,24211.165048543691,4611.6504854368932,0.11665579473798651,1021.9047619047619,null,6.24,5250,1162.5850340136055,0.13272450532724506,31044]
["P00000953236",2014,"SLERES",3.3,4610,16773,5082.727272727273,5.26255707762557E-4,3.3E-3,null,16284.466019417476,4934.6866725507507,0.15947142659471425,1396.969696969697,null,6.24,5250,1162.6477541371157,0.13275832910536106,31044]
["P00000957224",2014,"SLERES",1.925,2607,9025,4688.3116883116882,2.976027397260274E-4,1.9250000000000001E-3,null,8762.1359223300969,4551.7589206909597,0.15459882583170254,1354.2857142857142,null,6.24,5250,1162.6477541371157,0.13276051551635759,31044]
["P00000957785",2014,"SLERES",4.5780000000000003,4300,23806,5200.0873743993006,4.9086757990867585E-4,4.5780000000000005E-3,null,23112.6213592233,5048.6285188342727,0.1072231498271463,939.27479248580164,null,6.24,5251.4030575992429,1162.6666666666667,0.1327734290063057,31044]
["P00000957787",2014,"SLERES",3,3097,16627,5542.333333333333,3.5353881278538812E-4,3.0000000000000001E-3,null,16142.718446601943,5380.9061488673142,0.11784627092846271,1032.3333333333333,null,6.24,5254.5981102150927,1162.962962962963,0.13278624967691907,31044]
["P00000957830",2014,"SLERES",4.4000000000000004,5572,18776,4267.272727272727,6.3607305936073054E-4,4.4000000000000003E-3,null,18229.126213592233,4142.9832303618705,0.14456205894562058,1266.3636363636363,null,6.24,5258.695652173913,1162.9821159232924,0.13279939203224023,31044]
["P00000957840",2014,"SLERES",4.5,3961,16200,3600,4.5216894977168949E-4,4.4999999999999997E-3,null,15728.155339805826,3495.1456310679614,0.10048198883815322,880.22222222222217,null,6.24,5267.6607730485293,1163.0952380952381,0.13281739636493867,31044]
["P00000957854",2014,"SLERES",3.3,4013,15509,4699.69696969697,4.5810502283105019E-4,3.3E-3,null,15057.281553398059,4562.8125919388058,0.13881970388819703,1216.0606060606062,null,6.24,5267.6607730485293,1163.2075471698113,0.13282299221058289,31044]
["P00000957858",2014,"SLERES",10,9136,36000,3600,1.0429223744292237E-3,0.01,null,34951.456310679612,3495.1456310679614,0.10429223744292238,913.6,null,6.24,5270.3972202033592,1163.3226742024242,0.13285388127853881,31101.941747572815]
["P00000957887",2014,"SLERES",9.9450000000000003,10885,47238.75,4750,1.2425799086757991E-3,9.9450000000000007E-3,null,45862.864077669903,4611.6504854368932,0.12494518940933123,1094.5198592257416,null,6.24,5270.3972202033592,1163.4803921568628,0.13285728164772176,31128.640776699031]
["P00000957894",2014,"SLERES",3,3365,14250,4750,3.8413242009132422E-4,3.0000000000000001E-3,null,13834.95145631068,4611.6504854368932,0.1280441400304414,1121.6666666666667,null,6.24,5270.3972202033592,1163.5294117647059,0.1328604044357469,31128.640776699031]
["P00000957904",2014,"SLERES",5.61,5260,26647.5,4750,6.0045662100456621E-4,5.6100000000000004E-3,null,25871.359223300969,4611.6504854368923,0.107033265776215,937.61140819964339,null,6.24,5270.3972202033601,1163.8,0.13287844195378443,31128.640776699031]
["P00000957928",2014,"SLERES",4.335,4407,20591.25,4750,5.0308219178082187E-4,4.3350000000000003E-3,null,19991.504854368934,4611.6504854368932,0.11605125531276168,1016.6089965397924,null,6.24,5270.457697642164,1163.8297872340424,0.13293824281874414,31128.640776699031]
["P00000957941",2014,"SLERES",10.71,11078,50872.5,4750,1.2646118721461189E-3,1.0710000000000001E-2,null,49390.776699029127,4611.6504854368932,0.11807767246929213,1034.3604108309989,null,6.25,5280.6132895813926,1163.8571428571429,0.13294478005615587,31128.640776699031]
["P00000957964",2014,"SLERES",4,4342,19000,4750,4.9566210045662101E-4,4.0000000000000001E-3,null,18446.601941747573,4611.6504854368932,0.12391552511415525,1085.5,null,6.25,5281.3037214885953,1164.0151515151515,0.1329869847482372,31128.640776699031]
["P00000961597",2014,"SLERES",7.95,7992,24220,3046.5408805031448,9.1232876712328765E-4,7.9500000000000005E-3,null,23514.563106796119,2957.8066801001405,0.114758335487206,1005.2830188679245,null,6.25,5284.5238095238101,1164.5390070921985,0.13299253165062502,31128.640776699031]
["P00000961608",2014,"SLERES",7.8479999999999999,10612,33903,4319.9541284403667,1.2114155251141553E-3,7.8479999999999991E-3,null,32915.533980582528,4194.1302217867642,0.15435977639069257,1352.1916411824668,null,6.25,5288.9119052083824,1164.5962732919254,0.133020060721735,31128.640776699031]
["P00000961618",2014,"SLERES",5.5,5686,20075,3650,6.4908675799086755E-4,5.4999999999999997E-3,null,19490.291262135921,3543.6893203883492,0.11801577418015774,1033.8181818181818,null,6.25,5295.0310559006211,1164.9659863945578,0.13302891933028918,31128.640776699031]
["P00000964069",2014,"SLERES",3.24,4578,14238,4394.4444444444443,5.2260273972602744E-4,3.2400000000000003E-3,null,13823.300970873786,4266.4509169363537,0.1612971418907492,1412.9629629629628,null,6.25,5297.7616917516634,1165.0145772594751,0.13302891933028921,31212]
["P00000964087",2014,"SLERES",6.63,7651,33150,5000,8.7340182648401837E-4,6.6299999999999996E-3,null,32184.466019417476,4854.3689320388348,0.13173481545761967,1153.9969834087481,null,6.25,5299.7198879551825,1165.2557319223986,0.13303076987134113,31291.382673371874]
["P00000965152",2014,"SLERES",3.25,3633,14090,4335.3846153846152,4.1472602739726027E-4,3.2499999999999999E-3,null,13679.611650485436,4209.1112770724421,0.12760800842992623,1117.8461538461538,null,6.25,5300,1165.3333333333333,0.13305677420638476,31326.847028498476]
["P00000966741",2014,"SLERES",5.8650000000000002,6804,29325,5000,7.7671232876712327E-4,5.8650000000000004E-3,null,28470.873786407767,4854.3689320388348,0.1324317696107627,1160.1023017902812,null,6.25,5300.6591063861897,1165.3333333333333,0.13311300299353412,31364]
["P00000966743",2014,"SLERES",5.0999999999999996,4905,25500,5000,5.5993150684931507E-4,5.0999999999999995E-3,null,24757.281553398057,4854.3689320388348,0.10979049153908138,961.76470588235304,null,6.25,5307.539682539682,1165.3495440729482,0.13312889843913212,31392.23300970874]
["P00000966762",2014,"SLERES",3.8250000000000002,3751,19125,5000,4.2819634703196349E-4,3.8250000000000003E-3,null,18567.961165048542,4854.3689320388339,0.11194675739397737,980.65359477124173,null,6.25,5310.4575163398695,1165.5773420479304,0.13313763861709066,31475.728155339806]
["P00000968628",2014,"SLERES",3.06,2781,15300,5000,3.1746575342465753E-4,3.0600000000000002E-3,null,14854.368932038835,4854.3689320388348,0.10374697824335213,908.82352941176464,null,6.25,5310.5590062111796,1166.0699062233589,0.13321771455333098,31496.780396813443]
["P00000968629",2014,"SLERES",4.08,4030,15600,3823.5294117647059,4.6004566210045662E-4,4.0800000000000003E-3,null,15145.631067961165,3712.1644774414622,0.11275628973050407,987.74509803921569,null,6.25,5311.2116641528401,1166.2091503267973,0.13322589309696481,31560.5]
["P00000919927",2014,"SLERES",6.24,7282,23986,3843.9102564102564,8.3127853881278537E-4,6.2399999999999999E-3,null,23287.3786407767,3731.9517052526762,0.13321771455333098,1166.9871794871794,null,6.25,5316.9753086419751,1166.2857142857142,0.13322775837884621,31584]
["P00000919932",2014,"SLERES",8,8653,38000,4750,9.8778538812785378E-4,8.0000000000000002E-3,null,36893.203883495145,4611.6504854368932,0.12347317351598174,1081.625,null,6.25,5317.8461538461543,1166.9871794871794,0.13324507885345921,31623]
["P00000919937",2014,"SLERES",3.5,3639,16625,4750,4.1541095890410955E-4,3.5000000000000001E-3,null,16140.776699029126,4611.6504854368932,0.11868884540117416,1039.7142857142858,null,6.25,5321.831439393939,1167.0588235294119,0.13325573760706719,31664]
["P00000920641",2014,"SLERES",20,20612,95000,{"$f":"IFERROR(F2241/D2241,\"\")","v":4750},2.3529680365296803E-3,0.02,null,92233.009708737867,4611.6504854368932,{"$f":"(E2241/8760)/D2241","v":0.11764840182648402},{"$f":"E2241/D2241","v":1030.5999999999999},null,6.25,5328.0376581347464,1167.0751633986929,0.13325573760706719,31703.754313816193]
["P00000921971",2014,"SLERES",3,3488,11500,3833.3333333333335,{"$f":"E2242/8760/1000","v":3.9817351598173519E-4},{"$f":"D2242/1000","v":3.0000000000000001E-3},null,{"$f":"F2242*VLOOKUP(B2242,$AA$12:$AB$14,2,FALSE)","v":11165.048543689321},{"$f":"IFERROR(K2242/D2242,\"\")","v":3721.6828478964403},0.13272450532724506,1162.6666666666667,null,6.27,5328.0376581347464,1167.2268907563025,0.13325573760706719,31751.213592233009]
["P00000921974",2014,"SLERES",4,3633,19000,4750,4.1472602739726027E-4,4.0000000000000001E-3,null,18446.601941747573,4611.6504854368932,0.10368150684931507,908.25,null,6.3,5328.0376581347464,1167.3202614379086,0.13327065986211836,31758.330015872132]
["P00000922570",2014,"SLERES",3.43,3387,23574,6872.8862973760934,3.8664383561643834E-4,3.4300000000000003E-3,null,22887.3786407767,6672.7051430835854,0.11272415032549223,987.46355685131186,null,6.3250000000000002,5332,1167.3202614379086,0.13327869492253053,31833]
["P00000923305",2014,"SLERES",3.24,3400,18890,5830.2469135802467,3.881278538812785E-4,3.2400000000000003E-3,null,18339.805825242718,5660.4338966798505,0.11979254749422176,1049.3827160493827,null,6.36,5332.6643007453504,1167.3202614379086,0.13332534579389485,31833]
["P00000923611",2014,"SLERES",3.3,3575,15950,4833.3333333333339,4.0810502283105023E-4,3.3E-3,null,15485.436893203883,4692.5566343042074,0.12366818873668189,1083.3333333333335,null,6.36,5339.8058252427181,1167.4509803921569,0.13339468207374275,31833]
["P00000925261",2014,"SLERES",8,8128,36540,4567.5,9.2785388127853883E-4,8.0000000000000002E-3,null,35475.728155339806,4434.4660194174758,0.11598173515981736,1016,null,6.36,5344.9074074074069,1167.5213675213677,0.13344748858447489,31833]
["P00000940407",2014,"SLERES",5.8860000000000001,5618,26203,4451.7499150526673,6.4132420091324207E-4,5.8859999999999997E-3,null,25439.805825242718,4322.0872961676378,0.10895756046776113,954.4682296975875,null,6.36,5346.1514055460375,1167.9300291545189,0.13345612217489736,31833]
["P00000941377",2014,"SLERES",3.3,3650,15250,4621.212121212121,4.1666666666666669E-4,3.3E-3,null,14805.825242718447,4486.6137099146808,0.12626262626262627,1106.0606060606062,null,6.36,5347.7995825828484,1168.5374149659865,0.13346091861402093,31833]
["P00000901318",2014,"SLERES",9,8880,42750,4750,1.0136986301369864E-3,8.9999999999999993E-3,null,41504.854368932036,4611.6504854368932,0.11263318112633182,986.66666666666663,null,6.36,5347.984848484848,1169,0.13349449368788613,31833]
["P00000902905",2014,"SLERES",3,3257,12240,4080,3.718036529680365E-4,3.0000000000000001E-3,null,11883.495145631068,3961.1650485436894,0.12393455098934551,1085.6666666666667,null,6.36,5347.984848484848,1169.0756302521008,0.1335126377934597,31833]
["P00000904498",2014,"SLERES",8.25,10057,39187.5,4750,1.1480593607305935E-3,8.2500000000000004E-3,null,38046.11650485437,4611.6504854368932,0.13915871039158709,1219.030303030303,null,6.36,5347.984917043741,1169.1176470588234,0.13351449585955047,31850]
["P00000904503",2014,"SLERES",5,5079,23750,4750,5.7979452054794526E-4,5.0000000000000001E-3,null,23058.252427184467,4611.6504854368932,0.11595890410958905,1015.8,null,6.37,5350,1169.4117647058824,0.13353509610279282,31896.936537158603]
["P00000905445",2014,"SLERES",3.24,4478,13330.75,4114.4290123456785,5.1118721461187208E-4,3.2400000000000003E-3,null,12942.475728155339,3994.5912741220181,0.15777383167033088,1382.0987654320986,null,6.37,5350,1169.5707070707072,0.13353786149162863,31900]
["P00000906346",2014,"SLERES",8.75,9776,41562.5,4750,1.1159817351598174E-3,8.7500000000000008E-3,null,40351.941747572819,4611.6504854368932,0.12754076973255055,1117.2571428571428,null,6.37,5350,1169.5869837296621,0.13354642313546425,31901]
["P00000911320",2014,"SLERES",3,3626,14250,4750,4.1392694063926939E-4,3.0000000000000001E-3,null,13834.95145631068,4611.6504854368932,0.13797564687975647,1208.6666666666667,null,6.37,5350,1169.7674418604652,0.13356164383561644,31931.218747114319]
["P00000912626",2014,"SLERES",23.32,24387,36992,1586.2778730703258,2.7839041095890412E-3,2.332E-2,null,35914.563106796115,1540.0756049226463,0.11937839234944431,1045.7547169811321,null,6.37,5350,1169.7916666666667,0.13356164383561644,31931.218747114319]
["P00000915183",2014,"SLERES",3.48,4190,27408.400000000001,7875.977011494253,4.7831050228310499E-4,3.48E-3,null,26610.097087378643,7646.5796228099553,0.13744554663307615,1204.0229885057472,null,6.37,5350,1169.8666666666666,0.13356164383561644,31931.218747114319]
["P00000915186",2014,"SLERES",7,8073,33250,4750,9.2157534246575345E-4,7.0000000000000001E-3,null,32281.553398058251,4611.6504854368932,0.13165362035225051,1153.2857142857142,null,6.37,5350,1170,0.13361836694177373,31931.711307602189]
["P00000915914",2014,"SLERES",12.25,11326,58187.5,4750,1.2929223744292237E-3,1.225E-2,null,56492.718446601939,4611.6504854368932,0.10554468362687541,924.57142857142856,null,6.37,5350.1519756838907,1170,0.13362654815900796,32001.654896879652]
["P00000916228",2014,"SLERES",5.75,5595,27312.5,4750,6.3869863013698636E-4,5.7499999999999999E-3,null,26516.990291262136,4611.6504854368932,0.11107802263251937,973.04347826086962,null,6.37,5353.1664736795228,1170,0.13363774733637748,32055.836550545293]
["P00000916234",2014,"SLERES",3.25,3512,15437.5,4750,4.0091324200913244E-4,3.2499999999999999E-3,null,14987.864077669903,4611.6504854368932,0.12335792061819459,1080.6153846153845,null,6.37,5356.3988095238101,1170.4968944099378,0.13363774733637748,32063]
["P00000917355",2014,"SLERES",8,7400,38000,4750,8.4474885844748864E-4,8.0000000000000002E-3,null,36893.203883495145,4611.6504854368932,0.10559360730593607,925,null,6.37,5358.8076363528407,1170.5685618729096,0.13364061916659487,32063]
["P00000872315",2014,"SLERES",5.88,6871,35170,5981.2925170068029,7.8436073059360732E-4,5.8799999999999998E-3,null,34145.631067961163,5807.0801135988377,0.13339468207374275,1168.5374149659865,null,6.37,5359.2063492063498,1170.6666666666667,0.13365949119373777,32090]
["P00000886200",2014,"SLERES",6.25,8027,29687.5,4750,9.1632420091324193E-4,6.2500000000000003E-3,null,28822.815533980582,4611.6504854368932,0.1466118721461187,1284.32,null,6.37,5360.2941176470586,1170.6666666666667,0.13366090927139171,32184.466019417476]
["P00000892850",2014,"SLERES",4,3791,19000,4750,4.3276255707762557E-4,4.0000000000000001E-3,null,18446.601941747573,4611.6504854368932,0.10819063926940639,947.75,null,6.37,5361.8711385701681,1170.691823899371,0.13366689335794554,32197.693971051704]
["P00000879934",2014,"SLERES",4.83,5432,36848,7628.985507246377,6.2009132420091332E-4,4.8300000000000001E-3,null,35774.7572815534,7406.782045870269,0.12838329693600689,1124.6376811594203,null,6.37,5362.0448179271707,1170.8571428571429,0.13368034754671601,32238]
["P00000857804",2014,"SLERES",3.45,4181,26493,7679.1304347826081,4.7728310502283104E-4,3.4500000000000004E-3,null,25721.359223300969,7455.4664415365123,0.13834292899212494,1211.8840579710145,null,6.375,5363.3986928104578,1170.8695652173915,0.13368458025992272,32238]
["P00000883458",2014,"SLERES",3,3012,13965,4655,3.4383561643835616E-4,3.0000000000000001E-3,null,13558.252427184467,4519.4174757281553,0.11461187214611872,1004,null,6.375,5374.9163879598655,1170.921985815603,0.13368848300355152,32281.553398058251]
["P00000884621",2014,"SLERES",6.25,5751,29687.5,4750,6.5650684931506853E-4,6.2500000000000003E-3,null,28822.815533980582,4611.6504854368932,0.10504109589041097,920.16,null,6.375,5380.9061488673142,1171.0398445092324,0.13370433789954339,32281.553398058251]
["P00000902918",2014,"SLERES",3.25,2867,15288,4704,3.2728310502283103E-4,3.2499999999999999E-3,null,14842.718446601943,4566.9902912621365,0.10070249385317878,882.15384615384619,null,6.375,5382.5,1171.0769230769231,0.13370937416062317,32281.553398058251]
["P00000903530",2014,"SLERES",1.08,1082,5700,5277.7777777777774,1.2351598173515981E-4,1.08E-3,null,5533.980582524272,5124.0560949298815,0.1143666497547776,1001.8518518518517,null,6.44,5384.3017329255863,1171.1111111111111,0.1337133186448255,32281.553398058251]
["P00000903887",2014,"SLERES",5.6349999999999998,5617,26766.25,4750,6.4121004566210053E-4,5.6349999999999994E-3,null,25986.650485436894,4611.6504854368932,0.11379060260196992,996.80567879325645,null,6.44,5390.625,1171.25,0.13371923189274787,32281.553398058251]
["P00000904490",2014,"SLERES",9.75,9444,46312.5,4750,1.0780821917808219E-3,9.75E-3,null,44963.592233009709,4611.6504854368932,0.1105725324903407,968.61538461538464,null,6.45,5391.6280643864884,1171.2941176470588,0.13372472276581865,32281.553398058251]
["P00000904494",2014,"SLERES",5.75,5595,27312.5,4750,6.3869863013698636E-4,5.7499999999999999E-3,null,26516.990291262136,4611.6504854368932,0.11107802263251937,973.04347826086962,null,6.48,5393.5574229691883,1171.3286713286714,0.13372472276581865,32281.553398058251]
["P00000904499",2014,"SLERES",6.75,7785,32062.5,4750,8.8869863013698637E-4,6.7499999999999999E-3,null,31128.640776699031,4611.6504854368932,0.13165905631659058,1153.3333333333333,null,6.48,5400,1171.3804713804714,0.13378023899737687,32380]
["P00000904502",2014,"SLERES",4.75,5041,22562.5,4750,5.7545662100456614E-4,4.7499999999999999E-3,null,21905.339805825242,4611.6504854368932,0.12114876231675077,1061.2631578947369,null,6.48,5400,1171.4285714285713,0.13380379133803791,32385]
["P00000906343",2014,"SLERES",2.75,3188,13062.5,4750,3.6392694063926937E-4,2.7499999999999998E-3,null,12682.038834951456,4611.6504854368932,0.13233706932337069,1159.2727272727273,null,6.48,5400,1171.4285714285713,0.13384463374390854,32430.182521326093]
["P00000908656",2014,"SLERES",3.25,3513,16625,5115.3846153846152,4.0102739726027397E-4,3.2499999999999999E-3,null,16140.776699029126,4966.3928304705005,0.12339304531085353,1080.9230769230769,null,6.48,5400,1171.9148936170213,0.13390410958904109,32438.063489132004]
["P00000911310",2014,"SLERES",9.9,14049,41966,4238.9898989898984,1.6037671232876712E-3,9.9000000000000008E-3,null,40743.689320388352,4115.5241737766009,0.16199667911996676,1419.090909090909,null,6.48,5400,1172.1212121212122,0.1339258534464014,32438.063489132004]
["P00000911326",2014,"SLERES",5.5,5220,26125,4750,5.9589041095890413E-4,5.4999999999999997E-3,null,25364.077669902912,4611.6504854368932,0.10834371108343711,949.09090909090912,null,6.48,5408.5073177824479,1172.4789915966387,0.13392723908437043,32458.252427184467]
["P00000912624",2014,"SLERES",5.39,5750,37720,6998.1447124304268,6.5639269406392699E-4,5.3899999999999998E-3,null,36621.359223300969,6794.3152547868222,0.12177972060555232,1066.7903525046383,null,6.48,5411.4379084967322,1173,0.13392723908437043,32510]
["P00000912629",2014,"SLERES",4.95,5634,16582.5,3350,6.431506849315068E-4,4.9500000000000004E-3,null,16099.514563106797,3252.4271844660193,0.1299294312992943,1138.1818181818182,null,6.48,5413.5203164329378,1173.1904761904761,0.13394216133942161,32510]
["P00000913731",2014,"SLERES",7.25,7455,34437.5,4750,8.5102739726027402E-4,7.2500000000000004E-3,null,33434.466019417479,4611.6504854368941,0.11738308927727917,1028.2758620689656,null,6.48,5417.4224397348353,1173.2026143790849,0.13395891368235643,32516.873167191123]
["P00000914764",2014,"SLERES",3.24,3532,12000,3703.7037037037035,4.0319634703196348E-4,3.2400000000000003E-3,null,11650.485436893205,3595.8288385472852,0.12444331698517391,1090.1234567901233,null,6.48,5419.1193573154269,1173.2026143790849,0.13400558092338916,32556.27800622068]
["P00000916218",2014,"SLERES",3,3477,14250,4750,3.969178082191781E-4,3.0000000000000001E-3,null,13834.95145631068,4611.6504854368932,0.13230593607305938,1159,null,6.48,5419.921875,1173.3333333333333,0.13402672078471164,32582.876272565631]
["P00000918368",2014,"SLERES",2.97,2731,15715,5291.2457912457912,3.117579908675799E-4,2.97E-3,null,15257.281553398059,5137.1318361609619,0.10496902049413463,919.52861952861952,null,6.48,5425.9490384712753,1173.4800838574424,0.13405611310526702,32582.876272565631]
["P00000919213",2014,"SLERES",8.25,10057,39187.5,4750,1.1480593607305935E-3,8.2500000000000004E-3,null,38046.11650485437,4611.6504854368932,0.13915871039158709,1219.030303030303,null,6.48,5437.4816122388938,1173.8888888888889,0.13405611310526702,32706.016394532999]
["P00000923107",2014,"SLERES",4.05,4580,16200,4000,5.2283105022831052E-4,4.0499999999999998E-3,null,15728.155339805826,3883.4951456310682,0.12909408647612608,1130.8641975308642,null,6.48,5440.121580547112,1174.0740740740739,0.13409081832341546,32755.272443319947]
["P00000941772",2014,"SLERES",3.0249999999999999,3313,15712,5194.0495867768595,3.7819634703196346E-4,3.0249999999999999E-3,null,15254.368932038835,5042.7665891037468,0.1250235857956904,1095.206611570248,null,6.48,5443.598484848485,1174.331550802139,0.13409747460628085,32755.272443319947]
["P00000942504",2014,"SLERES",6,6910,28500,4750,7.8881278538812786E-4,6.0000000000000001E-3,null,27669.902912621361,4611.6504854368932,0.13146879756468796,1151.6666666666667,null,6.48,5449.0196078431372,1174.331550802139,0.1341248097412481,32755.272443319947]
["P00000951865",2014,"SLERES",3.25,2899,15288,4704,3.3093607305936074E-4,3.2499999999999999E-3,null,14842.718446601943,4566.9902912621365,0.10182648401826484,892,null,6.48,5450,1174.6355685131196,0.1341324200913242,32755.272443319947]
["P00000952736",2014,"SLERES",5.5,5734,26125,4750,6.5456621004566205E-4,5.4999999999999997E-3,null,25364.077669902912,4611.6504854368932,0.11901203819012038,1042.5454545454545,null,6.48,5452.3076923076924,1174.6938775510203,0.13418837854776614,32755.272443319947]
["P00000952794",2014,"SLERES",10.199999999999999,10794,48450,4750,1.2321917808219179E-3,1.0199999999999999E-2,null,47038.834951456309,4611.6504854368932,0.12080311576685469,1058.2352941176471,null,6.48,5453.3189422558016,1174.9333333333334,0.13420752223023311,32755.272443319947]
["P00000953374",2014,"SLERES",8.75,9522,41562.5,4750,1.0869863013698632E-3,8.7500000000000008E-3,null,40351.941747572819,4611.6504854368932,0.1242270058708415,1088.2285714285715,null,6.48,5467.7433503105403,1175,0.1342116945712836,32755.272443319947]
["P00000957802",2014,"SLERES",3.3,3747,13746,4165.454545454546,4.2773972602739722E-4,3.3E-3,null,13345.631067961165,4044.1306266548986,0.129618098796181,1135.4545454545455,null,6.48,5471.5672676837721,1175.4901960784314,0.1342275494672755,32755.272443319947]
["P00000957809",2014,"SLERES",3.1850000000000001,3652,21628,6790.5808477237051,4.1689497716894982E-4,3.1849999999999999E-3,null,20998.058252427185,6592.7969395375776,0.1308932424392307,1146.624803767661,null,6.48,5471.8054329704819,1175.6578947368421,0.1342343444227006,32868]
["P00000957820",2014,"SLERES",3.24,2903,16848,5200,3.3139269406392695E-4,3.2400000000000003E-3,null,16357.281553398059,5048.5436893203887,0.10228169569874289,895.98765432098764,null,6.5,5478.125,1175.6944444444446,0.13424518743667679,32868]
["P00000957920",2014,"SLERES",3.57,4056,16957.5,4750,4.63013698630137E-4,3.5699999999999998E-3,null,16463.592233009709,4611.6504854368932,0.12969571390199916,1136.1344537815125,null,6.5,5479.166666666667,1175.8333333333333,0.13425722539505039,32893.189379923395]
["P00000957937",2014,"SLERES",3.25,3131,15288,4704,3.5742009132420092E-4,3.2499999999999999E-3,null,14842.718446601943,4566.9902912621365,0.10997541271513875,963.38461538461536,null,6.5,5484.375,1175.8928571428571,0.13436285771008818,32900]
["P00000961622",2014,"SLERES",7.95,9307,23230,2922.0125786163521,1.0624429223744293E-3,7.9500000000000005E-3,null,22553.398058252427,2836.9054161323807,0.13364061916659487,1170.691823899371,null,6.5,5490.1960784313724,1176.0932944606413,0.13438554695255114,32915.533980582528]
["P00000961643",2014,"SLERES",4.5,4058,20855,4634.4444444444443,4.6324200913242007E-4,4.4999999999999997E-3,null,20247.572815533982,4499.4606256742181,0.10294266869609335,901.77777777777783,null,6.5,5493.8200820212778,1177.0186335403725,0.13439816612130959,32918.959999999999]
["P00000961656",2014,"SLERES",7.65,8458,36337.5,4750,9.6552511415525107E-4,7.6500000000000005E-3,null,35279.126213592237,4611.6504854368932,0.12621243322290865,1105.6209150326797,null,6.5,5495.0980392156862,1177.1717171717171,0.1344912913898231,32927.184466019418]
["P00000961676",2014,"SLERES",4.335,3992,20591.25,{"$f":"IFERROR(F2304/D2304,\"\")","v":4750},4.5570776255707762E-4,4.3350000000000003E-3,null,19991.504854368934,4611.6504854368932,{"$f":"(E2304/8760)/D2304","v":0.10512289793704213},{"$f":"E2304/D2304","v":920.87658592848902},null,6.5,5500,1177.2173913043478,0.13451807972355917,32934.564460904432]
["P00000964081",2014,"SLERES",8.25,10448,30635,3713.3333333333335,{"$f":"E2305/8760/1000","v":1.1926940639269406E-3},{"$f":"D2305/1000","v":8.2500000000000004E-3},null,29742.718446601943,{"$f":"IFERROR(K2305/D2305,\"\")","v":3605.1779935275081},0.14456897744568975,1266.4242424242425,null,6.5,5500,1177.3279352226721,0.13452412928641777,32950.326396516255]
["P00000966757",2014,"SLERES",9.69,10365,48450,5000,1.1832191780821917E-3,9.689999999999999E-3,null,{"$f":"F2306*VLOOKUP(B2306,$AA$12:$AB$14,2,FALSE)","v":47038.834951456309},4854.3689320388348,0.12210724232014362,1069.6594427244584,null,6.5,5500,1178.1437125748503,0.13452677459526774,32972.815533980582]
["P00000968617",2014,"SLERES",3.85,3423,13398,3480,3.9075342465753427E-4,3.8500000000000001E-3,null,13007.766990291262,3378.6407766990292,0.10149439601494396,889.09090909090912,null,6.5,5500,1178.3783783783783,0.13454011741682975,32994]
["P00000970127",2014,"SLERES",6.05,5299,21890,3618.1818181818185,6.0490867579908675E-4,6.0499999999999998E-3,null,21252.427184466018,3512.7978817299204,9.998490509075815E-2,875.8677685950413,null,6.5,5500,1178.4313725490197,0.13455193473061253,33037]
["P00000970147",2014,"SLERES",3.57,4423,17850,5000,5.0490867579908671E-4,3.5699999999999998E-3,null,17330.097087378643,4854.3689320388357,0.14143100162439404,1238.9355742296918,null,6.5,5515.8371040723987,1178.4545454545455,0.13455746623919168,33037]
["P00000973774",2014,"SLERES",6,8575,22200,3700,9.788812785388127E-4,6.0000000000000001E-3,null,21553.398058252427,3592.2330097087379,0.1631468797564688,1429.1666666666667,null,6.5,5516.6774641380962,1178.5714285714284,0.13455960483616208,33113.856478488924]
["P00000872312",2014,"SLERES",3.43,3974,24697.5,7200.4373177842563,4.5365296803652965E-4,3.4300000000000003E-3,null,23978.155339805824,6990.7158425089865,0.13226034053543137,1158.6005830903789,null,6.5,5517.5579322638141,1178.6749482401656,0.13460806697108066,33113.856478488924]
["P00000957798",2014,"SLERES",3.27,3007,15696,4800,3.4326484018264841E-4,3.2699999999999999E-3,null,15238.834951456311,4660.1941747572819,0.10497395724240012,919.57186544342505,null,6.5,5520.4968944099373,1178.7234042553191,0.13466402542752262,33113.856478488924]
["P00000957801",2014,"SLERES",5.88,5779,21181,3602.2108843537417,6.5970319634703204E-4,5.8799999999999998E-3,null,20564.077669902912,3497.2921207317877,0.11219442114745443,982.82312925170072,null,6.5,5521.241830065359,1178.7421383647797,0.13468124341412011,33113.856478488924]
["P00000957817",2014,"SLERES",4.95,5341,20790,4200,6.0970319634703191E-4,4.9500000000000004E-3,null,20184.466019417476,4077.6699029126212,0.12317236289839029,1078.9898989898988,null,6.54,5526.7973856209146,1179.1666666666665,0.1346841704718417,33113.856478488924]
["P00000957855",2014,"SLERES",2.76,2834,19000,6884.057971014493,3.2351598173515982E-4,2.7599999999999999E-3,null,18446.601941747573,6683.5514281694113,0.1172159354112898,1026.8115942028987,null,6.58,5527.9958137100994,1179.6568627450981,0.13476063295137991,33199.029126213594]
["P00000957878",2014,"SLERES",4.75,4525,22562.5,4750,5.1655251141552515E-4,4.7499999999999999E-3,null,21905.339805825242,4611.6504854368932,0.10874789714011056,952.63157894736844,null,6.58,5539.2762577228605,1179.8076923076924,0.13480034975225882,33315]
["P00000957898",2014,"SLERES",3.75,3925,17812.5,4750,4.4805936073059362E-4,3.7499999999999999E-3,null,17293.689320388348,4611.6504854368932,0.11948249619482496,1046.6666666666667,null,6.58,5541.0526315789475,1179.8333333333333,0.13483190079684843,33422.330097087382]
["P00000957924",2014,"SLERES",5.61,5394,26647.5,4750,6.1575342465753421E-4,5.6100000000000004E-3,null,25871.359223300969,4611.6504854368923,0.1097599687446585,961.49732620320844,null,6.58,5549.6732026143791,1180.5031446540879,0.13486312399355879,33432]
["P00000961625",2014,"SLERES",5.4,6813,21250,3935.1851851851848,7.7773972602739722E-4,5.4000000000000003E-3,null,20631.067961165048,3820.5681409564904,0.14402587519025875,1261.6666666666665,null,6.6,5549.8381877022657,1180.8510638297873,0.13486341424337098,33432]
["P00000961634",2014,"SLERES",5.7750000000000004,5662,22173,3839.4805194805194,6.4634703196347031E-4,5.7750000000000006E-3,null,21527.184466019418,3727.6509897869119,0.1119215639763585,980.4329004329004,null,6.6,5555.5555555555557,1181.127450980392,0.13502935420743639,33432]
["P00000961639",2014,"SLERES",4,4351,14824,3706,4.9668949771689496E-4,4.0000000000000001E-3,null,14392.233009708738,3598.0582524271845,0.12417237442922374,1087.75,null,6.6,5566.3430420711966,1181.4009661835751,0.13504566210045663,33434.466019417479]
["P00000961640",2014,"SLERES",5.04,5048,18295.2,3630,5.7625570776255713E-4,5.0400000000000002E-3,null,17762.330097087379,3524.2718446601943,0.1143364499528883,1001.5873015873016,null,6.6,5566.666666666667,1181.4035087719299,0.13504566210045663,33434.466019417479]
["P00000961655",2014,"SLERES",13.005000000000001,13214,61773.75,4750,1.508447488584475E-3,1.3005000000000001E-2,null,59974.514563106794,4611.6504854368932,0.11598981073313917,1016.0707420222991,null,6.6,5574.6425534351984,1182.8571428571427,0.13506849315068492,33434.466019417479]
["P00000961667",2014,"SLERES",8.4149999999999991,10160,39971.25,4750.0000000000009,1.1598173515981736E-3,8.4149999999999989E-3,null,38807.038834951454,4611.6504854368932,0.13782737392729336,1207.3677956030899,null,6.6150000000000002,5575.0700280112051,1183,0.1350895679662803,33462.58930390051]
["P00000961695",2014,"SLERES",6.375,6658,30281.25,4750,7.600456621004567E-4,6.3749999999999996E-3,null,29399.271844660194,4611.6504854368932,0.11922284895693437,1044.3921568627452,null,6.6150000000000002,5577.7777777777783,1183,0.13513967230727908,33596.565756601005]
["P00000964078",2014,"SLERES",3.3,4323,18482,5600.606060606061,4.9349315068493145E-4,3.3E-3,null,17943.689320388348,5437.4816122388938,0.1495433789954338,1310,null,6.6150000000000002,5578.7521865889212,1183.2,0.13517179660634759,33600]
["P00000966744",2014,"SLERES",5.61,5394,28050,5000,6.1575342465753421E-4,5.6100000000000004E-3,null,27233.009708737864,4854.3689320388348,0.1097599687446585,961.49732620320844,null,6.6150000000000002,5579.1925465838503,1183.3846153846155,0.13520262557077628,33621.193780994479]
["P00000968620",2014,"SLERES",3.8250000000000002,4162,19125,5000,4.7511415525114154E-4,3.8250000000000003E-3,null,18567.961165048542,4854.3689320388339,0.12421285104605007,1088.1045751633987,null,6.6150000000000002,5596.0784313725489,1183.8235294117646,0.13520915918176193,33631]
["P00000902397",2014,"SLERES",6,5405,28500,4750,6.1700913242009135E-4,6.0000000000000001E-3,null,27669.902912621361,4611.6504854368932,0.10283485540334857,900.83333333333337,null,6.6150000000000002,5596.0784313725489,1184.1049382716049,0.13524915624379591,33672.815533980582]
["P00000902909",2014,"SLERES",4.75,5449,22562.5,4750,6.2203196347031969E-4,4.7499999999999999E-3,null,21905.339805825242,4611.6504854368932,0.13095409757269888,1147.1578947368421,null,6.6150000000000002,5598.0392156862745,1184.375,0.13530031612223395,33712.810031738205]
["P00000903531",2014,"SLERES",6.48,8674,23985,3701.3888888888887,9.9018264840182641E-4,6.4800000000000005E-3,null,23286.407766990291,3593.581445523193,0.1528059642595411,1338.5802469135801,null,6.6150000000000002,5602.2408963585431,1184.4322344322345,0.13531202435312026,33755]
["P00000910750",2014,"SLERES",3.18,4144,14946,4700,4.7305936073059363E-4,3.1800000000000001E-3,null,14510.679611650485,4563.1067961165045,0.14876080526119295,1303.1446540880502,null,6.6150000000000002,5606.6761705636291,1184.782608695652,0.13536350613304682,33755]
["P00000913727",2014,"SLERES",3,3334,14250,4750,3.8059360730593604E-4,3.0000000000000001E-3,null,13834.95145631068,4611.6504854368932,0.12686453576864534,1111.3333333333333,null,6.6150000000000002,5608.4728277864988,1185.2307692307693,0.13538215895186079,33755]
["P00000914818",2014,"SLERES",5.5,5220,26125,4750,5.9589041095890413E-4,5.4999999999999997E-3,null,25364.077669902912,4611.6504854368932,0.10834371108343711,949.09090909090912,null,6.625,5612.5,1185.3333333333333,0.13539020971256471,33755]
["P00000916217",2014,"SLERES",5.5,5220,26125,4750,5.9589041095890413E-4,5.4999999999999997E-3,null,25364.077669902912,4611.6504854368932,0.10834371108343711,949.09090909090912,null,6.625,5614.3790849673205,1185.7843137254902,0.13539343740044602,33755]
["P00000918624",2014,"SLERES",2.75,2859,13062.5,4750,3.2636986301369861E-4,2.7499999999999998E-3,null,12682.038834951456,4611.6504854368932,0.1186799501867995,1039.6363636363637,null,6.63,5615.7738095238101,1185.9477124183006,0.13541375454291307,33755]
["P00000919212",2014,"SLERES",3.5,3806,16625,4750,4.3447488584474886E-4,3.5000000000000001E-3,null,16140.776699029126,4611.6504854368932,0.12413568166992825,1087.4285714285713,null,6.63,5615.8333333333339,1186.0182370820669,0.13543604487287897,33755]
["P00000919409",2014,"SLERES",3.5,3495,14506,4144.5714285714284,3.9897260273972601E-4,3.5000000000000001E-3,null,14083.495145631068,4023.8557558945909,0.11399217221135029,998.57142857142856,null,6.63,5617.0212765957449,1186.046511627907,0.13552538595346814,33755]
["P00000921977",2014,"SLERES",4,4685,19000,4750,5.3481735159817358E-4,4.0000000000000001E-3,null,18446.601941747573,4611.6504854368932,0.13370433789954339,1171.25,null,6.63,5617.6470588235297,1186.2244897959183,0.13553293590394047,33755]
["P00000922184",2014,"SLERES",3.25,2940,15437.5,4750,3.3561643835616442E-4,3.2499999999999999E-3,null,14987.864077669903,4611.6504854368932,0.10326659641728135,904.61538461538464,null,6.63,5620.0607902735564,1186.4197530864196,0.13554121271299863,33755]
["P00000925021",2014,"SLERES",3.3149999999999999,3077,15275,4607.8431372549021,3.5125570776255708E-4,3.3149999999999998E-3,null,14830.097087378641,4473.6341138397111,0.10595948952113336,928.20512820512818,null,6.63,5635.7737269665149,1187.202380952381,0.13558382257012394,33755]
["P00000925264",2014,"SLERES",5,5187,23750,4750,5.9212328767123293E-4,5.0000000000000001E-3,null,23058.252427184467,4611.6504854368932,0.11842465753424658,1037.4000000000001,null,6.72,5650,1187.2685185185185,0.13560782286551218,33755]
["P00000942540",2014,"SLERES",6.6,8177,22850,3462.1212121212125,9.3344748858447486E-4,6.6E-3,null,22184.466019417476,3361.2827302147693,0.14143143766431437,1238.939393939394,null,6.72,5653.7377738061232,1187.3410233658681,0.13563400070249385,33755]
["P00000951849",2014,"SLERES",3.6749999999999998,4033,27675,7530.6122448979595,4.6038812785388129E-4,3.6749999999999999E-3,null,26868.932038834952,7311.2740241727761,0.12527568104867517,1097.4149659863947,null,6.72,5653.985507246377,1187.7142857142858,0.13570725093690444,33755]
["P00000952678",2014,"SLERES",9,9611,42750,4750,1.0971461187214613E-3,8.9999999999999993E-3,null,41504.854368932036,4611.6504854368932,0.12190512430238459,1067.8888888888889,null,6.72,5660.4338966798505,1187.9245283018868,0.1357375827043146,33925.103602009942]
["P00000953352",2014,"SLERES",4.75,4984,22562.5,4750,5.6894977168949769E-4,4.7499999999999999E-3,null,21905.339805825242,4611.6504854368932,0.11977889930305215,1049.2631578947369,null,6.72,5663.3986928104578,1188.1538461538462,0.13575394354503942,33925.103602009942]
["P00000953373",2014,"SLERES",6.25,6082,29687.5,4750,6.9429223744292231E-4,6.2500000000000003E-3,null,28822.815533980582,4611.6504854368932,0.11108675799086758,973.12,null,6.72,5670.581885937042,1188.7955182072831,0.13575693712680015,33980.582524271842]
["P00000957159",2014,"SLERES",3.08,3432,12904,4189.6103896103896,3.9178082191780822E-4,3.0800000000000003E-3,null,12528.155339805826,4067.5829025343592,0.12720156555772993,1114.2857142857142,null,6.72,5671.6891470852534,1189.0612244897959,0.13576864535768646,33980.582524271842]
["P00000856548",2014,"SLERES",8.82,7863,43218,4900,8.9760273972602745E-4,8.8199999999999997E-3,null,41959.223300970873,4757.2815533980583,0.10176901810952692,891.49659863945578,null,6.72,5679.166666666667,1189.2045454545455,0.135837569282904,34045.780921537968]
["P00000856549",2014,"SLERES",3.29,3356,12502,3800,3.8310502283105027E-4,3.29E-3,null,12137.864077669903,3689.3203883495144,0.11644529569332834,1020.0607902735562,null,6.72,5680.1120448179272,1189.2307692307693,0.13585142460412827,34103.155339805824]
["P00000957795",2014,"SLERES",3.5,3644,13000,3714.2857142857142,4.1598173515981735E-4,3.5000000000000001E-3,null,12621.359223300971,3606.1026352288491,0.11885192433137638,1041.1428571428571,null,6.72,5680.113636363636,1189.3333333333333,0.13585268417878504,34119.5]
["P00000957882",2014,"SLERES",4.5,4125,21375,4750,4.7089041095890413E-4,4.4999999999999997E-3,null,20752.427184466018,4611.6504854368932,0.10464231354642313,916.66666666666663,null,6.72,5683.0065359477121,1189.9371069182389,0.13586628758507796,34145.631067961163]
["P00000957931",2014,"SLERES",4.8449999999999998,4925,23013.75,4750,5.6221461187214617E-4,4.8449999999999995E-3,null,22343.446601941749,4611.6504854368941,0.11604016756907042,1016.5118679050568,null,6.75,5683.6589628626407,1190.0584795321638,0.13586713224102426,34296.494209863529]
["P00000957949",2014,"SLERES",10,11579,47500,4750,1.3218036529680365E-3,0.01,null,46116.504854368934,4611.6504854368932,0.13218036529680366,1157.9000000000001,null,6.75,5687.431766599514,1190.0695134061568,0.13587346716062146,34296.494209863529]
["P00000957969",2014,"SLERES",5.0999999999999996,4964,24225,4750,5.666666666666666E-4,5.0999999999999995E-3,null,23519.417475728154,4611.6504854368932,0.11111111111111112,973.33333333333337,null,6.75,5691.6303558460422,1190.1886792452831,0.13587645865043124,34296.494209863529]
["P00000961595",2014,"SLERES",10,9578,36000,3600,1.09337899543379E-3,0.01,null,34951.456310679612,3495.1456310679614,0.109337899543379,957.8,null,6.75,5696.0784313725489,1190.1960784313726,0.13592524294579089,34296.494209863529]
["P00000961621",2014,"SLERES",6.875,6656,23163,3369.1636363636362,7.5981735159817352E-4,6.875E-3,null,22488.349514563106,3271.0326566637245,0.11051888750518887,968.14545454545453,null,6.75,5696.0784313725489,1190.251572327044,0.1360597165391686,34296.494209863529]
["P00000966751",2014,"SLERES",11.5,11536,57500,5000,1.3168949771689498E-3,1.15E-2,null,55825.2427184466,4854.3689320388348,0.11451260671034345,1003.1304347826087,null,6.75,5699.3464052287582,1190.2777777777776,0.13607365781552033,34314]
["P00000968637",2014,"SLERES",3.8250000000000002,3842,19125,5000,4.3858447488584473E-4,3.8250000000000003E-3,null,18567.961165048542,4854.3689320388339,0.11466260781329274,1004.4444444444443,null,6.75,5700,1190.7051282051282,0.13609096606679202,34314]
["P00000970137",2014,"SLERES",4.59,5324,22950,5000,6.0776255707762565E-4,4.5899999999999995E-3,null,22281.553398058251,4854.3689320388348,0.1324101431541668,1159.9128540305012,null,6.75,5700,1191.8831168831168,0.13611266424377969,34314]
["P00000973777",2014,"SLERES",7.15,7708,21971,3072.8671328671326,8.7990867579908671E-4,7.1500000000000001E-3,null,21331.067961165048,2983.3661484146919,0.12306415046141073,1078.041958041958,null,6.75,5700,1192.005242463958,0.13611428209030949,34314]
["P00000919218",2014,"SLERES",6,7014,28500,4750,8.0068493150684927E-4,6.0000000000000001E-3,null,27669.902912621361,4611.6504854368932,0.13344748858447489,1169,null,6.75,5700,1192.1568627450981,0.13611872146118723,34320]
["P00000920112",2014,"SLERES",3.25,3643,15275,4700,4.1586757990867576E-4,3.2499999999999999E-3,null,14830.097087378641,4563.1067961165045,0.12795925535651562,1120.9230769230769,null,6.75,5700,1192.3469387755101,0.13614562316378181,34474]
["P00000920114",2014,"SLERES",11,11825,52250,4750,1.3498858447488584E-3,1.0999999999999999E-2,null,50728.155339805824,4611.6504854368932,0.12271689497716895,1075,null,6.75,5700,1192.3611111111111,0.13615208991921321,34545]
["P00000925023",2014,"SLERES",4,3715,19000,4750,4.2408675799086761E-4,4.0000000000000001E-3,null,18446.601941747573,4611.6504854368932,0.1060216894977169,928.75,null,6.76,5700,1192.4000000000001,0.1361606501823612,34577.746248436997]
["P00000925265",2014,"SLERES",7.5,8456,35625,4750,9.6529680365296799E-4,7.4999999999999997E-3,null,34587.378640776697,4611.6504854368932,0.12870624048706239,1127.4666666666667,null,6.86,5702.3852331295693,1192.6356589147285,0.13616713174361575,34587.378640776697]
["P00000884630",2014,"SLERES",6,5642,25690,4281.666666666667,6.4406392694063932E-4,6.0000000000000001E-3,null,24941.747572815533,4156.9579288025889,0.10734398782343989,940.33333333333337,null,6.86,5702.3852331295693,1192.6923076923076,0.1361709067188519,34587.378640776697]
["P00000886193",2014,"SLERES",6.36,6696,23049,{"$f":"IFERROR(F2368/D2368,\"\")","v":3624.0566037735848},7.643835616438356E-4,6.3600000000000002E-3,null,22377.669902912621,3518.5015570617329,{"$f":"(E2368/8760)/D2368","v":0.12018609459808735},{"$f":"E2368/D2368","v":1052.8301886792453},null,6.86,5702.4702380952385,1192.7672955974842,0.13619355657026891,34587.378640776697]
["P00000888433",2014,"SLERES",9,8774,42750,4750,{"$f":"E2369/8760/1000","v":1.0015981735159818E-3},{"$f":"D2369/1000","v":8.9999999999999993E-3},null,41504.854368932036,{"$f":"IFERROR(K2369/D2369,\"\")","v":4611.6504854368932},0.1112886859462202,974.88888888888891,null,6.86,5706.682291666667,1192.8240740740739,0.13625985886259859,34587.378640776697]
["P00000888439",2014,"SLERES",3.25,3477,15288,4704,3.969178082191781E-4,3.2499999999999999E-3,null,{"$f":"F2370*VLOOKUP(B2370,$AA$12:$AB$14,2,FALSE)","v":14842.718446601943},4566.9902912621365,0.12212855637513173,1069.8461538461538,null,6.86,5709.1712896768659,1192.8571428571427,0.13626150612451982,34587.378640776697]
["P00000902403",2014,"SLERES",4.5,4410,21375,4750,5.034246575342466E-4,4.4999999999999997E-3,null,20752.427184466018,4611.6504854368932,0.11187214611872147,980,null,6.86,5713.7016592858854,1193.0555555555554,0.13630136986301369,34587.378640776697]
["P00000902914",2014,"SLERES",5.2,7612,19344,3720,8.6894977168949772E-4,5.1999999999999998E-3,null,18780.582524271846,3611.6504854368932,0.16710572532490339,1463.8461538461538,null,6.86,5714.5969498910681,1193.6363636363637,0.13630462562775214,34587.378640776697]
["P00000911317",2014,"SLERES",7.5,8429,35625,4750,9.6221461187214602E-4,7.4999999999999997E-3,null,34587.378640776697,4611.6504854368932,0.12829528158295281,1123.8666666666666,null,6.86,5715.0326797385624,1193.6507936507935,0.1363521055301877,34587.378640776697]
["P00000912625",2014,"SLERES",4.32,5440,21600,5000,6.2100456621004563E-4,4.3200000000000001E-3,null,20970.873786407767,4854.3689320388348,0.14375105699306612,1259.2592592592591,null,6.86,5717.6470588235297,1194,0.13638941116781567,34587.378640776697]
["P00000912893",2014,"SLERES",11.66,16446,42986,3686.6209262435677,1.8773972602739726E-3,1.166E-2,null,41733.980582524273,3579.2436177122017,0.16101177189313659,1410.4631217838764,null,6.867,5723.4836601307188,1194.0285204991087,0.13639873757722265,34587.378640776697]
["P00000916231",2014,"SLERES",2,1960,9500,4750,2.2374429223744291E-4,2E-3,null,9223.3009708737864,4611.6504854368932,0.11187214611872145,980,null,6.875,5726.4027777777774,1194.4444444444443,0.13645119863013699,34587.378640776697]
["P00000918623",2014,"SLERES",3.5,3808,16625,4750,4.3470319634703199E-4,3.5000000000000001E-3,null,16140.776699029126,4611.6504854368932,0.12420091324200913,1088,null,6.875,5727.272727272727,1194.7712418300653,0.1365196289595359,34660.194174757286]
["P00000882092",2014,"SLERES",8,11047,38000,4750,1.2610730593607307E-3,8.0000000000000002E-3,null,36893.203883495145,4611.6504854368932,0.15763413242009133,1380.875,null,6.8849999999999998,5738.5093167701862,1194.8529411764705,0.13659938372455654,34710.737580161753]
["P00000879993",2014,"SLERES",5.25,6003,24937.5,4750,6.8527397260273969E-4,5.2500000000000003E-3,null,24211.165048543691,4611.6504854368932,0.13052837573385517,1143.4285714285713,null,6.8849999999999998,5742.181818181818,1195.3125,0.13673813778042485,34755.068024070009]
["P00000879989",2014,"SLERES",7.25,9670,34437.5,4750,1.1038812785388128E-3,7.2500000000000004E-3,null,33434.466019417479,4611.6504854368941,0.15225948669500866,1333.7931034482758,null,6.89,5744.87594390507,1195.9119496855346,0.136801247264669,34755.068024070009]
["P00000845938",2014,"SLERES",3.43,3683,25780,7516.0349854227397,4.204337899543379E-4,3.4300000000000003E-3,null,25029.126213592233,7297.1213450706218,0.12257544896627927,1073.7609329446063,null,6.9,5745.0980392156862,1196.6106014271152,0.13686160347884443,34755.068024070009]
["P00000957777",2014,"SLERES",8.91,9349,37958.1,4260.1683501683501,1.0672374429223743E-3,8.9099999999999995E-3,null,36852.524271844661,4136.0857768624755,0.1197797354570566,1049.2704826038159,null,6.94,5749.3944482619345,1197.8260869565217,0.13695160372513912,34824.271844660194]
["P00000957784",2014,"SLERES",3.27,3111,17331,5300,3.5513698630136988E-4,3.2699999999999999E-3,null,16826.213592233009,5145.6310679611652,0.10860458296677977,951.37614678899081,null,6.96,5749.971988795518,1198.3789260385004,0.13698630136986301,34896.11650485437]
["P00000957794",2014,"SLERES",3.3,3722,13292,4027.878787878788,4.2488584474885844E-4,3.3E-3,null,12904.85436893204,3910.5619299794062,0.12875328628753285,1127.878787878788,null,6.96,5749.9999999999991,1198.9076464746772,0.13698630136986301,34932.389799703014]
["P00000957847",2014,"SLERES",3.08,4166,12536,4070.1298701298701,4.7557077625570775E-4,3.0800000000000003E-3,null,12170.873786407767,3951.5823981843396,0.15440609618691811,1352.5974025974026,null,6.96,5749.9999999999991,1199.6960486322189,0.13701674277016743,34935.345162630234]
["P00000957856",2014,"SLERES",3.18,3310,12694,3991.8238993710688,3.7785388127853879E-4,3.1800000000000001E-3,null,12324.271844660194,3875.5571838554065,0.11882197524482352,1040.8805031446541,null,7,5749.9999999999991,1200,0.13707583490017014,34951.456310679612]
["P00000957866",2014,"SLERES",10.5,9625,49875,4750,1.0987442922374428E-3,1.0500000000000001E-2,null,48422.330097087382,4611.6504854368932,0.10464231354642313,916.66666666666663,null,7,5749.9999999999991,1200,0.13707861019827935,34951.456310679612]
["P00000957914",2014,"SLERES",3,2894,14250,4750,3.3036529680365294E-4,3.0000000000000001E-3,null,13834.95145631068,4611.6504854368932,0.11012176560121766,964.66666666666663,null,7,5749.9999999999991,1200.2666666666667,0.13710160970434943,34951.456310679612]
["P00000957923",2014,"SLERES",3.57,3416,16957.5,4750,3.8995433789954339E-4,3.5699999999999998E-3,null,16463.592233009709,4611.6504854368932,0.10923090697466201,956.86274509803923,null,7,5750,1200.7843137254904,0.13715978959348241,35094.934760699944]
["P00000957951",2014,"SLERES",3,3365,14250,4750,3.8413242009132422E-4,3.0000000000000001E-3,null,13834.95145631068,4611.6504854368932,0.1280441400304414,1121.6666666666667,null,7,5750,1200.8086253369272,0.13718448756976154,35094.934760699944]
["P00000957967",2014,"SLERES",13.005000000000001,12194,61773.75,4750,1.3920091324200914E-3,1.3005000000000001E-2,null,59974.514563106794,4611.6504854368932,0.10703645770242917,937.63936947327943,null,7,5750,1201.0101010101009,0.13721461187214612,35094.934760699944]
["P00000961653",2014,"SLERES",5.61,5971,26647.5,4750,6.8162100456621002E-4,5.6100000000000004E-3,null,25871.359223300969,4611.6504854368923,0.12150107033265775,1064.3493761140819,null,7,5750,1201.5197568389058,0.13722983257229832,35094.934760699944]
["P00000961664",2014,"SLERES",4.59,4775,21802.5,4750,5.4509132420091323E-4,4.5899999999999995E-3,null,21167.475728155339,4611.6504854368932,0.11875627978233404,1040.3050108932462,null,7,5750,1201.7361111111111,0.13724045035199633,35094.934760699944]
["P00000961682",2014,"SLERES",6.6150000000000002,6189,24475.5,3700,7.0650684931506844E-4,6.6150000000000002E-3,null,23762.6213592233,3592.2330097087374,0.10680375651021443,935.60090702947844,null,7,5750.1400560224092,1202,0.13726071303126097,35094.934760699944]
["P00000961706",2014,"SLERES",3.57,4423,17850,5000,5.0490867579908671E-4,3.5699999999999998E-3,null,17330.097087378643,4854.3689320388357,0.14143100162439404,1238.9355742296918,null,7,5750.169934640523,1202.1333333333334,0.13728310502283106,35155.339805825242]
["P00000961714",2014,"SLERES",5.61,5935,28050,5000,6.7751141552511421E-4,5.6100000000000004E-3,null,27233.009708737864,4854.3689320388348,0.12076852326650876,1057.9322638146166,null,7,5753.8126361655777,1202.226345083488,0.13731718615578056,35277]
["P00000961715",2014,"SLERES",2.8050000000000002,3120,14025,5000,3.5616438356164383E-4,2.8050000000000002E-3,null,13616.504854368932,4854.3689320388348,0.12697482479916,1112.2994652406417,null,7,5753.8126361655777,1202.4038461538462,0.1373444354910914,35279.126213592237]
["P00000964076",2014,"SLERES",5.75,5361,29963,5210.95652173913,6.11986301369863E-4,5.7499999999999999E-3,null,29090.291262135921,5059.1810890671168,0.10643240023823704,932.3478260869565,null,7,5753.8461538461543,1202.5999999999999,0.13737373737373737,35279.126213592237]
["P00000966753",2014,"SLERES",5.3550000000000004,5986,26775,5000,6.8333333333333332E-4,5.3550000000000004E-3,null,25995.14563106796,4854.3689320388348,0.12760659819483347,1117.8338001867412,null,7,5754.9019607843138,1202.8985507246377,0.1373921867072552,35287.033350969039]
["P00000966758",2014,"SLERES",3.57,3586,17850,5000,4.0936073059360726E-4,3.5699999999999998E-3,null,17330.097087378643,4854.3689320388357,0.11466687131473594,1004.4817927170869,null,7,5756.5217391304341,1203.1372549019609,0.13739399869536856,35358.947182197982]
["P00000968623",2014,"SLERES",5.0999999999999996,5733,25500,5000,6.5445205479452051E-4,5.0999999999999995E-3,null,24757.281553398057,4854.3689320388348,0.1283239323126511,1124.1176470588236,null,7,5756.8214326347279,1203.3939393939395,0.13739666338377055,35464.355126602044]
["P00000968631",2014,"SLERES",6.8849999999999998,7201,34425,5000,8.2203196347031956E-4,6.8849999999999996E-3,null,33422.330097087382,4854.3689320388357,0.11939462069285688,1045.8968772694263,null,7,5757.5212753206279,1203.5555555555557,0.13740667430028999,35475.728155339806]
["P00000972207",2014,"SLERES",5.04,7261,19378,3844.8412698412699,8.2888127853881274E-4,5.0400000000000002E-3,null,18813.592233009709,3732.8556017876408,0.16446057113865334,1440.6746031746031,null,7,5765.2777777777783,1203.5714285714287,0.13741341285372596,35479.131941238134]
["P00000976025",2014,"SLERES",7.8479999999999999,10379,42069,5360.4740061162083,1.1848173515981734E-3,7.8479999999999991E-3,null,40843.689320388352,5204.3436952584543,0.15097061055022598,1322.5025484199796,null,7.02,5775.8000719165766,1203.5947712418301,0.1374175545408422,35479.131941238134]
["P00000885141",2014,"SLERES",5.5,6611,26125,4750,7.5468036529680363E-4,5.4999999999999997E-3,null,25364.077669902912,4611.6504854368932,0.13721461187214612,1202,null,7.02,5780.4352510234867,1203.6824668705403,0.1374258048696988,35479.131941238134]
["P00000885142",2014,"SLERES",3.5,3346,16625,4750,3.8196347031963467E-4,3.5000000000000001E-3,null,16140.776699029126,4611.6504854368932,0.10913242009132419,956,null,7.02,5780.744614579231,1203.7414965986395,0.13744554663307615,35479.131941238134]
["P00000885787",2014,"SLERES",2.97,3423,18556,6247.8114478114476,3.9075342465753427E-4,2.97E-3,null,18015.533980582524,6065.836357098493,0.13156680964900141,1152.5252525252524,null,7.03,5792.4836601307188,1203.7777777777778,0.13750858029665444,35508]
["P00000886195",2014,"SLERES",3.25,3573,12350,3800,4.0787671232876709E-4,3.2499999999999999E-3,null,11990.291262135923,3689.3203883495148,0.12550052687038987,1099.3846153846155,null,7.05,5797.0588235294117,1203.8500506585615,0.13753930258646568,35626]
["P00000886203",2014,"SLERES",2.75,2530,13062.5,4750,2.888127853881279E-4,2.7499999999999998E-3,null,12682.038834951456,4611.6504854368932,0.10502283105022832,920,null,7.05,5798.9361702127662,1204.0229885057472,0.13754588593428238,35626]
["P00000886204",2014,"SLERES",5,5199,23750,4750,5.934931506849315E-4,5.0000000000000001E-3,null,23058.252427184467,4611.6504854368932,0.1186986301369863,1039.8,null,7.1050000000000004,5800.3105590062105,1204.5751633986929,0.13754588593428238,35671.230531507223]
["P00000881611",2014,"SLERES",5.5650000000000004,5165,21069,3785.9838274932613,5.8961187214611876E-4,5.5650000000000005E-3,null,20455.339805825242,3675.7124538769526,0.10595002194898809,928.12219227313562,null,7.1050000000000004,5801.041666666667,1204.8442906574394,0.13757903055848261,35691.07086795861]
["P00000879977",2014,"SLERES",10.5,11604,49875,4750,1.3246575342465755E-3,1.0500000000000001E-2,null,48422.330097087382,4611.6504854368932,0.12615786040443575,1105.1428571428571,null,7.1050000000000004,5803.5798716649779,1204.9019607843138,0.1377085019954136,35774.7572815534]
["P00000879987",2014,"SLERES",6.75,6405,32062.5,4750,7.3116438356164379E-4,6.7499999999999999E-3,null,31128.640776699031,4611.6504854368932,0.10832064941653982,948.88888888888891,null,7.1050000000000004,5806.2091503267975,1204.9019607843138,0.1377283105022831,35841.163899822197]
["P00000901321",2014,"SLERES",3.06,4056,14100,4607.8431372549021,4.63013698630137E-4,3.0600000000000002E-3,null,13689.320388349515,4473.6341138397111,0.151311666218999,1325.4901960784314,null,7.1050000000000004,5807.0801135988377,1205.1923076923076,0.13782737392729336,35841.163899822197]
["P00000902400",2014,"SLERES",6,5910,28500,4750,6.7465753424657542E-4,6.0000000000000001E-3,null,27669.902912621361,4611.6504854368932,0.11244292237442922,985,null,7.14,5813.9534883720926,1206.3264774798231,0.1378475549792986,35841.163899822197]
["P00000902402",2014,"SLERES",8,7688,38000,4750,8.7762557077625573E-4,8.0000000000000002E-3,null,36893.203883495145,4611.6504854368932,0.10970319634703196,961,null,7.14,5823.9856427333889,1206.5,0.13785487393289655,35841.163899822197]
["P00000910289",2014,"SLERES",3.25,3112,12350,3800,3.5525114155251142E-4,3.2499999999999999E-3,null,11990.291262135923,3689.3203883495148,0.1093080435546189,957.53846153846155,null,7.14,5825.2427184466023,1207.3677956030899,0.1378644186863365,35913.570291539007]
["P00000911311",2014,"SLERES",2.7,2439,16250,6018.5185185185182,2.7842465753424655E-4,2.7000000000000001E-3,null,15776.699029126214,5843.2218626393378,0.10312024353120242,903.33333333333326,null,7.14,5842.0106258790438,1207.5445816186557,0.13793759512937595,35914.563106796115]
["P00000911330",2014,"SLERES",4.75,5279,22562.5,4750,6.0262557077625566E-4,4.7499999999999999E-3,null,21905.339805825242,4611.6504854368932,0.12686854121605382,1111.3684210526317,null,7.14,5843.2218626393378,1207.608695652174,0.13797564687975647,35931.49]
["P00000912133",2014,"SLERES",4.59,4794,17296,3768.1917211328978,5.4726027397260268E-4,4.5899999999999995E-3,null,16792.23300970874,3658.4385642066973,0.11922881785895484,1044.4444444444446,null,7.15,5843.4523809523807,1207.6923076923076,0.13798766322198189,35964.077669902916]
["P00000913726",2014,"SLERES",3.25,3456,15437.5,4750,3.9452054794520547E-4,3.2499999999999999E-3,null,14987.864077669903,4611.6504854368932,0.12139093782929399,1063.3846153846155,null,7.2,5846.0784313725489,1208.3333333333333,0.13806986057187506,35990]
["P00000914003",2014,"SLERES",1,1285,4375,4375,1.4668949771689499E-4,1E-3,null,4247.5728155339802,4247.5728155339802,0.14668949771689499,1285,null,7.2,5846.0784313725489,1208.6666666666667,0.13824175027697533,36000]
["P00000915190",2014,"SLERES",3.3149999999999999,3331,12597,3800,3.8025114155251143E-4,3.3149999999999998E-3,null,12230.097087378641,3689.3203883495148,0.11470622671267314,1004.8265460030166,null,7.2,5846.7740709263417,1208.7719298245613,0.13824272708997445,36262]
["P00000915520",2014,"SLERES",3.24,4074,13709,4231.1728395061727,4.6506849315068496E-4,3.2400000000000003E-3,null,13309.708737864077,4107.9347956370602,0.14353965837984101,1257.4074074074074,null,7.2,5846.7985739750447,1209.4919786096257,0.13826944178967115,36264.765919389938]
["P00000915522",2014,"SLERES",3.3,3729,13963,4231.212121212121,4.2568493150684932E-4,3.3E-3,null,13556.31067961165,4107.9729332156521,0.12899543378995434,1130,null,7.2,5852.0697167755989,1210.9977324263039,0.13831090586227571,36621.359223300969]
["P00000915525",2014,"SLERES",3.25,2847,12350,3800,3.2499999999999999E-4,3.2499999999999999E-3,null,11990.291262135923,3689.3203883495148,0.1,876,null,7.2,5857.4534161490683,1211.0062893081761,0.13831243772535357,36652]
["P00000916858",2014,"SLERES",7,6391,33250,4750,7.2956621004566214E-4,7.0000000000000001E-3,null,32281.553398058251,4611.6504854368932,0.10422374429223745,913,null,7.2,5870,1211.2403100775193,0.13834292899212494,36700]
["P00000918371",2014,"SLERES",8.5,8760,40375,4750,1E-3,8.5000000000000006E-3,null,39199.029126213594,4611.6504854368932,0.11764705882352941,1030.5882352941176,null,7.25,5883.4830027589187,1211.6035353535353,0.13839256171001257,36852.524271844661]
["P00000921293",2014,"SLERES",3.25,2998,15437.5,4750,3.4223744292237441E-4,3.2499999999999999E-3,null,14987.864077669903,4611.6504854368932,0.10530382859149981,922.46153846153845,null,7.25,5883.4830027589187,1211.6169544740974,0.13841906625663963,36893.203883495145]
["P00000939577",2014,"SLERES",4,4583,19000,4750,5.2317351598173514E-4,4.0000000000000001E-3,null,18446.601941747573,4611.6504854368932,0.13079337899543378,1145.75,null,7.25,5884.7517730496456,1211.8840579710145,0.13846609166243867,36893.203883495145]
["P00000941141",2014,"SLERES",3.06,3683,14382,4700,4.204337899543379E-4,3.0600000000000002E-3,null,13963.106796116504,4563.1067961165045,0.13739666338377055,1203.5947712418301,null,7.25,5885.7557741458477,1212.3188405797102,0.13849251648909183,36893.203883495145]
["P00000953332",2014,"SLERES",4.05,3868,16412.5,{"$f":"IFERROR(F2432/D2432,\"\")","v":4052.4691358024693},4.4155251141552511E-4,4.0499999999999998E-3,null,15934.466019417476,3934.4360541771548,{"$f":"(E2432/8760)/D2432","v":0.10902531146062348},{"$f":"E2432/D2432","v":955.06172839506178},null,7.25,5899.6141975308637,1212.5510204081631,0.13852300667369158,36893.203883495145]
["P00000954848",2014,"SLERES",3.85,4261,20900,5428.5714285714284,{"$f":"E2433/8760/1000","v":4.8641552511415525E-4},{"$f":"D2433/1000","v":3.8500000000000001E-3},null,20291.26213592233,{"$f":"IFERROR(K2433/D2433,\"\")","v":5270.457697642164},0.12634169483484553,1106.7532467532467,null,7.28,5900,1212.9629629629628,0.13854618678918856,36893.203883495145]
["P00000955890",2014,"SLERES",3.9239999999999999,3848,18101,4612.8950050968397,4.3926940639269407E-4,3.9239999999999995E-3,null,{"$f":"F2434*VLOOKUP(B2434,$AA$12:$AB$14,2,FALSE)","v":17573.786407766991},4478.5388398998448,0.11194429316837259,980.63200815494395,null,7.29,5905.9523809523807,1213.1944444444446,0.13855313815023726,37000]
["P00000956587",2014,"SLERES",6,5529,28500,4750,6.3116438356164385E-4,6.0000000000000001E-3,null,27669.902912621361,4611.6504854368932,0.10519406392694064,921.5,null,7.35,5907.9660107644122,1213.4615384615383,0.13860170586714912,37072.072559008004]
["P00000957135",2014,"SLERES",4.125,4230,21295,5162.424242424242,4.8287671232876713E-4,4.1250000000000002E-3,null,20674.757281553397,5012.0623712856723,0.11706102117061021,1025.4545454545455,null,7.35,5908.5460865396135,1213.6645962732919,0.13860702407125541,37284.858689767621]
["P00000957796",2014,"SLERES",2.94,3418,25548,8689.7959183673465,3.9018264840182647E-4,2.9399999999999999E-3,null,24803.88349514563,8436.6950663760654,0.13271518653123349,1162.5850340136055,null,7.35,5913.833992094862,1213.7254901960782,0.13861709067188518,37300]
["P00000957799",2014,"SLERES",9.1560000000000006,11415,42005.27,4587.731542158147,1.303082191780822E-3,9.1560000000000009E-3,null,40781.815533980582,4454.1082933574244,0.14232002968335758,1246.7234600262123,null,7.35,5918,1214.1509433962265,0.13866886176083826,37322.718446601946]
["P00000957808",2014,"SLERES",4.125,4325,21204,5140.363636363636,4.9372146118721464E-4,4.1250000000000002E-3,null,20586.407766990291,4990.6443071491612,0.11969005119690052,1048.4848484848485,null,7.35,5921.6716430529959,1214.1975308641975,0.13868648596133296,37434.59707807994]
["P00000957892",2014,"SLERES",6,6401,28500,4750,7.3070776255707763E-4,6.0000000000000001E-3,null,27669.902912621361,4611.6504854368932,0.12178462709284626,1066.8333333333333,null,7.35,5922.666714745661,1214.2857142857142,0.13875210155091972,37506]
["P00000957899",2014,"SLERES",5.0999999999999996,4574,24225,4750,5.2214611872146118E-4,5.0999999999999995E-3,null,23519.417475728154,4611.6504854368932,0.10238159190616887,896.86274509803923,null,7.3949999999999996,5922.666714745661,1214.7392290249434,0.13877557975814922,37506]
["P00000957918",2014,"SLERES",9.18,9501,43605,4750,1.0845890410958905E-3,9.1799999999999989E-3,null,42334.951456310679,4611.6504854368932,0.11814695436774407,1034.9673202614379,null,7.42,5922.666714745661,1214.8936170212767,0.13879633057715249,37506]
["P00000961601",2014,"SLERES",3.3,3806,13002,3940,4.3447488584474886E-4,3.3E-3,null,12623.300970873786,3825.2427184466023,0.13165905631659058,1153.3333333333335,null,7.42,5923.913043478261,1215.4684095860566,0.13881278538812786,37506]
["P00000961641",2014,"SLERES",3.3,3729,18110,5487.878787878788,4.2568493150684932E-4,3.3E-3,null,17582.524271844661,5328.0376581347464,0.12899543378995434,1130,null,7.42,5933.2255310400578,1215.6740786813871,0.13881970388819703,37506]
["P00000961694",2014,"SLERES",5.8650000000000002,6485,27858.75,4750,7.4029680365296805E-4,5.8650000000000004E-3,null,27047.330097087379,4611.6504854368932,0.12622281392207468,1105.7118499573742,null,7.44,5934.0982641953515,1215.8558558558559,0.13896200793863969,37506]
["P00000970149",2014,"SLERES",3.3149999999999999,3171,16575,5000,3.6198630136986305E-4,3.3149999999999998E-3,null,16092.233009708738,4854.3689320388348,0.10919647100146698,956.56108597285072,null,7.5,5934.3137254901958,1216,0.13902725889027259,37506]
["P00000973775",2014,"SLERES",4.95,6413,20980,4238.3838383838383,7.3207762557077631E-4,4.9500000000000004E-3,null,20368.932038834952,4114.9357654212026,0.14789446981227802,1295.5555555555554,null,7.5,5936.1702127659573,1216.0606060606062,0.13910749112458301,37506]
["P00000976620",2014,"SLERES",4,4017,14640,3660,4.585616438356164E-4,4.0000000000000001E-3,null,14213.592233009709,3553.3980582524273,0.11464041095890411,1004.25,null,7.5,5950,1217.3071895424837,0.1391324200913242,37506]
["P00000882097",2014,"SLERES",6.125,6801,29093.75,4750,7.7636986301369854E-4,6.1250000000000002E-3,null,28246.359223300969,4611.6504854368932,0.12675426334917528,1110.3673469387754,null,7.5,5950,1217.878787878788,0.13913295259395342,37506]
["P00000879969",2014,"SLERES",3.29,2925,15463,4700,3.3390410958904112E-4,3.29E-3,null,15012.621359223302,4563.1067961165054,0.10149061081733772,889.05775075987845,null,7.5,5950,1218.581622251347,0.13915871039158709,37506]
["P00000922179",2014,"SLERES",5.4,10684,31953,5917.2222222222217,1.2196347031963471E-3,5.4000000000000003E-3,null,31022.330097087379,5744.87594390507,0.22585827836969388,1978.5185185185185,null,7.5,5968.4601113172539,1218.8,0.13915871039158709,37506]
["P00000923108",2014,"SLERES",4.24,5189,13100,3089.6226415094338,5.92351598173516E-4,4.2399999999999998E-3,null,12718.446601941747,2999.6336325334305,0.13970556560696132,1223.8207547169811,null,7.5,5974.4897959183672,1218.8046647230319,0.13917427701674276,37710]
["P00000924655",2014,"SLERES",6.75,7038,32062.5,4750,8.0342465753424652E-4,6.7499999999999999E-3,null,31128.640776699031,4611.6504854368932,0.11902587519025874,1042.6666666666667,null,7.5,5974.4897959183672,1219.030303030303,0.13924922743415896,37831.25]
["P00000937338",2014,"SLERES",4.4000000000000004,5764,17513,3980.2272727272725,6.5799086757990864E-4,4.4000000000000003E-3,null,17002.912621359224,3864.298323036187,0.14954337899543377,1310,null,7.5,5974.4897959183672,1219.030303030303,0.13926940639269406,37832.339672034541]
["P00000938474",2014,"SLERES",15,20686,56134.6,3742.3066666666664,2.3614155251141552E-3,1.4999999999999999E-2,null,54499.611650485436,3633.3074433656957,0.15742770167427703,1379.0666666666666,null,7.5,5974.5762880463835,1219.1666666666667,0.13926940639269408,37844.407403987338]
["P00000942506",2014,"SLERES",4.5,4885,21375,4750,5.5764840182648398E-4,4.4999999999999997E-3,null,20752.427184466018,4611.6504854368932,0.123921867072552,1085.5555555555557,null,7.5,5982.7360561928526,1219.8232323232323,0.13943852528327413,37844.407403987338]
["P00000954859",2014,"SLERES",15.696,18893,82561,5260.0025484199796,2.1567351598173515E-3,1.5695999999999998E-2,null,80156.310679611648,5106.7985906990089,0.13740667430028999,1203.6824668705403,null,7.5,5994.4921160185204,1220,0.13952308472856417,38046.11650485437]
["P00000954991",2014,"SLERES",7.5,6910,35625,4750,7.8881278538812786E-4,7.4999999999999997E-3,null,34587.378640776697,4611.6504854368932,0.10517503805175038,921.33333333333337,null,7.5,5995.0980392156862,1221.4814814814813,0.13952308472856417,38046.11650485437]
["P00000901670",2014,"SLERES",9,8774,42750,4750,1.0015981735159818E-3,8.9999999999999993E-3,null,41504.854368932036,4611.6504854368932,0.1112886859462202,974.88888888888891,null,7.5,5996.0784313725489,1221.967380224261,0.13957705884257907,38046.11650485437]
["P00000907650",2014,"SLERES",5,5199,23750,4750,5.934931506849315E-4,5.0000000000000001E-3,null,23058.252427184467,4611.6504854368932,0.1186986301369863,1039.8,null,7.5,6000,1222.2222222222222,0.13961187214611873,38046.11650485437]
["P00000908653",2014,"SLERES",6.5,7106,30875,4750,8.1118721461187211E-4,6.4999999999999997E-3,null,29975.728155339806,4611.6504854368932,0.1247980330172111,1093.2307692307693,null,7.5,6000,1222.2222222222222,0.13968451639684515,38070.985228407299]
["P00000908655",2014,"SLERES",5,4481,23750,4750,5.115296803652968E-4,5.0000000000000001E-3,null,23058.252427184467,4611.6504854368932,0.10230593607305935,896.2,null,7.5,6000,1222.6950354609928,0.13968451639684518,38172.815533980582]
["P00000910277",2014,"SLERES",2.97,2731,18153,6112.121212121212,3.117579908675799E-4,2.97E-3,null,17624.271844660194,5934.0982641953515,0.10496902049413463,919.52861952861952,null,7.5,6000,1223,0.13968486938154259,38230.574826477008]
["P00000911328",2014,"SLERES",9,8174,42750,4750,9.3310502283105025E-4,8.9999999999999993E-3,null,41504.854368932036,4611.6504854368932,0.1036783358701167,908.22222222222217,null,7.54,6006.5359477124184,1223.6363636363635,0.13970556560696132,38230.574826477008]
["P00000916851",2014,"SLERES",3,3152,17200,5733.333333333333,3.598173515981735E-4,3.0000000000000001E-3,null,16699.029126213591,5566.3430420711966,0.11993911719939117,1050.6666666666667,null,7.65,6009.6949891067543,1223.6363636363635,0.13972602739726028,38230.574826477008]
["P00000916852",2014,"SLERES",3.06,2990,16850,5506.5359477124184,3.4132420091324199E-4,3.0600000000000002E-3,null,16359.223300970874,5346.1514055460375,0.11154385650759542,977.12418300653599,null,7.65,6009.8039215686276,1223.639455782313,0.13988003276292491,38285]
["P00000918366",2014,"SLERES",2.16,1961,12850,5949.0740740740739,2.2385844748858447E-4,2.16E-3,null,12475.728155339806,5775.8000719165766,0.10363817013360391,907.87037037037032,null,7.65,6019.4540213856026,1223.8207547169811,0.13989425618841625,38287.378640776697]
["P00000918625",2014,"SLERES",4,3825,19000,4750,4.3664383561643836E-4,4.0000000000000001E-3,null,18446.601941747573,4611.6504854368932,0.1091609589041096,956.25,null,7.65,6019.4540213856026,1224,0.13989425618841625,38604.428236769934]
["P00000920302",2014,"SLERES",7.5,7002,35625,4750,7.993150684931507E-4,7.4999999999999997E-3,null,34587.378640776697,4611.6504854368932,0.10657534246575343,933.6,null,7.68,6021.1788123195565,1225.3490870032222,0.13990165086055498,38604.428236769934]
["P00000879928",2014,"SLERES",3.27,3064,18030,5513.7614678899081,3.4977168949771692E-4,3.2699999999999999E-3,null,17504.85436893204,5353.1664736795228,0.10696381941826205,937.00305810397549,null,7.68,6021.1788123195565,1225.4736842105262,0.13992412033306473,38604.428236769934]
["P00000885140",2014,"SLERES",3.24,3301,11178,3450,3.7682648401826484E-4,3.2400000000000003E-3,null,10852.42718446602,3349.5145631067958,0.11630447037600766,1018.8271604938271,null,7.68,6034.4151433257684,1225.4736842105262,0.14000926694019086,38686.6]
["P00000879931",2014,"SLERES",2.94,2860,27020,9190.4761904761908,3.264840182648402E-4,2.9399999999999999E-3,null,26233.009708737864,8922.7924179380498,0.11104898580436741,972.78911564625855,null,7.75,6034.4151433257684,1225.5384615384614,0.14009865742339553,38807.038834951454]
["P00000871021",2014,"SLERES",10,11165,42750,4275,1.2745433789954337E-3,0.01,null,41504.854368932036,4150.4854368932038,0.12745433789954336,1116.5,null,7.7549999999999999,6049.8817966903071,1225.7352941176471,0.14010398680019953,38807.038834951454]
["P00000902399",2014,"SLERES",3,3334,14250,4750,3.8059360730593604E-4,3.0000000000000001E-3,null,13834.95145631068,4611.6504854368932,0.12686453576864534,1111.3333333333333,null,7.7549999999999999,6051.3689119762785,1226.481178396072,0.14011198086540552,38932.61]
["P00000904493",2014,"SLERES",2.75,3089,13062.5,4750,3.5262557077625571E-4,2.7499999999999998E-3,null,12682.038834951456,4611.6504854368932,0.12822748028227482,1123.2727272727273,null,7.84,6053.4420983548298,1227.2642390289448,0.14016448733914488,38968.430437305477]
["P00000904497",2014,"SLERES",3.5,3137,16625,4750,3.581050228310502E-4,3.5000000000000001E-3,null,16140.776699029126,4611.6504854368932,0.1023157208088715,896.28571428571433,null,7.84,6056.0229615577127,1227.3109243697479,0.14016448733914488,39099.45152707876]
["P00000904504",2014,"SLERES",3,3406,14250,4750,3.8881278538812784E-4,3.0000000000000001E-3,null,13834.95145631068,4611.6504854368932,0.12960426179604262,1135.3333333333333,null,7.84,6056.6697026912952,1227.3809523809525,0.14019352033050664,39099.45152707876]
["P00000906347",2014,"SLERES",3.25,3846,15437.5,4750,4.3904109589041094E-4,3.2499999999999999E-3,null,14987.864077669903,4611.6504854368932,0.1350895679662803,1183.3846153846155,null,7.8479999999999999,6062.2464985994402,1227.840909090909,0.14022474821075809,39099.45152707876]
["P00000910284",2014,"SLERES",6,6848,28500,4750,7.8173515981735161E-4,6.0000000000000001E-3,null,27669.902912621361,4611.6504854368932,0.13028919330289193,1141.3333333333333,null,7.8479999999999999,6065.836357098493,1227.840909090909,0.14028890611987019,39099.45152707876]
["P00000911312",2014,"SLERES",7.5,7909,35625,4750,9.0285388127853887E-4,7.4999999999999997E-3,null,34587.378640776697,4611.6504854368932,0.12038051750380517,1054.5333333333333,null,7.8479999999999999,6083.5403726708073,1228.0952380952381,0.14038111439400722,39099.45152707876]
["P00000911329",2014,"SLERES",5.5,4956,26125,4750,5.6575342465753418E-4,5.4999999999999997E-3,null,25364.077669902912,4611.6504854368932,0.10286425902864259,901.09090909090912,null,7.8479999999999999,6092.1568627450988,1228.368794326241,0.14043372490861078,39113]
["P00000912627",2014,"SLERES",3.4449999999999998,4529,14262,4139.9129172714083,5.170091324200913E-4,3.4449999999999997E-3,null,13846.601941747573,4019.3329293897164,0.15007521986069414,1314.6589259796808,null,7.8479999999999999,6092.3857774827829,1228.9308176100628,0.14065717611245412,39152.64805976866]
["P00000913725",2014,"SLERES",3.24,3532,13164,4062.9629629629626,4.0319634703196348E-4,3.2400000000000003E-3,null,12780.582524271846,3944.6242358863719,0.12444331698517391,1090.1234567901233,null,7.8479999999999999,6101.0638297872347,1229.7385620915034,0.14075410971359675,39199.029126213594]
["P00000914004",2014,"SLERES",5,4781,23750,4750,5.4577625570776257E-4,5.0000000000000001E-3,null,23058.252427184467,4611.6504854368932,0.10915525114155251,956.2,null,7.8479999999999999,6104.347826086957,1230.1994301994303,0.14076103500761036,39199.029126213594]
["P00000915182",2014,"SLERES",3.18,3785,12720,4000,4.3207762557077628E-4,3.1800000000000001E-3,null,12349.514563106797,3883.4951456310682,0.13587346716062146,1190.251572327044,null,7.8479999999999999,6107.8431372549021,1232.1568627450981,0.14077976817702845,39199.029126213594]
["P00000915189",2014,"SLERES",6,6992,28500,4750,7.981735159817351E-4,6.0000000000000001E-3,null,27669.902912621361,4611.6504854368932,0.13302891933028918,1165.3333333333333,null,7.92,6127.4509803921565,1233.0060010911077,0.14080012453300123,39199.029126213594]
["P00000915521",2014,"SLERES",6.48,7002,23991,3702.3148148148148,7.993150684931507E-4,6.4800000000000005E-3,null,23292.23300970874,3594.48040273283,0.12335109081684424,1080.5555555555554,null,7.92,6127.4524690962426,1233.0666666666666,0.14082670951011894,39320]
["P00000917352",2014,"SLERES",6.48,7282,39436,6085.8024691358023,8.3127853881278537E-4,6.4800000000000005E-3,null,38287.378640776697,5908.5460865396135,0.12828372512542982,1123.7654320987654,null,7.92,6137.6685384742759,1233.2307692307693,0.14083536928767934,39389.077093946005]
["P00000920642",2014,"SLERES",6,5819,28500,4750,6.6426940639269401E-4,6.0000000000000001E-3,null,27669.902912621361,4611.6504854368932,0.11071156773211567,969.83333333333337,null,7.92,6138.0911458333339,1233.4090909090908,0.14084257896524396,39402]
["P00000920646",2014,"SLERES",4,4245,19000,4750,4.8458904109589042E-4,4.0000000000000001E-3,null,18446.601941747573,4611.6504854368932,0.1211472602739726,1061.25,null,7.92,6141.1764705882351,1233.6419753086418,0.14084913057515797,39402]
["P00000942490",2014,"SLERES",10,11494,47500,4750,1.3121004566210045E-3,0.01,null,46116.504854368934,4611.6504854368932,0.13121004566210046,1149.4000000000001,null,7.92,6149.9999999999991,1233.7178349600711,0.14106327462491847,39480]
["P00000953348",2014,"SLERES",5.5,5418,26125,4750,6.1849315068493145E-4,5.4999999999999997E-3,null,25364.077669902912,4611.6504854368932,0.112453300124533,985.09090909090912,null,7.92,6151.6339869281046,1233.7809917355373,0.14107334122554821,39480]
["P00000954883",2014,"SLERES",6.75,6133,32062.5,4750,7.0011415525114153E-4,6.7499999999999999E-3,null,31128.640776699031,4611.6504854368932,0.1037206155927617,908.59259259259261,null,7.92,6152.8925619834708,1233.8383838383838,0.14107865942965453,39480]
["P00000956589",2014,"SLERES",3.3,2922,18110,5487.878787878788,3.3356164383561645E-4,3.3E-3,null,17582.524271844661,5328.0376581347464,0.10107928601079286,885.4545454545455,null,7.92,6153.5947712418301,1235.7142857142856,0.14139396245560629,39480]
["P00000957783",2014,"SLERES",3.27,2984,17331,{"$f":"IFERROR(F2495/D2495,\"\")","v":5300},3.406392694063927E-4,3.2699999999999999E-3,null,16826.213592233009,5145.6310679611652,{"$f":"(E2495/8760)/D2495","v":0.10417103039950848},{"$f":"E2495/D2495","v":912.5382262996942},null,7.92,6157.9027355623102,1235.8024691358023,0.14143100162439404,39480]
["P00000957786",2014,"SLERES",4.05,4487,12793,3158.7654320987654,{"$f":"E2496/8760/1000","v":5.1221461187214614E-4},{"$f":"D2496/1000","v":4.0499999999999998E-3},null,12420.388349514564,{"$f":"IFERROR(K2496/D2496,\"\")","v":3066.762555435695},0.12647274367213485,1107.9012345679014,null,7.92,6162.4789926780713,1235.8490566037735,0.14143100162439404,39480]
["P00000957823",2014,"SLERES",3.85,4711,16387.5,4256.4935064935062,5.377853881278539E-4,3.8500000000000001E-3,null,15910.194174757282,4132.5179674694236,0.13968451639684518,1223.6363636363635,null,7.95,6179.6795176512915,1238.6111111111111,0.14143143766431437,39675]
["P00000957826",2014,"SLERES",4,3902,32035,8008.75,4.4543378995433791E-4,4.0000000000000001E-3,null,{"$f":"F2498*VLOOKUP(B2498,$AA$12:$AB$14,2,FALSE)","v":31101.941747572815},7775.4854368932038,0.11135844748858448,975.5,null,7.95,6184.3137254901967,1238.9355742296918,0.14144873391448734,39774.259395459936]
["P00000957837",2014,"SLERES",3.08,3671,15400,5000,4.1906392694063927E-4,3.0800000000000003E-3,null,14951.456310679612,4854.3689320388348,0.1360597165391686,1191.8831168831168,null,7.95,6187.9960317460318,1238.9355742296918,0.14152397260273972,39958.019999999997]
["P00000957853",2014,"SLERES",2.75,2688,10016,3642.181818181818,3.0684931506849315E-4,2.7499999999999998E-3,null,9724.2718446601939,3536.0988526037067,0.1115815691158157,977.4545454545455,null,7.95,6194.3770226537217,1238.939393939394,0.14152458352533756,40073.786407766987]
["P00000957908",2014,"SLERES",4.335,4199,20591.25,4750,4.79337899543379E-4,4.3350000000000003E-3,null,19991.504854368934,4611.6504854368932,0.11057390992926852,968.62745098039215,null,7.95,6194.3924863671909,1239.0909090909092,0.14170618194590798,40183.279999999999]
["P00000957942",2014,"SLERES",8.4149999999999991,7908,39971.25,4750.0000000000009,9.0273972602739722E-4,8.4149999999999989E-3,null,38807.038834951454,4611.6504854368932,0.10727744813159802,939.75044563279869,null,7.95,6194.4042094844253,1239.75,0.1417427701674277,40209.682866736548]
["P00000957952",2014,"SLERES",3.24,2866,15228,4700,3.2716894977168949E-4,3.2400000000000003E-3,null,14784.466019417476,4563.1067961165045,0.10097807091718811,884.5679012345679,null,7.99,6194.4042094844253,1239.7553516819571,0.1417427701674277,40209.682866736548]
["P00000961590",2014,"SLERES",3.57,3906,13031,3650.1400560224092,4.4589041095890406E-4,3.5699999999999998E-3,null,12651.456310679612,3543.8252971091351,0.12489927477840451,1094.1176470588236,null,8,6199.3408746771174,1241.3461538461538,0.14187489430069339,40268.790125280888]
["P00000961623",2014,"SLERES",4.32,5129,16977,3929.8611111111109,5.8550228310502283E-4,4.3200000000000001E-3,null,16482.524271844661,3815.3991370010785,0.13553293590394047,1187.2685185185185,null,8,6200,1241.6666666666665,0.14187866927592954,40351.941747572819]
["P00000961652",2014,"SLERES",3.06,3440,14535,4750,3.9269406392694064E-4,3.0600000000000002E-3,null,14111.650485436894,4611.6504854368932,0.12833139344017666,1124.1830065359477,null,8,6208.3144825214813,1241.6666666666665,0.1420242754636101,40351.941747572819]
["P00000961665",2014,"SLERES",4.8449999999999998,5620,23013.75,4750,6.4155251141552515E-4,4.8449999999999995E-3,null,22343.446601941749,4611.6504854368941,0.13241537903313214,1159.9587203302374,null,8,6212.6696832579182,1242.8240740740739,0.14208523592085234,40351.941747572819]
["P00000961674",2014,"SLERES",4.5,5265,21375,4750,6.0102739726027401E-4,4.4999999999999997E-3,null,20752.427184466018,4611.6504854368932,0.13356164383561644,1170,null,8,6217.3913043478269,1242.8571428571429,0.14208523592085237,40379]
["P00000961698",2014,"SLERES",3.3,4019,14520,4400,4.5878995433789953E-4,3.3E-3,null,14097.087378640777,4271.844660194175,0.13902725889027259,1217.878787878788,null,8,6223.5499128703013,1244.1326530612246,0.14232002968335758,40379]
["P00000964071",2014,"SLERES",9,8329,36000,4000,9.5079908675799088E-4,8.9999999999999993E-3,null,34951.456310679612,3883.4951456310682,0.10564434297311009,925.44444444444446,null,8,6250,1244.6666666666667,0.14235831318828901,40410]
["P00000965148",2014,"SLERES",3.3,3835,12243,3710,4.3778538812785391E-4,3.3E-3,null,11886.407766990291,3601.9417475728155,0.1326622388266224,1162.1212121212122,null,8,6257.3068014318806,1244.6666666666667,0.14235831318828901,40743.689320388352]
["P00000865543",2014,"SLERES",2.5499999999999998,2371,10900,4274.5098039215691,2.7066210045662096E-4,2.5499999999999997E-3,null,10582.524271844661,4150.0095183704552,0.10614200017906705,929.80392156862752,null,8,6261.6071428571431,1246.7234600262123,0.14241299986162997,40781.815533980582]
["P00000957768",2014,"SLERES",6.16,6566,22792,3700,7.4954337899543375E-4,6.1600000000000005E-3,null,22128.155339805824,3592.2330097087374,0.12167911996679119,1065.909090909091,null,8,6274.4680851063831,1247.0588235294117,0.14264319260290251,40837.204928282255]
["P00000957789",2014,"SLERES",4.9050000000000002,7253,31320,6385.3211009174311,8.2796803652968032E-4,4.9050000000000005E-3,null,30407.766990291264,6199.3408746771174,0.16880082294183085,1478.6952089704382,null,8.0850000000000009,6276.8865121806302,1247.0588235294117,0.14270944873167668,40843.689320388352]
["P00000957804",2014,"SLERES",3.24,4023,12790,3947.5308641975307,4.592465753424658E-4,3.2400000000000003E-3,null,12417.475728155339,3832.5542370849812,0.1417427701674277,1241.6666666666665,null,8.0850000000000009,6292.517006802721,1247.5378787878788,0.14276585968237557,40944.090554149931]
["P00000957811",2014,"SLERES",3.3,3443,16115,4883.3333333333339,3.9303652968036531E-4,3.3E-3,null,15645.631067961165,4741.1003236245961,0.11910197869101979,1043.3333333333335,null,8.0850000000000009,6320.0980392156862,1249.554367201426,0.14288689374305813,40970]
["P00000957857",2014,"SLERES",3.27,3055,17042,5211.6207951070337,3.4874429223744291E-4,3.2699999999999999E-3,null,16545.631067961167,5059.8260146670236,0.10664963065365227,934.25076452599387,null,8.0850000000000009,6331.2265672259464,1250.134770889488,0.14306338973945742,41000]
["P00000957883",2014,"SLERES",3.75,4342,17812.5,4750,4.9566210045662101E-4,3.7499999999999999E-3,null,17293.689320388348,4611.6504854368932,0.1321765601217656,1157.8666666666666,null,8.0850000000000009,6335.6800008308664,1250.6289308176099,0.14309653436365766,41055]
["P00000957885",2014,"SLERES",6,6838,28500,4750,7.8059360730593612E-4,6.0000000000000001E-3,null,27669.902912621361,4611.6504854368932,0.13009893455098934,1139.6666666666667,null,8.0850000000000009,6348.0392156862745,1251.6891891891892,0.14313403729071539,41158.980582524273]
["P00000957900",2014,"SLERES",7.3949999999999996,7800,35126.25,4750,8.9041095890410955E-4,7.3949999999999997E-3,null,34103.155339805824,4611.6504854368932,0.12040716144747933,1054.7667342799189,null,8.0850000000000009,6356.7837372372096,1253.2352941176471,0.14319296465415188,41177]
["P00000957950",2014,"SLERES",5.5,5801,26125,4750,6.622146118721461E-4,5.4999999999999997E-3,null,25364.077669902912,4611.6504854368932,0.12040265670402657,1054.7272727272727,null,8.0850000000000009,6364.7416413373858,1253.5256410256409,0.14332825976661595,41177]
["P00000957958",2014,"SLERES",4.4000000000000004,4737,17500,3977.272727272727,5.4075342465753433E-4,4.4000000000000003E-3,null,16990.291262135921,3861.4298323036182,0.12289850560398506,1076.590909090909,null,8.0850000000000009,6370,1253.8541666666667,0.1434479193590075,41177]
["P00000961596",2014,"SLERES",4.5780000000000003,6054,21700,4740.0611620795107,6.9109589041095891E-4,4.5780000000000005E-3,null,21067.961165048542,4602.001128232534,0.15096022071012644,1322.4115334207077,null,8.1,6370,1254.3703703703704,0.14348381723672496,41257]
["P00000961614",2014,"SLERES",10.199999999999999,13505,35000,3431.372549019608,1.5416666666666667E-3,1.0199999999999999E-2,null,33980.582524271842,3331.4296592423375,0.15114379084967322,1324.0196078431372,null,8.1,6372.8758169934636,1255.5555555555557,0.14349281787078824,41257]
["P00000961620",2014,"SLERES",4.6749999999999998,6703,19734,4221.1764705882351,7.6518264840182647E-4,4.6749999999999995E-3,null,19159.223300970873,4098.2295830953735,0.16367543281322491,1433.7967914438502,null,8.16,6380.3921568627447,1256.6037735849056,0.14353965837984101,41257]
["P00000961636",2014,"SLERES",26.4,33815,106714,4042.19696969697,3.8601598173515985E-3,2.64E-2,null,103605.82524271845,3924.463077375699,0.14621817489968175,1280.8712121212122,null,8.16,6400,1256.9182389937107,0.14360176740636807,41271.643278583135]
["P00000961660",2014,"SLERES",2.5499999999999998,3062,12112.5,4750,3.4954337899543379E-4,2.5499999999999997E-3,null,11759.708737864077,4611.6504854368932,0.13707583490017014,1200.7843137254904,null,8.16,6400,1256.9970845481048,0.14360730593607304,41271.643278583135]
["P00000961697",2014,"SLERES",3.25,3702,14313,4404,4.226027397260274E-4,3.2499999999999999E-3,null,13896.11650485437,4275.7281553398061,0.13003161222339304,1139.0769230769231,null,8.16,6400,1257.4074074074074,0.14362806143628062,41274.271844660194]
["P00000964067",2014,"SLERES",3.36,3024,17942,5339.8809523809523,3.4520547945205484E-4,3.3599999999999997E-3,null,17419.417475728154,5184.350439204808,0.10273972602739727,900,null,8.16,6400,1257.9514824797843,0.14375105699306612,41300.211786879561]
["P00000965146",2014,"SLERES",7.8479999999999999,11196,39318,5009.9388379204893,1.2780821917808217E-3,7.8479999999999991E-3,null,38172.815533980582,4864.0182892431931,0.16285450965606801,1426.605504587156,null,8.16,6403.2863423031476,1258,0.14375105699306612,41504.854368932036]
["P00000968636",2014,"SLERES",2.8050000000000002,3187,14025,5000,3.6381278538812783E-4,2.8050000000000002E-3,null,13616.504854368932,4854.3689320388348,0.12970152776760349,1136.1853832442066,null,8.16,6422.9075705287169,1258.1818181818182,0.14375105699306612,41504.854368932036]
["P00000972200",2014,"SLERES",3.3,4805,13925,4219.69696969697,5.4851598173515982E-4,3.3E-3,null,13519.417475728156,4096.7931744630778,0.16621696416216966,1456.0606060606062,null,8.25,6424.2478724679377,1259.2592592592591,0.14378125679495543,41504.854368932036]
["P00000976005",2014,"SLERES",3.9239999999999999,5539,19075,4861.1111111111113,6.3230593607305945E-4,3.9239999999999995E-3,null,18519.417475728154,4719.5253505933115,0.16113810807162574,1411.5698267074415,null,8.25,6438.0553179174631,1259.2592592592591,0.14400578575682804,41504.854368932036]
["P00000882595",2014,"SLERES",9.25,8918,43937.5,4750,1.0180365296803653E-3,9.2499999999999995E-3,null,42657.76699029126,4611.6504854368932,0.11005800320868814,964.10810810810813,null,8.25,6438.7234042553191,1259.2592592592591,0.14402587519025875,41504.854368932036]
["P00000884627",2014,"SLERES",5.25,5584,24937.5,4750,6.3744292237442922E-4,5.2500000000000003E-3,null,24211.165048543691,4611.6504854368932,0.12141769949989129,1063.6190476190477,null,8.25,6450,1259.5238095238096,0.14402992324880987,41504.854368932036]
["P00000885137",2014,"SLERES",2.9430000000000001,2769,18777,6380.2242609582054,3.160958904109589E-4,2.9429999999999999E-3,null,18230.097087378643,6194.3924863671909,0.10740601101289804,940.87665647298672,null,8.25,6466.4293758043759,1261.4906832298136,0.14415622267560477,41504.854368932036]
["P00000879957",2014,"SLERES",3.3149999999999999,4673,15275,4607.8431372549021,5.334474885844749E-4,3.3149999999999998E-3,null,14830.097087378641,4473.6341138397111,0.16091930274041474,1409.6530920060331,null,8.25,6466.666666666667,1261.6666666666665,0.14456205894562058,41504.854368932036]
["P00000887080",2014,"SLERES",4.59,4200,25490,5553.3769063180825,4.7945205479452054E-4,4.5899999999999995E-3,null,24747.572815533982,5391.6280643864884,0.10445578535828334,915.03267973856214,null,8.25,6479.6905222437135,1261.7021276595744,0.14456897744568975,41504.854368932036]
["P00000888432",2014,"SLERES",3.25,3689,15437.5,4750,4.2111872146118724E-4,3.2499999999999999E-3,null,14987.864077669903,4611.6504854368932,0.12957499121882685,1135.0769230769231,null,8.25,6500,1262.8085106382978,0.14468162539834131,41706.081628884007]
["P00000902404",2014,"SLERES",6,7239,28500,4750,8.2636986301369867E-4,6.0000000000000001E-3,null,27669.902912621361,4611.6504854368932,0.1377283105022831,1206.5,null,8.25,6500,1266.3636363636363,0.14470856835885038,41706.081628884007]
["P00000902915",2014,"SLERES",6,5694,28500,4750,6.4999999999999997E-4,6.0000000000000001E-3,null,27669.902912621361,4611.6504854368932,0.10833333333333334,949,null,8.25,6503.1055900621113,1266.4242424242425,0.14474799363497992,41733.980582524273]
["P00000904118",2014,"SLERES",4.25,4013,20187.5,4750,4.5810502283105019E-4,4.2500000000000003E-3,null,19599.514563106797,4611.6504854368932,0.10778941713671769,944.23529411764707,null,8.25,6504.8031661646992,1267.41103848947,0.14479692381639028,41790]
["P00000904496",2014,"SLERES",2.5,2852,11875,4750,3.2557077625570773E-4,2.5000000000000001E-3,null,11529.126213592233,4611.6504854368932,0.13022831050228309,1140.8,null,8.25,6510.8695652173919,1267.6470588235293,0.14480345443716497,41880]
["P00000910291",2014,"SLERES",3,2796,14250,4750,3.1917808219178082E-4,3.0000000000000001E-3,null,13834.95145631068,4611.6504854368932,0.10639269406392694,932,null,8.25,6510.9066143485934,1267.9924242424242,0.14489736436690676,41959.223300970873]
["P00000911318",2014,"SLERES",9,10746,42750,4750,1.2267123287671234E-3,8.9999999999999993E-3,null,41504.854368932036,4611.6504854368932,0.13630136986301369,1194,null,8.2799999999999994,6514.2857142857138,1268.421052631579,0.1451474515024429,42000]
["P00000912631",2014,"SLERES",4,4206,19000,4750,4.8013698630136988E-4,4.0000000000000001E-3,null,18446.601941747573,4611.6504854368932,0.12003424657534247,1051.5,null,8.33,6516.473314989712,1268.4782608695652,0.14521115176267052,42078]
["P00000915903",2014,"SLERES",4.75,4964,22562.5,4750,5.666666666666666E-4,4.7499999999999999E-3,null,21905.339805825242,4611.6504854368932,0.11929824561403508,1045.0526315789473,null,8.33,6519.7568389057751,1269.3009118541033,0.14539067249105841,42113.921712839932]
["P00000916232",2014,"SLERES",5,4541,23750,4750,5.1837899543378998E-4,5.0000000000000001E-3,null,23058.252427184467,4611.6504854368932,0.10367579908675799,908.2,null,8.3849999999999998,6524.147727272727,1271.4916751613998,0.14543611156410816,42113.921712839932]
["P00000917087",2014,"SLERES",4.5,4248,21375,4750,4.8493150684931509E-4,4.4999999999999997E-3,null,20752.427184466018,4611.6504854368932,0.10776255707762557,944,null,8.4,6528.0683325634136,1272.0496894409937,0.14544794397469507,42113.921712839932]
["P00000918622",2014,"SLERES",3.75,3362,17812.5,4750,3.8378995433789955E-4,3.7499999999999999E-3,null,17293.689320388348,4611.6504854368932,0.10234398782343987,896.5333333333333,null,8.4149999999999991,6529.1358024691363,1273.6222910216718,0.14547306202324373,42113.921712839932]
["P00000919215",2014,"SLERES",7.5,7337,35625,4750,8.3755707762557074E-4,7.4999999999999997E-3,null,34587.378640776697,4611.6504854368932,0.11167427701674276,978.26666666666665,null,8.4149999999999991,6533.0859616573898,1274.0203373015872,0.14563442645634425,42113.921712839932]
["P00000919419",2014,"SLERES",5,4661,23750,4750,5.3207762557077622E-4,5.0000000000000001E-3,null,23058.252427184467,4611.6504854368932,0.10641552511415524,932.2,null,8.4149999999999991,6572.1544117647054,1274.1239892183289,0.14576747453459782,42184]
["P00000920923",2014,"SLERES",3.25,3224,15437.5,4750,3.6803652968036529E-4,3.2499999999999999E-3,null,14987.864077669903,4611.6504854368932,0.11324200913242009,992,null,8.4600000000000009,6572.1544117647054,1274.3440233236151,0.14580908466887516,42300]
["P00000923613",2014,"SLERES",3.25,3175,15288,4704,3.6244292237442921E-4,3.2499999999999999E-3,null,14842.718446601943,4566.9902912621365,0.11152089919213207,976.92307692307691,null,8.5,6572.1544117647054,1275.7575757575758,0.14587958890145644,42334.951456310679]
["P00000925266",2014,"SLERES",8.25,9493,39187.5,4750,1.083675799086758E-3,8.2500000000000004E-3,null,38046.11650485437,4611.6504854368932,0.13135464231354643,1150.6666666666667,null,8.5,6572.1544117647054,1276.9230769230769,0.14591084062708329,42334.951456310679]
["P00000938481",2014,"SLERES",6.3250000000000002,8930,23831,3767.7470355731225,1.0194063926940639E-3,6.3249999999999999E-3,null,23136.893203883494,3658.0068306535168,0.16117097117692711,1411.8577075098815,null,8.5,6572.1544117647054,1277.2875816993464,0.14606683271066831,42334.951456310679]
["P00000942465",2014,"SLERES",3,2750,14250,4750,3.139269406392694E-4,3.0000000000000001E-3,null,13834.95145631068,4611.6504854368932,0.10464231354642313,916.66666666666663,null,8.5,6572.1544117647054,1277.9051987767584,0.14614690794295054,42344.440021162845]
["P00000942601",2014,"SLERES",3.25,3169,15288,4704,3.6175799086757992E-4,3.2499999999999999E-3,null,14842.718446601943,4566.9902912621365,0.11131015103617845,975.07692307692309,null,8.5,6572.1544117647054,1278.1789638932496,0.14621817489968175,42357.739154335322]
["P00000953329",2014,"SLERES",3.3,2958,13200,{"$f":"IFERROR(F2559/D2559,\"\")","v":4000},3.3767123287671233E-4,3.3E-3,null,12815.533980582524,3883.4951456310682,{"$f":"(E2559/8760)/D2559","v":0.10232461602324616},{"$f":"E2559/D2559","v":896.36363636363637},null,8.5500000000000007,6572.1544117647054,1279.5454545454545,0.14646265074347264,42372]
["P00000955274",2014,"SLERES",4.95,6557,20676,4176.969696969697,{"$f":"E2560/8760/1000","v":7.485159817351598E-4},{"$f":"D2560/1000","v":4.9500000000000004E-3},null,20073.786407766991,{"$f":"IFERROR(K2560/D2560,\"\")","v":4055.3103854074729},0.15121534984548682,1324.6464646464647,null,8.64,6572.1544117647054,1280.2469135802469,0.1466118721461187,42451.456310679612]
["P00000957232",2014,"SLERES",3.3,4275,16108,4881.2121212121219,4.8801369863013701E-4,3.3E-3,null,15638.834951456311,4739.0408943807006,0.1478829389788294,1295.4545454545455,null,8.64,6572.1544117647054,1280.8712121212122,0.14664913979982472,42495.163530450904]
["P00000864295",2014,"SLERES",13,11591,61750,4750,1.323173515981735E-3,1.2999999999999999E-2,null,{"$f":"F2562*VLOOKUP(B2562,$AA$12:$AB$14,2,FALSE)","v":59951.456310679612},4611.6504854368932,0.10178257815244116,891.61538461538464,null,8.64,6572.1544117647054,1283.0128205128206,0.14668949771689499,42574.958329485758]
["P00000939850",2014,"SLERES",5.2249999999999996,4923,20792,3979.3301435406702,5.6198630136986309E-4,5.2249999999999996E-3,null,20186.407766990291,3863.4273238258934,0.10755718686504556,942.20095693779911,null,8.64,6572.1544117647054,1284.32,0.14671063757821748,42574.958329485758]
["P00000941386",2014,"SLERES",4.125,4583,18150,4400,5.2317351598173514E-4,4.1250000000000002E-3,null,17621.359223300969,4271.8446601941741,0.12682994326829941,1111.030303030303,null,8.64,6572.2917679927159,1284.6464646464647,0.14698984329379783,42574.958329485758]
["P00000952667",2014,"SLERES",4.5,5265,21375,4750,6.0102739726027401E-4,4.4999999999999997E-3,null,20752.427184466018,4611.6504854368932,0.13356164383561644,1170,null,8.64,6591.60756501182,1285,0.14698984329379783,42574.958329485758]
["P00000953996",2014,"SLERES",3.18,3803,15868,4989.9371069182389,4.3413242009132419E-4,3.1800000000000001E-3,null,15405.825242718447,4844.5991329303288,0.1365196289595359,1195.9119496855346,null,8.7449999999999992,6592.7969395375776,1285.185185185185,0.14715050930804355,42574.958329485758]
["P00000956584",2014,"SLERES",3.24,4225,15228,4700,4.8230593607305938E-4,3.2400000000000003E-3,null,14784.466019417476,4563.1067961165045,0.14885985681267264,1304.0123456790122,null,8.75,6595.2229585034547,1287.6310272536689,0.14724535171755154,42574.958329485758]
["P00000957268",2014,"SLERES",6.63,7173,31492.5,4750,8.1883561643835616E-4,6.6299999999999996E-3,null,30575.242718446603,4611.6504854368932,0.12350461786400545,1081.9004524886877,null,8.75,6595.3654188948303,1287.6310272536689,0.14730417983842639,42600]
["P00000957807",2014,"SLERES",6.75,8467,25380,3760,9.6655251141552513E-4,6.7499999999999999E-3,null,24640.776699029127,3650.4854368932042,0.14319296465415188,1254.3703703703704,null,8.75,6605,1289.0384615384614,0.14733370717509148,42622.982977053034]
["P00000957838",2014,"SLERES",6.72,9158,25800,3839.2857142857142,1.045433789954338E-3,6.7199999999999994E-3,null,25048.543689320388,3727.4618585298199,0.15557050445749077,1362.797619047619,null,8.75,6625,1289.8692810457517,0.1474176698491767,42657.76699029126]
["P00000957842",2014,"SLERES",8.25,12393,29187.5,3537.878787878788,1.4147260273972601E-3,8.2500000000000004E-3,null,28337.3786407767,3434.8337746396001,0.17148194271481942,1502.1818181818182,null,8.82,6650,1290.3846153846152,0.14742255349628436,42657.76699029126]
["P00000957873",2014,"SLERES",6.75,7202,32062.5,4750,8.221461187214611E-4,6.7499999999999999E-3,null,31128.640776699031,4611.6504854368932,0.12179942499577202,1066.962962962963,null,8.82,6661,1290.6432748538011,0.14751552795031053,42724.696717798077]
["P00000957879",2014,"SLERES",2.75,2629,13062.5,4750,3.0011415525114157E-4,2.7499999999999998E-3,null,12682.038834951456,4611.6504854368932,0.10913242009132419,956,null,8.82,6661.6129025173004,1291.378787878788,0.14757782283970841,42893]
["P00000957934",2014,"SLERES",7.65,8828,36337.5,4750,1.0077625570776257E-3,7.6500000000000005E-3,null,35279.126213592237,4611.6504854368932,0.13173366759184649,1153.9869281045751,null,8.82,6672.7051430835854,1291.4215686274511,0.14762349522623494,42984]
["P00000957962",2014,"SLERES",6.63,6774,31492.5,4750,7.7328767123287668E-4,6.6299999999999996E-3,null,30575.242718446603,4611.6504854368932,0.11663464121159528,1021.7194570135747,null,8.82,6683.5514281694113,1292.2360248447203,0.14763258624721534,43203.88349514563]
["P00000961632",2014,"SLERES",9.9,14122,47930,4841.4141414141413,1.6121004566210047E-3,9.9000000000000008E-3,null,46533.980582524273,4700.4020790428558,0.16283842996171763,1426.4646464646464,null,8.82,6684.4919786096252,1292.7817280758459,0.14764079147640791,43355]
["P00000961689",2014,"SLERES",5.3550000000000004,4931,25436.25,4750,5.628995433789954E-4,5.3550000000000004E-3,null,24695.388349514564,4611.6504854368932,0.10511662808197859,920.82166199813253,null,8.82,6691.4285714285716,1293.181818181818,0.1476479710519514,43443.83503008751]
["P00000964072",2014,"SLERES",9.9,13463,35943,3630.6060606060605,1.5368721461187214E-3,9.9000000000000008E-3,null,34896.11650485437,3524.8602530155927,0.15523961071906275,1359.8989898989898,null,8.82,6692.0943134535364,1293.2614555256064,0.14769716443993461,43443.83503008751]
["P00000964079",2014,"SLERES",8,7688,41276,5159.5,8.7762557077625573E-4,8.0000000000000002E-3,null,40073.786407766987,5009.2233009708734,0.10970319634703196,961,null,8.82,6694.4444444444443,1293.3333333333333,0.1477359208523592,43686]
["P00000966745",2014,"SLERES",3.06,3122,15300,5000,3.5639269406392691E-4,3.0600000000000002E-3,null,14854.368932038835,4854.3689320388348,0.11646820067448592,1020.2614379084968,null,8.82,6696.8085106382987,1293.3962264150944,0.14776763064434298,43740]
["P00000968611",2014,"SLERES",3.85,3957,13527,3513.5064935064934,4.5171232876712328E-4,3.8500000000000001E-3,null,13133.009708737864,3411.1713529189255,0.11732787760185021,1027.7922077922078,null,8.82,6712.6568466994004,1293.827160493827,0.14779520437650276,43758.08862134823]
["P00000976010",2014,"SLERES",5.0599999999999996,5391,18935,3742.0948616600795,6.1541095890410959E-4,5.0599999999999994E-3,null,18383.495145631066,3633.1018074369699,0.12162271915100981,1065.415019762846,null,8.82,6732.0261437908493,1294.1666666666667,0.1478829389788294,43810.679611650485]
["P00000976621",2014,"SLERES",3.5,3221,16625,4750,3.6769406392694063E-4,3.5000000000000001E-3,null,16140.776699029126,4611.6504854368932,0.10505544683626876,920.28571428571433,null,8.82,6735.2941176470586,1294.4444444444446,0.14789446981227802,44002]
["P00000900751",2014,"SLERES",6.48,7307,21446,3309.5679012345677,8.3413242009132416E-4,6.4800000000000005E-3,null,20821.359223300969,3213.1727196452111,0.12872413890298212,1127.6234567901233,null,8.91,6749.7872340425529,1294.6859903381644,0.14792617960426177,44050]
["P00000901316",2014,"SLERES",7.5,8649,35625,4750,9.8732876712328763E-4,7.4999999999999997E-3,null,34587.378640776697,4611.6504854368932,0.13164383561643836,1153.2,null,8.91,6764.7058823529414,1295.4545454545455,0.14795415883248275,44312.711730689254]
["P00000902903",2014,"SLERES",3.3149999999999999,3489,12365,3730.0150829562594,3.9828767123287673E-4,3.3149999999999998E-3,null,12004.85436893204,3621.3738669478248,0.12014711047748922,1052.4886877828055,null,8.9250000000000007,6771.1801948051952,1295.5555555555554,0.14796015438138727,44385]
["P00000906342",2014,"SLERES",6.5,5856,30875,4750,6.6849315068493158E-4,6.4999999999999997E-3,null,29975.728155339806,4611.6504854368932,0.10284510010537408,900.92307692307691,null,8.9250000000000007,6775.0759878419449,1295.8333333333333,0.14796276782578152,44602.337297556507]
["P00000906348",2014,"SLERES",6.5,6325,30875,4750,7.2203196347031962E-4,6.4999999999999997E-3,null,29975.728155339806,4611.6504854368932,0.11108184053389533,973.07692307692309,null,9,6778.437013064844,1296.0784313725489,0.14796581684424151,44608]
["P00000908025",2014,"SLERES",3,3191,14250,4750,3.6426940639269404E-4,3.0000000000000001E-3,null,13834.95145631068,4611.6504854368932,0.12142313546423135,1063.6666666666667,null,9,6784.929505496827,1296.1309523809525,0.14809329877823027,44608]
["P00000911322",2014,"SLERES",6.5,6356,30875,4750,7.2557077625570775E-4,6.4999999999999997E-3,null,29975.728155339806,4611.6504854368932,0.11162627327010889,977.84615384615381,null,9,6786.0235003092139,1296.1538461538462,0.14834752225309805,44608]
["P00000915181",2014,"SLERES",5.0350000000000001,6327,22204,4409.9304865938429,7.222602739726027E-4,5.0350000000000004E-3,null,21557.281553398057,4281.4859093144105,0.1434479193590075,1256.6037735849056,null,9,6789.5981087470445,1296.1805555555557,0.14841618563510522,44963.592233009709]
["P00000915184",2014,"SLERES",6.36,9283,15288.84,2403.9056603773583,1.0597031963470321E-3,6.3600000000000002E-3,null,14843.533980582524,2333.8889906576296,0.16661999942563396,1459.5911949685533,null,9,6791.489361702128,1297.2972972972973,0.1484879813905402,44963.592233009709]
["P00000916216",2014,"SLERES",6.5,7106,30875,4750,8.1118721461187211E-4,6.4999999999999997E-3,null,29975.728155339806,4611.6504854368932,0.1247980330172111,1093.2307692307693,null,9,6794.3152547868222,1299.5242949371388,0.14850818230806317,44963.592233009709]
["P00000916226",2014,"SLERES",3.25,3108,15437.5,4750,3.5479452054794521E-4,3.2499999999999999E-3,null,14987.864077669903,4611.6504854368932,0.10916754478398313,956.30769230769226,null,9,6833.5511982570806,1300.125786163522,0.14851212141265746,44963.592233009709]
["P00000916407",2014,"SLERES",3,3263,14250,4750,3.7248858447488589E-4,3.0000000000000001E-3,null,13834.95145631068,4611.6504854368932,0.12416286149162863,1087.6666666666667,null,9,6840.2272727272721,1300.7547169811321,0.14871004566210047,44963.592233009709]
["P00000918865",2014,"SLERES",6.48,9832,24360,3759.2592592592591,1.1223744292237442E-3,6.4800000000000005E-3,null,23650.485436893203,3649.7662711254939,0.17320593043576299,1517.2839506172838,null,9,6843.1372549019607,1300.9316770186335,0.14873112047769582,44963.592233009709]
["P00000919211",2014,"SLERES",9.25,8496,43937.5,4750,9.6986301369863018E-4,9.2499999999999995E-3,null,42657.76699029126,4611.6504854368932,0.10485005553498704,918.48648648648646,null,9,6848.0519480519479,1300.9661835748793,0.14875856164383564,44963.592233009709]
["P00000905444",2014,"SLERES",3.24,3286,14981,4623.7654320987649,3.7511415525114155E-4,3.2400000000000003E-3,null,14544.660194174758,4489.0926525230734,0.11577597384294491,1014.1975308641975,null,9,6851.962809917356,1302.7,0.14876080526119295,45007]
["P00000920295",2014,"SLERES",3.24,3659,19030,5873.4567901234568,4.1769406392694065E-4,3.2400000000000003E-3,null,18475.728155339806,5702.3852331295693,0.12891792096510513,1129.320987654321,null,9,6857.60455626971,1302.8846153846152,0.14877488286029783,45007]
["P00000882925",2014,"SLERES",3.92,4429,30040,7663.2653061224491,5.0559360730593605E-4,3.9199999999999999E-3,null,29165.048543689321,7440.0634040023779,0.12897796104743267,1129.8469387755101,null,9,6862.7450980392159,1303.125,0.14885985681267264,45007]
["P00000883456",2014,"SLERES",2.25,2394,10687.5,4750,2.7328767123287672E-4,2.2499999999999998E-3,null,10376.213592233009,4611.6504854368932,0.12146118721461188,1064,null,9,6899.5098039215682,1303.1446540880502,0.14897073745784462,45007]
["P00000884264",2014,"SLERES",9.75,11023,46312.5,4750,1.2583333333333333E-3,9.75E-3,null,44963.592233009709,4611.6504854368932,0.12905982905982905,1130.5641025641025,null,9.0649999999999995,6903.6343477673945,1303.2679738562092,0.14928812501772598,45007]
["P00000884499",2014,"SLERES",3,3013,17149,5716.333333333333,3.439497716894977E-4,3.0000000000000001E-3,null,16649.514563106797,5549.8381877022657,0.11464992389649924,1004.3333333333334,null,9.1560000000000006,6905.8823529411766,1304.0123456790122,0.14931788714132702,45007]
["P00000884619",2014,"SLERES",3.06,4058,12895,4214.0522875816996,4.6324200913242007E-4,3.0600000000000002E-3,null,12519.417475728156,4091.312900564757,0.15138627749425493,1326.1437908496732,null,9.1649999999999991,6913.0434782608691,1304.983660130719,0.14938709502065667,45007]
["P00000884623",2014,"SLERES",4.25,4165,20187.5,4750,4.7545662100456621E-4,4.2500000000000003E-3,null,19599.514563106797,4611.6504854368932,0.11187214611872145,980,null,9.18,6933.2298136645959,1307.7639751552795,0.14947643610124584,45007]
["P00000884631",2014,"SLERES",3,2868,14250,4750,3.2739726027397256E-4,3.0000000000000001E-3,null,13834.95145631068,4611.6504854368932,0.10913242009132419,956,null,9.18,6933.7500000000009,1308.0246913580247,0.14948230828494655,45007]
["P00000885785",2014,"SLERES",8.7449999999999992,3790,30850,3527.7301315037166,4.3264840182648403E-4,8.7449999999999993E-3,null,29951.456310679612,3424.9807101977831,4.9473802381530478E-2,433.39050886220701,null,9.18,6956.521739130435,1308.6309523809525,0.14948230828494655,45007]
["P00000887081",2014,"SLERES",4,3585,19000,4750,4.0924657534246577E-4,4.0000000000000001E-3,null,18446.601941747573,4611.6504854368932,0.10231164383561644,896.25,null,9.18,6970.5603038936379,1309.4135802469134,0.14954337899543377,45181.588431291006]
["P00000892845",2014,"SLERES",4.5,5096,18450,4100,5.8173515981735163E-4,4.4999999999999997E-3,null,17912.6213592233,3980.5825242718442,0.12927447995941146,1132.4444444444443,null,9.18,6975.4773595199131,1309.4650205761316,0.1495433789954338,45211]
["P00000892846",2014,"SLERES",3.27,3302,18049,5519.5718654434249,3.7694063926940643E-4,3.2699999999999999E-3,null,17523.300970873788,5358.8076363528407,0.11527236674905394,1009.7859327217126,null,9.18,6977.1428571428569,1309.4650205761316,0.14956451885675628,45370]
["P00000881620",2014,"SLERES",6.75,6162,32062.5,4750,7.0342465753424658E-4,6.7499999999999999E-3,null,31128.640776699031,4611.6504854368932,0.10421106037544393,912.88888888888891,null,9.18,6981.61094224924,1310,0.14982876712328766,45596]
["P00000863639",2014,"SLERES",15.3,13209,52164.18,3409.4235294117648,1.5078767123287672E-3,1.5300000000000001E-2,null,50644.834951456309,3310.1199314677324,9.8554033485540329E-2,863.33333333333326,null,9.18,6984.8024316109422,1310,0.149998641008915,45616.026781591885]
["P00000869914",2014,"SLERES",2.8050000000000002,2497,17069,6085.2049910873438,2.8504566210045665E-4,2.8050000000000002E-3,null,16571.844660194176,5907.9660107644122,0.10162055689855851,890.19607843137248,null,9.1999999999999993,6986.6735868010337,1310.185185185185,0.15007521986069414,45623.415188909923]
["P00000922182",2014,"SLERES",6.5,6169,30875,4750,7.0422374429223746E-4,6.4999999999999997E-3,null,29975.728155339806,4611.6504854368932,0.10834211450649807,949.07692307692309,null,9.24,6990.7158425089865,1312.5,0.15011415525114152,45623.415188909923]
["P00000872313",2014,"SLERES",3.92,4072,28920,7377.5510204081638,4.6484018264840183E-4,3.9199999999999999E-3,null,28077.669902912621,7162.6708936001587,0.11858167924704129,1038.7755102040817,null,9.25,6994.7023809523807,1313.9880952380952,0.15018513863870153,45623.415188909923]
["P00000923110",2014,"SLERES",6.75,6383,32062.5,4750,7.2865296803652972E-4,6.7499999999999999E-3,null,31128.640776699031,4611.6504854368932,0.10794858785726366,945.62962962962968,null,9.25,7000,1314.6589259796808,0.15019025875190259,45862.864077669903]
["P00000939570",2014,"SLERES",6,6692,28500,4750,7.6392694063926933E-4,6.0000000000000001E-3,null,27669.902912621361,4611.6504854368932,0.12732115677321157,1115.3333333333333,null,9.31,7000,1315,0.15023646444879321,45900]
["P00000939752",2014,"SLERES",10.725,14903,34683,3233.8461538461538,1.7012557077625569E-3,1.0725E-2,null,33672.815533980582,3139.6564600448096,0.15862524081702165,1389.5571095571097,null,9.31,7000,1315.6218144750255,0.15046862542581721,45960]
["P00000942505",2014,"SLERES",6.75,7528,32062.5,4750,8.593607305936073E-4,6.7499999999999999E-3,null,31128.640776699031,4611.6504854368932,0.12731270082868257,1115.2592592592594,null,9.36,7000,1315.6666666666667,0.15047945205479452,46098.736059703966]
["P00000954856",2014,"SLERES",4.4000000000000004,5075,22532,5120.9090909090901,5.7933789954337899E-4,4.4000000000000003E-3,null,21875.728155339806,4971.7563989408645,0.13166770444167702,1153.4090909090908,null,9.36,7000,1316.0714285714287,0.15048735511064279,46116.504854368934]
["P00000954891",2014,"SLERES",6.5,5910,30875,4750,6.7465753424657542E-4,6.4999999999999997E-3,null,29975.728155339806,4611.6504854368932,0.10379346680716545,909.23076923076928,null,9.36,7000,1318.1051587301588,0.15050783531010983,46116.504854368934]
["P00000957782",2014,"SLERES",3.27,3760,16850,5152.905198776758,4.2922374429223744E-4,3.2699999999999999E-3,null,16359.223300970874,5002.8205813366585,0.13126108388141816,1149.8470948012232,null,9.5,7000,1318.2,0.15055809233891423,46116.504854368934]
["P00000957805",2014,"SLERES",3,3064,14900,{"$f":"IFERROR(F2623/D2623,\"\")","v":4966.666666666667},3.4977168949771692E-4,3.0000000000000001E-3,null,14466.019417475729,4822.0064724919093,{"$f":"(E2623/8760)/D2623","v":0.11659056316590564},{"$f":"E2623/D2623","v":1021.3333333333334},null,9.52,7000,1318.2692307692307,0.15064016474169575,46116.504854368934]
["P00000957833",2014,"SLERES",3.3,3287,13144,3983.0303030303035,{"$f":"E2624/8760/1000","v":3.7522831050228314E-4},{"$f":"D2624/1000","v":3.3E-3},null,12761.165048543689,{"$f":"IFERROR(K2624/D2624,\"\")","v":3867.0197116799059},0.1137055486370555,996.06060606060612,null,9.5399999999999991,7033.9658119658125,1318.4486373165619,0.1509146779242411,46314]
["P00000957846",2014,"SLERES",4.2,4732,14438,3437.6190476190473,5.4018264840182653E-4,4.2000000000000006E-3,null,14017.475728155339,3337.4942209893666,0.12861491628614916,1126.6666666666665,null,9.5399999999999991,7050.0396785491512,1318.8888888888889,0.15096022071012644,46314]
["P00000957893",2014,"SLERES",3.8250000000000002,3796,18168.75,4750,4.3333333333333337E-4,3.8250000000000003E-3,null,{"$f":"F2626*VLOOKUP(B2626,$AA$12:$AB$14,2,FALSE)","v":17639.563106796119},4611.6504854368932,0.11328976034858387,992.41830065359477,null,9.5549999999999997,7058.8235294117649,1319.607843137255,0.15097061055022598,46314]
["P00000957910",2014,"SLERES",9.18,9550,43605,4750,1.0901826484018265E-3,9.1799999999999989E-3,null,42334.951456310679,4611.6504854368932,0.11875627978233404,1040.3050108932462,null,9.5549999999999997,7071.4285714285716,1322.0125786163521,0.15100256236436735,46324]
["P00000957930",2014,"SLERES",12.494999999999999,13704,59351.25,4750,1.5643835616438355E-3,1.2494999999999999E-2,null,57622.572815533982,4611.6504854368932,0.1252007652376019,1096.7587034813926,null,9.5549999999999997,7080.1135988375936,1322.4115334207077,0.15100256236436735,46340.09069876001]
["P00000961600",2014,"SLERES",4.2,3929,17418.400000000001,4147.2380952380954,4.4851598173515983E-4,4.2000000000000006E-3,null,16911.067961165048,4026.4447526583449,0.10678951946075234,935.47619047619048,null,9.6,7092.871025320409,1322.5025484199796,0.15100256236436735,46340.09069876001]
["P00000961603",2014,"SLERES",4.59,5122,17505,3813.7254901960787,5.8470319634703195E-4,4.5899999999999995E-3,null,16995.14563106796,3702.646106986484,0.12738631728693506,1115.9041394335513,null,9.6,7092.8710253204099,1322.7824463118579,0.15107450895122126,46340.09069876001]
["P00000961650",2014,"SLERES",4.59,4446,21802.5,4750,5.0753424657534252E-4,4.5899999999999995E-3,null,21167.475728155339,4611.6504854368932,0.11057390992926852,968.62745098039215,null,9.6,7093.1582326019652,1322.7824463118579,0.15114379084967322,46498.058252427189]
["P00000961692",2014,"SLERES",3.3,4089,14520,4400,4.6678082191780825E-4,3.3E-3,null,14097.087378640777,4271.844660194175,0.14144873391448734,1239.0909090909092,null,9.6,7093.3018362427438,1322.7824463118579,0.15115000845594451,46533.980582524273]
["P00000961693",2014,"SLERES",4.95,6359,19156,3869.8989898989898,7.2591324200913247E-4,4.9500000000000004E-3,null,18598.058252427185,3757.183485338825,0.14664913979982472,1284.6464646464647,null,9.6,7098.1382978723404,1323.4126984126983,0.15119879275130418,46758.767113449059]
["P00000961700",2014,"SLERES",5.0999999999999996,5223,24225,4750,5.9623287671232874E-4,5.0999999999999995E-3,null,23519.417475728154,4611.6504854368932,0.11690840719849584,1024.1176470588236,null,9.6349999999999998,7108.9324618736382,1324.0196078431372,0.15120381901203819,47000]
["P00000961709",2014,"SLERES",10.199999999999999,10343,51000,5000,1.1807077625570776E-3,1.0199999999999999E-2,null,49514.563106796115,4854.3689320388348,0.11575566299579193,1014.0196078431374,null,9.68,7125.3078207704712,1324.0740740740739,0.15120381901203819,47038.834951456309]
["P00000970153",2014,"SLERES",3.8250000000000002,3522,19125,5000,4.0205479452054793E-4,3.8250000000000003E-3,null,18567.961165048542,4854.3689320388339,0.1051123645805354,920.78431372549016,null,9.68,7152.1739130434789,1324.5014245014245,0.15121534984548682,47038.834951456309]
["P00000908657",2014,"SLERES",8.25,9023,39187.5,4750,1.0300228310502284E-3,8.2500000000000004E-3,null,38046.11650485437,4611.6504854368932,0.12485125224851254,1093.6969696969697,null,9.69,7156.4041896977769,1324.5454545454545,0.15124569414403588,47038.834951456309]
["P00000909336",2014,"SLERES",9.75,11243,46312.5,4750,1.2834474885844748E-3,9.75E-3,null,44963.592233009709,4611.6504854368932,0.13163563985481794,1153.1282051282051,null,9.69,7162.6708936001587,1324.5454545454545,0.15125570776255706,47049.377801292052]
["P00000910278",2014,"SLERES",6.48,6298,29937.599999999999,4619.9999999999991,7.1894977168949765E-4,6.4800000000000005E-3,null,29065.631067961163,4485.4368932038833,0.11094903884097186,971.91358024691351,null,9.7200000000000006,7164.7446475299348,1324.6464646464647,0.15127684762387958,47180]
["P00000910286",2014,"SLERES",9,8239,42750,4750,9.4052511415525122E-4,8.9999999999999993E-3,null,41504.854368932036,4611.6504854368932,0.10450279046169458,915.44444444444446,null,9.75,7179.3157894736842,1324.9122807017543,0.151311666218999,47305.509254984172]
["P00000911327",2014,"SLERES",3,3047,14250,4750,3.4783105022831049E-4,3.0000000000000001E-3,null,13834.95145631068,4611.6504854368932,0.11594368340943684,1015.6666666666666,null,9.75,7191.033434650456,1325,0.151324200913242,47305.509254984172]
["P00000913535",2014,"SLERES",3.18,3754,14946,4700,4.2853881278538816E-4,3.1800000000000001E-3,null,14510.679611650485,4563.1067961165045,0.13476063295137991,1180.5031446540879,null,9.75,7192,1325.185185185185,0.15138627749425493,47305.509254984172]
["P00000914185",2014,"SLERES",6.48,8296,24430,3770.0617283950614,9.4703196347031956E-4,6.4800000000000005E-3,null,23718.446601941749,3660.2541052379238,0.14614690794295054,1280.2469135802469,null,9.75,7192.8651059085832,1325.4901960784314,0.15139840182648401,47720]
["P00000915187",2014,"SLERES",4.25,4215,20187.5,4750,4.8116438356164383E-4,4.2500000000000003E-3,null,19599.514563106797,4611.6504854368932,0.11321514907332796,991.76470588235293,null,9.75,7200,1325.6,0.15144014226695243,47778.367323338869]
["P00000915908",2014,"SLERES",7.5,7028,35625,4750,8.0228310502283102E-4,7.4999999999999997E-3,null,34587.378640776697,4611.6504854368932,0.10697108066971081,937.06666666666672,null,9.75,7200,1326.1437908496732,0.1518472395184724,47984.466019417479]
["P00000916223",2014,"SLERES",5,5766,23750,4750,6.5821917808219182E-4,5.0000000000000001E-3,null,23058.252427184467,4611.6504854368932,0.13164383561643836,1153.2,null,9.75,7220,1326.25,0.1519956029088449,48255]
["P00000919930",2014,"SLERES",9.75,12024,46312.5,4750,1.3726027397260275E-3,9.75E-3,null,44963.592233009709,4611.6504854368932,0.14077976817702845,1233.2307692307693,null,9.75,7246.3768115942039,1326.6156462585034,0.15209723685751084,48422.330097087382]
["P00000919934",2014,"SLERES",2.5,2780,11875,4750,3.1735159817351599E-4,2.5000000000000001E-3,null,11529.126213592233,4611.6504854368932,0.12694063926940641,1112,null,9.75,7249.9999999999991,1330.1818181818182,0.15214909668453444,48422.330097087382]
["P00000919935",2014,"SLERES",2.5,2719,11875,4750,3.1038812785388127E-4,2.5000000000000001E-3,null,11529.126213592233,4611.6504854368932,0.1241552511415525,1087.5999999999999,null,9.75,7254.9019607843138,1331.4814814814813,0.15219490239635283,48422.330097087382]
["P00000920301",2014,"SLERES",10,11560,47500,4750,1.3196347031963472E-3,0.01,null,46116.504854368934,4611.6504854368932,0.13196347031963471,1156,null,9.8000000000000007,7267.7737415672027,1332.3717948717949,0.15219490239635283,48488.639546846651]
["P00000920643",2014,"SLERES",3.92,4650,18620,4750,5.3082191780821919E-4,3.9199999999999999E-3,null,18077.669902912621,4611.6504854368932,0.13541375454291307,1186.2244897959183,null,9.8000000000000007,7275,1332.8260869565217,0.15220700152207003,48610]
["P00000921969",2014,"SLERES",4.41,5390,26460,6000,6.1529680365296805E-4,4.4099999999999999E-3,null,25689.320388349515,5825.2427184466023,0.13952308472856417,1222.2222222222222,null,9.8000000000000007,7281.8437509549476,1333.2273449920508,0.15225948669500866,48758]
["P00000921976",2014,"SLERES",3.25,3689,15437.5,4750,4.2111872146118724E-4,3.2499999999999999E-3,null,14987.864077669903,4611.6504854368932,0.12957499121882685,1135.0769230769231,null,9.8000000000000007,7291.4602734297596,1333.2273449920508,0.1524614015601759,48758]
["P00000874028",2014,"SLERES",2.94,2706,21440,7292.517006802721,3.0890410958904106E-4,2.9399999999999999E-3,null,20815.533980582524,7080.1135988375936,0.10506942503028609,920.40816326530614,null,9.8000000000000007,7297.1213450706218,1333.3333333333335,0.15273549805513273,48758]
["P00000886209",2014,"SLERES",12,12411,57000,4750,1.4167808219178082E-3,1.2E-2,null,55339.805825242722,4611.6504854368932,0.11806506849315068,1034.25,null,9.8000000000000007,7311.2740241727761,1333.7931034482758,0.15277372971922665,48758]
["P00000845978",2014,"SLERES",2.76,2529,20860,7557.971014492754,2.8869863013698631E-4,2.7599999999999999E-3,null,20252.427184466018,7337.835936400732,0.10460095294818346,916.304347826087,null,9.81,7317.391304347826,1335.5618776671408,0.1528059642595411,48758]
["P00000901672",2014,"SLERES",4.75,4995,22562.5,4750,5.7020547945205483E-4,4.7499999999999999E-3,null,21905.339805825242,4611.6504854368932,0.12004325883201154,1051.578947368421,null,9.9,7320.2614379084962,1337.9629629629628,0.1528059642595411,48758]
["P00000902396",2014,"SLERES",4,4637,19000,4750,5.2933789954337897E-4,4.0000000000000001E-3,null,18446.601941747573,4611.6504854368932,0.13233447488584474,1159.25,null,9.9,7320.2614379084962,1338.2978723404256,0.15285272819519394,48758]
["P00000867839",2014,"SLERES",5.4,5031,24090,4461.1111111111104,5.7431506849315076E-4,5.4000000000000003E-3,null,23388.349514563106,4331.1758360302047,0.10635464231354642,931.66666666666663,null,9.9,7320.2614379084962,1338.5802469135801,0.15287315424301726,48758]
["P00000901673",2014,"SLERES",3.25,3029,15437.5,4750,3.4577625570776253E-4,3.2499999999999999E-3,null,14987.864077669903,4611.6504854368932,0.10639269406392694,932,null,9.9,7337.835936400732,1338.5802469135801,0.15288167794725649,48758]
["P00000886196",2014,"SLERES",4,3681,19000,4750,4.2020547945205476E-4,4.0000000000000001E-3,null,18446.601941747573,4611.6504854368932,0.10505136986301369,920.25,null,9.9450000000000003,7341.5605325110291,1338.9898989898988,0.15293967497660171,48758]
["P00000886199",2014,"SLERES",3.24,3017,15228,4700,3.4440639269406391E-4,3.2400000000000003E-3,null,14784.466019417476,4563.1067961165045,0.10629826935001972,931.17283950617275,null,9.9450000000000003,7350,1339.1688311688313,0.15306503118751305,48758]
["P00000881271",2014,"SLERES",3.24,4541,22621,6981.7901234567898,5.1837899543378998E-4,3.2400000000000003E-3,null,21962.135922330097,6778.437013064844,0.15999351710919443,1401.5432098765432,null,9.9499999999999993,7350,1339.2434988179668,0.15314828166306177,49223.300970873788]
["P00000874029",2014,"SLERES",2.94,3053,22080,7510.2040816326535,3.4851598173515978E-4,2.9399999999999999E-3,null,21436.893203883494,7291.4602734297596,0.11854285093032646,1038.43537414966,null,10,7373.188405797102,1339.7515527950309,0.15315829528158295,49390.776699029127]
["P00000879933",2014,"SLERES",11.76,13010,68265,5804.8469387755104,1.4851598173515981E-3,1.176E-2,null,66276.699029126219,5635.7737269665149,0.1262891001149318,1106.2925170068027,null,10,7384.2592592592591,1340.8496732026144,0.15325861353258616,49500]
["P00000906345",2014,"SLERES",6.5,6013,30875,4750,6.8641552511415529E-4,6.4999999999999997E-3,null,29975.728155339806,4611.6504854368932,0.10560238847910081,925.07692307692309,null,10,7387.418300653595,1341.578947368421,0.15338650321850114,49514.563106796115]
["P00000910281",2014,"SLERES",3.18,3977,14946,4700,4.5399543378995432E-4,3.1800000000000001E-3,null,14510.679611650485,4563.1067961165045,0.14276585968237557,1250.6289308176099,null,10,7405.70652173913,1341.6666666666665,0.1534401600992164,49815.597501167009]
["P00000910290",2014,"SLERES",6.25,6471,29687.5,4750,7.386986301369863E-4,6.2500000000000003E-3,null,28822.815533980582,4611.6504854368932,0.11819178082191781,1035.3599999999999,null,10,7406.782045870269,1342.5454545454545,0.15356814120959447,50000]
["P00000911079",2014,"SLERES",6.25,5631,29687.5,4750,6.4280821917808218E-4,6.2500000000000003E-3,null,28822.815533980582,4611.6504854368932,0.10284931506849315,900.96,null,10,7411.3475177304972,1343.6657681940701,0.15375285388127855,50578.081136388952]
["P00000911323",2014,"SLERES",9.75,8693,46312.5,4750,9.9235159817351597E-4,9.75E-3,null,44963.592233009709,4611.6504854368932,0.10177965109471959,891.58974358974353,null,10,7431.3725490196084,1344.1358024691358,0.15375285388127855,50610.590128588337]
["P00000915185",2014,"SLERES",5.5,4956,26125,4750,5.6575342465753418E-4,5.4999999999999997E-3,null,25364.077669902912,4611.6504854368932,0.10286425902864259,901.09090909090912,null,10,7433.7333629364648,1345.2569169960475,0.15375506962761279,50644.834951456309]
["P00000915523",2014,"SLERES",3.24,3281,19030,5873.4567901234568,3.745433789954338E-4,3.2400000000000003E-3,null,18475.728155339806,5702.3852331295693,0.115599808331924,1012.6543209876543,null,10,7440.0634040023779,1346.875,0.15381114394007223,50717.968314943886]
["P00000916227",2014,"SLERES",4,4302,19000,4750,4.9109589041095893E-4,4.0000000000000001E-3,null,18446.601941747573,4611.6504854368932,0.12277397260273973,1075.5,null,10,7455.4664415365123,1346.875,0.15390835382273738,50728.155339805824]
["P00000916853",2014,"SLERES",3.78,4263,14456,3824.3386243386244,4.8664383561643839E-4,3.7799999999999999E-3,null,14034.95145631068,3712.9501207171115,0.12874175545408423,1127.7777777777778,null,10,7455.8823529411766,1346.8944099378882,0.15399389115142539,50782.98629934265]
["P00000917996",2014,"SLERES",6.48,7731,28188,4350,8.8253424657534253E-4,6.4800000000000005E-3,null,27366.990291262136,4223.3009708737864,0.13619355657026891,1193.0555555555554,null,10,7467.467467467467,1347.3856209150326,0.15400977125392917,51391]
["P00000918365",2014,"SLERES",5.5,5808,20675,3759.090909090909,6.6301369863013709E-4,5.4999999999999997E-3,null,20072.815533980582,3649.6028243601058,0.12054794520547946,1056,null,10.045,7483.2244008714597,1348.2371794871794,0.15400977125392917,51391]
["P00000918617",2014,"SLERES",3.24,4023,12775,3942.9012345679012,4.592465753424658E-4,3.2400000000000003E-3,null,12402.912621359223,3828.0594510367969,0.1417427701674277,1241.6666666666665,null,10.07,7507.7232126191693,1348.9864864864865,0.15421728267424828,51471]
["P00000919931",2014,"SLERES",3,3047,14250,4750,3.4783105022831049E-4,3.0000000000000001E-3,null,13834.95145631068,4611.6504854368932,0.11594368340943684,1015.6666666666666,null,10.199999999999999,7507.7232126191693,1349.1255961844197,0.15435439750508245,51472.570982359917]
["P00000921292",2014,"SLERES",13,15110,61750,4750,1.7248858447488583E-3,1.2999999999999999E-2,null,59951.456310679612,4611.6504854368932,0.13268352651914295,1162.3076923076924,null,10.199999999999999,7509.2198581560287,1349.1255961844197,0.15435977639069257,51742.718446601939]
["P00000921973",2014,"SLERES",4.25,4978,20187.5,4750,5.6826484018264846E-4,4.2500000000000003E-3,null,19599.514563106797,4611.6504854368932,0.13370937416062317,1171.2941176470588,null,10.199999999999999,7530.6372549019607,1350.943396226415,0.15440609618691811,51881.067961165048]
["P00000923612",2014,"SLERES",3.0249999999999999,3110,13675,4520.6611570247933,3.5502283105022828E-4,3.0249999999999999E-3,null,13276.699029126214,4388.991414587178,0.11736291935544738,1028.0991735537191,null,10.199999999999999,7549.0248684343123,1352.1445221445222,0.1545350123372756,52036.060180482593]
["P00000924142",2014,"SLERES",5.4,7464,21622,4004.0740740740739,8.5205479452054797E-4,5.4000000000000003E-3,null,20992.23300970874,3887.4505573534702,0.15778792491121257,1382.2222222222222,null,10.24,7567.5675675675675,1352.1916411824668,0.15454864769933263,52036.060180482593]
["P00000924654",2014,"SLERES",8.75,8157,41562.5,4750,9.3116438356164388E-4,8.7500000000000008E-3,null,40351.941747572819,4611.6504854368932,0.1064187866927593,932.2285714285714,null,10.25,7577.9104984573578,1352.5974025974026,0.15454864769933263,52460]
["P00000939565",2014,"SLERES",17.25,15586,81937.5,4750,1.7792237442922374E-3,1.7250000000000001E-2,null,79550.970873786413,4611.6504854368932,0.10314340546621666,903.536231884058,null,10.26,7579.8449612403101,1353.7267080745341,0.15455126114372691,52820]
["P00000939742",2014,"SLERES",3.3,4371,17806,5395.757575757576,4.9897260273972606E-4,3.3E-3,null,17287.3786407767,5238.5995881141516,0.15120381901203819,1324.5454545454545,null,10.29,7579.9054373522449,1353.8461538461538,0.15459882583170254,52820]
["P00000946629",2014,"SLERES",4.4000000000000004,8928,24300,5522.7272727272721,1.0191780821917809E-3,4.4000000000000003E-3,null,23592.23300970874,5361.8711385701681,0.23163138231631381,2029.090909090909,null,10.32,7579.9054373522449,1353.8461538461538,0.15460285247195446,52820]
["P00000952750",2014,"SLERES",7,8147,33250,{"$f":"IFERROR(F2687/D2687,\"\")","v":4750},9.3002283105022828E-4,7.0000000000000001E-3,null,32281.553398058251,4611.6504854368932,{"$f":"(E2687/8760)/D2687","v":0.1328604044357469},{"$f":"E2687/D2687","v":1163.8571428571429},null,10.32,7579.9418604651164,1353.8690476190477,0.15460285247195446,52820]
["P00000952802",2014,"SLERES",6.25,6441,29687.5,4750,{"$f":"E2688/8760/1000","v":7.3527397260273971E-4},{"$f":"D2688/1000","v":6.2500000000000003E-3},null,28822.815533980582,{"$f":"IFERROR(K2688/D2688,\"\")","v":4611.6504854368932},0.11764383561643836,1030.56,null,10.45,7579.9642218246872,1354.2857142857142,0.15462847654628478,52820]
["P00000957136",2014,"SLERES",4.4000000000000004,4457,23690,5384.090909090909,5.0878995433789956E-4,4.4000000000000003E-3,null,23000,5227.272727272727,0.11563408053134079,1012.9545454545454,null,10.5,7580,1354.3209876543208,0.15468280451157165,52820]
["P00000957778",2014,"SLERES",6.6,7458,24090,3650,8.5136986301369863E-4,6.6E-3,null,{"$f":"F2690*VLOOKUP(B2690,$AA$12:$AB$14,2,FALSE)","v":23388.349514563106},3543.6893203883496,0.12899543378995434,1130,null,10.5,7580,1354.3209876543208,0.15472427116262732,52820]
["P00000957793",2014,"SLERES",4.5780000000000003,4796,20751,4532.7653997378766,5.4748858447488575E-4,4.5780000000000005E-3,null,20146.601941747573,4400.7431065416276,0.11959121548162642,1047.6190476190475,null,10.5,7580.012894906512,1354.5454545454545,0.15493524022859767,52820]
["P00000957848",2014,"SLERES",3.24,3017,21439,6616.9753086419751,3.4440639269406391E-4,3.2400000000000003E-3,null,20814.563106796119,6424.2478724679377,0.10629826935001972,931.17283950617275,null,10.574999999999999,7580.0172265288547,1355.0213675213677,0.15501558309777488,52886]
["P00000957864",2014,"SLERES",10.5,12096,49875,4750,1.3808219178082194E-3,1.0500000000000001E-2,null,48422.330097087382,4611.6504854368932,0.13150684931506851,1152,null,10.71,7580.0327332242223,1355.3846153846152,0.15523961071906275,53095]
["P00000957906",2014,"SLERES",4.335,4510,20591.25,4750,5.1484018264840185E-4,4.3350000000000003E-3,null,19991.504854368934,4611.6504854368932,0.11876359461324149,1040.3690888119954,null,10.71,7580.0327332242223,1357.2327044025158,0.15530751451603811,53219.190472345064]
["P00000957935",2014,"SLERES",4.59,4171,21802.5,4750,4.7614155251141555E-4,4.5899999999999995E-3,null,21167.475728155339,4611.6504854368932,0.10373454303080949,908.71459694989107,null,10.71,7580.0327332242223,1357.936507936508,0.155309046390047,53625]
["P00000957968",2014,"SLERES",5.61,5260,26647.5,4750,6.0045662100456621E-4,5.6100000000000004E-3,null,25871.359223300969,4611.6504854368923,0.107033265776215,937.61140819964339,null,10.71,7580.0387596899227,1359.8989898989898,0.15543860238159188,53628.78]
["P00000961598",2014,"SLERES",6.54,8108,29388,4493.5779816513759,9.2557077625570773E-4,6.5399999999999998E-3,null,28532.038834951458,4362.6970695644432,0.14152458352533756,1239.7553516819571,null,10.71,7580.1033591731266,1360.4938271604938,0.15544844692485485,53628.78]
["P00000961604",2014,"SLERES",4.2,4885,16464,3920,5.5764840182648398E-4,4.2000000000000006E-3,null,15984.466019417476,3805.8252427184466,0.1327734290063057,1163.0952380952381,null,10.71,7580.1550387596899,1360.5072463768117,0.15545748632133871,53628.78]
["P00000961646",2014,"SLERES",3.36,4422,12832,3819.0476190476193,5.0479452054794517E-4,3.3599999999999997E-3,null,12458.252427184467,3707.8132223763296,0.15023646444879321,1316.0714285714287,null,10.725,7587.7192982456145,1361.642156862745,0.15551584938124546,53910.745397313804]
["P00000961688",2014,"SLERES",5.8650000000000002,5569,27858.75,4750,6.3573059360730593E-4,5.8650000000000004E-3,null,27047.330097087379,4611.6504854368932,0.10839396310439997,949.53111679454389,null,10.78,7587.7192982456145,1361.7283950617284,0.15556450890858628,54100]
["P00000961704",2014,"SLERES",2.8050000000000002,3187,14025,5000,3.6381278538812783E-4,2.8050000000000002E-3,null,13616.504854368932,4854.3689320388348,0.12970152776760349,1136.1853832442066,null,10.78,7587.7192982456145,1361.8075801749271,0.15557050445749077,54186.893203883497]
["P00000964086",2014,"SLERES",5.8650000000000002,6274,29325,5000,7.162100456621004E-4,5.8650000000000004E-3,null,28470.873786407767,4854.3689320388348,0.12211594981450988,1069.7357203751064,null,10.78,7587.7192982456145,1362.3188405797102,0.1557520453572025,54499.611650485436]
["P00000966742",2014,"SLERES",19.38,20287,96900,5000,2.3158675799086754E-3,1.9379999999999998E-2,null,94077.669902912618,4854.3689320388348,0.11949781114079855,1046.8008255933953,null,10.8,7587.7192982456145,1362.7450980392157,0.15577285737533864,54865]
["P00000968618",2014,"SLERES",1.65,1696,7934,4808.484848484849,1.9360730593607307E-4,1.65E-3,null,7702.9126213592235,4668.4318917328628,0.11733776117337762,1027.878787878788,null,10.8,7600.9860549120767,1362.797619047619,0.15579678929381693,55028.857704777511]
["P00000968632",2014,"SLERES",5.8650000000000002,6839,29325,5000,7.8070776255707765E-4,5.8650000000000004E-3,null,28470.873786407767,4854.3689320388348,0.13311300299353412,1166.0699062233589,null,10.92,7618.7081749121671,1364.3879173290939,0.15604740966232594,55283.018916518158]
["P00000970131",2014,"SLERES",2.4750000000000001,3314,13949,5635.9595959595954,3.7831050228310506E-4,2.4750000000000002E-3,null,13542.718446601943,5471.8054329704819,0.15285272819519394,1338.9898989898988,null,11,7625.2723311546843,1364.5702306079666,0.15613940125744266,55339.805825242722]
["P00000978504",2014,"SLERES",6.6,9218,25020,3790.909090909091,1.0522831050228309E-3,6.6E-3,null,24291.26213592233,3680.4942630185351,0.15943683409436835,1396.6666666666667,null,11,7625.2723311546843,1364.7798742138364,0.15619166594870909,55500]
["P00000885328",2014,"SLERES",3.24,3235,15228,4700,3.6929223744292238E-4,3.2400000000000003E-3,null,14784.466019417476,4563.1067961165045,0.11397908563053159,998.4567901234567,null,11,7632.1568627450988,1366.9753086419753,0.15620879654689038,55608.108838512009]
["P00000886442",2014,"SLERES",6.5,6247,30875,4750,7.1312785388127854E-4,6.4999999999999997E-3,null,29975.728155339806,4611.6504854368932,0.10971197752019669,961.07692307692309,null,11.025,7635.2583586626142,1367.7811550151978,0.15628614916286149,55825.2427184466]
["P00000879980",2014,"SLERES",5,4541,23750,4750,5.1837899543378998E-4,5.0000000000000001E-3,null,23058.252427184467,4611.6504854368932,0.10367579908675799,908.2,null,11.115,7642.7115188583084,1368.2389937106918,0.15681126331811263,55852.427184466018]
["P00000904117",2014,"SLERES",5.25,5298,24937.5,4750,6.0479452054794521E-4,5.2500000000000003E-3,null,24211.165048543691,4611.6504854368932,0.11519895629484671,1009.1428571428571,null,11.22,7646.5796228099553,1368.3890577507598,0.15687982887047083,55926.213592233013]
["P00000904495",2014,"SLERES",8.25,9416,39187.5,4750,1.0748858447488586E-3,8.2500000000000004E-3,null,38046.11650485437,4611.6504854368932,0.13028919330289193,1141.3333333333333,null,11.25,7675.6756756756758,1369.0666666666666,0.1568883681807258,56151.89561711991]
["P00000905444",2014,"SLERES",3.24,3286,14981,4623.7654320987649,3.7511415525114155E-4,3.2400000000000003E-3,null,14544.660194174758,4489.0926525230734,0.11577597384294491,1014.1975308641975,null,11.28,7679.0273556231004,1373.6666666666667,0.15713819774485135,56476.985539113761]
["P00000905446",2014,"SLERES",4.8600000000000003,6246,20655,4250,7.13013698630137E-4,4.8600000000000006E-3,null,20053.398058252427,4126.2135922330099,0.14671063757821748,1285.185185185185,null,11.5,7687.7659574468089,1374.2673009053244,0.15734699791825993,56492.718446601939]
["P00000906944",2014,"SLERES",5.5650000000000004,6054,26433.75,4750,6.9109589041095891E-4,5.5650000000000005E-3,null,25663.834951456312,4611.6504854368932,0.1241861438294625,1087.8706199460917,null,11.52,7695.455816910362,1374.3421052631579,0.1573538188227783,56766.611105981006]
["P00000908024",2014,"SLERES",3.27,3562,15736,4812.2324159021409,4.0662100456621001E-4,3.2699999999999999E-3,null,15277.669902912621,4672.0703067011073,0.12434893106000307,1089.2966360856269,null,11.61,7696.0784313725489,1376.5306122448978,0.15742770167427703,56766.611105981006]
["P00000910287",2014,"SLERES",4,4063,19000,4750,4.6381278538812788E-4,4.0000000000000001E-3,null,18446.601941747573,4611.6504854368932,0.11595319634703197,1015.75,null,11.66,7734.0425531914889,1378.359701763957,0.157505179266024,57420]
["P00000910751",2014,"SLERES",3.18,4583,14946,4700,5.2317351598173514E-4,3.1800000000000001E-3,null,14510.679611650485,4563.1067961165045,0.16451997357916198,1441.1949685534591,null,11.7,7767.6788937015881,1378.419452887538,0.157527444872196,57563.081414865948]
["P00000911315",2014,"SLERES",4.5,4491,21375,4750,5.126712328767123E-4,4.4999999999999997E-3,null,20752.427184466018,4611.6504854368932,0.11392694063926941,998,null,11.75,7775.4854368932038,1379.0666666666666,0.15753061683762731,57622.572815533982]
["P00000915909",2014,"SLERES",5.25,5145,24937.5,4750,5.8732876712328766E-4,5.2500000000000003E-3,null,24211.165048543691,4611.6504854368932,0.11187214611872145,980,null,11.75,7784.5744680851067,1379.7453703703702,0.15763413242009133,57645.631067961163]
["P00000916215",2014,"SLERES",9.75,8693,46312.5,4750,9.9235159817351597E-4,9.75E-3,null,44963.592233009709,4611.6504854368932,0.10177965109471959,891.58974358974353,null,11.76,7794.4767441860467,1379.9404170804369,0.1576769406392694,57780]
["P00000916229",2014,"SLERES",7,7290,33250,4750,8.3219178082191779E-4,7.0000000000000001E-3,null,32281.553398058251,4611.6504854368932,0.11888454011741682,1041.4285714285713,null,11.76,7813.6574074074069,1379.9682034976151,0.15767694063926943,58580.465102560345]
["P00000918864",2014,"SLERES",7.8479999999999999,11079,33432,4259.9388379204893,1.2647260273972603E-3,7.8479999999999991E-3,null,32458.252427184467,4135.8629494373681,0.16115265384776506,1411.6972477064221,null,11.76,7813.7152777777783,1380.875,0.15769093025337988,58783]
["P00000919216",2014,"SLERES",4,4732,19000,4750,5.4018264840182653E-4,4.0000000000000001E-3,null,18446.601941747573,4611.6504854368932,0.13504566210045663,1183,null,11.76,7833.333333333333,1381.25,0.15777383167033088,59131.886568730217]
["P00000920635",2014,"SLERES",3.3,3939,13336,4041.2121212121215,4.4965753424657532E-4,3.3E-3,null,12947.57281553398,3923.5069137981759,0.13625985886259859,1193.6363636363637,null,12,7836.1702127659573,1381.25,0.15778792491121257,59131.886568730217]
["P00000924442",2014,"SLERES",9.9,10095,31823,3214.4444444444443,1.1523972602739726E-3,9.9000000000000008E-3,null,30896.11650485437,3120.819848975189,0.11640376366403764,1019.6969696969696,null,12,7870.1863354037259,1381.3725490196077,0.15779144822143298,59560]
["P00000924444",2014,"SLERES",8.64,12319,33962,3930.787037037037,1.4062785388127854E-3,8.6400000000000001E-3,null,32972.815533980582,3816.2980942107151,0.16276371976999829,1425.810185185185,null,12,7877.3985270139619,1382.0987654320986,0.15779497153165342,59951.456310679612]
["P00000925025",2014,"SLERES",2,2316,9500,4750,2.6438356164383564E-4,2E-3,null,9223.3009708737864,4611.6504854368932,0.13219178082191782,1158,null,12.22,7898.4650455927049,1382.2222222222222,0.15788678485092666,59951.456310679612]
["P00000941135",2014,"SLERES",4.95,6057,19410,3921.212121212121,6.9143835616438352E-4,4.9500000000000004E-3,null,18844.660194174758,3807.0020594292437,0.13968451639684515,1223.6363636363635,null,12.24,7906.0984430477638,1382.2530864197529,0.15795524466465885,59974.514563106794]
["P00000942470",2014,"SLERES",6,7055,28500,4750,8.05365296803653E-4,6.0000000000000001E-3,null,27669.902912621361,4611.6504854368932,0.1342275494672755,1175.8333333333333,null,12.24,7935.9347009346811,1382.2839506172841,0.15802046338576017,59974.514563106794]
["P00000947173",2014,"SLERES",10,9166,47500,4750,1.0463470319634703E-3,0.01,null,46116.504854368934,4611.6504854368932,0.10463470319634702,916.6,null,12.25,7966.8174962292615,1383.0882352941176,0.15804475453075809,60500]
["P00000952734",2014,"SLERES",4.5,5265,21375,4750,6.0102739726027401E-4,4.4999999999999997E-3,null,20752.427184466018,4611.6504854368932,0.13356164383561644,1170,null,12.25,7979.8449612403101,1383.6879432624114,0.15804475453075809,61450]
["P00000953990",2014,"SLERES",8.25,9928,26812.5,3250,1.1333333333333332E-3,8.2500000000000004E-3,null,26031.553398058251,3155.3398058252424,0.13737373737373737,1203.3939393939395,null,12.25,7979.8449612403101,1384.2592592592591,0.15804475453075809,61582.5]
["P00000955901",2014,"SLERES",4.4800000000000004,5536,16834,3757.5892857142853,6.3196347031963473E-4,4.4800000000000005E-3,null,16343.68932038835,3648.144937586685,0.14106327462491847,1235.7142857142856,null,12.48,7979.8449612403101,1384.4720496894408,0.15806111696522657,61582.5]
["P00000957790",2014,"SLERES",3.43,4671,26772,7805.2478134110779,5.3321917808219182E-4,3.4300000000000003E-3,null,25992.23300970874,7577.9104984573578,0.15545748632133871,1361.8075801749271,null,12.494999999999999,7979.8941798941805,1384.4720496894408,0.1582743269269235,61582.5]
["P00000957836",2014,"SLERES",4.4000000000000004,6270,18500,4204.545454545454,7.1575342465753425E-4,4.4000000000000003E-3,null,17961.165048543691,4082.0829655781113,0.16267123287671231,1424.9999999999998,null,12.5,7979.8941798941805,1384.4720496894408,0.15829169179518104,61582.5]
["P00000957870",2014,"SLERES",3.06,3054,14382,4700,3.4863013698630137E-4,3.0600000000000002E-3,null,13963.106796116504,4563.1067961165045,0.11393141731578475,998.03921568627447,null,12.5,7979.9054373522449,1384.6153846153845,0.158503660215989,61582.5]
["P00000957880",2014,"SLERES",7,8164,33250,4750,9.3196347031963465E-4,7.0000000000000001E-3,null,32281.553398058251,4611.6504854368932,0.13313763861709066,1166.2857142857142,null,12.74,7979.9054373522449,1386.4831038798498,0.15853916538848048,61885]
["P00000957905",2014,"SLERES",4.59,4940,21802.5,4750,5.6392694063926935E-4,4.5899999999999995E-3,null,21167.475728155339,4611.6504854368932,0.12285989992140946,1076.2527233115468,null,12.75,7979.9054373522449,1386.6352201257862,0.15857432775240995,61893.203883495145]
["P00000957944",2014,"SLERES",3.75,4387,17812.5,4750,5.0079908675799089E-4,3.7499999999999999E-3,null,17293.689320388348,4611.6504854368932,0.13354642313546425,1169.8666666666666,null,12.75,7979.9054373522449,1388.4920634920634,0.15862524081702165,62900]
["P00000957947",2014,"SLERES",4.59,4226,21802.5,4750,4.8242009132420092E-4,4.5899999999999995E-3,null,21167.475728155339,4611.6504854368932,0.1051024164105013,920.69716775599136,null,12.984999999999999,7979.9054373522449,1388.8030888030889,0.15874103065883888,63650.485436893206]
["P00000957971",2014,"SLERES",4.59,5159,43605,9500,5.8892694063926942E-4,4.5899999999999995E-3,null,42334.951456310679,9223.3009708737864,0.12830652301509138,1123.9651416122006,null,13,7979.9054373522449,1389.1111111111111,0.15886605783866056,63862.437494228638]
["P00000961606",2014,"SLERES",3.3,3739,18110,5487.878787878788,4.2682648401826486E-4,3.3E-3,null,17582.524271844661,5328.0376581347464,0.1293413587934136,1133.030303030303,null,13,7979.9054373522449,1389.5571095571097,0.1590019569471624,64007.250277662264]
["P00000961609",2014,"SLERES",3.3,3682,12375,3750,4.2031963470319636E-4,3.3E-3,null,12014.563106796117,3640.7766990291266,0.12736958627369588,1115.7575757575758,null,13.005000000000001,7979.9054373522449,1390.5714285714287,0.15909939404382412,64260]
["P00000961615",2014,"SLERES",3.5,4026,14097,4027.7142857142858,4.5958904109589046E-4,3.5000000000000001E-3,null,13686.407766990291,3910.4022191400832,0.13131115459882584,1150.2857142857142,null,13.005000000000001,7979.9054373522449,1391.6666666666667,0.15911734298268287,64385]
["P00000961619",2014,"SLERES",3.3,3533,15675.28,4750.0848484848493,4.0331050228310501E-4,3.3E-3,null,15218.718446601943,4611.7328626066492,0.12221530372215304,1070.6060606060607,null,13.11,7979.9054373522449,1392.8571428571427,0.15914279784142796,64574.679959687892]
["P00000961649",2014,"SLERES",3.57,3714,16957.5,4750,4.2397260273972602E-4,3.5699999999999998E-3,null,16463.592233009709,4611.6504854368932,0.11875983270020338,1040.3361344537816,null,13.23,7979.9054373522449,1393.7106918238992,0.15924298555469399,64590]
["P00000961668",2014,"SLERES",7.14,8239,33915,4750,9.4052511415525122E-4,7.1399999999999996E-3,null,32927.184466019418,4611.6504854368932,0.1317262064643209,1153.9215686274511,null,13.965,7979.9054373522449,1393.8679245283017,0.15925822383748017,64621.359223300969]
["P00000961670",2014,"SLERES",3.3149999999999999,3647,15746.25,4750,4.1632420091324202E-4,3.3149999999999998E-3,null,15287.621359223302,4611.6504854368932,0.1255879942423053,1100.1508295625943,null,14.28,7979.9054373522449,1394.090909090909,0.1592950726713821,64621.359223300969]
["P00000961678",2014,"SLERES",3.8250000000000002,4025,18168.75,4750,4.5947488584474887E-4,3.8250000000000003E-3,null,17639.563106796119,4611.6504854368932,0.12012415316202585,1052.2875816993464,null,14.4,7979.9331103678924,1394.9685534591194,0.15942475417361263,65165.752545131261]
["P00000961701",2014,"SLERES",4.335,4044,20591.25,{"$f":"IFERROR(F2751/D2751,\"\")","v":4750},4.6164383561643837E-4,4.3350000000000003E-3,null,19991.504854368934,4611.6504854368932,{"$f":"(E2751/8760)/D2751","v":0.10649223428291542},{"$f":"E2751/D2751","v":932.87197231833909},null,14.7,7979.9331103678924,1395.1020408163265,0.1594297874739275,65260]
["P00000961717",2014,"SLERES",7.14,7259,35700,5000,{"$f":"E2752/8760/1000","v":8.2865296803652966E-4},{"$f":"D2752/1000","v":7.1399999999999996E-3},null,34660.194174757286,{"$f":"IFERROR(K2752/D2752,\"\")","v":4854.3689320388357},0.11605783866057839,1016.6666666666667,null,14.95,7979.9392097264436,1395.4248366013071,0.15943683409436835,65504.854368932043]
["P00000964082",2014,"SLERES",3.5,3630,24125,6892.8571428571431,4.143835616438356E-4,3.5000000000000001E-3,null,23422.330097087379,6692.0943134535364,0.11839530332681017,1037.1428571428571,null,14.96,7979.9418604651164,1396.5608465608466,0.15945146938297625,65600]
["P00000968635",2014,"SLERES",5.61,5367,28050,5000,6.1267123287671234E-4,5.6100000000000004E-3,null,{"$f":"F2754*VLOOKUP(B2754,$AA$12:$AB$14,2,FALSE)","v":27233.009708737864},4854.3689320388348,0.10921055844504675,956.68449197860957,null,14.96,7979.9516908212563,1396.6049382716049,0.15946534381560146,66276.699029126219]
["P00000976019",2014,"SLERES",6.3,8555,23110,3668.2539682539682,9.7659817351598171E-4,6.3E-3,null,22436.893203883494,3561.4116196640466,0.15501558309777488,1357.936507936508,null,15,7979.9516908212563,1396.6666666666667,0.15947142659471425,66327]
["P00000902904",2014,"SLERES",6.48,7063,20161,3111.2654320987654,8.0627853881278541E-4,6.4800000000000005E-3,null,19573.786407766991,3020.6460505813257,0.12442570043407182,1089.9691358024691,null,15,7979.9642218246872,1396.7948717948718,0.15948680103931245,66500]
["P00000923308",2014,"SLERES",5,5610,23750,4750,6.4041095890410955E-4,5.0000000000000001E-3,null,23058.252427184467,4611.6504854368932,0.12808219178082192,1122,null,15,7979.9642218246872,1396.9164118246688,0.1595002536783359,67410.84324884032]
["P00000924651",2014,"SLERES",4.95,5522,20155.5,4071.8181818181815,6.3036529680365297E-4,4.9500000000000004E-3,null,19568.446601941749,3953.2215357458076,0.12734652460679857,1115.5555555555554,null,15.12,7979.9642218246872,1396.969696969697,0.15978151007505215,69053.975780324094]
["P00000925263",2014,"SLERES",4,4302,19000,4750,4.9109589041095893E-4,4.0000000000000001E-3,null,18446.601941747573,4611.6504854368932,0.12277397260273973,1075.5,null,15.3,7979.9642218246872,1397.1043771043771,0.15981735159817351,69354]
["P00000905681",2014,"SLERES",5,5518,18192,3638.4,6.2990867579908671E-4,5.0000000000000001E-3,null,17662.135922330097,3532.4271844660193,0.12598173515981734,1103.5999999999999,null,15.3,7979.9645390070928,1397.2222222222222,0.15981735159817351,69795.03]
["P00000942600",2014,"SLERES",5.88,5556,21277,3618.5374149659865,6.3424657534246571E-4,5.8799999999999998E-3,null,20657.281553398057,3513.1431213262003,0.10786506383375268,944.89795918367349,null,15.696,7979.9645390070928,1399.6860282574569,0.15981735159817351,69798.283933543658]
["P00000951859",2014,"SLERES",4.95,5708,18668,3771.3131313131312,6.5159817351598173E-4,4.9500000000000004E-3,null,18124.271844660194,3661.4690595273119,0.13163599464969328,1153.1313131313132,null,15.744999999999999,7979.9645390070928,1400,0.15994989760820724,70025]
["P00000952660",2014,"SLERES",5,5819,23750,4750,6.6426940639269401E-4,5.0000000000000001E-3,null,23058.252427184467,4611.6504854368932,0.13285388127853881,1163.8,null,16.2,7979.9645390070928,1400,0.15999351710919443,70189.869521399887]
["P00000952744",2014,"SLERES",5.75,5786,27312.5,4750,6.6050228310502281E-4,5.7499999999999999E-3,null,26516.990291262136,4611.6504854368932,0.1148699622791344,1006.2608695652174,null,16.25,7979.9645390070928,1400,0.1601978691019787,70440]
["P00000955278",2014,"SLERES",4.125,5016,15098,3660.121212121212,5.7260273972602736E-4,4.1250000000000002E-3,null,14658.252427184467,3553.5157399235072,0.13881278538812786,1216,null,16.32,7979.9645390070928,1401.1611030478955,0.16027714358193809,73411.215112066231]
["P00000957814",2014,"SLERES",1.53,1994,6992.1,4570,2.276255707762557E-4,1.5300000000000001E-3,null,6788.4466019417478,4436.8932038834955,0.14877488286029783,1303.2679738562092,null,16.559999999999999,7979.9645390070928,1401.5432098765432,0.16030232488733698,73776.699029126219]
["P00000957815",2014,"SLERES",3.5,4270,14875,4250,4.8744292237442921E-4,3.5000000000000001E-3,null,14441.747572815535,4126.2135922330099,0.13926940639269406,1220,null,16.559999999999999,7979.9645390070928,1403.3333333333333,0.16035581976393556,74962.78064885507]
["P00000957863",2014,"SLERES",5.75,5577,27312.5,4750,6.3664383561643834E-4,5.7499999999999999E-3,null,26516.990291262136,4611.6504854368932,0.11072066706372841,969.91304347826087,null,16.8,7979.9645390070928,1404.0277777777778,0.16041816870944484,75000]
["P00000957921",2014,"SLERES",3.18,4436,14946,4700,5.0639269406392692E-4,3.1800000000000001E-3,null,14510.679611650485,4563.1067961165045,0.15924298555469399,1394.9685534591194,null,16.905000000000001,7979.9689440993779,1404.248366013072,0.1606674438939085,76039.025314849874]
["P00000957946",2014,"SLERES",4.8449999999999998,4577,23013.75,4750,5.224885844748859E-4,4.8449999999999995E-3,null,22343.446601941749,4611.6504854368941,0.10784078110936758,944.68524251805991,null,17.25,7979.9689440993779,1404.7169811320755,0.16091636177997107,77008.876915464862]
["P00000957953",2014,"SLERES",6.8849999999999998,7087,32703.75,4750,8.0901826484018266E-4,6.8849999999999996E-3,null,31751.213592233009,4611.6504854368932,0.11750446838637367,1029.3391430646334,null,17.472000000000001,7980,1405.2631578947369,0.16091930274041474,77700]
["P00000961659",2014,"SLERES",4.08,4538,19380,4750,5.1803652968036525E-4,4.0800000000000003E-3,null,18815.533980582524,4611.6504854368932,0.1269697376667562,1112.2549019607843,null,17.64,7980,1407.4468085106384,0.16095158646528507,78454.368932038837]
["P00000966729",2014,"SLERES",3.3,3013,16400,4969.69696969697,3.439497716894977E-4,3.3E-3,null,15922.330097087379,4824.9485142689027,0.10422720354227204,913.03030303030312,null,17.850000000000001,7980,1409.6273291925465,0.16099128857799799,78594]
["P00000968619",2014,"SLERES",3.36,4739,13250,3943.4523809523812,5.4098173515981741E-4,3.3599999999999997E-3,null,12864.077669902912,3828.5945446139622,0.16100646879756472,1410.4166666666667,null,18.36,7980,1409.6530920060331,0.16100646879756472,79550.970873786413]
["P00000976615",2014,"SLERES",4.4000000000000004,5786,17588,3997.272727272727,6.6050228310502281E-4,4.4000000000000003E-3,null,17075.728155339806,3880.847308031774,0.15011415525114152,1315,null,18.36,7980,1409.9358974358975,0.16101177189313659,79936.656455361008]
["P00000856512",2014,"SLERES",1.855,2063,19750,10646.900269541778,2.3550228310502283E-4,1.8549999999999999E-3,null,19174.757281553397,10336.796378195901,0.12695540868195301,1112.1293800539083,null,19.079999999999998,7980,1410.2836879432625,0.16101394752208917,80156.310679611648]
["P00000879930",2014,"SLERES",3.24,3341,15314,4726.5432098765432,3.8139269406392697E-4,3.2400000000000003E-3,null,14867.961165048544,4588.8769027927601,0.11771379446417497,1031.1728395061727,null,19.25,7980,1410.4166666666667,0.16101535046449064,80892]
["P00000879939",2014,"SLERES",4.8600000000000003,5420,19223,3955.349794238683,6.1872146118721464E-4,4.8600000000000006E-3,null,18663.106796116506,3840.1454312996925,0.12730894263111411,1115.2263374485597,null,19.25,7980,1410.4631217838764,0.16105051017531991,81602.003464847701]
["P00000886197",2014,"SLERES",4,3872,19000,4750,4.4200913242009132E-4,4.0000000000000001E-3,null,18446.601941747573,4611.6504854368932,0.11050228310502283,968,null,19.38,7980,1410.4821802935012,0.16113810807162574,82110]
["P00000888435",2014,"SLERES",3,3406,14250,4750,3.8881278538812784E-4,3.0000000000000001E-3,null,13834.95145631068,4611.6504854368932,0.12960426179604262,1135.3333333333333,null,19.38,7980,1410.4944700689382,0.16115265384776506,83230.600000000006]
["P00000901319",2014,"SLERES",7.5,7043,35625,4750,8.0399543378995432E-4,7.4999999999999997E-3,null,34587.378640776697,4611.6504854368932,0.10719939117199391,939.06666666666672,null,19.600000000000001,7980,1410.8024691358023,0.16117097117692711,86690.645865027225]
["P00000902907",2014,"SLERES",3.43,3895,25173,7339.0670553935861,4.4463470319634703E-4,3.4300000000000003E-3,null,24439.805825242718,7125.3078207704712,0.12963110880359971,1135.5685131195335,null,20,7980,1411.5698267074415,0.16121004566210045,87969]
["P00000902910",2014,"SLERES",4,4732,19000,4750,5.4018264840182653E-4,4.0000000000000001E-3,null,18446.601941747573,4611.6504854368932,0.13504566210045663,1183,null,20,7980,1411.6972477064221,0.1612971418907492,88000]
["P00000902917",2014,"SLERES",5.5,6277,26125,4750,7.1655251141552513E-4,5.4999999999999997E-3,null,25364.077669902912,4611.6504854368932,0.13028227480282276,1141.2727272727273,null,20.145,7980,1411.8577075098815,0.1613744564730796,88785.013059448218]
["P00000903886",2014,"SLERES",3.25,3496,15437.5,4750,3.9908675799086755E-4,3.2499999999999999E-3,null,14987.864077669903,4611.6504854368932,0.12279592553565156,1075.6923076923076,null,20.16,7980,1412.2,0.16142723334504155,88785.013059448218]
["P00000908660",2014,"SLERES",3,2976,14250,4750,3.3972602739726029E-4,3.0000000000000001E-3,null,13834.95145631068,4611.6504854368932,0.11324200913242009,992,null,20.58,7980,1412.9629629629628,0.16144186863364945,91232.05356318377]
["P00000910279",2014,"SLERES",4.32,4659,24088,5575.9259259259252,5.3184931506849325E-4,4.3200000000000001E-3,null,23386.407766990291,5413.5203164329378,0.12311326737696601,1078.4722222222222,null,20.8,7980,1413.6402387041774,0.1614733074017701,92233.009708737867]
["P00000910292",2014,"SLERES",3,2761,14250,4750,3.1518264840182649E-4,3.0000000000000001E-3,null,13834.95145631068,4611.6504854368932,0.10506088280060882,920.33333333333337,null,20.8,7980.012894906512,1414.102564102564,0.16151065449010654,93500]
["P00000917088",2014,"SLERES",3.25,3010,12512.5,3850,3.4360730593607308E-4,3.2499999999999999E-3,null,12148.058252427185,3737.8640776699031,0.10572532490340711,926.15384615384619,null,20.8,7980.0172265288547,1414.2307692307693,0.16153774470799909,94077.669902912618]
["P00000917094",2014,"SLERES",3.25,3768,15437.5,4750,4.3013698630136986E-4,3.2499999999999999E-3,null,14987.864077669903,4611.6504854368932,0.13234984193888305,1159.3846153846155,null,21,7980.0327332242223,1414.506172839506,0.1616729957386458,95744]
["P00000918618",2014,"SLERES",2.1,2098,8500,4047.6190476190473,2.3949771689497717E-4,2.1000000000000003E-3,null,8252.4271844660198,3929.7272306981044,0.11404653185475103,999.04761904761904,null,22,7980.0327332242223,1414.8333333333333,0.16182981499215832,97048.543689320388]
["P00000918627",2014,"SLERES",5.5,5061,26125,4750,5.7773972602739735E-4,5.4999999999999997E-3,null,25364.077669902912,4611.6504854368932,0.10504358655043587,920.18181818181813,null,22,7980.0327332242223,1415.0706436420721,0.16182981499215832,98025.36]
["P00000919220",2014,"SLERES",4.7699999999999996,6142,19795,4149.8951781970654,7.0114155251141549E-4,4.7699999999999999E-3,null,19218.446601941749,4029.02444485152,0.14698984329379783,1287.6310272536689,null,22.23,7980.0327332242223,1416.2554426705371,0.16199667911996676,98315.073378746791]
["P00000934952",2014,"SLERES",11.25,11059,53437.5,4750,1.2624429223744291E-3,1.125E-2,null,51881.067961165048,4611.6504854368932,0.11221714865550481,983.02222222222224,null,22.44,7980.0327332242223,1417.6291793313069,0.16211459349421095,99915]
["P00000940425",2014,"SLERES",6,8489,28500,4750,9.6906392694063931E-4,6.0000000000000001E-3,null,27669.902912621361,4611.6504854368932,0.16151065449010654,1414.8333333333333,null,22.44,7980.0327332242223,1417.6291793313069,0.16238881754185694,100000]
["P00000942512",2014,"SLERES",4.5,4201,21375,4750,4.7956621004566208E-4,4.4999999999999997E-3,null,20752.427184466018,4611.6504854368932,0.10657026889903602,933.55555555555554,null,22.68,7980.0327332242223,1419.090909090909,0.16248511018463374,100000]
["P00000952673",2014,"SLERES",7.5,7274,35625,4750,8.3036529680365306E-4,7.4999999999999997E-3,null,34587.378640776697,4611.6504854368932,0.11071537290715373,969.86666666666667,null,22.95,7980.0327332242223,1420.1238390092878,0.16261985367202503,101894.72]
["P00000954899",2014,"SLERES",4.5,4266,21375,4750,4.8698630136986305E-4,4.4999999999999997E-3,null,20752.427184466018,4611.6504854368932,0.10821917808219178,948,null,23.03,7980.0327332242223,1422.5260416666667,0.16267123287671231,102580]
["P00000955283",2014,"SLERES",6.867,8368,30902,4500.0728119994174,9.5525114155251142E-4,6.8669999999999998E-3,null,30001.941747572815,4369.0027300965221,0.13910749112458301,1218.581622251347,null,23.204999999999998,7980.0327332242223,1423.3695652173915,0.16275931563222279,102637]
["P00000957269",2014,"SLERES",4,3825,19000,4750,4.3664383561643836E-4,4.0000000000000001E-3,null,18446.601941747573,4611.6504854368932,0.1091609589041096,956.25,null,23.204999999999998,7980.0327332242223,1424.5499181669393,0.16276371976999829,103605.82524271845]
["P00000957779",2014,"SLERES",3.57,3678,13050,3655.4621848739498,4.1986301369863015E-4,3.5699999999999998E-3,null,12669.902912621359,3548.9924124989802,0.11760868731054067,1030.2521008403362,null,23.32,7980.0327332242223,1424.9999999999998,0.16277693218332487,105658]
["P00000957818",2014,"SLERES",3.5,3147,19725,5635.7142857142853,3.5924657534246575E-4,3.5000000000000001E-3,null,19150.485436893203,5471.5672676837721,0.10264187866927592,899.14285714285711,null,23.46,7980.0327332242223,1425.7716049382716,0.162826899128269,107257.56]
["P00000957819",2014,"SLERES",3.0249999999999999,4498,17259,5705.454545454546,5.1347031963470328E-4,3.0249999999999999E-3,null,16756.310679611652,5539.2762577228605,0.16974225442469529,1486.9421487603306,null,23.52,7980.0327332242223,1425.810185185185,0.16283842996171763,107850]
["P00000957831",2014,"SLERES",6.6,7736,21450,3250,8.8310502283105022E-4,6.6E-3,null,20825.242718446603,3155.3398058252433,0.13380379133803791,1172.1212121212122,null,24,7980.0387596899227,1425.9259259259259,0.16283910824603817,108457.33]
["P00000957834",2014,"SLERES",3.36,3268,14594,4343.4523809523807,3.7305936073059358E-4,3.3599999999999997E-3,null,14168.932038834952,4216.944059177069,0.11102957164601,972.61904761904771,null,24.01,7980.0387596899227,1426.3636363636365,0.16285450965606801,109705.05]
["P00000957845",2014,"SLERES",6,5567,19800,3300,6.3550228310502285E-4,6.0000000000000001E-3,null,19223.300970873788,3203.8834951456315,0.10591704718417048,927.83333333333337,null,24.114999999999998,7980.0387596899227,1426.4646464646464,0.16296296296296295,110000]
["P00000957919",2014,"SLERES",8.9250000000000007,9407,42393.75,4750,1.0738584474885844E-3,8.9250000000000006E-3,null,41158.980582524273,4611.6504854368932,0.12032027422841281,1054.0056022408962,null,24.3,7980.0395256917,1426.4705882352941,0.16298185941043083,110000]
["P00000957936",2014,"SLERES",2.5499999999999998,2385,12112.5,4750,2.7226027397260271E-4,2.5499999999999997E-3,null,11759.708737864077,4611.6504854368932,0.10676873489121676,935.2941176470589,null,24.48,7980.0395256917,1426.605504587156,0.16302563643417795,114156.80378960478]
["P00000957938",2014,"SLERES",6.375,7253,30281.25,4750,8.2796803652968032E-4,6.3749999999999996E-3,null,29399.271844660194,4611.6504854368932,0.12987733906347926,1137.7254901960785,null,24.48,7980.0531914893618,1427.5555555555557,0.16306481081432156,117511]
["P00000957939",2014,"SLERES",5.3550000000000004,5572,25436.25,4750,6.3607305936073054E-4,5.3550000000000004E-3,null,24695.388349514564,4611.6504854368932,0.11878115020741933,1040.5228758169933,null,24.48,7980.0531914893618,1427.7210884353742,0.16307370331342932,118167.23128183802]
["P00000961677",2014,"SLERES",5.61,6441,26647.5,4750,7.3527397260273971E-4,5.6100000000000004E-3,null,25871.359223300969,4611.6504854368923,0.13106487925182525,1148.1283422459892,null,24.75,7980.0531914893618,1428.4477427334568,0.1631468797564688,120008.78]
["P00000961684",2014,"SLERES",2.5499999999999998,2385,12112.5,4750,2.7226027397260271E-4,2.5499999999999997E-3,null,11759.708737864077,4611.6504854368932,0.10676873489121676,935.2941176470589,null,24.795000000000002,7980.0531914893618,1428.5256410256409,0.16318522521675791,120428.16]
["P00000961687",2014,"SLERES",4.59,5338,21802.5,4750,6.0936073059360729E-4,4.5899999999999995E-3,null,21167.475728155339,4611.6504854368932,0.13275832910536106,1162.962962962963,null,24.99,7980.0531914893618,1428.5256410256409,0.16324559892019183,121338]
["P00000961699",2014,"SLERES",4.95,7407,19156,{"$f":"IFERROR(F2814/D2814,\"\")","v":3869.8989898989898},8.4554794520547952E-4,4.9500000000000004E-3,null,18598.058252427185,3757.183485338825,{"$f":"(E2814/8760)/D2814","v":0.17081776670817767},{"$f":"E2814/D2814","v":1496.3636363636363},null,24.99,7980.0531914893618,1429.1666666666667,0.16331527647787325,123612.98003572291]
["P00000961718",2014,"SLERES",2.8050000000000002,2918,1963.5,700,{"$f":"E2815/8760/1000","v":3.3310502283105019E-4},{"$f":"D2815/1000","v":2.8050000000000002E-3},null,1906.3106796116506,{"$f":"IFERROR(K2815/D2815,\"\")","v":679.61165048543694},0.11875401883459899,1040.2852049910873,null,25.92,7980.0664451827251,1429.5025728987994,0.16332709379165603,124000.39]
["P00000964074",2014,"SLERES",3.3,3322,12870,3900,3.7922374429223742E-4,3.3E-3,null,12495.14563106796,3786.4077669902913,0.11491628614916287,1006.6666666666667,null,25.92,7980.0664451827251,1430.0314465408803,0.16337860515942706,124099.99]
["P00000964075",2014,"SLERES",3,2705,12150,4050,3.0878995433789952E-4,3.0000000000000001E-3,null,11796.11650485437,3932.0388349514565,0.10292998477929984,901.66666666666663,null,26.4,7980.0724637681169,1430.6418219461698,0.16350544432736214,124950]
["P00000964080",2014,"SLERES",9.7200000000000006,9392,38442.400000000001,3954.9794238683126,1.0721461187214612E-3,9.7200000000000012E-3,null,{"$f":"F2818*VLOOKUP(B2818,$AA$12:$AB$14,2,FALSE)","v":37322.718446601946},3839.7858484158378,0.11030309863389517,966.25514403292175,null,26.5,7980.0773694390718,1430.7453416149067,0.16353980543974589,125000]
["P00000966756",2014,"SLERES",9.69,9039,48450,5000,1.031849315068493E-3,9.689999999999999E-3,null,47038.834951456309,4854.3689320388348,0.10648599742708907,932.81733746130033,null,26.91,7980.0773694390718,1431.1965811965813,0.16367110333883869,126000]
["P00000972205",2014,"SLERES",4.95,6228,18039,3644.242424242424,7.1095890410958909E-4,4.9500000000000004E-3,null,17513.592233009709,3538.0994410120625,0.14362806143628062,1258.1818181818182,null,27.495000000000001,7980.0773694390718,1432.3076923076924,0.16367543281322491,126489.53328488063]
["P00000885144",2014,"SLERES",8.5,7720,40375,4750,8.8127853881278539E-4,8.5000000000000006E-3,null,39199.029126213594,4611.6504854368932,0.10367982809562182,908.23529411764707,null,27.5,7980.0925925925922,1432.608695652174,0.16367919945594092,126680.58252427184]
["P00000886201",2014,"SLERES",4,4255,19000,4750,4.8573059360730591E-4,4.0000000000000001E-3,null,18446.601941747573,4611.6504854368932,0.12143264840182648,1063.75,null,28.2,7980.0930232558139,1433.758865248227,0.16367919945594092,130679.4990749423]
["P00000886208",2014,"SLERES",3,3512,14250,4750,4.0091324200913244E-4,3.0000000000000001E-3,null,13834.95145631068,4611.6504854368932,0.13363774733637748,1170.6666666666667,null,29.61,7980.1033591731266,1433.7967914438502,0.16370348780724764,134135]
["P00000902398",2014,"SLERES",3.75,4013,20187.5,5383.333333333333,4.5810502283105019E-4,3.7499999999999999E-3,null,19599.514563106797,5226.5372168284794,0.12216133942161339,1070.1333333333334,null,30,7980.1033591731266,1433.8297872340424,0.16370348780724764,140840]
["P00000903532",2014,"SLERES",3.25,3302,12350,3800,3.7694063926940643E-4,3.2499999999999999E-3,null,11990.291262135923,3689.3203883495148,0.11598173515981736,1016,null,30.375,7980.1033591731266,1433.8297872340424,0.16370348780724767,141857.42050640818]
["P00000904489",2014,"SLERES",3.18,4594,13790,4336.4779874213837,5.2442922374429228E-4,3.1800000000000001E-3,null,13388.349514563108,4210.1728033217314,0.16491485023405417,1444.6540880503144,null,30.55,7980.1033591731266,1434.0425531914893,0.16375107984697027,145200]
["P00000904492",2014,"SLERES",2.75,2530,13062.5,4750,2.888127853881279E-4,2.7499999999999998E-3,null,12682.038834951456,4611.6504854368932,0.10502283105022832,920,null,30.8,7980.1033591731266,1434.0425531914893,0.16378995433789953,145200]
["P00000904500",2014,"SLERES",7.5,7846,35625,4750,8.9566210045662097E-4,7.4999999999999997E-3,null,34587.378640776697,4611.6504854368932,0.11942161339421613,1046.1333333333334,null,31.02,7980.1033591731266,1434.0425531914893,0.16380517503805175,149000]
["P00000904501",2014,"SLERES",4.25,4266,20187.5,4750,4.8698630136986305E-4,4.2500000000000003E-3,null,19599.514563106797,4611.6504854368932,0.11458501208702659,1003.7647058823529,null,31.46,7980.1033591731266,1434.4594594594594,0.16420984713122891,152918]
["P00000905681",2014,"SLERES",5,5518,18192,3638.4,6.2990867579908671E-4,5.0000000000000001E-3,null,17662.135922330097,3532.4271844660193,0.12598173515981734,1103.5999999999999,null,31.68,7980.1268498942909,1434.8,0.16423084558879678,156612.6213592233]
["P00000908425",2014,"SLERES",3.24,3362,15228,4700,3.8378995433789955E-4,3.2400000000000003E-3,null,14784.466019417476,4563.1067961165045,0.11845368961046281,1037.6543209876543,null,31.68,7980.1418439716308,1434.9333333333334,0.16442584136648064,156956.5]
["P00000909335",2014,"SLERES",4.5,4088,21375,4750,4.6666666666666666E-4,4.4999999999999997E-3,null,20752.427184466018,4611.6504854368932,0.1037037037037037,908.44444444444446,null,33.75,7980.1418439716317,1438.4782608695652,0.16446057113865334,158090]
["P00000910282",2014,"SLERES",5.5,6145,26125,4750,7.0148401826484021E-4,5.4999999999999997E-3,null,25364.077669902912,4611.6504854368932,0.12754254877542548,1117.2727272727273,null,34.979999999999997,7980.1418439716317,1438.6622073578596,0.16446812108912565,159550.19323067967]
["P00000910283",2014,"SLERES",6,5478,28500,4750,6.2534246575342463E-4,6.0000000000000001E-3,null,27669.902912621361,4611.6504854368932,0.10422374429223745,913,null,35.28,7980.1418439716317,1440.3703703703702,0.16451997357916198,160236.89320388349]
["P00000910285",2014,"SLERES",4.75,5821,22562.5,4750,6.644977168949772E-4,4.7499999999999999E-3,null,21905.339805825242,4611.6504854368932,0.13989425618841625,1225.4736842105262,null,35.880000000000003,7980.1418439716317,1440.6746031746031,0.16460860538217509,160886.34]
["P00000911313",2014,"SLERES",3.75,3630,17812.5,4750,4.143835616438356E-4,3.7499999999999999E-3,null,17293.689320388348,4611.6504854368932,0.11050228310502283,968,null,36.659999999999997,7980.1418439716317,1440.7407407407406,0.16460860538217509,162506.25]
["P00000911325",2014,"SLERES",6.5,6403,30875,4750,7.3093607305936071E-4,6.4999999999999997E-3,null,29975.728155339806,4611.6504854368932,0.11245170354759396,985.07692307692309,null,36.659999999999997,7980.1550387596899,1441.1949685534591,0.1646670844898081,169046.75943680308]
["P00000912630",2014,"SLERES",8.5,8066,40375,4750,9.2077625570776258E-4,8.5000000000000006E-3,null,39199.029126213594,4611.6504854368932,0.1083266183185603,948.94117647058829,null,37.44,7980.1550387596899,1441.9713831478537,0.1646670844898081,169654.36893203884]
["P00000913728",2014,"SLERES",4,3861,19000,4750,4.4075342465753423E-4,4.0000000000000001E-3,null,18446.601941747573,4611.6504854368932,0.11018835616438356,965.25,null,38.034999999999997,7980.1550387596899,1441.9713831478537,0.16487823439878235,171844]
["P00000913729",2014,"SLERES",9.5,11642,45125,4750,1.3289954337899544E-3,9.4999999999999998E-3,null,43810.679611650485,4611.6504854368932,0.13989425618841625,1225.4736842105262,null,38.409999999999997,7980.1550387596899,1442.4836601307188,0.16491485023405417,176200]
["P00000914186",2014,"SLERES",3.18,4351,14946,4700,4.9668949771689496E-4,3.1800000000000001E-3,null,14510.679611650485,4563.1067961165045,0.15619166594870909,1368.2389937106918,null,41.61,7980.1550387596899,1442.4836601307188,0.16493279917291287,182800]
["P00000915188",2014,"SLERES",3.5,3513,16625,4750,4.0102739726027397E-4,3.5000000000000001E-3,null,16140.776699029126,4611.6504854368932,0.11457925636007828,1003.7142857142857,null,42.9,7980.1550387596899,1444.3333333333333,0.16506423891772315,187250]
["P00000916220",2014,"SLERES",4.5,4356,21375,4750,4.9726027397260276E-4,4.4999999999999997E-3,null,20752.427184466018,4611.6504854368932,0.11050228310502283,968,null,44.82,7986.9147787740567,1444.6540880503144,0.16506423891772315,194163.10679611651]
["P00000916221",2014,"SLERES",4.75,5462,42512.5,8950,6.235159817351598E-4,4.7499999999999999E-3,null,41274.271844660194,8689.3203883495153,0.13126652247055995,1149.8947368421052,null,48.45,8003.8402319616134,1444.8113207547169,0.16510110893672536,194174.75728155341]
["P00000917358",2014,"SLERES",4.5,4948,21375,4750,5.6484018264840188E-4,4.4999999999999997E-3,null,20752.427184466018,4611.6504854368932,0.12552004058853375,1099.5555555555557,null,49.35,8029.5224886070937,1445.9627329192547,0.16519347045927416,194758.41690358956]
["P00000919210",2014,"SLERES",4.5,4194,21375,4750,4.7876712328767126E-4,4.4999999999999997E-3,null,20752.427184466018,4611.6504854368932,0.10639269406392694,932,null,49.44,8127.2480498463019,1445.9627329192547,0.16522445834977545,196560]
["P00000919933",2014,"SLERES",3.75,3675,17812.5,4750,4.1952054794520548E-4,3.7499999999999999E-3,null,17293.689320388348,4611.6504854368932,0.11187214611872147,980,null,52.25,8131.0679611650485,1446.2857142857142,0.16539454442355328,201000]
["P00000919939",2014,"SLERES",8,8413,38000,4750,9.603881278538813E-4,8.0000000000000002E-3,null,36893.203883495145,4611.6504854368932,0.12004851598173516,1051.625,null,53.55,8171.9858156028376,1447.0948012232416,0.16548780851762318,208552.35]
["P00000920645",2014,"SLERES",2.5,2684,11875,4750,3.0639269406392694E-4,2.5000000000000001E-3,null,11529.126213592233,4611.6504854368932,0.12255707762557078,1073.5999999999999,null,55,8181.155015197568,1447.3662551440329,0.16558107261169305,219100.9708737864]
["P00000921975",2014,"SLERES",3.25,3806,15437.5,4750,4.3447488584474886E-4,3.2499999999999999E-3,null,14987.864077669903,4611.6504854368932,0.13368458025992272,1171.0769230769231,null,55.08,8203.361344537816,1448.8562091503268,0.16571595120123245,219301.22833266179]
["P00000922183",2014,"SLERES",6,6703,28500,4750,7.6518264840182647E-4,6.0000000000000001E-3,null,27669.902912621361,4611.6504854368932,0.12753044140030442,1117.1666666666667,null,58.32,8269.2546583850926,1449.6732026143791,0.16596200462258304,236286.40776699031]
["P00000922186",2014,"SLERES",4.75,4641,22562.5,4750,5.2979452054794523E-4,4.7499999999999999E-3,null,21905.339805825242,4611.6504854368932,0.11153568853640951,977.0526315789474,null,58.575000000000003,8272.4924012158062,1450.4901960784314,0.1661910197869102,238523.3009708738]
["P00000879983",2014,"SLERES",2.25,2124,10687.5,4750,2.4246575342465755E-4,2.2499999999999998E-3,null,10376.213592233009,4611.6504854368932,0.10776255707762557,944,null,59.4,8275.8192839591047,1451.6717325227964,0.16621696416216966,242099.04]
["P00000883459",2014,"SLERES",7,8568,33250,4750,9.7808219178082182E-4,7.0000000000000001E-3,null,32281.553398058251,4611.6504854368932,0.13972602739726028,1224,null,59.5,8311.9582327973549,1453.8271604938273,0.16622402385611779,246086]
["P00000874027",2014,"SLERES",6.58,7380,24500,3723.4042553191489,8.4246575342465755E-4,6.5799999999999999E-3,null,23786.407766990291,3614.9555876884942,0.12803430903110297,1121.580547112462,null,59.84,8330.8823529411766,1455.8333333333335,0.16638314382069419,248250.48588621433]
["P00000957812",2014,"SLERES",3.3,3325,14454,4380,3.7956621004566209E-4,3.3E-3,null,14033.009708737864,4252.4271844660198,0.11502006365020065,1007.5757575757576,null,60,8350,1456.0606060606062,0.16660259994408722,255721]
["P00000957867",2014,"SLERES",6,5601,28500,4750,6.3938356164383559E-4,6.0000000000000001E-3,null,27669.902912621361,4611.6504854368932,0.10656392694063926,933.5,null,60,8368.1743754346317,1456.1224489795918,0.16661999942563396,258080]
["P00000957888",2014,"SLERES",3,2823,14250,4750,3.2226027397260274E-4,3.0000000000000001E-3,null,13834.95145631068,4611.6504854368932,0.10742009132420093,941,null,60.72,8393.75,1457.5163398692812,0.16684865329892132,264441]
["P00000957895",2014,"SLERES",3.75,3618,17812.5,4750,4.1301369863013697E-4,3.7499999999999999E-3,null,17293.689320388348,4611.6504854368932,0.11013698630136987,964.8,null,61.56,8411.7647058823532,1459.4387755102041,0.16710572532490339,269640]
["P00000957912",2014,"SLERES",11.22,11078,53295,4750,1.2646118721461189E-3,1.1220000000000001E-2,null,51742.718446601939,4611.6504854368923,0.11271050553886976,987.34402852049902,null,61.74,8436.6950663760654,1459.5911949685533,0.16731578476139314,271558.44817219779]
["P00000957933",2014,"SLERES",6.25,6008,29687.5,4750,6.8584474885844749E-4,6.2500000000000003E-3,null,28822.815533980582,4611.6504854368932,0.1097351598173516,961.28,null,62.51,8465.309751148021,1461.5942028985507,0.16739750187238772,285689.81154497783]
["P00000957945",2014,"SLERES",6.375,6283,30281.25,4750,7.1723744292237447E-4,6.3749999999999996E-3,null,29399.271844660194,4611.6504854368932,0.11250783418390188,985.56862745098044,null,65.17,8493.0555555555566,1463.8461538461538,0.16755492637159788,286492.5]
["P00000961657",2014,"SLERES",5.0999999999999996,5704,24225,4750,6.5114155251141546E-4,5.0999999999999995E-3,null,23519.417475728154,4611.6504854368932,0.12767481421792462,1118.4313725490197,null,66,8500,1465.686274509804,0.16793993677555322,293073.49028233637]
["P00000961658",2014,"SLERES",3.8250000000000002,3934,18168.75,4750,4.4908675799086757E-4,3.8250000000000003E-3,null,17639.563106796119,4611.6504854368932,0.11740830274271047,1028.4967320261437,null,69.695999999999998,8514.4927536231899,1466.4021164021165,0.16804069339773217,306250]
["P00000965155",2014,"SLERES",5.3550000000000004,5214,26775,5000,5.9520547945205479E-4,5.3550000000000004E-3,null,25995.14563106796,4854.3689320388348,0.11114948262409986,973.66946778711474,null,75.599999999999994,8529.4117647058829,1467.7811550151976,0.16838937318389371,310086]
["P00000966731",2014,"SLERES",6.6,7382,29040,4400,8.4269406392694073E-4,6.6E-3,null,28194.174757281555,4271.844660194175,0.1276809187768092,1118.4848484848485,null,76.5,8555.5615175588864,1471.1538461538462,0.16844385637193857,313495]
["P00000966761",2014,"SLERES",3.5,3931,17500,5000,4.4874429223744296E-4,3.5000000000000001E-3,null,16990.291262135921,4854.3689320388348,0.12821265492498371,1123.1428571428571,null,77,8602.8368794326252,1472.0364741641338,0.16860943305255396,318982.17194427061]
["P00000952762",2014,"SLERES",9.75,9736,46312.5,4750,1.1114155251141552E-3,9.75E-3,null,44963.592233009709,4611.6504854368932,0.11399133590914413,998.56410256410254,null,77.14,8627.4509803921574,1475.090909090909,0.16880082294183085,321750]
["P00000953322",2014,"SLERES",3.36,4397,12985,3864.5833333333335,5.0194063926940638E-4,3.3599999999999997E-3,null,12606.796116504855,3752.0226537216831,0.14938709502065667,1308.6309523809525,null,77.171999999999997,8658.2192179624763,1475.5681818181818,0.16894283216055295,323136]
["P00000953371",2014,"SLERES",11.75,11006,55812.5,4750,1.256392694063927E-3,1.175E-2,null,54186.893203883497,4611.6504854368932,0.10692703779267464,936.68085106382978,null,78,8669.25,1477.0186335403725,0.16974225442469529,344500]
["P00000957144",2014,"SLERES",7,6945,33250,4750,7.9280821917808225E-4,7.0000000000000001E-3,null,32281.553398058251,4611.6504854368932,0.11325831702544031,992.14285714285711,null,78.959999999999994,8689.3203883495153,1478.6952089704382,0.16979622899388067,345000]
["P00000972208",2014,"SLERES",6.16,6566,21683,3519.9675324675322,7.4954337899543375E-4,6.1600000000000005E-3,null,21051.456310679612,3417.4442062791577,0.12167911996679119,1065.909090909091,null,79.2,8711.2280701754389,1479.9392097264438,0.17034657817862106,350033.18509956222]
["P00000973782",2014,"SLERES",2.52,2357,11584.8,4597.1428571428569,2.6906392694063926E-4,2.5200000000000001E-3,null,11247.378640776698,4463.245492371706,0.10677139957961874,935.31746031746036,null,80.64,8789.855072463768,1486.9421487603306,0.17034657817862106,362750]
["P00000886198",2014,"SLERES",4,3585,19000,4750,4.0924657534246577E-4,4.0000000000000001E-3,null,18446.601941747573,4611.6504854368932,0.10231164383561644,896.25,null,82.5,8798.9130434782601,1487.4149659863947,0.17081776670817767,370656]
["P00000888437",2014,"SLERES",5.5,5433,22033,4006,6.2020547945205486E-4,5.4999999999999997E-3,null,21391.26213592233,3889.3203883495148,0.11276463262764634,987.81818181818187,null,85.68,8907.3684210526317,1492.2360248447203,0.17144691780821919,379135.62896484212]
["P00000892848",2014,"SLERES",6.48,8957,31149,4806.9444444444443,1.0224885844748858E-3,6.4800000000000005E-3,null,30241.747572815533,4666.9363538295574,0.15779144822143298,1382.2530864197529,null,87.12,8922.7924179380498,1492.2360248447203,0.17145240604144715,382200]
["P00000901317",2014,"SLERES",2.75,2563,13062.5,4750,2.9257990867579911E-4,2.7499999999999998E-3,null,12682.038834951456,4611.6504854368932,0.10639269406392694,932,null,88.56,8947.463768115942,1496.3636363636363,0.17148194271481942,386050]
["P00000901671",2014,"SLERES",7.25,6619,34437.5,{"$f":"IFERROR(F2878/D2878,\"\")","v":4750},7.5559360730593605E-4,7.2500000000000004E-3,null,33434.466019417479,4611.6504854368941,{"$f":"(E2878/8760)/D2878","v":0.10421980790426705},{"$f":"E2878/D2878","v":912.9655172413793},null,91.8,9223.3009708737864,1501.875,0.1719593192195932,403189.5]
["P00000902911",2014,"SLERES",6.25,5631,29687.5,4750,{"$f":"E2879/8760/1000","v":6.4280821917808218E-4},{"$f":"D2879/1000","v":6.2500000000000003E-3},null,28822.815533980582,{"$f":"IFERROR(K2879/D2879,\"\")","v":4611.6504854368932},0.10284931506849315,900.96,null,94.98,9396.984924623117,1501.9230769230769,0.17210972139501027,404460]
["P00000902916",2014,"SLERES",4.5,4356,21375,4750,4.9726027397260276E-4,4.4999999999999997E-3,null,20752.427184466018,4611.6504854368932,0.11050228310502283,968,null,95.41,9558.7519677169566,1502.1818181818182,0.17235014087243758,410772.03]
["P00000906341",2014,"SLERES",14.4,21627,35000,2430.5555555555557,2.468835616438356E-3,1.44E-2,null,33980.582524271842,2359.7626752966557,0.17144691780821919,1501.875,null,96,9648.9130434782601,1506.3636363636363,0.17255138721183608,431562]
["P00000908026",2014,"SLERES",3.75,4257,17812.5,4750,4.8595890410958905E-4,3.7499999999999999E-3,null,{"$f":"F2882*VLOOKUP(B2882,$AA$12:$AB$14,2,FALSE)","v":17293.689320388348},4611.6504854368932,0.12958904109589039,1135.2,null,97.92,9713.9964786258188,1507.6811594202898,0.17255138721183608,449950]
["P00000908659",2014,"SLERES",3.75,4123,17812.5,4750,4.70662100456621E-4,3.7499999999999999E-3,null,17293.689320388348,4611.6504854368932,0.12550989345509894,1099.4666666666667,null,100.1,9724.2647058823532,1509.7872340425533,0.1728192907952483,485436.89320388349]
["P00000909338",2014,"SLERES",3,3334,14250,4750,3.8059360730593604E-4,3.0000000000000001E-3,null,13834.95145631068,4611.6504854368932,0.12686453576864534,1111.3333333333333,null,100.1,9753.799392097264,1511.5501519756838,0.17320593043576299,496710]
["P00000910280",2014,"SLERES",3.25,3643,12350,3800,4.1586757990867576E-4,3.2499999999999999E-3,null,11990.291262135923,3689.3203883495148,0.12795925535651562,1120.9230769230769,null,100.815,9830.2469135802457,1511.5501519756838,0.17328211694408877,499000]
["P00000911321",2014,"SLERES",4,3585,19000,4750,4.0924657534246577E-4,4.0000000000000001E-3,null,18446.601941747573,4611.6504854368932,0.10231164383561644,896.25,null,102,9895.659216067379,1513.8969873663752,0.17435566473747763,499995]
["P00000911324",2014,"SLERES",3.75,4213,17812.5,4750,4.8093607305936076E-4,3.7499999999999999E-3,null,17293.689320388348,4611.6504854368932,0.12824961948249619,1123.4666666666667,null,125.255,10000,1517.2839506172838,0.17598173515981735,513600]
["P00000915906",2014,"SLERES",4.75,4428,22562.5,4750,5.0547945205479451E-4,4.7499999999999999E-3,null,21905.339805825242,4611.6504854368932,0.10641672674837779,932.21052631578948,null,144.06,10048.233952537246,1517.9513444302177,0.20926029250332759,594319]
["P00000915917",2014,"SLERES",5.5,5088,26125,4750,5.808219178082191E-4,5.4999999999999997E-3,null,25364.077669902912,4611.6504854368932,0.10560398505603984,925.09090909090912,null,178.75,10336.796378195901,1527.355623100304,0.20991214718684076,599900]
["P00000918370",2014,"SLERES",4.95,5827,19602,3960,6.6518264840182654E-4,4.9500000000000004E-3,null,19031.067961165048,3844.6601941747572,0.13438033301047,1177.1717171717171,null,190.82,10820,1541.6,0.21645975538384019,610958]
["P00000918866",2014,"SLERES",4.8600000000000003,6364,20668,4252.674897119341,7.2648401826484017E-4,4.8600000000000006E-3,null,20066.019417475727,4128.8105797275157,0.14948230828494655,1309.4650205761316,null,194.25,10875,1833.1201623291497,0.22585827836969388,633400]
["P00000919214",2014,"SLERES",2.5,2779,11875,4750,3.1723744292237445E-4,2.5000000000000001E-3,null,11529.126213592233,4611.6504854368932,0.12689497716894976,1111.5999999999999,null,403.41,11076.736111111111,1838.8304093567249,0.23163138231631381,933636.16504854371]
["P00000923610",2014,"SLERES",3.78,4038,15149.38,4007.7724867724869,4.6095890410958909E-4,3.7799999999999999E-3,null,14708.135922330097,3891.0412492936766,0.12194680002899182,1068.2539682539682,null,497.28,11210.935946271238,1896.1874571624398,0.2440068493150685,934264.10536642268]
["P00000924656",2014,"SLERES",4,4149,19000,4750,4.7363013698630137E-4,4.0000000000000001E-3,null,18446.601941747573,4611.6504854368932,0.11840753424657534,1037.25,null,1748.5,11513.869047619048,1978.5185185185185,null,1174797.153528698]
["P00000925262",2014,"SLERES",4.4000000000000004,6134,18250,4147.7272727272721,7.0022831050228307E-4,4.4000000000000003E-3,null,17718.446601941749,4026.9196822594881,0.15914279784142796,1394.090909090909,null,2567.84,13090.483234714004,2029.090909090909,null,2628810.5]
["P00000939510",2014,"SLERES",5.13,4832,21333,4158.479532163743,5.5159817351598168E-4,5.13E-3,null,20711.650485436894,4037.3587690910126,0.10752401043196524,941.91033138401565,null,5701.9949999999999,48744.254658385093,2137.5,null,3215626]
["P00000879951",2014,"SLERES",3.24,2980,15228,4700,3.401826484018265E-4,3.2400000000000003E-3,null,14784.466019417476,4563.1067961165045,0.10499464456846495,919.753086419753,null,null,"",null,null,9920517]
["P00000845913",2014,"SLERES",3.68,3286,30820,8375,3.7511415525114155E-4,3.6800000000000001E-3,null,29922.330097087379,8131.0679611650485,0.10193319436172324,892.93478260869563,null,null,"",null,null,9982486]
["P00000872322",2014,"SLERES",6,6775,28500,4750,7.7340182648401822E-4,6.0000000000000001E-3,null,27669.902912621361,4611.6504854368932,0.12890030441400305,1129.1666666666667,null,null,"",null,null,22336411]

{"sheet":"Pivot","index":8,"n_rows":735,"n_cols":2,"rows_kept":735,"cut":false,"hidden":false,"merged":[]}
["year",2014]
[]
["Row Labels","Average of $/kW 2012$"]
["SLERES",4562.4161171962987]
["P00000961718",679.61165048543694]
["P00000912626",1540.0756049226463]
["P00000915184",2333.8889906576296]
["P00000906341",2359.7626752966557]
["P00000976020",2822.6654898499555]
["P00000961622",2836.9054161323807]
["P00000961597",2957.8066801001405]
["P00000973777",2983.3661484146919]
["P00000923108",2999.6336325334305]
["P00000902904",3020.6460505813257]
["P00000957786",3066.762555435695]
["P00000924442",3120.819848975189]
["P00000939752",3139.6564600448096]
["P00000953990",3155.3398058252424]
["P00000957831",3155.3398058252433]
["P00000957845",3203.8834951456315]
["P00000900751",3213.1727196452111]
["P00000912629",3252.4271844660193]
["P00000961621",3271.0326566637245]
["P00000863639",3310.1199314677324]
["P00000961614",3331.4296592423375]
["P00000957846",3337.4942209893666]
["P00000885140",3349.5145631067958]
["P00000942540",3361.2827302147693]
["P00000968617",3378.6407766990292]
["P00000961612",3398.0582524271849]
["P00000968611",3411.1713529189255]
["P00000972208",3417.4442062791577]
["P00000885785",3424.9807101977831]
["P00000957842",3434.8337746396001]
["P00000957840",3495.1456310679614]
["P00000961595",3495.1456310679614]
["P00000957858",3495.1456310679614]
["P00000957801",3497.2921207317877]
["P00000970127",3512.7978817299204]
["P00000942600",3513.1431213262003]
["P00000886193",3518.5015570617329]
["P00000961640",3524.2718446601943]
["P00000964072",3524.8602530155927]
["P00000905681",3532.4271844660193]
["P00000957853",3536.0988526037067]
["P00000972205",3538.0994410120625]
["P00000961618",3543.6893203883492]
["P00000957778",3543.6893203883496]
["P00000961590",3543.8252971091351]
["P00000957779",3548.9924124989802]
["P00000976620",3553.3980582524273]
["P00000955278",3553.5157399235072]
["P00000976019",3561.4116196640466]
["P00000912893",3579.2436177122017]
["P00000957768",3592.2330097087374]
["P00000961682",3592.2330097087374]
["P00000973774",3592.2330097087379]
["P00000903531",3593.581445523193]
["P00000915521",3594.48040273283]
["P00000914764",3595.8288385472852]
["P00000961639",3598.0582524271845]
["P00000965148",3601.9417475728155]
["P00000964081",3605.1779935275081]
["P00000957795",3606.1026352288491]
["P00000902914",3611.6504854368932]
["P00000874027",3614.9555876884942]
["P00000902903",3621.3738669478248]
["P00000976010",3633.1018074369699]
["P00000938474",3633.3074433656957]
["P00000961609",3640.7766990291266]
["P00000955901",3648.144937586685]
["P00000918365",3649.6028243601058]
["P00000918865",3649.7662711254939]
["P00000957807",3650.4854368932042]
["P00000938481",3658.0068306535168]
["P00000912133",3658.4385642066973]
["P00000914185",3660.2541052379238]
["P00000951859",3661.4690595273119]
["P00000881611",3675.7124538769526]
["P00000978504",3680.4942630185351]
["P00000856549",3689.3203883495144]
["P00000903532",3689.3203883495148]
["P00000886195",3689.3203883495148]
["P00000910289",3689.3203883495148]
["P00000910280",3689.3203883495148]
["P00000915190",3689.3203883495148]
["P00000915525",3689.3203883495148]
["P00000961603",3702.646106986484]
["P00000961646",3707.8132223763296]
["P00000968629",3712.1644774414622]
["P00000916853",3712.9501207171115]
["P00000921971",3721.6828478964403]
["P00000957838",3727.4618585298199]
["P00000961634",3727.6509897869119]
["P00000919927",3731.9517052526762]
["P00000972207",3732.8556017876408]
["P00000917088",3737.8640776699031]
["P00000953322",3752.0226537216831]
["P00000961699",3757.183485338825]
["P00000961693",3757.183485338825]
["P00000951857",3769.1477885652639]
["P00000964074",3786.4077669902913]
["P00000961604",3805.8252427184466]
["P00000941135",3807.0020594292437]
["P00000961623",3815.3991370010785]
["P00000924444",3816.2980942107151]
["P00000961625",3820.5681409564904]
["P00000961601",3825.2427184466023]
["P00000918617",3828.0594510367969]
["P00000968619",3828.5945446139622]
["P00000957804",3832.5542370849812]
["P00000964080",3839.7858484158378]
["P00000879939",3840.1454312996925]
["P00000918370",3844.6601941747572]
["P00000957958",3861.4298323036182]
["P00000939850",3863.4273238258934]
["P00000937338",3864.298323036187]
["P00000957833",3867.0197116799059]
["P00000957856",3875.5571838554065]
["P00000976615",3880.847308031774]
["P00000923107",3883.4951456310682]
["P00000964071",3883.4951456310682]
["P00000915182",3883.4951456310682]
["P00000953329",3883.4951456310682]
["P00000924142",3887.4505573534702]
["P00000888437",3889.3203883495148]
["P00000923610",3891.0412492936766]
["P00000961615",3910.4022191400832]
["P00000957794",3910.5619299794062]
["P00000924652",3923.2127096204763]
["P00000920635",3923.5069137981759]
["P00000961636",3924.463077375699]
["P00000918618",3929.7272306981044]
["P00000964075",3932.0388349514565]
["P00000953332",3934.4360541771548]
["P00000913725",3944.6242358863719]
["P00000957847",3951.5823981843396]
["P00000966732",3952.1427870942434]
["P00000924651",3953.2215357458076]
["P00000902905",3961.1650485436894]
["P00000961644",3972.9332156516621]
["P00000892845",3980.5825242718442]
["P00000905445",3994.5912741220181]
["P00000957844",4001.3239187996464]
["P00000920102",4012.9449838187697]
["P00000912627",4019.3329293897164]
["P00000919409",4023.8557558945909]
["P00000961600",4026.4447526583449]
["P00000925262",4026.9196822594881]
["P00000919220",4029.02444485152]
["P00000939510",4037.3587690910126]
["P00000957802",4044.1306266548986]
["P00000955274",4055.3103854074729]
["P00000957159",4067.5829025343592]
["P00000957817",4077.6699029126212]
["P00000957836",4082.0829655781113]
["P00000884619",4091.312900564757]
["P00000972200",4096.7931744630778]
["P00000961620",4098.2295830953735]
["P00000915520",4107.9347956370602]
["P00000915522",4107.9729332156521]
["P00000973775",4114.9357654212026]
["P00000911310",4115.5241737766009]
["P00000957815",4126.2135922330099]
["P00000905446",4126.2135922330099]
["P00000918866",4128.8105797275157]
["P00000957823",4132.5179674694236]
["P00000918864",4135.8629494373681]
["P00000957777",4136.0857768624755]
["P00000957830",4142.9832303618705]
["P00000865543",4150.0095183704552]
["P00000871021",4150.4854368932038]
["P00000884630",4156.9579288025889]
["P00000913724",4181.8770226537217]
["P00000961608",4194.1302217867642]
["P00000941066",4194.2539314945125]
["P00000965152",4209.1112770724421]
["P00000904489",4210.1728033217314]
["P00000957834",4216.944059177069]
["P00000917996",4223.3009708737864]
["P00000920637",4229.0000203537484]
["P00000914003",4247.5728155339802]
["P00000957812",4252.4271844660198]
["P00000964069",4266.4509169363537]
["P00000941386",4271.8446601941741]
["P00000966731",4271.844660194175]
["P00000961692",4271.844660194175]
["P00000961698",4271.844660194175]
["P00000961697",4275.7281553398061]
["P00000915181",4281.4859093144105]
["P00000940407",4322.0872961676378]
["P00000867839",4331.1758360302047]
["P00000961598",4362.6970695644432]
["P00000955283",4369.0027300965221]
["P00000923612",4388.991414587178]
["P00000957793",4400.7431065416276]
["P00000957791",4427.2523296305244]
["P00000925261",4434.4660194174758]
["P00000957814",4436.8932038834955]
["P00000957799",4454.1082933574244]
["P00000973782",4463.245492371706]
["P00000925021",4473.6341138397111]
["P00000879957",4473.6341138397111]
["P00000901321",4473.6341138397111]
["P00000920297",4473.6341138397111]
["P00000955890",4478.5388398998448]
["P00000910278",4485.4368932038833]
["P00000941377",4486.6137099146808]
["P00000905444",4489.0926525230734]
["P00000961643",4499.4606256742181]
["P00000883458",4519.4174757281553]
["P00000972202",4520.3421174294963]
["P00000957224",4551.7589206909597]
["P00000957854",4562.8125919388058]
["P00000957870",4563.1067961165045]
["P00000920112",4563.1067961165045]
["P00000941141",4563.1067961165045]
["P00000957921",4563.1067961165045]
["P00000910281",4563.1067961165045]
["P00000914186",4563.1067961165045]
["P00000885328",4563.1067961165045]
["P00000910751",4563.1067961165045]
["P00000957952",4563.1067961165045]
["P00000913535",4563.1067961165045]
["P00000956584",4563.1067961165045]
["P00000910750",4563.1067961165045]
["P00000879951",4563.1067961165045]
["P00000908425",4563.1067961165045]
["P00000886199",4563.1067961165045]
["P00000879969",4563.1067961165054]
["P00000957937",4566.9902912621365]
["P00000951865",4566.9902912621365]
["P00000888439",4566.9902912621365]
["P00000942601",4566.9902912621365]
["P00000904116",4566.9902912621365]
["P00000923613",4566.9902912621365]
["P00000902918",4566.9902912621365]
["P00000951796",4582.5787041160702]
["P00000879930",4588.8769027927601]
["P00000961596",4602.001128232534]
["P00000961677",4611.6504854368923]
["P00000957904",4611.6504854368923]
["P00000961653",4611.6504854368923]
["P00000957924",4611.6504854368923]
["P00000957968",4611.6504854368923]
["P00000957912",4611.6504854368923]
["P00000924654",4611.6504854368932]
["P00000957268",4611.6504854368932]
["P00000957269",4611.6504854368932]
["P00000886198",4611.6504854368932]
["P00000904492",4611.6504854368932]
["P00000886201",4611.6504854368932]
["P00000904493",4611.6504854368932]
["P00000915906",4611.6504854368932]
["P00000904494",4611.6504854368932]
["P00000915909",4611.6504854368932]
["P00000904495",4611.6504854368932]
["P00000915917",4611.6504854368932]
["P00000904496",4611.6504854368932]
["P00000916216",4611.6504854368932]
["P00000904497",4611.6504854368932]
["P00000916218",4611.6504854368932]
["P00000904498",4611.6504854368932]
["P00000916223",4611.6504854368932]
["P00000904499",4611.6504854368932]
["P00000916227",4611.6504854368932]
["P00000904500",4611.6504854368932]
["P00000916229",4611.6504854368932]
["P00000916231",4611.6504854368932]
["P00000916232",4611.6504854368932]
["P00000916234",4611.6504854368932]
["P00000904501",4611.6504854368932]
["P00000886202",4611.6504854368932]
["P00000904502",4611.6504854368932]
["P00000917087",4611.6504854368932]
["P00000904503",4611.6504854368932]
["P00000917089",4611.6504854368932]
["P00000904504",4611.6504854368932]
["P00000917355",4611.6504854368932]
["P00000886197",4611.6504854368932]
["P00000886204",4611.6504854368932]
["P00000904505",4611.6504854368932]
["P00000886208",4611.6504854368932]
["P00000881620",4611.6504854368932]
["P00000886209",4611.6504854368932]
["P00000882092",4611.6504854368932]
["P00000918622",4611.6504854368932]
["P00000882097",4611.6504854368932]
["P00000918624",4611.6504854368932]
["P00000882595",4611.6504854368932]
["P00000918627",4611.6504854368932]
["P00000906342",4611.6504854368932]
["P00000887081",4611.6504854368932]
["P00000906343",4611.6504854368932]
["P00000919211",4611.6504854368932]
["P00000906345",4611.6504854368932]
["P00000919213",4611.6504854368932]
["P00000906346",4611.6504854368932]
["P00000919215",4611.6504854368932]
["P00000906347",4611.6504854368932]
["P00000919218",4611.6504854368932]
["P00000906348",4611.6504854368932]
["P00000888433",4611.6504854368932]
["P00000906944",4611.6504854368932]
["P00000919419",4611.6504854368932]
["P00000907650",4611.6504854368932]
["P00000919930",4611.6504854368932]
["P00000908025",4611.6504854368932]
["P00000919932",4611.6504854368932]
["P00000908026",4611.6504854368932]
["P00000919934",4611.6504854368932]
["P00000908653",4611.6504854368932]
["P00000919937",4611.6504854368932]
["P00000908655",4611.6504854368932]
["P00000888435",4611.6504854368932]
["P00000908657",4611.6504854368932]
["P00000920115",4611.6504854368932]
["P00000957863",4611.6504854368932]
["P00000920302",4611.6504854368932]
["P00000957864",4611.6504854368932]
["P00000920642",4611.6504854368932]
["P00000957866",4611.6504854368932]
["P00000920645",4611.6504854368932]
["P00000957867",4611.6504854368932]
["P00000920923",4611.6504854368932]
["P00000908659",4611.6504854368932]
["P00000921293",4611.6504854368932]
["P00000957871",4611.6504854368932]
["P00000921974",4611.6504854368932]
["P00000957873",4611.6504854368932]
["P00000921976",4611.6504854368932]
["P00000957878",4611.6504854368932]
["P00000922182",4611.6504854368932]
["P00000957879",4611.6504854368932]
["P00000922184",4611.6504854368932]
["P00000957880",4611.6504854368932]
["P00000892850",4611.6504854368932]
["P00000957882",4611.6504854368932]
["P00000923110",4611.6504854368932]
["P00000957883",4611.6504854368932]
["P00000901316",4611.6504854368932]
["P00000957885",4611.6504854368932]
["P00000901318",4611.6504854368932]
["P00000957887",4611.6504854368932]
["P00000901670",4611.6504854368932]
["P00000957888",4611.6504854368932]
["P00000901672",4611.6504854368932]
["P00000957892",4611.6504854368932]
["P00000924656",4611.6504854368932]
["P00000957893",4611.6504854368932]
["P00000925023",4611.6504854368932]
["P00000957894",4611.6504854368932]
["P00000902396",4611.6504854368932]
["P00000957895",4611.6504854368932]
["P00000925263",4611.6504854368932]
["P00000957898",4611.6504854368932]
["P00000925265",4611.6504854368932]
["P00000957899",4611.6504854368932]
["P00000934952",4611.6504854368932]
["P00000957900",4611.6504854368932]
["P00000902399",4611.6504854368932]
["P00000908660",4611.6504854368932]
["P00000902401",4611.6504854368932]
["P00000957905",4611.6504854368932]
["P00000939570",4611.6504854368932]
["P00000957906",4611.6504854368932]
["P00000902402",4611.6504854368932]
["P00000957908",4611.6504854368932]
["P00000902404",4611.6504854368932]
["P00000957910",4611.6504854368932]
["P00000879977",4611.6504854368932]
["P00000909335",4611.6504854368932]
["P00000942461",4611.6504854368932]
["P00000957914",4611.6504854368932]
["P00000942470",4611.6504854368932]
["P00000957918",4611.6504854368932]
["P00000942504",4611.6504854368932]
["P00000957919",4611.6504854368932]
["P00000942506",4611.6504854368932]
["P00000957920",4611.6504854368932]
["P00000902910",4611.6504854368932]
["P00000909336",4611.6504854368932]
["P00000902913",4611.6504854368932]
["P00000957923",4611.6504854368932]
["P00000947173",4611.6504854368932]
["P00000909338",4611.6504854368932]
["P00000902915",4611.6504854368932]
["P00000957928",4611.6504854368932]
["P00000902917",4611.6504854368932]
["P00000957930",4611.6504854368932]
["P00000952667",4611.6504854368932]
["P00000952673",4611.6504854368932]
["P00000915188",4611.6504854368932]
["P00000952678",4611.6504854368932]
["P00000952736",4611.6504854368932]
["P00000957932",4611.6504854368932]
["P00000952744",4611.6504854368932]
["P00000957933",4611.6504854368932]
["P00000952762",4611.6504854368932]
["P00000957934",4611.6504854368932]
["P00000952794",4611.6504854368932]
["P00000957935",4611.6504854368932]
["P00000879983",4611.6504854368932]
["P00000957936",4611.6504854368932]
["P00000953348",4611.6504854368932]
["P00000957938",4611.6504854368932]
["P00000953371",4611.6504854368932]
["P00000957939",4611.6504854368932]
["P00000953374",4611.6504854368932]
["P00000957941",4611.6504854368932]
["P00000954891",4611.6504854368932]
["P00000957942",4611.6504854368932]
["P00000954990",4611.6504854368932]
["P00000957944",4611.6504854368932]
["P00000903886",4611.6504854368932]
["P00000957945",4611.6504854368932]
["P00000879993",4611.6504854368932]
["P00000957947",4611.6504854368932]
["P00000904118",4611.6504854368932]
["P00000957949",4611.6504854368932]
["P00000956587",4611.6504854368932]
["P00000957950",4611.6504854368932]
["P00000904490",4611.6504854368932]
["P00000957951",4611.6504854368932]
["P00000886200",4611.6504854368932]
["P00000957953",4611.6504854368932]
["P00000915908",4611.6504854368932]
["P00000883456",4611.6504854368932]
["P00000916215",4611.6504854368932]
["P00000957962",4611.6504854368932]
["P00000916220",4611.6504854368932]
["P00000957964",4611.6504854368932]
["P00000916228",4611.6504854368932]
["P00000957966",4611.6504854368932]
["P00000916407",4611.6504854368932]
["P00000957967",4611.6504854368932]
["P00000886203",4611.6504854368932]
["P00000957969",4611.6504854368932]
["P00000917358",4611.6504854368932]
["P00000883459",4611.6504854368932]
["P00000918371",4611.6504854368932]
["P00000910282",4611.6504854368932]
["P00000918625",4611.6504854368932]
["P00000910283",4611.6504854368932]
["P00000919210",4611.6504854368932]
["P00000910284",4611.6504854368932]
["P00000919214",4611.6504854368932]
["P00000910285",4611.6504854368932]
["P00000888432",4611.6504854368932]
["P00000910286",4611.6504854368932]
["P00000888434",4611.6504854368932]
["P00000910287",4611.6504854368932]
["P00000919933",4611.6504854368932]
["P00000910288",4611.6504854368932]
["P00000919939",4611.6504854368932]
["P00000884264",4611.6504854368932]
["P00000920301",4611.6504854368932]
["P00000910290",4611.6504854368932]
["P00000920643",4611.6504854368932]
["P00000910291",4611.6504854368932]
["P00000921292",4611.6504854368932]
["P00000910292",4611.6504854368932]
["P00000921975",4611.6504854368932]
["P00000911079",4611.6504854368932]
["P00000922183",4611.6504854368932]
["P00000884621",4611.6504854368932]
["P00000864295",4611.6504854368932]
["P00000911312",4611.6504854368932]
["P00000901317",4611.6504854368932]
["P00000911313",4611.6504854368932]
["P00000924655",4611.6504854368932]
["P00000911315",4611.6504854368932]
["P00000925025",4611.6504854368932]
["P00000911317",4611.6504854368932]
["P00000925264",4611.6504854368932]
["P00000911318",4611.6504854368932]
["P00000937861",4611.6504854368932]
["P00000911320",4611.6504854368932]
["P00000939565",4611.6504854368932]
["P00000911321",4611.6504854368932]
["P00000902403",4611.6504854368932]
["P00000911322",4611.6504854368932]
["P00000902909",4611.6504854368932]
["P00000911323",4611.6504854368932]
["P00000942490",4611.6504854368932]
["P00000961649",4611.6504854368932]
["P00000942512",4611.6504854368932]
["P00000961650",4611.6504854368932]
["P00000946667",4611.6504854368932]
["P00000961652",4611.6504854368932]
["P00000902916",4611.6504854368932]
["P00000911324",4611.6504854368932]
["P00000952734",4611.6504854368932]
["P00000961655",4611.6504854368932]
["P00000952750",4611.6504854368932]
["P00000961656",4611.6504854368932]
["P00000952802",4611.6504854368932]
["P00000961657",4611.6504854368932]
["P00000953352",4611.6504854368932]
["P00000961658",4611.6504854368932]
["P00000954883",4611.6504854368932]
["P00000961659",4611.6504854368932]
["P00000954991",4611.6504854368932]
["P00000961660",4611.6504854368932]
["P00000904117",4611.6504854368932]
["P00000961664",4611.6504854368932]
["P00000957144",4611.6504854368932]
["P00000961667",4611.6504854368932]
["P00000915903",4611.6504854368932]
["P00000961668",4611.6504854368932]
["P00000916217",4611.6504854368932]
["P00000961669",4611.6504854368932]
["P00000976621",4611.6504854368932]
["P00000961670",4611.6504854368932]
["P00000917094",4611.6504854368932]
["P00000961674",4611.6504854368932]
["P00000918623",4611.6504854368932]
["P00000961676",4611.6504854368932]
["P00000919212",4611.6504854368932]
["P00000911325",4611.6504854368932]
["P00000919417",4611.6504854368932]
["P00000961678",4611.6504854368932]
["P00000919935",4611.6504854368932]
["P00000961679",4611.6504854368932]
["P00000920641",4611.6504854368932]
["P00000911326",4611.6504854368932]
["P00000921973",4611.6504854368932]
["P00000961684",4611.6504854368932]
["P00000922186",4611.6504854368932]
["P00000961687",4611.6504854368932]
["P00000901319",4611.6504854368932]
["P00000961688",4611.6504854368932]
["P00000902397",4611.6504854368932]
["P00000961689",4611.6504854368932]
["P00000902400",4611.6504854368932]
["P00000911327",4611.6504854368932]
["P00000940425",4611.6504854368932]
["P00000911328",4611.6504854368932]
["P00000942505",4611.6504854368932]
["P00000961694",4611.6504854368932]
["P00000879980",4611.6504854368932]
["P00000961695",4611.6504854368932]
["P00000952740",4611.6504854368932]
["P00000911329",4611.6504854368932]
["P00000879987",4611.6504854368932]
["P00000911330",4611.6504854368932]
["P00000954899",4611.6504854368932]
["P00000884623",4611.6504854368932]
["P00000904119",4611.6504854368932]
["P00000961700",4611.6504854368932]
["P00000915914",4611.6504854368932]
["P00000961701",4611.6504854368932]
["P00000916858",4611.6504854368932]
["P00000961702",4611.6504854368932]
["P00000886442",4611.6504854368932]
["P00000884627",4611.6504854368932]
["P00000919931",4611.6504854368932]
["P00000884631",4611.6504854368932]
["P00000920646",4611.6504854368932]
["P00000912630",4611.6504854368932]
["P00000923308",4611.6504854368932]
["P00000912631",4611.6504854368932]
["P00000925266",4611.6504854368932]
["P00000912894",4611.6504854368932]
["P00000942465",4611.6504854368932]
["P00000872322",4611.6504854368932]
["P00000952660",4611.6504854368932]
["P00000885141",4611.6504854368932]
["P00000953373",4611.6504854368932]
["P00000885142",4611.6504854368932]
["P00000915189",4611.6504854368932]
["P00000913726",4611.6504854368932]
["P00000886207",4611.6504854368932]
["P00000913727",4611.6504854368932]
["P00000920114",4611.6504854368932]
["P00000913728",4611.6504854368932]
["P00000901673",4611.6504854368932]
["P00000913729",4611.6504854368932]
["P00000902911",4611.6504854368932]
["P00000885144",4611.6504854368932]
["P00000903887",4611.6504854368932]
["P00000914004",4611.6504854368932]
["P00000919216",4611.6504854368932]
["P00000914818",4611.6504854368932]
["P00000939577",4611.6504854368932]
["P00000886196",4611.6504854368932]
["P00000916226",4611.6504854368932]
["P00000915185",4611.6504854368932]
["P00000952766",4611.6504854368932]
["P00000915186",4611.6504854368932]
["P00000921977",4611.6504854368932]
["P00000915187",4611.6504854368932]
["P00000957931",4611.6504854368941]
["P00000901671",4611.6504854368941]
["P00000879989",4611.6504854368941]
["P00000961665",4611.6504854368941]
["P00000957946",4611.6504854368941]
["P00000913731",4611.6504854368941]
["P00000961619",4611.7328626066492]
["P00000886441",4616.8791141051888]
["P00000957798",4660.1941747572819]
["P00000892848",4666.9363538295574]
["P00000968618",4668.4318917328628]
["P00000908024",4672.0703067011073]
["P00000923611",4692.5566343042074]
["P00000961632",4700.4020790428558]
["P00000976005",4719.5253505933115]
["P00000957232",4739.0408943807006]
["P00000957811",4741.1003236245961]
["P00000856548",4757.2815533980583]
["P00000921290",4780.8178876140046]
["P00000957805",4822.0064724919093]
["P00000966729",4824.9485142689027]
["P00000953996",4844.5991329303288]
["P00000970153",4854.3689320388339]
["P00000966762",4854.3689320388339]
["P00000968637",4854.3689320388339]
["P00000968620",4854.3689320388339]
["P00000966745",4854.3689320388348]
["P00000966756",4854.3689320388348]
["P00000966757",4854.3689320388348]
["P00000961715",4854.3689320388348]
["P00000961714",4854.3689320388348]
["P00000970149",4854.3689320388348]
["P00000912625",4854.3689320388348]
["P00000964087",4854.3689320388348]
["P00000966761",4854.3689320388348]
["P00000966741",4854.3689320388348]
["P00000961704",4854.3689320388348]
["P00000966743",4854.3689320388348]
["P00000968623",4854.3689320388348]
["P00000957837",4854.3689320388348]
["P00000968628",4854.3689320388348]
["P00000966753",4854.3689320388348]
["P00000968632",4854.3689320388348]
["P00000965155",4854.3689320388348]
["P00000968634",4854.3689320388348]
["P00000966744",4854.3689320388348]
["P00000968635",4854.3689320388348]
["P00000964086",4854.3689320388348]
["P00000968636",4854.3689320388348]
["P00000966751",4854.3689320388348]
["P00000961709",4854.3689320388348]
["P00000966742",4854.3689320388348]
["P00000970137",4854.3689320388348]
["P00000966758",4854.3689320388357]
["P00000961717",4854.3689320388357]
["P00000968631",4854.3689320388357]
["P00000970147",4854.3689320388357]
["P00000961706",4854.3689320388357]
["P00000965146",4864.0182892431931]
["P00000953236",4934.6866725507507]
["P00000908656",4966.3928304705005]
["P00000954856",4971.7563989408645]
["P00000957808",4990.6443071491612]
["P00000957782",5002.8205813366585]
["P00000964079",5009.2233009708734]
["P00000957135",5012.0623712856723]
["P00000941772",5042.7665891037468]
["P00000957820",5048.5436893203887]
["P00000957785",5048.6285188342727]
["P00000964076",5059.1810890671168]
["P00000957857",5059.8260146670236]
["P00000954859",5106.7985906990089]
["P00000903530",5124.0560949298815]
["P00000918368",5137.1318361609619]
["P00000957783",5145.6310679611652]
["P00000957784",5145.6310679611652]
["P00000964067",5184.350439204808]
["P00000976025",5204.3436952584543]
["P00000902398",5226.5372168284794]
["P00000957136",5227.272727272727]
["P00000939742",5238.5995881141516]
["P00000954848",5270.457697642164]
["P00000956589",5328.0376581347464]
["P00000961641",5328.0376581347464]
["P00000961606",5328.0376581347464]
["P00000916852",5346.1514055460375]
["P00000879928",5353.1664736795228]
["P00000892846",5358.8076363528407]
["P00000946629",5361.8711385701681]
["P00000957787",5380.9061488673142]
["P00000887080",5391.6280643864884]
["P00000910279",5413.5203164329378]
["P00000964078",5437.4816122388938]
["P00000957818",5471.5672676837721]
["P00000970131",5471.8054329704819]
["P00000957819",5539.2762577228605]
["P00000884499",5549.8381877022657]
["P00000916851",5566.3430420711966]
["P00000879933",5635.7737269665149]
["P00000923305",5660.4338966798505]
["P00000915523",5702.3852331295693]
["P00000920295",5702.3852331295693]
["P00000922179",5744.87594390507]
["P00000910276",5757.5212753206279]
["P00000918366",5775.8000719165766]
["P00000872315",5807.0801135988377]
["P00000921969",5825.2427184466023]
["P00000911311",5843.2218626393378]
["P00000869914",5907.9660107644122]
["P00000917352",5908.5460865396135]
["P00000910277",5934.0982641953515]
["P00000885787",6065.836357098493]
["P00000885137",6194.3924863671909]
["P00000957789",6199.3408746771174]
["P00000957848",6424.2478724679377]
["P00000957809",6592.7969395375776]
["P00000922570",6672.7051430835854]
["P00000957855",6683.5514281694113]
["P00000964082",6692.0943134535364]
["P00000881271",6778.437013064844]
["P00000912624",6794.3152547868222]
["P00000872312",6990.7158425089865]
["P00000874028",7080.1135988375936]
["P00000902907",7125.3078207704712]
["P00000872313",7162.6708936001587]
["P00000874029",7291.4602734297596]
["P00000845938",7297.1213450706218]
["P00000951849",7311.2740241727761]
["P00000845978",7337.835936400732]
["P00000879934",7406.782045870269]
["P00000882925",7440.0634040023779]
["P00000857804",7455.4664415365123]
["P00000957790",7577.9104984573578]
["P00000915183",7646.5796228099553]
["P00000957826",7775.4854368932038]
["P00000954874",8029.5224886070937]
["P00000845913",8131.0679611650485]
["P00000957796",8436.6950663760654]
["P00000916221",8689.3203883495153]
["P00000879931",8922.7924179380498]
["P00000957971",9223.3009708737864]
["P00000856512",10336.796378195901]
["Grand Total",4562.4161171962987]

{"sheet":"Pasted Charts","index":9,"n_rows":55,"n_cols":20,"rows_kept":55,"cut":false,"hidden":false,"merged":[]}
[]
[]
[null,"Average of $/kW 2012$","Column Labels",null,null,null,null,null,"Count of $/kW 2012$","Column Labels",null,null,null,null,null,"Sum of Total DC Capacity (kW)","Column Labels"]
[null,"Row Labels",2012,2013,2014,"Grand Total",null,null,"Row Labels",2012,2013,2014,"Grand Total",null,null,"Row Labels",2012,2013,2014,"Grand Total"]
[null,"SLECOM",5581.149214753289,4635.1751440365306,3696.9297715949351,5053.9898129734138,null,null,"SLECOM",131,45,38,214,null,null,"SLECOM",14558.945,1510.35,1193.5309999999999,17262.826000000001]
[null,"SLERES",5655.8007453401906,4759.27993649365,4556.1981032400763,5075.6854455332559,null,null,"SLERES",1114,839,735,2688,null,null,"SLERES",4629.2349999999851,4326.4319999999952,3881.4039999999973,12837.070999999976]
[null,"Grand Total",5647.9458453346588,4752.9623848414221,4514.9085860051782,5074.0913890533502,null,null,"Grand Total",1245,884,773,2902,null,null,"Grand Total",19188.179999999986,5836.7819999999956,5074.9349999999977,30099.896999999975]
[]
[null,"SLECOM",{"$f":"C5/$C$5","v":1},{"$f":"D5/$C$5","v":0.83050550445486082},{"$f":"E5/$C$5","v":0.66239579508507285}]
[null,"SLERES",{"$f":"C6/$C$6","v":1},{"$f":"D6/$C$6","v":0.84148649338730974},{"$f":"E6/$C$6","v":0.80557967092350702}]
[]
[]
[]
[]
[]
[]
[]
[]
[]
[]
[]
[]
[]
[]
[]
[]
[]
[]
[]
[]
[null,"Average of Total DC Capacity (kW)","Column Labels",null,null,null,null,null,"Average of COSTINSTALL 2012$","Column Labels"]
[null,"Row Labels",2012,2013,2014,"Grand Total",null,null,"Row Labels",2012,2013,2014,"Grand Total"]
[null,"SLECOM",111.13698473282443,33.563333333333333,32.257594594594593,81.046131455399049,null,null,"SLERES",23386.767226211847,24030.434416733926,23668.045360280023,23664.585753514053]
[null,"SLERES",4.1555071813285327,5.1566531585220448,5.2952305593451534,4.7792520476544977,null,null,"Grand Total",23386.767226211847,24030.434416733926,23668.045360280023,23664.585753514053]
[null,"Grand Total",15.412192771084475,6.6026945701357445,6.5908246753246695,10.382855122456013]
[]
[]
[]
[]
[]
[]
[]
[]
[]
[]
[]
[]
[]
[]
[null,"Values"]
[null,"Sum of Annual Generation aMW","Sum of Total DC Capacity (MW)",null,null,null,null,null,"Average of Annual kWh Generation","Column Labels"]
[null,4.4874889269406344,30.099897000000251,null,null,null,null,null,"Row Labels",2012,2013,2014,"Grand Total"]
[null,null,null,null,null,null,null,null,"SLECOM",170739.90839694656,36064.333333333336,39002.08108108108,119403.28638497653]
[null,null,null,null,null,null,null,null,"SLERES",4446.1382405745062,5617.6162097735396,5717.4644808743169,5158.7940409683424]
[null,null,null,null,null,null,null,null,"Grand Total",21943.715662650604,7167.5056561085976,7318.9349804941485,13555.645962732919,null,null,null,"Mean",4562]

{"sheet":"Cost Matrix","index":10,"n_rows":44,"n_cols":21,"rows_kept":44,"cut":false,"hidden":false,"merged":[[3,10,3,17],[16,10,16,17],[9,10,9,17]]}
[]
[]
[null,null,null,null,null,null,null,null,null,null,"kW",4000]
[null,null,null,null,null,null,null,null,null,null,"From NREL Calcualtor http://pvwatts.nrel.gov/pvwatts.php"]
[null,null,null,null,null,null,null,null,null,null,null,"Portland","Boise","Missoula","Seattle","Medford","Bend","Pasco",null,"West","East"]
[null,"ETO Costs 2014 (2012$)",null,null,{"$f":"'Cost Curve'!$M$18","v":0.6571107396187702},{"$f":"'Cost Curve'!M28","v":0.5944907690514657},null,null,null,null,"kWh",4561,5829,4952,4362,5521,5810,5406]
[null,"Sector & Cost","Cost per kW in 2012$","Cost per kW with 10% Federal Tax Credit","Cost per kW in 2025 with PV Cost Curve ","Cost per kW in 2035 with PV Cost Curve ",null,"Other Costs","Cost per Watt DC",null,"kWh/kW",{"$f":"L6/$L$3","v":1.14025},1.4572499999999999,1.238,1.0905,1.38025,1.4524999999999999,1.3514999999999999,null,{"$f":"L7","v":1.14025},{"$f":"M7","v":1.4572499999999999}]
[null,"RES (Average)",4500,{"$f":"C8*0.9","v":4050},{"$f":"ROUND($C8*$E$6,-2)","v":3000},{"$f":"ROUND($C8*$F$6,-2)","v":2700},null,"Maintenace Cost (NREL)",0.02,null,"CF",{"$f":"L6/($L$3*8760)*1000","v":0.13016552511415524},{"$f":"M6/($L$3*8760)*1000","v":0.1663527397260274},0.14132420091324202,0.12448630136986302,0.15756278538812785,0.16581050228310501,0.15428082191780823,null,{"$f":"L8","v":0.13016552511415524},{"$f":"M8","v":0.1663527397260274}]
[null,"RES (Low Quartile)",3700,{"$f":"C9*0.9","v":3330},{"$f":"ROUND($C9*$E$6,-2)","v":2400},{"$f":"ROUND($C9*$F$6,-2)","v":2200},null,"O&M (SunShot)(RES)",3.2000000000000001E-2]
[null,"COM (Average)",3700,{"$f":"C10*0.9","v":3330},{"$f":"ROUND(D10*$E$6,-2)","v":2200},{"$f":"ROUND($D10*$F$6,-2)","v":2000},null,"O&M (SunShot)(COM)",2.35E-2,null,"From NREL Calcualtor http://pvwatts.nrel.gov/pvwatts.php"]
[null,"COM (Low Quartile)",2800,{"$f":"C11*0.9","v":2520},{"$f":"ROUND(D11*$E$6,-2)","v":1700},{"$f":"ROUND($D11*$F$6,-2)","v":1500},null,null,null,null,"kW",5300]
[null,null,null,null,null,null,null,"Inverter Cost (RES)",0.25,null,null,"Portland","Boise"]
[null,null,null,null,null,null,null,"Inverter Labor (RES)",600,null,"kWh",6043,7723,null,"These kWh production from Pvwatts (Version 2)"]
[null,"Federal Tax Credit",null,null,null,null,null,"Inverter Life (RES)",10,null,"kWh/kW",{"$f":"L13/$L$11","v":1.1401886792452831},{"$f":"M13/$L$11","v":1.4571698113207547}]
[null,"Residential",0]
[null,"Commercial (Use 10% tax credit for out years)",0.1,null,null,null,null,"Inverted Cost (COM)",0.2]
[null,null,null,null,null,null,null,"Inverter Labor (COM)",3000,null,"From NREL Calcualtor http://pvwatts.nrel.gov/pvwatts.php"]
[null,null,null,null,null,null,null,"Inverter Life (COM)",15,null,null,"Location",null,"Simple Levelized Cost from NREL Model (5% DR)"]
[null,"Array Size (kW)",5.3,null,null,null,null,null,null,null,"Cost per kW","Portland","Boise"]
[null,null,null,null,null,null,null,null,null,null,5,0.35,0.27]
[null,"Costs","Capital","Annual O&M","Inverter Rpl Cost","Inverter Life",null,null,null,null,4,0.28000000000000003,0.22]
[null,{"$f":"MMap!E6","v":"RES-(Average)-(2014)"},{"$f":"$C$19*C8","v":23850},{"$f":"$C$19*1000*$I$9","v":169.6},{"$f":"($C$19*$I$12*1000)+$I$13","v":1925},{"$f":"$I$14","v":10},null,"System Integration Cost","$/MWh",null,3,0.22,0.17]
[null,{"$f":"MMap!E7","v":"RES-(Low Quartile)-(2014)"},{"$f":"$C$19*C9","v":19610},{"$f":"$C$19*1000*$I$9","v":169.6},{"$f":"($C$19*$I$12*1000)+$I$13","v":1925},{"$f":"$I$14","v":10},null,"BPA Tafiff 2014",1.07,null,2,0.15,0.12]
[null,{"$f":"MMap!E8","v":"COM-(Average)-(2014)"},{"$f":"$C$19*C10","v":19610},{"$f":"$C$19*1000*$I$10","v":124.55},{"$f":"($C$19*$I$16*1000)+$I$13","v":1660},{"$f":"$I$18","v":15}]
[null,{"$f":"MMap!E9","v":"COM-(Low Quartile)-(2014)"},{"$f":"$C$19*C11","v":14840},{"$f":"$C$19*1000*$I$10","v":124.55},{"$f":"($C$19*$I$16*1000)+$I$13","v":1660},{"$f":"$I$18","v":15}]
[null,{"$f":"MMap!E10","v":"RES-(Average)-(Fed Tax Credit)"},{"$f":"$C$19*D8","v":21465},{"$f":"$C$19*1000*$I$9","v":169.6},{"$f":"($C$19*$I$12*1000)+$I$13","v":1925},{"$f":"$I$14","v":10}]
[null,{"$f":"MMap!E11","v":"RES-(Low Quartile)-(Fed Tax Credit)"},{"$f":"$C$19*D9","v":17649},{"$f":"$C$19*1000*$I$9","v":169.6},{"$f":"($C$19*$I$12*1000)+$I$13","v":1925},{"$f":"$I$14","v":10}]
[null,{"$f":"MMap!E12","v":"COM-(Average)-(Fed Tax Credit)"},{"$f":"$C$19*D10","v":17649},{"$f":"$C$19*1000*$I$10","v":124.55},{"$f":"($C$19*$I$16*1000)+$I$13","v":1660},{"$f":"$I$18","v":15}]
[null,{"$f":"MMap!E13","v":"COM-(Low Quartile)-(Fed Tax Credit)"},{"$f":"$C$19*D11","v":13356},{"$f":"$C$19*1000*$I$10","v":124.55},{"$f":"($C$19*$I$16*1000)+$I$13","v":1660},{"$f":"$I$18","v":15}]
[null,{"$f":"MMap!E14","v":"RES-(Average)-(2025)"},{"$f":"E8*$C$19","v":15900},{"$f":"$C$19*1000*$I$9","v":169.6},{"$f":"($C$19*$I$12*1000)+$I$13","v":1925},{"$f":"$I$14","v":10}]
[null,{"$f":"MMap!E15","v":"COM-(Average)-(2025)"},{"$f":"E9*$C$19","v":12720},{"$f":"$C$19*1000*$I$10","v":124.55},{"$f":"($C$19*$I$16*1000)+$I$13","v":1660},{"$f":"$I$18","v":15}]
[null,{"$f":"MMap!E16","v":"RES-(Average)-(2035)"},{"$f":"F8*$C$19","v":14310},{"$f":"$C$19*1000*$I$9","v":169.6},{"$f":"($C$19*$I$12*1000)+$I$13","v":1925},{"$f":"$I$14","v":10}]
[null,{"$f":"MMap!E17","v":"COM-(Average)-(2035)"},{"$f":"F10*$C$19","v":10600},{"$f":"$C$19*1000*$I$10","v":124.55},{"$f":"($C$19*$I$16*1000)+$I$13","v":1660},{"$f":"$I$18","v":15}]
[]
[null,"PV Panel Life",25]
[null,"http://www.nrel.gov/docs/fy12osti/51664.pdf"]
[]
[null,null,null,"ETO Costs (2012$)","Nominal","Deflator"]
[null,null,2009,{"$f":"E39+F39","v":7891.05},{"$f":"7890","v":7890},{"$f":"'Data (clean)'!AB9","v":1.05}]
[null,null,2010,{"$f":"E40+F40","v":6431.0370000000003},6430,{"$f":"'Data (clean)'!AB10","v":1.0369999999999999}]
[null,null,2011,{"$f":"E41+F41","v":6581.0169999999998},6580,{"$f":"'Data (clean)'!AB11","v":1.0169999999999999}]
[null,null,2012,{"$f":"'Pasted Charts'!C7","v":5647.9458453346588}]
[null,null,2013,{"$f":"'Pasted Charts'!D7","v":4752.9623848414221}]
[null,null,2014,{"$f":"'Pasted Charts'!E7","v":4514.9085860051782}]

{"sheet":"Cost Curve","index":11,"n_rows":59,"n_cols":24,"rows_kept":59,"cut":false,"hidden":false,"merged":[]}
[null,null,"GRAC 2013",null,null,"Oct 2014 SS"]
[null,"Based on Build Year - in service next year","Overnight Capital Cost ($/kW ac in 2012 dollars)","Multiplier",null,"Cap Cost $/kW AC","Multiplier","Low","High"]
[null,2010,"                                                                5,425 ",null,null,5300.6429118612259]
[null,2011,"                                                                4,229 ",null,null,4259.1523304269303]
[null,2012,"                                                                3,925 ",1,null,3858.7068271302496,{"$f":"F5/F5","v":1},null,null,null,null,"New Curve Normalized to 2014",null,null,null,null,null,null,null,null,null,null,"Normalize to 2015"]
[null,2013,"                                                                3,170 ",0.81,null,3442.0272864305348,{"$f":"F6/$F$5","v":0.89201575570082825},null,null,null,null,null,null,null,"Low","High","Residential","Commercial"]
[null,2014,"                                                                2,901 ",0.74,null,3025.34774573082,{"$f":"F7/$F$5","v":0.7840315114016565},1800,3600,null,null,2014,1,null,null,null,{"$f":"'Cost Matrix'!C8","v":4500},{"$f":"'Cost Matrix'!D10","v":3330}]
[null,2015,"                                                                2,654 ",0.68,null,2608.6682050311051,0.67604726710248475,null,null,null,null,2015,{"$f":"F8/$F$7","v":0.86227053029268896},null,null,null,{"$f":"$Q$7*$M8","v":3880.2173863171001},{"$f":"$R$7*$M8","v":2871.3608658746543},null,null,null,null,{"$f":"L8","v":2015},1]
[null,2016,"                                                                2,327 ",0.59,null,2413.0180896537722,0.62534372206979838,null,null,null,null,2016,0.79760024052073719,null,null,null,{"$f":"$Q$7*$M9","v":3589.2010823433175},{"$f":"$R$7*$M9","v":2656.0088009340548},null,null,null,null,{"$f":"L9","v":2016},{"$f":"F9/$F$8","v":0.92500000000000004}]
[null,2017,"                                                                2,229 ",0.56999999999999995,null,2295.9867123055642,0.59501455154941307,null,null,null,null,2017,0.7589166288554815,null,null,null,3415.1248298496666,2527.1923740887532,null,null,null,null,{"$f":"L10","v":2017},{"$f":"F10/$F$8","v":0.88013750000000002}]
[null,2018,"                                                                2,185 ",0.56000000000000005,null,2251.1869715776506,0.5834045115191806,null,null,null,null,2018,0.74410849951195979,null,null,null,3348.4882478038189,2477.8813033748261,null,null,null,null,2018,0.86296408536585356]
[null,2019,"                                                                2,142 ",0.55000000000000004,null,2206.3872308497371,0.57179447148894813,null,null,null,null,2019,0.72930037016843818,null,null,null,3281.8516657579717,2428.5702326608994,null,null,null,null,2019,0.84579067073170722]
[null,2020,"                                                                2,098 ",0.53,null,2161.5874901218235,0.56018443145871566,null,null,null,null,2020,0.71449224082491658,null,null,null,3215.2150837121244,2379.2591619469722,null,null,null,null,2020,0.82861725609756087]
[null,2021,"                                                                2,055 ",0.52,null,2116.78774939391,0.54857439142848319,null,null,null,null,2021,0.69968411148139498,null,null,null,3148.5785016662776,2329.9480912330455,null,null,null,null,2021,0.81144384146341442]
[null,2022,"                                                                2,011 ",0.51,null,2071.9880086659964,0.53696435139825072,null,null,null,null,2022,0.68487598213787337,null,null,null,3081.9419196204303,2280.6370205191183,null,null,null,null,2022,0.79427042682926807]
[null,2023,"                                                                1,984 ",0.51,null,2043.9881707110503,0.52970807637935535,null,null,null,null,2023,0.67562090129817232,null,null,null,3040.2940558417754,2249.817601322914,null,null,null,null,2023,0.78353704268292657]
[null,2024,"                                                                1,957 ",0.5,null,2015.9883327561042,0.5224518013604601,null,null,null,null,2024,0.66636582045847126,null,null,null,2998.6461920631205,2218.9981821267093,null,null,null,null,2024,0.77280365853658495]
[null,2025,"                                                                1,930 ",0.49,null,1987.9884948011581,0.51519552634156474,1100,3000,null,null,2025,0.6571107396187702,null,{"$f":"H18/$F$7","v":0.36359456579900629},{"$f":"I18/$F$7","v":0.99162154308819905},2956.998328284466,2188.1787629305049,null,{"$f":"H18/F18","v":0.55332312177693155},{"$f":"I18/F18","v":1.5090630593916314},null,2025,0.76207027439024344]
[null,2026,"                                                                1,903 ",0.48,null,1959.9886568462121,0.50793925132266937,null,null,null,null,2026,0.64785565877906914,null,null,null,2915.350464505811,2157.3593437343002,null,null,null,null,2026,0.75133689024390193]
[null,2027,"                                                                1,875 ",0.48,null,1931.988818891266,0.50068297630377401,null,null,null,null,2027,0.63860057793936809,null,null,null,2873.7026007271566,2126.5399245380959,null,null,null,null,2027,0.74060350609756043]
[null,2028,"                                                                1,859 ",0.47,null,1915.1889161182985,0.4963292112924369,null,null,null,null,2028,0.63304752943554754,null,null,null,2848.7138824599638,2108.0482730203735,null,null,null,null,2028,0.73416347560975559]
[null,2029,"                                                                1,843 ",0.47,null,1898.389013345331,0.49197544628109974,null,null,null,null,2029,0.62749448093172688,null,null,null,2823.725164192771,2089.5566215026506,null,null,null,null,2029,0.72772344512195064]
[null,2030,"                                                                1,826 ",0.47,null,1881.5891105723638,0.48762168126976269,null,null,null,null,2030,0.62194143242790645,null,null,null,2798.7364459255791,2071.0649699849287,null,null,null,null,2030,0.72128341463414591]
[null,2031,"                                                                1,810 ",0.46,null,1864.7892077993963,0.48326791625842552,null,null,null,null,2031,0.6163883839240859,null,null,null,2773.7477276583863,2052.5733184672063,null,null,null,null,2031,0.71484338414634108]
[null,2032,"                                                                1,794 ",0.46,null,1847.9893050264288,0.47891415124708836,null,null,null,null,2032,0.61083533542026525,null,null,null,2748.7590093911936,2034.0816669494832,null,null,null,null,2032,0.70840335365853624]
[null,2033,"                                                                1,794 ",0.46,null,1831.357401281191,0.47460392388586459,null,null,null,null,2033,0.60533781740148285,null,null,null,2724.0201783066727,2015.7749319469378,null,null,null,null,2033,0.70202772347560938]
[null,2034,"                                                                1,794 ",0.46,null,1814.8751846696603,0.47033248857089177,null,null,null,null,2034,0.59988977704486957,null,null,null,2699.5039967019129,1997.6329575594157,null,null,null,null,2034,0.69570947396432892]
[null,2035,"                                                                1,794 ",0.46,null,1798.5413080076332,0.46609949617375374,1000,2800,null,null,2035,0.5944907690514657,null,{"$f":"H28/$F$7","v":0.33054051436273302},{"$f":"I28/$F$7","v":0.92551344021565241},2675.2084607315956,1979.6542609413807,null,{"$f":"H28/F28","v":0.55600613427543022},{"$f":"I28/F28","v":1.5568171759712046},null,2035,0.68944808869864993]
[]
[]
[]
[]
[]
[]
[]
[]
[]
[]
[]
[]
[]
[]
[]
[]
[]
[]
[]
[]
[]
[]
[]
[]
[]
[null,null,"World Capacity (EPIA)","Date","MW","AGR"]
[null,null,null,"2009-12-31",23185]
[null,null,null,"2010-12-31",40336,{"$f":"(E56/E55)-1","v":0.7397455251240026}]
[null,null,null,"2011-12-31",70469,{"$f":"(E57/E56)-1","v":0.74704978183260606}]
[null,null,null,"2012-12-31",100504,{"$f":"(E58/E57)-1","v":0.42621578282649097}]
[null,null,null,"2013-12-31",138856,{"$f":"(E59/E58)-1","v":0.38159675236806501},{"$f":"E59/E55","v":5.9890446409316365}]

{"sheet":"How Big","index":12,"n_rows":135,"n_cols":20,"rows_kept":135,"cut":false,"hidden":false,"merged":[[3,1,3,4],[3,6,3,9],[3,11,3,14],[39,12,39,13]]}
[]
[]
[null,"Back of Envelope 1"]
[null,"Residential",null,null,null,null,"Commercial",null,null,null,null,"Combined"]
[null,"Unit Size kW",{"$f":"'Pasted Charts'!$E$34","v":5.2952305593451534},null,null,null,"Unit Size",{"$f":"AVERAGE('Pasted Charts'!D33:E33)","v":32.910463963963963},null,null,null,"Unit Size"]
[null,"Annual kWh",5500,null,null,null,"Annual kWh",40000,null,null,null,"Annual kWh"]
[null,"Number Homes",6500000,null,null,null,"Number Businesses",210000,null,null,null,"Number Businesses"]
[null,"Applicable Homes",0.75,0.5,0.25,null,"Applicable Sites",0.75,0.5,0.25,null,"Applicable Sites",0.75,0.5,0.25]
[null,"aMW",{"$f":"$C$6*$C$7/1000/8760*C8","v":3060.7876712328771},{"$f":"$C$6*$C$7/1000/8760*D8","v":2040.5251141552512},{"$f":"$C$6*$C$7/1000/8760*E8","v":1020.2625570776256},null,"aMW",{"$f":"$H$6*$H$7/1000/8760*H8","v":719.17808219178085},{"$f":"$H$6*$H$7/1000/8760*I8","v":479.45205479452056},{"$f":"$H$6*$H$7/1000/8760*J8","v":239.72602739726028},null,"aMW",{"$f":"C9+H9","v":3779.965753424658},{"$f":"D9+I9","v":2519.977168949772},{"$f":"E9+J9","v":1259.988584474886}]
[]
[]
[null,"Back of Envelope 2","Residential",null,null,null,null,"Back of Envelope 2 Commercial",null,null,null,null,null,null,null,null,"2009 CBSA"]
[null,"RBSA data",null,null,null,null,null,1600000000,"available roof area",null,"pvmktpotentialcostbreakthrunavigant200409.pdf"]
[null,"# floors","% homes",null,null,null,null,null,null,null,"Navigant 2004 table A7 includes net of 35% shading and obsticals"]
[null,1,0.54500000000000004,null,null,null,null,12,"W/sqft"]
[null,1.5,0.14499999999999999]
[null,2,0.28100000000000003,null,null,null,null,{"$f":"H13*H15/1000","v":19200000},"kW"]
[null,2.5,0.02]
[null,3,8.9999999999999993E-3,null,null,null,null,0.13,"capacity factor"]
[null,"AVG",{"$f":"SUMPRODUCT(B15:B19,C15:C19)","v":1.4015},"# floors",null,null,null,{"$f":"H17*H19/1000","v":2496},"aMW"]
[null,null,null,null,null,null,null,"CBSA Data 2014"]
[]
[null,"AVG",2300,"sq ft",null,null,null,2.2000000000000002,"Billion Sf estimated total roof area CBSA draft data Does not include University & Hospital so is an underestimate)"]
[null,null,{"$f":"C23/C20","v":1641.0988226899751},"sq ft per floor",null,null,null,{"$f":"H23*1000000000","v":2200000000}]
[null,null,{"$f":"SQRT(C24)","v":40.510477937071727},"ft, assume square house",null,null,null,0.6,"Fraction available (Denholm, P.; Margolis, R. (2008b). \"Supply Curves for Rooftop Solar PV-Generated Electricity for the United States.\" NREL/TP-6A0-44073. Golden, CO: National Renewable Energy Laboratory). "]
[null,null,null,null,null,null,null,{"$f":"H24*H25","v":1320000000}]
[null,null,"5/12 pitch"]
[null,null,22,"deg","(geometry)",null,null,12,"w/sf"]
[]
[null,null,21,"ft","height of roof",null,null,{"$f":"H26*H28/1000","v":15840000},"kW",null,null,null,null,null,null,null,"Panel Size","inches",66,39]
[null,null,40,null,"length of roof",null,null,null,null,null,null,null,null,null,null,null,"Panel Size","sf",{"$f":"(S30/12)*(T30/12)","v":17.875}]
[null,"Geometry:",null,null,null,null,null,0.13,"capacity factor",null,null,null,null,null,null,null,4,"kW",{"$f":"(Q32*$H$42)/$S$31","v":2.6853146853146854}]
[null,null,{"$f":"C31*C30","v":840},"sqft per side","Assumes rectangular roof",null,null,{"$f":"H30*H32/1000","v":2059.1999999999998},"aMW",null,null,null,null,null,null,null,5,"kW",{"$f":"(Q33*$H$42)/$S$31","v":3.3566433566433567}]
[null,null,{"$f":"C33*C42/1000","v":10.08},"kW max per side",null,null,null,null,null,null,null,null,null,null,null,null,6,"kW",{"$f":"(Q34*$H$42)/$S$31","v":4.0279720279720284}]
[null,null,4203528.2719999999,"existing homes",null,"from forecast",null,"OLD CBSA DATA"]
[null,null,1016972.7590000002,"new homes by 2035",null,"from forecast",null,3.8,"Billion sf"]
[null,null,{"$f":"C35+C36","v":5220501.0310000004},"total # homes thru 2035",null,null,null,2.8,"Average number floors from (CBSA 2009)"]
[null,null,null,null,null,null,null,{"$f":"ROUND(H36*1000000000/H37,-8)","v":1400000000},"Estimated total roof area"]
[null,null,{"$f":"C33*2*C37","v":8770441732.0799999},"total sqft roof area",null,null,null,0.6,"Fraction available"]
[null,0.18,{"$f":"C39*B40","v":1578679511.7744},"available roof area",null,"pvmktpotentialcostbreakthrunavigant200409.pdf",null,{"$f":"H38*H39","v":840000000},null,null,null,null,"CBSA 2009 Number floors"]
[null,null,null,null,null,null,null,null,null,null,null,null,1,0.49]
[null,null,12,"W/sqft","http://www.sunlightelectric.com/pvmodules.php",null,null,12,"w/sf",null,null,null,2,0.33]
[null,null,null,null,null,null,null,null,null,null,null,null,6,0.09]
[null,null,{"$f":"C40*C42/1000","v":18944154.141292799},"kW",null,null,null,{"$f":"H40*H42/1000","v":10080000},"kW",null,null,null,12,0.09]
[null,null,null,null,null,null,null,null,null,null,null,null,null,{"$f":"SUMPRODUCT(M41:M44,N41:N44)","v":2.77}]
[null,null,0.13,"capacity factor",null,null,null,0.13,"capacity factor"]
[null,null,{"$f":"C44*C46/1000","v":2462.7400383680638},"aMW",null,null,null,{"$f":"H44*H46/1000","v":1310.4000000000001},"aMW"]
[]
[]
[null,"Section below develops estimates for emerging tech scenario using two alternate approaches. By building count and by roof area."]
[null,"Final Estimate"]
[null,"Residential",null,null,null,null,null,null,null,null,null,"Commercial",null,null,null,null,"Source"]
[null,null,null,null,null,null,null,null,null,null,null,"Buildings",203000,{"$f":"M53*(N58/M58)","v":221638.37100428727},{"$f":"N53*(O58/N58)","v":243215.29415370416},null,"CBSA"]
[null,null,null,null,null,null,null,null,null,null,null,"Roof Area",{"$f":"H24","v":2200000000},{"$f":"M54*(N58/M58)","v":2401992198.0760198},{"$f":"N54*(O58/N58)","v":2635830774.0795527},null,"CBSA"]
[null,null,null,2025,2035,null,"Source",null,null,null,null,null,2016,2025,2035]
[null,"Regional Existing Homes (SF and LRMF)",null,{"$f":"SUM('[3]Res Forecast (Base Case)'!$AT$58:$AT$59)","v":5025881.1478268569},{"$f":"SUM('[3]Res Forecast (Base Case)'!$BD$58:$BD$59)","v":4912913.2261923216},null,"Council Forecast",null,null,null,null,"Regional Floor Area Existing (million)",null,{"$f":"'[3]Com Forecast (Base Case)'!$AS$210","v":3257.0657905712806},{"$f":"'[3]Com Forecast (Base Case)'!$BC$210","v":3120.9752488612994},null,"Council Forecast"]
[null,"Regional New Homes",null,{"$f":"SUM('[3]Res Forecast (Base Case)'!$AK$54:$AT$55)","v":750635.01815430087},{"$f":"SUM('[3]Res Forecast (Base Case)'!$AK$54:$BD$55)","v":1437305.2757667364},null,"Council Forecast",null,null,null,null,"Regional Floor Area New",null,{"$f":"SUM('[3]Com Forecast (Base Case)'!$AJ$207:$AS$207)","v":423.48559357732472},{"$f":"SUM('[3]Com Forecast (Base Case)'!$AJ$207:$BC$207)","v":917.88491550171352},null,"Council Forecast"]
[null,"Regional Total Homes",null,{"$f":"SUM(D56:D57)","v":5776516.1659811577},{"$f":"SUM(E56:E57)","v":6350218.5019590575},null,"Council Forecast",null,null,null,null,"Regional Floor Area",{"$f":"'[3]Com Forecast (Base Case)'!$AK$210","v":3371.0405269479006},{"$f":"SUM(N56:N57)","v":3680.5513841486054},{"$f":"SUM(O56:O57)","v":4038.8601643630127},null,"Council Forecast"]
[null,"East",null,{"$f":"'PNW Solar Zones'!$K$17","v":0.33725235457895075},{"$f":"'PNW Solar Zones'!$K$17","v":0.33725235457895075},null,"Council Forecast",null,null,null,null,"East",null,{"$f":"'PNW Solar Zones'!$K$17","v":0.33725235457895075},{"$f":"'PNW Solar Zones'!$K$17","v":0.33725235457895075},null,"Council Forecast"]
[null,"West",null,{"$f":"'PNW Solar Zones'!$K$16","v":0.66274764542104925},{"$f":"'PNW Solar Zones'!$K$16","v":0.66274764542104925},null,"Council Forecast",null,null,null,null,"West",null,{"$f":"'PNW Solar Zones'!$K$16","v":0.66274764542104925},{"$f":"'PNW Solar Zones'!$K$16","v":0.66274764542104925},null,"Council Forecast"]
[]
[null,"East","Homes",{"$f":"D59*D58","v":1948143.6782405186},{"$f":"E59*E58","v":2141626.1418765094},null,"Council Forecast",null,null,null,"East","Buildings",null,{"$f":"N53*N59","v":74748.062486238923},{"$f":"O53*O59","v":82024.930622948843}]
[null,null,"Fraction Homes",0.7,0.7,null,"Estimate",null,null,null,null,"Fraction Buildings",null,0.7,0.7]
[null,null,"MW at 5.3kW/home",{"$f":"ROUND(D62*D63*$C$5/1000,-3)","v":7000},{"$f":"ROUND(E62*E63*$C$5/1000,-3)","v":8000},null,null,null,null,null,null,"MW at 33kW/Site",null,{"$f":"ROUND(N62*N63*$H$5/1000,-2)","v":1700},{"$f":"ROUND(O62*O63*$H$5/1000,-2)","v":1900}]
[null,{"$f":"'Cost Matrix'!$U$8","v":0.1663527397260274},{"$f":"CONCATENATE(\"aMW at cf for  \",$B$62)","v":"aMW at cf for  East"},{"$f":"ROUND(D64*$B$65,-2)","v":1200},{"$f":"ROUND(E64*$B$65,-2)","v":1300},null,null,null,null,null,null,{"$f":"CONCATENATE(\"aMW at cf for  \",$B$62)","v":"aMW at cf for  East"},null,{"$f":"ROUND(N64*$B$65,-1)","v":280},{"$f":"ROUND(O64*$B$65,-1)","v":320}]
[]
[null,null,"Roof Area",{"$f":"D62*$C$24","v":3197096296.7914329},{"$f":"E62*$C$24","v":3514620140.075613},null,"RBSA",null,null,null,null,"Roof Area",null,{"$f":"N54*N59","v":810077524.48140717},{"$f":"O54*O59","v":888940134.82998753}]
[null,null,"Shade,Obs, Orient",0.25,0.25,null,"DNV GL for NYISO DER Review Distrib Gen 2014.pdf",null,null,null,null,"Shade,Obs, Orient",null,0.6,0.6,null,"DNV GL for NYISO DER Review Distrib Gen 2014.pdf"]
[null,null,"Roof Area Avail",{"$f":"ROUND(D67*D68,-6)","v":799000000},{"$f":"ROUND(E67*E68,-6)","v":879000000},null,"Calc",null,null,null,null,"Roof Area Avail",null,{"$f":"ROUND(N67*N68,-6)","v":486000000},{"$f":"ROUND(O67*O68,-6)","v":533000000}]
[null,null,"W/sf",{"$f":"'Support Docs'!$O$81","v":12.38317757009346},{"$f":"'Support Docs'!$O$81","v":12.38317757009346},null,"DNV GL for NYISO DER Review Distrib Gen 2014.pdf",null,null,null,null,"W/sf",null,{"$f":"'Support Docs'!$O$81","v":12.38317757009346},{"$f":"'Support Docs'!$O$81","v":12.38317757009346},null,"DNV GL for NYISO DER Review Distrib Gen 2014.pdf"]
[null,null,"MW",{"$f":"ROUND(D69*D70/1000000,-3)","v":10000},{"$f":"ROUND(E69*E70/1000000,-3)","v":11000},null,null,null,null,null,null,"MW",null,{"$f":"ROUND(N69*N70/1000000,-2)","v":6000},{"$f":"ROUND(O69*O70/1000000,-2)","v":6600}]
[null,null,{"$f":"CONCATENATE(\"aMW at cf for  \",$B$62)","v":"aMW at cf for  East"},{"$f":"D71*$B$65","v":1663.527397260274},{"$f":"E71*$B$65","v":1829.8801369863015},null,null,null,null,null,null,{"$f":"CONCATENATE(\"aMW at cf for  \",$B$62)","v":"aMW at cf for  East"},null,{"$f":"N71*$B$65","v":998.11643835616439},{"$f":"O71*$B$65","v":1097.928082191781}]
[]
[]
[null,"West","Homes",{"$f":"D60*D58","v":3828372.4877406391},{"$f":"E60*E58","v":4208592.3600825481},null,null,null,null,null,"West","Buildings",null,{"$f":"N60*N53","v":146890.30851804835},{"$f":"O60*O53","v":161190.3635307553}]
[null,null,"Fraction Homes",0.7,0.7,null,"Professional Judgement",null,null,null,null,"Fraction Buildings",null,0.7,0.7,null,"Professional Judgement"]
[null,null,"MW at 5.3kW/home",{"$f":"ROUND(D75*D76*$C$5/1000,-3)","v":14000},{"$f":"ROUND(E75*E76*$C$5/1000,-3)","v":16000},null,null,null,null,null,null,"MW at 33kW/Site",null,{"$f":"ROUND(N75*N76*$H$5/1000,-3)","v":3000},{"$f":"ROUND(O75*O76*$H$5/1000,-3)","v":4000}]
[null,{"$f":"'Cost Matrix'!$T$8","v":0.13016552511415524},{"$f":"CONCATENATE(\"aMW at cf for  \",$B$75)","v":"aMW at cf for  West"},{"$f":"ROUND(D77*$B$78,-2)","v":1800},{"$f":"ROUND(E77*$B$78,-2)","v":2100},null,null,null,null,null,null,{"$f":"CONCATENATE(\"aMW at cf for  \",$B$75)","v":"aMW at cf for  West"},null,{"$f":"ROUND(N77*$B$78,-2)","v":400},{"$f":"ROUND(O77*$B$78,-2)","v":500}]
[]
[null,null,"Roof Area",{"$f":"D75*$C$24","v":6282737582.4498539},{"$f":"E75*$C$24","v":6906715967.3134937},null,null,null,null,null,null,"Roof Area",null,{"$f":"N54*N60","v":1591914673.5946126},{"$f":"O54*O60","v":1746890639.2495651}]
[null,null,"Shade,Obs, Orient",0.25,0.25,null,null,null,null,null,null,"Shade,Obs, Orient",null,{"$f":"N68","v":0.6},{"$f":"O68","v":0.6},null,"DNV GL for NYISO DER Review Distrib Gen 2014.pdf"]
[null,null,"Roof Area Avail",{"$f":"ROUND(D80*D81,-6)","v":1571000000},{"$f":"ROUND(E80*E81,-6)","v":1727000000},null,null,null,null,null,null,"Roof Area Avail",null,{"$f":"ROUND(N80*N81,-6)","v":955000000},{"$f":"ROUND(O80*O81,-6)","v":1048000000}]
[null,null,"W/sf",{"$f":"'Support Docs'!$O$81","v":12.38317757009346},{"$f":"'Support Docs'!$O$81","v":12.38317757009346},null,null,null,null,null,null,"W/sf",null,{"$f":"'Support Docs'!$O$81","v":12.38317757009346},{"$f":"'Support Docs'!$O$81","v":12.38317757009346},null,"DNV GL for NYISO DER Review Distrib Gen 2014.pdf"]
[null,null,"MW",{"$f":"ROUND(D82*D83/1000000,-3)","v":19000},{"$f":"ROUND(E82*E83/1000000,-3)","v":21000},null,null,null,null,null,null,"MW",null,{"$f":"ROUND(N82*N83/1000000,-3)","v":12000},{"$f":"ROUND(O82*O83/1000000,-3)","v":13000}]
[null,null,{"$f":"CONCATENATE(\"aMW at cf for  \",$B$75)","v":"aMW at cf for  West"},{"$f":"ROUND(D84*$B$78,-2)","v":2500},{"$f":"ROUND(E84*$B$78,-2)","v":2700},null,null,null,null,null,null,{"$f":"CONCATENATE(\"aMW at cf for  \",$B$75)","v":"aMW at cf for  West"},null,{"$f":"ROUND(N84*$B$78,-2)","v":1600},{"$f":"ROUND(O84*$B$78,-2)","v":1700}]
[]
[null,"Residential",null,{"$f":"D55","v":2025},{"$f":"E55","v":2035},null,null,null,null,null,"Commercial",null,null,{"$f":"N55","v":2025},{"$f":"O55","v":2035}]
[null,"East & West by count","MW",{"$f":"SUM(D64,D77)","v":21000},{"$f":"SUM(E64,E77)","v":24000},null,null,null,null,null,"East & West by count","MW",null,{"$f":"SUM(N64,N77)","v":4700},{"$f":"SUM(O64,O77)","v":5900}]
[null,null,"aMW",{"$f":"SUM(D65,D78)","v":3000},{"$f":"SUM(E65,E78)","v":3400},null,{"$f":"ROUND(G88*$C$46,-2)","v":0},{"$f":"ROUND(H88*$C$46,-2)","v":0},null,null,null,"aMW",null,{"$f":"SUM(N65,N78)","v":680},{"$f":"SUM(O65,O78)","v":820}]
[]
[null,"East & West by roof area","MW",{"$f":"SUM(D71,D84)","v":29000},{"$f":"SUM(E71,E84)","v":32000},null,null,null,null,null,"East & West by roof area","MW",null,{"$f":"SUM(N71,N84)","v":18000},{"$f":"SUM(O71,O84)","v":19600}]
[null,null,"aMW",{"$f":"SUM(D72,D85)","v":4163.5273972602736},{"$f":"SUM(E72,E85)","v":4529.8801369863013},null,null,null,null,null,null,"aMW",null,{"$f":"SUM(O72,N85)","v":2697.928082191781},{"$f":"SUM(O72,O85)","v":2797.928082191781}]
[]
[]
[]
[]
["Range of estimates for total technical potential"]
[]
[null,"Combined Residential & Commercial",null,{"$f":"D55","v":2025},{"$f":"E55","v":2035}]
[null,"East & West by count","MW",{"$f":"D88+N88","v":25700},{"$f":"E88+O88","v":29900}]
[null,null,"aMW",{"$f":"D89+N89","v":3680},{"$f":"E89+O89","v":4220}]
[]
[null,"East & West by roof area","MW",{"$f":"D91+N91","v":47000},{"$f":"E91+O91","v":51600}]
[null,null,"aMW",{"$f":"D92+N92","v":6861.4554794520545},{"$f":"E92+O92","v":7327.8082191780823}]
[]
["The estimates below including the ramp rates are used for achievable potential estimates at 2025 & 2035."]
[null,1,2,3,4,5,6,7,8,9,10,11,12]
[null,null,null,"Technical Potential",null,"SunShotHigh","Achievable Potential with Ramp Rate",null,null,null,"SunShot","Achievable Potential with Ramp Rate",null,null,null,null,"LO12Med"]
[null,null,null,"MW","aMW","Ramp Rate","MW","aMW",null,null,"Ramp Rate","MW","aMW",null,null,null,"LO5Med"]
[null,"Boise-RES-(Average)-(2025)",2025,{"$f":"D71","v":10000},{"$f":"D72","v":1663.527397260274},{"$f":"VLOOKUP(F$108,RampRate,MATCH(C110,'How Fast'!$C$42:$W$42,0),FALSE)","v":0.20129851987227468},{"$f":"$F110*D110","v":2012.9851987227469},{"$f":"$F110*E110","v":334.86560283547067},null,null,{"$f":"VLOOKUP(K$108,RampRate,MATCH(C110,'How Fast'!$C$42:$W$42,0),FALSE)","v":0.11071418592975109},{"$f":"$D110*K110","v":1107.1418592975108},{"$f":"$E110*K110","v":184.17608155950887},null,null,null,"LO1Slow"]
[null,"Boise-COM-(Average)-(2025)",2025,{"$f":"N71","v":6000},{"$f":"N72","v":998.11643835616439},{"$f":"VLOOKUP(F$108,RampRate,MATCH(C111,'How Fast'!$C$42:$W$42,0),FALSE)","v":0.20129851987227468},{"$f":"$F111*D111","v":1207.791119233648},200.91936170128238,null,null,{"$f":"VLOOKUP(K$108,RampRate,MATCH(C111,'How Fast'!$C$42:$W$42,0),FALSE)","v":0.11071418592975109},{"$f":"$D111*K111","v":664.28511557850652},{"$f":"$E111*K111","v":110.50564893570532},null,null,null,"LO50Fast"]
[null,"Portland-RES-(Average)-(2025)",2025,{"$f":"D84","v":19000},{"$f":"D85","v":2500},{"$f":"VLOOKUP(F$108,RampRate,MATCH(C112,'How Fast'!$C$42:$W$42,0),FALSE)","v":0.20129851987227468},3824.6718775732188,503.24629968068672,null,null,{"$f":"VLOOKUP(K$108,RampRate,MATCH(C112,'How Fast'!$C$42:$W$42,0),FALSE)","v":0.11071418592975109},2103.5695326652708,276.7854648243777,null,null,null,"LO20Fast"]
[null,"Portland-COM-(Average)-(2025)",2025,{"$f":"N84","v":12000},{"$f":"N85","v":1600},{"$f":"VLOOKUP(F$108,RampRate,MATCH(C113,'How Fast'!$C$42:$W$42,0),FALSE)","v":0.20129851987227468},2415.5822384672961,322.07763179563949,null,null,{"$f":"VLOOKUP(K$108,RampRate,MATCH(C113,'How Fast'!$C$42:$W$42,0),FALSE)","v":0.11071418592975109},1328.570231157013,177.14269748760174,null,null,null,"LOEven20"]
[null,null,null,{"$f":"SUM(D110:D113)","v":47000},{"$f":"SUM(E110:E113)","v":6761.6438356164381},null,{"$f":"SUM(G110:G113)","v":9461.0304339969098},{"$f":"SUM(H110:H113)","v":1361.1088960130792},{"$f":"ROUND(G114/10,-2)","v":900},"MW/Year",null,{"$f":"SUM(L110:L113)","v":5203.5667386983014},{"$f":"SUM(M110:M113)","v":748.60989280719355},null,null,null,"LOMax60"]
[null,null,null,null,null,null,null,null,null,null,null,null,null,null,null,null,"LO3Slow"]
[null,null,null,null,null,null,null,null,null,null,null,null,null,null,null,null,"SunShot"]
[null,"Boise-RES-(Average)-(2035)",2035,{"$f":"E71","v":11000},{"$f":"E72","v":1829.8801369863015},{"$f":"VLOOKUP(F$108,RampRate,MATCH(C117,'How Fast'!$C$42:$W$42,0),FALSE)","v":0.54459671013666189},{"$f":"$F117*D117","v":5990.5638115032807},{"$f":"$F117*E117","v":996.54670254716405},null,null,{"$f":"VLOOKUP(K$108,RampRate,MATCH(C117,'How Fast'!$C$42:$W$42,0),FALSE)","v":0.29952819057516411},{"$f":"$D117*K117","v":3294.8100963268053},{"$f":"$E117*K117","v":548.10068640094028},null,null,null,"SunShotHigh"]
[null,"Boise-COM-(Average)-(2035)",2035,{"$f":"O71","v":6600},{"$f":"O72","v":1097.928082191781},{"$f":"VLOOKUP(F$108,RampRate,MATCH(C118,'How Fast'!$C$42:$W$42,0),FALSE)","v":0.54459671013666189},{"$f":"$F118*D118","v":3594.3382869019683},597.92802152829847,null,null,{"$f":"VLOOKUP(K$108,RampRate,MATCH(C118,'How Fast'!$C$42:$W$42,0),FALSE)","v":0.29952819057516411},1976.8860577960832,{"$f":"$E118*K118","v":328.86041184056421}]
[null,"Portland-RES-(Average)-(2035)",2035,{"$f":"E84","v":21000},{"$f":"E85","v":2700},{"$f":"VLOOKUP(F$108,RampRate,MATCH(C119,'How Fast'!$C$42:$W$42,0),FALSE)","v":0.54459671013666189},11436.530912869899,1470.4111173689871,null,null,{"$f":"VLOOKUP(K$108,RampRate,MATCH(C119,'How Fast'!$C$42:$W$42,0),FALSE)","v":0.29952819057516411},6290.0920020784461,808.72611455294305]
[null,"Portland-COM-(Average)-(2035)",2035,{"$f":"O84","v":13000},{"$f":"O85","v":1700},{"$f":"VLOOKUP(F$108,RampRate,MATCH(C120,'How Fast'!$C$42:$W$42,0),FALSE)","v":0.54459671013666189},7079.7572317766044,925.81440723232527,null,null,{"$f":"VLOOKUP(K$108,RampRate,MATCH(C120,'How Fast'!$C$42:$W$42,0),FALSE)","v":0.29952819057516411},3893.8664774771332,509.197923977779]
[null,null,null,{"$f":"SUM(D117:D120)","v":51600},{"$f":"SUM(E117:E120)","v":7327.8082191780823},null,{"$f":"SUM(G117:G120)","v":28101.190243051751},{"$f":"SUM(H117:H120)","v":3990.7002486767747},{"$f":"ROUND(G121/20,-2)","v":1400},"MW/Year",null,{"$f":"SUM(L117:L120)","v":15455.654633678469},{"$f":"SUM(M117:M120)","v":2194.8851367722264}]
[]
[null,"Below tables for Scenario 3B table"]
[null,"Boise-RES-(Average)-(2030)",2030,{"$f":"AVERAGE(D110,D117)","v":10500},{"$f":"AVERAGE(E110,E117)","v":1746.7037671232879},{"$f":"VLOOKUP(F$108,RampRate,MATCH(C124,'How Fast'!$C$42:$W$42,0),FALSE)","v":0.4090977528670115},{"$f":"$F124*D124","v":4295.5264051036211},{"$f":"$F124*E124","v":714.57258605448078},null,null,{"$f":"VLOOKUP(K$108,RampRate,MATCH(C124,'How Fast'!$C$42:$W$42,0),FALSE)","v":0.22500376407685632},{"$f":"$D124*K124","v":2362.5395228069915},{"$f":"$E124*K124","v":393.01492232996446}]
[null,"Boise-COM-(Average)-(2030)",2030,{"$f":"AVERAGE(D111,D118)","v":6300},1048.0222602739727,{"$f":"VLOOKUP(F$108,RampRate,MATCH(C125,'How Fast'!$C$42:$W$42,0),FALSE)","v":0.4090977528670115},{"$f":"$F125*D125","v":2577.3158430621725},{"$f":"$F125*E125","v":428.74355163268848},null,null,{"$f":"VLOOKUP(K$108,RampRate,MATCH(C125,'How Fast'!$C$42:$W$42,0),FALSE)","v":0.22500376407685632},1417.5237136841947,235.80895339797868]
[null,"Portland-RES-(Average)-(2030)",2030,20000,2600,{"$f":"VLOOKUP(F$108,RampRate,MATCH(C126,'How Fast'!$C$42:$W$42,0),FALSE)","v":0.4090977528670115},8181.9550573402303,1063.6541574542298,null,null,{"$f":"VLOOKUP(K$108,RampRate,MATCH(C126,'How Fast'!$C$42:$W$42,0),FALSE)","v":0.22500376407685632},4500.0752815371261,585.00978659982638]
[null,"Portland-COM-(Average)-(2030)",2030,12500,1650,{"$f":"VLOOKUP(F$108,RampRate,MATCH(C127,'How Fast'!$C$42:$W$42,0),FALSE)","v":0.4090977528670115},5113.7219108376439,675.01129223056898,null,null,{"$f":"VLOOKUP(K$108,RampRate,MATCH(C127,'How Fast'!$C$42:$W$42,0),FALSE)","v":0.22500376407685632},2812.5470509607039,371.25621072681292]
[null,null,null,{"$f":"SUM(D124:D127)","v":49300},null,null,{"$f":"SUM(G124:G127)","v":20168.51921634367},{"$f":"SUM(H124:H127)","v":2881.9815873719681},{"$f":"ROUND(G128/20,-2)","v":1000},"MW/Year",null,{"$f":"SUM(L124:L127)","v":11092.685568989016},{"$f":"SUM(M124:M127)","v":1585.0898730545825}]
[]
[]
[null,"Boise-RES-(Average)-(2020)",2020,{"$f":"D110","v":10000},{"$f":"E110","v":1663.527397260274},{"$f":"VLOOKUP(F$108,RampRate,MATCH(C131,'How Fast'!$C$42:$W$42,0),FALSE)","v":5.0623335774450669E-2},{"$f":"$F131*D131","v":506.23335774450669},{"$f":"$F131*E131","v":84.213306001504833},null,null,{"$f":"VLOOKUP(K$108,RampRate,MATCH(C131,'How Fast'!$C$42:$W$42,0),FALSE)","v":2.7842834675947867E-2},{"$f":"$D131*K131","v":278.4283467594787},{"$f":"$E131*K131","v":46.317318300827658}]
[null,"Boise-COM-(Average)-(2020)",2020,{"$f":"D111","v":6000},998.11643835616439,{"$f":"VLOOKUP(F$108,RampRate,MATCH(C132,'How Fast'!$C$42:$W$42,0),FALSE)","v":5.0623335774450669E-2},{"$f":"$F132*D132","v":303.74001464670403},{"$f":"$F132*E132","v":50.5279836009029},null,null,{"$f":"VLOOKUP(K$108,RampRate,MATCH(C132,'How Fast'!$C$42:$W$42,0),FALSE)","v":2.7842834675947867E-2},167.05700805568719,27.790390980496596]
[null,"Portland-RES-(Average)-(2020)",2020,19000,2500,{"$f":"VLOOKUP(F$108,RampRate,MATCH(C133,'How Fast'!$C$42:$W$42,0),FALSE)","v":5.0623335774450669E-2},961.84337971456273,126.55833943612667,null,null,{"$f":"VLOOKUP(K$108,RampRate,MATCH(C133,'How Fast'!$C$42:$W$42,0),FALSE)","v":2.7842834675947867E-2},529.01385884300953,69.607086689869675]
[null,"Portland-COM-(Average)-(2020)",2020,12000,1600,{"$f":"VLOOKUP(F$108,RampRate,MATCH(C134,'How Fast'!$C$42:$W$42,0),FALSE)","v":5.0623335774450669E-2},607.48002929340805,80.997337239121066,null,null,{"$f":"VLOOKUP(K$108,RampRate,MATCH(C134,'How Fast'!$C$42:$W$42,0),FALSE)","v":2.7842834675947867E-2},334.11401611137438,44.548535481516588]
[null,null,null,{"$f":"SUM(D131:D134)","v":47000},{"$f":"SUM(E131:E134)","v":6761.6438356164381},null,{"$f":"SUM(G131:G134)","v":2379.2967813991818},{"$f":"SUM(H131:H134)","v":342.29696627765549},{"$f":"ROUND(G135/10,-2)","v":200},"MW/Year",null,{"$f":"SUM(L131:L134)","v":1308.6132297695499},{"$f":"SUM(M131:M134)","v":188.2633314527105}]

{"sheet":"How Fast","index":13,"n_rows":177,"n_cols":26,"rows_kept":177,"cut":false,"hidden":false,"merged":[]}
[]
[]
[]
[]
[]
[null,null,"Baseline Estimates"]
[null,null,"SEIA Installed Capacity (2014)(MW)",null,null,null,"http://www.seia.org/state-solar-policy/oregon"]
[null,null,"OR",89]
[null,null,"WA",42]
[null,null,"ID",3]
[null,null,"MT",4]
[null,null,"Total",{"$f":"SUM(D8:D11)","v":138},null,"includes rooftop and utility"]
[]
[]
[null,null,"PNW 2015 Rooftop",null,null,null,"http://www.eia.gov/electricity/data/eia826/"]
[null,null,110,"MW","Utility-Reported Capacity on Net Metered Accounts Source EIA for 2015 Prelim"]
[null,null,0.13,"CF","Estimated CF"]
[null,null,{"$f":"C16*C17","v":14.3},"aMW","Estimated Energy Production"]
[null,null,0.3,"aMW","Utility-Reported Net Metered Source EIA826  for 2015 Prelim"]
[]
[]
[]
[]
[null,null,"Potential Estimates from NREL and IEA"]
[null,null,null,null,null,null,null,null,null,null,null,null,null,600,"GW Tech Potential",null,"Source:  Sunshot Sensitivitiies page 9-10"]
[null,null,"US GW Installed NREL SunShot",null,null,null,null,null,"Growth factor",null,null,null,null,"Percent of Technical Potential"]
[null,null,null,2015,2025,2035,2050,null,2015,2025,2035,2050,null,2015,2025,2035,2050]
[null,null,"SunShot",4,63,168,240,null,{"$f":"D28/$D28","v":1},{"$f":"E28/$D28","v":15.75},42,60,null,{"$f":"D28/$N$25","v":6.6666666666666671E-3},{"$f":"E28/$N$25","v":0.105},0.28000000000000003,0.4]
[null,null,"SunShot High",4,120,300,400,null,{"$f":"D29/$D29","v":1},30,75,100,null,{"$f":"D29/$N$25","v":6.6666666666666671E-3},0.2,0.5,0.66666666666666663]
[null,null,"SunShot Low",4,30,50,75,null,{"$f":"D30/$D30","v":1},7.5,12.5,18.75,null,{"$f":"D30/$N$25","v":6.6666666666666671E-3},0.05,8.3333333333333329E-2,0.125]
[]
[]
[null,null,"Global GW Installed IEA",null,null,null,null,null,"Growth factor"]
[null,null,null,2014,2025,2035,null,null,2015,2025,2035,2050]
[null,null,"IEA Market",128,550,900,null,null,{"$f":"D35/$D35","v":1},{"$f":"E35/$D35","v":4.296875},7.03125]
[null,null,"IEA Mid",128,600,1900,null,null,{"$f":"D36/$D36","v":1},4.6875,14.84375]
[null,null,"IEA High",128,750,2800,null,null,{"$f":"D37/$D37","v":1},5.859375,21.875]
[null,null,"Heuette",128,3000,4200,null,null,{"$f":"D38/$D38","v":1},23.4375,32.8125]
[]
[]
[null,"Ramp Rates; Sunshot analysis and sensitivies used to develop Solar PV ramp rates"]
[null,null,null,2016,2017,2018,2019,2020,2021,2022,2023,2024,2025,2026,2027,2028,2029,2030,2031,2032,2033,2034,2035]
[null,null,"LO12Med",0.10937459468255628,0.21874918936511256,0.32812378404766884,0.43749837873022512,0.5468729734127814,0.64531010862708205,0.7240598167985226,0.78705958333567505,0.83745939656539703,0.87777924714917455,0.91003512761619654,0.93583983198981413,0.9564835954887082,0.97299860628782353,0.9862106149271157,0.99678022183854953,0.99685231466234414,0.99687806209941365,0.99688683963477831,0.99688970187457115]
[null,null,"LO5Med",4.2999999999999997E-2,9.5797142280278316E-2,0.16040539374775648,0.23540539374775649,0.32095239121809005,0.42096711425629652,0.53068481860864725,0.642769203728351,0.74839528535557953,0.83918984935345187,0.90945051634530116,0.9576688767502457,0.9865231113648858,1.0012970762896924,1.0076356106578106,1.0098624683774413,1.0104871783970797,1.010623336815976,1.0106457174525985,1.0106484038909742]
[null,null,"LO1Slow",2.5643970768378654E-3,7.6904586297764643E-3,1.6792013047419844E-2,3.15969387774655E-2,5.406874819795171E-2,8.6253181011834101E-2,0.1300328481838382,0.18678710893858319,0.2569823480072907,0.33975920985004748,0.43262946935754232,0.53142594003645804,0.63063487292644704,0.7241560234206913,0.80638203131755359,0.87331559734491926,0.92334516248836807,0.95737002770730018,0.97821608704807483,0.98821608704807484]
[null,null,"LO50Fast",0.45,0.66,0.8,0.89,0.94954036260972652,0.97931054391458994,0.99254173560564019,0.99783421228206048,0.99975874925530417,1.0004002615797187,1.0005976499872309,1.0006540466750915,1.0006690857918545,1.000672845571045,1.0006737302249724,1.0006739268147338,1.0006739682020522,1.0006739764795158,1.0006739780561755,1.0006739783428409]
[null,null,"LO20Fast",0.22119921692859512,0.37624232795148943,0.48357361352878442,0.56716330278444227,0.64040048266456928,0.70377511937632964,0.7580669577441127,0.80419335000071168,0.84311022627788457,0.87575014259103623,0.90298584871682319,0.92419703797508856,0.94071632877930145,0.95358156539340677,0.96360102174287088,0.97140418219378311,0.97748128966338554,0.98221414571952104,0.98590009772220355,0.98877072002825628]
[null,null,"LOEven20",0.05,0.1,0.15000000000000002,0.2,0.25,0.3,0.35,0.39999999999999997,0.44999999999999996,0.49999999999999994,0.54999999999999993,0.6,0.65,0.70000000000000007,0.75000000000000011,0.80000000000000016,0.8500000000000002,0.90000000000000024,0.95000000000000029,1.0000000000000002]
[null,null,"LOMax60",0.01,2.98E-2,5.8906E-2,9.6549759999999998E-2,0.14172227199999998,0.19035800991999999,0.2362377226912,0.279517585072032,0.32034492191795017,0.35885870967593297,0.39519004946096342,0.42946261332484215,0.46179306523643443,0.49229145820636983,0.5210616089080089,0.54820145106988838,0.57380336884259475,0.59795451127484767,0.62073708896927293,0.6422286539276808]
[null,null,"LO3Slow",5.5320496977002724E-3,1.4227918344261844E-2,3.1619655637384989E-2,6.2055195900350503E-2,0.10939936964274129,0.17568121288208835,0.26003992245943919,0.3584584169663485,0.46444756489686617,0.57043671282738384,0.66935991756253377,0.75591772170578986,0.82720061923553012,0.88264287286977261,0.92349505975816193,0.95209159058003434,0.97115594446128262,0.98328780602207699,0.99067241740690848,0.99498010738139331]
[null,null,"SunShot",4.7559931034379327E-3,7.892846778980606E-3,1.2523440300019796E-2,1.9048367534211384E-2,2.7842834675947867E-2,3.9202354734024156E-2,5.3288159606038756E-2,7.0082773107286958E-2,8.9365477497608939E-2,0.11071418592975109,0.13353521908135135,0.15711695333800499,0.1806986875946586,0.20354349265579183,0.22500376407685632,0.24457048213723873,0.26190100384786308,0.27682450865423408,0.28932798565416651,0.29952819057516411]
[null,null,"SunShotHigh",8.647260188068967E-3,1.4350630507237465E-2,2.2769891454581446E-2,3.4633395516747968E-2,5.0623335774450669E-2,7.1277008607316644E-2,9.6887562920070461E-2,0.12742322383143082,0.16248268635928897,0.20129851987227468,0.24279130742063881,0.28566718788728174,0.32854306835392472,0.37007907755598507,0.4090977528670115,0.44467360388588856,0.476183643359751,0.50331728846224366,0.52605088300757541,0.54459671013666189]
[]
[]
[]
[]
[null,"Technical Acheivable Potential Estimates based on Ramp Rates"]
[null,null,{"$f":"'How Big'!E103","v":51600},"Total Technical Potential in MW"]
[null,null,"Incremental MW at LOMax60",null,{"$f":"E60-D60","v":1021.6800000000001},{"$f":"F60-E60","v":1501.8695999999998},1942.4180160000001,2330.901619199999,2509.6040766720007,2367.3931789939197,2233.2408988509324,2106.6905812493769,1987.3114483119134,1874.6971329075714,1768.4642953761431,1668.2513186381584,1573.7170772486679,1484.5397762045759,1400.415855552983,1321.0589570716475,1246.1989495042508,1175.581009032343,1108.9647518538441]
[null,null,"Cumulative MW at LOMax60",{"$f":"$C$58*D49","v":516},1537.68,3039.5495999999998,4981.9676159999999,7312.8692351999989,9822.4733118719996,12189.866490865919,14423.107389716852,16529.797970966229,18517.109419278142,20391.806552185713,22160.270847561856,23828.522166200015,25402.239243448683,26886.779019653259,28287.194875206242,29608.253832277889,30854.45278178214,32030.033790814483,33138.998542668327]
[]
[null,null,"Incremental MW at SunShotHigh",null,{"$f":"E63-D63","v":294.29390846909456},434.43386488294948,612.15680960779241,825.08091729745934,1065.7295181758846,1321.5046025380971,1575.6401030261941,1809.0682664374817,2002.897009270062,2141.0278374955888,2212.3954320787743,2212.3954320787798,2143.2580748263135,2013.3636460489615,1835.7139125740578,1625.9180368513007,1400.0960872886244,1173.0534785391174,956.96467986086282]
[null,null,"Cumulative MW at SunShot High",{"$f":"$C$58*D52","v":446.19862570435868},740.49253417345324,1174.9263990564027,1787.0832086641951,2612.1641259616545,3677.893644137539,4999.3982466756361,6575.0383497018302,8384.1066161393119,10387.003625409374,12528.031462904963,14740.426894983737,16952.822327062517,19096.08040188883,21109.444047937792,22945.15796051185,24571.07599736315,25971.172084651775,27144.225563190892,28101.190243051755]
[null,0.13,"Cumulative Energy at 13% CF",{"$f":"D63*$B$64","v":58.00582134156663},96.264029442548917,152.74043187733236,232.32081712634536,339.5813363750151,478.12617373788009,649.92177206783276,854.75498546123799,1089.9338600981105,1350.3104713032187,1628.6440901776452,1916.2554963478858,2203.8669025181271,2482.4904522455481,2744.227726231913,2982.8705348665408,3194.2398796572097,3376.2523710047308,3528.7493232148163,3653.1547315967282]
[]
[null,null,"Incremental MW at SunShot",null,{"$f":"E67-D67","v":161.86164965800194},238.93862568562224,336.68624528428586,453.79450451360253,586.15123499673655,726.82753139595343,866.60205666440697,994.9875465406144,1101.5933550985346,1177.5653106225736,1216.8174876433277,1216.8174876433259,1178.7919411544754,1107.3500053269272,1009.6426519157321,894.25492026821667,770.05284800874324,645.17941319651436,526.33057392347655]
[null,null,"Cumulative MW at SunShot",{"$f":"$C$58*D51","v":245.40924413739734},407.27089379539927,646.20951948102152,982.89576476530738,1436.6902692789099,2022.8415042756465,2749.6690356715999,3616.2710923360069,4611.2586388766213,5712.8519939751559,6890.4173045977295,8107.2347922410572,9324.0522798843831,10502.844221038858,11610.194226365786,12619.836878281518,13514.091798549734,14284.144646558478,14929.324059754992,15455.654633678469]
[null,null,"Cumulative Energy at 13% CF",{"$f":"D67*$B$64","v":31.903201737861654},52.945216193401905,84.007237532532798,127.77644941948996,186.76973500625829,262.96939555583407,357.45697463730801,470.11524200368092,599.46362305396076,742.67075921677031,895.75424959770487,1053.9405229913375,1212.1267963849698,1365.3697487350516,1509.3252494275521,1640.5787941765973,1756.8319338114654,1856.9388040526021,1940.8121277681491,2009.235102378201]
[]
[null,null,"Incremental MW 7P in Forecast",null,{"$f":"E72-D72","v":18.908999999999992},11.710300000000018,12.426099999999991,15.090800000000002,16.865700000000004,18.089499999999987,15.504200000000026,17.007999999999981,18.644499999999994,20.413399999999967,22.610600000000034,19.89609999999999,19.160400000000038,23.042899999999975,21.787399999999991,26.034899999999993,16.694900000000018,17.583199999999977,18.600999999999999]
[null,null,"Cumulative MW 7P in Foercast (High)",{"$f":"InForecast!AG15","v":170.52589999999998},{"$f":"InForecast!AH15","v":199.5154},{"$f":"InForecast!AI15","v":222.18610000000001},{"$f":"InForecast!AJ15","v":247.35210000000001},{"$f":"InForecast!AK15","v":277.73649999999998},{"$f":"InForecast!AL15","v":312.74930000000001},{"$f":"InForecast!AM15","v":351.97090000000003},{"$f":"InForecast!AN15","v":390.1429},{"$f":"InForecast!AO15","v":433.10360000000003},{"$f":"InForecast!AP15","v":481.37670000000003},{"$f":"InForecast!AQ15","v":535.62720000000002},{"$f":"InForecast!AR15","v":597.10059999999999},{"$f":"InForecast!AS15","v":657.65750000000003},{"$f":"InForecast!AT15","v":720.48520000000008},{"$f":"InForecast!AU15","v":794.07979999999998},{"$f":"InForecast!AV15","v":869.43579999999997},{"$f":"InForecast!AW15","v":957.68410000000006},{"$f":"InForecast!AX15","v":1031.5884000000001},{"$f":"InForecast!AY15","v":1110.9948999999999},{"$f":"InForecast!AZ15","v":1196.7764}]
[null,null,"Cumulative MW 7P in Foercast (Medium)",{"$f":"InForecast!AG13","v":156.73060000000001},{"$f":"InForecast!AH13","v":175.6396},{"$f":"InForecast!AI13","v":187.34990000000002},{"$f":"InForecast!AJ13","v":199.77600000000001},{"$f":"InForecast!AK13","v":214.86680000000001},{"$f":"InForecast!AL13","v":231.73250000000002},{"$f":"InForecast!AM13","v":249.822},{"$f":"InForecast!AN13","v":265.32620000000003},{"$f":"InForecast!AO13","v":282.33420000000001},{"$f":"InForecast!AP13","v":300.9787},{"$f":"InForecast!AQ13","v":321.39209999999997},{"$f":"InForecast!AR13","v":344.0027},{"$f":"InForecast!AS13","v":363.89879999999999},{"$f":"InForecast!AT13","v":383.05920000000003},{"$f":"InForecast!AU13","v":406.10210000000001},{"$f":"InForecast!AV13","v":427.8895},{"$f":"InForecast!AW13","v":453.92439999999999},{"$f":"InForecast!AX13","v":470.61930000000001},{"$f":"InForecast!AY13","v":488.20249999999999},{"$f":"InForecast!AZ13","v":506.80349999999999}]
[null,null,"Cumulative MW 7P in Foercast (Low)",{"$f":"InForecast!AG11","v":153.9256},{"$f":"InForecast!AH11","v":170.85810000000001},{"$f":"InForecast!AI11","v":180.43960000000001},{"$f":"InForecast!AJ11","v":190.4547},{"$f":"InForecast!AK11","v":202.7842},{"$f":"InForecast!AL11","v":216.53270000000001},{"$f":"InForecast!AM11","v":231.07570000000001},{"$f":"InForecast!AN11","v":242.91470000000001},{"$f":"InForecast!AO11","v":255.8956},{"$f":"InForecast!AP11","v":270.05259999999998},{"$f":"InForecast!AQ11","v":285.40460000000002},{"$f":"InForecast!AR11","v":302.35070000000002},{"$f":"InForecast!AS11","v":316.51030000000003},{"$f":"InForecast!AT11","v":329.55109999999996},{"$f":"InForecast!AU11","v":345.60820000000001},{"$f":"InForecast!AV11","v":360.154},{"$f":"InForecast!AW11","v":377.94839999999999},{"$f":"InForecast!AX11","v":387.81450000000001},{"$f":"InForecast!AY11","v":398.12430000000001},{"$f":"InForecast!AZ11","v":408.92739999999998}]
[null,null,"Cumulative Energy at 13% CF (High)",{"$f":"D71*$B$64","v":22.168366999999996},{"$f":"E71*$B$64","v":25.937002},28.884193000000003,32.155773000000003,36.105744999999999,40.657409000000001,45.756217000000007,50.718577000000003,56.303468000000002,62.578971000000003,69.631536000000011,77.623078000000007,85.495475000000013,93.663076000000018,103.230374,113.02665399999999,124.49893300000001,134.106492,144.429337,155.58093199999999]
[null,null,"Cumulative Energy at 13% CF (Medium)",{"$f":"D72*$B$64","v":20.374978000000002},22.833148000000001,24.355487000000004,25.970880000000001,27.932684000000002,30.125225000000004,32.476860000000002,34.492406000000003,36.703446,39.127231000000002,41.780972999999996,44.720351000000001,47.306843999999998,49.797696000000009,52.793272999999999,55.625635000000003,59.010172000000004,61.180509000000001,63.466324999999998,65.884455000000003]
[null,null,"Cumulative Energy at 13% CF (Low)",20.010328000000001,22.211553000000002,23.457148000000004,24.759111000000001,26.361946,28.149251000000003,30.039841000000003,31.578911000000002,33.266428000000005,35.106837999999996,37.102598,39.305591000000007,41.146339000000005,42.841642999999998,44.929066000000006,46.82002,49.133291999999997,50.415885000000003,51.756159000000004,53.160561999999999]
[]
[null,null,"Potential Net of In-Forecast PV"]
[null,null,"Net Incremental MW at SunShotHigh"]
[null,null,"Net Cumulative MW at SunShot High",null,{"$f":"E63-E72","v":564.85293417345326},{"$f":"F63-F72","v":987.57649905640267},1587.3072086641951,2397.2973259616547,3446.1611441375389,4749.576246675636,6309.7121497018297,8101.7724161393116,10086.024925409374,12206.639362904963,14396.424194983738,16588.923527062518,18713.021201888831,20703.341947937792,22517.268460511848,24117.15159736315,25500.552784651776,26656.023063190893,27594.386743051757]
[null,null,"Net Cumulative Energy at 13% CF",null,{"$f":"E80*$B$64","v":73.430881442548923},{"$f":"F80*$B$64","v":128.38494487733234},206.34993712634537,311.6486523750151,448.00094873788009,617.44491206783266,820.26257946123792,1053.2304140981105,1311.1832403032188,1586.8631171776453,1871.5351453478859,2156.5600585181273,2432.692756245548,2691.4344532319128,2927.2448998665404,3135.2297076572095,3315.071862004731,3465.282998214816,3587.2702765967283]
[]
[null,null,"Net Incremental MW at SunShot"]
[null,null,"Net Cumulative MW at SunShot",null,{"$f":"E67-E72","v":231.63129379539927},{"$f":"F67-F72","v":458.85961948102147},783.11976476530731,1221.8234692789099,1791.1090042756464,2499.8470356715998,3350.9448923360069,4328.924438876621,5411.8732939751562,6569.0252045977295,7763.2320922410572,8960.1534798843823,10119.785021038859,11204.092126365786,12191.947378281518,13060.167398549735,13813.525346558477,14441.121559754993,14948.851133678469]
[null,null,"Net Cumulative Energy at 13% CF",null,{"$f":"E84*$B$64","v":30.112068193401907},{"$f":"F84*$B$64","v":59.651750532532795},101.80556941948996,158.83705100625829,232.84417055583404,324.98011463730796,435.6228360036809,562.76017705396077,703.54352821677037,853.97327659770485,1009.2201719913375,1164.8199523849698,1315.5720527350518,1456.5319764275521,1584.9531591765974,1697.8217618114656,1795.7582950526021,1877.345802768149,1943.3506473782011]
[]
[]
[]
[]
[]
[]
[]
[]
[]
[]
[]
[]
[]
[]
[]
[]
[]
[]
[]
[]
[]
[]
[null,null,"http://www.nrel.gov/docs/fy13osti/54620.pdf"]
[]
[]
[]
[]
[]
[]
[]
[]
[]
[]
[]
[]
[]
[]
[]
[]
[]
[]
[]
[]
[]
[]
[]
[]
[]
[]
[]
[]
[]
[]
[]
[]
[]
[]
[]
[]
[]
[]
[]
[]
[]
[]
[]
[]
[]
[null,null,null,null,null,null,null,null,null,null,null,null,null,"2050MW","%tech","MW Tech"]
[null,null,null,null,null,null,null,null,null,null,null,null,"com",132,0.44,{"$f":"N155/O155","v":300}]
[null,null,null,null,null,null,null,null,null,null,null,null,"res",108,0.36,{"$f":"N156/O156","v":300}]
[null,null,null,null,null,null,null,null,null,null,null,null,"total",{"$f":"SUM(N155:N156)","v":240},{"$f":"N157/P157","v":0.4},{"$f":"SUM(P155:P156)","v":600}]
[]
[null,null,null,null,null,null,null,null,null,null,null,null,"com share",{"$f":"N155/N157","v":0.55000000000000004}]
[null,null,null,null,null,null,null,null,null,null,null,null,"res share",{"$f":"N156/N157","v":0.45}]
[]
[]
[]
[]
[]
[null,null,"https://www.californiasolarstatistics.ca.gov/"]
[null,null,null,null,null,null,null,null,null,null,null,null,null,null,null,null,"Population",null,null,null,"Sector","Unit Size kW","Annual Max Unit Count","Annual MW Max","Value for RPM"]
[null,null,null,null,null,null,null,null,null,null,null,null,null,null,null,null,"WA",7,null,null,"Res",6,30000,{"$f":"W168*V168/1000","v":180},200,"Based on CA experience plus ramp up"]
[null,null,null,null,null,null,null,null,null,null,null,null,null,null,null,null,"OR",4,null,null,"Com",35,1000,{"$f":"W169*V169/1000","v":35},50,"Based on CA experience plus ramp up"]
[null,null,null,null,null,null,null,null,null,null,null,null,null,null,null,null,"ID",1.6]
[null,null,null,null,null,null,null,null,null,null,null,null,null,null,null,null,"MT",1]
[null,null,null,null,null,null,null,null,null,null,null,null,null,null,null,null,"PNW",{"$f":"SUM(R168:R171)","v":13.6}]
[]
[null,null,null,null,null,null,null,null,null,null,null,null,null,null,null,null,"CA",38]
[null,null,null,null,null,null,null,null,null,null,null,null,null,null,null,null,"PNW/CA",{"$f":"R172/R174","v":0.35789473684210527}]
[]
[null,null,"http://californiasolarstatistics.ca.gov/reports/monthly_stats/"]

{"sheet":"Shape","index":14,"n_rows":99,"n_cols":77,"rows_kept":99,"cut":false,"hidden":false,"merged":[]}
[]
[]
["Residential-RES-SolarPV-Portland",null,null,2014,null,"Source Annual kWh:",4561,"NREL",null,null,"PDAF","Seasonal",null,null,null,null,null,null,null,null,null,null,null,null,null,null,null,null,null,null,null,null,null,null,null,null,null,null,null,null,"Residential-RES-SolarPV-Portland",null,null,2014,null,"Source Annual kWh:",4561,"NREL",null,null,"PDAF","Fixed"]
[2,"RES-PV-Portland-SS",null,null,null,"Source Sample Size:",0,"NREL",null,null,"WKWE","Seasonal",null,"Weekend Peak",null,null,null,null,null,null,null,null,null,null,null,null,null,null,null,null,null,null,null,null,null,null,null,null,null,null,2,"RES-PV-Portland-FS",null,null,null,"Source Sample Size:",0,"NREL",null,null,"WKWE","Seasonal",null,"Weekend Peak"]
[null,1,"JANUARY","JAN",2,"FEBRUARY","FEB",3,"MARCH","MAR",4,"APRIL","APR",5,"MAY","MAY",6,"JUNE","JUN",7,"JULY","JUL",8,"AUGUST","AUG",9,"SEPTEMBER","SEP",10,"OCTOBER","OCT",11,"NOVEMBER","NOV",12,"DECEMBER","DEC",null,null,null,null,1,"JANUARY","JAN",2,"FEBRUARY","FEB",3,"MARCH","MAR",4,"APRIL","APR",5,"MAY","MAY",6,"JUNE","JUN",7,"JULY","JUL",8,"AUGUST","AUG",9,"SEPTEMBER","SEP",10,"OCTOBER","OCT",11,"NOVEMBER","NOV",12,"DECEMBER","DEC"]
[null,31,null,null,28,null,null,31,null,null,30,null,null,31,null,null,30,null,null,31,null,null,31,null,null,30,null,null,31,null,null,30,null,null,31,null,null,null,null,null,null,31,null,null,28,null,null,31,null,null,30,null,null,31,null,null,30,null,null,31,null,null,31,null,null,30,null,null,31,null,null,30,null,null,31]
["RATIOS","E.BKDWN","PEAK/AVG","END/AVG","E.BKDWN","PEAK/AVG","END/AVG","E.BKDWN","PEAK/AVG","END/AVG","E.BKDWN","PEAK/AVG","END/AVG","E.BKDWN","PEAK/AVG","END/AVG","E.BKDWN","PEAK/AVG","END/AVG","E.BKDWN","PEAK/AVG","END/AVG","E.BKDWN","PEAK/AVG","END/AVG","E.BKDWN","PEAK/AVG","END/AVG","E.BKDWN","PEAK/AVG","END/AVG","E.BKDWN","PEAK/AVG","END/AVG","E.BKDWN","PEAK/AVG","END/AVG",null,null,null,"RATIOS","E.BKDWN","PEAK/AVG","END/AVG","E.BKDWN","PEAK/AVG","END/AVG","E.BKDWN","PEAK/AVG","END/AVG","E.BKDWN","PEAK/AVG","END/AVG","E.BKDWN","PEAK/AVG","END/AVG","E.BKDWN","PEAK/AVG","END/AVG","E.BKDWN","PEAK/AVG","END/AVG","E.BKDWN","PEAK/AVG","END/AVG","E.BKDWN","PEAK/AVG","END/AVG","E.BKDWN","PEAK/AVG","END/AVG","E.BKDWN","PEAK/AVG","END/AVG","E.BKDWN","PEAK/AVG","END/AVG"]
[null,3.9537439671338041E-2,1.9681331731749214,0.98476060392480924,4.7834342099274806E-2,1.9681331731749214,0.98476060392480924,8.162543835112368E-2,1.9681331731749214,0.98476060392480924,9.5133323946053935E-2,1.5649246579688789,1.2206322344928111,0.12348952429183488,1.5649246579688789,1.2206322344928111,0.12223524781475496,1.2798228576763271,0.85871178245729263,0.13708372446109676,1.2798228576763271,0.85871178245729263,0.11847847813489869,1.2798228576763271,0.85871178245729263,9.4957013181691974E-2,1.2798228576763271,0.85871178245729263,7.3074426023795339E-2,1.5649246579688789,1.2206322344928111,3.7922679197331055E-2,1.9681331731749214,0.98476060392480924,2.8628362826805746E-2,1.9681331731749214,0.98476060392480924,null,null,null,null,3.9537439671338041E-2,1,0.98476060392480924,4.7834342099274806E-2,1,0.98476060392480924,8.162543835112368E-2,1,0.98476060392480924,9.5133323946053935E-2,1,1.2206322344928111,0.12348952429183488,1,1.2206322344928111,0.12223524781475496,1,0.85871178245729263,0.13708372446109676,1,0.85871178245729263,0.11847847813489869,1,0.85871178245729263,9.4957013181691974E-2,1,0.85871178245729263,7.3074426023795339E-2,1,1.2206322344928111,3.7922679197331055E-2,1,0.98476060392480924,2.8628362826805746E-2,1,0.98476060392480924]
["HOUR","PEAK","AVG","END","PEAK","AVG","END","PEAK","AVG","END","PEAK","AVG","END","PEAK","AVG","END","PEAK","AVG","END","PEAK","AVG","END","PEAK","AVG","END","PEAK","AVG","END","PEAK","AVG","END","PEAK","AVG","END","PEAK","AVG","END",null,null,null,"HOUR","PEAK","AVG","END","PEAK","AVG","END","PEAK","AVG","END","PEAK","AVG","END","PEAK","AVG","END","PEAK","AVG","END","PEAK","AVG","END","PEAK","AVG","END","PEAK","AVG","END","PEAK","AVG","END","PEAK","AVG","END","PEAK","AVG","END"]
[1,0,0,0,0,0,0,0,0,0,0,0,0,0,0,0,0,0,0,0,0,0,0,0,0,0,0,0,0,0,0,0,0,0,0,0,0,null,null,null,1,0,0,0,0,0,0,0,0,0,0,0,0,0,0,0,0,0,0,0,0,0,0,0,0,0,0,0,0,0,0,0,0,0,0,0,0]
[2,0,0,0,0,0,0,0,0,0,0,0,0,0,0,0,0,0,0,0,0,0,0,0,0,0,0,0,0,0,0,0,0,0,0,0,0,null,null,null,2,0,0,0,0,0,0,0,0,0,0,0,0,0,0,0,0,0,0,0,0,0,0,0,0,0,0,0,0,0,0,0,0,0,0,0,0]
[3,0,0,0,0,0,0,0,0,0,0,0,0,0,0,0,0,0,0,0,0,0,0,0,0,0,0,0,0,0,0,0,0,0,0,0,0,null,null,null,3,0,0,0,0,0,0,0,0,0,0,0,0,0,0,0,0,0,0,0,0,0,0,0,0,0,0,0,0,0,0,0,0,0,0,0,0]
[4,0,0,0,0,0,0,0,0,0,0,0,0,0,0,0,0,0,0,0,0,0,0,0,0,0,0,0,0,0,0,0,0,0,0,0,0,null,null,null,4,0,0,0,0,0,0,0,0,0,0,0,0,0,0,0,0,0,0,0,0,0,0,0,0,0,0,0,0,0,0,0,0,0,0,0,0]
[5,0,0,0,0,0,0,0,0,0,0,0,0,3.173414893034431E-4,1.8229043602803149E-4,2.7845642231775609E-3,8.6081448596650144E-3,7.5234695869922721E-3,7.7587456619277826E-3,1.7227975985638492E-3,1.2462821342825656E-3,1.544948197088672E-3,0,0,0,0,0,0,0,0,0,0,0,0,0,0,0,null,null,null,5,0,0,0,0,0,0,0,0,0,0,0,0,3.173414893034431E-4,1.8229043602803149E-4,2.7845642231775609E-3,8.6081448596650144E-3,7.5234695869922721E-3,7.7587456619277826E-3,1.7227975985638492E-3,1.2462821342825656E-3,1.544948197088672E-3,0,0,0,0,0,0,0,0,0,0,0,0,0,0,0]
[6,0,0,0,0,0,0,0,0,0,5.050538161166445E-3,9.9255506561250154E-3,1.3593341499436737E-2,4.0874906078488905E-2,4.7232275221993414E-2,4.5086920832015015E-2,4.1038108485221311E-2,5.8980664944462823E-2,8.4702488339375381E-2,2.708330744725047E-2,3.7129873862868923E-2,4.1681768352242472E-2,1.8906231182688832E-2,1.0888957123317227E-2,1.3128963626553962E-2,2.4511983737328818E-3,8.4695636740490853E-4,1.383929239918635E-3,0,0,0,0,0,0,0,0,0,null,null,null,6,0,0,0,0,0,0,0,0,0,5.050538161166445E-3,9.9255506561250154E-3,1.3593341499436737E-2,4.0874906078488905E-2,4.7232275221993414E-2,4.5086920832015015E-2,4.1038108485221311E-2,5.8980664944462823E-2,8.4702488339375381E-2,2.708330744725047E-2,3.7129873862868923E-2,4.1681768352242472E-2,1.8906231182688832E-2,1.0888957123317227E-2,1.3128963626553962E-2,2.4511983737328818E-3,8.4695636740490853E-4,1.383929239918635E-3,0,0,0,0,0,0,0,0,0]
[7,0,0,0,0,0,0,1.8793409247705912E-2,1.7284545740782753E-2,1.8303616681405566E-2,8.3719095944400454E-2,0.11418082364602232,9.2620683317165095E-2,0.15938553431877411,0.17095289037790895,0.19394268999896006,0.19208481615554143,0.19241640295662912,0.19927170429037727,0.14588416684719396,0.15393622665995288,0.16260084197980174,0.10914210014931078,9.7314386656631932E-2,0.11730947703236345,9.9590030038750887E-2,5.8480497444511267E-2,6.9259869397947066E-2,2.9700879512198988E-2,1.3022904573907985E-2,1.2855167172941823E-2,0,0,0,0,0,0,null,null,null,7,0,0,0,0,0,0,1.8793409247705912E-2,1.7284545740782753E-2,1.8303616681405566E-2,8.3719095944400454E-2,0.11418082364602232,9.2620683317165095E-2,0.15938553431877411,0.17095289037790895,0.19394268999896006,0.19208481615554143,0.19241640295662912,0.19927170429037727,0.14588416684719396,0.15393622665995288,0.16260084197980174,0.10914210014931078,9.7314386656631932E-2,0.11730947703236345,9.9590030038750887E-2,5.8480497444511267E-2,6.9259869397947066E-2,2.9700879512198988E-2,1.3022904573907985E-2,1.2855167172941823E-2,0,0,0,0,0,0]
[8,1.0328435746649531E-2,2.8177164496531524E-3,3.077057451569748E-3,4.643540044111652E-2,5.422108488265432E-2,2.4912318287209013E-2,0.14041132723249145,0.14398815098910378,0.16782898472501939,0.28244559893785193,0.29343304753113647,0.33240470746014006,0.35501642517677184,0.39200503014688232,0.38278345793792845,0.42219256274291062,0.41194664258084407,0.4535641838646155,0.380865115590589,0.34025127763364066,0.34965668165093189,0.31976573287982762,0.29373113627187303,0.332667105753574,0.30950644789501863,0.26182295299562902,0.254216036971459,0.22948794183170876,0.15828877036271519,0.15225540985816804,8.0713229526463467E-2,8.0438051136968169E-2,4.3486673979706583E-2,0,1.5463142747107722E-3,0,null,null,null,8,1.0328435746649531E-2,2.8177164496531524E-3,3.077057451569748E-3,4.643540044111652E-2,5.422108488265432E-2,2.4912318287209013E-2,0.14041132723249145,0.14398815098910378,0.16782898472501939,0.28244559893785193,0.29343304753113647,0.33240470746014006,0.35501642517677184,0.39200503014688232,0.38278345793792845,0.42219256274291062,0.41194664258084407,0.4535641838646155,0.380865115590589,0.34025127763364066,0.34965668165093189,0.31976573287982762,0.29373113627187303,0.332667105753574,0.30950644789501863,0.26182295299562902,0.254216036971459,0.22948794183170876,0.15828877036271519,0.15225540985816804,8.0713229526463467E-2,8.0438051136968169E-2,4.3486673979706583E-2,0,1.5463142747107722E-3,0]
[9,0.24546785691934878,0.16832454340627701,0.16024869554037821,0.27868953714083888,0.32687901739336456,0.1884448931626013,0.44255845296817536,0.37097880055276944,0.42833278632467925,0.53125281875912878,0.43936275994320917,0.54846149408547373,0.59025517010440431,0.60589725063256383,0.54528830899874547,0.64448925538924151,0.61774256033780417,0.72831331470247296,0.60176882530486597,0.5471963000735961,0.53498974603362548,0.57718900501950854,0.50062580270837675,0.56499748661378169,0.59526776233993706,0.51529513475599964,0.51493745844934435,0.51360552930604231,0.4638555229046542,0.39689125945052628,0.26698608471402607,0.33516462047859497,0.26149357061410394,0.13814182109644338,0.17087962642901236,0.1550138803666225,null,null,null,9,0.24546785691934878,0.16832454340627701,0.16024869554037821,0.27868953714083888,0.32687901739336456,0.1884448931626013,0.44255845296817536,0.37097880055276944,0.42833278632467925,0.53125281875912878,0.43936275994320917,0.54846149408547373,0.59025517010440431,0.60589725063256383,0.54528830899874547,0.64448925538924151,0.61774256033780417,0.72831331470247296,0.60176882530486597,0.5471963000735961,0.53498974603362548,0.57718900501950854,0.50062580270837675,0.56499748661378169,0.59526776233993706,0.51529513475599964,0.51493745844934435,0.51360552930604231,0.4638555229046542,0.39689125945052628,0.26698608471402607,0.33516462047859497,0.26149357061410394,0.13814182109644338,0.17087962642901236,0.1550138803666225]
[10,0.56386044937993052,0.4205883706425167,0.40147362643666407,0.59812667571788725,0.55393152760435993,0.41160134686649985,0.71083563026375529,0.5784041783909748,0.53084465890344279,0.77301944234517139,0.69803685012059979,0.76309918134872368,0.7657704671211627,0.72662041229499286,0.6316184731936022,0.78976303617885857,0.76366335844385957,0.82068168674462594,0.78193282872128878,0.68809381223871624,0.71703950529512217,0.76505449201006015,0.69764862021630525,0.76574978583117426,0.79521830276519867,0.73195107254034875,0.78646128018040085,0.7714328029872648,0.82933088769090491,0.67199707674613851,0.55028045371235179,0.52764705599883943,0.48183742543302566,0.51601296832627652,0.50892648141910224,0.50906063831810122,null,null,null,10,0.56386044937993052,0.4205883706425167,0.40147362643666407,0.59812667571788725,0.55393152760435993,0.41160134686649985,0.71083563026375529,0.5784041783909748,0.53084465890344279,0.77301944234517139,0.69803685012059979,0.76309918134872368,0.7657704671211627,0.72662041229499286,0.6316184731936022,0.78976303617885857,0.76366335844385957,0.82068168674462594,0.78193282872128878,0.68809381223871624,0.71703950529512217,0.76505449201006015,0.69764862021630525,0.76574978583117426,0.79521830276519867,0.73195107254034875,0.78646128018040085,0.7714328029872648,0.82933088769090491,0.67199707674613851,0.55028045371235179,0.52764705599883943,0.48183742543302566,0.51601296832627652,0.50892648141910224,0.50906063831810122]
[11,0.80865855085534044,0.73979774417605537,0.7341561592603878,0.89937805239462021,0.9488209775139701,0.66858728229569186,0.88376788819986973,0.78238510410627793,0.71143911407980998,0.90586310941431059,0.81674989086249994,0.91620530305952819,0.91138349099218463,0.91093806765295271,0.84688259879680416,0.93226289686550412,0.88738931826511491,0.94858091449425574,0.91454210805814395,0.8586455649147926,0.8761444800693915,0.90391084379892495,0.83735193061810942,0.98149312695796065,0.89155182818923506,0.89004726812179058,1,0.92571795925707412,0.88628279945527555,0.86333011932023629,0.85204404536100664,0.88772112769532818,0.92096549303170849,0.80592529253794498,0.73709570919410605,0.70170972003685961,null,null,null,11,0.80865855085534044,0.73979774417605537,0.7341561592603878,0.89937805239462021,0.9488209775139701,0.66858728229569186,0.88376788819986973,0.78238510410627793,0.71143911407980998,0.90586310941431059,0.81674989086249994,0.91620530305952819,0.91138349099218463,0.91093806765295271,0.84688259879680416,0.93226289686550412,0.88738931826511491,0.94858091449425574,0.91454210805814395,0.8586455649147926,0.8761444800693915,0.90391084379892495,0.83735193061810942,0.98149312695796065,0.89155182818923506,0.89004726812179058,1,0.92571795925707412,0.88628279945527555,0.86333011932023629,0.85204404536100664,0.88772112769532818,0.92096549303170849,0.80592529253794498,0.73709570919410605,0.70170972003685961]
[12,0.95789133687635064,0.9562988618667293,0.8353567435107081,1,1,0.9079972318808669,0.98053744237049367,0.96666807235550145,0.97534598046269094,1,1,0.93070668411254021,0.93070011152129206,1,0.97779349194513709,0.98476053946501474,0.98748281993710174,0.97646736082700802,0.99025249870479548,0.95616542724324938,1,0.97647600796480138,0.97504353012222011,1,1,1,0.94460220667789552,0.97483730929263102,1,0.90230729710350666,0.96842274673310091,1,1,0.98010259129492772,0.84317303802226007,0.80320758813870563,null,null,null,12,0.95789133687635064,0.9562988618667293,0.8353567435107081,1,1,0.9079972318808669,0.98053744237049367,0.96666807235550145,0.97534598046269094,1,1,0.93070668411254021,0.93070011152129206,1,0.97779349194513709,0.98476053946501474,0.98748281993710174,0.97646736082700802,0.99025249870479548,0.95616542724324938,1,0.97647600796480138,0.97504353012222011,1,1,1,0.94460220667789552,0.97483730929263102,1,0.90230729710350666,0.96842274673310091,1,1,0.98010259129492772,0.84317303802226007,0.80320758813870563]
[13,1,1,0.97503344564999006,0.98942503484101307,0.92332333050653503,1,1,1,1,0.98933217647879301,0.91821252113234741,1,1,0.97074245985814933,0.97886933222409811,1,1,0.90636876980087822,1,0.99448903039297787,0.97745279277826458,1,1,0.9030256747518205,0.9982531468087229,0.96961421312473328,0.97544141761469083,1,0.99790695689298203,1,1,0.94114964792692479,0.88561008805885322,1,1,1,null,null,null,13,1,1,0.97503344564999006,0.98942503484101307,0.92332333050653503,1,1,1,1,0.98933217647879301,0.91821252113234741,1,1,0.97074245985814933,0.97886933222409811,1,1,0.90636876980087822,1,0.99448903039297787,0.97745279277826458,1,1,0.9030256747518205,0.9982531468087229,0.96961421312473328,0.97544141761469083,1,0.99790695689298203,1,1,0.94114964792692479,0.88561008805885322,1,1,1]
[14,0.93187269175790499,0.94327703340235092,1,0.91056878859986989,0.99370713631374341,0.86439143943765606,0.94015233590039793,0.91051188216988455,0.93497101657671267,0.93232287906672762,0.93764565769088537,0.94782895729524308,0.9259565173843084,0.9652620074870587,1,0.9401512014274428,0.96648685246052046,1,0.95760859054195446,1,0.95026422257326293,0.94617199621636838,0.90557535849898063,0.8852172447293325,0.91241208447150857,0.93281455228290866,0.87321944313111888,0.92175060363333339,0.98690053791689725,0.8581298018683492,0.82552448424197888,0.93305407754478642,0.8184707814473986,0.9007995027579202,0.79164750614356827,0.80545602421347162,null,null,null,14,0.93187269175790499,0.94327703340235092,1,0.91056878859986989,0.99370713631374341,0.86439143943765606,0.94015233590039793,0.91051188216988455,0.93497101657671267,0.93232287906672762,0.93764565769088537,0.94782895729524308,0.9259565173843084,0.9652620074870587,1,0.9401512014274428,0.96648685246052046,1,0.95760859054195446,1,0.95026422257326293,0.94617199621636838,0.90557535849898063,0.8852172447293325,0.91241208447150857,0.93281455228290866,0.87321944313111888,0.92175060363333339,0.98690053791689725,0.8581298018683492,0.82552448424197888,0.93305407754478642,0.8184707814473986,0.9007995027579202,0.79164750614356827,0.80545602421347162]
[15,0.75880874157953149,0.74825323025249502,0.72293741735876071,0.75363561548976643,0.93044083359484409,0.6945288181871585,0.7983331396334864,0.75871366925014705,0.86662376174255629,0.81127329580790175,0.77713171651886226,0.80521259769506359,0.82649519354359924,0.87883384584922042,0.90196847972068506,0.86166653736930487,0.88088138642167935,0.86316145444527625,0.85854043550205594,0.89432464552755075,0.84739372811036906,0.83469728025180556,0.84837097948641405,0.9248949959319317,0.78886059206287262,0.77943133893079197,0.83960119681650414,0.73851783359575618,0.69855659056867403,0.69180268342856188,0.63507502951891992,0.63043631989935045,0.60979078395942965,0.62361636509367624,0.56907174734304422,0.70333908754736241,null,null,null,15,0.75880874157953149,0.74825323025249502,0.72293741735876071,0.75363561548976643,0.93044083359484409,0.6945288181871585,0.7983331396334864,0.75871366925014705,0.86662376174255629,0.81127329580790175,0.77713171651886226,0.80521259769506359,0.82649519354359924,0.87883384584922042,0.90196847972068506,0.86166653736930487,0.88088138642167935,0.86316145444527625,0.85854043550205594,0.89432464552755075,0.84739372811036906,0.83469728025180556,0.84837097948641405,0.9248949959319317,0.78886059206287262,0.77943133893079197,0.83960119681650414,0.73851783359575618,0.69855659056867403,0.69180268342856188,0.63507502951891992,0.63043631989935045,0.60979078395942965,0.62361636509367624,0.56907174734304422,0.70333908754736241]
[16,0.49221692505715653,0.41167288845484379,0.40032374755012956,0.49681312747896056,0.6200107731008232,0.38935474112651647,0.61489364395717483,0.54951973736488213,0.58226475805443623,0.63774929699158289,0.65567884673301369,0.63964437929179052,0.66539799856689463,0.69553977534548062,0.75607551945623885,0.68796277984228638,0.73030890123937664,0.72526125164507538,0.70068495925845697,0.73637632707891942,0.70393642121170474,0.67091046847577873,0.67080538993125083,0.73196644175989989,0.59475773883529504,0.5946853637342947,0.64332748862768541,0.4983195529348951,0.48300881098863369,0.41936507579827709,0.27611361603732393,0.31043880681586972,0.28523986764960313,0.26943111257037461,0.25295949176654781,0.26702350308549377,null,null,null,16,0.49221692505715653,0.41167288845484379,0.40032374755012956,0.49681312747896056,0.6200107731008232,0.38935474112651647,0.61489364395717483,0.54951973736488213,0.58226475805443623,0.63774929699158289,0.65567884673301369,0.63964437929179052,0.66539799856689463,0.69553977534548062,0.75607551945623885,0.68796277984228638,0.73030890123937664,0.72526125164507538,0.70068495925845697,0.73637632707891942,0.70393642121170474,0.67091046847577873,0.67080538993125083,0.73196644175989989,0.59475773883529504,0.5946853637342947,0.64332748862768541,0.4983195529348951,0.48300881098863369,0.41936507579827709,0.27611361603732393,0.31043880681586972,0.28523986764960313,0.26943111257037461,0.25295949176654781,0.26702350308549377]
[17,0.17495150558896272,0.10635773420802823,9.6162189134177817E-2,0.24414328805209889,0.31770572808105751,0.18995290867688497,0.35121371107502725,0.31713861134140958,0.35146340584422203,0.40170734006572628,0.42592352115667326,0.4234400672069602,0.46171258403351395,0.48665828593960198,0.48485017578872608,0.48613356818104841,0.52550130568277031,0.56139574877951004,0.49797958898122641,0.53799124040754243,0.5785317116645553,0.45072626782638792,0.45926412963291297,0.44133485976003189,0.34972025846030974,0.3174586212385257,0.29061697264977238,0.21424565565392062,0.17433658002924601,0.15777649875491037,5.5106885020370762E-2,5.3075044475115275E-2,4.6125201127980645E-2,1.9832970907299994E-2,1.1553519856161966E-2,1.8119796428121272E-2,null,null,null,17,0.17495150558896272,0.10635773420802823,9.6162189134177817E-2,0.24414328805209889,0.31770572808105751,0.18995290867688497,0.35121371107502725,0.31713861134140958,0.35146340584422203,0.40170734006572628,0.42592352115667326,0.4234400672069602,0.46171258403351395,0.48665828593960198,0.48485017578872608,0.48613356818104841,0.52550130568277031,0.56139574877951004,0.49797958898122641,0.53799124040754243,0.5785317116645553,0.45072626782638792,0.45926412963291297,0.44133485976003189,0.34972025846030974,0.3174586212385257,0.29061697264977238,0.21424565565392062,0.17433658002924601,0.15777649875491037,5.5106885020370762E-2,5.3075044475115275E-2,4.6125201127980645E-2,1.9832970907299994E-2,1.1553519856161966E-2,1.8119796428121272E-2]
[18,0,0,0,2.4178184161214578E-2,3.7973670718724026E-2,1.9609102123554493E-2,9.629258493034959E-2,9.4195598796557783E-2,0.10237778213563349,0.15530071398391629,0.17086135541755065,0.16139220383688885,0.21746497701422868,0.23389124541895051,0.26825279945482261,0.25222032707497682,0.28873190884955807,0.35040505870681471,0.26054037175476308,0.29992117808405783,0.31167280600970743,0.20689121357991633,0.19526696904578655,0.21364990329063985,0.10812577705983248,9.390785591087572E-2,8.9312585667161562E-2,2.6446090137289928E-2,1.199466301315257E-2,1.0124703027232633E-2,0,0,0,0,0,0,null,null,null,18,0,0,0,2.4178184161214578E-2,3.7973670718724026E-2,1.9609102123554493E-2,9.629258493034959E-2,9.4195598796557783E-2,0.10237778213563349,0.15530071398391629,0.17086135541755065,0.16139220383688885,0.21746497701422868,0.23389124541895051,0.26825279945482261,0.25222032707497682,0.28873190884955807,0.35040505870681471,0.26054037175476308,0.29992117808405783,0.31167280600970743,0.20689121357991633,0.19526696904578655,0.21364990329063985,0.10812577705983248,9.390785591087572E-2,8.9312585667161562E-2,2.6446090137289928E-2,1.199466301315257E-2,1.0124703027232633E-2,0,0,0,0,0,0]
[19,0,0,0,0,0,0,2.1137424509809176E-3,1.301415600019358E-3,2.3070185408814343E-3,1.5573227377755431E-2,2.6600057650145902E-2,2.9400036784037003E-2,4.9920460779842461E-2,6.6371017595464071E-2,6.6710859074747261E-2,6.7793156272433541E-2,9.9662032801684203E-2,0.13560741523379802,6.3894343724322122E-2,8.3444874821250486E-2,8.6152560196680425E-2,3.5533397329242579E-2,3.7790841721196802E-2,3.5981575031440359E-2,2.6465410060712763E-4,1.8373130934579772E-3,5.0919367923492125E-4,0,0,0,0,0,0,0,0,0,null,null,null,19,0,0,0,0,0,0,2.1137424509809176E-3,1.301415600019358E-3,2.3070185408814343E-3,1.5573227377755431E-2,2.6600057650145902E-2,2.9400036784037003E-2,4.9920460779842461E-2,6.6371017595464071E-2,6.6710859074747261E-2,6.7793156272433541E-2,9.9662032801684203E-2,0.13560741523379802,6.3894343724322122E-2,8.3444874821250486E-2,8.6152560196680425E-2,3.5533397329242579E-2,3.7790841721196802E-2,3.5981575031440359E-2,2.6465410060712763E-4,1.8373130934579772E-3,5.0919367923492125E-4,0,0,0,0,0,0,0,0,0]
[20,0,0,0,0,0,0,0,0,0,0,0,0,8.1216281778086399E-3,5.5743453100466312E-3,8.958697946513319E-3,2.1141866886362916E-2,2.5029093898086281E-2,3.4971104453711141E-2,1.9769332041820385E-2,2.30834612768996E-2,2.7840989809788858E-2,1.4331264184233388E-3,3.4358384132896099E-4,3.8643979884763445E-4,0,0,0,0,0,0,0,0,0,0,0,0,null,null,null,20,0,0,0,0,0,0,0,0,0,0,0,0,8.1216281778086399E-3,5.5743453100466312E-3,8.958697946513319E-3,2.1141866886362916E-2,2.5029093898086281E-2,3.4971104453711141E-2,1.9769332041820385E-2,2.30834612768996E-2,2.7840989809788858E-2,1.4331264184233388E-3,3.4358384132896099E-4,3.8643979884763445E-4,0,0,0,0,0,0,0,0,0,0,0,0]
[21,0,0,0,0,0,0,0,0,0,0,0,0,0,0,0,0,0,0,0,0,0,0,0,0,0,0,0,0,0,0,0,0,0,0,0,0,null,null,null,21,0,0,0,0,0,0,0,0,0,0,0,0,0,0,0,0,0,0,0,0,0,0,0,0,0,0,0,0,0,0,0,0,0,0,0,0]
[22,0,0,0,0,0,0,0,0,0,0,0,0,0,0,0,0,0,0,0,0,0,0,0,0,0,0,0,0,0,0,0,0,0,0,0,0,null,null,null,22,0,0,0,0,0,0,0,0,0,0,0,0,0,0,0,0,0,0,0,0,0,0,0,0,0,0,0,0,0,0,0,0,0,0,0,0]
[23,0,0,0,0,0,0,0,0,0,0,0,0,0,0,0,0,0,0,0,0,0,0,0,0,0,0,0,0,0,0,0,0,0,0,0,0,null,null,null,23,0,0,0,0,0,0,0,0,0,0,0,0,0,0,0,0,0,0,0,0,0,0,0,0,0,0,0,0,0,0,0,0,0,0,0,0]
[24,0,0,0,0,0,0,0,0,0,0,0,0,0,0,0,0,0,0,0,0,0,0,0,0,0,0,0,0,0,0,0,0,0,0,0,0,null,null,null,24,0,0,0,0,0,0,0,0,0,0,0,0,0,0,0,0,0,0,0,0,0,0,0,0,0,0,0,0,0,0,0,0,0,0,0,0]
[]
[]
["Residential-RES-SolarPV-Boise",null,null,2014,null,"Source Annual kWh:",5829,"NREL",null,null,"PDAF","Seasonal",null,null,null,null,null,null,null,null,null,null,null,null,null,null,null,null,null,null,null,null,null,null,null,null,null,null,null,null,"Residential-RES-SolarPV-Boise",null,null,2014,null,"Source Annual kWh:",5829,"NREL",null,null,"PDAF","Fixed"]
[2,"RES-SolarPV-Boise-SS",null,null,null,"Source Sample Size:",0,"NREL",null,null,"WKWE","Seasonal",null,"Weekend Peak",null,null,null,null,null,null,null,null,null,null,null,null,null,null,null,null,null,null,null,null,null,null,null,null,null,null,2,"RES-SolarPV-Boise-FS",null,null,null,"Source Sample Size:",0,"NREL",null,null,"WKWE","Seasonal",null,"Weekend Peak"]
[null,1,"JANUARY","JAN",2,"FEBRUARY","FEB",3,"MARCH","MAR",4,"APRIL","APR",5,"MAY","MAY",6,"JUNE","JUN",7,"JULY","JUL",8,"AUGUST","AUG",9,"SEPTEMBER","SEP",10,"OCTOBER","OCT",11,"NOVEMBER","NOV",12,"DECEMBER","DEC",null,null,null,null,1,"JANUARY","JAN",2,"FEBRUARY","FEB",3,"MARCH","MAR",4,"APRIL","APR",5,"MAY","MAY",6,"JUNE","JUN",7,"JULY","JUL",8,"AUGUST","AUG",9,"SEPTEMBER","SEP",10,"OCTOBER","OCT",11,"NOVEMBER","NOV",12,"DECEMBER","DEC"]
[null,31,null,null,28,null,null,31,null,null,30,null,null,31,null,null,30,null,null,31,null,null,31,null,null,30,null,null,31,null,null,30,null,null,31,null,null,null,null,null,null,31,null,null,28,null,null,31,null,null,30,null,null,31,null,null,30,null,null,31,null,null,31,null,null,30,null,null,31,null,null,30,null,null,31]
["RATIOS","E.BKDWN","PEAK/AVG","END/AVG","E.BKDWN","PEAK/AVG","END/AVG","E.BKDWN","PEAK/AVG","END/AVG","E.BKDWN","PEAK/AVG","END/AVG","E.BKDWN","PEAK/AVG","END/AVG","E.BKDWN","PEAK/AVG","END/AVG","E.BKDWN","PEAK/AVG","END/AVG","E.BKDWN","PEAK/AVG","END/AVG","E.BKDWN","PEAK/AVG","END/AVG","E.BKDWN","PEAK/AVG","END/AVG","E.BKDWN","PEAK/AVG","END/AVG","E.BKDWN","PEAK/AVG","END/AVG",null,null,null,"RATIOS","E.BKDWN","PEAK/AVG","END/AVG","E.BKDWN","PEAK/AVG","END/AVG","E.BKDWN","PEAK/AVG","END/AVG","E.BKDWN","PEAK/AVG","END/AVG","E.BKDWN","PEAK/AVG","END/AVG","E.BKDWN","PEAK/AVG","END/AVG","E.BKDWN","PEAK/AVG","END/AVG","E.BKDWN","PEAK/AVG","END/AVG","E.BKDWN","PEAK/AVG","END/AVG","E.BKDWN","PEAK/AVG","END/AVG","E.BKDWN","PEAK/AVG","END/AVG","E.BKDWN","PEAK/AVG","END/AVG"]
[null,4.3208930120810105E-2,1.6734485616094097,1.0604291061908644,5.6912425044235257E-2,1.6734485616094097,1.0604291061908644,8.1706100499883763E-2,1.6734485616094097,1.0604291061908644,9.6349803947306828E-2,1.3237447156504514,0.99216996750659536,0.11103248378530954,1.3237447156504514,0.99216996750659536,0.11461121131395811,1.1595321844031414,0.94383378596365575,0.12093341243975139,1.1595321844031414,0.94383378596365575,0.11427596266303575,1.1595321844031414,0.94383378596365575,9.4351861526890388E-2,1.1595321844031414,0.94383378596365575,7.7614099590787328E-2,1.3237447156504514,0.99216996750659536,4.8357731663980767E-2,1.6734485616094097,1.0604291061908644,4.0645977404050848E-2,1.6734485616094097,1.0604291061908644,null,null,null,null,4.3208930120810105E-2,1,1.0604291061908644,5.6912425044235257E-2,1,1.0604291061908644,8.1706100499883763E-2,1,1.0604291061908644,9.6349803947306828E-2,1,0.99216996750659536,0.11103248378530954,1,0.99216996750659536,0.11461121131395811,1,0.94383378596365575,0.12093341243975139,1,0.94383378596365575,0.11427596266303575,1,0.94383378596365575,9.4351861526890388E-2,1,0.94383378596365575,7.7614099590787328E-2,1,0.99216996750659536,4.8357731663980767E-2,1,1.0604291061908644,4.0645977404050848E-2,1,1.0604291061908644]
["HOUR","PEAK","AVG","END","PEAK","AVG","END","PEAK","AVG","END","PEAK","AVG","END","PEAK","AVG","END","PEAK","AVG","END","PEAK","AVG","END","PEAK","AVG","END","PEAK","AVG","END","PEAK","AVG","END","PEAK","AVG","END","PEAK","AVG","END",null,null,null,"HOUR","PEAK","AVG","END","PEAK","AVG","END","PEAK","AVG","END","PEAK","AVG","END","PEAK","AVG","END","PEAK","AVG","END","PEAK","AVG","END","PEAK","AVG","END","PEAK","AVG","END","PEAK","AVG","END","PEAK","AVG","END","PEAK","AVG","END"]
[1,0,0,0,0,0,0,0,0,0,0,0,0,0,0,0,0,0,0,0,0,0,0,0,0,0,0,0,0,0,0,0,0,0,0,0,0,null,null,null,1,0,0,0,0,0,0,0,0,0,0,0,0,0,0,0,0,0,0,0,0,0,0,0,0,0,0,0,0,0,0,0,0,0,0,0,0]
[2,0,0,0,0,0,0,0,0,0,0,0,0,0,0,0,0,0,0,0,0,0,0,0,0,0,0,0,0,0,0,0,0,0,0,0,0,null,null,null,2,0,0,0,0,0,0,0,0,0,0,0,0,0,0,0,0,0,0,0,0,0,0,0,0,0,0,0,0,0,0,0,0,0,0,0,0]
[3,0,0,0,0,0,0,0,0,0,0,0,0,0,0,0,0,0,0,0,0,0,0,0,0,0,0,0,0,0,0,0,0,0,0,0,0,null,null,null,3,0,0,0,0,0,0,0,0,0,0,0,0,0,0,0,0,0,0,0,0,0,0,0,0,0,0,0,0,0,0,0,0,0,0,0,0]
[4,0,0,0,0,0,0,0,0,0,0,0,0,0,0,0,0,0,0,0,0,0,0,0,0,0,0,0,0,0,0,0,0,0,0,0,0,null,null,null,4,0,0,0,0,0,0,0,0,0,0,0,0,0,0,0,0,0,0,0,0,0,0,0,0,0,0,0,0,0,0,0,0,0,0,0,0]
[5,0,0,0,0,0,0,0,0,0,0,0,0,0,0,0,0,0,0,0,0,0,0,0,0,0,0,0,0,0,0,0,0,0,0,0,0,null,null,null,5,0,0,0,0,0,0,0,0,0,0,0,0,0,0,0,0,0,0,0,0,0,0,0,0,0,0,0,0,0,0,0,0,0,0,0,0]
[6,0,0,0,0,0,0,0,0,0,0,2.1279468024019529E-4,0,1.4401379913892438E-2,1.2902421300434527E-2,1.3507951121263628E-2,2.7762251650151972E-2,2.9524644544996509E-2,2.3410537056003648E-2,2.7669643125081276E-2,1.8368744788277408E-2,1.8005129205436721E-2,1.230068005278778E-3,5.2307754182053304E-4,1.2019909471644189E-3,0,0,0,0,0,0,0,0,0,0,0,0,null,null,null,6,0,0,0,0,0,0,0,0,0,0,2.1279468024019529E-4,0,1.4401379913892438E-2,1.2902421300434527E-2,1.3507951121263628E-2,2.7762251650151972E-2,2.9524644544996509E-2,2.3410537056003648E-2,2.7669643125081276E-2,1.8368744788277408E-2,1.8005129205436721E-2,1.230068005278778E-3,5.2307754182053304E-4,1.2019909471644189E-3,0,0,0,0,0,0,0,0,0,0,0,0]
[7,0,0,0,0,0,0,1.2281408131124716E-3,1.1592530376380067E-3,6.8555176215263057E-4,1.9267662156882144E-2,3.0612532435108527E-2,3.1585873617503042E-2,5.3799388850358627E-2,6.5724508324186873E-2,6.7636812038349148E-2,6.191395120539691E-2,8.4531560552244617E-2,8.3092105620212894E-2,4.9619322027681725E-2,5.1332441066059657E-2,6.2585360522306357E-2,1.9165392735525776E-2,2.3165641158931126E-2,2.48962508953679E-2,1.1042282698325563E-2,1.0468893044737264E-2,1.1081883401295229E-2,0,0,0,0,0,0,0,0,0,null,null,null,7,0,0,0,0,0,0,1.2281408131124716E-3,1.1592530376380067E-3,6.8555176215263057E-4,1.9267662156882144E-2,3.0612532435108527E-2,3.1585873617503042E-2,5.3799388850358627E-2,6.5724508324186873E-2,6.7636812038349148E-2,6.191395120539691E-2,8.4531560552244617E-2,8.3092105620212894E-2,4.9619322027681725E-2,5.1332441066059657E-2,6.2585360522306357E-2,1.9165392735525776E-2,2.3165641158931126E-2,2.48962508953679E-2,1.1042282698325563E-2,1.0468893044737264E-2,1.1081883401295229E-2,0,0,0,0,0,0,0,0,0]
[8,0,0,0,4.5219317884258184E-3,5.6000453399572651E-3,2.5072065845752811E-3,9.3063672909602213E-2,6.7509181853582234E-2,7.3737670827906124E-2,0.15874751302321441,0.19516371445633945,0.18490334660110685,0.26215985628449961,0.25758221860056063,0.25279251565345295,0.26878352897650015,0.28870998419389071,0.26326780850540904,0.25243959417690032,0.23652781048445409,0.24765521975172064,0.19649301826617213,0.18582333090195222,0.20627588664553076,0.15732165225524292,0.14737831732235743,0.13855010490930875,0.10481646614307623,8.5154852096079092E-2,8.4720295650836969E-2,5.534389728750809E-2,1.7325104070123002E-2,2.0845921628910653E-2,0,0,0,null,null,null,8,0,0,0,4.5219317884258184E-3,5.6000453399572651E-3,2.5072065845752811E-3,9.3063672909602213E-2,6.7509181853582234E-2,7.3737670827906124E-2,0.15874751302321441,0.19516371445633945,0.18490334660110685,0.26215985628449961,0.25758221860056063,0.25279251565345295,0.26878352897650015,0.28870998419389071,0.26326780850540904,0.25243959417690032,0.23652781048445409,0.24765521975172064,0.19649301826617213,0.18582333090195222,0.20627588664553076,0.15732165225524292,0.14737831732235743,0.13855010490930875,0.10481646614307623,8.5154852096079092E-2,8.4720295650836969E-2,5.534389728750809E-2,1.7325104070123002E-2,2.0845921628910653E-2,0,0,0]
[9,0.10500206534021235,7.985775675173655E-2,7.7136972971021525E-2,0.1784587866944283,0.16624283091854555,0.1328439370397807,0.34578690975739163,0.32073103205658393,0.30410079830148812,0.42270431182566831,0.45238357225068543,0.41516687766613897,0.50628856090806973,0.50983738274139168,0.46706561437633071,0.50243514472729744,0.53021620966845451,0.47957909459749681,0.4949498222794248,0.46571201513280602,0.47055160183281891,0.46358467701794448,0.43307716099356658,0.47530420667842999,0.43098079511468029,0.41856290292109638,0.38020689697505344,0.38385721053313765,0.33462749392612912,0.35695069382495459,0.3243686023198013,0.22499721164446473,0.23421969134860141,0.11550502134533944,7.3974938888766537E-2,8.6165297371463029E-2,null,null,null,9,0.10500206534021235,7.985775675173655E-2,7.7136972971021525E-2,0.1784587866944283,0.16624283091854555,0.1328439370397807,0.34578690975739163,0.32073103205658393,0.30410079830148812,0.42270431182566831,0.45238357225068543,0.41516687766613897,0.50628856090806973,0.50983738274139168,0.46706561437633071,0.50243514472729744,0.53021620966845451,0.47957909459749681,0.4949498222794248,0.46571201513280602,0.47055160183281891,0.46358467701794448,0.43307716099356658,0.47530420667842999,0.43098079511468029,0.41856290292109638,0.38020689697505344,0.38385721053313765,0.33462749392612912,0.35695069382495459,0.3243686023198013,0.22499721164446473,0.23421969134860141,0.11550502134533944,7.3974938888766537E-2,8.6165297371463029E-2]
[10,0.44617233469042294,0.39448353486641607,0.39038069654059943,0.49120660951903172,0.49338347007587635,0.42294365011551466,0.59220387997290602,0.55917991280593993,0.58038061911833283,0.65016892955322847,0.66457553204221531,0.73186733493560285,0.7164738910995917,0.70249180342491613,0.64577493994390811,0.72650164640930137,0.74224250589358132,0.69124920239015464,0.69753960784771385,0.6627668546073916,0.67561269681044966,0.64097036446095801,0.66782341362802555,0.71261519857570288,0.66505622072323445,0.67260443153454263,0.64739458693314866,0.64931572686886108,0.59710473811269904,0.58926240138979169,0.60837668790172572,0.51173944968729768,0.52706729102245942,0.45703770488539497,0.37442110594816014,0.41075067134809357,null,null,null,10,0.44617233469042294,0.39448353486641607,0.39038069654059943,0.49120660951903172,0.49338347007587635,0.42294365011551466,0.59220387997290602,0.55917991280593993,0.58038061911833283,0.65016892955322847,0.66457553204221531,0.73186733493560285,0.7164738910995917,0.70249180342491613,0.64577493994390811,0.72650164640930137,0.74224250589358132,0.69124920239015464,0.69753960784771385,0.6627668546073916,0.67561269681044966,0.64097036446095801,0.66782341362802555,0.71261519857570288,0.66505622072323445,0.67260443153454263,0.64739458693314866,0.64931572686886108,0.59710473811269904,0.58926240138979169,0.60837668790172572,0.51173944968729768,0.52706729102245942,0.45703770488539497,0.37442110594816014,0.41075067134809357]
[11,0.7312913543197429,0.66824240139842717,0.61911986386230022,0.74938891033063149,0.77213710711976602,0.6942751114617185,0.82744972832640262,0.77125185585387035,0.75229286793564454,0.8345690522657343,0.81392565831392016,0.93688655850704028,0.86658185307617552,0.86396722794269243,0.79777888954330201,0.88096931333430828,0.85678036165453397,0.79871727279846116,0.85228894431310831,0.84095513068786809,0.89867401627654186,0.83264477183621444,0.80886993330778434,0.87372538884917439,0.83922346964224193,0.84019698406323262,0.75585861953189515,0.8417255772819715,0.79316594311686539,0.83428480222049262,0.84107193532160152,0.79300327013293059,0.85016224256861572,0.75167491943947506,0.68493403510317341,0.70591122966144992,null,null,null,11,0.7312913543197429,0.66824240139842717,0.61911986386230022,0.74938891033063149,0.77213710711976602,0.6942751114617185,0.82744972832640262,0.77125185585387035,0.75229286793564454,0.8345690522657343,0.81392565831392016,0.93688655850704028,0.86658185307617552,0.86396722794269243,0.79777888954330201,0.88096931333430828,0.85678036165453397,0.79871727279846116,0.85228894431310831,0.84095513068786809,0.89867401627654186,0.83264477183621444,0.80886993330778434,0.87372538884917439,0.83922346964224193,0.84019698406323262,0.75585861953189515,0.8417255772819715,0.79316594311686539,0.83428480222049262,0.84107193532160152,0.79300327013293059,0.85016224256861572,0.75167491943947506,0.68493403510317341,0.70591122966144992]
[12,0.94715727812093753,0.84459657784098696,0.84363561175812274,0.91905382739900154,0.98175639017322403,0.79638130523099682,0.95415678429053452,0.92680852240752243,0.95879785624630431,0.93517551985434377,0.95209581319766545,1,0.96877860166011309,0.94303436065851143,0.88457949796532542,0.96615598473157294,0.93731834077416409,0.91753667842309317,0.96523820558902873,0.9383357849401005,0.9742621287357125,0.96308898663699827,0.96816404447054372,0.97242874444065797,0.95185744465781008,0.95093668199019721,0.83503557130585015,0.94207439541822036,0.93075349690894094,0.88831845092163209,0.93869111546695394,0.96144251014850213,0.90823058562348591,0.93584950469142403,0.91676243916404243,0.87286667575466403,null,null,null,12,0.94715727812093753,0.84459657784098696,0.84363561175812274,0.91905382739900154,0.98175639017322403,0.79638130523099682,0.95415678429053452,0.92680852240752243,0.95879785624630431,0.93517551985434377,0.95209581319766545,1,0.96877860166011309,0.94303436065851143,0.88457949796532542,0.96615598473157294,0.93731834077416409,0.91753667842309317,0.96523820558902873,0.9383357849401005,0.9742621287357125,0.96308898663699827,0.96816404447054372,0.97242874444065797,0.95185744465781008,0.95093668199019721,0.83503557130585015,0.94207439541822036,0.93075349690894094,0.88831845092163209,0.93869111546695394,0.96144251014850213,0.90823058562348591,0.93584950469142403,0.91676243916404243,0.87286667575466403]
[13,0.97941220445713661,0.91704645866443735,0.97980547537427209,1,1,1,0.99273128954261114,1,1,1,1,0.88028806600249576,1,1,0.94879396521570392,1,1,1,1,0.98821043972814582,0.99436474062337488,1,0.99924815291660096,1,1,0.99895128813470879,0.97011715318092706,1,1,1,1,1,0.97129282831044061,1,0.9731097183377746,1,null,null,null,13,0.97941220445713661,0.91704645866443735,0.97980547537427209,1,1,1,0.99273128954261114,1,1,1,1,0.88028806600249576,1,1,0.94879396521570392,1,1,1,1,0.98821043972814582,0.99436474062337488,1,0.99924815291660096,1,1,0.99895128813470879,0.97011715318092706,1,1,1,1,1,0.97129282831044061,1,0.9731097183377746,1]
[14,1,1,1,0.98959680180235199,0.9625985062983502,0.89324258900238052,1,0.93744231790984123,0.94233054635448332,0.97918494113696919,0.9873463163357169,0.97794731318924377,0.9828115423073287,0.99013546198988944,1,0.98802627596589998,0.96702097426832345,0.93426648193389472,0.97781660436999218,1,1,0.97900523475645207,1,0.98597440290209204,0.96365562438396823,1,1,0.94557496492892279,0.92159267255868604,0.79389838028230941,0.95601460639752711,0.97705580782849422,1,0.95008390240017737,1,0.84744778280573085,null,null,null,14,1,1,1,0.98959680180235199,0.9625985062983502,0.89324258900238052,1,0.93744231790984123,0.94233054635448332,0.97918494113696919,0.9873463163357169,0.97794731318924377,0.9828115423073287,0.99013546198988944,1,0.98802627596589998,0.96702097426832345,0.93426648193389472,0.97781660436999218,1,1,0.97900523475645207,1,0.98597440290209204,0.96365562438396823,1,1,0.94557496492892279,0.92159267255868604,0.79389838028230941,0.95601460639752711,0.97705580782849422,1,0.95008390240017737,1,0.84744778280573085]
[15,0.88449750286712037,0.80351965570661987,0.83359673637105081,0.87727105788767434,0.89945639645389452,0.79800184766510995,0.91701435854204283,0.93140374647800805,0.88921653449080718,0.91211266367080268,0.9377752825387301,0.98359084376130057,0.90648535746167114,0.90295669083521535,0.87164849341224615,0.92010038945774586,0.90592060240332262,0.84687069455438901,0.87949375894021198,0.93605678251424207,0.92947928486275022,0.92235929408115835,0.94407553433790692,0.92642925098519269,0.88420927310380537,0.89385763011437414,0.90179055259360452,0.83877995092916835,0.83387165243210792,0.80701672515703593,0.78918840847596528,0.78264150535160182,0.78536805158627299,0.80294312554927627,0.82586123455702609,0.74548059158429281,null,null,null,15,0.88449750286712037,0.80351965570661987,0.83359673637105081,0.87727105788767434,0.89945639645389452,0.79800184766510995,0.91701435854204283,0.93140374647800805,0.88921653449080718,0.91211266367080268,0.9377752825387301,0.98359084376130057,0.90648535746167114,0.90295669083521535,0.87164849341224615,0.92010038945774586,0.90592060240332262,0.84687069455438901,0.87949375894021198,0.93605678251424207,0.92947928486275022,0.92235929408115835,0.94407553433790692,0.92642925098519269,0.88420927310380537,0.89385763011437414,0.90179055259360452,0.83877995092916835,0.83387165243210792,0.80701672515703593,0.78918840847596528,0.78264150535160182,0.78536805158627299,0.80294312554927627,0.82586123455702609,0.74548059158429281]
[16,0.68164927622989113,0.62330136169546779,0.62024867776094861,0.65273288787214301,0.67447189592762924,0.54039491192485267,0.75088296540486821,0.75401330351531237,0.67498388377655161,0.75763870360433017,0.72655437554945468,0.81786083062815473,0.76809509441659307,0.76397580972695234,0.62287939745256726,0.79018308104931745,0.7726181651082028,0.70452813672912895,0.77617283492659439,0.80139632346784417,0.81116088747771942,0.79009436327565041,0.82024432416189597,0.75510211780567571,0.72484252054813536,0.75319835897315357,0.76135944164127423,0.64158953706178357,0.62833095302564812,0.57871271816659697,0.54003574038905122,0.48578230703542663,0.50433380550536011,0.55007579657507555,0.55951273095641829,0.47992536205140479,null,null,null,16,0.68164927622989113,0.62330136169546779,0.62024867776094861,0.65273288787214301,0.67447189592762924,0.54039491192485267,0.75088296540486821,0.75401330351531237,0.67498388377655161,0.75763870360433017,0.72655437554945468,0.81786083062815473,0.76809509441659307,0.76397580972695234,0.62287939745256726,0.79018308104931745,0.7726181651082028,0.70452813672912895,0.77617283492659439,0.80139632346784417,0.81116088747771942,0.79009436327565041,0.82024432416189597,0.75510211780567571,0.72484252054813536,0.75319835897315357,0.76135944164127423,0.64158953706178357,0.62833095302564812,0.57871271816659697,0.54003574038905122,0.48578230703542663,0.50433380550536011,0.55007579657507555,0.55951273095641829,0.47992536205140479]
[17,0.37332397008227292,0.30628965067444269,0.29387016047379078,0.40765125232954347,0.44040795800342664,0.297849351764574,0.53837161508957587,0.49433086535230092,0.43354161583798201,0.5442949177236629,0.51465128511064362,0.56989205320453418,0.57800320832398622,0.5812171286371336,0.59213946861875,0.61222169307178542,0.60092656073425665,0.5108113640116887,0.55654996598968354,0.61330317699682546,0.57638671323456725,0.59997453721224914,0.60634951827438954,0.55951461469933794,0.52010371363039154,0.49430743581959624,0.52308307290191203,0.39556538705507333,0.34961531765774018,0.31720987525736782,0.25660329693291983,0.19690197024654571,0.22223001286343336,0.22359634128652239,0.19442077121275517,0.18062456984403,null,null,null,17,0.37332397008227292,0.30628965067444269,0.29387016047379078,0.40765125232954347,0.44040795800342664,0.297849351764574,0.53837161508957587,0.49433086535230092,0.43354161583798201,0.5442949177236629,0.51465128511064362,0.56989205320453418,0.57800320832398622,0.5812171286371336,0.59213946861875,0.61222169307178542,0.60092656073425665,0.5108113640116887,0.55654996598968354,0.61330317699682546,0.57638671323456725,0.59997453721224914,0.60634951827438954,0.55951461469933794,0.52010371363039154,0.49430743581959624,0.52308307290191203,0.39556538705507333,0.34961531765774018,0.31720987525736782,0.25660329693291983,0.19690197024654571,0.22223001286343336,0.22359634128652239,0.19442077121275517,0.18062456984403]
[18,8.2925028572651424E-2,4.4668997193175727E-2,4.7399156195693029E-2,0.15094603604464771,0.14725441710547413,9.950430001534713E-2,0.25989558758459003,0.24873219488530274,0.23488244848669992,0.29355419585835296,0.28517573019625425,0.35431612462619733,0.34643963310059978,0.34932472939325138,0.32244295771989845,0.38701459244290121,0.39867822867975333,0.3313878372542528,0.36062876572560343,0.38471974728688868,0.38674496331141495,0.3525655500516382,0.34765348655117861,0.33661548194837454,0.26614781634209217,0.230102931666856,0.23521805030974666,0.12078375684359161,9.3150187906042639E-2,9.5551327806900871E-2,3.9402025671083876E-2,1.4396708542495949E-2,1.626419622475388E-2,1.9252045654282294E-3,4.7701556960073996E-4,9.133021681523325E-4,null,null,null,18,8.2925028572651424E-2,4.4668997193175727E-2,4.7399156195693029E-2,0.15094603604464771,0.14725441710547413,9.950430001534713E-2,0.25989558758459003,0.24873219488530274,0.23488244848669992,0.29355419585835296,0.28517573019625425,0.35431612462619733,0.34643963310059978,0.34932472939325138,0.32244295771989845,0.38701459244290121,0.39867822867975333,0.3313878372542528,0.36062876572560343,0.38471974728688868,0.38674496331141495,0.3525655500516382,0.34765348655117861,0.33661548194837454,0.26614781634209217,0.230102931666856,0.23521805030974666,0.12078375684359161,9.3150187906042639E-2,9.5551327806900871E-2,3.9402025671083876E-2,1.4396708542495949E-2,1.626419622475388E-2,1.9252045654282294E-3,4.7701556960073996E-4,9.133021681523325E-4]
[19,0,0,0,2.3849446862929283E-3,5.5661454878289471E-3,1.0139857061387918E-3,4.0931491279392856E-2,4.0133336716588197E-2,4.2812907185641944E-2,6.0575309804109655E-2,8.2987781266671223E-2,9.0906224667565705E-2,0.11154488720981628,0.12746841392657418,0.13226398247832705,0.15879053169917626,0.17118289668425943,0.15273753654661879,0.14577921969664132,0.16008668373474808,0.16211639145127799,0.11295913380916656,0.10797642166815573,0.10775754132273249,4.6768157645065478E-2,3.4016494040965524E-2,3.6524549105032826E-2,2.2655399569397141E-3,1.1752223076823439E-3,1.1483905961824467E-3,0,0,0,0,0,0,null,null,null,19,0,0,0,2.3849446862929283E-3,5.5661454878289471E-3,1.0139857061387918E-3,4.0931491279392856E-2,4.0133336716588197E-2,4.2812907185641944E-2,6.0575309804109655E-2,8.2987781266671223E-2,9.0906224667565705E-2,0.11154488720981628,0.12746841392657418,0.13226398247832705,0.15879053169917626,0.17118289668425943,0.15273753654661879,0.14577921969664132,0.16008668373474808,0.16211639145127799,0.11295913380916656,0.10797642166815573,0.10775754132273249,4.6768157645065478E-2,3.4016494040965524E-2,3.6524549105032826E-2,2.2655399569397141E-3,1.1752223076823439E-3,1.1483905961824467E-3,0,0,0,0,0,0]
[20,0,0,0,0,0,0,0,0,0,2.4887255386909133E-3,7.4020809466675578E-3,6.3653734769852184E-3,2.2068060890836964E-2,2.6771372347433788E-2,3.0347048120943635E-2,2.2331974699746095E-2,3.8767217814132303E-2,3.576412767649953E-2,2.6980371546035629E-2,2.653268720630057E-2,3.2985740815830659E-2,1.6855900995782915E-2,1.4567648033327711E-2,1.4854708366395466E-2,6.1122929802615901E-4,1.5527296324363432E-4,3.3416064626236221E-4,0,0,0,0,0,0,0,0,0,null,null,null,20,0,0,0,0,0,0,0,0,0,2.4887255386909133E-3,7.4020809466675578E-3,6.3653734769852184E-3,2.2068060890836964E-2,2.6771372347433788E-2,3.0347048120943635E-2,2.2331974699746095E-2,3.8767217814132303E-2,3.576412767649953E-2,2.6980371546035629E-2,2.653268720630057E-2,3.2985740815830659E-2,1.6855900995782915E-2,1.4567648033327711E-2,1.4854708366395466E-2,6.1122929802615901E-4,1.5527296324363432E-4,3.3416064626236221E-4,0,0,0,0,0,0,0,0,0]
[21,0,0,0,0,0,0,0,0,0,0,0,0,0,1.0272244696953675E-4,0,8.4186566602446264E-3,6.2185590015387798E-3,3.1036423730666442E-3,1.0856209716947476E-2,5.7397330822130744E-3,3.2353770203853069E-3,0,0,0,0,0,0,0,0,0,0,0,0,0,0,0,null,null,null,21,0,0,0,0,0,0,0,0,0,0,0,0,0,1.0272244696953675E-4,0,8.4186566602446264E-3,6.2185590015387798E-3,3.1036423730666442E-3,1.0856209716947476E-2,5.7397330822130744E-3,3.2353770203853069E-3,0,0,0,0,0,0,0,0,0,0,0,0,0,0,0]
[22,0,0,0,0,0,0,0,0,0,0,0,0,0,0,0,0,0,0,0,0,0,0,0,0,0,0,0,0,0,0,0,0,0,0,0,0,null,null,null,22,0,0,0,0,0,0,0,0,0,0,0,0,0,0,0,0,0,0,0,0,0,0,0,0,0,0,0,0,0,0,0,0,0,0,0,0]
[23,0,0,0,0,0,0,0,0,0,0,0,0,0,0,0,0,0,0,0,0,0,0,0,0,0,0,0,0,0,0,0,0,0,0,0,0,null,null,null,23,0,0,0,0,0,0,0,0,0,0,0,0,0,0,0,0,0,0,0,0,0,0,0,0,0,0,0,0,0,0,0,0,0,0,0,0]
[24,0,0,0,0,0,0,0,0,0,0,0,0,0,0,0,0,0,0,0,0,0,0,0,0,0,0,0,0,0,0,0,0,0,0,0,0,null,null,null,24,0,0,0,0,0,0,0,0,0,0,0,0,0,0,0,0,0,0,0,0,0,0,0,0,0,0,0,0,0,0,0,0,0,0,0,0]
[]
[]
["Residential-RES-SolarPV-Pasco",null,null,2014,null,"Source Annual kWh:",5406,"NREL",null,null,"PDAF","Seasonal",null,null,null,null,null,null,null,null,null,null,null,null,null,null,null,null,null,null,null,null,null,null,null,null,null,null,null,null,"Residential-RES-SolarPV-Pasco",null,null,2014,null,"Source Annual kWh:",5406,"NREL",null,null,"PDAF","Fixed"]
[2,"RES-SolarPV-Pasco-SS",null,null,null,"Source Sample Size:",0,"NREL",null,null,"WKWE","Seasonal",null,"Weekend Peak",null,null,null,null,null,null,null,null,null,null,null,null,null,null,null,null,null,null,null,null,null,null,null,null,null,null,2,"RES-SolarPV-Pasco-FS",null,null,null,"Source Sample Size:",0,"NREL",null,null,"WKWE","Seasonal",null,"Weekend Peak"]
[null,1,"JANUARY","JAN",2,"FEBRUARY","FEB",3,"MARCH","MAR",4,"APRIL","APR",5,"MAY","MAY",6,"JUNE","JUN",7,"JULY","JUL",8,"AUGUST","AUG",9,"SEPTEMBER","SEP",10,"OCTOBER","OCT",11,"NOVEMBER","NOV",12,"DECEMBER","DEC",null,null,null,null,1,"JANUARY","JAN",2,"FEBRUARY","FEB",3,"MARCH","MAR",4,"APRIL","APR",5,"MAY","MAY",6,"JUNE","JUN",7,"JULY","JUL",8,"AUGUST","AUG",9,"SEPTEMBER","SEP",10,"OCTOBER","OCT",11,"NOVEMBER","NOV",12,"DECEMBER","DEC"]
[null,31,null,null,28,null,null,31,null,null,30,null,null,31,null,null,30,null,null,31,null,null,31,null,null,30,null,null,31,null,null,30,null,null,31,null,null,null,null,null,null,31,null,null,28,null,null,31,null,null,30,null,null,31,null,null,30,null,null,31,null,null,31,null,null,30,null,null,31,null,null,30,null,null,31]
["RATIOS","E.BKDWN","PEAK/AVG","END/AVG","E.BKDWN","PEAK/AVG","END/AVG","E.BKDWN","PEAK/AVG","END/AVG","E.BKDWN","PEAK/AVG","END/AVG","E.BKDWN","PEAK/AVG","END/AVG","E.BKDWN","PEAK/AVG","END/AVG","E.BKDWN","PEAK/AVG","END/AVG","E.BKDWN","PEAK/AVG","END/AVG","E.BKDWN","PEAK/AVG","END/AVG","E.BKDWN","PEAK/AVG","END/AVG","E.BKDWN","PEAK/AVG","END/AVG","E.BKDWN","PEAK/AVG","END/AVG",null,null,null,"RATIOS","E.BKDWN","PEAK/AVG","END/AVG","E.BKDWN","PEAK/AVG","END/AVG","E.BKDWN","PEAK/AVG","END/AVG","E.BKDWN","PEAK/AVG","END/AVG","E.BKDWN","PEAK/AVG","END/AVG","E.BKDWN","PEAK/AVG","END/AVG","E.BKDWN","PEAK/AVG","END/AVG","E.BKDWN","PEAK/AVG","END/AVG","E.BKDWN","PEAK/AVG","END/AVG","E.BKDWN","PEAK/AVG","END/AVG","E.BKDWN","PEAK/AVG","END/AVG","E.BKDWN","PEAK/AVG","END/AVG"]
[null,3.291481058366566E-2,1.7057668576827734,0.96493323731814629,5.8884741235683706E-2,1.7057668576827734,0.96493323731814629,8.4088667905628162E-2,1.7057668576827734,0.96493323731814629,0.10470131330976119,1.3280495912803094,0.99217330821302174,0.11531604644309054,1.3280495912803094,0.99217330821302174,0.12069320858084806,1.1422156000885033,1.0131169928331962,0.12838157540172543,1.1422156000885033,1.0131169928331962,0.1224737238720426,1.1422156000885033,1.0131169928331962,0.10254943105066498,1.1422156000885033,1.0131169928331962,6.6152607073788644E-2,1.3280495912803094,0.99217330821302174,3.5959593112507869E-2,1.7057668576827734,0.96493323731814629,2.7884281430593062E-2,1.7057668576827734,0.96493323731814629,null,null,null,null,3.291481058366566E-2,1,0.96493323731814629,5.8884741235683706E-2,1,0.96493323731814629,8.4088667905628162E-2,1,0.96493323731814629,0.10470131330976119,1,0.99217330821302174,0.11531604644309054,1,0.99217330821302174,0.12069320858084806,1,1.0131169928331962,0.12838157540172543,1,1.0131169928331962,0.1224737238720426,1,1.0131169928331962,0.10254943105066498,1,1.0131169928331962,6.6152607073788644E-2,1,0.99217330821302174,3.5959593112507869E-2,1,0.96493323731814629,2.7884281430593062E-2,1,0.96493323731814629]
["HOUR","PEAK","AVG","END","PEAK","AVG","END","PEAK","AVG","END","PEAK","AVG","END","PEAK","AVG","END","PEAK","AVG","END","PEAK","AVG","END","PEAK","AVG","END","PEAK","AVG","END","PEAK","AVG","END","PEAK","AVG","END","PEAK","AVG","END",null,null,null,"HOUR","PEAK","AVG","END","PEAK","AVG","END","PEAK","AVG","END","PEAK","AVG","END","PEAK","AVG","END","PEAK","AVG","END","PEAK","AVG","END","PEAK","AVG","END","PEAK","AVG","END","PEAK","AVG","END","PEAK","AVG","END","PEAK","AVG","END"]
[1,0,0,0,0,0,0,0,0,0,0,0,0,0,0,0,0,0,0,0,0,0,0,0,0,0,0,0,0,0,0,0,0,0,0,0,0,null,null,null,1,0,0,0,0,0,0,0,0,0,0,0,0,0,0,0,0,0,0,0,0,0,0,0,0,0,0,0,0,0,0,0,0,0,0,0,0]
[2,0,0,0,0,0,0,0,0,0,0,0,0,0,0,0,0,0,0,0,0,0,0,0,0,0,0,0,0,0,0,0,0,0,0,0,0,null,null,null,2,0,0,0,0,0,0,0,0,0,0,0,0,0,0,0,0,0,0,0,0,0,0,0,0,0,0,0,0,0,0,0,0,0,0,0,0]
[3,0,0,0,0,0,0,0,0,0,0,0,0,0,0,0,0,0,0,0,0,0,0,0,0,0,0,0,0,0,0,0,0,0,0,0,0,null,null,null,3,0,0,0,0,0,0,0,0,0,0,0,0,0,0,0,0,0,0,0,0,0,0,0,0,0,0,0,0,0,0,0,0,0,0,0,0]
[4,0,0,0,0,0,0,0,0,0,0,0,0,0,0,0,0,0,0,0,0,0,0,0,0,0,0,0,0,0,0,0,0,0,0,0,0,null,null,null,4,0,0,0,0,0,0,0,0,0,0,0,0,0,0,0,0,0,0,0,0,0,0,0,0,0,0,0,0,0,0,0,0,0,0,0,0]
[5,0,0,0,0,0,0,0,0,0,0,0,0,5.0073005376455784E-3,7.5434770297243192E-3,5.3518525717445873E-3,1.4408186730752524E-2,1.5818641049455556E-2,1.0276437195825733E-2,1.2974964378532865E-2,5.4510765653752015E-3,5.1895239359187068E-3,0,0,0,0,0,0,0,0,0,0,0,0,0,0,0,null,null,null,5,0,0,0,0,0,0,0,0,0,0,0,0,5.0073005376455784E-3,7.5434770297243192E-3,5.3518525717445873E-3,1.4408186730752524E-2,1.5818641049455556E-2,1.0276437195825733E-2,1.2974964378532865E-2,5.4510765653752015E-3,5.1895239359187068E-3,0,0,0,0,0,0,0,0,0,0,0,0,0,0,0]
[6,0,0,0,0,0,0,0,0,0,1.306862070778821E-2,7.3418738866250456E-3,8.6618458295566608E-3,4.9017530346105682E-2,5.731906396712768E-2,6.5022074548177572E-2,5.4987265271644069E-2,5.897279746040001E-2,6.6276142841943705E-2,4.6175044486642051E-2,3.5165554479743066E-2,3.3524601700474103E-2,1.9125369572635477E-2,9.7576230848698941E-3,9.3571947552174104E-3,0,0,0,0,0,0,0,0,0,0,0,0,null,null,null,6,0,0,0,0,0,0,0,0,0,1.306862070778821E-2,7.3418738866250456E-3,8.6618458295566608E-3,4.9017530346105682E-2,5.731906396712768E-2,6.5022074548177572E-2,5.4987265271644069E-2,5.897279746040001E-2,6.6276142841943705E-2,4.6175044486642051E-2,3.5165554479743066E-2,3.3524601700474103E-2,1.9125369572635477E-2,9.7576230848698941E-3,9.3571947552174104E-3,0,0,0,0,0,0,0,0,0,0,0,0]
[7,0,0,0,0,0,0,4.2850252797952203E-2,2.5218189541655632E-2,3.2543378764021968E-2,0.14343292303134766,0.13033836533690324,0.18296733629904105,0.23099050264241644,0.24196826253320139,0.23256226022096477,0.22031730349125977,0.23794761556569205,0.24167614458081865,0.22530497579761308,0.1982267653076053,0.21364133838197763,0.18095043432657049,0.16144141278402893,0.1585928439909759,0.12554059767776732,9.9604226489790268E-2,0.10531763834964677,5.2016286646624249E-2,3.2016633103670811E-2,3.8293235352340582E-2,0,0,0,0,0,0,null,null,null,7,0,0,0,0,0,0,4.2850252797952203E-2,2.5218189541655632E-2,3.2543378764021968E-2,0.14343292303134766,0.13033836533690324,0.18296733629904105,0.23099050264241644,0.24196826253320139,0.23256226022096477,0.22031730349125977,0.23794761556569205,0.24167614458081865,0.22530497579761308,0.1982267653076053,0.21364133838197763,0.18095043432657049,0.16144141278402893,0.1585928439909759,0.12554059767776732,9.9604226489790268E-2,0.10531763834964677,5.2016286646624249E-2,3.2016633103670811E-2,3.8293235352340582E-2,0,0,0,0,0,0]
[8,8.9409303763146458E-3,1.5450275258141008E-3,2.5358253407671864E-3,6.3483262072252522E-2,6.8603993706909866E-2,6.3491889589144049E-2,0.30417181320478165,0.2445278890257202,0.26622307813740587,0.43129454735456724,0.37704593848028423,0.47549257978477349,0.4703259379765925,0.46814242884590568,0.46185100618492164,0.43250516817909473,0.44370648420648051,0.45714901235040412,0.45833218499461198,0.42405308454307805,0.47224274290845042,0.43802092279223998,0.43206079336804404,0.40004698185285886,0.39678246291494312,0.37961339091581242,0.38334089092769419,0.29882514044330621,0.25265663063375293,0.26146697450281525,6.4310108324779722E-2,6.0490853097024663E-2,3.5577731765177097E-2,6.5239120965614227E-3,6.8705608518623909E-3,9.0755625280908112E-3,null,null,null,8,8.9409303763146458E-3,1.5450275258141008E-3,2.5358253407671864E-3,6.3483262072252522E-2,6.8603993706909866E-2,6.3491889589144049E-2,0.30417181320478165,0.2445278890257202,0.26622307813740587,0.43129454735456724,0.37704593848028423,0.47549257978477349,0.4703259379765925,0.46814242884590568,0.46185100618492164,0.43250516817909473,0.44370648420648051,0.45714901235040412,0.45833218499461198,0.42405308454307805,0.47224274290845042,0.43802092279223998,0.43206079336804404,0.40004698185285886,0.39678246291494312,0.37961339091581242,0.38334089092769419,0.29882514044330621,0.25265663063375293,0.26146697450281525,6.4310108324779722E-2,6.0490853097024663E-2,3.5577731765177097E-2,6.5239120965614227E-3,6.8705608518623909E-3,9.0755625280908112E-3]
[9,0.31512783279522932,0.31747142826370994,0.26421470623551868,0.21078045758703276,0.37520493428678581,0.3887649407840526,0.58884465806988928,0.53074586135995139,0.47745778044960019,0.64554913515202006,0.58435218056379901,0.66707326733152217,0.69307197355293026,0.67857633781807658,0.66788866097419097,0.70059114974955983,0.63010831495714181,0.65291728987556186,0.68720665687363391,0.60955015617422925,0.6854863389250837,0.65842236283731004,0.68399646603995867,0.64066936178808331,0.64389096682820401,0.61920857485510217,0.63955879071433441,0.58476113722994494,0.50319306590497581,0.60873882300685367,0.40686077864517117,0.40052232345757999,0.39053034994826025,0.33899791336225105,0.32936826991136564,0.33109992477879663,null,null,null,9,0.31512783279522932,0.31747142826370994,0.26421470623551868,0.21078045758703276,0.37520493428678581,0.3887649407840526,0.58884465806988928,0.53074586135995139,0.47745778044960019,0.64554913515202006,0.58435218056379901,0.66707326733152217,0.69307197355293026,0.67857633781807658,0.66788866097419097,0.70059114974955983,0.63010831495714181,0.65291728987556186,0.68720665687363391,0.60955015617422925,0.6854863389250837,0.65842236283731004,0.68399646603995867,0.64066936178808331,0.64389096682820401,0.61920857485510217,0.63955879071433441,0.58476113722994494,0.50319306590497581,0.60873882300685367,0.40686077864517117,0.40052232345757999,0.39053034994826025,0.33899791336225105,0.32936826991136564,0.33109992477879663]
[10,0.62810836629017597,0.67088420952019145,0.38416962022738882,0.69601834718826883,0.70593525124732082,0.74872099134648595,0.81153683274398114,0.8115781180985725,0.73954799989048647,0.81640566158497818,0.8387813439114572,0.82911966612508348,0.85252040341796198,0.83207812430852224,0.84666749383867346,0.86568553928279024,0.85244109354545505,0.87227622942715999,0.81252555053654962,0.7976267558375526,0.84652248489191373,0.82344516126077216,0.86702657838530428,0.81641567929773617,0.82928283990077145,0.83636534464174639,0.84115099032087282,0.80910882128297168,0.74674809925882535,0.74858327087644172,0.74081452324227259,0.68596896254302053,0.61441760303826209,0.63192606461952505,0.52673185578012516,0.76686472954547324,null,null,null,10,0.62810836629017597,0.67088420952019145,0.38416962022738882,0.69601834718826883,0.70593525124732082,0.74872099134648595,0.81153683274398114,0.8115781180985725,0.73954799989048647,0.81640566158497818,0.8387813439114572,0.82911966612508348,0.85252040341796198,0.83207812430852224,0.84666749383867346,0.86568553928279024,0.85244109354545505,0.87227622942715999,0.81252555053654962,0.7976267558375526,0.84652248489191373,0.82344516126077216,0.86702657838530428,0.81641567929773617,0.82928283990077145,0.83636534464174639,0.84115099032087282,0.80910882128297168,0.74674809925882535,0.74858327087644172,0.74081452324227259,0.68596896254302053,0.61441760303826209,0.63192606461952505,0.52673185578012516,0.76686472954547324]
[11,0.86157624285205281,0.8227897937470553,0.7223158932784548,0.83313469299451193,0.85270265001962153,1,0.91650291852824295,0.95910045441141789,0.8549613469246764,0.94093272976279185,0.9556545573818076,1,0.96078729679815089,0.92475379189171736,0.9612102878491896,0.96930020055488753,0.96359382199762578,0.8557016588956583,0.94159652613756717,0.92818743193399667,0.93218201541939361,0.95053841379768367,0.97208037627740285,0.96188670004329713,0.96031341566900952,0.92437643040854056,0.92504323279741019,0.97486364016927674,0.90166084542895875,0.99014882057423581,0.94155531281095106,0.79937818547925266,0.94957987222888129,0.8871419638275776,0.81461414174529367,1,null,null,null,11,0.86157624285205281,0.8227897937470553,0.7223158932784548,0.83313469299451193,0.85270265001962153,1,0.91650291852824295,0.95910045441141789,0.8549613469246764,0.94093272976279185,0.9556545573818076,1,0.96078729679815089,0.92475379189171736,0.9612102878491896,0.96930020055488753,0.96359382199762578,0.8557016588956583,0.94159652613756717,0.92818743193399667,0.93218201541939361,0.95053841379768367,0.97208037627740285,0.96188670004329713,0.96031341566900952,0.92437643040854056,0.92504323279741019,0.97486364016927674,0.90166084542895875,0.99014882057423581,0.94155531281095106,0.79937818547925266,0.94957987222888129,0.8871419638275776,0.81461414174529367,1]
[12,0.86038170798559777,1,0.90057870989501976,1,1,0.95265278570297096,1,1,0.91442434558313401,1,0.99752296365429849,0.9863117089018999,1,0.97354943360819257,0.96749939717519073,0.97418103815039792,1,0.95759117060254439,0.99061175678369606,1,1,1,0.99317174775002581,1,1,1,1,1,1,1,1,0.91937265696488546,1,0.97840672604950574,0.97657290885664261,0.99644558489020951,null,null,null,12,0.86038170798559777,1,0.90057870989501976,1,1,0.95265278570297096,1,1,0.91442434558313401,1,0.99752296365429849,0.9863117089018999,1,0.97354943360819257,0.96749939717519073,0.97418103815039792,1,0.95759117060254439,0.99061175678369606,1,1,1,0.99317174775002581,1,1,1,1,1,1,1,1,0.91937265696488546,1,0.97840672604950574,0.97657290885664261,0.99644558489020951]
[13,1,0.98572300995474471,1,0.93073846386345904,0.96554826764096058,0.99742506462912239,0.99077846241439083,0.94571600446142645,1,0.97108597653834972,1,0.87043166829222274,0.99386030377268153,1,1,1,0.95534842088341265,1,1,0.98593132252549953,0.98706676751105427,0.99414500759184055,1,0.98246976872141634,0.9760674612443786,0.97185033793246045,0.97603817188393927,0.94043801566719099,0.94415864441350406,0.9865009400541872,0.94626686002529958,1,0.95089010975078114,1,1,0.83070555710606075,null,null,null,13,1,0.98572300995474471,1,0.93073846386345904,0.96554826764096058,0.99742506462912239,0.99077846241439083,0.94571600446142645,1,0.97108597653834972,1,0.87043166829222274,0.99386030377268153,1,1,1,0.95534842088341265,1,1,0.98593132252549953,0.98706676751105427,0.99414500759184055,1,0.98246976872141634,0.9760674612443786,0.97185033793246045,0.97603817188393927,0.94043801566719099,0.94415864441350406,0.9865009400541872,0.94626686002529958,1,0.95089010975078114,1,1,0.83070555710606075]
[14,0.89433731728103627,0.95736098734843011,0.8626996269552204,0.74358458628845059,0.85245853103446512,0.90063321982593691,0.89785680507619214,0.86254696371697115,0.79335933699971051,0.8899547699203314,0.89897726660178889,0.70936846388876962,0.92328485307568109,0.90229384088839648,0.95926889187443165,0.92662023351484224,0.80921571656505509,0.94665270607034968,0.92108432572765631,0.86347487252166277,0.92841789892846471,0.94854461093820486,0.91242573152976514,0.92203196950519506,0.94151166882016768,0.87243708808564813,0.91887582604990103,0.80375227737225519,0.79315511581723397,0.87900514050584655,0.82716939911293585,0.92281627959744694,0.75796716416842957,0.85498546452429569,0.82082146979200399,0.84335187412048185,null,null,null,14,0.89433731728103627,0.95736098734843011,0.8626996269552204,0.74358458628845059,0.85245853103446512,0.90063321982593691,0.89785680507619214,0.86254696371697115,0.79335933699971051,0.8899547699203314,0.89897726660178889,0.70936846388876962,0.92328485307568109,0.90229384088839648,0.95926889187443165,0.92662023351484224,0.80921571656505509,0.94665270607034968,0.92108432572765631,0.86347487252166277,0.92841789892846471,0.94854461093820486,0.91242573152976514,0.92203196950519506,0.94151166882016768,0.87243708808564813,0.91887582604990103,0.80375227737225519,0.79315511581723397,0.87900514050584655,0.82716939911293585,0.92281627959744694,0.75796716416842957,0.85498546452429569,0.82082146979200399,0.84335187412048185]
[15,0.73803597980936453,0.77707395719109951,0.64512198255612041,0.75303353912837467,0.82118763993550004,0.764012257757689,0.76722484548622127,0.77439578769102024,0.5975609329863848,0.78418438888692188,0.78986818567489792,0.59710290223746265,0.79765136297122563,0.75011676246462711,0.83904214736886551,0.81684575085078215,0.7133451042833886,0.74390436940730986,0.82963740515870499,0.71256266154195314,0.80584948312566496,0.82119131209450058,0.83903622582760862,0.7989560445881958,0.7841876472831889,0.67002808042680639,0.77408671622468095,0.66197413696130869,0.60632396059285998,0.62536095323168861,0.59211812454681567,0.70433948148583492,0.5649974853452685,0.57699189503902981,0.61946449037420193,0.61803487519779954,null,null,null,15,0.73803597980936453,0.77707395719109951,0.64512198255612041,0.75303353912837467,0.82118763993550004,0.764012257757689,0.76722484548622127,0.77439578769102024,0.5975609329863848,0.78418438888692188,0.78986818567489792,0.59710290223746265,0.79765136297122563,0.75011676246462711,0.83904214736886551,0.81684575085078215,0.7133451042833886,0.74390436940730986,0.82963740515870499,0.71256266154195314,0.80584948312566496,0.82119131209450058,0.83903622582760862,0.7989560445881958,0.7841876472831889,0.67002808042680639,0.77408671622468095,0.66197413696130869,0.60632396059285998,0.62536095323168861,0.59211812454681567,0.70433948148583492,0.5649974853452685,0.57699189503902981,0.61946449037420193,0.61803487519779954]
[16,0.35172254791202151,0.43496258681418803,0.31769547438163498,0.5462767499787976,0.62454500082936104,0.5318719071948258,0.56862352750192324,0.60411978403705291,0.51892477402615877,0.50253846987032258,0.58515702628149835,0.55721846688188903,0.61687854472931014,0.60036076511897118,0.60727470974676812,0.65727962659492711,0.60237539018246955,0.58031415195920566,0.67792130480676216,0.61055714931823779,0.67377966277631418,0.63659129789558289,0.64017002584230187,0.62391347183513646,0.59523442605016441,0.53343396240009833,0.55408978251371843,0.39560800381740757,0.3275046510145585,0.33407397276058798,0.32729228856892639,0.30605783401259867,0.31741322815672074,0,0,0,null,null,null,16,0.35172254791202151,0.43496258681418803,0.31769547438163498,0.5462767499787976,0.62454500082936104,0.5318719071948258,0.56862352750192324,0.60411978403705291,0.51892477402615877,0.50253846987032258,0.58515702628149835,0.55721846688188903,0.61687854472931014,0.60036076511897118,0.60727470974676812,0.65727962659492711,0.60237539018246955,0.58031415195920566,0.67792130480676216,0.61055714931823779,0.67377966277631418,0.63659129789558289,0.64017002584230187,0.62391347183513646,0.59523442605016441,0.53343396240009833,0.55408978251371843,0.39560800381740757,0.3275046510145585,0.33407397276058798,0.32729228856892639,0.30605783401259867,0.31741322815672074,0,0,0]
[17,5.8963941371703306E-2,2.1682357307766385E-2,2.4814111930241287E-2,0.27614000390101645,0.21080307269333154,0.15493932104874081,0.30257915081532921,0.35701269821617848,0.40066046050489296,0.32269825530346724,0.36176697841842687,0.41243293447245211,0.39708021109500607,0.39113542744394131,0.38392642128477017,0.45859637149519428,0.39979835505725564,0.44948501067391344,0.47942555963139249,0.43227947431411512,0.45411789838636263,0.4475061433220428,0.41945797698086645,0.40749242588743784,0.35768687409264693,0.31355735638349486,0.32378650672338505,0.13676085883450934,0.10050949524042856,9.5466836129202537E-2,7.8903505880801948E-3,3.0213081317667484E-3,3.547662541462545E-3,0,0,0,null,null,null,17,5.8963941371703306E-2,2.1682357307766385E-2,2.4814111930241287E-2,0.27614000390101645,0.21080307269333154,0.15493932104874081,0.30257915081532921,0.35701269821617848,0.40066046050489296,0.32269825530346724,0.36176697841842687,0.41243293447245211,0.39708021109500607,0.39113542744394131,0.38392642128477017,0.45859637149519428,0.39979835505725564,0.44948501067391344,0.47942555963139249,0.43227947431411512,0.45411789838636263,0.4475061433220428,0.41945797698086645,0.40749242588743784,0.35768687409264693,0.31355735638349486,0.32378650672338505,0.13676085883450934,0.10050949524042856,9.5466836129202537E-2,7.8903505880801948E-3,3.0213081317667484E-3,3.547662541462545E-3,0,0,0]
[18,0,0,0,7.314709934608696E-3,2.1758617844585978E-3,0,8.7480796060633859E-2,4.9038987847117639E-2,6.6173680491599787E-2,0.14099208258862961,0.17528476173012919,0.20393894520051783,0.16692614071899509,0.18329874484400568,0.18061910098118739,0.24604313010232307,0.23964848419399654,0.22556425819639769,0.24498727181361266,0.23245163333915683,0.24521164170420059,0.2216713271178716,0.20361411938786492,0.18719246437876985,0.1315275465762295,3.816001152221913E-2,5.4297047262679726E-2,9.6308384068590066E-4,2.6765742240175598E-5,4.6165573630027368E-4,0,0,0,0,0,0,null,null,null,18,0,0,0,7.314709934608696E-3,2.1758617844585978E-3,0,8.7480796060633859E-2,4.9038987847117639E-2,6.6173680491599787E-2,0.14099208258862961,0.17528476173012919,0.20393894520051783,0.16692614071899509,0.18329874484400568,0.18061910098118739,0.24604313010232307,0.23964848419399654,0.22556425819639769,0.24498727181361266,0.23245163333915683,0.24521164170420059,0.2216713271178716,0.20361411938786492,0.18719246437876985,0.1315275465762295,3.816001152221913E-2,5.4297047262679726E-2,9.6308384068590066E-4,2.6765742240175598E-5,4.6165573630027368E-4,0,0,0,0,0,0]
[19,0,0,0,0,0,0,0,0,0,2.0020317815212631E-3,1.834231976838567E-3,5.2207863982977314E-3,2.740314469127595E-2,3.7843921067584448E-2,4.243890580912859E-2,8.2521238140963321E-2,8.9608898450758173E-2,8.7062376043537837E-2,0.10217573440854583,8.4506798028269728E-2,8.8958121804734391E-2,5.05208941653899E-2,5.252017459730458E-3,1.6197670975860851E-2,0,0,0,0,0,0,0,0,0,0,0,0,null,null,null,19,0,0,0,0,0,0,0,0,0,2.0020317815212631E-3,1.834231976838567E-3,5.2207863982977314E-3,2.740314469127595E-2,3.7843921067584448E-2,4.243890580912859E-2,8.2521238140963321E-2,8.9608898450758173E-2,8.7062376043537837E-2,0.10217573440854583,8.4506798028269728E-2,8.8958121804734391E-2,5.05208941653899E-2,5.252017459730458E-3,1.6197670975860851E-2,0,0,0,0,0,0,0,0,0,0,0,0]
[20,0,0,0,0,0,0,0,0,0,0,0,0,0,1.7214666595605809E-3,7.9745082481379518E-4,1.533127267484846E-2,1.2146296327436978E-2,1.2425157791696943E-2,1.1680901473456379E-2,6.6131173290533045E-3,7.4204550405562713E-3,0,0,0,0,0,0,0,0,0,0,0,0,0,0,0,null,null,null,20,0,0,0,0,0,0,0,0,0,0,0,0,0,1.7214666595605809E-3,7.9745082481379518E-4,1.533127267484846E-2,1.2146296327436978E-2,1.2425157791696943E-2,1.1680901473456379E-2,6.6131173290533045E-3,7.4204550405562713E-3,0,0,0,0,0,0,0,0,0,0,0,0,0,0,0]
[21,0,0,0,0,0,0,0,0,0,0,0,0,0,0,0,0,0,0,0,0,0,0,0,0,0,0,0,0,0,0,0,0,0,0,0,0,null,null,null,21,0,0,0,0,0,0,0,0,0,0,0,0,0,0,0,0,0,0,0,0,0,0,0,0,0,0,0,0,0,0,0,0,0,0,0,0]
[22,0,0,0,0,0,0,0,0,0,0,0,0,0,0,0,0,0,0,0,0,0,0,0,0,0,0,0,0,0,0,0,0,0,0,0,0,null,null,null,22,0,0,0,0,0,0,0,0,0,0,0,0,0,0,0,0,0,0,0,0,0,0,0,0,0,0,0,0,0,0,0,0,0,0,0,0]
[23,0,0,0,0,0,0,0,0,0,0,0,0,0,0,0,0,0,0,0,0,0,0,0,0,0,0,0,0,0,0,0,0,0,0,0,0,null,null,null,23,0,0,0,0,0,0,0,0,0,0,0,0,0,0,0,0,0,0,0,0,0,0,0,0,0,0,0,0,0,0,0,0,0,0,0,0]
[24,0,0,0,0,0,0,0,0,0,0,0,0,0,0,0,0,0,0,0,0,0,0,0,0,0,0,0,0,0,0,0,0,0,0,0,0,null,null,null,24,0,0,0,0,0,0,0,0,0,0,0,0,0,0,0,0,0,0,0,0,0,0,0,0,0,0,0,0,0,0,0,0,0,0,0,0]

{"sheet":"InForecast","index":15,"n_rows":51,"n_cols":52,"rows_kept":51,"cut":false,"hidden":false,"merged":[]}
[null,null,null,null,null,null,null,null,null,"Capacity factor AC/AC"]
[null,null,null,null,null,null,null,null,"Oregon",0.17239393846735457]
[null,null,null,null,"AC to DC ratio",1.1000000000000001,null,null,"Idaho",0.2005820620589456]
[null,null,null,null,null,null,null,null,"Washington",0.15492072881456442]
[null,"I am still refining these numbers. But for now they are OK to use. Mostlikely change by Final.",null,null,null,null,null,null,"Western Montana",0.18804417297567988]
[]
[]
[]
[null,null,"Regional","Solar Installs- Capacity  (MW) On customer Site not at Busbar"]
[null,null,"Low Case",null,"Medium Case",null,"High Case",null,null,null,null,null,null,null,null,1999,2000,2001,2002,2003,2004,2005,2006,2007,2008,2009,2010,2011,2012,2013,2014,2015,2016,2017,2018,2019,2020,2021,2022,2023,2024,2025,2026,2027,2028,2029,2030,2031,2032,2033,2034,2035]
[null,null,"AC-Low","DC-Low","AC-Med","DC-Med","AC-High","DC-High",null,null,null,null,"Regional","Low Case","AC-Low",1.9699999999999999E-2,4.0599999999999997E-2,6.0299999999999999E-2,0.1205,0.27379999999999999,0.7611,1.0654999999999999,1.6458999999999999,2.4979,4.3888999999999996,7.1821000000000002,20.354200000000002,27.338099999999997,41.248400000000004,75.120499999999993,94.238,114.9636,153.9256,170.85810000000001,180.43960000000001,190.4547,202.7842,216.53270000000001,231.07570000000001,242.91470000000001,255.8956,270.05259999999998,285.40460000000002,302.35070000000002,316.51030000000003,329.55109999999996,345.60820000000001,360.154,377.94839999999999,387.81450000000001,398.12430000000001,408.92739999999998]
[null,1999,1.9699999999999999E-2,2.1670000000000002E-2,1.9699999999999999E-2,2.1670000000000002E-2,1.9699999999999999E-2,2.1670000000000002E-2,null,null,null,null,"Solar Installs- Capacity  (MW) On customer Site not at Busbar",null,"DC-Low",2.1670000000000002E-2,4.4659999999999998E-2,6.633E-2,0.13255,0.30118,0.83721000000000012,1.17205,1.8104900000000002,2.7476900000000004,4.8277900000000002,7.9003100000000011,22.389620000000004,30.071909999999999,45.37324000000001,82.632549999999995,103.66180000000001,126.45996000000001,169.31816000000001,187.94391000000002,198.48356000000004,209.50017000000003,223.06262000000001,238.18597000000003,254.18327000000002,267.20617000000004,281.48516000000001,297.05786000000001,313.94506000000007,332.58577000000002,348.16133000000008,362.50621000000001,380.16902000000005,396.16940000000005,415.74324000000001,426.59595000000007,437.93673000000007,449.82014000000004]
[null,2000,4.0599999999999997E-2,4.4659999999999998E-2,4.0599999999999997E-2,4.4659999999999998E-2,4.0599999999999997E-2,4.4659999999999998E-2,null,null,null,null,null,"Medium Case","AC-Med",1.9699999999999999E-2,4.0599999999999997E-2,6.0299999999999999E-2,0.1205,0.27379999999999999,0.7611,1.0654999999999999,1.6458999999999999,2.4979,4.3888999999999996,7.1821000000000002,20.354200000000002,27.338099999999997,41.248400000000004,75.120499999999993,94.237899999999996,115.81530000000001,156.73060000000001,175.6396,187.34990000000002,199.77600000000001,214.86680000000001,231.73250000000002,249.822,265.32620000000003,282.33420000000001,300.9787,321.39209999999997,344.0027,363.89879999999999,383.05920000000003,406.10210000000001,427.8895,453.92439999999999,470.61930000000001,488.20249999999999,506.80349999999999]
[null,2001,6.0299999999999999E-2,6.633E-2,6.0299999999999999E-2,6.633E-2,6.0299999999999999E-2,6.633E-2,null,null,null,null,null,null,"DC-Med",2.1670000000000002E-2,4.4659999999999998E-2,6.633E-2,0.13255,0.30118,0.83721000000000012,1.17205,1.8104900000000002,2.7476900000000004,4.8277900000000002,7.9003100000000011,22.389620000000004,30.071909999999999,45.37324000000001,82.632549999999995,103.66169000000001,127.39683000000002,172.40366000000003,193.20356000000001,206.08489000000003,219.75360000000003,236.35348000000002,254.90575000000004,274.80420000000004,291.85882000000004,310.56762000000003,331.07657,353.53131000000002,378.40297000000004,400.28868,421.36512000000005,446.71231000000006,470.67845000000005,499.31684000000001,517.68123000000003,537.02274999999997,557.48385000000007]
[null,2002,0.1205,0.13255,0.1205,0.13255,0.1205,0.13255,null,null,null,null,null,"High Case","AC-High",1.9699999999999999E-2,4.0599999999999997E-2,6.0299999999999999E-2,0.1205,0.27379999999999999,0.7611,1.0654999999999999,1.6458999999999999,2.4979,4.3888999999999996,7.1821000000000002,20.354200000000002,27.338099999999997,41.248400000000004,75.120499999999993,94.238500000000002,120.6741,170.52589999999998,199.5154,222.18610000000001,247.35210000000001,277.73649999999998,312.74930000000001,351.97090000000003,390.1429,433.10360000000003,481.37670000000003,535.62720000000002,597.10059999999999,657.65750000000003,720.48520000000008,794.07979999999998,869.43579999999997,957.68410000000006,1031.5884000000001,1110.9948999999999,1196.7764]
[null,2003,0.27379999999999999,0.30118,0.27379999999999999,0.30118,0.27379999999999999,0.30118,null,null,null,null,null,null,"DC-High",2.1670000000000002E-2,4.4659999999999998E-2,6.633E-2,0.13255,0.30118,0.83721000000000012,1.17205,1.8104900000000002,2.7476900000000004,4.8277900000000002,7.9003100000000011,22.389620000000004,30.071909999999999,45.37324000000001,82.632549999999995,103.66235,132.74151000000001,187.57848999999999,219.46694000000002,244.40471000000002,272.08731,305.51015000000001,344.02423000000005,387.16799000000009,429.15719000000001,476.41396000000009,529.5143700000001,589.18992000000003,656.81065999999998,723.42325000000005,792.53372000000013,873.48778000000004,956.37938000000008,1053.4525100000001,1134.7472400000001,1222.09439,1316.4540400000001]
[null,2004,0.7611,0.83721000000000012,0.7611,0.83721000000000012,0.7611,0.83721000000000012]
[null,2005,1.0654999999999999,1.17205,1.0654999999999999,1.17205,1.0654999999999999,1.17205]
[null,2006,1.6458999999999999,1.8104900000000002,1.6458999999999999,1.8104900000000002,1.6458999999999999,1.8104900000000002]
[null,2007,2.4979,2.7476900000000004,2.4979,2.7476900000000004,2.4979,2.7476900000000004]
[null,2008,4.3888999999999996,4.8277900000000002,4.3888999999999996,4.8277900000000002,4.3888999999999996,4.8277900000000002]
[null,2009,7.1821000000000002,7.9003100000000011,7.1821000000000002,7.9003100000000011,7.1821000000000002,7.9003100000000011]
[null,2010,20.354200000000002,22.389620000000004,20.354200000000002,22.389620000000004,20.354200000000002,22.389620000000004]
[null,2011,27.338099999999997,30.071909999999999,27.338099999999997,30.071909999999999,27.338099999999997,30.071909999999999]
[null,2012,41.248400000000004,45.37324000000001,41.248400000000004,45.37324000000001,41.248400000000004,45.37324000000001]
[null,2013,75.120499999999993,82.632549999999995,75.120499999999993,82.632549999999995,75.120499999999993,82.632549999999995]
[null,2014,94.238,103.66180000000001,94.237899999999996,103.66169000000001,94.238500000000002,103.66235]
[null,2015,114.9636,126.45996000000001,115.81530000000001,127.39683000000002,120.6741,132.74151000000001]
[null,2016,153.9256,169.31816000000001,156.73060000000001,172.40366000000003,170.52589999999998,187.57848999999999]
[null,2017,170.85810000000001,187.94391000000002,175.6396,193.20356000000001,199.5154,219.46694000000002]
[null,2018,180.43960000000001,198.48356000000004,187.34990000000002,206.08489000000003,222.18610000000001,244.40471000000002]
[null,2019,190.4547,209.50017000000003,199.77600000000001,219.75360000000003,247.35210000000001,272.08731]
[null,2020,202.7842,223.06262000000001,214.86680000000001,236.35348000000002,277.73649999999998,305.51015000000001]
[null,2021,216.53270000000001,238.18597000000003,231.73250000000002,254.90575000000004,312.74930000000001,344.02423000000005]
[null,2022,231.07570000000001,254.18327000000002,249.822,274.80420000000004,351.97090000000003,387.16799000000009]
[null,2023,242.91470000000001,267.20617000000004,265.32620000000003,291.85882000000004,390.1429,429.15719000000001]
[null,2024,255.8956,281.48516000000001,282.33420000000001,310.56762000000003,433.10360000000003,476.41396000000009]
[null,2025,270.05259999999998,297.05786000000001,300.9787,331.07657,481.37670000000003,529.5143700000001]
[null,2026,285.40460000000002,313.94506000000007,321.39209999999997,353.53131000000002,535.62720000000002,589.18992000000003]
[null,2027,302.35070000000002,332.58577000000002,344.0027,378.40297000000004,597.10059999999999,656.81065999999998]
[null,2028,316.51030000000003,348.16133000000008,363.89879999999999,400.28868,657.65750000000003,723.42325000000005]
[null,2029,329.55109999999996,362.50621000000001,383.05920000000003,421.36512000000005,720.48520000000008,792.53372000000013]
[null,2030,345.60820000000001,380.16902000000005,406.10210000000001,446.71231000000006,794.07979999999998,873.48778000000004]
[null,2031,360.154,396.16940000000005,427.8895,470.67845000000005,869.43579999999997,956.37938000000008]
[null,2032,377.94839999999999,415.74324000000001,453.92439999999999,499.31684000000001,957.68410000000006,1053.4525100000001]
[null,2033,387.81450000000001,426.59595000000007,470.61930000000001,517.68123000000003,1031.5884000000001,1134.7472400000001]
[null,2034,398.12430000000001,437.93673000000007,488.20249999999999,537.02274999999997,1110.9948999999999,1222.09439]
[null,2035,408.92739999999998,449.82014000000004,506.80349999999999,557.48385000000007,1196.7764,1316.4540400000001]
[]
["Q:\\MJ\\Results\\LTM results for Draft 7th Plan.xlsx"]
["I am still refining these numbers. But for now they are OK to use. Mostlikely change by Final."]

{"sheet":"Support Docs","index":16,"n_rows":98,"n_cols":35,"rows_kept":98,"cut":false,"hidden":false,"merged":[[9,14,9,23],[7,14,7,16],[37,14,37,16]]}
[]
[]
[]
[null,"http://energy.gov/sites/prod/files/2014/01/f7/47927_chapter4.pdf"]
[]
[]
[]
[null,null,null,null,null,null,null,null,null,null,null,null,null,null,"Degradation Rates",null,null,null,null,null,null,null,null,null,null,"http://www.nrel.gov/analysis/sustain_lca_pv.html"]
[]
[null,null,null,null,null,null,null,null,null,null,null,null,null,null,"The National Renewable Energy Laboratory (NREL) performed a meta-analysis of studies that examined the long term degradation rates of various PV panels. They found that the 1% per year rule was somewhat pessimistic for panels made prior to the year 2000, and today’s panels, with better technology and improved manufacturing techniques, have even more stamina than their predecessors. For monocrystalline silicon, the most commonly used panel for commercial and residential PV, the degradation rate is less than 0.5% for panels made before 2000, and less than 0.4% for panels made after 2000. That means that a panel manufactured today should produce 92% of its original power after 20 years, quite a bit higher than the 80% estimated by the 1% rule."]
[]
[null,null,null,null,null,null,null,null,null,null,null,null,null,null,null,null,null,null,null,null,null,null,null,null,null,"http://www.nrel.gov/docs/fy12osti/51664.pdf",null,null,null,null,"Use typical warranty for life =>",null,null,25,"years"]
[]
[]
[]
[]
[]
[]
[]
[]
[]
[]
[]
[]
[]
[]
[]
[]
[]
[]
[]
[]
[]
[]
[]
[]
[]
[null,null,null,null,null,null,null,null,null,null,null,null,null,null," Image courtesy of NREL"]
[]
[]
[]
[null,"Storage Battery Cost Forecast"]
[null,"DNV GL for NYISO DER Review Distrib Gen 2014.pdf",null,null,null,null,null,null,null,null,null,null,null,null,null,"DNV GL for NYISO DER Review Distrib Gen 2014.pdf"]
[null,null,null,null,null,null,null,null,null,null,null,null,null,null,null,null,null,null,null,null,null,null,null,null,null,null,null,null,null,null,null,"MW","aMW"]
[null,null,null,null,null,null,null,null,null,null,null,null,null,null,null,null,null,null,null,null,null,null,null,null,null,null,null,null,null,null,"OR",{"$f":"8*1000","v":8000},{"$f":"8328*1000/8760","v":950.68493150684935}]
[null,null,null,null,null,null,null,null,null,null,null,null,null,null,null,null,null,null,null,null,null,null,null,null,null,null,null,null,null,null,"WA",{"$f":"13*1000","v":13000},{"$f":"13599*1000/8760","v":1552.3972602739725}]
[null,null,null,null,null,null,null,null,null,null,null,null,null,null,null,null,null,null,null,null,null,null,null,null,null,null,null,null,null,null,"ID",{"$f":"3*1000","v":3000},{"$f":"4051*1000/8760","v":462.4429223744292}]
[null,null,null,null,null,null,null,null,null,null,null,null,null,null,null,null,null,null,null,null,null,null,null,null,null,null,null,null,null,null,"MT",{"$f":"2*1000","v":2000},{"$f":"2194*1000/8760","v":250.45662100456622}]
[null,null,null,null,null,null,null,null,null,null,null,null,null,null,null,null,null,null,null,null,null,null,null,null,null,null,null,null,null,null,"Region",{"$f":"SUM(AF45:AF48)","v":26000},{"$f":"SUM(AG45:AG48)","v":3215.9817351598172}]
[]
[]
[]
[null,null,null,null,null,null,null,null,null,null,null,null,null,null,null,null,null,null,null,null,null,null,null,null,null,null,null,null,"DNV GL for NYISO DER Review Distrib Gen 2014.pdf"]
[]
[]
[]
[]
[]
[]
[]
[]
[]
[]
[]
[]
[]
[]
[]
[]
[]
[null,null,null,null,null,null,null,null,null,null,null,null,null,null,null,null,null,null,null,null,null,null,null,null,null,null,null,null,"So NREL is a 2012 estimate. Does not account for growth in homes / businesses."]
[]
[]
[]
[]
[]
[]
[]
[null,null,null,null,null,null,null,null,null,null,null,null,"Pitched","Flat","Mix 90/10"]
[null,null,null,null,null,null,null,null,null,null,null,null,135,110,null,"W/square meter"]
[null,"DNV GL for NYISO DER Review Distrib Gen 2014.pdf",null,null,null,null,"Residential availability 22-27%.   Commercial availability 60-65%",null,null,null,null,null,{"$f":"M80/10.7","v":12.616822429906543},{"$f":"N80/10.7","v":10.280373831775702},{"$f":"(10%*N81)+(90%*M81)","v":12.38317757009346},"W/square foot",null,"http://rredc.nrel.gov/solar/calculators/pvwatts/version1/change.html"]
[null,null,null,null,null,null,null,null,null,null,null,null,null,null,null,null,null,"Derate Factors for AC Power Rating at STC",null,null,null,"Version 2 (Set 2014) updates loss estimates"]
[null,null,null,null,null,null,null,null,null,null,null,null,null,null,null,null,null,"Component Derate Factors","PVWATTS Default","Range",null,"http://pvwatts.nrel.gov/pvwatts.php"]
[null,null,null,null,null,null,null,null,null,null,null,null,null,null,null,null,null,"PV module nameplate DC rating",0.95,"0.80 - 1.05",null,null,0.99]
[null,null,null,null,null,null,null,null,null,null,null,null,null,null,null,null,null,"Inverter and Transformer",0.92,"0.88 - 0.98",null,null,0.96]
[null,null,null,null,null,null,null,null,null,null,null,null,null,null,null,null,null,"Mismatch",0.98,"0.97 - 0.995",null,null,0.98]
[null,null,null,null,null,null,null,null,null,null,null,null,null,null,null,null,null,"Diodes and connections",0.995,"0.99 - 0.997",null,null,0.995]
[null,null,null,null,null,null,null,null,null,null,null,null,null,null,null,null,null,"DC wiring",0.98,"0.97 - 0.99",null,null,1]
[null,null,null,null,null,null,null,null,null,null,null,null,null,null,null,null,null,"AC wiring",0.99,"0.98 - 0.993",null,"All Wiring",0.98]
[null,null,null,null,null,null,null,null,null,null,null,null,null,null,null,null,null,"Soiling",0.95,"0.30 - 0.995",null,null,0.98]
[null,null,null,null,null,null,null,null,null,null,null,null,null,null,null,null,null,"System availabilty",0.98,"0.00 - 0.995",null,null,0.97]
[null,null,null,null,null,null,null,null,null,null,null,null,null,null,null,null,null,"Shading",1,"0.00 - 1.00",null,null,0.97]
[null,null,null,null,null,null,null,null,null,null,null,null,null,null,null,null,null,"Sun-tracking",1,"0.95 - 1.00",null,null,1]
[null,null,null,null,null,null,null,null,null,null,null,null,null,null,null,null,null,"Age",1,"0.70 - 1.00",null,null,1]
[null,null,null,null,null,null,null,null,null,null,null,null,null,null,null,null,null,"Overall DC-to-AC derate factor",0.77," "]
[null,null,null,null,null,null,null,null,null,null,null,null,null,null,null,null,null,null,{"$f":"PRODUCT(S84:S94)","v":0.76978871542187988},null,null,null,{"$f":"PRODUCT(W84:W94)","v":0.83743518517021431}]
[]
[null,"DNV GL for NYISO DER Review Distrib Gen 2014.pdf",null,null,null,null,null,null,null,null,null,null,null,"DNV GL for NYISO DER Review Distrib Gen 2014.pdf"]

{"sheet":"Other Forecasts","index":17,"n_rows":38,"n_cols":21,"rows_kept":38,"cut":false,"hidden":false,"merged":[]}
[" "]
[null,null,null,null,null,null,null,null,null,null,null,"Bottoms Up Modeled",null,null,null,null,null,null,null,"Year Dollar Conversions","Multiplier"]
[null,null,null,null,null,null,null,null,null,null,null,"Utility Scale PV",null,null,null,null,null,null,null,"2010 to 2012",1.0393504786820547]
[null,null,null,null,null,null,null,null,null,null,null,"$/Wdc 2013$",null,2012,2013,2014,null,null,null,"2013 to 2012",0.98352520170735158]
[null,null,null,null,null,null,null,null,null,null,null,null,"5 mw",3.16,2.59,2.0299999999999998,null,null,null,"2006 to 2012",1.1174900398071834]
[null,null,null,null,null,null,null,null,null,null,null,null,"20 mw",2.65,2.11,1.88,null,null,null,"2014 to 2012",0.96863807372515365]
[null,null,null,null,null,null,null,null,null,null,null,null,"185 mw",2.4500000000000002,1.92,1.8]
[]
[null,null,null,null,null,null,null,null,null,null,null,"%","5 mw"]
[null,null,null,null,null,null,null,null,null,null,null,null,"20 mw",{"$f":"100*(N6-N5)/N5","v":-16.13924050632912},-18.532818532818535,-7.3891625615763514]
[null,null,null,null,null,null,null,null,null,null,null,null,"185 mw",-7.5471698113207442,-9.0047393364928876,-4.2553191489361621]
[]
[null,null,null,null,null,null,null,null,null,null,null,"Analyst Projections"]
[null,null,null,null,null,null,null,null,null,null,null,"$/W dc 2010$",null,2015,2020,2025,2030,2035]
[null,null,null,null,null,null,null,null,null,null,null,"Utility","low",1351,1075,904,779,779]
[null,null,null,null,null,null,null,null,null,null,null,null,"high",2818,2541,2400,2302,2208]
[]
[null,null,null,null,null,null,null,null,null,null,null,"Commerial","low",1695,1364,1175,1041,1041]
[null,null,null,null,null,null,null,null,null,null,null,null,"high",3866,2807,2683,2683,2486]
[]
[null,null,null,null,null,null,null,null,null,null,null,"Residential","low",2205,1767,1527,1350,1350]
[null,null,null,null,null,null,null,null,null,null,null,null,"high",4313,3320,3127,2994,2955]
[]
[]
[null,null,null,null,null,null,null,null,null,null,null,"Analyst Projections"]
[null,null,null,null,null,null,null,null,null,null,null,"$/W dc 2012$",null,2015,2020,2025,2030,2035]
[null,null,null,null,null,null,null,null,null,null,null,"Utility","Utility (low)",{"$f":"N15*$U$3","v":1404.1624966994559},1117.3017645832088,939.5728327285774,809.65402289332053,809.65402289332053]
[null,null,null,null,null,null,null,null,null,null,null,null,"Utility (high)",2928.8896489260301,2640.9895663311008,2494.441148836931,2392.5848019260898,2294.8858569299769]
[]
[null,null,null,null,null,null,null,null,null,null,null,"Commerial","Commercial (low)",{"$f":"N18*$U$3","v":1761.6990613660826},1417.6740529223225,1221.2368124514142,1081.9638483080189,1081.9638483080189]
[null,null,null,null,null,null,null,null,null,null,null,null,"Commercial (high)",4018.1289505848231,2917.4567936605276,2788.5773343039527,2788.5773343039527,2583.8252900035877]
[]
[null,null,null,null,null,null,null,null,null,null,null,"Residential","Residential (low)",{"$f":"N21*$U$3","v":2291.7678054939306},1836.5322958311906,1587.0881809474974,1403.1231462207738,1403.1231462207738]
[null,null,null,null,null,null,null,null,null,null,null,null,"Residential (high)",4482.7186145557016,3450.6435892244212,3250.048946838785,3111.8153331740718,3071.2806645054716]
[]
[null,null,null,null,null,null,null,null,null,null,null,null,"Cost Curve",{"$f":"'Cost Curve'!$M$8","v":0.86227053029268896},{"$f":"'Cost Curve'!M13","v":0.71449224082491658},{"$f":"'Cost Curve'!M18","v":0.6571107396187702},{"$f":"'Cost Curve'!M23","v":0.62194143242790645},{"$f":"'Cost Curve'!M28","v":0.5944907690514657}]
[null,null,null,null,null,null,null,null,null,null,null,null,"Residential (Draft)",{"$f":"'Cost Matrix'!$C$8*N36","v":3880.2173863171001},{"$f":"'Cost Matrix'!$C$8*O36","v":3215.2150837121244},{"$f":"'Cost Matrix'!$C$8*P36","v":2956.998328284466},{"$f":"'Cost Matrix'!$C$8*Q36","v":2798.7364459255791},{"$f":"'Cost Matrix'!$C$8*R36","v":2675.2084607315956}]
[null,null,null,null,null,null,null,null,null,null,null,null,"Commercial (Draft)",{"$f":"'Cost Matrix'!$C$10*N36","v":3190.4009620829493},{"$f":"'Cost Matrix'!$C$10*O36","v":2643.6212910521913},{"$f":"'Cost Matrix'!$C$10*P36","v":2431.3097365894496},{"$f":"'Cost Matrix'!$C$10*Q36","v":2301.1832999832541},{"$f":"'Cost Matrix'!$C$10*R36","v":2199.615845490423}]

{"sheet":"PNW Solar Zones","index":18,"n_rows":155,"n_cols":14,"rows_kept":155,"cut":false,"hidden":false,"merged":[]}
["Solar Zone No.","Production Factor (kWh/yr/KW)","Solar DHW Savings (kWh/yr)","Fraction of Population","Weighted Average PV Production (kWh/yr/KW)","Weighted Average Solar DHW Savings (kWh/yr)","Weighting Method",null,null,"Solar Zone",null,"Baseline DHW Use**","Solar Fraction*","Savings (kWh/yr)"]
[1,1210,{"$f":"[4]SavingsFrac!E7","v":1064},{"$f":"SUMIF($D$10:$D$138,$A2,$F$10:$F$138)","v":0.29595280644252453},null,null,null,null,null,"Solar Residential Water Heater, Solar Zone 5","Winnemucca",2800,0.53,{"$f":"L2*M2","v":1484}]
[2,1320,{"$f":"[4]SavingsFrac!E6","v":1120},{"$f":"SUMIF($D$10:$D$138,$A3,$F$10:$F$138)","v":0.36679483897852466},{"$f":"SUMPRODUCT(B2:B6,D2:D6)","v":1324.0349474999484},{"$f":"SUMPRODUCT(C2:C6,D2:D6)","v":1107.3776212117712},"Population",null,null,"Solar Residential Water Heater, Solar Zone 4","Boise",2800,0.5,1400]
[3,1540,{"$f":"[4]SavingsFrac!E5","v":1204},{"$f":"SUMIF($D$10:$D$138,$A4,$F$10:$F$138)","v":0.23623004015185831},null,null,null,null,null,"Solar Residential Water Heater, Solar Zone 4","Medford",2800,0.49,1372]
[4,1700,{"$f":"[4]SavingsFrac!E3","v":1400},{"$f":"SUMIF($D$10:$D$138,$A5,$F$10:$F$138)","v":6.5362065175392739E-2},null,null,null,null,null,"Solar Residential Water Heater, Solar Zone 3","Spokane",2800,0.43,1204]
[5,1770,{"$f":"[4]SavingsFrac!E2","v":1484},{"$f":"SUMIF($D$10:$D$138,$A6,$F$10:$F$138)","v":3.8718031755998381E-3},null,null,null,null,null,"Solar Residential Water Heater, Solar Zone 2","Portland",2800,0.4,1120]
["*Photovoltaic production factors by solar radiation class (kWh/kW)",null,null,null,null,null,null,null,null,"Solar Residential Water Heater, Solar Zone 1","Seattle",2800,0.38,1064]
["PNW Solar Zones",null,null,null,null,null,"PNW Solar Zones",null,null,"Solar Residential Water Heater, Solar Zone 1","Missoula",2800,0.37,1036]
["COUNTY","State","Population","SOLAR ZONE","Solar Production Value","Fraction of Population"]
["Clallam","WA",{"$f":"IFERROR(VLOOKUP(CONCATENATE(A10,\" County, \",B10),'[5]PNW climtate zones'!A$15:B$145,2,FALSE),\"\")","v":71863},1,{"$f":"IF(D10=1,B$2)+IF(D10=2,B$3)+IF(D10=3,B$4)+IF(D10=4,B$5)+IF(D10=5,B$6)","v":1210},{"$f":"C10/C$139","v":5.6459769811515832E-3},null,null,null,"*Based on FSEC TRNSYS runs by D. Parker & M. Anello"]
["Grays Harbor","WA",{"$f":"IFERROR(VLOOKUP(CONCATENATE(A11,\" County, \",B11),'[5]PNW climtate zones'!A$15:B$145,2,FALSE),\"\")","v":71692},1,1210,{"$f":"C11/C$139","v":5.6325422224610625E-3},null,null,null,"used in 6P"]
["King","WA",{"$f":"IFERROR(VLOOKUP(CONCATENATE(A12,\" County, \",B12),'[5]PNW climtate zones'!A$15:B$145,2,FALSE),\"\")","v":2007440},1,1210,0.15771621044268866,null,null,null,"** Average ERWH consumption from RTF work Res_HPWH_v2_0"]
["Kitsap","WA",{"$f":"IFERROR(VLOOKUP(CONCATENATE(A13,\" County, \",B13),'[5]PNW climtate zones'!A$15:B$145,2,FALSE),\"\")","v":254991},1,1210,2.0033582182775886E-2]
["Mason","WA",{"$f":"IFERROR(VLOOKUP(CONCATENATE(A14,\" County, \",B14),'[5]PNW climtate zones'!A$15:B$145,2,FALSE),\"\")","v":60832},1,1210,4.7793171968525264E-3]
["Pacific","WA",{"$f":"IFERROR(VLOOKUP(CONCATENATE(A15,\" County, \",B15),'[5]PNW climtate zones'!A$15:B$145,2,FALSE),\"\")","v":20575},1,1210,1.6164921640787866E-3]
["Pierce","WA",{"$f":"IFERROR(VLOOKUP(CONCATENATE(A16,\" County, \",B16),'[5]PNW climtate zones'!A$15:B$145,2,FALSE),\"\")","v":811681},1,1210,6.3770399816847317E-2,null,null,null,"West Side Share of Homes",{"$f":"SUM(D2:D3)","v":0.66274764542104925}]
["Thurston","WA",{"$f":"IFERROR(VLOOKUP(CONCATENATE(A17,\" County, \",B17),'[5]PNW climtate zones'!A$15:B$145,2,FALSE),\"\")","v":258332},1,1210,2.0296070655202968E-2,null,null,null,"East Side Share of Homes",{"$f":"1-K16","v":0.33725235457895075}]
["Wahkiakum","WA",{"$f":"IFERROR(VLOOKUP(CONCATENATE(A18,\" County, \",B18),'[5]PNW climtate zones'!A$15:B$145,2,FALSE),\"\")","v":3993},1,1210,3.1371340029971294E-4]
["Clatsop","OR",{"$f":"IFERROR(VLOOKUP(CONCATENATE(A19,\" County, \",B19),'[5]PNW climtate zones'!A$15:B$145,2,FALSE),\"\")","v":37301},1,1210,2.9305844088604043E-3]
["Shoshone","ID",{"$f":"IFERROR(VLOOKUP(CONCATENATE(A20,\" County, \",B20),'[5]PNW climtate zones'!A$15:B$145,2,FALSE),\"\")","v":12702},1,1210,9.9794330343274578E-4]
["Lake","MT",{"$f":"IFERROR(VLOOKUP(CONCATENATE(A21,\" County, \",B21),'[5]PNW climtate zones'!A$15:B$145,2,FALSE),\"\")","v":28986},1,1210,2.2773094468037766E-3]
["Mineral","MT",{"$f":"IFERROR(VLOOKUP(CONCATENATE(A22,\" County, \",B22),'[5]PNW climtate zones'!A$15:B$145,2,FALSE),\"\")","v":4167},1,1210,3.2738385651112043E-4]
["Missoula","MT",{"$f":"IFERROR(VLOOKUP(CONCATENATE(A23,\" County, \",B23),'[5]PNW climtate zones'!A$15:B$145,2,FALSE),\"\")","v":110977},1,1210,8.7190012584676298E-3]
["Sanders","MT",{"$f":"IFERROR(VLOOKUP(CONCATENATE(A24,\" County, \",B24),'[5]PNW climtate zones'!A$15:B$145,2,FALSE),\"\")","v":11408},1,1210,8.9627910609043964E-4]
["Clark","WA",{"$f":"IFERROR(VLOOKUP(CONCATENATE(A25,\" County, \",B25),'[5]PNW climtate zones'!A$15:B$145,2,FALSE),\"\")","v":438287},2,1320,3.4434386445569821E-2]
["Cowlitz","WA",{"$f":"IFERROR(VLOOKUP(CONCATENATE(A26,\" County, \",B26),'[5]PNW climtate zones'!A$15:B$145,2,FALSE),\"\")","v":101996},2,1320,8.0134014467742355E-3]
["Island","WA",{"$f":"IFERROR(VLOOKUP(CONCATENATE(A27,\" County, \",B27),'[5]PNW climtate zones'!A$15:B$145,2,FALSE),\"\")","v":79177},2,1320,6.2206075370724702E-3]
["Lewis","WA",{"$f":"IFERROR(VLOOKUP(CONCATENATE(A28,\" County, \",B28),'[5]PNW climtate zones'!A$15:B$145,2,FALSE),\"\")","v":75621},2,1320,5.9412274089818669E-3]
["San Juan","WA",{"$f":"IFERROR(VLOOKUP(CONCATENATE(A29,\" County, \",B29),'[5]PNW climtate zones'!A$15:B$145,2,FALSE),\"\")","v":15824},2,1320,1.243225856835126E-3]
["Skagit","WA",{"$f":"IFERROR(VLOOKUP(CONCATENATE(A30,\" County, \",B30),'[5]PNW climtate zones'!A$15:B$145,2,FALSE),\"\")","v":118222},2,1320,9.2882107714081317E-3]
["Skamania","WA",{"$f":"IFERROR(VLOOKUP(CONCATENATE(A31,\" County, \",B31),'[5]PNW climtate zones'!A$15:B$145,2,FALSE),\"\")","v":11187},2,1320,8.7891605538514622E-4]
["Snohomish","WA",{"$f":"IFERROR(VLOOKUP(CONCATENATE(A32,\" County, \",B32),'[5]PNW climtate zones'!A$15:B$145,2,FALSE),\"\")","v":733036},2,1320,5.7591589306812019E-2]
["Whatcom","WA",{"$f":"IFERROR(VLOOKUP(CONCATENATE(A33,\" County, \",B33),'[5]PNW climtate zones'!A$15:B$145,2,FALSE),\"\")","v":205262},2,1320,1.6126581510723687E-2]
["Benton","OR",{"$f":"IFERROR(VLOOKUP(CONCATENATE(A34,\" County, \",B34),'[5]PNW climtate zones'!A$15:B$145,2,FALSE),\"\")","v":86430},2,1320,6.7904455767353348E-3]
["Clackamas","OR",{"$f":"IFERROR(VLOOKUP(CONCATENATE(A35,\" County, \",B35),'[5]PNW climtate zones'!A$15:B$145,2,FALSE),\"\")","v":383857},2,1320,3.0158047758288734E-2]
["Columbia","OR",{"$f":"IFERROR(VLOOKUP(CONCATENATE(A36,\" County, \",B36),'[5]PNW climtate zones'!A$15:B$145,2,FALSE),\"\")","v":49286},2,1320,3.8721960048013157E-3]
["Hood River","OR",{"$f":"IFERROR(VLOOKUP(CONCATENATE(A37,\" County, \",B37),'[5]PNW climtate zones'!A$15:B$145,2,FALSE),\"\")","v":22584},2,1320,1.774330937232336E-3]
["Lane","OR",{"$f":"IFERROR(VLOOKUP(CONCATENATE(A38,\" County, \",B38),'[5]PNW climtate zones'!A$15:B$145,2,FALSE),\"\")","v":354542},2,1320,2.7854890150027758E-2]
["Lincoln","OR",{"$f":"IFERROR(VLOOKUP(CONCATENATE(A39,\" County, \",B39),'[5]PNW climtate zones'!A$15:B$145,2,FALSE),\"\")","v":46151},2,1320,3.6258920954750948E-3]
["Linn","OR",{"$f":"IFERROR(VLOOKUP(CONCATENATE(A40,\" County, \",B40),'[5]PNW climtate zones'!A$15:B$145,2,FALSE),\"\")","v":118360},2,1320,9.2990528573689019E-3]
["Marion","OR",{"$f":"IFERROR(VLOOKUP(CONCATENATE(A41,\" County, \",B41),'[5]PNW climtate zones'!A$15:B$145,2,FALSE),\"\")","v":319985},2,1320,2.5139890406938054E-2]
["Multnomah","OR",{"$f":"IFERROR(VLOOKUP(CONCATENATE(A42,\" County, \",B42),'[5]PNW climtate zones'!A$15:B$145,2,FALSE),\"\")","v":759256},2,1320,5.9651585639358594E-2]
["Polk","OR",{"$f":"IFERROR(VLOOKUP(CONCATENATE(A43,\" County, \",B43),'[5]PNW climtate zones'!A$15:B$145,2,FALSE),\"\")","v":76353},2,1320,5.9987376040781326E-3]
["Tillamook","OR",{"$f":"IFERROR(VLOOKUP(CONCATENATE(A44,\" County, \",B44),'[5]PNW climtate zones'!A$15:B$145,2,FALSE),\"\")","v":25287},2,1320,1.9866944035509247E-3]
["Washington","OR",{"$f":"IFERROR(VLOOKUP(CONCATENATE(A45,\" County, \",B45),'[5]PNW climtate zones'!A$15:B$145,2,FALSE),\"\")","v":547672},2,1320,4.3028310886287099E-2]
["Yamhill","OR",{"$f":"IFERROR(VLOOKUP(CONCATENATE(A46,\" County, \",B46),'[5]PNW climtate zones'!A$15:B$145,2,FALSE),\"\")","v":100255},2,1320,7.8766183188198665E-3]
["Bear Lake County, ID ","ID",{"$f":"IFERROR(VLOOKUP(A47,'[5]PNW climtate zones'!A$15:B$146,2,FALSE),\"\")","v":5907},3,1540,4.640884186251952E-4]
["Benewah","ID",{"$f":"IFERROR(VLOOKUP(CONCATENATE(A48,\" County, \",B48),'[5]PNW climtate zones'!A$15:B$145,2,FALSE),\"\")","v":9117},3,1540,7.1628476597357458E-4]
["Bonner","ID",{"$f":"IFERROR(VLOOKUP(CONCATENATE(A49,\" County, \",B49),'[5]PNW climtate zones'!A$15:B$145,2,FALSE),\"\")","v":40476},3,1540,3.1800309517984429E-3]
["Bonneville","ID",{"$f":"IFERROR(VLOOKUP(CONCATENATE(A50,\" County, \",B50),'[5]PNW climtate zones'!A$15:B$145,2,FALSE),\"\")","v":106684},3,1540,8.3817181060792841E-3]
["Boundary","ID",{"$f":"IFERROR(VLOOKUP(CONCATENATE(A51,\" County, \",B51),'[5]PNW climtate zones'!A$15:B$145,2,FALSE),\"\")","v":0},3,1540,0]
["Clark","ID",{"$f":"IFERROR(VLOOKUP(CONCATENATE(A52,\" County, \",B52),'[5]PNW climtate zones'!A$15:B$145,2,FALSE),\"\")","v":869},3,1540,6.8273715216741939E-5]
["Clearwater","ID",{"$f":"IFERROR(VLOOKUP(CONCATENATE(A53,\" County, \",B53),'[5]PNW climtate zones'!A$15:B$145,2,FALSE),\"\")","v":8590},3,1540,6.7488056813787484E-4]
["Franklin","ID",{"$f":"IFERROR(VLOOKUP(CONCATENATE(A54,\" County, \",B54),'[5]PNW climtate zones'!A$15:B$145,2,FALSE),\"\")","v":12786},3,1540,1.0045428340175633E-3]
["Fremont","ID",{"$f":"IFERROR(VLOOKUP(CONCATENATE(A55,\" County, \",B55),'[5]PNW climtate zones'!A$15:B$145,2,FALSE),\"\")","v":12957},3,1540,1.0179775927080844E-3]
["Idaho","ID",{"$f":"IFERROR(VLOOKUP(CONCATENATE(A56,\" County, \",B56),'[5]PNW climtate zones'!A$15:B$145,2,FALSE),\"\")","v":16308},3,1540,1.2812517235381215E-3]
["Jefferson","ID",{"$f":"IFERROR(VLOOKUP(CONCATENATE(A57,\" County, \",B57),'[5]PNW climtate zones'!A$15:B$145,2,FALSE),\"\")","v":26684},3,1540,2.0964508824436617E-3]
["Kootenai","ID",{"$f":"IFERROR(VLOOKUP(CONCATENATE(A58,\" County, \",B58),'[5]PNW climtate zones'!A$15:B$145,2,FALSE),\"\")","v":142357},3,1540,1.1184397326938702E-2]
["Latah","ID",{"$f":"IFERROR(VLOOKUP(CONCATENATE(A59,\" County, \",B59),'[5]PNW climtate zones'!A$15:B$145,2,FALSE),\"\")","v":38184},3,1540,2.9999580458412822E-3]
["Lewis","ID",{"$f":"IFERROR(VLOOKUP(CONCATENATE(A60,\" County, \",B60),'[5]PNW climtate zones'!A$15:B$145,2,FALSE),\"\")","v":3889},3,1540,3.0554255290898667E-4]
["Madison","ID",{"$f":"IFERROR(VLOOKUP(CONCATENATE(A61,\" County, \",B61),'[5]PNW climtate zones'!A$15:B$145,2,FALSE),\"\")","v":37456},3,1540,2.9427621141061983E-3]
["Nez Perce","ID",{"$f":"IFERROR(VLOOKUP(CONCATENATE(A62,\" County, \",B62),'[5]PNW climtate zones'!A$15:B$145,2,FALSE),\"\")","v":39531},3,1540,3.1057862327192472E-3]
["Teton","ID",{"$f":"IFERROR(VLOOKUP(CONCATENATE(A63,\" County, \",B63),'[5]PNW climtate zones'!A$15:B$145,2,FALSE),\"\")","v":10052},3,1540,7.8974382664981585E-4]
["Washington County, ID ","ID",{"$f":"IFERROR(VLOOKUP(A64,'[5]PNW climtate zones'!A$15:B$146,2,FALSE),\"\")","v":10099},3,1540,7.9343642114370185E-4]
["Anaconda-Deer Lodge","MT",{"$f":"IFERROR(VLOOKUP(CONCATENATE(A65,\" County, \",B65),'[5]PNW climtate zones'!A$15:B$145,2,FALSE),\"\")","v":9227},3,1540,7.2492700840607347E-4]
["Flathead","MT",{"$f":"IFERROR(VLOOKUP(CONCATENATE(A66,\" County, \",B66),'[5]PNW climtate zones'!A$15:B$145,2,FALSE),\"\")","v":91633},3,1540,7.1992236437925369E-3]
["Granite","MT",{"$f":"IFERROR(VLOOKUP(CONCATENATE(A67,\" County, \",B67),'[5]PNW climtate zones'!A$15:B$145,2,FALSE),\"\")","v":3109},3,1540,2.4426119747853934E-4]
["Lewis and Clark","MT",{"$f":"IFERROR(VLOOKUP(CONCATENATE(A68,\" County, \",B68),'[5]PNW climtate zones'!A$15:B$145,2,FALSE),\"\")","v":64876},3,1540,5.0970374550073074E-3]
["Lincoln","MT",{"$f":"IFERROR(VLOOKUP(CONCATENATE(A69,\" County, \",B69),'[5]PNW climtate zones'!A$15:B$145,2,FALSE),\"\")","v":19491},3,1540,1.5313267931985237E-3]
["Powell","MT",{"$f":"IFERROR(VLOOKUP(CONCATENATE(A70,\" County, \",B70),'[5]PNW climtate zones'!A$15:B$145,2,FALSE),\"\")","v":7096},3,1540,5.5750320273647961E-4]
["Ravalli","MT",{"$f":"IFERROR(VLOOKUP(CONCATENATE(A71,\" County, \",B71),'[5]PNW climtate zones'!A$15:B$145,2,FALSE),\"\")","v":40617},3,1540,3.1911087352801005E-3]
["Butte-Silver Bow","MT",{"$f":"IFERROR(VLOOKUP(CONCATENATE(A72,\" County, \",B72),'[5]PNW climtate zones'!A$15:B$145,2,FALSE),\"\")","v":34403},3,1540,2.7029006036842036E-3]
["Adams","WA",{"$f":"IFERROR(VLOOKUP(CONCATENATE(A73,\" County, \",B73),'[5]PNW climtate zones'!A$15:B$145,2,FALSE),\"\")","v":19005},3,1540,1.4931437948149373E-3]
["Asotin","WA",{"$f":"IFERROR(VLOOKUP(CONCATENATE(A74,\" County, \",B74),'[5]PNW climtate zones'!A$15:B$145,2,FALSE),\"\")","v":21888},3,{"$f":"IF(D74=1,B$2)+IF(D74=2,B$3)+IF(D74=3,B$4)+IF(D74=4,B$5)+IF(D74=5,B$6)","v":1540},1.719649112386706E-3]
["Benton","WA",{"$f":"IFERROR(VLOOKUP(CONCATENATE(A75,\" County, \",B75),'[5]PNW climtate zones'!A$15:B$145,2,FALSE),\"\")","v":182398},3,1540,{"$f":"C75/C$139","v":1.4330252138208627E-2}]
["Chelan","WA",{"$f":"IFERROR(VLOOKUP(CONCATENATE(A76,\" County, \",B76),'[5]PNW climtate zones'!A$15:B$145,2,FALSE),\"\")","v":73687},3,1540,5.7892810738504755E-3]
["Columbia","WA",{"$f":"IFERROR(VLOOKUP(CONCATENATE(A77,\" County, \",B77),'[5]PNW climtate zones'!A$15:B$145,2,FALSE),\"\")","v":3995},3,1540,3.1387053198030383E-4]
["Douglas","WA",{"$f":"IFERROR(VLOOKUP(CONCATENATE(A78,\" County, \",B78),'[5]PNW climtate zones'!A$15:B$145,2,FALSE),\"\")","v":39350},3,1540,3.0915658156257715E-3]
["Ferry","WA",{"$f":"IFERROR(VLOOKUP(CONCATENATE(A79,\" County, \",B79),'[5]PNW climtate zones'!A$15:B$145,2,FALSE),\"\")","v":7705},3,1540,6.0534979947640579E-4]
["Franklin","WA",{"$f":"IFERROR(VLOOKUP(CONCATENATE(A80,\" County, \",B80),'[5]PNW climtate zones'!A$15:B$145,2,FALSE),\"\")","v":85845},3,1540,6.7444845601624991E-3]
["Garfield","WA",{"$f":"IFERROR(VLOOKUP(CONCATENATE(A81,\" County, \",B81),'[5]PNW climtate zones'!A$15:B$145,2,FALSE),\"\")","v":2228},3,1540,1.7504469217825207E-4]
["Grant","WA",{"$f":"IFERROR(VLOOKUP(CONCATENATE(A82,\" County, \",B82),'[5]PNW climtate zones'!A$15:B$145,2,FALSE),\"\")","v":91723},3,1540,7.2062945694191267E-3]
["Jefferson","WA",{"$f":"IFERROR(VLOOKUP(CONCATENATE(A83,\" County, \",B83),'[5]PNW climtate zones'!A$15:B$145,2,FALSE),\"\")","v":29854},3,1540,2.3455045961802232E-3]
["Kittitas","WA",{"$f":"IFERROR(VLOOKUP(CONCATENATE(A84,\" County, \",B84),'[5]PNW climtate zones'!A$15:B$145,2,FALSE),\"\")","v":32021},3,1540,2.5157567721004531E-3]
["Klickitat","WA",{"$f":"IFERROR(VLOOKUP(CONCATENATE(A85,\" County, \",B85),'[5]PNW climtate zones'!A$15:B$145,2,FALSE),\"\")","v":20699},3,1540,1.6262343282754217E-3]
["Lincoln","WA",{"$f":"IFERROR(VLOOKUP(CONCATENATE(A86,\" County, \",B86),'[5]PNW climtate zones'!A$15:B$145,2,FALSE),\"\")","v":10437},3,1540,8.1999167516356227E-4]
["Okanogan","WA",{"$f":"IFERROR(VLOOKUP(CONCATENATE(A87,\" County, \",B87),'[5]PNW climtate zones'!A$15:B$145,2,FALSE),\"\")","v":41275},3,1540,3.2428050581945035E-3]
["Pend Oreille","WA",{"$f":"IFERROR(VLOOKUP(CONCATENATE(A88,\" County, \",B88),'[5]PNW climtate zones'!A$15:B$145,2,FALSE),\"\")","v":12980},3,1540,1.0197846070348795E-3]
["Spokane","WA",{"$f":"IFERROR(VLOOKUP(CONCATENATE(A89,\" County, \",B89),'[5]PNW climtate zones'!A$15:B$145,2,FALSE),\"\")","v":475735},3,1540,3.7376520032953657E-2]
["Stevens","WA",{"$f":"IFERROR(VLOOKUP(CONCATENATE(A90,\" County, \",B90),'[5]PNW climtate zones'!A$15:B$145,2,FALSE),\"\")","v":43538},3,1540,3.4205995547830961E-3]
["Walla Walla","WA",{"$f":"IFERROR(VLOOKUP(CONCATENATE(A91,\" County, \",B91),'[5]PNW climtate zones'!A$15:B$145,2,FALSE),\"\")","v":59404},3,1540,4.6671251769106305E-3]
["Whitman","WA",{"$f":"IFERROR(VLOOKUP(CONCATENATE(A92,\" County, \",B92),'[5]PNW climtate zones'!A$15:B$145,2,FALSE),\"\")","v":46606},3,1540,3.6616395528095225E-3]
["Yakima","WA",{"$f":"IFERROR(VLOOKUP(CONCATENATE(A93,\" County, \",B93),'[5]PNW climtate zones'!A$15:B$145,2,FALSE),\"\")","v":246977},3,1540,1.9403955538648186E-2]
["Baker","OR",{"$f":"IFERROR(VLOOKUP(CONCATENATE(A94,\" County, \",B94),'[5]PNW climtate zones'!A$15:B$145,2,FALSE),\"\")","v":15909},3,1540,1.2499039532602389E-3]
["Coos","OR",{"$f":"IFERROR(VLOOKUP(CONCATENATE(A95,\" County, \",B95),'[5]PNW climtate zones'!A$15:B$145,2,FALSE),\"\")","v":62534},3,1540,4.9130362570353747E-3]
["Curry","OR",{"$f":"IFERROR(VLOOKUP(CONCATENATE(A96,\" County, \",B96),'[5]PNW climtate zones'!A$15:B$145,2,FALSE),\"\")","v":22248},3,1540,1.7479328148930664E-3]
["Douglas","OR",{"$f":"IFERROR(VLOOKUP(CONCATENATE(A97,\" County, \",B97),'[5]PNW climtate zones'!A$15:B$145,2,FALSE),\"\")","v":107164},3,1540,8.4194297094210974E-3]
["Gilliam","OR",{"$f":"IFERROR(VLOOKUP(CONCATENATE(A98,\" County, \",B98),'[5]PNW climtate zones'!A$15:B$145,2,FALSE),\"\")","v":1953},3,1540,1.5343908609700461E-4]
["Jackson","OR",{"$f":"IFERROR(VLOOKUP(CONCATENATE(A99,\" County, \",B99),'[5]PNW climtate zones'!A$15:B$145,2,FALSE),\"\")","v":206412},3,1540,1.6216932227063448E-2]
["Jefferson","OR",{"$f":"IFERROR(VLOOKUP(CONCATENATE(A100,\" County, \",B100),'[5]PNW climtate zones'!A$15:B$145,2,FALSE),\"\")","v":21749},3,1540,1.7087284605856391E-3]
["Josephine","OR",{"$f":"IFERROR(VLOOKUP(CONCATENATE(A101,\" County, \",B101),'[5]PNW climtate zones'!A$15:B$145,2,FALSE),\"\")","v":82930},3,1540,6.5154651357012764E-3]
["Morrow","OR",{"$f":"IFERROR(VLOOKUP(CONCATENATE(A102,\" County, \",B102),'[5]PNW climtate zones'!A$15:B$145,2,FALSE),\"\")","v":11244},3,1540,8.8339430828198666E-4]
["Umatilla","OR",{"$f":"IFERROR(VLOOKUP(CONCATENATE(A103,\" County, \",B103),'[5]PNW climtate zones'!A$15:B$145,2,FALSE),\"\")","v":76820},3,1540,6.0354278514961057E-3]
["Union","OR",{"$f":"IFERROR(VLOOKUP(CONCATENATE(A104,\" County, \",B104),'[5]PNW climtate zones'!A$15:B$145,2,FALSE),\"\")","v":25759},3,1540,2.0237774801703749E-3]
["Wallowa","OR",{"$f":"IFERROR(VLOOKUP(CONCATENATE(A105,\" County, \",B105),'[5]PNW climtate zones'!A$15:B$145,2,FALSE),\"\")","v":6821},3,1540,5.3589759665523219E-4]
["Wasco","OR",{"$f":"IFERROR(VLOOKUP(CONCATENATE(A106,\" County, \",B106),'[5]PNW climtate zones'!A$15:B$145,2,FALSE),\"\")","v":25487},3,1540,2.0024075716100135E-3]
["Washington County, ID ","ID",{"$f":"IFERROR(VLOOKUP(A107,'[5]PNW climtate zones'!A$15:B$146,2,FALSE),\"\")","v":10099},4,1700,7.9343642114370185E-4]
["Bannock","ID",{"$f":"IFERROR(VLOOKUP(CONCATENATE(A108,\" County, \",B108),'[5]PNW climtate zones'!A$15:B$145,2,FALSE),\"\")","v":83800},4,1700,6.5838174167583141E-3]
["Bingham","ID",{"$f":"IFERROR(VLOOKUP(CONCATENATE(A109,\" County, \",B109),'[5]PNW climtate zones'!A$15:B$145,2,FALSE),\"\")","v":45474},4,1700,3.5727030215950781E-3]
["Blaine","ID",{"$f":"IFERROR(VLOOKUP(CONCATENATE(A110,\" County, \",B110),'[5]PNW climtate zones'!A$15:B$145,2,FALSE),\"\")","v":21146},4,1700,1.6613532588874856E-3]
["Boise","ID",{"$f":"IFERROR(VLOOKUP(CONCATENATE(A111,\" County, \",B111),'[5]PNW climtate zones'!A$15:B$145,2,FALSE),\"\")","v":6835},4,1700,5.3699751841936841E-4]
["Butte","ID",{"$f":"IFERROR(VLOOKUP(CONCATENATE(A112,\" County, \",B112),'[5]PNW climtate zones'!A$15:B$145,2,FALSE),\"\")","v":2740},4,1700,2.1527040240952003E-4]
["Camas","ID",{"$f":"IFERROR(VLOOKUP(CONCATENATE(A113,\" County, \",B113),'[5]PNW climtate zones'!A$15:B$145,2,FALSE),\"\")","v":1077},4,1700,8.4615409998194563E-5]
["Canyon County,ID","ID",{"$f":"IFERROR(VLOOKUP(A114,'[5]PNW climtate zones'!A$15:B$146,2,FALSE),\"\")","v":124442},4,1700,9.7768902980457997E-3]
["Caribou","ID",{"$f":"IFERROR(VLOOKUP(CONCATENATE(A115,\" County, \",B115),'[5]PNW climtate zones'!A$15:B$145,2,FALSE),\"\")","v":6787},4,1700,5.3322635808518708E-4]
["Cassia","ID",{"$f":"IFERROR(VLOOKUP(CONCATENATE(A116,\" County, \",B116),'[5]PNW climtate zones'!A$15:B$145,2,FALSE),\"\")","v":23249},4,1700,1.826577221028807E-3]
["Custer","ID",{"$f":"IFERROR(VLOOKUP(CONCATENATE(A117,\" County, \",B117),'[5]PNW climtate zones'!A$15:B$145,2,FALSE),\"\")","v":4331},4,1700,3.4026865431957347E-4]
["Elmore","ID",{"$f":"IFERROR(VLOOKUP(CONCATENATE(A118,\" County, \",B118),'[5]PNW climtate zones'!A$15:B$145,2,FALSE),\"\")","v":26223},4,1700,2.0602320300674615E-3]
["Gem","ID",{"$f":"IFERROR(VLOOKUP(CONCATENATE(A119,\" County, \",B119),'[5]PNW climtate zones'!A$15:B$145,2,FALSE),\"\")","v":16673},4,1700,1.3099282552459591E-3]
["Gooding","ID",{"$f":"IFERROR(VLOOKUP(CONCATENATE(A120,\" County, \",B120),'[5]PNW climtate zones'!A$15:B$145,2,FALSE),\"\")","v":15291},4,1700,1.2013502639576536E-3]
["Jerome","ID",{"$f":"IFERROR(VLOOKUP(CONCATENATE(A121,\" County, \",B121),'[5]PNW climtate zones'!A$15:B$145,2,FALSE),\"\")","v":22499},4,1700,1.7676528408072231E-3]
["Lemhi","ID",{"$f":"IFERROR(VLOOKUP(CONCATENATE(A122,\" County, \",B122),'[5]PNW climtate zones'!A$15:B$145,2,FALSE),\"\")","v":7758},4,1700,6.0951378901206445E-4]
["Lincoln","ID",{"$f":"IFERROR(VLOOKUP(CONCATENATE(A123,\" County, \",B123),'[5]PNW climtate zones'!A$15:B$145,2,FALSE),\"\")","v":5277},4,1700,4.1459193923906469E-4]
["Minidoka","ID",{"$f":"IFERROR(VLOOKUP(CONCATENATE(A124,\" County, \",B124),'[5]PNW climtate zones'!A$15:B$145,2,FALSE),\"\")","v":20037},4,1700,1.5742237419998368E-3]
["Oneida","ID",{"$f":"IFERROR(VLOOKUP(CONCATENATE(A125,\" County, \",B125),'[5]PNW climtate zones'!A$15:B$145,2,FALSE),\"\")","v":4215},4,1700,3.3115501684530182E-4]
["Payette","ID",{"$f":"IFERROR(VLOOKUP(CONCATENATE(A126,\" County, \",B126),'[5]PNW climtate zones'!A$15:B$145,2,FALSE),\"\")","v":22639},4,1700,1.7786520584485855E-3]
["Power","ID",{"$f":"IFERROR(VLOOKUP(CONCATENATE(A127,\" County, \",B127),'[5]PNW climtate zones'!A$15:B$145,2,FALSE),\"\")","v":7778},4,1700,6.1108510581797334E-4]
["Twin Falls","ID",{"$f":"IFERROR(VLOOKUP(CONCATENATE(A128,\" County, \",B128),'[5]PNW climtate zones'!A$15:B$145,2,FALSE),\"\")","v":78595},4,1700,6.1748822180205214E-3]
["Valley","ID",{"$f":"IFERROR(VLOOKUP(CONCATENATE(A129,\" County, \",B129),'[5]PNW climtate zones'!A$15:B$145,2,FALSE),\"\")","v":9545},4,1700,7.4991094562002511E-4]
["Crook","OR",{"$f":"IFERROR(VLOOKUP(CONCATENATE(A130,\" County, \",B130),'[5]PNW climtate zones'!A$15:B$145,2,FALSE),\"\")","v":20729},4,1700,1.628591303484285E-3]
["Deschutes","OR",{"$f":"IFERROR(VLOOKUP(CONCATENATE(A131,\" County, \",B131),'[5]PNW climtate zones'!A$15:B$145,2,FALSE),\"\")","v":162277},4,1700,1.2749428865623972E-2]
["Grant","OR",{"$f":"IFERROR(VLOOKUP(CONCATENATE(A132,\" County, \",B132),'[5]PNW climtate zones'!A$15:B$145,2,FALSE),\"\")","v":7317},4,1700,5.7486625344177304E-4]
["Klamath","OR",{"$f":"IFERROR(VLOOKUP(CONCATENATE(A133,\" County, \",B133),'[5]PNW climtate zones'!A$15:B$145,2,FALSE),\"\")","v":65912},4,1700,5.1784316655533891E-3]
["Lake","OR",{"$f":"IFERROR(VLOOKUP(CONCATENATE(A134,\" County, \",B134),'[5]PNW climtate zones'!A$15:B$145,2,FALSE),\"\")","v":7771},4,1700,6.1053514493590523E-4]
["Wheeler","OR",{"$f":"IFERROR(VLOOKUP(CONCATENATE(A135,\" County, \",B135),'[5]PNW climtate zones'!A$15:B$145,2,FALSE),\"\")","v":1424},4,1700,1.1187775658071407E-4]
["Owyhee","ID",{"$f":"IFERROR(VLOOKUP(CONCATENATE(A136,\" County, \",B136),'[5]PNW climtate zones'!A$15:B$145,2,FALSE),\"\")","v":11439},5,1770,8.9871464713959842E-4]
["Harney","OR",{"$f":"IFERROR(VLOOKUP(CONCATENATE(A137,\" County, \",B137),'[5]PNW climtate zones'!A$15:B$145,2,FALSE),\"\")","v":7212},5,1770,5.6661684021075127E-4]
["Malheur","OR",{"$f":"IFERROR(VLOOKUP(CONCATENATE(A138,\" County, \",B138),'[5]PNW climtate zones'!A$15:B$145,2,FALSE),\"\")","v":30630},5,{"$f":"IF(D138=1,B$2)+IF(D138=2,B$3)+IF(D138=3,B$4)+IF(D138=4,B$5)+IF(D138=5,B$6)","v":1770},2.4064716882494885E-3]
["Total",null,{"$f":"IFERROR(VLOOKUP(A139,'[5]PNW climtate zones'!A$15:B$146,2,FALSE),\"\")","v":12728178}]
[]
[]
[]
[]
[]
[]
[]
[]
[]
[]
[]
[]
[]
[]
[]
[null,null,null,null,{"$f":"SUM(#REF!)","v":{"$error":"#REF!"}}]

{"sheet":"LOG","index":19,"n_rows":15,"n_cols":6,"rows_kept":15,"cut":false,"hidden":false,"merged":[]}
[]
[]
[null,"Item","Description","Who","When","Note"]
[null,{"$f":"ROW()-3","v":1},"Back of Envelope","CG","2014-11-01","v0"]
[null,{"$f":"ROW()-3","v":2},"Revised unit count estimates","CG","2014-11-01","v2"]
[null,3,"Degradation, life, shape analysis, PV Watts, kW","CG","2015-01-02","v3"]
[null,4,"RPM input generation","CG","2014-03-22","v4"]
[null,5,"Revised max annual downward","CG","2014-03-23","v4"]
[null,6,"Added T&D deferral credit","CG","2014-03-24","v5 Resulted in small change to fixed o&m and about a 1% reduction in levelized cost per kW"]
[null,7,"Revised kW peak to be Jan, April, July, Oct ","CG","2014-03-24","v5 (was average of the Q)"]
[null,8,"Revise Energy Factor for Energy Esitmate east and west","CG","2015-08-16","v7 Increased energy"]
[null,9,"Convert to roof area estimate instead of building count estimate","CG","2015-08-16","v7 Higher technical potential"]
[null,10,"Revise Achievability Ramp Rates based on NREL SunShot & Sensitivities","CG","2015-08-16","v7 Lower achievable potential than LO60 Max.  Higher than than CA based max rate"]
[null,11,"Revise what's in baseline forecast for load reduction ","MJ"]
[null,12,"Revise final RPM file and send to Ben","CG"]